F5_Commercial_Retail_Existing_Food Preparation_Natural Gas_Fryer_E5 | F5 | Commercial | Retail | Existing | Food Preparation | Natural Gas | Fryer | E5 | Utility - Cost of Operation | 0 | 0 | 0 | 0 | 0 | 0 | 0 | 0 | 0 | 0 | 0 | 0 | 0 | 0 | 0 | 0 | 0 | 0 | 0 | 0 | 0 | 0 | 0 | 0 | 0 | 0 | 0 | 0 | 0 | 0
F5_Commercial_Retail_Existing_Food Preparation_Natural Gas_Fryer_E6 | F5 | Commercial | Retail | Existing | Food Preparation | Natural Gas | Fryer | E6 | Utility - Cost of Operation | 0 | 0 | 0 | 0 | 0 | 0 | 0 | 0 | 0 | 0 | 0 | 0 | 0 | 0 | 0 | 0 | 0 | 0 | 0 | 0 | 0 | 0 | 0 | 0 | 0 | 0 | 0 | 0 | 0 | 0
F5_Commercial_Retail_Existing_Food Preparation_Natural Gas_Fryer_E7 | F5 | Commercial | Retail | Existing | Food Preparation | Natural Gas | Fryer | E7 | Utility - Cost of Operation | 0 | 0 | 0 | 0 | 0 | 0 | 0 | 0 | 0 | 0 | 0 | 0 | 0 | 0 | 0 | 0 | 0 | 0 | 0 | 0 | 0 | 0 | 0 | 0 | 0 | 0 | 0 | 0 | 0 | 0
F5_Commercial_Retail_Existing_Food Preparation_Natural Gas_Fryer_E8 | F5 | Commercial | Retail | Existing | Food Preparation | Natural Gas | Fryer | E8 | Utility - Cost of Operation | 0 | 0 | 0 | 0 | 0 | 0 | 0 | 0 | 0 | 0 | 0 | 0 | 0 | 0 | 0 | 0 | 0 | 0 | 0 | 0 | 0 | 0 | 0 | 0 | 0 | 0 | 0 | 0 | 0 | 0
F5_Commercial_Retail_Existing_Food Preparation_Natural Gas_Fryer_E9 | F5 | Commercial | Retail | Existing | Food Preparation | Natural Gas | Fryer | E9 | Utility - Cost of Operation | 0 | 0 | 0 | 0 | 0 | 0 | 0 | 0 | 0 | 0 | 0 | 0 | 0 | 0 | 0 | 0 | 0 | 0 | 0 | 0 | 0 | 0 | 0 | 0 | 0 | 0 | 0 | 0 | 0 | 0
F5_Commercial_Retail_Existing_Food Preparation_Natural Gas_Fryer_E10 | F5 | Commercial | Retail | Existing | Food Preparation | Natural Gas | Fryer | E10 | Utility - Cost of Operation | 0 | 0 | 0 | 0 | 0 | 0 | 0 | 0 | 0 | 0 | 0 | 0 | 0 | 0 | 0 | 0 | 0 | 0 | 0 | 0 | 0 | 0 | 0 | 0 | 0 | 0 | 0 | 0 | 0 | 0
F6_Commercial_Retail_Existing_Food Preparation_Natural Gas_Fryer_E1 | F6 | Commercial | Retail | Existing | Food Preparation | Natural Gas | Fryer | E1 | Utility - Value of Sales | 0.048147 | 0.047788 | 0.047738 | 0.04843 | 0.049673 | 0.051304 | 0.052677 | 0.053753 | 0.054731 | 0.05569 | 0.05674 | 0.057798 | 0.058827 | 0.059987 | 0.061087 | 0.062256 | 0.06341 | 0.064414 | 0.065247 | 0.065889 | 0.066482 | 0.067018 | 0 | 0 | 0 | 0 | 0 | 0 | 0 | 0
F6_Commercial_Retail_Existing_Food Preparation_Natural Gas_Fryer_E2 | F6 | Commercial | Retail | Existing | Food Preparation | Natural Gas | Fryer | E2 | Utility - Value of Sales | 0.02951 | 0.02929 | 0.029259 | 0.029683 | 0.030445 | 0.031445 | 0.032286 | 0.032945 | 0.033545 | 0.034133 | 0.034776 | 0.035425 | 0.036055 | 0.036766 | 0.037441 | 0.038157 | 0.038864 | 0.03948 | 0.03999 | 0.040384 | 0.040747 | 0.041076 | 0 | 0 | 0 | 0 | 0 | 0 | 0 | 0
F6_Commercial_Retail_Existing_Food Preparation_Natural Gas_Fryer_E3 | F6 | Commercial | Retail | Existing | Food Preparation | Natural Gas | Fryer | E3 | Utility - Value of Sales | 0 | 0 | 0 | 0 | 0 | 0 | 0 | 0 | 0 | 0 | 0 | 0 | 0 | 0 | 0 | 0 | 0 | 0 | 0 | 0 | 0 | 0 | 0 | 0 | 0 | 0 | 0 | 0 | 0 | 0
F6_Commercial_Retail_Existing_Food Preparation_Natural Gas_Fryer_E4 | F6 | Commercial | Retail | Existing | Food Preparation | Natural Gas | Fryer | E4 | Utility - Value of Sales | 0 | 0 | 0 | 0 | 0 | 0 | 0 | 0 | 0 | 0 | 0 | 0 | 0 | 0 | 0 | 0 | 0 | 0 | 0 | 0 | 0 | 0 | 0 | 0 | 0 | 0 | 0 | 0 | 0 | 0
F6_Commercial_Retail_Existing_Food Preparation_Natural Gas_Fryer_E5 | F6 | Commercial | Retail | Existing | Food Preparation | Natural Gas | Fryer | E5 | Utility - Value of Sales | 0 | 0 | 0 | 0 | 0 | 0 | 0 | 0 | 0 | 0 | 0 | 0 | 0 | 0 | 0 | 0 | 0 | 0 | 0 | 0 | 0 | 0 | 0 | 0 | 0 | 0 | 0 | 0 | 0 | 0
F6_Commercial_Retail_Existing_Food Preparation_Natural Gas_Fryer_E6 | F6 | Commercial | Retail | Existing | Food Preparation | Natural Gas | Fryer | E6 | Utility - Value of Sales | 0 | 0 | 0 | 0 | 0 | 0 | 0 | 0 | 0 | 0 | 0 | 0 | 0 | 0 | 0 | 0 | 0 | 0 | 0 | 0 | 0 | 0 | 0 | 0 | 0 | 0 | 0 | 0 | 0 | 0
F6_Commercial_Retail_Existing_Food Preparation_Natural Gas_Fryer_E7 | F6 | Commercial | Retail | Existing | Food Preparation | Natural Gas | Fryer | E7 | Utility - Value of Sales | 0 | 0 | 0 | 0 | 0 | 0 | 0 | 0 | 0 | 0 | 0 | 0 | 0 | 0 | 0 | 0 | 0 | 0 | 0 | 0 | 0 | 0 | 0 | 0 | 0 | 0 | 0 | 0 | 0 | 0
F6_Commercial_Retail_Existing_Food Preparation_Natural Gas_Fryer_E8 | F6 | Commercial | Retail | Existing | Food Preparation | Natural Gas | Fryer | E8 | Utility - Value of Sales | 0 | 0 | 0 | 0 | 0 | 0 | 0 | 0 | 0 | 0 | 0 | 0 | 0 | 0 | 0 | 0 | 0 | 0 | 0 | 0 | 0 | 0 | 0 | 0 | 0 | 0 | 0 | 0 | 0 | 0
F6_Commercial_Retail_Existing_Food Preparation_Natural Gas_Fryer_E9 | F6 | Commercial | Retail | Existing | Food Preparation | Natural Gas | Fryer | E9 | Utility - Value of Sales | 0 | 0 | 0 | 0 | 0 | 0 | 0 | 0 | 0 | 0 | 0 | 0 | 0 | 0 | 0 | 0 | 0 | 0 | 0 | 0 | 0 | 0 | 0 | 0 | 0 | 0 | 0 | 0 | 0 | 0
F6_Commercial_Retail_Existing_Food Preparation_Natural Gas_Fryer_E10 | F6 | Commercial | Retail | Existing | Food Preparation | Natural Gas | Fryer | E10 | Utility - Value of Sales | 0 | 0 | 0 | 0 | 0 | 0 | 0 | 0 | 0 | 0 | 0 | 0 | 0 | 0 | 0 | 0 | 0 | 0 | 0 | 0 | 0 | 0 | 0 | 0 | 0 | 0 | 0 | 0 | 0 | 0
F1_Commercial_Retail_Existing_Food Preparation_Natural Gas_Broiler_E1 | F1 | Commercial | Retail | Existing | Food Preparation | Natural Gas | Broiler | E1 | Participant - Cost of Equipment | 0.020693 | 0.020693 | 0.020693 | 0.020693 | 0.020693 | 0.020693 | 0.020693 | 0.020693 | 0.020693 | 0.020693 | 0.020693 | 0.020693 | 0.020693 | 0.020693 | 0.020693 | 0.020693 | 0.020693 | 0.020693 | 0.020693 | 0.020693 | 0.020693 | 0.020693 | 0 | 0 | 0 | 0 | 0 | 0 | 0 | 0
F1_Commercial_Retail_Existing_Food Preparation_Natural Gas_Broiler_E2 | F1 | Commercial | Retail | Existing | Food Preparation | Natural Gas | Broiler | E2 | Participant - Cost of Equipment | 0.02897 | 0.02897 | 0.02897 | 0.02897 | 0.02897 | 0.02897 | 0.02897 | 0.02897 | 0.02897 | 0.02897 | 0.02897 | 0.02897 | 0.02897 | 0.02897 | 0.02897 | 0.02897 | 0.02897 | 0.02897 | 0.02897 | 0.02897 | 0.02897 | 0.02897 | 0 | 0 | 0 | 0 | 0 | 0 | 0 | 0
F1_Commercial_Retail_Existing_Food Preparation_Natural Gas_Broiler_E3 | F1 | Commercial | Retail | Existing | Food Preparation | Natural Gas | Broiler | E3 | Participant - Cost of Equipment | 0 | 0 | 0 | 0 | 0 | 0 | 0 | 0 | 0 | 0 | 0 | 0 | 0 | 0 | 0 | 0 | 0 | 0 | 0 | 0 | 0 | 0 | 0 | 0 | 0 | 0 | 0 | 0 | 0 | 0
F1_Commercial_Retail_Existing_Food Preparation_Natural Gas_Broiler_E4 | F1 | Commercial | Retail | Existing | Food Preparation | Natural Gas | Broiler | E4 | Participant - Cost of Equipment | 0 | 0 | 0 | 0 | 0 | 0 | 0 | 0 | 0 | 0 | 0 | 0 | 0 | 0 | 0 | 0 | 0 | 0 | 0 | 0 | 0 | 0 | 0 | 0 | 0 | 0 | 0 | 0 | 0 | 0
F1_Commercial_Retail_Existing_Food Preparation_Natural Gas_Broiler_E5 | F1 | Commercial | Retail | Existing | Food Preparation | Natural Gas | Broiler | E5 | Participant - Cost of Equipment | 0 | 0 | 0 | 0 | 0 | 0 | 0 | 0 | 0 | 0 | 0 | 0 | 0 | 0 | 0 | 0 | 0 | 0 | 0 | 0 | 0 | 0 | 0 | 0 | 0 | 0 | 0 | 0 | 0 | 0
F1_Commercial_Retail_Existing_Food Preparation_Natural Gas_Broiler_E6 | F1 | Commercial | Retail | Existing | Food Preparation | Natural Gas | Broiler | E6 | Participant - Cost of Equipment | 0 | 0 | 0 | 0 | 0 | 0 | 0 | 0 | 0 | 0 | 0 | 0 | 0 | 0 | 0 | 0 | 0 | 0 | 0 | 0 | 0 | 0 | 0 | 0 | 0 | 0 | 0 | 0 | 0 | 0
F1_Commercial_Retail_Existing_Food Preparation_Natural Gas_Broiler_E7 | F1 | Commercial | Retail | Existing | Food Preparation | Natural Gas | Broiler | E7 | Participant - Cost of Equipment | 0 | 0 | 0 | 0 | 0 | 0 | 0 | 0 | 0 | 0 | 0 | 0 | 0 | 0 | 0 | 0 | 0 | 0 | 0 | 0 | 0 | 0 | 0 | 0 | 0 | 0 | 0 | 0 | 0 | 0
F1_Commercial_Retail_Existing_Food Preparation_Natural Gas_Broiler_E8 | F1 | Commercial | Retail | Existing | Food Preparation | Natural Gas | Broiler | E8 | Participant - Cost of Equipment | 0 | 0 | 0 | 0 | 0 | 0 | 0 | 0 | 0 | 0 | 0 | 0 | 0 | 0 | 0 | 0 | 0 | 0 | 0 | 0 | 0 | 0 | 0 | 0 | 0 | 0 | 0 | 0 | 0 | 0
F1_Commercial_Retail_Existing_Food Preparation_Natural Gas_Broiler_E9 | F1 | Commercial | Retail | Existing | Food Preparation | Natural Gas | Broiler | E9 | Participant - Cost of Equipment | 0 | 0 | 0 | 0 | 0 | 0 | 0 | 0 | 0 | 0 | 0 | 0 | 0 | 0 | 0 | 0 | 0 | 0 | 0 | 0 | 0 | 0 | 0 | 0 | 0 | 0 | 0 | 0 | 0 | 0
F1_Commercial_Retail_Existing_Food Preparation_Natural Gas_Broiler_E10 | F1 | Commercial | Retail | Existing | Food Preparation | Natural Gas | Broiler | E10 | Participant - Cost of Equipment | 0 | 0 | 0 | 0 | 0 | 0 | 0 | 0 | 0 | 0 | 0 | 0 | 0 | 0 | 0 | 0 | 0 | 0 | 0 | 0 | 0 | 0 | 0 | 0 | 0 | 0 | 0 | 0 | 0 | 0
F2_Commercial_Retail_Existing_Food Preparation_Natural Gas_Broiler_E1 | F2 | Commercial | Retail | Existing | Food Preparation | Natural Gas | Broiler | E1 | Participant - Cost of Operation | 0.051156 | 0.051593 | 0.052117 | 0.052984 | 0.05414 | 0.055504 | 0.056756 | 0.057872 | 0.058954 | 0.060004 | 0.061062 | 0.062091 | 0.06306 | 0.06403 | 0.064957 | 0.065908 | 0.066925 | 0.067948 | 0.068981 | 0.070017 | 0.071042 | 0.072052 | 0 | 0 | 0 | 0 | 0 | 0 | 0 | 0
F2_Commercial_Retail_Existing_Food Preparation_Natural Gas_Broiler_E2 | F2 | Commercial | Retail | Existing | Food Preparation | Natural Gas | Broiler | E2 | Participant - Cost of Operation | 0.032886 | 0.033167 | 0.033504 | 0.034061 | 0.034804 | 0.035681 | 0.036486 | 0.037203 | 0.037899 | 0.038574 | 0.039254 | 0.039916 | 0.040538 | 0.041162 | 0.041758 | 0.042369 | 0.043023 | 0.043681 | 0.044345 | 0.045011 | 0.04567 | 0.046319 | 0 | 0 | 0 | 0 | 0 | 0 | 0 | 0
F2_Commercial_Retail_Existing_Food Preparation_Natural Gas_Broiler_E3 | F2 | Commercial | Retail | Existing | Food Preparation | Natural Gas | Broiler | E3 | Participant - Cost of Operation | 0 | 0 | 0 | 0 | 0 | 0 | 0 | 0 | 0 | 0 | 0 | 0 | 0 | 0 | 0 | 0 | 0 | 0 | 0 | 0 | 0 | 0 | 0 | 0 | 0 | 0 | 0 | 0 | 0 | 0
F2_Commercial_Retail_Existing_Food Preparation_Natural Gas_Broiler_E4 | F2 | Commercial | Retail | Existing | Food Preparation | Natural Gas | Broiler | E4 | Participant - Cost of Operation | 0 | 0 | 0 | 0 | 0 | 0 | 0 | 0 | 0 | 0 | 0 | 0 | 0 | 0 | 0 | 0 | 0 | 0 | 0 | 0 | 0 | 0 | 0 | 0 | 0 | 0 | 0 | 0 | 0 | 0
F2_Commercial_Retail_Existing_Food Preparation_Natural Gas_Broiler_E5 | F2 | Commercial | Retail | Existing | Food Preparation | Natural Gas | Broiler | E5 | Participant - Cost of Operation | 0 | 0 | 0 | 0 | 0 | 0 | 0 | 0 | 0 | 0 | 0 | 0 | 0 | 0 | 0 | 0 | 0 | 0 | 0 | 0 | 0 | 0 | 0 | 0 | 0 | 0 | 0 | 0 | 0 | 0
F2_Commercial_Retail_Existing_Food Preparation_Natural Gas_Broiler_E6 | F2 | Commercial | Retail | Existing | Food Preparation | Natural Gas | Broiler | E6 | Participant - Cost of Operation | 0 | 0 | 0 | 0 | 0 | 0 | 0 | 0 | 0 | 0 | 0 | 0 | 0 | 0 | 0 | 0 | 0 | 0 | 0 | 0 | 0 | 0 | 0 | 0 | 0 | 0 | 0 | 0 | 0 | 0
F2_Commercial_Retail_Existing_Food Preparation_Natural Gas_Broiler_E7 | F2 | Commercial | Retail | Existing | Food Preparation | Natural Gas | Broiler | E7 | Participant - Cost of Operation | 0 | 0 | 0 | 0 | 0 | 0 | 0 | 0 | 0 | 0 | 0 | 0 | 0 | 0 | 0 | 0 | 0 | 0 | 0 | 0 | 0 | 0 | 0 | 0 | 0 | 0 | 0 | 0 | 0 | 0
F2_Commercial_Retail_Existing_Food Preparation_Natural Gas_Broiler_E8 | F2 | Commercial | Retail | Existing | Food Preparation | Natural Gas | Broiler | E8 | Participant - Cost of Operation | 0 | 0 | 0 | 0 | 0 | 0 | 0 | 0 | 0 | 0 | 0 | 0 | 0 | 0 | 0 | 0 | 0 | 0 | 0 | 0 | 0 | 0 | 0 | 0 | 0 | 0 | 0 | 0 | 0 | 0
F2_Commercial_Retail_Existing_Food Preparation_Natural Gas_Broiler_E9 | F2 | Commercial | Retail | Existing | Food Preparation | Natural Gas | Broiler | E9 | Participant - Cost of Operation | 0 | 0 | 0 | 0 | 0 | 0 | 0 | 0 | 0 | 0 | 0 | 0 | 0 | 0 | 0 | 0 | 0 | 0 | 0 | 0 | 0 | 0 | 0 | 0 | 0 | 0 | 0 | 0 | 0 | 0
F2_Commercial_Retail_Existing_Food Preparation_Natural Gas_Broiler_E10 | F2 | Commercial | Retail | Existing | Food Preparation | Natural Gas | Broiler | E10 | Participant - Cost of Operation | 0 | 0 | 0 | 0 | 0 | 0 | 0 | 0 | 0 | 0 | 0 | 0 | 0 | 0 | 0 | 0 | 0 | 0 | 0 | 0 | 0 | 0 | 0 | 0 | 0 | 0 | 0 | 0 | 0 | 0
F3_Commercial_Retail_Existing_Food Preparation_Natural Gas_Broiler_E1 | F3 | Commercial | Retail | Existing | Food Preparation | Natural Gas | Broiler | E1 | System - kBTUs of Conusmption | 4.7977 | 4.812 | 4.8279 | 4.8644 | 4.8967 | 4.9239 | 4.9446 | 4.9652 | 4.9843 | 4.9964 | 5.0006 | 4.9997 | 4.9923 | 4.9781 | 4.9606 | 4.9436 | 4.9253 | 4.9057 | 4.8834 | 4.8619 | 4.8395 | 4.8166 | 0 | 0 | 0 | 0 | 0 | 0 | 0 | 0
F3_Commercial_Retail_Existing_Food Preparation_Natural Gas_Broiler_E2 | F3 | Commercial | Retail | Existing | Food Preparation | Natural Gas | Broiler | E2 | System - kBTUs of Conusmption | 3.0842 | 3.0934 | 3.1036 | 3.1271 | 3.1479 | 3.1654 | 3.1787 | 3.1919 | 3.2042 | 3.212 | 3.2147 | 3.2141 | 3.2093 | 3.2002 | 3.189 | 3.178 | 3.1663 | 3.1537 | 3.1393 | 3.1255 | 3.1111 | 3.0964 | 0 | 0 | 0 | 0 | 0 | 0 | 0 | 0
F3_Commercial_Retail_Existing_Food Preparation_Natural Gas_Broiler_E3 | F3 | Commercial | Retail | Existing | Food Preparation | Natural Gas | Broiler | E3 | System - kBTUs of Conusmption | 0 | 0 | 0 | 0 | 0 | 0 | 0 | 0 | 0 | 0 | 0 | 0 | 0 | 0 | 0 | 0 | 0 | 0 | 0 | 0 | 0 | 0 | 0 | 0 | 0 | 0 | 0 | 0 | 0 | 0
F3_Commercial_Retail_Existing_Food Preparation_Natural Gas_Broiler_E4 | F3 | Commercial | Retail | Existing | Food Preparation | Natural Gas | Broiler | E4 | System - kBTUs of Conusmption | 0 | 0 | 0 | 0 | 0 | 0 | 0 | 0 | 0 | 0 | 0 | 0 | 0 | 0 | 0 | 0 | 0 | 0 | 0 | 0 | 0 | 0 | 0 | 0 | 0 | 0 | 0 | 0 | 0 | 0
F3_Commercial_Retail_Existing_Food Preparation_Natural Gas_Broiler_E5 | F3 | Commercial | Retail | Existing | Food Preparation | Natural Gas | Broiler | E5 | System - kBTUs of Conusmption | 0 | 0 | 0 | 0 | 0 | 0 | 0 | 0 | 0 | 0 | 0 | 0 | 0 | 0 | 0 | 0 | 0 | 0 | 0 | 0 | 0 | 0 | 0 | 0 | 0 | 0 | 0 | 0 | 0 | 0
F3_Commercial_Retail_Existing_Food Preparation_Natural Gas_Broiler_E6 | F3 | Commercial | Retail | Existing | Food Preparation | Natural Gas | Broiler | E6 | System - kBTUs of Conusmption | 0 | 0 | 0 | 0 | 0 | 0 | 0 | 0 | 0 | 0 | 0 | 0 | 0 | 0 | 0 | 0 | 0 | 0 | 0 | 0 | 0 | 0 | 0 | 0 | 0 | 0 | 0 | 0 | 0 | 0
F3_Commercial_Retail_Existing_Food Preparation_Natural Gas_Broiler_E7 | F3 | Commercial | Retail | Existing | Food Preparation | Natural Gas | Broiler | E7 | System - kBTUs of Conusmption | 0 | 0 | 0 | 0 | 0 | 0 | 0 | 0 | 0 | 0 | 0 | 0 | 0 | 0 | 0 | 0 | 0 | 0 | 0 | 0 | 0 | 0 | 0 | 0 | 0 | 0 | 0 | 0 | 0 | 0
F3_Commercial_Retail_Existing_Food Preparation_Natural Gas_Broiler_E8 | F3 | Commercial | Retail | Existing | Food Preparation | Natural Gas | Broiler | E8 | System - kBTUs of Conusmption | 0 | 0 | 0 | 0 | 0 | 0 | 0 | 0 | 0 | 0 | 0 | 0 | 0 | 0 | 0 | 0 | 0 | 0 | 0 | 0 | 0 | 0 | 0 | 0 | 0 | 0 | 0 | 0 | 0 | 0
F3_Commercial_Retail_Existing_Food Preparation_Natural Gas_Broiler_E9 | F3 | Commercial | Retail | Existing | Food Preparation | Natural Gas | Broiler | E9 | System - kBTUs of Conusmption | 0 | 0 | 0 | 0 | 0 | 0 | 0 | 0 | 0 | 0 | 0 | 0 | 0 | 0 | 0 | 0 | 0 | 0 | 0 | 0 | 0 | 0 | 0 | 0 | 0 | 0 | 0 | 0 | 0 | 0
F3_Commercial_Retail_Existing_Food Preparation_Natural Gas_Broiler_E10 | F3 | Commercial | Retail | Existing | Food Preparation | Natural Gas | Broiler | E10 | System - kBTUs of Conusmption | 0 | 0 | 0 | 0 | 0 | 0 | 0 | 0 | 0 | 0 | 0 | 0 | 0 | 0 | 0 | 0 | 0 | 0 | 0 | 0 | 0 | 0 | 0 | 0 | 0 | 0 | 0 | 0 | 0 | 0
F4_Commercial_Retail_Existing_Food Preparation_Natural Gas_Broiler_E1 | F4 | Commercial | Retail | Existing | Food Preparation | Natural Gas | Broiler | E1 | Utility - Cost of Equipment | 0.020693 | 0.020693 | 0.020693 | 0.020693 | 0.020693 | 0.020693 | 0.020693 | 0.020693 | 0.020693 | 0.020693 | 0.020693 | 0.020693 | 0.020693 | 0.020693 | 0.020693 | 0.020693 | 0.020693 | 0.020693 | 0.020693 | 0.020693 | 0.020693 | 0.020693 | 0 | 0 | 0 | 0 | 0 | 0 | 0 | 0
F4_Commercial_Retail_Existing_Food Preparation_Natural Gas_Broiler_E2 | F4 | Commercial | Retail | Existing | Food Preparation | Natural Gas | Broiler | E2 | Utility - Cost of Equipment | 0.02897 | 0.02897 | 0.02897 | 0.02897 | 0.02897 | 0.02897 | 0.02897 | 0.02897 | 0.02897 | 0.02897 | 0.02897 | 0.02897 | 0.02897 | 0.02897 | 0.02897 | 0.02897 | 0.02897 | 0.02897 | 0.02897 | 0.02897 | 0.02897 | 0.02897 | 0 | 0 | 0 | 0 | 0 | 0 | 0 | 0
F4_Commercial_Retail_Existing_Food Preparation_Natural Gas_Broiler_E3 | F4 | Commercial | Retail | Existing | Food Preparation | Natural Gas | Broiler | E3 | Utility - Cost of Equipment | 0 | 0 | 0 | 0 | 0 | 0 | 0 | 0 | 0 | 0 | 0 | 0 | 0 | 0 | 0 | 0 | 0 | 0 | 0 | 0 | 0 | 0 | 0 | 0 | 0 | 0 | 0 | 0 | 0 | 0
F4_Commercial_Retail_Existing_Food Preparation_Natural Gas_Broiler_E4 | F4 | Commercial | Retail | Existing | Food Preparation | Natural Gas | Broiler | E4 | Utility - Cost of Equipment | 0 | 0 | 0 | 0 | 0 | 0 | 0 | 0 | 0 | 0 | 0 | 0 | 0 | 0 | 0 | 0 | 0 | 0 | 0 | 0 | 0 | 0 | 0 | 0 | 0 | 0 | 0 | 0 | 0 | 0
F4_Commercial_Retail_Existing_Food Preparation_Natural Gas_Broiler_E5 | F4 | Commercial | Retail | Existing | Food Preparation | Natural Gas | Broiler | E5 | Utility - Cost of Equipment | 0 | 0 | 0 | 0 | 0 | 0 | 0 | 0 | 0 | 0 | 0 | 0 | 0 | 0 | 0 | 0 | 0 | 0 | 0 | 0 | 0 | 0 | 0 | 0 | 0 | 0 | 0 | 0 | 0 | 0
F4_Commercial_Retail_Existing_Food Preparation_Natural Gas_Broiler_E6 | F4 | Commercial | Retail | Existing | Food Preparation | Natural Gas | Broiler | E6 | Utility - Cost of Equipment | 0 | 0 | 0 | 0 | 0 | 0 | 0 | 0 | 0 | 0 | 0 | 0 | 0 | 0 | 0 | 0 | 0 | 0 | 0 | 0 | 0 | 0 | 0 | 0 | 0 | 0 | 0 | 0 | 0 | 0
F4_Commercial_Retail_Existing_Food Preparation_Natural Gas_Broiler_E7 | F4 | Commercial | Retail | Existing | Food Preparation | Natural Gas | Broiler | E7 | Utility - Cost of Equipment | 0 | 0 | 0 | 0 | 0 | 0 | 0 | 0 | 0 | 0 | 0 | 0 | 0 | 0 | 0 | 0 | 0 | 0 | 0 | 0 | 0 | 0 | 0 | 0 | 0 | 0 | 0 | 0 | 0 | 0
F4_Commercial_Retail_Existing_Food Preparation_Natural Gas_Broiler_E8 | F4 | Commercial | Retail | Existing | Food Preparation | Natural Gas | Broiler | E8 | Utility - Cost of Equipment | 0 | 0 | 0 | 0 | 0 | 0 | 0 | 0 | 0 | 0 | 0 | 0 | 0 | 0 | 0 | 0 | 0 | 0 | 0 | 0 | 0 | 0 | 0 | 0 | 0 | 0 | 0 | 0 | 0 | 0
F4_Commercial_Retail_Existing_Food Preparation_Natural Gas_Broiler_E9 | F4 | Commercial | Retail | Existing | Food Preparation | Natural Gas | Broiler | E9 | Utility - Cost of Equipment | 0 | 0 | 0 | 0 | 0 | 0 | 0 | 0 | 0 | 0 | 0 | 0 | 0 | 0 | 0 | 0 | 0 | 0 | 0 | 0 | 0 | 0 | 0 | 0 | 0 | 0 | 0 | 0 | 0 | 0
F4_Commercial_Retail_Existing_Food Preparation_Natural Gas_Broiler_E10 | F4 | Commercial | Retail | Existing | Food Preparation | Natural Gas | Broiler | E10 | Utility - Cost of Equipment | 0 | 0 | 0 | 0 | 0 | 0 | 0 | 0 | 0 | 0 | 0 | 0 | 0 | 0 | 0 | 0 | 0 | 0 | 0 | 0 | 0 | 0 | 0 | 0 | 0 | 0 | 0 | 0 | 0 | 0
F5_Commercial_Retail_Existing_Food Preparation_Natural Gas_Broiler_E1 | F5 | Commercial | Retail | Existing | Food Preparation | Natural Gas | Broiler | E1 | Utility - Cost of Operation | 0.042699 | 0.043064 | 0.043501 | 0.044225 | 0.04519 | 0.046328 | 0.047373 | 0.048305 | 0.049208 | 0.050084 | 0.050967 | 0.051826 | 0.052635 | 0.053444 | 0.054218 | 0.055012 | 0.055861 | 0.056715 | 0.057577 | 0.058442 | 0.059297 | 0.060141 | 0 | 0 | 0 | 0 | 0 | 0 | 0 | 0
F5_Commercial_Retail_Existing_Food Preparation_Natural Gas_Broiler_E2 | F5 | Commercial | Retail | Existing | Food Preparation | Natural Gas | Broiler | E2 | Utility - Cost of Operation | 0.027449 | 0.027684 | 0.027965 | 0.02843 | 0.02905 | 0.029782 | 0.030454 | 0.031053 | 0.031634 | 0.032197 | 0.032765 | 0.033317 | 0.033837 | 0.034357 | 0.034855 | 0.035365 | 0.03591 | 0.03646 | 0.037014 | 0.03757 | 0.03812 | 0.038662 | 0 | 0 | 0 | 0 | 0 | 0 | 0 | 0
F5_Commercial_Retail_Existing_Food Preparation_Natural Gas_Broiler_E3 | F5 | Commercial | Retail | Existing | Food Preparation | Natural Gas | Broiler | E3 | Utility - Cost of Operation | 0 | 0 | 0 | 0 | 0 | 0 | 0 | 0 | 0 | 0 | 0 | 0 | 0 | 0 | 0 | 0 | 0 | 0 | 0 | 0 | 0 | 0 | 0 | 0 | 0 | 0 | 0 | 0 | 0 | 0
F5_Commercial_Retail_Existing_Food Preparation_Natural Gas_Broiler_E4 | F5 | Commercial | Retail | Existing | Food Preparation | Natural Gas | Broiler | E4 | Utility - Cost of Operation | 0 | 0 | 0 | 0 | 0 | 0 | 0 | 0 | 0 | 0 | 0 | 0 | 0 | 0 | 0 | 0 | 0 | 0 | 0 | 0 | 0 | 0 | 0 | 0 | 0 | 0 | 0 | 0 | 0 | 0
F5_Commercial_Retail_Existing_Food Preparation_Natural Gas_Broiler_E5 | F5 | Commercial | Retail | Existing | Food Preparation | Natural Gas | Broiler | E5 | Utility - Cost of Operation | 0 | 0 | 0 | 0 | 0 | 0 | 0 | 0 | 0 | 0 | 0 | 0 | 0 | 0 | 0 | 0 | 0 | 0 | 0 | 0 | 0 | 0 | 0 | 0 | 0 | 0 | 0 | 0 | 0 | 0
F5_Commercial_Retail_Existing_Food Preparation_Natural Gas_Broiler_E6 | F5 | Commercial | Retail | Existing | Food Preparation | Natural Gas | Broiler | E6 | Utility - Cost of Operation | 0 | 0 | 0 | 0 | 0 | 0 | 0 | 0 | 0 | 0 | 0 | 0 | 0 | 0 | 0 | 0 | 0 | 0 | 0 | 0 | 0 | 0 | 0 | 0 | 0 | 0 | 0 | 0 | 0 | 0
F5_Commercial_Retail_Existing_Food Preparation_Natural Gas_Broiler_E7 | F5 | Commercial | Retail | Existing | Food Preparation | Natural Gas | Broiler | E7 | Utility - Cost of Operation | 0 | 0 | 0 | 0 | 0 | 0 | 0 | 0 | 0 | 0 | 0 | 0 | 0 | 0 | 0 | 0 | 0 | 0 | 0 | 0 | 0 | 0 | 0 | 0 | 0 | 0 | 0 | 0 | 0 | 0
F5_Commercial_Retail_Existing_Food Preparation_Natural Gas_Broiler_E8 | F5 | Commercial | Retail | Existing | Food Preparation | Natural Gas | Broiler | E8 | Utility - Cost of Operation | 0 | 0 | 0 | 0 | 0 | 0 | 0 | 0 | 0 | 0 | 0 | 0 | 0 | 0 | 0 | 0 | 0 | 0 | 0 | 0 | 0 | 0 | 0 | 0 | 0 | 0 | 0 | 0 | 0 | 0
F5_Commercial_Retail_Existing_Food Preparation_Natural Gas_Broiler_E9 | F5 | Commercial | Retail | Existing | Food Preparation | Natural Gas | Broiler | E9 | Utility - Cost of Operation | 0 | 0 | 0 | 0 | 0 | 0 | 0 | 0 | 0 | 0 | 0 | 0 | 0 | 0 | 0 | 0 | 0 | 0 | 0 | 0 | 0 | 0 | 0 | 0 | 0 | 0 | 0 | 0 | 0 | 0
F5_Commercial_Retail_Existing_Food Preparation_Natural Gas_Broiler_E10 | F5 | Commercial | Retail | Existing | Food Preparation | Natural Gas | Broiler | E10 | Utility - Cost of Operation | 0 | 0 | 0 | 0 | 0 | 0 | 0 | 0 | 0 | 0 | 0 | 0 | 0 | 0 | 0 | 0 | 0 | 0 | 0 | 0 | 0 | 0 | 0 | 0 | 0 | 0 | 0 | 0 | 0 | 0
F6_Commercial_Retail_Existing_Food Preparation_Natural Gas_Broiler_E1 | F6 | Commercial | Retail | Existing | Food Preparation | Natural Gas | Broiler | E1 | Utility - Value of Sales | 0.051156 | 0.051593 | 0.052117 | 0.052984 | 0.05414 | 0.055504 | 0.056756 | 0.057872 | 0.058954 | 0.060004 | 0.061062 | 0.062091 | 0.06306 | 0.06403 | 0.064957 | 0.065908 | 0.066925 | 0.067948 | 0.068981 | 0.070017 | 0.071042 | 0.072052 | 0 | 0 | 0 | 0 | 0 | 0 | 0 | 0
F6_Commercial_Retail_Existing_Food Preparation_Natural Gas_Broiler_E2 | F6 | Commercial | Retail | Existing | Food Preparation | Natural Gas | Broiler | E2 | Utility - Value of Sales | 0.032886 | 0.033167 | 0.033504 | 0.034061 | 0.034804 | 0.035681 | 0.036486 | 0.037203 | 0.037899 | 0.038574 | 0.039254 | 0.039916 | 0.040538 | 0.041162 | 0.041758 | 0.042369 | 0.043023 | 0.043681 | 0.044345 | 0.045011 | 0.04567 | 0.046319 | 0 | 0 | 0 | 0 | 0 | 0 | 0 | 0
F6_Commercial_Retail_Existing_Food Preparation_Natural Gas_Broiler_E3 | F6 | Commercial | Retail | Existing | Food Preparation | Natural Gas | Broiler | E3 | Utility - Value of Sales | 0 | 0 | 0 | 0 | 0 | 0 | 0 | 0 | 0 | 0 | 0 | 0 | 0 | 0 | 0 | 0 | 0 | 0 | 0 | 0 | 0 | 0 | 0 | 0 | 0 | 0 | 0 | 0 | 0 | 0
F6_Commercial_Retail_Existing_Food Preparation_Natural Gas_Broiler_E4 | F6 | Commercial | Retail | Existing | Food Preparation | Natural Gas | Broiler | E4 | Utility - Value of Sales | 0 | 0 | 0 | 0 | 0 | 0 | 0 | 0 | 0 | 0 | 0 | 0 | 0 | 0 | 0 | 0 | 0 | 0 | 0 | 0 | 0 | 0 | 0 | 0 | 0 | 0 | 0 | 0 | 0 | 0
F6_Commercial_Retail_Existing_Food Preparation_Natural Gas_Broiler_E5 | F6 | Commercial | Retail | Existing | Food Preparation | Natural Gas | Broiler | E5 | Utility - Value of Sales | 0 | 0 | 0 | 0 | 0 | 0 | 0 | 0 | 0 | 0 | 0 | 0 | 0 | 0 | 0 | 0 | 0 | 0 | 0 | 0 | 0 | 0 | 0 | 0 | 0 | 0 | 0 | 0 | 0 | 0
F6_Commercial_Retail_Existing_Food Preparation_Natural Gas_Broiler_E6 | F6 | Commercial | Retail | Existing | Food Preparation | Natural Gas | Broiler | E6 | Utility - Value of Sales | 0 | 0 | 0 | 0 | 0 | 0 | 0 | 0 | 0 | 0 | 0 | 0 | 0 | 0 | 0 | 0 | 0 | 0 | 0 | 0 | 0 | 0 | 0 | 0 | 0 | 0 | 0 | 0 | 0 | 0
F6_Commercial_Retail_Existing_Food Preparation_Natural Gas_Broiler_E7 | F6 | Commercial | Retail | Existing | Food Preparation | Natural Gas | Broiler | E7 | Utility - Value of Sales | 0 | 0 | 0 | 0 | 0 | 0 | 0 | 0 | 0 | 0 | 0 | 0 | 0 | 0 | 0 | 0 | 0 | 0 | 0 | 0 | 0 | 0 | 0 | 0 | 0 | 0 | 0 | 0 | 0 | 0
F6_Commercial_Retail_Existing_Food Preparation_Natural Gas_Broiler_E8 | F6 | Commercial | Retail | Existing | Food Preparation | Natural Gas | Broiler | E8 | Utility - Value of Sales | 0 | 0 | 0 | 0 | 0 | 0 | 0 | 0 | 0 | 0 | 0 | 0 | 0 | 0 | 0 | 0 | 0 | 0 | 0 | 0 | 0 | 0 | 0 | 0 | 0 | 0 | 0 | 0 | 0 | 0
F6_Commercial_Retail_Existing_Food Preparation_Natural Gas_Broiler_E9 | F6 | Commercial | Retail | Existing | Food Preparation | Natural Gas | Broiler | E9 | Utility - Value of Sales | 0 | 0 | 0 | 0 | 0 | 0 | 0 | 0 | 0 | 0 | 0 | 0 | 0 | 0 | 0 | 0 | 0 | 0 | 0 | 0 | 0 | 0 | 0 | 0 | 0 | 0 | 0 | 0 | 0 | 0
F6_Commercial_Retail_Existing_Food Preparation_Natural Gas_Broiler_E10 | F6 | Commercial | Retail | Existing | Food Preparation | Natural Gas | Broiler | E10 | Utility - Value of Sales | 0 | 0 | 0 | 0 | 0 | 0 | 0 | 0 | 0 | 0 | 0 | 0 | 0 | 0 | 0 | 0 | 0 | 0 | 0 | 0 | 0 | 0 | 0 | 0 | 0 | 0 | 0 | 0 | 0 | 0
F1_Commercial_Retail_Existing_Food Preparation_Natural Gas_Griddle_E1 | F1 | Commercial | Retail | Existing | Food Preparation | Natural Gas | Griddle | E1 | Participant - Cost of Equipment | 0.015052 | 0.015052 | 0.015052 | 0.015052 | 0.015052 | 0.015052 | 0.015052 | 0.015052 | 0.015052 | 0.015052 | 0.015052 | 0.015052 | 0.015052 | 0.015052 | 0.015052 | 0.015052 | 0.015052 | 0.015052 | 0.015052 | 0.015052 | 0.015052 | 0.015052 | 0 | 0 | 0 | 0 | 0 | 0 | 0 | 0
F1_Commercial_Retail_Existing_Food Preparation_Natural Gas_Griddle_E2 | F1 | Commercial | Retail | Existing | Food Preparation | Natural Gas | Griddle | E2 | Participant - Cost of Equipment | 0.016104 | 0.016104 | 0.016104 | 0.016104 | 0.016104 | 0.016104 | 0.016104 | 0.016104 | 0.016104 | 0.016104 | 0.016104 | 0.016104 | 0.016104 | 0.016104 | 0.016104 | 0.016104 | 0.016104 | 0.016104 | 0.016104 | 0.016104 | 0.016104 | 0.016104 | 0 | 0 | 0 | 0 | 0 | 0 | 0 | 0
F1_Commercial_Retail_Existing_Food Preparation_Natural Gas_Griddle_E3 | F1 | Commercial | Retail | Existing | Food Preparation | Natural Gas | Griddle | E3 | Participant - Cost of Equipment | 0 | 0 | 0 | 0 | 0 | 0 | 0 | 0 | 0 | 0 | 0 | 0 | 0 | 0 | 0 | 0 | 0 | 0 | 0 | 0 | 0 | 0 | 0 | 0 | 0 | 0 | 0 | 0 | 0 | 0
F1_Commercial_Retail_Existing_Food Preparation_Natural Gas_Griddle_E4 | F1 | Commercial | Retail | Existing | Food Preparation | Natural Gas | Griddle | E4 | Participant - Cost of Equipment | 0 | 0 | 0 | 0 | 0 | 0 | 0 | 0 | 0 | 0 | 0 | 0 | 0 | 0 | 0 | 0 | 0 | 0 | 0 | 0 | 0 | 0 | 0 | 0 | 0 | 0 | 0 | 0 | 0 | 0
F1_Commercial_Retail_Existing_Food Preparation_Natural Gas_Griddle_E5 | F1 | Commercial | Retail | Existing | Food Preparation | Natural Gas | Griddle | E5 | Participant - Cost of Equipment | 0 | 0 | 0 | 0 | 0 | 0 | 0 | 0 | 0 | 0 | 0 | 0 | 0 | 0 | 0 | 0 | 0 | 0 | 0 | 0 | 0 | 0 | 0 | 0 | 0 | 0 | 0 | 0 | 0 | 0
F1_Commercial_Retail_Existing_Food Preparation_Natural Gas_Griddle_E6 | F1 | Commercial | Retail | Existing | Food Preparation | Natural Gas | Griddle | E6 | Participant - Cost of Equipment | 0 | 0 | 0 | 0 | 0 | 0 | 0 | 0 | 0 | 0 | 0 | 0 | 0 | 0 | 0 | 0 | 0 | 0 | 0 | 0 | 0 | 0 | 0 | 0 | 0 | 0 | 0 | 0 | 0 | 0
F1_Commercial_Retail_Existing_Food Preparation_Natural Gas_Griddle_E7 | F1 | Commercial | Retail | Existing | Food Preparation | Natural Gas | Griddle | E7 | Participant - Cost of Equipment | 0 | 0 | 0 | 0 | 0 | 0 | 0 | 0 | 0 | 0 | 0 | 0 | 0 | 0 | 0 | 0 | 0 | 0 | 0 | 0 | 0 | 0 | 0 | 0 | 0 | 0 | 0 | 0 | 0 | 0
F1_Commercial_Retail_Existing_Food Preparation_Natural Gas_Griddle_E8 | F1 | Commercial | Retail | Existing | Food Preparation | Natural Gas | Griddle | E8 | Participant - Cost of Equipment | 0 | 0 | 0 | 0 | 0 | 0 | 0 | 0 | 0 | 0 | 0 | 0 | 0 | 0 | 0 | 0 | 0 | 0 | 0 | 0 | 0 | 0 | 0 | 0 | 0 | 0 | 0 | 0 | 0 | 0
F1_Commercial_Retail_Existing_Food Preparation_Natural Gas_Griddle_E9 | F1 | Commercial | Retail | Existing | Food Preparation | Natural Gas | Griddle | E9 | Participant - Cost of Equipment | 0 | 0 | 0 | 0 | 0 | 0 | 0 | 0 | 0 | 0 | 0 | 0 | 0 | 0 | 0 | 0 | 0 | 0 | 0 | 0 | 0 | 0 | 0 | 0 | 0 | 0 | 0 | 0 | 0 | 0
F1_Commercial_Retail_Existing_Food Preparation_Natural Gas_Griddle_E10 | F1 | Commercial | Retail | Existing | Food Preparation | Natural Gas | Griddle | E10 | Participant - Cost of Equipment | 0 | 0 | 0 | 0 | 0 | 0 | 0 | 0 | 0 | 0 | 0 | 0 | 0 | 0 | 0 | 0 | 0 | 0 | 0 | 0 | 0 | 0 | 0 | 0 | 0 | 0 | 0 | 0 | 0 | 0
F2_Commercial_Retail_Existing_Food Preparation_Natural Gas_Griddle_E1 | F2 | Commercial | Retail | Existing | Food Preparation | Natural Gas | Griddle | E1 | Participant - Cost of Operation | 0.034341 | 0.034635 | 0.034987 | 0.035569 | 0.036345 | 0.03726 | 0.038101 | 0.03885 | 0.039576 | 0.040281 | 0.040992 | 0.041682 | 0.042333 | 0.042984 | 0.043606 | 0.044245 | 0.044927 | 0.045615 | 0.046307 | 0.047003 | 0.047691 | 0.048369 | 0 | 0 | 0 | 0 | 0 | 0 | 0 | 0
F2_Commercial_Retail_Existing_Food Preparation_Natural Gas_Griddle_E2 | F2 | Commercial | Retail | Existing | Food Preparation | Natural Gas | Griddle | E2 | Participant - Cost of Operation | 0.02966 | 0.029913 | 0.030217 | 0.03072 | 0.03139 | 0.03218 | 0.032907 | 0.033554 | 0.034181 | 0.034789 | 0.035403 | 0.036 | 0.036561 | 0.037124 | 0.037661 | 0.038213 | 0.038802 | 0.039396 | 0.039994 | 0.040595 | 0.04119 | 0.041775 | 0 | 0 | 0 | 0 | 0 | 0 | 0 | 0
F2_Commercial_Retail_Existing_Food Preparation_Natural Gas_Griddle_E3 | F2 | Commercial | Retail | Existing | Food Preparation | Natural Gas | Griddle | E3 | Participant - Cost of Operation | 0 | 0 | 0 | 0 | 0 | 0 | 0 | 0 | 0 | 0 | 0 | 0 | 0 | 0 | 0 | 0 | 0 | 0 | 0 | 0 | 0 | 0 | 0 | 0 | 0 | 0 | 0 | 0 | 0 | 0
F2_Commercial_Retail_Existing_Food Preparation_Natural Gas_Griddle_E4 | F2 | Commercial | Retail | Existing | Food Preparation | Natural Gas | Griddle | E4 | Participant - Cost of Operation | 0 | 0 | 0 | 0 | 0 | 0 | 0 | 0 | 0 | 0 | 0 | 0 | 0 | 0 | 0 | 0 | 0 | 0 | 0 | 0 | 0 | 0 | 0 | 0 | 0 | 0 | 0 | 0 | 0 | 0
F2_Commercial_Retail_Existing_Food Preparation_Natural Gas_Griddle_E5 | F2 | Commercial | Retail | Existing | Food Preparation | Natural Gas | Griddle | E5 | Participant - Cost of Operation | 0 | 0 | 0 | 0 | 0 | 0 | 0 | 0 | 0 | 0 | 0 | 0 | 0 | 0 | 0 | 0 | 0 | 0 | 0 | 0 | 0 | 0 | 0 | 0 | 0 | 0 | 0 | 0 | 0 | 0
F2_Commercial_Retail_Existing_Food Preparation_Natural Gas_Griddle_E6 | F2 | Commercial | Retail | Existing | Food Preparation | Natural Gas | Griddle | E6 | Participant - Cost of Operation | 0 | 0 | 0 | 0 | 0 | 0 | 0 | 0 | 0 | 0 | 0 | 0 | 0 | 0 | 0 | 0 | 0 | 0 | 0 | 0 | 0 | 0 | 0 | 0 | 0 | 0 | 0 | 0 | 0 | 0
F2_Commercial_Retail_Existing_Food Preparation_Natural Gas_Griddle_E7 | F2 | Commercial | Retail | Existing | Food Preparation | Natural Gas | Griddle | E7 | Participant - Cost of Operation | 0 | 0 | 0 | 0 | 0 | 0 | 0 | 0 | 0 | 0 | 0 | 0 | 0 | 0 | 0 | 0 | 0 | 0 | 0 | 0 | 0 | 0 | 0 | 0 | 0 | 0 | 0 | 0 | 0 | 0
F2_Commercial_Retail_Existing_Food Preparation_Natural Gas_Griddle_E8 | F2 | Commercial | Retail | Existing | Food Preparation | Natural Gas | Griddle | E8 | Participant - Cost of Operation | 0 | 0 | 0 | 0 | 0 | 0 | 0 | 0 | 0 | 0 | 0 | 0 | 0 | 0 | 0 | 0 | 0 | 0 | 0 | 0 | 0 | 0 | 0 | 0 | 0 | 0 | 0 | 0 | 0 | 0
F2_Commercial_Retail_Existing_Food Preparation_Natural Gas_Griddle_E9 | F2 | Commercial | Retail | Existing | Food Preparation | Natural Gas | Griddle | E9 | Participant - Cost of Operation | 0 | 0 | 0 | 0 | 0 | 0 | 0 | 0 | 0 | 0 | 0 | 0 | 0 | 0 | 0 | 0 | 0 | 0 | 0 | 0 | 0 | 0 | 0 | 0 | 0 | 0 | 0 | 0 | 0 | 0
F2_Commercial_Retail_Existing_Food Preparation_Natural Gas_Griddle_E10 | F2 | Commercial | Retail | Existing | Food Preparation | Natural Gas | Griddle | E10 | Participant - Cost of Operation | 0 | 0 | 0 | 0 | 0 | 0 | 0 | 0 | 0 | 0 | 0 | 0 | 0 | 0 | 0 | 0 | 0 | 0 | 0 | 0 | 0 | 0 | 0 | 0 | 0 | 0 | 0 | 0 | 0 | 0
F3_Commercial_Retail_Existing_Food Preparation_Natural Gas_Griddle_E1 | F3 | Commercial | Retail | Existing | Food Preparation | Natural Gas | Griddle | E1 | System - kBTUs of Conusmption | 3.2207 | 3.2303 | 3.241 | 3.2655 | 3.2872 | 3.3055 | 3.3194 | 3.3332 | 3.346 | 3.3542 | 3.3569 | 3.3563 | 3.3514 | 3.3418 | 3.3301 | 3.3187 | 3.3064 | 3.2933 | 3.2783 | 3.2638 | 3.2488 | 3.2334 | 0 | 0 | 0 | 0 | 0 | 0 | 0 | 0
F3_Commercial_Retail_Existing_Food Preparation_Natural Gas_Griddle_E2 | F3 | Commercial | Retail | Existing | Food Preparation | Natural Gas | Griddle | E2 | System - kBTUs of Conusmption | 2.7816 | 2.7899 | 2.7992 | 2.8203 | 2.8391 | 2.8548 | 2.8668 | 2.8787 | 2.8898 | 2.8969 | 2.8993 | 2.8988 | 2.8945 | 2.8862 | 2.8761 | 2.8662 | 2.8556 | 2.8443 | 2.8313 | 2.8189 | 2.8059 | 2.7926 | 0 | 0 | 0 | 0 | 0 | 0 | 0 | 0
F3_Commercial_Retail_Existing_Food Preparation_Natural Gas_Griddle_E3 | F3 | Commercial | Retail | Existing | Food Preparation | Natural Gas | Griddle | E3 | System - kBTUs of Conusmption | 0 | 0 | 0 | 0 | 0 | 0 | 0 | 0 | 0 | 0 | 0 | 0 | 0 | 0 | 0 | 0 | 0 | 0 | 0 | 0 | 0 | 0 | 0 | 0 | 0 | 0 | 0 | 0 | 0 | 0
F3_Commercial_Retail_Existing_Food Preparation_Natural Gas_Griddle_E4 | F3 | Commercial | Retail | Existing | Food Preparation | Natural Gas | Griddle | E4 | System - kBTUs of Conusmption | 0 | 0 | 0 | 0 | 0 | 0 | 0 | 0 | 0 | 0 | 0 | 0 | 0 | 0 | 0 | 0 | 0 | 0 | 0 | 0 | 0 | 0 | 0 | 0 | 0 | 0 | 0 | 0 | 0 | 0
F3_Commercial_Retail_Existing_Food Preparation_Natural Gas_Griddle_E5 | F3 | Commercial | Retail | Existing | Food Preparation | Natural Gas | Griddle | E5 | System - kBTUs of Conusmption | 0 | 0 | 0 | 0 | 0 | 0 | 0 | 0 | 0 | 0 | 0 | 0 | 0 | 0 | 0 | 0 | 0 | 0 | 0 | 0 | 0 | 0 | 0 | 0 | 0 | 0 | 0 | 0 | 0 | 0
F3_Commercial_Retail_Existing_Food Preparation_Natural Gas_Griddle_E6 | F3 | Commercial | Retail | Existing | Food Preparation | Natural Gas | Griddle | E6 | System - kBTUs of Conusmption | 0 | 0 | 0 | 0 | 0 | 0 | 0 | 0 | 0 | 0 | 0 | 0 | 0 | 0 | 0 | 0 | 0 | 0 | 0 | 0 | 0 | 0 | 0 | 0 | 0 | 0 | 0 | 0 | 0 | 0
F3_Commercial_Retail_Existing_Food Preparation_Natural Gas_Griddle_E7 | F3 | Commercial | Retail | Existing | Food Preparation | Natural Gas | Griddle | E7 | System - kBTUs of Conusmption | 0 | 0 | 0 | 0 | 0 | 0 | 0 | 0 | 0 | 0 | 0 | 0 | 0 | 0 | 0 | 0 | 0 | 0 | 0 | 0 | 0 | 0 | 0 | 0 | 0 | 0 | 0 | 0 | 0 | 0
F3_Commercial_Retail_Existing_Food Preparation_Natural Gas_Griddle_E8 | F3 | Commercial | Retail | Existing | Food Preparation | Natural Gas | Griddle | E8 | System - kBTUs of Conusmption | 0 | 0 | 0 | 0 | 0 | 0 | 0 | 0 | 0 | 0 | 0 | 0 | 0 | 0 | 0 | 0 | 0 | 0 | 0 | 0 | 0 | 0 | 0 | 0 | 0 | 0 | 0 | 0 | 0 | 0
F3_Commercial_Retail_Existing_Food Preparation_Natural Gas_Griddle_E9 | F3 | Commercial | Retail | Existing | Food Preparation | Natural Gas | Griddle | E9 | System - kBTUs of Conusmption | 0 | 0 | 0 | 0 | 0 | 0 | 0 | 0 | 0 | 0 | 0 | 0 | 0 | 0 | 0 | 0 | 0 | 0 | 0 | 0 | 0 | 0 | 0 | 0 | 0 | 0 | 0 | 0 | 0 | 0
F3_Commercial_Retail_Existing_Food Preparation_Natural Gas_Griddle_E10 | F3 | Commercial | Retail | Existing | Food Preparation | Natural Gas | Griddle | E10 | System - kBTUs of Conusmption | 0 | 0 | 0 | 0 | 0 | 0 | 0 | 0 | 0 | 0 | 0 | 0 | 0 | 0 | 0 | 0 | 0 | 0 | 0 | 0 | 0 | 0 | 0 | 0 | 0 | 0 | 0 | 0 | 0 | 0
F4_Commercial_Retail_Existing_Food Preparation_Natural Gas_Griddle_E1 | F4 | Commercial | Retail | Existing | Food Preparation | Natural Gas | Griddle | E1 | Utility - Cost of Equipment | 0.015052 | 0.015052 | 0.015052 | 0.015052 | 0.015052 | 0.015052 | 0.015052 | 0.015052 | 0.015052 | 0.015052 | 0.015052 | 0.015052 | 0.015052 | 0.015052 | 0.015052 | 0.015052 | 0.015052 | 0.015052 | 0.015052 | 0.015052 | 0.015052 | 0.015052 | 0 | 0 | 0 | 0 | 0 | 0 | 0 | 0
F4_Commercial_Retail_Existing_Food Preparation_Natural Gas_Griddle_E2 | F4 | Commercial | Retail | Existing | Food Preparation | Natural Gas | Griddle | E2 | Utility - Cost of Equipment | 0.016104 | 0.016104 | 0.016104 | 0.016104 | 0.016104 | 0.016104 | 0.016104 | 0.016104 | 0.016104 | 0.016104 | 0.016104 | 0.016104 | 0.016104 | 0.016104 | 0.016104 | 0.016104 | 0.016104 | 0.016104 | 0.016104 | 0.016104 | 0.016104 | 0.016104 | 0 | 0 | 0 | 0 | 0 | 0 | 0 | 0
F4_Commercial_Retail_Existing_Food Preparation_Natural Gas_Griddle_E3 | F4 | Commercial | Retail | Existing | Food Preparation | Natural Gas | Griddle | E3 | Utility - Cost of Equipment | 0 | 0 | 0 | 0 | 0 | 0 | 0 | 0 | 0 | 0 | 0 | 0 | 0 | 0 | 0 | 0 | 0 | 0 | 0 | 0 | 0 | 0 | 0 | 0 | 0 | 0 | 0 | 0 | 0 | 0
F4_Commercial_Retail_Existing_Food Preparation_Natural Gas_Griddle_E4 | F4 | Commercial | Retail | Existing | Food Preparation | Natural Gas | Griddle | E4 | Utility - Cost of Equipment | 0 | 0 | 0 | 0 | 0 | 0 | 0 | 0 | 0 | 0 | 0 | 0 | 0 | 0 | 0 | 0 | 0 | 0 | 0 | 0 | 0 | 0 | 0 | 0 | 0 | 0 | 0 | 0 | 0 | 0
F4_Commercial_Retail_Existing_Food Preparation_Natural Gas_Griddle_E5 | F4 | Commercial | Retail | Existing | Food Preparation | Natural Gas | Griddle | E5 | Utility - Cost of Equipment | 0 | 0 | 0 | 0 | 0 | 0 | 0 | 0 | 0 | 0 | 0 | 0 | 0 | 0 | 0 | 0 | 0 | 0 | 0 | 0 | 0 | 0 | 0 | 0 | 0 | 0 | 0 | 0 | 0 | 0
F4_Commercial_Retail_Existing_Food Preparation_Natural Gas_Griddle_E6 | F4 | Commercial | Retail | Existing | Food Preparation | Natural Gas | Griddle | E6 | Utility - Cost of Equipment | 0 | 0 | 0 | 0 | 0 | 0 | 0 | 0 | 0 | 0 | 0 | 0 | 0 | 0 | 0 | 0 | 0 | 0 | 0 | 0 | 0 | 0 | 0 | 0 | 0 | 0 | 0 | 0 | 0 | 0
F4_Commercial_Retail_Existing_Food Preparation_Natural Gas_Griddle_E7 | F4 | Commercial | Retail | Existing | Food Preparation | Natural Gas | Griddle | E7 | Utility - Cost of Equipment | 0 | 0 | 0 | 0 | 0 | 0 | 0 | 0 | 0 | 0 | 0 | 0 | 0 | 0 | 0 | 0 | 0 | 0 | 0 | 0 | 0 | 0 | 0 | 0 | 0 | 0 | 0 | 0 | 0 | 0
F4_Commercial_Retail_Existing_Food Preparation_Natural Gas_Griddle_E8 | F4 | Commercial | Retail | Existing | Food Preparation | Natural Gas | Griddle | E8 | Utility - Cost of Equipment | 0 | 0 | 0 | 0 | 0 | 0 | 0 | 0 | 0 | 0 | 0 | 0 | 0 | 0 | 0 | 0 | 0 | 0 | 0 | 0 | 0 | 0 | 0 | 0 | 0 | 0 | 0 | 0 | 0 | 0
F4_Commercial_Retail_Existing_Food Preparation_Natural Gas_Griddle_E9 | F4 | Commercial | Retail | Existing | Food Preparation | Natural Gas | Griddle | E9 | Utility - Cost of Equipment | 0 | 0 | 0 | 0 | 0 | 0 | 0 | 0 | 0 | 0 | 0 | 0 | 0 | 0 | 0 | 0 | 0 | 0 | 0 | 0 | 0 | 0 | 0 | 0 | 0 | 0 | 0 | 0 | 0 | 0
F4_Commercial_Retail_Existing_Food Preparation_Natural Gas_Griddle_E10 | F4 | Commercial | Retail | Existing | Food Preparation | Natural Gas | Griddle | E10 | Utility - Cost of Equipment | 0 | 0 | 0 | 0 | 0 | 0 | 0 | 0 | 0 | 0 | 0 | 0 | 0 | 0 | 0 | 0 | 0 | 0 | 0 | 0 | 0 | 0 | 0 | 0 | 0 | 0 | 0 | 0 | 0 | 0
F5_Commercial_Retail_Existing_Food Preparation_Natural Gas_Griddle_E1 | F5 | Commercial | Retail | Existing | Food Preparation | Natural Gas | Griddle | E1 | Utility - Cost of Operation | 0.028664 | 0.028909 | 0.029203 | 0.029689 | 0.030336 | 0.0311 | 0.031802 | 0.032427 | 0.033034 | 0.033622 | 0.034215 | 0.034791 | 0.035334 | 0.035878 | 0.036397 | 0.03693 | 0.0375 | 0.038073 | 0.038652 | 0.039233 | 0.039807 | 0.040373 | 0 | 0 | 0 | 0 | 0 | 0 | 0 | 0
F5_Commercial_Retail_Existing_Food Preparation_Natural Gas_Griddle_E2 | F5 | Commercial | Retail | Existing | Food Preparation | Natural Gas | Griddle | E2 | Utility - Cost of Operation | 0.024756 | 0.024968 | 0.025222 | 0.025641 | 0.0262 | 0.02686 | 0.027467 | 0.028006 | 0.02853 | 0.029038 | 0.02955 | 0.030048 | 0.030517 | 0.030986 | 0.031435 | 0.031895 | 0.032387 | 0.032883 | 0.033382 | 0.033884 | 0.03438 | 0.034869 | 0 | 0 | 0 | 0 | 0 | 0 | 0 | 0
F5_Commercial_Retail_Existing_Food Preparation_Natural Gas_Griddle_E3 | F5 | Commercial | Retail | Existing | Food Preparation | Natural Gas | Griddle | E3 | Utility - Cost of Operation | 0 | 0 | 0 | 0 | 0 | 0 | 0 | 0 | 0 | 0 | 0 | 0 | 0 | 0 | 0 | 0 | 0 | 0 | 0 | 0 | 0 | 0 | 0 | 0 | 0 | 0 | 0 | 0 | 0 | 0
F5_Commercial_Retail_Existing_Food Preparation_Natural Gas_Griddle_E4 | F5 | Commercial | Retail | Existing | Food Preparation | Natural Gas | Griddle | E4 | Utility - Cost of Operation | 0 | 0 | 0 | 0 | 0 | 0 | 0 | 0 | 0 | 0 | 0 | 0 | 0 | 0 | 0 | 0 | 0 | 0 | 0 | 0 | 0 | 0 | 0 | 0 | 0 | 0 | 0 | 0 | 0 | 0
F5_Commercial_Retail_Existing_Food Preparation_Natural Gas_Griddle_E5 | F5 | Commercial | Retail | Existing | Food Preparation | Natural Gas | Griddle | E5 | Utility - Cost of Operation | 0 | 0 | 0 | 0 | 0 | 0 | 0 | 0 | 0 | 0 | 0 | 0 | 0 | 0 | 0 | 0 | 0 | 0 | 0 | 0 | 0 | 0 | 0 | 0 | 0 | 0 | 0 | 0 | 0 | 0
F5_Commercial_Retail_Existing_Food Preparation_Natural Gas_Griddle_E6 | F5 | Commercial | Retail | Existing | Food Preparation | Natural Gas | Griddle | E6 | Utility - Cost of Operation | 0 | 0 | 0 | 0 | 0 | 0 | 0 | 0 | 0 | 0 | 0 | 0 | 0 | 0 | 0 | 0 | 0 | 0 | 0 | 0 | 0 | 0 | 0 | 0 | 0 | 0 | 0 | 0 | 0 | 0
F5_Commercial_Retail_Existing_Food Preparation_Natural Gas_Griddle_E7 | F5 | Commercial | Retail | Existing | Food Preparation | Natural Gas | Griddle | E7 | Utility - Cost of Operation | 0 | 0 | 0 | 0 | 0 | 0 | 0 | 0 | 0 | 0 | 0 | 0 | 0 | 0 | 0 | 0 | 0 | 0 | 0 | 0 | 0 | 0 | 0 | 0 | 0 | 0 | 0 | 0 | 0 | 0
F5_Commercial_Retail_Existing_Food Preparation_Natural Gas_Griddle_E8 | F5 | Commercial | Retail | Existing | Food Preparation | Natural Gas | Griddle | E8 | Utility - Cost of Operation | 0 | 0 | 0 | 0 | 0 | 0 | 0 | 0 | 0 | 0 | 0 | 0 | 0 | 0 | 0 | 0 | 0 | 0 | 0 | 0 | 0 | 0 | 0 | 0 | 0 | 0 | 0 | 0 | 0 | 0
F5_Commercial_Retail_Existing_Food Preparation_Natural Gas_Griddle_E9 | F5 | Commercial | Retail | Existing | Food Preparation | Natural Gas | Griddle | E9 | Utility - Cost of Operation | 0 | 0 | 0 | 0 | 0 | 0 | 0 | 0 | 0 | 0 | 0 | 0 | 0 | 0 | 0 | 0 | 0 | 0 | 0 | 0 | 0 | 0 | 0 | 0 | 0 | 0 | 0 | 0 | 0 | 0
F5_Commercial_Retail_Existing_Food Preparation_Natural Gas_Griddle_E10 | F5 | Commercial | Retail | Existing | Food Preparation | Natural Gas | Griddle | E10 | Utility - Cost of Operation | 0 | 0 | 0 | 0 | 0 | 0 | 0 | 0 | 0 | 0 | 0 | 0 | 0 | 0 | 0 | 0 | 0 | 0 | 0 | 0 | 0 | 0 | 0 | 0 | 0 | 0 | 0 | 0 | 0 | 0
F6_Commercial_Retail_Existing_Food Preparation_Natural Gas_Griddle_E1 | F6 | Commercial | Retail | Existing | Food Preparation | Natural Gas | Griddle | E1 | Utility - Value of Sales | 0.034341 | 0.034635 | 0.034987 | 0.035569 | 0.036345 | 0.03726 | 0.038101 | 0.03885 | 0.039576 | 0.040281 | 0.040992 | 0.041682 | 0.042333 | 0.042984 | 0.043606 | 0.044245 | 0.044927 | 0.045615 | 0.046307 | 0.047003 | 0.047691 | 0.048369 | 0 | 0 | 0 | 0 | 0 | 0 | 0 | 0
F6_Commercial_Retail_Existing_Food Preparation_Natural Gas_Griddle_E2 | F6 | Commercial | Retail | Existing | Food Preparation | Natural Gas | Griddle | E2 | Utility - Value of Sales | 0.02966 | 0.029913 | 0.030217 | 0.03072 | 0.03139 | 0.03218 | 0.032907 | 0.033554 | 0.034181 | 0.034789 | 0.035403 | 0.036 | 0.036561 | 0.037124 | 0.037661 | 0.038213 | 0.038802 | 0.039396 | 0.039994 | 0.040595 | 0.04119 | 0.041775 | 0 | 0 | 0 | 0 | 0 | 0 | 0 | 0
F6_Commercial_Retail_Existing_Food Preparation_Natural Gas_Griddle_E3 | F6 | Commercial | Retail | Existing | Food Preparation | Natural Gas | Griddle | E3 | Utility - Value of Sales | 0 | 0 | 0 | 0 | 0 | 0 | 0 | 0 | 0 | 0 | 0 | 0 | 0 | 0 | 0 | 0 | 0 | 0 | 0 | 0 | 0 | 0 | 0 | 0 | 0 | 0 | 0 | 0 | 0 | 0
F6_Commercial_Retail_Existing_Food Preparation_Natural Gas_Griddle_E4 | F6 | Commercial | Retail | Existing | Food Preparation | Natural Gas | Griddle | E4 | Utility - Value of Sales | 0 | 0 | 0 | 0 | 0 | 0 | 0 | 0 | 0 | 0 | 0 | 0 | 0 | 0 | 0 | 0 | 0 | 0 | 0 | 0 | 0 | 0 | 0 | 0 | 0 | 0 | 0 | 0 | 0 | 0
F6_Commercial_Retail_Existing_Food Preparation_Natural Gas_Griddle_E5 | F6 | Commercial | Retail | Existing | Food Preparation | Natural Gas | Griddle | E5 | Utility - Value of Sales | 0 | 0 | 0 | 0 | 0 | 0 | 0 | 0 | 0 | 0 | 0 | 0 | 0 | 0 | 0 | 0 | 0 | 0 | 0 | 0 | 0 | 0 | 0 | 0 | 0 | 0 | 0 | 0 | 0 | 0
F6_Commercial_Retail_Existing_Food Preparation_Natural Gas_Griddle_E6 | F6 | Commercial | Retail | Existing | Food Preparation | Natural Gas | Griddle | E6 | Utility - Value of Sales | 0 | 0 | 0 | 0 | 0 | 0 | 0 | 0 | 0 | 0 | 0 | 0 | 0 | 0 | 0 | 0 | 0 | 0 | 0 | 0 | 0 | 0 | 0 | 0 | 0 | 0 | 0 | 0 | 0 | 0
F6_Commercial_Retail_Existing_Food Preparation_Natural Gas_Griddle_E7 | F6 | Commercial | Retail | Existing | Food Preparation | Natural Gas | Griddle | E7 | Utility - Value of Sales | 0 | 0 | 0 | 0 | 0 | 0 | 0 | 0 | 0 | 0 | 0 | 0 | 0 | 0 | 0 | 0 | 0 | 0 | 0 | 0 | 0 | 0 | 0 | 0 | 0 | 0 | 0 | 0 | 0 | 0
F6_Commercial_Retail_Existing_Food Preparation_Natural Gas_Griddle_E8 | F6 | Commercial | Retail | Existing | Food Preparation | Natural Gas | Griddle | E8 | Utility - Value of Sales | 0 | 0 | 0 | 0 | 0 | 0 | 0 | 0 | 0 | 0 | 0 | 0 | 0 | 0 | 0 | 0 | 0 | 0 | 0 | 0 | 0 | 0 | 0 | 0 | 0 | 0 | 0 | 0 | 0 | 0
F6_Commercial_Retail_Existing_Food Preparation_Natural Gas_Griddle_E9 | F6 | Commercial | Retail | Existing | Food Preparation | Natural Gas | Griddle | E9 | Utility - Value of Sales | 0 | 0 | 0 | 0 | 0 | 0 | 0 | 0 | 0 | 0 | 0 | 0 | 0 | 0 | 0 | 0 | 0 | 0 | 0 | 0 | 0 | 0 | 0 | 0 | 0 | 0 | 0 | 0 | 0 | 0
F6_Commercial_Retail_Existing_Food Preparation_Natural Gas_Griddle_E10 | F6 | Commercial | Retail | Existing | Food Preparation | Natural Gas | Griddle | E10 | Utility - Value of Sales | 0 | 0 | 0 | 0 | 0 | 0 | 0 | 0 | 0 | 0 | 0 | 0 | 0 | 0 | 0 | 0 | 0 | 0 | 0 | 0 | 0 | 0 | 0 | 0 | 0 | 0 | 0 | 0 | 0 | 0
F1_Commercial_Retail_Existing_Food Preparation_Natural Gas_Range_E1 | F1 | Commercial | Retail | Existing | Food Preparation | Natural Gas | Range | E1 | Participant - Cost of Equipment | 0.028692 | 0.028692 | 0.028692 | 0.028692 | 0.028692 | 0.028692 | 0.028692 | 0.028692 | 0.028692 | 0.028692 | 0.028692 | 0.028692 | 0.028692 | 0.028692 | 0.028692 | 0.028692 | 0.028692 | 0.028692 | 0.028692 | 0.028692 | 0.028692 | 0.028692 | 0 | 0 | 0 | 0 | 0 | 0 | 0 | 0
F1_Commercial_Retail_Existing_Food Preparation_Natural Gas_Range_E2 | F1 | Commercial | Retail | Existing | Food Preparation | Natural Gas | Range | E2 | Participant - Cost of Equipment | 0.028696 | 0.028696 | 0.028696 | 0.028696 | 0.028696 | 0.028696 | 0.028696 | 0.028696 | 0.028696 | 0.028696 | 0.028696 | 0.028696 | 0.028696 | 0.028696 | 0.028696 | 0.028696 | 0.028696 | 0.028696 | 0.028696 | 0.028696 | 0.028696 | 0.028696 | 0 | 0 | 0 | 0 | 0 | 0 | 0 | 0
F1_Commercial_Retail_Existing_Food Preparation_Natural Gas_Range_E3 | F1 | Commercial | Retail | Existing | Food Preparation | Natural Gas | Range | E3 | Participant - Cost of Equipment | 0 | 0 | 0 | 0 | 0 | 0 | 0 | 0 | 0 | 0 | 0 | 0 | 0 | 0 | 0 | 0 | 0 | 0 | 0 | 0 | 0 | 0 | 0 | 0 | 0 | 0 | 0 | 0 | 0 | 0
F1_Commercial_Retail_Existing_Food Preparation_Natural Gas_Range_E4 | F1 | Commercial | Retail | Existing | Food Preparation | Natural Gas | Range | E4 | Participant - Cost of Equipment | 0 | 0 | 0 | 0 | 0 | 0 | 0 | 0 | 0 | 0 | 0 | 0 | 0 | 0 | 0 | 0 | 0 | 0 | 0 | 0 | 0 | 0 | 0 | 0 | 0 | 0 | 0 | 0 | 0 | 0
F1_Commercial_Retail_Existing_Food Preparation_Natural Gas_Range_E5 | F1 | Commercial | Retail | Existing | Food Preparation | Natural Gas | Range | E5 | Participant - Cost of Equipment | 0 | 0 | 0 | 0 | 0 | 0 | 0 | 0 | 0 | 0 | 0 | 0 | 0 | 0 | 0 | 0 | 0 | 0 | 0 | 0 | 0 | 0 | 0 | 0 | 0 | 0 | 0 | 0 | 0 | 0
F1_Commercial_Retail_Existing_Food Preparation_Natural Gas_Range_E6 | F1 | Commercial | Retail | Existing | Food Preparation | Natural Gas | Range | E6 | Participant - Cost of Equipment | 0 | 0 | 0 | 0 | 0 | 0 | 0 | 0 | 0 | 0 | 0 | 0 | 0 | 0 | 0 | 0 | 0 | 0 | 0 | 0 | 0 | 0 | 0 | 0 | 0 | 0 | 0 | 0 | 0 | 0
F1_Commercial_Retail_Existing_Food Preparation_Natural Gas_Range_E7 | F1 | Commercial | Retail | Existing | Food Preparation | Natural Gas | Range | E7 | Participant - Cost of Equipment | 0 | 0 | 0 | 0 | 0 | 0 | 0 | 0 | 0 | 0 | 0 | 0 | 0 | 0 | 0 | 0 | 0 | 0 | 0 | 0 | 0 | 0 | 0 | 0 | 0 | 0 | 0 | 0 | 0 | 0
F1_Commercial_Retail_Existing_Food Preparation_Natural Gas_Range_E8 | F1 | Commercial | Retail | Existing | Food Preparation | Natural Gas | Range | E8 | Participant - Cost of Equipment | 0 | 0 | 0 | 0 | 0 | 0 | 0 | 0 | 0 | 0 | 0 | 0 | 0 | 0 | 0 | 0 | 0 | 0 | 0 | 0 | 0 | 0 | 0 | 0 | 0 | 0 | 0 | 0 | 0 | 0
F1_Commercial_Retail_Existing_Food Preparation_Natural Gas_Range_E9 | F1 | Commercial | Retail | Existing | Food Preparation | Natural Gas | Range | E9 | Participant - Cost of Equipment | 0 | 0 | 0 | 0 | 0 | 0 | 0 | 0 | 0 | 0 | 0 | 0 | 0 | 0 | 0 | 0 | 0 | 0 | 0 | 0 | 0 | 0 | 0 | 0 | 0 | 0 | 0 | 0 | 0 | 0
F1_Commercial_Retail_Existing_Food Preparation_Natural Gas_Range_E10 | F1 | Commercial | Retail | Existing | Food Preparation | Natural Gas | Range | E10 | Participant - Cost of Equipment | 0 | 0 | 0 | 0 | 0 | 0 | 0 | 0 | 0 | 0 | 0 | 0 | 0 | 0 | 0 | 0 | 0 | 0 | 0 | 0 | 0 | 0 | 0 | 0 | 0 | 0 | 0 | 0 | 0 | 0
F2_Commercial_Retail_Existing_Food Preparation_Natural Gas_Range_E1 | F2 | Commercial | Retail | Existing | Food Preparation | Natural Gas | Range | E1 | Participant - Cost of Operation | 0.039501 | 0.039765 | 0.040106 | 0.040764 | 0.041678 | 0.042779 | 0.043777 | 0.044633 | 0.045445 | 0.046275 | 0.047163 | 0.04803 | 0.048849 | 0.049674 | 0.050403 | 0.051093 | 0.051841 | 0.05259 | 0.053344 | 0.054098 | 0.054837 | 0.055559 | 0 | 0 | 0 | 0 | 0 | 0 | 0 | 0
F2_Commercial_Retail_Existing_Food Preparation_Natural Gas_Range_E2 | F2 | Commercial | Retail | Existing | Food Preparation | Natural Gas | Range | E2 | Participant - Cost of Operation | 0.029626 | 0.029823 | 0.030079 | 0.030573 | 0.031259 | 0.032084 | 0.032833 | 0.033475 | 0.034084 | 0.034706 | 0.035372 | 0.036022 | 0.036637 | 0.037256 | 0.037802 | 0.03832 | 0.03888 | 0.039443 | 0.040008 | 0.040573 | 0.041128 | 0.041669 | 0 | 0 | 0 | 0 | 0 | 0 | 0 | 0
F2_Commercial_Retail_Existing_Food Preparation_Natural Gas_Range_E3 | F2 | Commercial | Retail | Existing | Food Preparation | Natural Gas | Range | E3 | Participant - Cost of Operation | 0 | 0 | 0 | 0 | 0 | 0 | 0 | 0 | 0 | 0 | 0 | 0 | 0 | 0 | 0 | 0 | 0 | 0 | 0 | 0 | 0 | 0 | 0 | 0 | 0 | 0 | 0 | 0 | 0 | 0
F2_Commercial_Retail_Existing_Food Preparation_Natural Gas_Range_E4 | F2 | Commercial | Retail | Existing | Food Preparation | Natural Gas | Range | E4 | Participant - Cost of Operation | 0 | 0 | 0 | 0 | 0 | 0 | 0 | 0 | 0 | 0 | 0 | 0 | 0 | 0 | 0 | 0 | 0 | 0 | 0 | 0 | 0 | 0 | 0 | 0 | 0 | 0 | 0 | 0 | 0 | 0
F2_Commercial_Retail_Existing_Food Preparation_Natural Gas_Range_E5 | F2 | Commercial | Retail | Existing | Food Preparation | Natural Gas | Range | E5 | Participant - Cost of Operation | 0 | 0 | 0 | 0 | 0 | 0 | 0 | 0 | 0 | 0 | 0 | 0 | 0 | 0 | 0 | 0 | 0 | 0 | 0 | 0 | 0 | 0 | 0 | 0 | 0 | 0 | 0 | 0 | 0 | 0
F2_Commercial_Retail_Existing_Food Preparation_Natural Gas_Range_E6 | F2 | Commercial | Retail | Existing | Food Preparation | Natural Gas | Range | E6 | Participant - Cost of Operation | 0 | 0 | 0 | 0 | 0 | 0 | 0 | 0 | 0 | 0 | 0 | 0 | 0 | 0 | 0 | 0 | 0 | 0 | 0 | 0 | 0 | 0 | 0 | 0 | 0 | 0 | 0 | 0 | 0 | 0
F2_Commercial_Retail_Existing_Food Preparation_Natural Gas_Range_E7 | F2 | Commercial | Retail | Existing | Food Preparation | Natural Gas | Range | E7 | Participant - Cost of Operation | 0 | 0 | 0 | 0 | 0 | 0 | 0 | 0 | 0 | 0 | 0 | 0 | 0 | 0 | 0 | 0 | 0 | 0 | 0 | 0 | 0 | 0 | 0 | 0 | 0 | 0 | 0 | 0 | 0 | 0
F2_Commercial_Retail_Existing_Food Preparation_Natural Gas_Range_E8 | F2 | Commercial | Retail | Existing | Food Preparation | Natural Gas | Range | E8 | Participant - Cost of Operation | 0 | 0 | 0 | 0 | 0 | 0 | 0 | 0 | 0 | 0 | 0 | 0 | 0 | 0 | 0 | 0 | 0 | 0 | 0 | 0 | 0 | 0 | 0 | 0 | 0 | 0 | 0 | 0 | 0 | 0
F2_Commercial_Retail_Existing_Food Preparation_Natural Gas_Range_E9 | F2 | Commercial | Retail | Existing | Food Preparation | Natural Gas | Range | E9 | Participant - Cost of Operation | 0 | 0 | 0 | 0 | 0 | 0 | 0 | 0 | 0 | 0 | 0 | 0 | 0 | 0 | 0 | 0 | 0 | 0 | 0 | 0 | 0 | 0 | 0 | 0 | 0 | 0 | 0 | 0 | 0 | 0
F2_Commercial_Retail_Existing_Food Preparation_Natural Gas_Range_E10 | F2 | Commercial | Retail | Existing | Food Preparation | Natural Gas | Range | E10 | Participant - Cost of Operation | 0 | 0 | 0 | 0 | 0 | 0 | 0 | 0 | 0 | 0 | 0 | 0 | 0 | 0 | 0 | 0 | 0 | 0 | 0 | 0 | 0 | 0 | 0 | 0 | 0 | 0 | 0 | 0 | 0 | 0
F3_Commercial_Retail_Existing_Food Preparation_Natural Gas_Range_E1 | F3 | Commercial | Retail | Existing | Food Preparation | Natural Gas | Range | E1 | System - kBTUs of Conusmption | 3.7427 | 3.7528 | 3.7649 | 3.7965 | 3.8241 | 3.8474 | 3.8651 | 3.8826 | 3.8986 | 3.9132 | 3.9253 | 3.9327 | 3.9343 | 3.9301 | 3.9184 | 3.9024 | 3.8851 | 3.8667 | 3.8457 | 3.8254 | 3.8044 | 3.7827 | 0 | 0 | 0 | 0 | 0 | 0 | 0 | 0
F3_Commercial_Retail_Existing_Food Preparation_Natural Gas_Range_E2 | F3 | Commercial | Retail | Existing | Food Preparation | Natural Gas | Range | E2 | System - kBTUs of Conusmption | 2.807 | 2.8146 | 2.8237 | 2.8474 | 2.8681 | 2.8856 | 2.8988 | 2.9119 | 2.9239 | 2.9349 | 2.944 | 2.9496 | 2.9507 | 2.9475 | 2.9388 | 2.9268 | 2.9138 | 2.9 | 2.8842 | 2.8691 | 2.8533 | 2.8371 | 0 | 0 | 0 | 0 | 0 | 0 | 0 | 0
F3_Commercial_Retail_Existing_Food Preparation_Natural Gas_Range_E3 | F3 | Commercial | Retail | Existing | Food Preparation | Natural Gas | Range | E3 | System - kBTUs of Conusmption | 0 | 0 | 0 | 0 | 0 | 0 | 0 | 0 | 0 | 0 | 0 | 0 | 0 | 0 | 0 | 0 | 0 | 0 | 0 | 0 | 0 | 0 | 0 | 0 | 0 | 0 | 0 | 0 | 0 | 0
F3_Commercial_Retail_Existing_Food Preparation_Natural Gas_Range_E4 | F3 | Commercial | Retail | Existing | Food Preparation | Natural Gas | Range | E4 | System - kBTUs of Conusmption | 0 | 0 | 0 | 0 | 0 | 0 | 0 | 0 | 0 | 0 | 0 | 0 | 0 | 0 | 0 | 0 | 0 | 0 | 0 | 0 | 0 | 0 | 0 | 0 | 0 | 0 | 0 | 0 | 0 | 0
F3_Commercial_Retail_Existing_Food Preparation_Natural Gas_Range_E5 | F3 | Commercial | Retail | Existing | Food Preparation | Natural Gas | Range | E5 | System - kBTUs of Conusmption | 0 | 0 | 0 | 0 | 0 | 0 | 0 | 0 | 0 | 0 | 0 | 0 | 0 | 0 | 0 | 0 | 0 | 0 | 0 | 0 | 0 | 0 | 0 | 0 | 0 | 0 | 0 | 0 | 0 | 0
F3_Commercial_Retail_Existing_Food Preparation_Natural Gas_Range_E6 | F3 | Commercial | Retail | Existing | Food Preparation | Natural Gas | Range | E6 | System - kBTUs of Conusmption | 0 | 0 | 0 | 0 | 0 | 0 | 0 | 0 | 0 | 0 | 0 | 0 | 0 | 0 | 0 | 0 | 0 | 0 | 0 | 0 | 0 | 0 | 0 | 0 | 0 | 0 | 0 | 0 | 0 | 0
F3_Commercial_Retail_Existing_Food Preparation_Natural Gas_Range_E7 | F3 | Commercial | Retail | Existing | Food Preparation | Natural Gas | Range | E7 | System - kBTUs of Conusmption | 0 | 0 | 0 | 0 | 0 | 0 | 0 | 0 | 0 | 0 | 0 | 0 | 0 | 0 | 0 | 0 | 0 | 0 | 0 | 0 | 0 | 0 | 0 | 0 | 0 | 0 | 0 | 0 | 0 | 0
F3_Commercial_Retail_Existing_Food Preparation_Natural Gas_Range_E8 | F3 | Commercial | Retail | Existing | Food Preparation | Natural Gas | Range | E8 | System - kBTUs of Conusmption | 0 | 0 | 0 | 0 | 0 | 0 | 0 | 0 | 0 | 0 | 0 | 0 | 0 | 0 | 0 | 0 | 0 | 0 | 0 | 0 | 0 | 0 | 0 | 0 | 0 | 0 | 0 | 0 | 0 | 0
F3_Commercial_Retail_Existing_Food Preparation_Natural Gas_Range_E9 | F3 | Commercial | Retail | Existing | Food Preparation | Natural Gas | Range | E9 | System - kBTUs of Conusmption | 0 | 0 | 0 | 0 | 0 | 0 | 0 | 0 | 0 | 0 | 0 | 0 | 0 | 0 | 0 | 0 | 0 | 0 | 0 | 0 | 0 | 0 | 0 | 0 | 0 | 0 | 0 | 0 | 0 | 0
F3_Commercial_Retail_Existing_Food Preparation_Natural Gas_Range_E10 | F3 | Commercial | Retail | Existing | Food Preparation | Natural Gas | Range | E10 | System - kBTUs of Conusmption | 0 | 0 | 0 | 0 | 0 | 0 | 0 | 0 | 0 | 0 | 0 | 0 | 0 | 0 | 0 | 0 | 0 | 0 | 0 | 0 | 0 | 0 | 0 | 0 | 0 | 0 | 0 | 0 | 0 | 0
F4_Commercial_Retail_Existing_Food Preparation_Natural Gas_Range_E1 | F4 | Commercial | Retail | Existing | Food Preparation | Natural Gas | Range | E1 | Utility - Cost of Equipment | 0.028692 | 0.028692 | 0.028692 | 0.028692 | 0.028692 | 0.028692 | 0.028692 | 0.028692 | 0.028692 | 0.028692 | 0.028692 | 0.028692 | 0.028692 | 0.028692 | 0.028692 | 0.028692 | 0.028692 | 0.028692 | 0.028692 | 0.028692 | 0.028692 | 0.028692 | 0 | 0 | 0 | 0 | 0 | 0 | 0 | 0
F4_Commercial_Retail_Existing_Food Preparation_Natural Gas_Range_E2 | F4 | Commercial | Retail | Existing | Food Preparation | Natural Gas | Range | E2 | Utility - Cost of Equipment | 0.028696 | 0.028696 | 0.028696 | 0.028696 | 0.028696 | 0.028696 | 0.028696 | 0.028696 | 0.028696 | 0.028696 | 0.028696 | 0.028696 | 0.028696 | 0.028696 | 0.028696 | 0.028696 | 0.028696 | 0.028696 | 0.028696 | 0.028696 | 0.028696 | 0.028696 | 0 | 0 | 0 | 0 | 0 | 0 | 0 | 0
F4_Commercial_Retail_Existing_Food Preparation_Natural Gas_Range_E3 | F4 | Commercial | Retail | Existing | Food Preparation | Natural Gas | Range | E3 | Utility - Cost of Equipment | 0 | 0 | 0 | 0 | 0 | 0 | 0 | 0 | 0 | 0 | 0 | 0 | 0 | 0 | 0 | 0 | 0 | 0 | 0 | 0 | 0 | 0 | 0 | 0 | 0 | 0 | 0 | 0 | 0 | 0
F4_Commercial_Retail_Existing_Food Preparation_Natural Gas_Range_E4 | F4 | Commercial | Retail | Existing | Food Preparation | Natural Gas | Range | E4 | Utility - Cost of Equipment | 0 | 0 | 0 | 0 | 0 | 0 | 0 | 0 | 0 | 0 | 0 | 0 | 0 | 0 | 0 | 0 | 0 | 0 | 0 | 0 | 0 | 0 | 0 | 0 | 0 | 0 | 0 | 0 | 0 | 0
F4_Commercial_Retail_Existing_Food Preparation_Natural Gas_Range_E5 | F4 | Commercial | Retail | Existing | Food Preparation | Natural Gas | Range | E5 | Utility - Cost of Equipment | 0 | 0 | 0 | 0 | 0 | 0 | 0 | 0 | 0 | 0 | 0 | 0 | 0 | 0 | 0 | 0 | 0 | 0 | 0 | 0 | 0 | 0 | 0 | 0 | 0 | 0 | 0 | 0 | 0 | 0
F4_Commercial_Retail_Existing_Food Preparation_Natural Gas_Range_E6 | F4 | Commercial | Retail | Existing | Food Preparation | Natural Gas | Range | E6 | Utility - Cost of Equipment | 0 | 0 | 0 | 0 | 0 | 0 | 0 | 0 | 0 | 0 | 0 | 0 | 0 | 0 | 0 | 0 | 0 | 0 | 0 | 0 | 0 | 0 | 0 | 0 | 0 | 0 | 0 | 0 | 0 | 0
F4_Commercial_Retail_Existing_Food Preparation_Natural Gas_Range_E7 | F4 | Commercial | Retail | Existing | Food Preparation | Natural Gas | Range | E7 | Utility - Cost of Equipment | 0 | 0 | 0 | 0 | 0 | 0 | 0 | 0 | 0 | 0 | 0 | 0 | 0 | 0 | 0 | 0 | 0 | 0 | 0 | 0 | 0 | 0 | 0 | 0 | 0 | 0 | 0 | 0 | 0 | 0
F4_Commercial_Retail_Existing_Food Preparation_Natural Gas_Range_E8 | F4 | Commercial | Retail | Existing | Food Preparation | Natural Gas | Range | E8 | Utility - Cost of Equipment | 0 | 0 | 0 | 0 | 0 | 0 | 0 | 0 | 0 | 0 | 0 | 0 | 0 | 0 | 0 | 0 | 0 | 0 | 0 | 0 | 0 | 0 | 0 | 0 | 0 | 0 | 0 | 0 | 0 | 0
F4_Commercial_Retail_Existing_Food Preparation_Natural Gas_Range_E9 | F4 | Commercial | Retail | Existing | Food Preparation | Natural Gas | Range | E9 | Utility - Cost of Equipment | 0 | 0 | 0 | 0 | 0 | 0 | 0 | 0 | 0 | 0 | 0 | 0 | 0 | 0 | 0 | 0 | 0 | 0 | 0 | 0 | 0 | 0 | 0 | 0 | 0 | 0 | 0 | 0 | 0 | 0
F4_Commercial_Retail_Existing_Food Preparation_Natural Gas_Range_E10 | F4 | Commercial | Retail | Existing | Food Preparation | Natural Gas | Range | E10 | Utility - Cost of Equipment | 0 | 0 | 0 | 0 | 0 | 0 | 0 | 0 | 0 | 0 | 0 | 0 | 0 | 0 | 0 | 0 | 0 | 0 | 0 | 0 | 0 | 0 | 0 | 0 | 0 | 0 | 0 | 0 | 0 | 0
F5_Commercial_Retail_Existing_Food Preparation_Natural Gas_Range_E1 | F5 | Commercial | Retail | Existing | Food Preparation | Natural Gas | Range | E1 | Utility - Cost of Operation | 0.032971 | 0.033191 | 0.033475 | 0.034025 | 0.034788 | 0.035706 | 0.03654 | 0.037254 | 0.037932 | 0.038625 | 0.039366 | 0.040089 | 0.040773 | 0.041462 | 0.042071 | 0.042647 | 0.04327 | 0.043896 | 0.044525 | 0.045154 | 0.045772 | 0.046374 | 0 | 0 | 0 | 0 | 0 | 0 | 0 | 0
F5_Commercial_Retail_Existing_Food Preparation_Natural Gas_Range_E2 | F5 | Commercial | Retail | Existing | Food Preparation | Natural Gas | Range | E2 | Utility - Cost of Operation | 0.024728 | 0.024893 | 0.025106 | 0.025519 | 0.026091 | 0.02678 | 0.027405 | 0.027941 | 0.028449 | 0.028969 | 0.029525 | 0.030067 | 0.03058 | 0.031096 | 0.031553 | 0.031985 | 0.032453 | 0.032922 | 0.033394 | 0.033866 | 0.034329 | 0.034781 | 0 | 0 | 0 | 0 | 0 | 0 | 0 | 0
F5_Commercial_Retail_Existing_Food Preparation_Natural Gas_Range_E3 | F5 | Commercial | Retail | Existing | Food Preparation | Natural Gas | Range | E3 | Utility - Cost of Operation | 0 | 0 | 0 | 0 | 0 | 0 | 0 | 0 | 0 | 0 | 0 | 0 | 0 | 0 | 0 | 0 | 0 | 0 | 0 | 0 | 0 | 0 | 0 | 0 | 0 | 0 | 0 | 0 | 0 | 0
F5_Commercial_Retail_Existing_Food Preparation_Natural Gas_Range_E4 | F5 | Commercial | Retail | Existing | Food Preparation | Natural Gas | Range | E4 | Utility - Cost of Operation | 0 | 0 | 0 | 0 | 0 | 0 | 0 | 0 | 0 | 0 | 0 | 0 | 0 | 0 | 0 | 0 | 0 | 0 | 0 | 0 | 0 | 0 | 0 | 0 | 0 | 0 | 0 | 0 | 0 | 0
F5_Commercial_Retail_Existing_Food Preparation_Natural Gas_Range_E5 | F5 | Commercial | Retail | Existing | Food Preparation | Natural Gas | Range | E5 | Utility - Cost of Operation | 0 | 0 | 0 | 0 | 0 | 0 | 0 | 0 | 0 | 0 | 0 | 0 | 0 | 0 | 0 | 0 | 0 | 0 | 0 | 0 | 0 | 0 | 0 | 0 | 0 | 0 | 0 | 0 | 0 | 0
F5_Commercial_Retail_Existing_Food Preparation_Natural Gas_Range_E6 | F5 | Commercial | Retail | Existing | Food Preparation | Natural Gas | Range | E6 | Utility - Cost of Operation | 0 | 0 | 0 | 0 | 0 | 0 | 0 | 0 | 0 | 0 | 0 | 0 | 0 | 0 | 0 | 0 | 0 | 0 | 0 | 0 | 0 | 0 | 0 | 0 | 0 | 0 | 0 | 0 | 0 | 0
F5_Commercial_Retail_Existing_Food Preparation_Natural Gas_Range_E7 | F5 | Commercial | Retail | Existing | Food Preparation | Natural Gas | Range | E7 | Utility - Cost of Operation | 0 | 0 | 0 | 0 | 0 | 0 | 0 | 0 | 0 | 0 | 0 | 0 | 0 | 0 | 0 | 0 | 0 | 0 | 0 | 0 | 0 | 0 | 0 | 0 | 0 | 0 | 0 | 0 | 0 | 0
F5_Commercial_Retail_Existing_Food Preparation_Natural Gas_Range_E8 | F5 | Commercial | Retail | Existing | Food Preparation | Natural Gas | Range | E8 | Utility - Cost of Operation | 0 | 0 | 0 | 0 | 0 | 0 | 0 | 0 | 0 | 0 | 0 | 0 | 0 | 0 | 0 | 0 | 0 | 0 | 0 | 0 | 0 | 0 | 0 | 0 | 0 | 0 | 0 | 0 | 0 | 0
F5_Commercial_Retail_Existing_Food Preparation_Natural Gas_Range_E9 | F5 | Commercial | Retail | Existing | Food Preparation | Natural Gas | Range | E9 | Utility - Cost of Operation | 0 | 0 | 0 | 0 | 0 | 0 | 0 | 0 | 0 | 0 | 0 | 0 | 0 | 0 | 0 | 0 | 0 | 0 | 0 | 0 | 0 | 0 | 0 | 0 | 0 | 0 | 0 | 0 | 0 | 0
F5_Commercial_Retail_Existing_Food Preparation_Natural Gas_Range_E10 | F5 | Commercial | Retail | Existing | Food Preparation | Natural Gas | Range | E10 | Utility - Cost of Operation | 0 | 0 | 0 | 0 | 0 | 0 | 0 | 0 | 0 | 0 | 0 | 0 | 0 | 0 | 0 | 0 | 0 | 0 | 0 | 0 | 0 | 0 | 0 | 0 | 0 | 0 | 0 | 0 | 0 | 0
F6_Commercial_Retail_Existing_Food Preparation_Natural Gas_Range_E1 | F6 | Commercial | Retail | Existing | Food Preparation | Natural Gas | Range | E1 | Utility - Value of Sales | 0.039501 | 0.039765 | 0.040106 | 0.040764 | 0.041678 | 0.042779 | 0.043777 | 0.044633 | 0.045445 | 0.046275 | 0.047163 | 0.04803 | 0.048849 | 0.049674 | 0.050403 | 0.051093 | 0.051841 | 0.05259 | 0.053344 | 0.054098 | 0.054837 | 0.055559 | 0 | 0 | 0 | 0 | 0 | 0 | 0 | 0
F6_Commercial_Retail_Existing_Food Preparation_Natural Gas_Range_E2 | F6 | Commercial | Retail | Existing | Food Preparation | Natural Gas | Range | E2 | Utility - Value of Sales | 0.029626 | 0.029823 | 0.030079 | 0.030573 | 0.031259 | 0.032084 | 0.032833 | 0.033475 | 0.034084 | 0.034706 | 0.035372 | 0.036022 | 0.036637 | 0.037256 | 0.037802 | 0.03832 | 0.03888 | 0.039443 | 0.040008 | 0.040573 | 0.041128 | 0.041669 | 0 | 0 | 0 | 0 | 0 | 0 | 0 | 0
F6_Commercial_Retail_Existing_Food Preparation_Natural Gas_Range_E3 | F6 | Commercial | Retail | Existing | Food Preparation | Natural Gas | Range | E3 | Utility - Value of Sales | 0 | 0 | 0 | 0 | 0 | 0 | 0 | 0 | 0 | 0 | 0 | 0 | 0 | 0 | 0 | 0 | 0 | 0 | 0 | 0 | 0 | 0 | 0 | 0 | 0 | 0 | 0 | 0 | 0 | 0
F6_Commercial_Retail_Existing_Food Preparation_Natural Gas_Range_E4 | F6 | Commercial | Retail | Existing | Food Preparation | Natural Gas | Range | E4 | Utility - Value of Sales | 0 | 0 | 0 | 0 | 0 | 0 | 0 | 0 | 0 | 0 | 0 | 0 | 0 | 0 | 0 | 0 | 0 | 0 | 0 | 0 | 0 | 0 | 0 | 0 | 0 | 0 | 0 | 0 | 0 | 0
F6_Commercial_Retail_Existing_Food Preparation_Natural Gas_Range_E5 | F6 | Commercial | Retail | Existing | Food Preparation | Natural Gas | Range | E5 | Utility - Value of Sales | 0 | 0 | 0 | 0 | 0 | 0 | 0 | 0 | 0 | 0 | 0 | 0 | 0 | 0 | 0 | 0 | 0 | 0 | 0 | 0 | 0 | 0 | 0 | 0 | 0 | 0 | 0 | 0 | 0 | 0
F6_Commercial_Retail_Existing_Food Preparation_Natural Gas_Range_E6 | F6 | Commercial | Retail | Existing | Food Preparation | Natural Gas | Range | E6 | Utility - Value of Sales | 0 | 0 | 0 | 0 | 0 | 0 | 0 | 0 | 0 | 0 | 0 | 0 | 0 | 0 | 0 | 0 | 0 | 0 | 0 | 0 | 0 | 0 | 0 | 0 | 0 | 0 | 0 | 0 | 0 | 0
F6_Commercial_Retail_Existing_Food Preparation_Natural Gas_Range_E7 | F6 | Commercial | Retail | Existing | Food Preparation | Natural Gas | Range | E7 | Utility - Value of Sales | 0 | 0 | 0 | 0 | 0 | 0 | 0 | 0 | 0 | 0 | 0 | 0 | 0 | 0 | 0 | 0 | 0 | 0 | 0 | 0 | 0 | 0 | 0 | 0 | 0 | 0 | 0 | 0 | 0 | 0
F6_Commercial_Retail_Existing_Food Preparation_Natural Gas_Range_E8 | F6 | Commercial | Retail | Existing | Food Preparation | Natural Gas | Range | E8 | Utility - Value of Sales | 0 | 0 | 0 | 0 | 0 | 0 | 0 | 0 | 0 | 0 | 0 | 0 | 0 | 0 | 0 | 0 | 0 | 0 | 0 | 0 | 0 | 0 | 0 | 0 | 0 | 0 | 0 | 0 | 0 | 0
F6_Commercial_Retail_Existing_Food Preparation_Natural Gas_Range_E9 | F6 | Commercial | Retail | Existing | Food Preparation | Natural Gas | Range | E9 | Utility - Value of Sales | 0 | 0 | 0 | 0 | 0 | 0 | 0 | 0 | 0 | 0 | 0 | 0 | 0 | 0 | 0 | 0 | 0 | 0 | 0 | 0 | 0 | 0 | 0 | 0 | 0 | 0 | 0 | 0 | 0 | 0
F6_Commercial_Retail_Existing_Food Preparation_Natural Gas_Range_E10 | F6 | Commercial | Retail | Existing | Food Preparation | Natural Gas | Range | E10 | Utility - Value of Sales | 0 | 0 | 0 | 0 | 0 | 0 | 0 | 0 | 0 | 0 | 0 | 0 | 0 | 0 | 0 | 0 | 0 | 0 | 0 | 0 | 0 | 0 | 0 | 0 | 0 | 0 | 0 | 0 | 0 | 0
F1_Commercial_Retail_Existing_Food Preparation_Natural Gas_Steamer_E1 | F1 | Commercial | Retail | Existing | Food Preparation | Natural Gas | Steamer | E1 | Participant - Cost of Equipment | 0.086725 | 0.086725 | 0.086725 | 0.086725 | 0.086725 | 0.086725 | 0.086725 | 0.086725 | 0.086725 | 0.086725 | 0.086725 | 0.086725 | 0.086725 | 0.086725 | 0.086725 | 0.086725 | 0.086725 | 0.086725 | 0.086725 | 0.086725 | 0.086725 | 0.086725 | 0 | 0 | 0 | 0 | 0 | 0 | 0 | 0
F1_Commercial_Retail_Existing_Food Preparation_Natural Gas_Steamer_E2 | F1 | Commercial | Retail | Existing | Food Preparation | Natural Gas | Steamer | E2 | Participant - Cost of Equipment | 0.093159 | 0.093159 | 0.093159 | 0.093159 | 0.093159 | 0.093159 | 0.093159 | 0.093159 | 0.093159 | 0.093159 | 0.093159 | 0.093159 | 0.093159 | 0.093159 | 0.093159 | 0.093159 | 0.093159 | 0.093159 | 0.093159 | 0.093159 | 0.093159 | 0.093159 | 0 | 0 | 0 | 0 | 0 | 0 | 0 | 0
F1_Commercial_Retail_Existing_Food Preparation_Natural Gas_Steamer_E3 | F1 | Commercial | Retail | Existing | Food Preparation | Natural Gas | Steamer | E3 | Participant - Cost of Equipment | 0 | 0 | 0 | 0 | 0 | 0 | 0 | 0 | 0 | 0 | 0 | 0 | 0 | 0 | 0 | 0 | 0 | 0 | 0 | 0 | 0 | 0 | 0 | 0 | 0 | 0 | 0 | 0 | 0 | 0
F1_Commercial_Retail_Existing_Food Preparation_Natural Gas_Steamer_E4 | F1 | Commercial | Retail | Existing | Food Preparation | Natural Gas | Steamer | E4 | Participant - Cost of Equipment | 0 | 0 | 0 | 0 | 0 | 0 | 0 | 0 | 0 | 0 | 0 | 0 | 0 | 0 | 0 | 0 | 0 | 0 | 0 | 0 | 0 | 0 | 0 | 0 | 0 | 0 | 0 | 0 | 0 | 0
F1_Commercial_Retail_Existing_Food Preparation_Natural Gas_Steamer_E5 | F1 | Commercial | Retail | Existing | Food Preparation | Natural Gas | Steamer | E5 | Participant - Cost of Equipment | 0 | 0 | 0 | 0 | 0 | 0 | 0 | 0 | 0 | 0 | 0 | 0 | 0 | 0 | 0 | 0 | 0 | 0 | 0 | 0 | 0 | 0 | 0 | 0 | 0 | 0 | 0 | 0 | 0 | 0
F1_Commercial_Retail_Existing_Food Preparation_Natural Gas_Steamer_E6 | F1 | Commercial | Retail | Existing | Food Preparation | Natural Gas | Steamer | E6 | Participant - Cost of Equipment | 0 | 0 | 0 | 0 | 0 | 0 | 0 | 0 | 0 | 0 | 0 | 0 | 0 | 0 | 0 | 0 | 0 | 0 | 0 | 0 | 0 | 0 | 0 | 0 | 0 | 0 | 0 | 0 | 0 | 0
F1_Commercial_Retail_Existing_Food Preparation_Natural Gas_Steamer_E7 | F1 | Commercial | Retail | Existing | Food Preparation | Natural Gas | Steamer | E7 | Participant - Cost of Equipment | 0 | 0 | 0 | 0 | 0 | 0 | 0 | 0 | 0 | 0 | 0 | 0 | 0 | 0 | 0 | 0 | 0 | 0 | 0 | 0 | 0 | 0 | 0 | 0 | 0 | 0 | 0 | 0 | 0 | 0
F1_Commercial_Retail_Existing_Food Preparation_Natural Gas_Steamer_E8 | F1 | Commercial | Retail | Existing | Food Preparation | Natural Gas | Steamer | E8 | Participant - Cost of Equipment | 0 | 0 | 0 | 0 | 0 | 0 | 0 | 0 | 0 | 0 | 0 | 0 | 0 | 0 | 0 | 0 | 0 | 0 | 0 | 0 | 0 | 0 | 0 | 0 | 0 | 0 | 0 | 0 | 0 | 0
F1_Commercial_Retail_Existing_Food Preparation_Natural Gas_Steamer_E9 | F1 | Commercial | Retail | Existing | Food Preparation | Natural Gas | Steamer | E9 | Participant - Cost of Equipment | 0 | 0 | 0 | 0 | 0 | 0 | 0 | 0 | 0 | 0 | 0 | 0 | 0 | 0 | 0 | 0 | 0 | 0 | 0 | 0 | 0 | 0 | 0 | 0 | 0 | 0 | 0 | 0 | 0 | 0
F1_Commercial_Retail_Existing_Food Preparation_Natural Gas_Steamer_E10 | F1 | Commercial | Retail | Existing | Food Preparation | Natural Gas | Steamer | E10 | Participant - Cost of Equipment | 0 | 0 | 0 | 0 | 0 | 0 | 0 | 0 | 0 | 0 | 0 | 0 | 0 | 0 | 0 | 0 | 0 | 0 | 0 | 0 | 0 | 0 | 0 | 0 | 0 | 0 | 0 | 0 | 0 | 0
F2_Commercial_Retail_Existing_Food Preparation_Natural Gas_Steamer_E1 | F2 | Commercial | Retail | Existing | Food Preparation | Natural Gas | Steamer | E1 | Participant - Cost of Operation | 0.094314 | 0.095113 | 0.096072 | 0.097673 | 0.099807 | 0.10234 | 0.10468 | 0.10669 | 0.10858 | 0.11043 | 0.11235 | 0.11425 | 0.11611 | 0.11802 | 0.11979 | 0.12154 | 0.12342 | 0.1253 | 0.12721 | 0.12912 | 0.131 | 0.13287 | 0 | 0 | 0 | 0 | 0 | 0 | 0 | 0
F2_Commercial_Retail_Existing_Food Preparation_Natural Gas_Steamer_E2 | F2 | Commercial | Retail | Existing | Food Preparation | Natural Gas | Steamer | E2 | Participant - Cost of Operation | 0.019673 | 0.01984 | 0.02004 | 0.020374 | 0.020819 | 0.021347 | 0.021834 | 0.022255 | 0.022648 | 0.023036 | 0.023435 | 0.023832 | 0.024219 | 0.024618 | 0.024987 | 0.025353 | 0.025744 | 0.026137 | 0.026534 | 0.026932 | 0.027326 | 0.027715 | 0 | 0 | 0 | 0 | 0 | 0 | 0 | 0
F2_Commercial_Retail_Existing_Food Preparation_Natural Gas_Steamer_E3 | F2 | Commercial | Retail | Existing | Food Preparation | Natural Gas | Steamer | E3 | Participant - Cost of Operation | 0 | 0 | 0 | 0 | 0 | 0 | 0 | 0 | 0 | 0 | 0 | 0 | 0 | 0 | 0 | 0 | 0 | 0 | 0 | 0 | 0 | 0 | 0 | 0 | 0 | 0 | 0 | 0 | 0 | 0
F2_Commercial_Retail_Existing_Food Preparation_Natural Gas_Steamer_E4 | F2 | Commercial | Retail | Existing | Food Preparation | Natural Gas | Steamer | E4 | Participant - Cost of Operation | 0 | 0 | 0 | 0 | 0 | 0 | 0 | 0 | 0 | 0 | 0 | 0 | 0 | 0 | 0 | 0 | 0 | 0 | 0 | 0 | 0 | 0 | 0 | 0 | 0 | 0 | 0 | 0 | 0 | 0
F2_Commercial_Retail_Existing_Food Preparation_Natural Gas_Steamer_E5 | F2 | Commercial | Retail | Existing | Food Preparation | Natural Gas | Steamer | E5 | Participant - Cost of Operation | 0 | 0 | 0 | 0 | 0 | 0 | 0 | 0 | 0 | 0 | 0 | 0 | 0 | 0 | 0 | 0 | 0 | 0 | 0 | 0 | 0 | 0 | 0 | 0 | 0 | 0 | 0 | 0 | 0 | 0
F2_Commercial_Retail_Existing_Food Preparation_Natural Gas_Steamer_E6 | F2 | Commercial | Retail | Existing | Food Preparation | Natural Gas | Steamer | E6 | Participant - Cost of Operation | 0 | 0 | 0 | 0 | 0 | 0 | 0 | 0 | 0 | 0 | 0 | 0 | 0 | 0 | 0 | 0 | 0 | 0 | 0 | 0 | 0 | 0 | 0 | 0 | 0 | 0 | 0 | 0 | 0 | 0
F2_Commercial_Retail_Existing_Food Preparation_Natural Gas_Steamer_E7 | F2 | Commercial | Retail | Existing | Food Preparation | Natural Gas | Steamer | E7 | Participant - Cost of Operation | 0 | 0 | 0 | 0 | 0 | 0 | 0 | 0 | 0 | 0 | 0 | 0 | 0 | 0 | 0 | 0 | 0 | 0 | 0 | 0 | 0 | 0 | 0 | 0 | 0 | 0 | 0 | 0 | 0 | 0
F2_Commercial_Retail_Existing_Food Preparation_Natural Gas_Steamer_E8 | F2 | Commercial | Retail | Existing | Food Preparation | Natural Gas | Steamer | E8 | Participant - Cost of Operation | 0 | 0 | 0 | 0 | 0 | 0 | 0 | 0 | 0 | 0 | 0 | 0 | 0 | 0 | 0 | 0 | 0 | 0 | 0 | 0 | 0 | 0 | 0 | 0 | 0 | 0 | 0 | 0 | 0 | 0
F2_Commercial_Retail_Existing_Food Preparation_Natural Gas_Steamer_E9 | F2 | Commercial | Retail | Existing | Food Preparation | Natural Gas | Steamer | E9 | Participant - Cost of Operation | 0 | 0 | 0 | 0 | 0 | 0 | 0 | 0 | 0 | 0 | 0 | 0 | 0 | 0 | 0 | 0 | 0 | 0 | 0 | 0 | 0 | 0 | 0 | 0 | 0 | 0 | 0 | 0 | 0 | 0
F2_Commercial_Retail_Existing_Food Preparation_Natural Gas_Steamer_E10 | F2 | Commercial | Retail | Existing | Food Preparation | Natural Gas | Steamer | E10 | Participant - Cost of Operation | 0 | 0 | 0 | 0 | 0 | 0 | 0 | 0 | 0 | 0 | 0 | 0 | 0 | 0 | 0 | 0 | 0 | 0 | 0 | 0 | 0 | 0 | 0 | 0 | 0 | 0 | 0 | 0 | 0 | 0
F3_Commercial_Retail_Existing_Food Preparation_Natural Gas_Steamer_E1 | F3 | Commercial | Retail | Existing | Food Preparation | Natural Gas | Steamer | E1 | System - kBTUs of Conusmption | 8.8757 | 8.9015 | 8.9307 | 8.9977 | 9.0563 | 9.1062 | 9.1444 | 9.1769 | 9.2012 | 9.2172 | 9.2222 | 9.2216 | 9.2131 | 9.1968 | 9.1697 | 9.1383 | 9.1044 | 9.0683 | 9.027 | 8.9872 | 8.9459 | 8.9034 | 0 | 0 | 0 | 0 | 0 | 0 | 0 | 0
F3_Commercial_Retail_Existing_Food Preparation_Natural Gas_Steamer_E2 | F3 | Commercial | Retail | Existing | Food Preparation | Natural Gas | Steamer | E2 | System - kBTUs of Conusmption | 1.8514 | 1.8568 | 1.8629 | 1.8768 | 1.8891 | 1.8995 | 1.9074 | 1.9142 | 1.9193 | 1.9226 | 1.9237 | 1.9236 | 1.9218 | 1.9184 | 1.9127 | 1.9062 | 1.8991 | 1.8916 | 1.8829 | 1.8746 | 1.866 | 1.8572 | 0 | 0 | 0 | 0 | 0 | 0 | 0 | 0
F3_Commercial_Retail_Existing_Food Preparation_Natural Gas_Steamer_E3 | F3 | Commercial | Retail | Existing | Food Preparation | Natural Gas | Steamer | E3 | System - kBTUs of Conusmption | 0 | 0 | 0 | 0 | 0 | 0 | 0 | 0 | 0 | 0 | 0 | 0 | 0 | 0 | 0 | 0 | 0 | 0 | 0 | 0 | 0 | 0 | 0 | 0 | 0 | 0 | 0 | 0 | 0 | 0
F3_Commercial_Retail_Existing_Food Preparation_Natural Gas_Steamer_E4 | F3 | Commercial | Retail | Existing | Food Preparation | Natural Gas | Steamer | E4 | System - kBTUs of Conusmption | 0 | 0 | 0 | 0 | 0 | 0 | 0 | 0 | 0 | 0 | 0 | 0 | 0 | 0 | 0 | 0 | 0 | 0 | 0 | 0 | 0 | 0 | 0 | 0 | 0 | 0 | 0 | 0 | 0 | 0
F3_Commercial_Retail_Existing_Food Preparation_Natural Gas_Steamer_E5 | F3 | Commercial | Retail | Existing | Food Preparation | Natural Gas | Steamer | E5 | System - kBTUs of Conusmption | 0 | 0 | 0 | 0 | 0 | 0 | 0 | 0 | 0 | 0 | 0 | 0 | 0 | 0 | 0 | 0 | 0 | 0 | 0 | 0 | 0 | 0 | 0 | 0 | 0 | 0 | 0 | 0 | 0 | 0
F3_Commercial_Retail_Existing_Food Preparation_Natural Gas_Steamer_E6 | F3 | Commercial | Retail | Existing | Food Preparation | Natural Gas | Steamer | E6 | System - kBTUs of Conusmption | 0 | 0 | 0 | 0 | 0 | 0 | 0 | 0 | 0 | 0 | 0 | 0 | 0 | 0 | 0 | 0 | 0 | 0 | 0 | 0 | 0 | 0 | 0 | 0 | 0 | 0 | 0 | 0 | 0 | 0
F3_Commercial_Retail_Existing_Food Preparation_Natural Gas_Steamer_E7 | F3 | Commercial | Retail | Existing | Food Preparation | Natural Gas | Steamer | E7 | System - kBTUs of Conusmption | 0 | 0 | 0 | 0 | 0 | 0 | 0 | 0 | 0 | 0 | 0 | 0 | 0 | 0 | 0 | 0 | 0 | 0 | 0 | 0 | 0 | 0 | 0 | 0 | 0 | 0 | 0 | 0 | 0 | 0
F3_Commercial_Retail_Existing_Food Preparation_Natural Gas_Steamer_E8 | F3 | Commercial | Retail | Existing | Food Preparation | Natural Gas | Steamer | E8 | System - kBTUs of Conusmption | 0 | 0 | 0 | 0 | 0 | 0 | 0 | 0 | 0 | 0 | 0 | 0 | 0 | 0 | 0 | 0 | 0 | 0 | 0 | 0 | 0 | 0 | 0 | 0 | 0 | 0 | 0 | 0 | 0 | 0
F3_Commercial_Retail_Existing_Food Preparation_Natural Gas_Steamer_E9 | F3 | Commercial | Retail | Existing | Food Preparation | Natural Gas | Steamer | E9 | System - kBTUs of Conusmption | 0 | 0 | 0 | 0 | 0 | 0 | 0 | 0 | 0 | 0 | 0 | 0 | 0 | 0 | 0 | 0 | 0 | 0 | 0 | 0 | 0 | 0 | 0 | 0 | 0 | 0 | 0 | 0 | 0 | 0
F3_Commercial_Retail_Existing_Food Preparation_Natural Gas_Steamer_E10 | F3 | Commercial | Retail | Existing | Food Preparation | Natural Gas | Steamer | E10 | System - kBTUs of Conusmption | 0 | 0 | 0 | 0 | 0 | 0 | 0 | 0 | 0 | 0 | 0 | 0 | 0 | 0 | 0 | 0 | 0 | 0 | 0 | 0 | 0 | 0 | 0 | 0 | 0 | 0 | 0 | 0 | 0 | 0
F4_Commercial_Retail_Existing_Food Preparation_Natural Gas_Steamer_E1 | F4 | Commercial | Retail | Existing | Food Preparation | Natural Gas | Steamer | E1 | Utility - Cost of Equipment | 0.086725 | 0.086725 | 0.086725 | 0.086725 | 0.086725 | 0.086725 | 0.086725 | 0.086725 | 0.086725 | 0.086725 | 0.086725 | 0.086725 | 0.086725 | 0.086725 | 0.086725 | 0.086725 | 0.086725 | 0.086725 | 0.086725 | 0.086725 | 0.086725 | 0.086725 | 0 | 0 | 0 | 0 | 0 | 0 | 0 | 0
F4_Commercial_Retail_Existing_Food Preparation_Natural Gas_Steamer_E2 | F4 | Commercial | Retail | Existing | Food Preparation | Natural Gas | Steamer | E2 | Utility - Cost of Equipment | 0.093159 | 0.093159 | 0.093159 | 0.093159 | 0.093159 | 0.093159 | 0.093159 | 0.093159 | 0.093159 | 0.093159 | 0.093159 | 0.093159 | 0.093159 | 0.093159 | 0.093159 | 0.093159 | 0.093159 | 0.093159 | 0.093159 | 0.093159 | 0.093159 | 0.093159 | 0 | 0 | 0 | 0 | 0 | 0 | 0 | 0
F4_Commercial_Retail_Existing_Food Preparation_Natural Gas_Steamer_E3 | F4 | Commercial | Retail | Existing | Food Preparation | Natural Gas | Steamer | E3 | Utility - Cost of Equipment | 0 | 0 | 0 | 0 | 0 | 0 | 0 | 0 | 0 | 0 | 0 | 0 | 0 | 0 | 0 | 0 | 0 | 0 | 0 | 0 | 0 | 0 | 0 | 0 | 0 | 0 | 0 | 0 | 0 | 0
F4_Commercial_Retail_Existing_Food Preparation_Natural Gas_Steamer_E4 | F4 | Commercial | Retail | Existing | Food Preparation | Natural Gas | Steamer | E4 | Utility - Cost of Equipment | 0 | 0 | 0 | 0 | 0 | 0 | 0 | 0 | 0 | 0 | 0 | 0 | 0 | 0 | 0 | 0 | 0 | 0 | 0 | 0 | 0 | 0 | 0 | 0 | 0 | 0 | 0 | 0 | 0 | 0
F4_Commercial_Retail_Existing_Food Preparation_Natural Gas_Steamer_E5 | F4 | Commercial | Retail | Existing | Food Preparation | Natural Gas | Steamer | E5 | Utility - Cost of Equipment | 0 | 0 | 0 | 0 | 0 | 0 | 0 | 0 | 0 | 0 | 0 | 0 | 0 | 0 | 0 | 0 | 0 | 0 | 0 | 0 | 0 | 0 | 0 | 0 | 0 | 0 | 0 | 0 | 0 | 0
F4_Commercial_Retail_Existing_Food Preparation_Natural Gas_Steamer_E6 | F4 | Commercial | Retail | Existing | Food Preparation | Natural Gas | Steamer | E6 | Utility - Cost of Equipment | 0 | 0 | 0 | 0 | 0 | 0 | 0 | 0 | 0 | 0 | 0 | 0 | 0 | 0 | 0 | 0 | 0 | 0 | 0 | 0 | 0 | 0 | 0 | 0 | 0 | 0 | 0 | 0 | 0 | 0
F4_Commercial_Retail_Existing_Food Preparation_Natural Gas_Steamer_E7 | F4 | Commercial | Retail | Existing | Food Preparation | Natural Gas | Steamer | E7 | Utility - Cost of Equipment | 0 | 0 | 0 | 0 | 0 | 0 | 0 | 0 | 0 | 0 | 0 | 0 | 0 | 0 | 0 | 0 | 0 | 0 | 0 | 0 | 0 | 0 | 0 | 0 | 0 | 0 | 0 | 0 | 0 | 0
F4_Commercial_Retail_Existing_Food Preparation_Natural Gas_Steamer_E8 | F4 | Commercial | Retail | Existing | Food Preparation | Natural Gas | Steamer | E8 | Utility - Cost of Equipment | 0 | 0 | 0 | 0 | 0 | 0 | 0 | 0 | 0 | 0 | 0 | 0 | 0 | 0 | 0 | 0 | 0 | 0 | 0 | 0 | 0 | 0 | 0 | 0 | 0 | 0 | 0 | 0 | 0 | 0
F4_Commercial_Retail_Existing_Food Preparation_Natural Gas_Steamer_E9 | F4 | Commercial | Retail | Existing | Food Preparation | Natural Gas | Steamer | E9 | Utility - Cost of Equipment | 0 | 0 | 0 | 0 | 0 | 0 | 0 | 0 | 0 | 0 | 0 | 0 | 0 | 0 | 0 | 0 | 0 | 0 | 0 | 0 | 0 | 0 | 0 | 0 | 0 | 0 | 0 | 0 | 0 | 0
F4_Commercial_Retail_Existing_Food Preparation_Natural Gas_Steamer_E10 | F4 | Commercial | Retail | Existing | Food Preparation | Natural Gas | Steamer | E10 | Utility - Cost of Equipment | 0 | 0 | 0 | 0 | 0 | 0 | 0 | 0 | 0 | 0 | 0 | 0 | 0 | 0 | 0 | 0 | 0 | 0 | 0 | 0 | 0 | 0 | 0 | 0 | 0 | 0 | 0 | 0 | 0 | 0
F5_Commercial_Retail_Existing_Food Preparation_Natural Gas_Steamer_E1 | F5 | Commercial | Retail | Existing | Food Preparation | Natural Gas | Steamer | E1 | Utility - Cost of Operation | 0.078722 | 0.079389 | 0.080189 | 0.081525 | 0.083306 | 0.085419 | 0.08737 | 0.089053 | 0.090625 | 0.092177 | 0.093774 | 0.095366 | 0.096912 | 0.098508 | 0.099987 | 0.10145 | 0.10301 | 0.10459 | 0.10618 | 0.10777 | 0.10935 | 0.1109 | 0 | 0 | 0 | 0 | 0 | 0 | 0 | 0
F5_Commercial_Retail_Existing_Food Preparation_Natural Gas_Steamer_E2 | F5 | Commercial | Retail | Existing | Food Preparation | Natural Gas | Steamer | E2 | Utility - Cost of Operation | 0.016421 | 0.01656 | 0.016727 | 0.017005 | 0.017377 | 0.017818 | 0.018225 | 0.018576 | 0.018904 | 0.019227 | 0.01956 | 0.019892 | 0.020215 | 0.020548 | 0.020856 | 0.021161 | 0.021488 | 0.021816 | 0.022147 | 0.02248 | 0.022809 | 0.023133 | 0 | 0 | 0 | 0 | 0 | 0 | 0 | 0
F5_Commercial_Retail_Existing_Food Preparation_Natural Gas_Steamer_E3 | F5 | Commercial | Retail | Existing | Food Preparation | Natural Gas | Steamer | E3 | Utility - Cost of Operation | 0 | 0 | 0 | 0 | 0 | 0 | 0 | 0 | 0 | 0 | 0 | 0 | 0 | 0 | 0 | 0 | 0 | 0 | 0 | 0 | 0 | 0 | 0 | 0 | 0 | 0 | 0 | 0 | 0 | 0
F5_Commercial_Retail_Existing_Food Preparation_Natural Gas_Steamer_E4 | F5 | Commercial | Retail | Existing | Food Preparation | Natural Gas | Steamer | E4 | Utility - Cost of Operation | 0 | 0 | 0 | 0 | 0 | 0 | 0 | 0 | 0 | 0 | 0 | 0 | 0 | 0 | 0 | 0 | 0 | 0 | 0 | 0 | 0 | 0 | 0 | 0 | 0 | 0 | 0 | 0 | 0 | 0
F5_Commercial_Retail_Existing_Food Preparation_Natural Gas_Steamer_E5 | F5 | Commercial | Retail | Existing | Food Preparation | Natural Gas | Steamer | E5 | Utility - Cost of Operation | 0 | 0 | 0 | 0 | 0 | 0 | 0 | 0 | 0 | 0 | 0 | 0 | 0 | 0 | 0 | 0 | 0 | 0 | 0 | 0 | 0 | 0 | 0 | 0 | 0 | 0 | 0 | 0 | 0 | 0
F5_Commercial_Retail_Existing_Food Preparation_Natural Gas_Steamer_E6 | F5 | Commercial | Retail | Existing | Food Preparation | Natural Gas | Steamer | E6 | Utility - Cost of Operation | 0 | 0 | 0 | 0 | 0 | 0 | 0 | 0 | 0 | 0 | 0 | 0 | 0 | 0 | 0 | 0 | 0 | 0 | 0 | 0 | 0 | 0 | 0 | 0 | 0 | 0 | 0 | 0 | 0 | 0
F5_Commercial_Retail_Existing_Food Preparation_Natural Gas_Steamer_E7 | F5 | Commercial | Retail | Existing | Food Preparation | Natural Gas | Steamer | E7 | Utility - Cost of Operation | 0 | 0 | 0 | 0 | 0 | 0 | 0 | 0 | 0 | 0 | 0 | 0 | 0 | 0 | 0 | 0 | 0 | 0 | 0 | 0 | 0 | 0 | 0 | 0 | 0 | 0 | 0 | 0 | 0 | 0
F5_Commercial_Retail_Existing_Food Preparation_Natural Gas_Steamer_E8 | F5 | Commercial | Retail | Existing | Food Preparation | Natural Gas | Steamer | E8 | Utility - Cost of Operation | 0 | 0 | 0 | 0 | 0 | 0 | 0 | 0 | 0 | 0 | 0 | 0 | 0 | 0 | 0 | 0 | 0 | 0 | 0 | 0 | 0 | 0 | 0 | 0 | 0 | 0 | 0 | 0 | 0 | 0
F5_Commercial_Retail_Existing_Food Preparation_Natural Gas_Steamer_E9 | F5 | Commercial | Retail | Existing | Food Preparation | Natural Gas | Steamer | E9 | Utility - Cost of Operation | 0 | 0 | 0 | 0 | 0 | 0 | 0 | 0 | 0 | 0 | 0 | 0 | 0 | 0 | 0 | 0 | 0 | 0 | 0 | 0 | 0 | 0 | 0 | 0 | 0 | 0 | 0 | 0 | 0 | 0
F5_Commercial_Retail_Existing_Food Preparation_Natural Gas_Steamer_E10 | F5 | Commercial | Retail | Existing | Food Preparation | Natural Gas | Steamer | E10 | Utility - Cost of Operation | 0 | 0 | 0 | 0 | 0 | 0 | 0 | 0 | 0 | 0 | 0 | 0 | 0 | 0 | 0 | 0 | 0 | 0 | 0 | 0 | 0 | 0 | 0 | 0 | 0 | 0 | 0 | 0 | 0 | 0
F6_Commercial_Retail_Existing_Food Preparation_Natural Gas_Steamer_E1 | F6 | Commercial | Retail | Existing | Food Preparation | Natural Gas | Steamer | E1 | Utility - Value of Sales | 0.094314 | 0.095113 | 0.096072 | 0.097673 | 0.099807 | 0.10234 | 0.10468 | 0.10669 | 0.10858 | 0.11043 | 0.11235 | 0.11425 | 0.11611 | 0.11802 | 0.11979 | 0.12154 | 0.12342 | 0.1253 | 0.12721 | 0.12912 | 0.131 | 0.13287 | 0 | 0 | 0 | 0 | 0 | 0 | 0 | 0
F6_Commercial_Retail_Existing_Food Preparation_Natural Gas_Steamer_E2 | F6 | Commercial | Retail | Existing | Food Preparation | Natural Gas | Steamer | E2 | Utility - Value of Sales | 0.019673 | 0.01984 | 0.02004 | 0.020374 | 0.020819 | 0.021347 | 0.021834 | 0.022255 | 0.022648 | 0.023036 | 0.023435 | 0.023832 | 0.024219 | 0.024618 | 0.024987 | 0.025353 | 0.025744 | 0.026137 | 0.026534 | 0.026932 | 0.027326 | 0.027715 | 0 | 0 | 0 | 0 | 0 | 0 | 0 | 0
F6_Commercial_Retail_Existing_Food Preparation_Natural Gas_Steamer_E3 | F6 | Commercial | Retail | Existing | Food Preparation | Natural Gas | Steamer | E3 | Utility - Value of Sales | 0 | 0 | 0 | 0 | 0 | 0 | 0 | 0 | 0 | 0 | 0 | 0 | 0 | 0 | 0 | 0 | 0 | 0 | 0 | 0 | 0 | 0 | 0 | 0 | 0 | 0 | 0 | 0 | 0 | 0
F6_Commercial_Retail_Existing_Food Preparation_Natural Gas_Steamer_E4 | F6 | Commercial | Retail | Existing | Food Preparation | Natural Gas | Steamer | E4 | Utility - Value of Sales | 0 | 0 | 0 | 0 | 0 | 0 | 0 | 0 | 0 | 0 | 0 | 0 | 0 | 0 | 0 | 0 | 0 | 0 | 0 | 0 | 0 | 0 | 0 | 0 | 0 | 0 | 0 | 0 | 0 | 0
F6_Commercial_Retail_Existing_Food Preparation_Natural Gas_Steamer_E5 | F6 | Commercial | Retail | Existing | Food Preparation | Natural Gas | Steamer | E5 | Utility - Value of Sales | 0 | 0 | 0 | 0 | 0 | 0 | 0 | 0 | 0 | 0 | 0 | 0 | 0 | 0 | 0 | 0 | 0 | 0 | 0 | 0 | 0 | 0 | 0 | 0 | 0 | 0 | 0 | 0 | 0 | 0
F6_Commercial_Retail_Existing_Food Preparation_Natural Gas_Steamer_E6 | F6 | Commercial | Retail | Existing | Food Preparation | Natural Gas | Steamer | E6 | Utility - Value of Sales | 0 | 0 | 0 | 0 | 0 | 0 | 0 | 0 | 0 | 0 | 0 | 0 | 0 | 0 | 0 | 0 | 0 | 0 | 0 | 0 | 0 | 0 | 0 | 0 | 0 | 0 | 0 | 0 | 0 | 0
F6_Commercial_Retail_Existing_Food Preparation_Natural Gas_Steamer_E7 | F6 | Commercial | Retail | Existing | Food Preparation | Natural Gas | Steamer | E7 | Utility - Value of Sales | 0 | 0 | 0 | 0 | 0 | 0 | 0 | 0 | 0 | 0 | 0 | 0 | 0 | 0 | 0 | 0 | 0 | 0 | 0 | 0 | 0 | 0 | 0 | 0 | 0 | 0 | 0 | 0 | 0 | 0
F6_Commercial_Retail_Existing_Food Preparation_Natural Gas_Steamer_E8 | F6 | Commercial | Retail | Existing | Food Preparation | Natural Gas | Steamer | E8 | Utility - Value of Sales | 0 | 0 | 0 | 0 | 0 | 0 | 0 | 0 | 0 | 0 | 0 | 0 | 0 | 0 | 0 | 0 | 0 | 0 | 0 | 0 | 0 | 0 | 0 | 0 | 0 | 0 | 0 | 0 | 0 | 0
F6_Commercial_Retail_Existing_Food Preparation_Natural Gas_Steamer_E9 | F6 | Commercial | Retail | Existing | Food Preparation | Natural Gas | Steamer | E9 | Utility - Value of Sales | 0 | 0 | 0 | 0 | 0 | 0 | 0 | 0 | 0 | 0 | 0 | 0 | 0 | 0 | 0 | 0 | 0 | 0 | 0 | 0 | 0 | 0 | 0 | 0 | 0 | 0 | 0 | 0 | 0 | 0
F6_Commercial_Retail_Existing_Food Preparation_Natural Gas_Steamer_E10 | F6 | Commercial | Retail | Existing | Food Preparation | Natural Gas | Steamer | E10 | Utility - Value of Sales | 0 | 0 | 0 | 0 | 0 | 0 | 0 | 0 | 0 | 0 | 0 | 0 | 0 | 0 | 0 | 0 | 0 | 0 | 0 | 0 | 0 | 0 | 0 | 0 | 0 | 0 | 0 | 0 | 0 | 0
F1_Commercial_Retail_Existing_Food Preparation_Natural Gas_Food Prep Other_E1 | F1 | Commercial | Retail | Existing | Food Preparation | Natural Gas | Food Prep Other | E1 | Participant - Cost of Equipment | 0.0036743 | 0.0036743 | 0.0036743 | 0.0036743 | 0.0036743 | 0.0036743 | 0.0036743 | 0.0036743 | 0.0036743 | 0.0036743 | 0.0036743 | 0.0036743 | 0.0036743 | 0.0036743 | 0.0036743 | 0.0036743 | 0.0036743 | 0.0036743 | 0.0036743 | 0.0036743 | 0.0036743 | 0.0036743 | 0 | 0 | 0 | 0 | 0 | 0 | 0 | 0
F1_Commercial_Retail_Existing_Food Preparation_Natural Gas_Food Prep Other_E2 | F1 | Commercial | Retail | Existing | Food Preparation | Natural Gas | Food Prep Other | E2 | Participant - Cost of Equipment | 0.003678 | 0.003678 | 0.003678 | 0.003678 | 0.003678 | 0.003678 | 0.003678 | 0.003678 | 0.003678 | 0.003678 | 0.003678 | 0.003678 | 0.003678 | 0.003678 | 0.003678 | 0.003678 | 0.003678 | 0.003678 | 0.003678 | 0.003678 | 0.003678 | 0.003678 | 0 | 0 | 0 | 0 | 0 | 0 | 0 | 0
F1_Commercial_Retail_Existing_Food Preparation_Natural Gas_Food Prep Other_E3 | F1 | Commercial | Retail | Existing | Food Preparation | Natural Gas | Food Prep Other | E3 | Participant - Cost of Equipment | 0 | 0 | 0 | 0 | 0 | 0 | 0 | 0 | 0 | 0 | 0 | 0 | 0 | 0 | 0 | 0 | 0 | 0 | 0 | 0 | 0 | 0 | 0 | 0 | 0 | 0 | 0 | 0 | 0 | 0
F1_Commercial_Retail_Existing_Food Preparation_Natural Gas_Food Prep Other_E4 | F1 | Commercial | Retail | Existing | Food Preparation | Natural Gas | Food Prep Other | E4 | Participant - Cost of Equipment | 0 | 0 | 0 | 0 | 0 | 0 | 0 | 0 | 0 | 0 | 0 | 0 | 0 | 0 | 0 | 0 | 0 | 0 | 0 | 0 | 0 | 0 | 0 | 0 | 0 | 0 | 0 | 0 | 0 | 0
F1_Commercial_Retail_Existing_Food Preparation_Natural Gas_Food Prep Other_E5 | F1 | Commercial | Retail | Existing | Food Preparation | Natural Gas | Food Prep Other | E5 | Participant - Cost of Equipment | 0 | 0 | 0 | 0 | 0 | 0 | 0 | 0 | 0 | 0 | 0 | 0 | 0 | 0 | 0 | 0 | 0 | 0 | 0 | 0 | 0 | 0 | 0 | 0 | 0 | 0 | 0 | 0 | 0 | 0
F1_Commercial_Retail_Existing_Food Preparation_Natural Gas_Food Prep Other_E6 | F1 | Commercial | Retail | Existing | Food Preparation | Natural Gas | Food Prep Other | E6 | Participant - Cost of Equipment | 0 | 0 | 0 | 0 | 0 | 0 | 0 | 0 | 0 | 0 | 0 | 0 | 0 | 0 | 0 | 0 | 0 | 0 | 0 | 0 | 0 | 0 | 0 | 0 | 0 | 0 | 0 | 0 | 0 | 0
F1_Commercial_Retail_Existing_Food Preparation_Natural Gas_Food Prep Other_E7 | F1 | Commercial | Retail | Existing | Food Preparation | Natural Gas | Food Prep Other | E7 | Participant - Cost of Equipment | 0 | 0 | 0 | 0 | 0 | 0 | 0 | 0 | 0 | 0 | 0 | 0 | 0 | 0 | 0 | 0 | 0 | 0 | 0 | 0 | 0 | 0 | 0 | 0 | 0 | 0 | 0 | 0 | 0 | 0
F1_Commercial_Retail_Existing_Food Preparation_Natural Gas_Food Prep Other_E8 | F1 | Commercial | Retail | Existing | Food Preparation | Natural Gas | Food Prep Other | E8 | Participant - Cost of Equipment | 0 | 0 | 0 | 0 | 0 | 0 | 0 | 0 | 0 | 0 | 0 | 0 | 0 | 0 | 0 | 0 | 0 | 0 | 0 | 0 | 0 | 0 | 0 | 0 | 0 | 0 | 0 | 0 | 0 | 0
F1_Commercial_Retail_Existing_Food Preparation_Natural Gas_Food Prep Other_E9 | F1 | Commercial | Retail | Existing | Food Preparation | Natural Gas | Food Prep Other | E9 | Participant - Cost of Equipment | 0 | 0 | 0 | 0 | 0 | 0 | 0 | 0 | 0 | 0 | 0 | 0 | 0 | 0 | 0 | 0 | 0 | 0 | 0 | 0 | 0 | 0 | 0 | 0 | 0 | 0 | 0 | 0 | 0 | 0
F1_Commercial_Retail_Existing_Food Preparation_Natural Gas_Food Prep Other_E10 | F1 | Commercial | Retail | Existing | Food Preparation | Natural Gas | Food Prep Other | E10 | Participant - Cost of Equipment | 0 | 0 | 0 | 0 | 0 | 0 | 0 | 0 | 0 | 0 | 0 | 0 | 0 | 0 | 0 | 0 | 0 | 0 | 0 | 0 | 0 | 0 | 0 | 0 | 0 | 0 | 0 | 0 | 0 | 0
F2_Commercial_Retail_Existing_Food Preparation_Natural Gas_Food Prep Other_E1 | F2 | Commercial | Retail | Existing | Food Preparation | Natural Gas | Food Prep Other | E1 | Participant - Cost of Operation | 0.040002 | 0.040268 | 0.040614 | 0.041281 | 0.042207 | 0.043321 | 0.044332 | 0.045199 | 0.046021 | 0.046862 | 0.047761 | 0.048638 | 0.049468 | 0.050304 | 0.051042 | 0.051741 | 0.052498 | 0.053257 | 0.05402 | 0.054783 | 0.055532 | 0.056263 | 0 | 0 | 0 | 0 | 0 | 0 | 0 | 0
F2_Commercial_Retail_Existing_Food Preparation_Natural Gas_Food Prep Other_E2 | F2 | Commercial | Retail | Existing | Food Preparation | Natural Gas | Food Prep Other | E2 | Participant - Cost of Operation | 0.040002 | 0.040268 | 0.040614 | 0.04128 | 0.042206 | 0.04332 | 0.044332 | 0.045198 | 0.046021 | 0.046861 | 0.047761 | 0.048638 | 0.049468 | 0.050303 | 0.051042 | 0.051741 | 0.052497 | 0.053256 | 0.05402 | 0.054783 | 0.055532 | 0.056263 | 0 | 0 | 0 | 0 | 0 | 0 | 0 | 0
F2_Commercial_Retail_Existing_Food Preparation_Natural Gas_Food Prep Other_E3 | F2 | Commercial | Retail | Existing | Food Preparation | Natural Gas | Food Prep Other | E3 | Participant - Cost of Operation | 0 | 0 | 0 | 0 | 0 | 0 | 0 | 0 | 0 | 0 | 0 | 0 | 0 | 0 | 0 | 0 | 0 | 0 | 0 | 0 | 0 | 0 | 0 | 0 | 0 | 0 | 0 | 0 | 0 | 0
F2_Commercial_Retail_Existing_Food Preparation_Natural Gas_Food Prep Other_E4 | F2 | Commercial | Retail | Existing | Food Preparation | Natural Gas | Food Prep Other | E4 | Participant - Cost of Operation | 0 | 0 | 0 | 0 | 0 | 0 | 0 | 0 | 0 | 0 | 0 | 0 | 0 | 0 | 0 | 0 | 0 | 0 | 0 | 0 | 0 | 0 | 0 | 0 | 0 | 0 | 0 | 0 | 0 | 0
F2_Commercial_Retail_Existing_Food Preparation_Natural Gas_Food Prep Other_E5 | F2 | Commercial | Retail | Existing | Food Preparation | Natural Gas | Food Prep Other | E5 | Participant - Cost of Operation | 0 | 0 | 0 | 0 | 0 | 0 | 0 | 0 | 0 | 0 | 0 | 0 | 0 | 0 | 0 | 0 | 0 | 0 | 0 | 0 | 0 | 0 | 0 | 0 | 0 | 0 | 0 | 0 | 0 | 0
F2_Commercial_Retail_Existing_Food Preparation_Natural Gas_Food Prep Other_E6 | F2 | Commercial | Retail | Existing | Food Preparation | Natural Gas | Food Prep Other | E6 | Participant - Cost of Operation | 0 | 0 | 0 | 0 | 0 | 0 | 0 | 0 | 0 | 0 | 0 | 0 | 0 | 0 | 0 | 0 | 0 | 0 | 0 | 0 | 0 | 0 | 0 | 0 | 0 | 0 | 0 | 0 | 0 | 0
F2_Commercial_Retail_Existing_Food Preparation_Natural Gas_Food Prep Other_E7 | F2 | Commercial | Retail | Existing | Food Preparation | Natural Gas | Food Prep Other | E7 | Participant - Cost of Operation | 0 | 0 | 0 | 0 | 0 | 0 | 0 | 0 | 0 | 0 | 0 | 0 | 0 | 0 | 0 | 0 | 0 | 0 | 0 | 0 | 0 | 0 | 0 | 0 | 0 | 0 | 0 | 0 | 0 | 0
F2_Commercial_Retail_Existing_Food Preparation_Natural Gas_Food Prep Other_E8 | F2 | Commercial | Retail | Existing | Food Preparation | Natural Gas | Food Prep Other | E8 | Participant - Cost of Operation | 0 | 0 | 0 | 0 | 0 | 0 | 0 | 0 | 0 | 0 | 0 | 0 | 0 | 0 | 0 | 0 | 0 | 0 | 0 | 0 | 0 | 0 | 0 | 0 | 0 | 0 | 0 | 0 | 0 | 0
F2_Commercial_Retail_Existing_Food Preparation_Natural Gas_Food Prep Other_E9 | F2 | Commercial | Retail | Existing | Food Preparation | Natural Gas | Food Prep Other | E9 | Participant - Cost of Operation | 0 | 0 | 0 | 0 | 0 | 0 | 0 | 0 | 0 | 0 | 0 | 0 | 0 | 0 | 0 | 0 | 0 | 0 | 0 | 0 | 0 | 0 | 0 | 0 | 0 | 0 | 0 | 0 | 0 | 0
F2_Commercial_Retail_Existing_Food Preparation_Natural Gas_Food Prep Other_E10 | F2 | Commercial | Retail | Existing | Food Preparation | Natural Gas | Food Prep Other | E10 | Participant - Cost of Operation | 0 | 0 | 0 | 0 | 0 | 0 | 0 | 0 | 0 | 0 | 0 | 0 | 0 | 0 | 0 | 0 | 0 | 0 | 0 | 0 | 0 | 0 | 0 | 0 | 0 | 0 | 0 | 0 | 0 | 0
F3_Commercial_Retail_Existing_Food Preparation_Natural Gas_Food Prep Other_E1 | F3 | Commercial | Retail | Existing | Food Preparation | Natural Gas | Food Prep Other | E1 | System - kBTUs of Conusmption | 3.7901 | 3.8003 | 3.8127 | 3.8447 | 3.8725 | 3.8962 | 3.9141 | 3.9318 | 3.948 | 3.9628 | 3.9751 | 3.9826 | 3.9842 | 3.9799 | 3.968 | 3.9518 | 3.9344 | 3.9157 | 3.8944 | 3.8739 | 3.8526 | 3.8307 | 0 | 0 | 0 | 0 | 0 | 0 | 0 | 0
F3_Commercial_Retail_Existing_Food Preparation_Natural Gas_Food Prep Other_E2 | F3 | Commercial | Retail | Existing | Food Preparation | Natural Gas | Food Prep Other | E2 | System - kBTUs of Conusmption | 3.7901 | 3.8003 | 3.8126 | 3.8446 | 3.8725 | 3.8961 | 3.9141 | 3.9317 | 3.948 | 3.9627 | 3.9751 | 3.9826 | 3.9841 | 3.9798 | 3.968 | 3.9518 | 3.9343 | 3.9157 | 3.8944 | 3.8739 | 3.8525 | 3.8307 | 0 | 0 | 0 | 0 | 0 | 0 | 0 | 0
F3_Commercial_Retail_Existing_Food Preparation_Natural Gas_Food Prep Other_E3 | F3 | Commercial | Retail | Existing | Food Preparation | Natural Gas | Food Prep Other | E3 | System - kBTUs of Conusmption | 0 | 0 | 0 | 0 | 0 | 0 | 0 | 0 | 0 | 0 | 0 | 0 | 0 | 0 | 0 | 0 | 0 | 0 | 0 | 0 | 0 | 0 | 0 | 0 | 0 | 0 | 0 | 0 | 0 | 0
F3_Commercial_Retail_Existing_Food Preparation_Natural Gas_Food Prep Other_E4 | F3 | Commercial | Retail | Existing | Food Preparation | Natural Gas | Food Prep Other | E4 | System - kBTUs of Conusmption | 0 | 0 | 0 | 0 | 0 | 0 | 0 | 0 | 0 | 0 | 0 | 0 | 0 | 0 | 0 | 0 | 0 | 0 | 0 | 0 | 0 | 0 | 0 | 0 | 0 | 0 | 0 | 0 | 0 | 0
F3_Commercial_Retail_Existing_Food Preparation_Natural Gas_Food Prep Other_E5 | F3 | Commercial | Retail | Existing | Food Preparation | Natural Gas | Food Prep Other | E5 | System - kBTUs of Conusmption | 0 | 0 | 0 | 0 | 0 | 0 | 0 | 0 | 0 | 0 | 0 | 0 | 0 | 0 | 0 | 0 | 0 | 0 | 0 | 0 | 0 | 0 | 0 | 0 | 0 | 0 | 0 | 0 | 0 | 0
F3_Commercial_Retail_Existing_Food Preparation_Natural Gas_Food Prep Other_E6 | F3 | Commercial | Retail | Existing | Food Preparation | Natural Gas | Food Prep Other | E6 | System - kBTUs of Conusmption | 0 | 0 | 0 | 0 | 0 | 0 | 0 | 0 | 0 | 0 | 0 | 0 | 0 | 0 | 0 | 0 | 0 | 0 | 0 | 0 | 0 | 0 | 0 | 0 | 0 | 0 | 0 | 0 | 0 | 0
F3_Commercial_Retail_Existing_Food Preparation_Natural Gas_Food Prep Other_E7 | F3 | Commercial | Retail | Existing | Food Preparation | Natural Gas | Food Prep Other | E7 | System - kBTUs of Conusmption | 0 | 0 | 0 | 0 | 0 | 0 | 0 | 0 | 0 | 0 | 0 | 0 | 0 | 0 | 0 | 0 | 0 | 0 | 0 | 0 | 0 | 0 | 0 | 0 | 0 | 0 | 0 | 0 | 0 | 0
F3_Commercial_Retail_Existing_Food Preparation_Natural Gas_Food Prep Other_E8 | F3 | Commercial | Retail | Existing | Food Preparation | Natural Gas | Food Prep Other | E8 | System - kBTUs of Conusmption | 0 | 0 | 0 | 0 | 0 | 0 | 0 | 0 | 0 | 0 | 0 | 0 | 0 | 0 | 0 | 0 | 0 | 0 | 0 | 0 | 0 | 0 | 0 | 0 | 0 | 0 | 0 | 0 | 0 | 0
F3_Commercial_Retail_Existing_Food Preparation_Natural Gas_Food Prep Other_E9 | F3 | Commercial | Retail | Existing | Food Preparation | Natural Gas | Food Prep Other | E9 | System - kBTUs of Conusmption | 0 | 0 | 0 | 0 | 0 | 0 | 0 | 0 | 0 | 0 | 0 | 0 | 0 | 0 | 0 | 0 | 0 | 0 | 0 | 0 | 0 | 0 | 0 | 0 | 0 | 0 | 0 | 0 | 0 | 0
F3_Commercial_Retail_Existing_Food Preparation_Natural Gas_Food Prep Other_E10 | F3 | Commercial | Retail | Existing | Food Preparation | Natural Gas | Food Prep Other | E10 | System - kBTUs of Conusmption | 0 | 0 | 0 | 0 | 0 | 0 | 0 | 0 | 0 | 0 | 0 | 0 | 0 | 0 | 0 | 0 | 0 | 0 | 0 | 0 | 0 | 0 | 0 | 0 | 0 | 0 | 0 | 0 | 0 | 0
F4_Commercial_Retail_Existing_Food Preparation_Natural Gas_Food Prep Other_E1 | F4 | Commercial | Retail | Existing | Food Preparation | Natural Gas | Food Prep Other | E1 | Utility - Cost of Equipment | 0.0036743 | 0.0036743 | 0.0036743 | 0.0036743 | 0.0036743 | 0.0036743 | 0.0036743 | 0.0036743 | 0.0036743 | 0.0036743 | 0.0036743 | 0.0036743 | 0.0036743 | 0.0036743 | 0.0036743 | 0.0036743 | 0.0036743 | 0.0036743 | 0.0036743 | 0.0036743 | 0.0036743 | 0.0036743 | 0 | 0 | 0 | 0 | 0 | 0 | 0 | 0
F4_Commercial_Retail_Existing_Food Preparation_Natural Gas_Food Prep Other_E2 | F4 | Commercial | Retail | Existing | Food Preparation | Natural Gas | Food Prep Other | E2 | Utility - Cost of Equipment | 0.003678 | 0.003678 | 0.003678 | 0.003678 | 0.003678 | 0.003678 | 0.003678 | 0.003678 | 0.003678 | 0.003678 | 0.003678 | 0.003678 | 0.003678 | 0.003678 | 0.003678 | 0.003678 | 0.003678 | 0.003678 | 0.003678 | 0.003678 | 0.003678 | 0.003678 | 0 | 0 | 0 | 0 | 0 | 0 | 0 | 0
F4_Commercial_Retail_Existing_Food Preparation_Natural Gas_Food Prep Other_E3 | F4 | Commercial | Retail | Existing | Food Preparation | Natural Gas | Food Prep Other | E3 | Utility - Cost of Equipment | 0 | 0 | 0 | 0 | 0 | 0 | 0 | 0 | 0 | 0 | 0 | 0 | 0 | 0 | 0 | 0 | 0 | 0 | 0 | 0 | 0 | 0 | 0 | 0 | 0 | 0 | 0 | 0 | 0 | 0
F4_Commercial_Retail_Existing_Food Preparation_Natural Gas_Food Prep Other_E4 | F4 | Commercial | Retail | Existing | Food Preparation | Natural Gas | Food Prep Other | E4 | Utility - Cost of Equipment | 0 | 0 | 0 | 0 | 0 | 0 | 0 | 0 | 0 | 0 | 0 | 0 | 0 | 0 | 0 | 0 | 0 | 0 | 0 | 0 | 0 | 0 | 0 | 0 | 0 | 0 | 0 | 0 | 0 | 0
F4_Commercial_Retail_Existing_Food Preparation_Natural Gas_Food Prep Other_E5 | F4 | Commercial | Retail | Existing | Food Preparation | Natural Gas | Food Prep Other | E5 | Utility - Cost of Equipment | 0 | 0 | 0 | 0 | 0 | 0 | 0 | 0 | 0 | 0 | 0 | 0 | 0 | 0 | 0 | 0 | 0 | 0 | 0 | 0 | 0 | 0 | 0 | 0 | 0 | 0 | 0 | 0 | 0 | 0
F4_Commercial_Retail_Existing_Food Preparation_Natural Gas_Food Prep Other_E6 | F4 | Commercial | Retail | Existing | Food Preparation | Natural Gas | Food Prep Other | E6 | Utility - Cost of Equipment | 0 | 0 | 0 | 0 | 0 | 0 | 0 | 0 | 0 | 0 | 0 | 0 | 0 | 0 | 0 | 0 | 0 | 0 | 0 | 0 | 0 | 0 | 0 | 0 | 0 | 0 | 0 | 0 | 0 | 0
F4_Commercial_Retail_Existing_Food Preparation_Natural Gas_Food Prep Other_E7 | F4 | Commercial | Retail | Existing | Food Preparation | Natural Gas | Food Prep Other | E7 | Utility - Cost of Equipment | 0 | 0 | 0 | 0 | 0 | 0 | 0 | 0 | 0 | 0 | 0 | 0 | 0 | 0 | 0 | 0 | 0 | 0 | 0 | 0 | 0 | 0 | 0 | 0 | 0 | 0 | 0 | 0 | 0 | 0
F4_Commercial_Retail_Existing_Food Preparation_Natural Gas_Food Prep Other_E8 | F4 | Commercial | Retail | Existing | Food Preparation | Natural Gas | Food Prep Other | E8 | Utility - Cost of Equipment | 0 | 0 | 0 | 0 | 0 | 0 | 0 | 0 | 0 | 0 | 0 | 0 | 0 | 0 | 0 | 0 | 0 | 0 | 0 | 0 | 0 | 0 | 0 | 0 | 0 | 0 | 0 | 0 | 0 | 0
F4_Commercial_Retail_Existing_Food Preparation_Natural Gas_Food Prep Other_E9 | F4 | Commercial | Retail | Existing | Food Preparation | Natural Gas | Food Prep Other | E9 | Utility - Cost of Equipment | 0 | 0 | 0 | 0 | 0 | 0 | 0 | 0 | 0 | 0 | 0 | 0 | 0 | 0 | 0 | 0 | 0 | 0 | 0 | 0 | 0 | 0 | 0 | 0 | 0 | 0 | 0 | 0 | 0 | 0
F4_Commercial_Retail_Existing_Food Preparation_Natural Gas_Food Prep Other_E10 | F4 | Commercial | Retail | Existing | Food Preparation | Natural Gas | Food Prep Other | E10 | Utility - Cost of Equipment | 0 | 0 | 0 | 0 | 0 | 0 | 0 | 0 | 0 | 0 | 0 | 0 | 0 | 0 | 0 | 0 | 0 | 0 | 0 | 0 | 0 | 0 | 0 | 0 | 0 | 0 | 0 | 0 | 0 | 0
F5_Commercial_Retail_Existing_Food Preparation_Natural Gas_Food Prep Other_E1 | F5 | Commercial | Retail | Existing | Food Preparation | Natural Gas | Food Prep Other | E1 | Utility - Cost of Operation | 0.033389 | 0.033611 | 0.0339 | 0.034456 | 0.035229 | 0.036159 | 0.037003 | 0.037726 | 0.038413 | 0.039114 | 0.039865 | 0.040597 | 0.04129 | 0.041987 | 0.042604 | 0.043187 | 0.043819 | 0.044452 | 0.045089 | 0.045726 | 0.046352 | 0.046962 | 0 | 0 | 0 | 0 | 0 | 0 | 0 | 0
F5_Commercial_Retail_Existing_Food Preparation_Natural Gas_Food Prep Other_E2 | F5 | Commercial | Retail | Existing | Food Preparation | Natural Gas | Food Prep Other | E2 | Utility - Cost of Operation | 0.033389 | 0.033611 | 0.033899 | 0.034456 | 0.035229 | 0.036159 | 0.037003 | 0.037726 | 0.038413 | 0.039114 | 0.039865 | 0.040597 | 0.04129 | 0.041987 | 0.042603 | 0.043187 | 0.043818 | 0.044452 | 0.045089 | 0.045726 | 0.046351 | 0.046962 | 0 | 0 | 0 | 0 | 0 | 0 | 0 | 0
F5_Commercial_Retail_Existing_Food Preparation_Natural Gas_Food Prep Other_E3 | F5 | Commercial | Retail | Existing | Food Preparation | Natural Gas | Food Prep Other | E3 | Utility - Cost of Operation | 0 | 0 | 0 | 0 | 0 | 0 | 0 | 0 | 0 | 0 | 0 | 0 | 0 | 0 | 0 | 0 | 0 | 0 | 0 | 0 | 0 | 0 | 0 | 0 | 0 | 0 | 0 | 0 | 0 | 0
F5_Commercial_Retail_Existing_Food Preparation_Natural Gas_Food Prep Other_E4 | F5 | Commercial | Retail | Existing | Food Preparation | Natural Gas | Food Prep Other | E4 | Utility - Cost of Operation | 0 | 0 | 0 | 0 | 0 | 0 | 0 | 0 | 0 | 0 | 0 | 0 | 0 | 0 | 0 | 0 | 0 | 0 | 0 | 0 | 0 | 0 | 0 | 0 | 0 | 0 | 0 | 0 | 0 | 0
F5_Commercial_Retail_Existing_Food Preparation_Natural Gas_Food Prep Other_E5 | F5 | Commercial | Retail | Existing | Food Preparation | Natural Gas | Food Prep Other | E5 | Utility - Cost of Operation | 0 | 0 | 0 | 0 | 0 | 0 | 0 | 0 | 0 | 0 | 0 | 0 | 0 | 0 | 0 | 0 | 0 | 0 | 0 | 0 | 0 | 0 | 0 | 0 | 0 | 0 | 0 | 0 | 0 | 0
F5_Commercial_Retail_Existing_Food Preparation_Natural Gas_Food Prep Other_E6 | F5 | Commercial | Retail | Existing | Food Preparation | Natural Gas | Food Prep Other | E6 | Utility - Cost of Operation | 0 | 0 | 0 | 0 | 0 | 0 | 0 | 0 | 0 | 0 | 0 | 0 | 0 | 0 | 0 | 0 | 0 | 0 | 0 | 0 | 0 | 0 | 0 | 0 | 0 | 0 | 0 | 0 | 0 | 0
F5_Commercial_Retail_Existing_Food Preparation_Natural Gas_Food Prep Other_E7 | F5 | Commercial | Retail | Existing | Food Preparation | Natural Gas | Food Prep Other | E7 | Utility - Cost of Operation | 0 | 0 | 0 | 0 | 0 | 0 | 0 | 0 | 0 | 0 | 0 | 0 | 0 | 0 | 0 | 0 | 0 | 0 | 0 | 0 | 0 | 0 | 0 | 0 | 0 | 0 | 0 | 0 | 0 | 0
F5_Commercial_Retail_Existing_Food Preparation_Natural Gas_Food Prep Other_E8 | F5 | Commercial | Retail | Existing | Food Preparation | Natural Gas | Food Prep Other | E8 | Utility - Cost of Operation | 0 | 0 | 0 | 0 | 0 | 0 | 0 | 0 | 0 | 0 | 0 | 0 | 0 | 0 | 0 | 0 | 0 | 0 | 0 | 0 | 0 | 0 | 0 | 0 | 0 | 0 | 0 | 0 | 0 | 0
F5_Commercial_Retail_Existing_Food Preparation_Natural Gas_Food Prep Other_E9 | F5 | Commercial | Retail | Existing | Food Preparation | Natural Gas | Food Prep Other | E9 | Utility - Cost of Operation | 0 | 0 | 0 | 0 | 0 | 0 | 0 | 0 | 0 | 0 | 0 | 0 | 0 | 0 | 0 | 0 | 0 | 0 | 0 | 0 | 0 | 0 | 0 | 0 | 0 | 0 | 0 | 0 | 0 | 0
F5_Commercial_Retail_Existing_Food Preparation_Natural Gas_Food Prep Other_E10 | F5 | Commercial | Retail | Existing | Food Preparation | Natural Gas | Food Prep Other | E10 | Utility - Cost of Operation | 0 | 0 | 0 | 0 | 0 | 0 | 0 | 0 | 0 | 0 | 0 | 0 | 0 | 0 | 0 | 0 | 0 | 0 | 0 | 0 | 0 | 0 | 0 | 0 | 0 | 0 | 0 | 0 | 0 | 0
F6_Commercial_Retail_Existing_Food Preparation_Natural Gas_Food Prep Other_E1 | F6 | Commercial | Retail | Existing | Food Preparation | Natural Gas | Food Prep Other | E1 | Utility - Value of Sales | 0.040002 | 0.040268 | 0.040614 | 0.041281 | 0.042207 | 0.043321 | 0.044332 | 0.045199 | 0.046021 | 0.046862 | 0.047761 | 0.048638 | 0.049468 | 0.050304 | 0.051042 | 0.051741 | 0.052498 | 0.053257 | 0.05402 | 0.054783 | 0.055532 | 0.056263 | 0 | 0 | 0 | 0 | 0 | 0 | 0 | 0
F6_Commercial_Retail_Existing_Food Preparation_Natural Gas_Food Prep Other_E2 | F6 | Commercial | Retail | Existing | Food Preparation | Natural Gas | Food Prep Other | E2 | Utility - Value of Sales | 0.040002 | 0.040268 | 0.040614 | 0.04128 | 0.042206 | 0.04332 | 0.044332 | 0.045198 | 0.046021 | 0.046861 | 0.047761 | 0.048638 | 0.049468 | 0.050303 | 0.051042 | 0.051741 | 0.052497 | 0.053256 | 0.05402 | 0.054783 | 0.055532 | 0.056263 | 0 | 0 | 0 | 0 | 0 | 0 | 0 | 0
F6_Commercial_Retail_Existing_Food Preparation_Natural Gas_Food Prep Other_E3 | F6 | Commercial | Retail | Existing | Food Preparation | Natural Gas | Food Prep Other | E3 | Utility - Value of Sales | 0 | 0 | 0 | 0 | 0 | 0 | 0 | 0 | 0 | 0 | 0 | 0 | 0 | 0 | 0 | 0 | 0 | 0 | 0 | 0 | 0 | 0 | 0 | 0 | 0 | 0 | 0 | 0 | 0 | 0
F6_Commercial_Retail_Existing_Food Preparation_Natural Gas_Food Prep Other_E4 | F6 | Commercial | Retail | Existing | Food Preparation | Natural Gas | Food Prep Other | E4 | Utility - Value of Sales | 0 | 0 | 0 | 0 | 0 | 0 | 0 | 0 | 0 | 0 | 0 | 0 | 0 | 0 | 0 | 0 | 0 | 0 | 0 | 0 | 0 | 0 | 0 | 0 | 0 | 0 | 0 | 0 | 0 | 0
F6_Commercial_Retail_Existing_Food Preparation_Natural Gas_Food Prep Other_E5 | F6 | Commercial | Retail | Existing | Food Preparation | Natural Gas | Food Prep Other | E5 | Utility - Value of Sales | 0 | 0 | 0 | 0 | 0 | 0 | 0 | 0 | 0 | 0 | 0 | 0 | 0 | 0 | 0 | 0 | 0 | 0 | 0 | 0 | 0 | 0 | 0 | 0 | 0 | 0 | 0 | 0 | 0 | 0
F6_Commercial_Retail_Existing_Food Preparation_Natural Gas_Food Prep Other_E6 | F6 | Commercial | Retail | Existing | Food Preparation | Natural Gas | Food Prep Other | E6 | Utility - Value of Sales | 0 | 0 | 0 | 0 | 0 | 0 | 0 | 0 | 0 | 0 | 0 | 0 | 0 | 0 | 0 | 0 | 0 | 0 | 0 | 0 | 0 | 0 | 0 | 0 | 0 | 0 | 0 | 0 | 0 | 0
F6_Commercial_Retail_Existing_Food Preparation_Natural Gas_Food Prep Other_E7 | F6 | Commercial | Retail | Existing | Food Preparation | Natural Gas | Food Prep Other | E7 | Utility - Value of Sales | 0 | 0 | 0 | 0 | 0 | 0 | 0 | 0 | 0 | 0 | 0 | 0 | 0 | 0 | 0 | 0 | 0 | 0 | 0 | 0 | 0 | 0 | 0 | 0 | 0 | 0 | 0 | 0 | 0 | 0
F6_Commercial_Retail_Existing_Food Preparation_Natural Gas_Food Prep Other_E8 | F6 | Commercial | Retail | Existing | Food Preparation | Natural Gas | Food Prep Other | E8 | Utility - Value of Sales | 0 | 0 | 0 | 0 | 0 | 0 | 0 | 0 | 0 | 0 | 0 | 0 | 0 | 0 | 0 | 0 | 0 | 0 | 0 | 0 | 0 | 0 | 0 | 0 | 0 | 0 | 0 | 0 | 0 | 0
F6_Commercial_Retail_Existing_Food Preparation_Natural Gas_Food Prep Other_E9 | F6 | Commercial | Retail | Existing | Food Preparation | Natural Gas | Food Prep Other | E9 | Utility - Value of Sales | 0 | 0 | 0 | 0 | 0 | 0 | 0 | 0 | 0 | 0 | 0 | 0 | 0 | 0 | 0 | 0 | 0 | 0 | 0 | 0 | 0 | 0 | 0 | 0 | 0 | 0 | 0 | 0 | 0 | 0
F6_Commercial_Retail_Existing_Food Preparation_Natural Gas_Food Prep Other_E10 | F6 | Commercial | Retail | Existing | Food Preparation | Natural Gas | Food Prep Other | E10 | Utility - Value of Sales | 0 | 0 | 0 | 0 | 0 | 0 | 0 | 0 | 0 | 0 | 0 | 0 | 0 | 0 | 0 | 0 | 0 | 0 | 0 | 0 | 0 | 0 | 0 | 0 | 0 | 0 | 0 | 0 | 0 | 0
F1_Commercial_Retail_Existing_Miscellaneous_Natural Gas_Pool Heater_E1 | F1 | Commercial | Retail | Existing | Miscellaneous | Natural Gas | Pool Heater | E1 | Participant - Cost of Equipment | 3.7984e-05 | 3.7984e-05 | 3.7984e-05 | 3.7984e-05 | 3.7984e-05 | 3.7984e-05 | 3.7984e-05 | 3.7984e-05 | 3.7984e-05 | 3.7984e-05 | 3.7984e-05 | 3.7984e-05 | 3.7984e-05 | 3.7984e-05 | 3.7984e-05 | 3.7984e-05 | 3.7984e-05 | 3.7984e-05 | 3.7984e-05 | 3.7984e-05 | 3.7984e-05 | 3.7984e-05 | 0 | 0 | 0 | 0 | 0 | 0 | 0 | 0
F1_Commercial_Retail_Existing_Miscellaneous_Natural Gas_Pool Heater_E2 | F1 | Commercial | Retail | Existing | Miscellaneous | Natural Gas | Pool Heater | E2 | Participant - Cost of Equipment | 6.2195e-05 | 6.2195e-05 | 6.2195e-05 | 6.2195e-05 | 6.2195e-05 | 6.2195e-05 | 6.2195e-05 | 6.2195e-05 | 6.2195e-05 | 6.2195e-05 | 6.2195e-05 | 6.2195e-05 | 6.2195e-05 | 6.2195e-05 | 6.2195e-05 | 6.2195e-05 | 6.2195e-05 | 6.2195e-05 | 6.2195e-05 | 6.2195e-05 | 6.2195e-05 | 6.2195e-05 | 0 | 0 | 0 | 0 | 0 | 0 | 0 | 0
F1_Commercial_Retail_Existing_Miscellaneous_Natural Gas_Pool Heater_E3 | F1 | Commercial | Retail | Existing | Miscellaneous | Natural Gas | Pool Heater | E3 | Participant - Cost of Equipment | 0 | 0 | 0 | 0 | 0 | 0 | 0 | 0 | 0 | 0 | 0 | 0 | 0 | 0 | 0 | 0 | 0 | 0 | 0 | 0 | 0 | 0 | 0 | 0 | 0 | 0 | 0 | 0 | 0 | 0
F1_Commercial_Retail_Existing_Miscellaneous_Natural Gas_Pool Heater_E4 | F1 | Commercial | Retail | Existing | Miscellaneous | Natural Gas | Pool Heater | E4 | Participant - Cost of Equipment | 0 | 0 | 0 | 0 | 0 | 0 | 0 | 0 | 0 | 0 | 0 | 0 | 0 | 0 | 0 | 0 | 0 | 0 | 0 | 0 | 0 | 0 | 0 | 0 | 0 | 0 | 0 | 0 | 0 | 0
F1_Commercial_Retail_Existing_Miscellaneous_Natural Gas_Pool Heater_E5 | F1 | Commercial | Retail | Existing | Miscellaneous | Natural Gas | Pool Heater | E5 | Participant - Cost of Equipment | 0 | 0 | 0 | 0 | 0 | 0 | 0 | 0 | 0 | 0 | 0 | 0 | 0 | 0 | 0 | 0 | 0 | 0 | 0 | 0 | 0 | 0 | 0 | 0 | 0 | 0 | 0 | 0 | 0 | 0
F1_Commercial_Retail_Existing_Miscellaneous_Natural Gas_Pool Heater_E6 | F1 | Commercial | Retail | Existing | Miscellaneous | Natural Gas | Pool Heater | E6 | Participant - Cost of Equipment | 0 | 0 | 0 | 0 | 0 | 0 | 0 | 0 | 0 | 0 | 0 | 0 | 0 | 0 | 0 | 0 | 0 | 0 | 0 | 0 | 0 | 0 | 0 | 0 | 0 | 0 | 0 | 0 | 0 | 0
F1_Commercial_Retail_Existing_Miscellaneous_Natural Gas_Pool Heater_E7 | F1 | Commercial | Retail | Existing | Miscellaneous | Natural Gas | Pool Heater | E7 | Participant - Cost of Equipment | 0 | 0 | 0 | 0 | 0 | 0 | 0 | 0 | 0 | 0 | 0 | 0 | 0 | 0 | 0 | 0 | 0 | 0 | 0 | 0 | 0 | 0 | 0 | 0 | 0 | 0 | 0 | 0 | 0 | 0
F1_Commercial_Retail_Existing_Miscellaneous_Natural Gas_Pool Heater_E8 | F1 | Commercial | Retail | Existing | Miscellaneous | Natural Gas | Pool Heater | E8 | Participant - Cost of Equipment | 0 | 0 | 0 | 0 | 0 | 0 | 0 | 0 | 0 | 0 | 0 | 0 | 0 | 0 | 0 | 0 | 0 | 0 | 0 | 0 | 0 | 0 | 0 | 0 | 0 | 0 | 0 | 0 | 0 | 0
F1_Commercial_Retail_Existing_Miscellaneous_Natural Gas_Pool Heater_E9 | F1 | Commercial | Retail | Existing | Miscellaneous | Natural Gas | Pool Heater | E9 | Participant - Cost of Equipment | 0 | 0 | 0 | 0 | 0 | 0 | 0 | 0 | 0 | 0 | 0 | 0 | 0 | 0 | 0 | 0 | 0 | 0 | 0 | 0 | 0 | 0 | 0 | 0 | 0 | 0 | 0 | 0 | 0 | 0
F1_Commercial_Retail_Existing_Miscellaneous_Natural Gas_Pool Heater_E10 | F1 | Commercial | Retail | Existing | Miscellaneous | Natural Gas | Pool Heater | E10 | Participant - Cost of Equipment | 0 | 0 | 0 | 0 | 0 | 0 | 0 | 0 | 0 | 0 | 0 | 0 | 0 | 0 | 0 | 0 | 0 | 0 | 0 | 0 | 0 | 0 | 0 | 0 | 0 | 0 | 0 | 0 | 0 | 0
F2_Commercial_Retail_Existing_Miscellaneous_Natural Gas_Pool Heater_E1 | F2 | Commercial | Retail | Existing | Miscellaneous | Natural Gas | Pool Heater | E1 | Participant - Cost of Operation | 0.00016145 | 0.00016075 | 0.00016088 | 0.00016327 | 0.00016737 | 0.00017263 | 0.00017717 | 0.00018079 | 0.00018405 | 0.00018728 | 0.00019079 | 0.00019436 | 0.00019788 | 0.00020183 | 0.00020558 | 0.00020914 | 0.00021274 | 0.00021596 | 0.00021876 | 0.00022108 | 0.00022326 | 0.00022527 | 0 | 0 | 0 | 0 | 0 | 0 | 0 | 0
F2_Commercial_Retail_Existing_Miscellaneous_Natural Gas_Pool Heater_E2 | F2 | Commercial | Retail | Existing | Miscellaneous | Natural Gas | Pool Heater | E2 | Participant - Cost of Operation | 0.00013723 | 0.00013664 | 0.00013675 | 0.00013878 | 0.00014226 | 0.00014674 | 0.0001506 | 0.00015367 | 0.00015644 | 0.00015918 | 0.00016217 | 0.00016521 | 0.0001682 | 0.00017155 | 0.00017474 | 0.00017777 | 0.00018083 | 0.00018357 | 0.00018595 | 0.00018792 | 0.00018977 | 0.00019148 | 0 | 0 | 0 | 0 | 0 | 0 | 0 | 0
F2_Commercial_Retail_Existing_Miscellaneous_Natural Gas_Pool Heater_E3 | F2 | Commercial | Retail | Existing | Miscellaneous | Natural Gas | Pool Heater | E3 | Participant - Cost of Operation | 0 | 0 | 0 | 0 | 0 | 0 | 0 | 0 | 0 | 0 | 0 | 0 | 0 | 0 | 0 | 0 | 0 | 0 | 0 | 0 | 0 | 0 | 0 | 0 | 0 | 0 | 0 | 0 | 0 | 0
F2_Commercial_Retail_Existing_Miscellaneous_Natural Gas_Pool Heater_E4 | F2 | Commercial | Retail | Existing | Miscellaneous | Natural Gas | Pool Heater | E4 | Participant - Cost of Operation | 0 | 0 | 0 | 0 | 0 | 0 | 0 | 0 | 0 | 0 | 0 | 0 | 0 | 0 | 0 | 0 | 0 | 0 | 0 | 0 | 0 | 0 | 0 | 0 | 0 | 0 | 0 | 0 | 0 | 0
F2_Commercial_Retail_Existing_Miscellaneous_Natural Gas_Pool Heater_E5 | F2 | Commercial | Retail | Existing | Miscellaneous | Natural Gas | Pool Heater | E5 | Participant - Cost of Operation | 0 | 0 | 0 | 0 | 0 | 0 | 0 | 0 | 0 | 0 | 0 | 0 | 0 | 0 | 0 | 0 | 0 | 0 | 0 | 0 | 0 | 0 | 0 | 0 | 0 | 0 | 0 | 0 | 0 | 0
F2_Commercial_Retail_Existing_Miscellaneous_Natural Gas_Pool Heater_E6 | F2 | Commercial | Retail | Existing | Miscellaneous | Natural Gas | Pool Heater | E6 | Participant - Cost of Operation | 0 | 0 | 0 | 0 | 0 | 0 | 0 | 0 | 0 | 0 | 0 | 0 | 0 | 0 | 0 | 0 | 0 | 0 | 0 | 0 | 0 | 0 | 0 | 0 | 0 | 0 | 0 | 0 | 0 | 0
F2_Commercial_Retail_Existing_Miscellaneous_Natural Gas_Pool Heater_E7 | F2 | Commercial | Retail | Existing | Miscellaneous | Natural Gas | Pool Heater | E7 | Participant - Cost of Operation | 0 | 0 | 0 | 0 | 0 | 0 | 0 | 0 | 0 | 0 | 0 | 0 | 0 | 0 | 0 | 0 | 0 | 0 | 0 | 0 | 0 | 0 | 0 | 0 | 0 | 0 | 0 | 0 | 0 | 0
F2_Commercial_Retail_Existing_Miscellaneous_Natural Gas_Pool Heater_E8 | F2 | Commercial | Retail | Existing | Miscellaneous | Natural Gas | Pool Heater | E8 | Participant - Cost of Operation | 0 | 0 | 0 | 0 | 0 | 0 | 0 | 0 | 0 | 0 | 0 | 0 | 0 | 0 | 0 | 0 | 0 | 0 | 0 | 0 | 0 | 0 | 0 | 0 | 0 | 0 | 0 | 0 | 0 | 0
F2_Commercial_Retail_Existing_Miscellaneous_Natural Gas_Pool Heater_E9 | F2 | Commercial | Retail | Existing | Miscellaneous | Natural Gas | Pool Heater | E9 | Participant - Cost of Operation | 0 | 0 | 0 | 0 | 0 | 0 | 0 | 0 | 0 | 0 | 0 | 0 | 0 | 0 | 0 | 0 | 0 | 0 | 0 | 0 | 0 | 0 | 0 | 0 | 0 | 0 | 0 | 0 | 0 | 0
F2_Commercial_Retail_Existing_Miscellaneous_Natural Gas_Pool Heater_E10 | F2 | Commercial | Retail | Existing | Miscellaneous | Natural Gas | Pool Heater | E10 | Participant - Cost of Operation | 0 | 0 | 0 | 0 | 0 | 0 | 0 | 0 | 0 | 0 | 0 | 0 | 0 | 0 | 0 | 0 | 0 | 0 | 0 | 0 | 0 | 0 | 0 | 0 | 0 | 0 | 0 | 0 | 0 | 0
F3_Commercial_Retail_Existing_Miscellaneous_Natural Gas_Pool Heater_E1 | F3 | Commercial | Retail | Existing | Miscellaneous | Natural Gas | Pool Heater | E1 | System - kBTUs of Conusmption | 0.01552 | 0.015525 | 0.015554 | 0.015722 | 0.015867 | 0.015986 | 0.01607 | 0.016157 | 0.016236 | 0.016309 | 0.016368 | 0.016428 | 0.016483 | 0.016533 | 0.016569 | 0.016578 | 0.016551 | 0.016486 | 0.016372 | 0.01623 | 0.016083 | 0.015932 | 0 | 0 | 0 | 0 | 0 | 0 | 0 | 0
F3_Commercial_Retail_Existing_Miscellaneous_Natural Gas_Pool Heater_E2 | F3 | Commercial | Retail | Existing | Miscellaneous | Natural Gas | Pool Heater | E2 | System - kBTUs of Conusmption | 0.013192 | 0.013197 | 0.013221 | 0.013364 | 0.013487 | 0.013588 | 0.01366 | 0.013733 | 0.013801 | 0.013863 | 0.013913 | 0.013964 | 0.014011 | 0.014053 | 0.014084 | 0.014091 | 0.014068 | 0.014013 | 0.013916 | 0.013796 | 0.013671 | 0.013542 | 0 | 0 | 0 | 0 | 0 | 0 | 0 | 0
F3_Commercial_Retail_Existing_Miscellaneous_Natural Gas_Pool Heater_E3 | F3 | Commercial | Retail | Existing | Miscellaneous | Natural Gas | Pool Heater | E3 | System - kBTUs of Conusmption | 0 | 0 | 0 | 0 | 0 | 0 | 0 | 0 | 0 | 0 | 0 | 0 | 0 | 0 | 0 | 0 | 0 | 0 | 0 | 0 | 0 | 0 | 0 | 0 | 0 | 0 | 0 | 0 | 0 | 0
F3_Commercial_Retail_Existing_Miscellaneous_Natural Gas_Pool Heater_E4 | F3 | Commercial | Retail | Existing | Miscellaneous | Natural Gas | Pool Heater | E4 | System - kBTUs of Conusmption | 0 | 0 | 0 | 0 | 0 | 0 | 0 | 0 | 0 | 0 | 0 | 0 | 0 | 0 | 0 | 0 | 0 | 0 | 0 | 0 | 0 | 0 | 0 | 0 | 0 | 0 | 0 | 0 | 0 | 0
F3_Commercial_Retail_Existing_Miscellaneous_Natural Gas_Pool Heater_E5 | F3 | Commercial | Retail | Existing | Miscellaneous | Natural Gas | Pool Heater | E5 | System - kBTUs of Conusmption | 0 | 0 | 0 | 0 | 0 | 0 | 0 | 0 | 0 | 0 | 0 | 0 | 0 | 0 | 0 | 0 | 0 | 0 | 0 | 0 | 0 | 0 | 0 | 0 | 0 | 0 | 0 | 0 | 0 | 0
F3_Commercial_Retail_Existing_Miscellaneous_Natural Gas_Pool Heater_E6 | F3 | Commercial | Retail | Existing | Miscellaneous | Natural Gas | Pool Heater | E6 | System - kBTUs of Conusmption | 0 | 0 | 0 | 0 | 0 | 0 | 0 | 0 | 0 | 0 | 0 | 0 | 0 | 0 | 0 | 0 | 0 | 0 | 0 | 0 | 0 | 0 | 0 | 0 | 0 | 0 | 0 | 0 | 0 | 0
F3_Commercial_Retail_Existing_Miscellaneous_Natural Gas_Pool Heater_E7 | F3 | Commercial | Retail | Existing | Miscellaneous | Natural Gas | Pool Heater | E7 | System - kBTUs of Conusmption | 0 | 0 | 0 | 0 | 0 | 0 | 0 | 0 | 0 | 0 | 0 | 0 | 0 | 0 | 0 | 0 | 0 | 0 | 0 | 0 | 0 | 0 | 0 | 0 | 0 | 0 | 0 | 0 | 0 | 0
F3_Commercial_Retail_Existing_Miscellaneous_Natural Gas_Pool Heater_E8 | F3 | Commercial | Retail | Existing | Miscellaneous | Natural Gas | Pool Heater | E8 | System - kBTUs of Conusmption | 0 | 0 | 0 | 0 | 0 | 0 | 0 | 0 | 0 | 0 | 0 | 0 | 0 | 0 | 0 | 0 | 0 | 0 | 0 | 0 | 0 | 0 | 0 | 0 | 0 | 0 | 0 | 0 | 0 | 0
F3_Commercial_Retail_Existing_Miscellaneous_Natural Gas_Pool Heater_E9 | F3 | Commercial | Retail | Existing | Miscellaneous | Natural Gas | Pool Heater | E9 | System - kBTUs of Conusmption | 0 | 0 | 0 | 0 | 0 | 0 | 0 | 0 | 0 | 0 | 0 | 0 | 0 | 0 | 0 | 0 | 0 | 0 | 0 | 0 | 0 | 0 | 0 | 0 | 0 | 0 | 0 | 0 | 0 | 0
F3_Commercial_Retail_Existing_Miscellaneous_Natural Gas_Pool Heater_E10 | F3 | Commercial | Retail | Existing | Miscellaneous | Natural Gas | Pool Heater | E10 | System - kBTUs of Conusmption | 0 | 0 | 0 | 0 | 0 | 0 | 0 | 0 | 0 | 0 | 0 | 0 | 0 | 0 | 0 | 0 | 0 | 0 | 0 | 0 | 0 | 0 | 0 | 0 | 0 | 0 | 0 | 0 | 0 | 0
F4_Commercial_Retail_Existing_Miscellaneous_Natural Gas_Pool Heater_E1 | F4 | Commercial | Retail | Existing | Miscellaneous | Natural Gas | Pool Heater | E1 | Utility - Cost of Equipment | 3.7984e-05 | 3.7984e-05 | 3.7984e-05 | 3.7984e-05 | 3.7984e-05 | 3.7984e-05 | 3.7984e-05 | 3.7984e-05 | 3.7984e-05 | 3.7984e-05 | 3.7984e-05 | 3.7984e-05 | 3.7984e-05 | 3.7984e-05 | 3.7984e-05 | 3.7984e-05 | 3.7984e-05 | 3.7984e-05 | 3.7984e-05 | 3.7984e-05 | 3.7984e-05 | 3.7984e-05 | 0 | 0 | 0 | 0 | 0 | 0 | 0 | 0
F4_Commercial_Retail_Existing_Miscellaneous_Natural Gas_Pool Heater_E2 | F4 | Commercial | Retail | Existing | Miscellaneous | Natural Gas | Pool Heater | E2 | Utility - Cost of Equipment | 6.2195e-05 | 6.2195e-05 | 6.2195e-05 | 6.2195e-05 | 6.2195e-05 | 6.2195e-05 | 6.2195e-05 | 6.2195e-05 | 6.2195e-05 | 6.2195e-05 | 6.2195e-05 | 6.2195e-05 | 6.2195e-05 | 6.2195e-05 | 6.2195e-05 | 6.2195e-05 | 6.2195e-05 | 6.2195e-05 | 6.2195e-05 | 6.2195e-05 | 6.2195e-05 | 6.2195e-05 | 0 | 0 | 0 | 0 | 0 | 0 | 0 | 0
F4_Commercial_Retail_Existing_Miscellaneous_Natural Gas_Pool Heater_E3 | F4 | Commercial | Retail | Existing | Miscellaneous | Natural Gas | Pool Heater | E3 | Utility - Cost of Equipment | 0 | 0 | 0 | 0 | 0 | 0 | 0 | 0 | 0 | 0 | 0 | 0 | 0 | 0 | 0 | 0 | 0 | 0 | 0 | 0 | 0 | 0 | 0 | 0 | 0 | 0 | 0 | 0 | 0 | 0
F4_Commercial_Retail_Existing_Miscellaneous_Natural Gas_Pool Heater_E4 | F4 | Commercial | Retail | Existing | Miscellaneous | Natural Gas | Pool Heater | E4 | Utility - Cost of Equipment | 0 | 0 | 0 | 0 | 0 | 0 | 0 | 0 | 0 | 0 | 0 | 0 | 0 | 0 | 0 | 0 | 0 | 0 | 0 | 0 | 0 | 0 | 0 | 0 | 0 | 0 | 0 | 0 | 0 | 0
F4_Commercial_Retail_Existing_Miscellaneous_Natural Gas_Pool Heater_E5 | F4 | Commercial | Retail | Existing | Miscellaneous | Natural Gas | Pool Heater | E5 | Utility - Cost of Equipment | 0 | 0 | 0 | 0 | 0 | 0 | 0 | 0 | 0 | 0 | 0 | 0 | 0 | 0 | 0 | 0 | 0 | 0 | 0 | 0 | 0 | 0 | 0 | 0 | 0 | 0 | 0 | 0 | 0 | 0
F4_Commercial_Retail_Existing_Miscellaneous_Natural Gas_Pool Heater_E6 | F4 | Commercial | Retail | Existing | Miscellaneous | Natural Gas | Pool Heater | E6 | Utility - Cost of Equipment | 0 | 0 | 0 | 0 | 0 | 0 | 0 | 0 | 0 | 0 | 0 | 0 | 0 | 0 | 0 | 0 | 0 | 0 | 0 | 0 | 0 | 0 | 0 | 0 | 0 | 0 | 0 | 0 | 0 | 0
F4_Commercial_Retail_Existing_Miscellaneous_Natural Gas_Pool Heater_E7 | F4 | Commercial | Retail | Existing | Miscellaneous | Natural Gas | Pool Heater | E7 | Utility - Cost of Equipment | 0 | 0 | 0 | 0 | 0 | 0 | 0 | 0 | 0 | 0 | 0 | 0 | 0 | 0 | 0 | 0 | 0 | 0 | 0 | 0 | 0 | 0 | 0 | 0 | 0 | 0 | 0 | 0 | 0 | 0
F4_Commercial_Retail_Existing_Miscellaneous_Natural Gas_Pool Heater_E8 | F4 | Commercial | Retail | Existing | Miscellaneous | Natural Gas | Pool Heater | E8 | Utility - Cost of Equipment | 0 | 0 | 0 | 0 | 0 | 0 | 0 | 0 | 0 | 0 | 0 | 0 | 0 | 0 | 0 | 0 | 0 | 0 | 0 | 0 | 0 | 0 | 0 | 0 | 0 | 0 | 0 | 0 | 0 | 0
F4_Commercial_Retail_Existing_Miscellaneous_Natural Gas_Pool Heater_E9 | F4 | Commercial | Retail | Existing | Miscellaneous | Natural Gas | Pool Heater | E9 | Utility - Cost of Equipment | 0 | 0 | 0 | 0 | 0 | 0 | 0 | 0 | 0 | 0 | 0 | 0 | 0 | 0 | 0 | 0 | 0 | 0 | 0 | 0 | 0 | 0 | 0 | 0 | 0 | 0 | 0 | 0 | 0 | 0
F4_Commercial_Retail_Existing_Miscellaneous_Natural Gas_Pool Heater_E10 | F4 | Commercial | Retail | Existing | Miscellaneous | Natural Gas | Pool Heater | E10 | Utility - Cost of Equipment | 0 | 0 | 0 | 0 | 0 | 0 | 0 | 0 | 0 | 0 | 0 | 0 | 0 | 0 | 0 | 0 | 0 | 0 | 0 | 0 | 0 | 0 | 0 | 0 | 0 | 0 | 0 | 0 | 0 | 0
F5_Commercial_Retail_Existing_Miscellaneous_Natural Gas_Pool Heater_E1 | F5 | Commercial | Retail | Existing | Miscellaneous | Natural Gas | Pool Heater | E1 | Utility - Cost of Operation | 0.00013476 | 0.00013417 | 0.00013429 | 0.00013627 | 0.0001397 | 0.00014409 | 0.00014788 | 0.0001509 | 0.00015362 | 0.00015632 | 0.00015925 | 0.00016223 | 0.00016517 | 0.00016846 | 0.00017159 | 0.00017456 | 0.00017757 | 0.00018026 | 0.00018259 | 0.00018453 | 0.00018635 | 0.00018802 | 0 | 0 | 0 | 0 | 0 | 0 | 0 | 0
F5_Commercial_Retail_Existing_Miscellaneous_Natural Gas_Pool Heater_E2 | F5 | Commercial | Retail | Existing | Miscellaneous | Natural Gas | Pool Heater | E2 | Utility - Cost of Operation | 0.00011454 | 0.00011405 | 0.00011414 | 0.00011583 | 0.00011874 | 0.00012248 | 0.0001257 | 0.00012826 | 0.00013058 | 0.00013287 | 0.00013536 | 0.0001379 | 0.00014039 | 0.00014319 | 0.00014585 | 0.00014838 | 0.00015093 | 0.00015322 | 0.0001552 | 0.00015685 | 0.0001584 | 0.00015982 | 0 | 0 | 0 | 0 | 0 | 0 | 0 | 0
F5_Commercial_Retail_Existing_Miscellaneous_Natural Gas_Pool Heater_E3 | F5 | Commercial | Retail | Existing | Miscellaneous | Natural Gas | Pool Heater | E3 | Utility - Cost of Operation | 0 | 0 | 0 | 0 | 0 | 0 | 0 | 0 | 0 | 0 | 0 | 0 | 0 | 0 | 0 | 0 | 0 | 0 | 0 | 0 | 0 | 0 | 0 | 0 | 0 | 0 | 0 | 0 | 0 | 0
F5_Commercial_Retail_Existing_Miscellaneous_Natural Gas_Pool Heater_E4 | F5 | Commercial | Retail | Existing | Miscellaneous | Natural Gas | Pool Heater | E4 | Utility - Cost of Operation | 0 | 0 | 0 | 0 | 0 | 0 | 0 | 0 | 0 | 0 | 0 | 0 | 0 | 0 | 0 | 0 | 0 | 0 | 0 | 0 | 0 | 0 | 0 | 0 | 0 | 0 | 0 | 0 | 0 | 0
F5_Commercial_Retail_Existing_Miscellaneous_Natural Gas_Pool Heater_E5 | F5 | Commercial | Retail | Existing | Miscellaneous | Natural Gas | Pool Heater | E5 | Utility - Cost of Operation | 0 | 0 | 0 | 0 | 0 | 0 | 0 | 0 | 0 | 0 | 0 | 0 | 0 | 0 | 0 | 0 | 0 | 0 | 0 | 0 | 0 | 0 | 0 | 0 | 0 | 0 | 0 | 0 | 0 | 0
F5_Commercial_Retail_Existing_Miscellaneous_Natural Gas_Pool Heater_E6 | F5 | Commercial | Retail | Existing | Miscellaneous | Natural Gas | Pool Heater | E6 | Utility - Cost of Operation | 0 | 0 | 0 | 0 | 0 | 0 | 0 | 0 | 0 | 0 | 0 | 0 | 0 | 0 | 0 | 0 | 0 | 0 | 0 | 0 | 0 | 0 | 0 | 0 | 0 | 0 | 0 | 0 | 0 | 0
F5_Commercial_Retail_Existing_Miscellaneous_Natural Gas_Pool Heater_E7 | F5 | Commercial | Retail | Existing | Miscellaneous | Natural Gas | Pool Heater | E7 | Utility - Cost of Operation | 0 | 0 | 0 | 0 | 0 | 0 | 0 | 0 | 0 | 0 | 0 | 0 | 0 | 0 | 0 | 0 | 0 | 0 | 0 | 0 | 0 | 0 | 0 | 0 | 0 | 0 | 0 | 0 | 0 | 0
F5_Commercial_Retail_Existing_Miscellaneous_Natural Gas_Pool Heater_E8 | F5 | Commercial | Retail | Existing | Miscellaneous | Natural Gas | Pool Heater | E8 | Utility - Cost of Operation | 0 | 0 | 0 | 0 | 0 | 0 | 0 | 0 | 0 | 0 | 0 | 0 | 0 | 0 | 0 | 0 | 0 | 0 | 0 | 0 | 0 | 0 | 0 | 0 | 0 | 0 | 0 | 0 | 0 | 0
F5_Commercial_Retail_Existing_Miscellaneous_Natural Gas_Pool Heater_E9 | F5 | Commercial | Retail | Existing | Miscellaneous | Natural Gas | Pool Heater | E9 | Utility - Cost of Operation | 0 | 0 | 0 | 0 | 0 | 0 | 0 | 0 | 0 | 0 | 0 | 0 | 0 | 0 | 0 | 0 | 0 | 0 | 0 | 0 | 0 | 0 | 0 | 0 | 0 | 0 | 0 | 0 | 0 | 0
F5_Commercial_Retail_Existing_Miscellaneous_Natural Gas_Pool Heater_E10 | F5 | Commercial | Retail | Existing | Miscellaneous | Natural Gas | Pool Heater | E10 | Utility - Cost of Operation | 0 | 0 | 0 | 0 | 0 | 0 | 0 | 0 | 0 | 0 | 0 | 0 | 0 | 0 | 0 | 0 | 0 | 0 | 0 | 0 | 0 | 0 | 0 | 0 | 0 | 0 | 0 | 0 | 0 | 0
F6_Commercial_Retail_Existing_Miscellaneous_Natural Gas_Pool Heater_E1 | F6 | Commercial | Retail | Existing | Miscellaneous | Natural Gas | Pool Heater | E1 | Utility - Value of Sales | 0.00016145 | 0.00016075 | 0.00016088 | 0.00016327 | 0.00016737 | 0.00017263 | 0.00017717 | 0.00018079 | 0.00018405 | 0.00018728 | 0.00019079 | 0.00019436 | 0.00019788 | 0.00020183 | 0.00020558 | 0.00020914 | 0.00021274 | 0.00021596 | 0.00021876 | 0.00022108 | 0.00022326 | 0.00022527 | 0 | 0 | 0 | 0 | 0 | 0 | 0 | 0
F6_Commercial_Retail_Existing_Miscellaneous_Natural Gas_Pool Heater_E2 | F6 | Commercial | Retail | Existing | Miscellaneous | Natural Gas | Pool Heater | E2 | Utility - Value of Sales | 0.00013723 | 0.00013664 | 0.00013675 | 0.00013878 | 0.00014226 | 0.00014674 | 0.0001506 | 0.00015367 | 0.00015644 | 0.00015918 | 0.00016217 | 0.00016521 | 0.0001682 | 0.00017155 | 0.00017474 | 0.00017777 | 0.00018083 | 0.00018357 | 0.00018595 | 0.00018792 | 0.00018977 | 0.00019148 | 0 | 0 | 0 | 0 | 0 | 0 | 0 | 0
F6_Commercial_Retail_Existing_Miscellaneous_Natural Gas_Pool Heater_E3 | F6 | Commercial | Retail | Existing | Miscellaneous | Natural Gas | Pool Heater | E3 | Utility - Value of Sales | 0 | 0 | 0 | 0 | 0 | 0 | 0 | 0 | 0 | 0 | 0 | 0 | 0 | 0 | 0 | 0 | 0 | 0 | 0 | 0 | 0 | 0 | 0 | 0 | 0 | 0 | 0 | 0 | 0 | 0
F6_Commercial_Retail_Existing_Miscellaneous_Natural Gas_Pool Heater_E4 | F6 | Commercial | Retail | Existing | Miscellaneous | Natural Gas | Pool Heater | E4 | Utility - Value of Sales | 0 | 0 | 0 | 0 | 0 | 0 | 0 | 0 | 0 | 0 | 0 | 0 | 0 | 0 | 0 | 0 | 0 | 0 | 0 | 0 | 0 | 0 | 0 | 0 | 0 | 0 | 0 | 0 | 0 | 0
F6_Commercial_Retail_Existing_Miscellaneous_Natural Gas_Pool Heater_E5 | F6 | Commercial | Retail | Existing | Miscellaneous | Natural Gas | Pool Heater | E5 | Utility - Value of Sales | 0 | 0 | 0 | 0 | 0 | 0 | 0 | 0 | 0 | 0 | 0 | 0 | 0 | 0 | 0 | 0 | 0 | 0 | 0 | 0 | 0 | 0 | 0 | 0 | 0 | 0 | 0 | 0 | 0 | 0
F6_Commercial_Retail_Existing_Miscellaneous_Natural Gas_Pool Heater_E6 | F6 | Commercial | Retail | Existing | Miscellaneous | Natural Gas | Pool Heater | E6 | Utility - Value of Sales | 0 | 0 | 0 | 0 | 0 | 0 | 0 | 0 | 0 | 0 | 0 | 0 | 0 | 0 | 0 | 0 | 0 | 0 | 0 | 0 | 0 | 0 | 0 | 0 | 0 | 0 | 0 | 0 | 0 | 0
F6_Commercial_Retail_Existing_Miscellaneous_Natural Gas_Pool Heater_E7 | F6 | Commercial | Retail | Existing | Miscellaneous | Natural Gas | Pool Heater | E7 | Utility - Value of Sales | 0 | 0 | 0 | 0 | 0 | 0 | 0 | 0 | 0 | 0 | 0 | 0 | 0 | 0 | 0 | 0 | 0 | 0 | 0 | 0 | 0 | 0 | 0 | 0 | 0 | 0 | 0 | 0 | 0 | 0
F6_Commercial_Retail_Existing_Miscellaneous_Natural Gas_Pool Heater_E8 | F6 | Commercial | Retail | Existing | Miscellaneous | Natural Gas | Pool Heater | E8 | Utility - Value of Sales | 0 | 0 | 0 | 0 | 0 | 0 | 0 | 0 | 0 | 0 | 0 | 0 | 0 | 0 | 0 | 0 | 0 | 0 | 0 | 0 | 0 | 0 | 0 | 0 | 0 | 0 | 0 | 0 | 0 | 0
F6_Commercial_Retail_Existing_Miscellaneous_Natural Gas_Pool Heater_E9 | F6 | Commercial | Retail | Existing | Miscellaneous | Natural Gas | Pool Heater | E9 | Utility - Value of Sales | 0 | 0 | 0 | 0 | 0 | 0 | 0 | 0 | 0 | 0 | 0 | 0 | 0 | 0 | 0 | 0 | 0 | 0 | 0 | 0 | 0 | 0 | 0 | 0 | 0 | 0 | 0 | 0 | 0 | 0
F6_Commercial_Retail_Existing_Miscellaneous_Natural Gas_Pool Heater_E10 | F6 | Commercial | Retail | Existing | Miscellaneous | Natural Gas | Pool Heater | E10 | Utility - Value of Sales | 0 | 0 | 0 | 0 | 0 | 0 | 0 | 0 | 0 | 0 | 0 | 0 | 0 | 0 | 0 | 0 | 0 | 0 | 0 | 0 | 0 | 0 | 0 | 0 | 0 | 0 | 0 | 0 | 0 | 0
F1_Commercial_Retail_Existing_Miscellaneous_Natural Gas_Miscellaneous_E1 | F1 | Commercial | Retail | Existing | Miscellaneous | Natural Gas | Miscellaneous | E1 | Participant - Cost of Equipment | 2.3903e-05 | 2.3903e-05 | 2.3903e-05 | 2.3903e-05 | 2.3903e-05 | 2.3903e-05 | 2.3903e-05 | 2.3903e-05 | 2.3903e-05 | 2.3903e-05 | 2.3903e-05 | 2.3903e-05 | 2.3903e-05 | 2.3903e-05 | 2.3903e-05 | 2.3903e-05 | 2.3903e-05 | 2.3903e-05 | 2.3903e-05 | 2.3903e-05 | 2.3903e-05 | 2.3903e-05 | 0 | 0 | 0 | 0 | 0 | 0 | 0 | 0
F1_Commercial_Retail_Existing_Miscellaneous_Natural Gas_Miscellaneous_E2 | F1 | Commercial | Retail | Existing | Miscellaneous | Natural Gas | Miscellaneous | E2 | Participant - Cost of Equipment | 0 | 0 | 0 | 0 | 0 | 0 | 0 | 0 | 0 | 0 | 0 | 0 | 0 | 0 | 0 | 0 | 0 | 0 | 0 | 0 | 0 | 0 | 0 | 0 | 0 | 0 | 0 | 0 | 0 | 0
F1_Commercial_Retail_Existing_Miscellaneous_Natural Gas_Miscellaneous_E3 | F1 | Commercial | Retail | Existing | Miscellaneous | Natural Gas | Miscellaneous | E3 | Participant - Cost of Equipment | 0 | 0 | 0 | 0 | 0 | 0 | 0 | 0 | 0 | 0 | 0 | 0 | 0 | 0 | 0 | 0 | 0 | 0 | 0 | 0 | 0 | 0 | 0 | 0 | 0 | 0 | 0 | 0 | 0 | 0
F1_Commercial_Retail_Existing_Miscellaneous_Natural Gas_Miscellaneous_E4 | F1 | Commercial | Retail | Existing | Miscellaneous | Natural Gas | Miscellaneous | E4 | Participant - Cost of Equipment | 0 | 0 | 0 | 0 | 0 | 0 | 0 | 0 | 0 | 0 | 0 | 0 | 0 | 0 | 0 | 0 | 0 | 0 | 0 | 0 | 0 | 0 | 0 | 0 | 0 | 0 | 0 | 0 | 0 | 0
F1_Commercial_Retail_Existing_Miscellaneous_Natural Gas_Miscellaneous_E5 | F1 | Commercial | Retail | Existing | Miscellaneous | Natural Gas | Miscellaneous | E5 | Participant - Cost of Equipment | 0 | 0 | 0 | 0 | 0 | 0 | 0 | 0 | 0 | 0 | 0 | 0 | 0 | 0 | 0 | 0 | 0 | 0 | 0 | 0 | 0 | 0 | 0 | 0 | 0 | 0 | 0 | 0 | 0 | 0
F1_Commercial_Retail_Existing_Miscellaneous_Natural Gas_Miscellaneous_E6 | F1 | Commercial | Retail | Existing | Miscellaneous | Natural Gas | Miscellaneous | E6 | Participant - Cost of Equipment | 0 | 0 | 0 | 0 | 0 | 0 | 0 | 0 | 0 | 0 | 0 | 0 | 0 | 0 | 0 | 0 | 0 | 0 | 0 | 0 | 0 | 0 | 0 | 0 | 0 | 0 | 0 | 0 | 0 | 0
F1_Commercial_Retail_Existing_Miscellaneous_Natural Gas_Miscellaneous_E7 | F1 | Commercial | Retail | Existing | Miscellaneous | Natural Gas | Miscellaneous | E7 | Participant - Cost of Equipment | 0 | 0 | 0 | 0 | 0 | 0 | 0 | 0 | 0 | 0 | 0 | 0 | 0 | 0 | 0 | 0 | 0 | 0 | 0 | 0 | 0 | 0 | 0 | 0 | 0 | 0 | 0 | 0 | 0 | 0
F1_Commercial_Retail_Existing_Miscellaneous_Natural Gas_Miscellaneous_E8 | F1 | Commercial | Retail | Existing | Miscellaneous | Natural Gas | Miscellaneous | E8 | Participant - Cost of Equipment | 0 | 0 | 0 | 0 | 0 | 0 | 0 | 0 | 0 | 0 | 0 | 0 | 0 | 0 | 0 | 0 | 0 | 0 | 0 | 0 | 0 | 0 | 0 | 0 | 0 | 0 | 0 | 0 | 0 | 0
F1_Commercial_Retail_Existing_Miscellaneous_Natural Gas_Miscellaneous_E9 | F1 | Commercial | Retail | Existing | Miscellaneous | Natural Gas | Miscellaneous | E9 | Participant - Cost of Equipment | 0 | 0 | 0 | 0 | 0 | 0 | 0 | 0 | 0 | 0 | 0 | 0 | 0 | 0 | 0 | 0 | 0 | 0 | 0 | 0 | 0 | 0 | 0 | 0 | 0 | 0 | 0 | 0 | 0 | 0
F1_Commercial_Retail_Existing_Miscellaneous_Natural Gas_Miscellaneous_E10 | F1 | Commercial | Retail | Existing | Miscellaneous | Natural Gas | Miscellaneous | E10 | Participant - Cost of Equipment | 0 | 0 | 0 | 0 | 0 | 0 | 0 | 0 | 0 | 0 | 0 | 0 | 0 | 0 | 0 | 0 | 0 | 0 | 0 | 0 | 0 | 0 | 0 | 0 | 0 | 0 | 0 | 0 | 0 | 0
F2_Commercial_Retail_Existing_Miscellaneous_Natural Gas_Miscellaneous_E1 | F2 | Commercial | Retail | Existing | Miscellaneous | Natural Gas | Miscellaneous | E1 | Participant - Cost of Operation | 0.00010643 | 0.00010561 | 0.00010508 | 0.0001062 | 0.00010883 | 0.00011251 | 0.00011567 | 0.00011808 | 0.00012019 | 0.00012228 | 0.00012457 | 0.00012691 | 0.00012923 | 0.00013182 | 0.0001342 | 0.00013651 | 0.00013892 | 0.00014114 | 0.00014317 | 0.00014493 | 0.00014634 | 0.00014735 | 0 | 0 | 0 | 0 | 0 | 0 | 0 | 0
F2_Commercial_Retail_Existing_Miscellaneous_Natural Gas_Miscellaneous_E2 | F2 | Commercial | Retail | Existing | Miscellaneous | Natural Gas | Miscellaneous | E2 | Participant - Cost of Operation | 0 | 0 | 0 | 0 | 0 | 0 | 0 | 0 | 0 | 0 | 0 | 0 | 0 | 0 | 0 | 0 | 0 | 0 | 0 | 0 | 0 | 0 | 0 | 0 | 0 | 0 | 0 | 0 | 0 | 0
F2_Commercial_Retail_Existing_Miscellaneous_Natural Gas_Miscellaneous_E3 | F2 | Commercial | Retail | Existing | Miscellaneous | Natural Gas | Miscellaneous | E3 | Participant - Cost of Operation | 0 | 0 | 0 | 0 | 0 | 0 | 0 | 0 | 0 | 0 | 0 | 0 | 0 | 0 | 0 | 0 | 0 | 0 | 0 | 0 | 0 | 0 | 0 | 0 | 0 | 0 | 0 | 0 | 0 | 0
F2_Commercial_Retail_Existing_Miscellaneous_Natural Gas_Miscellaneous_E4 | F2 | Commercial | Retail | Existing | Miscellaneous | Natural Gas | Miscellaneous | E4 | Participant - Cost of Operation | 0 | 0 | 0 | 0 | 0 | 0 | 0 | 0 | 0 | 0 | 0 | 0 | 0 | 0 | 0 | 0 | 0 | 0 | 0 | 0 | 0 | 0 | 0 | 0 | 0 | 0 | 0 | 0 | 0 | 0
F2_Commercial_Retail_Existing_Miscellaneous_Natural Gas_Miscellaneous_E5 | F2 | Commercial | Retail | Existing | Miscellaneous | Natural Gas | Miscellaneous | E5 | Participant - Cost of Operation | 0 | 0 | 0 | 0 | 0 | 0 | 0 | 0 | 0 | 0 | 0 | 0 | 0 | 0 | 0 | 0 | 0 | 0 | 0 | 0 | 0 | 0 | 0 | 0 | 0 | 0 | 0 | 0 | 0 | 0
F2_Commercial_Retail_Existing_Miscellaneous_Natural Gas_Miscellaneous_E6 | F2 | Commercial | Retail | Existing | Miscellaneous | Natural Gas | Miscellaneous | E6 | Participant - Cost of Operation | 0 | 0 | 0 | 0 | 0 | 0 | 0 | 0 | 0 | 0 | 0 | 0 | 0 | 0 | 0 | 0 | 0 | 0 | 0 | 0 | 0 | 0 | 0 | 0 | 0 | 0 | 0 | 0 | 0 | 0
F2_Commercial_Retail_Existing_Miscellaneous_Natural Gas_Miscellaneous_E7 | F2 | Commercial | Retail | Existing | Miscellaneous | Natural Gas | Miscellaneous | E7 | Participant - Cost of Operation | 0 | 0 | 0 | 0 | 0 | 0 | 0 | 0 | 0 | 0 | 0 | 0 | 0 | 0 | 0 | 0 | 0 | 0 | 0 | 0 | 0 | 0 | 0 | 0 | 0 | 0 | 0 | 0 | 0 | 0
F2_Commercial_Retail_Existing_Miscellaneous_Natural Gas_Miscellaneous_E8 | F2 | Commercial | Retail | Existing | Miscellaneous | Natural Gas | Miscellaneous | E8 | Participant - Cost of Operation | 0 | 0 | 0 | 0 | 0 | 0 | 0 | 0 | 0 | 0 | 0 | 0 | 0 | 0 | 0 | 0 | 0 | 0 | 0 | 0 | 0 | 0 | 0 | 0 | 0 | 0 | 0 | 0 | 0 | 0
F2_Commercial_Retail_Existing_Miscellaneous_Natural Gas_Miscellaneous_E9 | F2 | Commercial | Retail | Existing | Miscellaneous | Natural Gas | Miscellaneous | E9 | Participant - Cost of Operation | 0 | 0 | 0 | 0 | 0 | 0 | 0 | 0 | 0 | 0 | 0 | 0 | 0 | 0 | 0 | 0 | 0 | 0 | 0 | 0 | 0 | 0 | 0 | 0 | 0 | 0 | 0 | 0 | 0 | 0
F2_Commercial_Retail_Existing_Miscellaneous_Natural Gas_Miscellaneous_E10 | F2 | Commercial | Retail | Existing | Miscellaneous | Natural Gas | Miscellaneous | E10 | Participant - Cost of Operation | 0 | 0 | 0 | 0 | 0 | 0 | 0 | 0 | 0 | 0 | 0 | 0 | 0 | 0 | 0 | 0 | 0 | 0 | 0 | 0 | 0 | 0 | 0 | 0 | 0 | 0 | 0 | 0 | 0 | 0
F3_Commercial_Retail_Existing_Miscellaneous_Natural Gas_Miscellaneous_E1 | F3 | Commercial | Retail | Existing | Miscellaneous | Natural Gas | Miscellaneous | E1 | System - kBTUs of Conusmption | 0.010268 | 0.010246 | 0.010247 | 0.010365 | 0.010468 | 0.010551 | 0.010606 | 0.010665 | 0.01072 | 0.010769 | 0.010807 | 0.010849 | 0.010887 | 0.010921 | 0.010943 | 0.010954 | 0.010944 | 0.010911 | 0.010847 | 0.010771 | 0.010673 | 0.010553 | 0 | 0 | 0 | 0 | 0 | 0 | 0 | 0
F3_Commercial_Retail_Existing_Miscellaneous_Natural Gas_Miscellaneous_E2 | F3 | Commercial | Retail | Existing | Miscellaneous | Natural Gas | Miscellaneous | E2 | System - kBTUs of Conusmption | 0 | 0 | 0 | 0 | 0 | 0 | 0 | 0 | 0 | 0 | 0 | 0 | 0 | 0 | 0 | 0 | 0 | 0 | 0 | 0 | 0 | 0 | 0 | 0 | 0 | 0 | 0 | 0 | 0 | 0
F3_Commercial_Retail_Existing_Miscellaneous_Natural Gas_Miscellaneous_E3 | F3 | Commercial | Retail | Existing | Miscellaneous | Natural Gas | Miscellaneous | E3 | System - kBTUs of Conusmption | 0 | 0 | 0 | 0 | 0 | 0 | 0 | 0 | 0 | 0 | 0 | 0 | 0 | 0 | 0 | 0 | 0 | 0 | 0 | 0 | 0 | 0 | 0 | 0 | 0 | 0 | 0 | 0 | 0 | 0
F3_Commercial_Retail_Existing_Miscellaneous_Natural Gas_Miscellaneous_E4 | F3 | Commercial | Retail | Existing | Miscellaneous | Natural Gas | Miscellaneous | E4 | System - kBTUs of Conusmption | 0 | 0 | 0 | 0 | 0 | 0 | 0 | 0 | 0 | 0 | 0 | 0 | 0 | 0 | 0 | 0 | 0 | 0 | 0 | 0 | 0 | 0 | 0 | 0 | 0 | 0 | 0 | 0 | 0 | 0
F3_Commercial_Retail_Existing_Miscellaneous_Natural Gas_Miscellaneous_E5 | F3 | Commercial | Retail | Existing | Miscellaneous | Natural Gas | Miscellaneous | E5 | System - kBTUs of Conusmption | 0 | 0 | 0 | 0 | 0 | 0 | 0 | 0 | 0 | 0 | 0 | 0 | 0 | 0 | 0 | 0 | 0 | 0 | 0 | 0 | 0 | 0 | 0 | 0 | 0 | 0 | 0 | 0 | 0 | 0
F3_Commercial_Retail_Existing_Miscellaneous_Natural Gas_Miscellaneous_E6 | F3 | Commercial | Retail | Existing | Miscellaneous | Natural Gas | Miscellaneous | E6 | System - kBTUs of Conusmption | 0 | 0 | 0 | 0 | 0 | 0 | 0 | 0 | 0 | 0 | 0 | 0 | 0 | 0 | 0 | 0 | 0 | 0 | 0 | 0 | 0 | 0 | 0 | 0 | 0 | 0 | 0 | 0 | 0 | 0
F3_Commercial_Retail_Existing_Miscellaneous_Natural Gas_Miscellaneous_E7 | F3 | Commercial | Retail | Existing | Miscellaneous | Natural Gas | Miscellaneous | E7 | System - kBTUs of Conusmption | 0 | 0 | 0 | 0 | 0 | 0 | 0 | 0 | 0 | 0 | 0 | 0 | 0 | 0 | 0 | 0 | 0 | 0 | 0 | 0 | 0 | 0 | 0 | 0 | 0 | 0 | 0 | 0 | 0 | 0
F3_Commercial_Retail_Existing_Miscellaneous_Natural Gas_Miscellaneous_E8 | F3 | Commercial | Retail | Existing | Miscellaneous | Natural Gas | Miscellaneous | E8 | System - kBTUs of Conusmption | 0 | 0 | 0 | 0 | 0 | 0 | 0 | 0 | 0 | 0 | 0 | 0 | 0 | 0 | 0 | 0 | 0 | 0 | 0 | 0 | 0 | 0 | 0 | 0 | 0 | 0 | 0 | 0 | 0 | 0
F3_Commercial_Retail_Existing_Miscellaneous_Natural Gas_Miscellaneous_E9 | F3 | Commercial | Retail | Existing | Miscellaneous | Natural Gas | Miscellaneous | E9 | System - kBTUs of Conusmption | 0 | 0 | 0 | 0 | 0 | 0 | 0 | 0 | 0 | 0 | 0 | 0 | 0 | 0 | 0 | 0 | 0 | 0 | 0 | 0 | 0 | 0 | 0 | 0 | 0 | 0 | 0 | 0 | 0 | 0
F3_Commercial_Retail_Existing_Miscellaneous_Natural Gas_Miscellaneous_E10 | F3 | Commercial | Retail | Existing | Miscellaneous | Natural Gas | Miscellaneous | E10 | System - kBTUs of Conusmption | 0 | 0 | 0 | 0 | 0 | 0 | 0 | 0 | 0 | 0 | 0 | 0 | 0 | 0 | 0 | 0 | 0 | 0 | 0 | 0 | 0 | 0 | 0 | 0 | 0 | 0 | 0 | 0 | 0 | 0
F4_Commercial_Retail_Existing_Miscellaneous_Natural Gas_Miscellaneous_E1 | F4 | Commercial | Retail | Existing | Miscellaneous | Natural Gas | Miscellaneous | E1 | Utility - Cost of Equipment | 2.3903e-05 | 2.3903e-05 | 2.3903e-05 | 2.3903e-05 | 2.3903e-05 | 2.3903e-05 | 2.3903e-05 | 2.3903e-05 | 2.3903e-05 | 2.3903e-05 | 2.3903e-05 | 2.3903e-05 | 2.3903e-05 | 2.3903e-05 | 2.3903e-05 | 2.3903e-05 | 2.3903e-05 | 2.3903e-05 | 2.3903e-05 | 2.3903e-05 | 2.3903e-05 | 2.3903e-05 | 0 | 0 | 0 | 0 | 0 | 0 | 0 | 0
F4_Commercial_Retail_Existing_Miscellaneous_Natural Gas_Miscellaneous_E2 | F4 | Commercial | Retail | Existing | Miscellaneous | Natural Gas | Miscellaneous | E2 | Utility - Cost of Equipment | 0 | 0 | 0 | 0 | 0 | 0 | 0 | 0 | 0 | 0 | 0 | 0 | 0 | 0 | 0 | 0 | 0 | 0 | 0 | 0 | 0 | 0 | 0 | 0 | 0 | 0 | 0 | 0 | 0 | 0
F4_Commercial_Retail_Existing_Miscellaneous_Natural Gas_Miscellaneous_E3 | F4 | Commercial | Retail | Existing | Miscellaneous | Natural Gas | Miscellaneous | E3 | Utility - Cost of Equipment | 0 | 0 | 0 | 0 | 0 | 0 | 0 | 0 | 0 | 0 | 0 | 0 | 0 | 0 | 0 | 0 | 0 | 0 | 0 | 0 | 0 | 0 | 0 | 0 | 0 | 0 | 0 | 0 | 0 | 0
F4_Commercial_Retail_Existing_Miscellaneous_Natural Gas_Miscellaneous_E4 | F4 | Commercial | Retail | Existing | Miscellaneous | Natural Gas | Miscellaneous | E4 | Utility - Cost of Equipment | 0 | 0 | 0 | 0 | 0 | 0 | 0 | 0 | 0 | 0 | 0 | 0 | 0 | 0 | 0 | 0 | 0 | 0 | 0 | 0 | 0 | 0 | 0 | 0 | 0 | 0 | 0 | 0 | 0 | 0
F4_Commercial_Retail_Existing_Miscellaneous_Natural Gas_Miscellaneous_E5 | F4 | Commercial | Retail | Existing | Miscellaneous | Natural Gas | Miscellaneous | E5 | Utility - Cost of Equipment | 0 | 0 | 0 | 0 | 0 | 0 | 0 | 0 | 0 | 0 | 0 | 0 | 0 | 0 | 0 | 0 | 0 | 0 | 0 | 0 | 0 | 0 | 0 | 0 | 0 | 0 | 0 | 0 | 0 | 0
F4_Commercial_Retail_Existing_Miscellaneous_Natural Gas_Miscellaneous_E6 | F4 | Commercial | Retail | Existing | Miscellaneous | Natural Gas | Miscellaneous | E6 | Utility - Cost of Equipment | 0 | 0 | 0 | 0 | 0 | 0 | 0 | 0 | 0 | 0 | 0 | 0 | 0 | 0 | 0 | 0 | 0 | 0 | 0 | 0 | 0 | 0 | 0 | 0 | 0 | 0 | 0 | 0 | 0 | 0
F4_Commercial_Retail_Existing_Miscellaneous_Natural Gas_Miscellaneous_E7 | F4 | Commercial | Retail | Existing | Miscellaneous | Natural Gas | Miscellaneous | E7 | Utility - Cost of Equipment | 0 | 0 | 0 | 0 | 0 | 0 | 0 | 0 | 0 | 0 | 0 | 0 | 0 | 0 | 0 | 0 | 0 | 0 | 0 | 0 | 0 | 0 | 0 | 0 | 0 | 0 | 0 | 0 | 0 | 0
F4_Commercial_Retail_Existing_Miscellaneous_Natural Gas_Miscellaneous_E8 | F4 | Commercial | Retail | Existing | Miscellaneous | Natural Gas | Miscellaneous | E8 | Utility - Cost of Equipment | 0 | 0 | 0 | 0 | 0 | 0 | 0 | 0 | 0 | 0 | 0 | 0 | 0 | 0 | 0 | 0 | 0 | 0 | 0 | 0 | 0 | 0 | 0 | 0 | 0 | 0 | 0 | 0 | 0 | 0
F4_Commercial_Retail_Existing_Miscellaneous_Natural Gas_Miscellaneous_E9 | F4 | Commercial | Retail | Existing | Miscellaneous | Natural Gas | Miscellaneous | E9 | Utility - Cost of Equipment | 0 | 0 | 0 | 0 | 0 | 0 | 0 | 0 | 0 | 0 | 0 | 0 | 0 | 0 | 0 | 0 | 0 | 0 | 0 | 0 | 0 | 0 | 0 | 0 | 0 | 0 | 0 | 0 | 0 | 0
F4_Commercial_Retail_Existing_Miscellaneous_Natural Gas_Miscellaneous_E10 | F4 | Commercial | Retail | Existing | Miscellaneous | Natural Gas | Miscellaneous | E10 | Utility - Cost of Equipment | 0 | 0 | 0 | 0 | 0 | 0 | 0 | 0 | 0 | 0 | 0 | 0 | 0 | 0 | 0 | 0 | 0 | 0 | 0 | 0 | 0 | 0 | 0 | 0 | 0 | 0 | 0 | 0 | 0 | 0
F5_Commercial_Retail_Existing_Miscellaneous_Natural Gas_Miscellaneous_E1 | F5 | Commercial | Retail | Existing | Miscellaneous | Natural Gas | Miscellaneous | E1 | Utility - Cost of Operation | 8.8831e-05 | 8.8151e-05 | 8.7707e-05 | 8.8645e-05 | 9.0838e-05 | 9.3913e-05 | 9.655e-05 | 9.8559e-05 | 0.00010032 | 0.00010207 | 0.00010398 | 0.00010593 | 0.00010787 | 0.00011003 | 0.00011201 | 0.00011394 | 0.00011595 | 0.00011781 | 0.0001195 | 0.00012097 | 0.00012215 | 0.00012299 | 0 | 0 | 0 | 0 | 0 | 0 | 0 | 0
F5_Commercial_Retail_Existing_Miscellaneous_Natural Gas_Miscellaneous_E2 | F5 | Commercial | Retail | Existing | Miscellaneous | Natural Gas | Miscellaneous | E2 | Utility - Cost of Operation | 0 | 0 | 0 | 0 | 0 | 0 | 0 | 0 | 0 | 0 | 0 | 0 | 0 | 0 | 0 | 0 | 0 | 0 | 0 | 0 | 0 | 0 | 0 | 0 | 0 | 0 | 0 | 0 | 0 | 0
F5_Commercial_Retail_Existing_Miscellaneous_Natural Gas_Miscellaneous_E3 | F5 | Commercial | Retail | Existing | Miscellaneous | Natural Gas | Miscellaneous | E3 | Utility - Cost of Operation | 0 | 0 | 0 | 0 | 0 | 0 | 0 | 0 | 0 | 0 | 0 | 0 | 0 | 0 | 0 | 0 | 0 | 0 | 0 | 0 | 0 | 0 | 0 | 0 | 0 | 0 | 0 | 0 | 0 | 0
F5_Commercial_Retail_Existing_Miscellaneous_Natural Gas_Miscellaneous_E4 | F5 | Commercial | Retail | Existing | Miscellaneous | Natural Gas | Miscellaneous | E4 | Utility - Cost of Operation | 0 | 0 | 0 | 0 | 0 | 0 | 0 | 0 | 0 | 0 | 0 | 0 | 0 | 0 | 0 | 0 | 0 | 0 | 0 | 0 | 0 | 0 | 0 | 0 | 0 | 0 | 0 | 0 | 0 | 0
F5_Commercial_Retail_Existing_Miscellaneous_Natural Gas_Miscellaneous_E5 | F5 | Commercial | Retail | Existing | Miscellaneous | Natural Gas | Miscellaneous | E5 | Utility - Cost of Operation | 0 | 0 | 0 | 0 | 0 | 0 | 0 | 0 | 0 | 0 | 0 | 0 | 0 | 0 | 0 | 0 | 0 | 0 | 0 | 0 | 0 | 0 | 0 | 0 | 0 | 0 | 0 | 0 | 0 | 0
F5_Commercial_Retail_Existing_Miscellaneous_Natural Gas_Miscellaneous_E6 | F5 | Commercial | Retail | Existing | Miscellaneous | Natural Gas | Miscellaneous | E6 | Utility - Cost of Operation | 0 | 0 | 0 | 0 | 0 | 0 | 0 | 0 | 0 | 0 | 0 | 0 | 0 | 0 | 0 | 0 | 0 | 0 | 0 | 0 | 0 | 0 | 0 | 0 | 0 | 0 | 0 | 0 | 0 | 0
F5_Commercial_Retail_Existing_Miscellaneous_Natural Gas_Miscellaneous_E7 | F5 | Commercial | Retail | Existing | Miscellaneous | Natural Gas | Miscellaneous | E7 | Utility - Cost of Operation | 0 | 0 | 0 | 0 | 0 | 0 | 0 | 0 | 0 | 0 | 0 | 0 | 0 | 0 | 0 | 0 | 0 | 0 | 0 | 0 | 0 | 0 | 0 | 0 | 0 | 0 | 0 | 0 | 0 | 0
F5_Commercial_Retail_Existing_Miscellaneous_Natural Gas_Miscellaneous_E8 | F5 | Commercial | Retail | Existing | Miscellaneous | Natural Gas | Miscellaneous | E8 | Utility - Cost of Operation | 0 | 0 | 0 | 0 | 0 | 0 | 0 | 0 | 0 | 0 | 0 | 0 | 0 | 0 | 0 | 0 | 0 | 0 | 0 | 0 | 0 | 0 | 0 | 0 | 0 | 0 | 0 | 0 | 0 | 0
F5_Commercial_Retail_Existing_Miscellaneous_Natural Gas_Miscellaneous_E9 | F5 | Commercial | Retail | Existing | Miscellaneous | Natural Gas | Miscellaneous | E9 | Utility - Cost of Operation | 0 | 0 | 0 | 0 | 0 | 0 | 0 | 0 | 0 | 0 | 0 | 0 | 0 | 0 | 0 | 0 | 0 | 0 | 0 | 0 | 0 | 0 | 0 | 0 | 0 | 0 | 0 | 0 | 0 | 0
F5_Commercial_Retail_Existing_Miscellaneous_Natural Gas_Miscellaneous_E10 | F5 | Commercial | Retail | Existing | Miscellaneous | Natural Gas | Miscellaneous | E10 | Utility - Cost of Operation | 0 | 0 | 0 | 0 | 0 | 0 | 0 | 0 | 0 | 0 | 0 | 0 | 0 | 0 | 0 | 0 | 0 | 0 | 0 | 0 | 0 | 0 | 0 | 0 | 0 | 0 | 0 | 0 | 0 | 0
F6_Commercial_Retail_Existing_Miscellaneous_Natural Gas_Miscellaneous_E1 | F6 | Commercial | Retail | Existing | Miscellaneous | Natural Gas | Miscellaneous | E1 | Utility - Value of Sales | 0.00010643 | 0.00010561 | 0.00010508 | 0.0001062 | 0.00010883 | 0.00011251 | 0.00011567 | 0.00011808 | 0.00012019 | 0.00012228 | 0.00012457 | 0.00012691 | 0.00012923 | 0.00013182 | 0.0001342 | 0.00013651 | 0.00013892 | 0.00014114 | 0.00014317 | 0.00014493 | 0.00014634 | 0.00014735 | 0 | 0 | 0 | 0 | 0 | 0 | 0 | 0
F6_Commercial_Retail_Existing_Miscellaneous_Natural Gas_Miscellaneous_E2 | F6 | Commercial | Retail | Existing | Miscellaneous | Natural Gas | Miscellaneous | E2 | Utility - Value of Sales | 0 | 0 | 0 | 0 | 0 | 0 | 0 | 0 | 0 | 0 | 0 | 0 | 0 | 0 | 0 | 0 | 0 | 0 | 0 | 0 | 0 | 0 | 0 | 0 | 0 | 0 | 0 | 0 | 0 | 0
F6_Commercial_Retail_Existing_Miscellaneous_Natural Gas_Miscellaneous_E3 | F6 | Commercial | Retail | Existing | Miscellaneous | Natural Gas | Miscellaneous | E3 | Utility - Value of Sales | 0 | 0 | 0 | 0 | 0 | 0 | 0 | 0 | 0 | 0 | 0 | 0 | 0 | 0 | 0 | 0 | 0 | 0 | 0 | 0 | 0 | 0 | 0 | 0 | 0 | 0 | 0 | 0 | 0 | 0
F6_Commercial_Retail_Existing_Miscellaneous_Natural Gas_Miscellaneous_E4 | F6 | Commercial | Retail | Existing | Miscellaneous | Natural Gas | Miscellaneous | E4 | Utility - Value of Sales | 0 | 0 | 0 | 0 | 0 | 0 | 0 | 0 | 0 | 0 | 0 | 0 | 0 | 0 | 0 | 0 | 0 | 0 | 0 | 0 | 0 | 0 | 0 | 0 | 0 | 0 | 0 | 0 | 0 | 0
F6_Commercial_Retail_Existing_Miscellaneous_Natural Gas_Miscellaneous_E5 | F6 | Commercial | Retail | Existing | Miscellaneous | Natural Gas | Miscellaneous | E5 | Utility - Value of Sales | 0 | 0 | 0 | 0 | 0 | 0 | 0 | 0 | 0 | 0 | 0 | 0 | 0 | 0 | 0 | 0 | 0 | 0 | 0 | 0 | 0 | 0 | 0 | 0 | 0 | 0 | 0 | 0 | 0 | 0
F6_Commercial_Retail_Existing_Miscellaneous_Natural Gas_Miscellaneous_E6 | F6 | Commercial | Retail | Existing | Miscellaneous | Natural Gas | Miscellaneous | E6 | Utility - Value of Sales | 0 | 0 | 0 | 0 | 0 | 0 | 0 | 0 | 0 | 0 | 0 | 0 | 0 | 0 | 0 | 0 | 0 | 0 | 0 | 0 | 0 | 0 | 0 | 0 | 0 | 0 | 0 | 0 | 0 | 0
F6_Commercial_Retail_Existing_Miscellaneous_Natural Gas_Miscellaneous_E7 | F6 | Commercial | Retail | Existing | Miscellaneous | Natural Gas | Miscellaneous | E7 | Utility - Value of Sales | 0 | 0 | 0 | 0 | 0 | 0 | 0 | 0 | 0 | 0 | 0 | 0 | 0 | 0 | 0 | 0 | 0 | 0 | 0 | 0 | 0 | 0 | 0 | 0 | 0 | 0 | 0 | 0 | 0 | 0
F6_Commercial_Retail_Existing_Miscellaneous_Natural Gas_Miscellaneous_E8 | F6 | Commercial | Retail | Existing | Miscellaneous | Natural Gas | Miscellaneous | E8 | Utility - Value of Sales | 0 | 0 | 0 | 0 | 0 | 0 | 0 | 0 | 0 | 0 | 0 | 0 | 0 | 0 | 0 | 0 | 0 | 0 | 0 | 0 | 0 | 0 | 0 | 0 | 0 | 0 | 0 | 0 | 0 | 0
F6_Commercial_Retail_Existing_Miscellaneous_Natural Gas_Miscellaneous_E9 | F6 | Commercial | Retail | Existing | Miscellaneous | Natural Gas | Miscellaneous | E9 | Utility - Value of Sales | 0 | 0 | 0 | 0 | 0 | 0 | 0 | 0 | 0 | 0 | 0 | 0 | 0 | 0 | 0 | 0 | 0 | 0 | 0 | 0 | 0 | 0 | 0 | 0 | 0 | 0 | 0 | 0 | 0 | 0
F6_Commercial_Retail_Existing_Miscellaneous_Natural Gas_Miscellaneous_E10 | F6 | Commercial | Retail | Existing | Miscellaneous | Natural Gas | Miscellaneous | E10 | Utility - Value of Sales | 0 | 0 | 0 | 0 | 0 | 0 | 0 | 0 | 0 | 0 | 0 | 0 | 0 | 0 | 0 | 0 | 0 | 0 | 0 | 0 | 0 | 0 | 0 | 0 | 0 | 0 | 0 | 0 | 0 | 0
F1_Commercial_Retail_New_Space Heating_Natural Gas_Furnace_E1 | F1 | Commercial | Retail | New | Space Heating | Natural Gas | Furnace | E1 | Participant - Cost of Equipment | 0.037857 | 0.037857 | 0.037857 | 0.037857 | 0.037857 | 0.037857 | 0.037857 | 0.037857 | 0.037857 | 0.037857 | 0.037857 | 0.037857 | 0.037857 | 0.037857 | 0.037857 | 0.037857 | 0.037857 | 0.037857 | 0.037857 | 0.037857 | 0.037857 | 0.037857 | 0 | 0 | 0 | 0 | 0 | 0 | 0 | 0
F1_Commercial_Retail_New_Space Heating_Natural Gas_Furnace_E2 | F1 | Commercial | Retail | New | Space Heating | Natural Gas | Furnace | E2 | Participant - Cost of Equipment | 0.045428 | 0.045428 | 0.045428 | 0.045428 | 0.045428 | 0.045428 | 0.045428 | 0.045428 | 0.045428 | 0.045428 | 0.045428 | 0.045428 | 0.045428 | 0.045428 | 0.045428 | 0.045428 | 0.045428 | 0.045428 | 0.045428 | 0.045428 | 0.045428 | 0.045428 | 0 | 0 | 0 | 0 | 0 | 0 | 0 | 0
F1_Commercial_Retail_New_Space Heating_Natural Gas_Furnace_E3 | F1 | Commercial | Retail | New | Space Heating | Natural Gas | Furnace | E3 | Participant - Cost of Equipment | 0.053 | 0.053 | 0.053 | 0.053 | 0.053 | 0.053 | 0.053 | 0.053 | 0.053 | 0.053 | 0.053 | 0.053 | 0.053 | 0.053 | 0.053 | 0.053 | 0.053 | 0.053 | 0.053 | 0.053 | 0.053 | 0.053 | 0 | 0 | 0 | 0 | 0 | 0 | 0 | 0
F1_Commercial_Retail_New_Space Heating_Natural Gas_Furnace_E4 | F1 | Commercial | Retail | New | Space Heating | Natural Gas | Furnace | E4 | Participant - Cost of Equipment | 0 | 0 | 0 | 0 | 0 | 0 | 0 | 0 | 0 | 0 | 0 | 0 | 0 | 0 | 0 | 0 | 0 | 0 | 0 | 0 | 0 | 0 | 0 | 0 | 0 | 0 | 0 | 0 | 0 | 0
F1_Commercial_Retail_New_Space Heating_Natural Gas_Furnace_E5 | F1 | Commercial | Retail | New | Space Heating | Natural Gas | Furnace | E5 | Participant - Cost of Equipment | 0 | 0 | 0 | 0 | 0 | 0 | 0 | 0 | 0 | 0 | 0 | 0 | 0 | 0 | 0 | 0 | 0 | 0 | 0 | 0 | 0 | 0 | 0 | 0 | 0 | 0 | 0 | 0 | 0 | 0
F1_Commercial_Retail_New_Space Heating_Natural Gas_Furnace_E6 | F1 | Commercial | Retail | New | Space Heating | Natural Gas | Furnace | E6 | Participant - Cost of Equipment | 0 | 0 | 0 | 0 | 0 | 0 | 0 | 0 | 0 | 0 | 0 | 0 | 0 | 0 | 0 | 0 | 0 | 0 | 0 | 0 | 0 | 0 | 0 | 0 | 0 | 0 | 0 | 0 | 0 | 0
F1_Commercial_Retail_New_Space Heating_Natural Gas_Furnace_E7 | F1 | Commercial | Retail | New | Space Heating | Natural Gas | Furnace | E7 | Participant - Cost of Equipment | 0 | 0 | 0 | 0 | 0 | 0 | 0 | 0 | 0 | 0 | 0 | 0 | 0 | 0 | 0 | 0 | 0 | 0 | 0 | 0 | 0 | 0 | 0 | 0 | 0 | 0 | 0 | 0 | 0 | 0
F1_Commercial_Retail_New_Space Heating_Natural Gas_Furnace_E8 | F1 | Commercial | Retail | New | Space Heating | Natural Gas | Furnace | E8 | Participant - Cost of Equipment | 0 | 0 | 0 | 0 | 0 | 0 | 0 | 0 | 0 | 0 | 0 | 0 | 0 | 0 | 0 | 0 | 0 | 0 | 0 | 0 | 0 | 0 | 0 | 0 | 0 | 0 | 0 | 0 | 0 | 0
F1_Commercial_Retail_New_Space Heating_Natural Gas_Furnace_E9 | F1 | Commercial | Retail | New | Space Heating | Natural Gas | Furnace | E9 | Participant - Cost of Equipment | 0 | 0 | 0 | 0 | 0 | 0 | 0 | 0 | 0 | 0 | 0 | 0 | 0 | 0 | 0 | 0 | 0 | 0 | 0 | 0 | 0 | 0 | 0 | 0 | 0 | 0 | 0 | 0 | 0 | 0
F1_Commercial_Retail_New_Space Heating_Natural Gas_Furnace_E10 | F1 | Commercial | Retail | New | Space Heating | Natural Gas | Furnace | E10 | Participant - Cost of Equipment | 0 | 0 | 0 | 0 | 0 | 0 | 0 | 0 | 0 | 0 | 0 | 0 | 0 | 0 | 0 | 0 | 0 | 0 | 0 | 0 | 0 | 0 | 0 | 0 | 0 | 0 | 0 | 0 | 0 | 0
F2_Commercial_Retail_New_Space Heating_Natural Gas_Furnace_E1 | F2 | Commercial | Retail | New | Space Heating | Natural Gas | Furnace | E1 | Participant - Cost of Operation | 0.17293 | 0.17499 | 0.17721 | 0.1801 | 0.18353 | 0.18735 | 0.19095 | 0.19428 | 0.19753 | 0.20083 | 0.20426 | 0.20775 | 0.21126 | 0.21493 | 0.21854 | 0.22224 | 0.22611 | 0.23003 | 0.234 | 0.23802 | 0.24204 | 0.24605 | 0 | 0 | 0 | 0 | 0 | 0 | 0 | 0
F2_Commercial_Retail_New_Space Heating_Natural Gas_Furnace_E2 | F2 | Commercial | Retail | New | Space Heating | Natural Gas | Furnace | E2 | Participant - Cost of Operation | 0.15371 | 0.15554 | 0.15752 | 0.16009 | 0.16314 | 0.16654 | 0.16973 | 0.17269 | 0.17559 | 0.17852 | 0.18156 | 0.18466 | 0.18779 | 0.19105 | 0.19426 | 0.19755 | 0.20099 | 0.20447 | 0.208 | 0.21157 | 0.21515 | 0.21872 | 0 | 0 | 0 | 0 | 0 | 0 | 0 | 0
F2_Commercial_Retail_New_Space Heating_Natural Gas_Furnace_E3 | F2 | Commercial | Retail | New | Space Heating | Natural Gas | Furnace | E3 | Participant - Cost of Operation | 0.14562 | 0.14736 | 0.14923 | 0.15166 | 0.15455 | 0.15777 | 0.1608 | 0.1636 | 0.16634 | 0.16912 | 0.172 | 0.17494 | 0.1779 | 0.18099 | 0.18404 | 0.18715 | 0.19041 | 0.19371 | 0.19705 | 0.20044 | 0.20383 | 0.2072 | 0 | 0 | 0 | 0 | 0 | 0 | 0 | 0
F2_Commercial_Retail_New_Space Heating_Natural Gas_Furnace_E4 | F2 | Commercial | Retail | New | Space Heating | Natural Gas | Furnace | E4 | Participant - Cost of Operation | 0 | 0 | 0 | 0 | 0 | 0 | 0 | 0 | 0 | 0 | 0 | 0 | 0 | 0 | 0 | 0 | 0 | 0 | 0 | 0 | 0 | 0 | 0 | 0 | 0 | 0 | 0 | 0 | 0 | 0
F2_Commercial_Retail_New_Space Heating_Natural Gas_Furnace_E5 | F2 | Commercial | Retail | New | Space Heating | Natural Gas | Furnace | E5 | Participant - Cost of Operation | 0 | 0 | 0 | 0 | 0 | 0 | 0 | 0 | 0 | 0 | 0 | 0 | 0 | 0 | 0 | 0 | 0 | 0 | 0 | 0 | 0 | 0 | 0 | 0 | 0 | 0 | 0 | 0 | 0 | 0
F2_Commercial_Retail_New_Space Heating_Natural Gas_Furnace_E6 | F2 | Commercial | Retail | New | Space Heating | Natural Gas | Furnace | E6 | Participant - Cost of Operation | 0 | 0 | 0 | 0 | 0 | 0 | 0 | 0 | 0 | 0 | 0 | 0 | 0 | 0 | 0 | 0 | 0 | 0 | 0 | 0 | 0 | 0 | 0 | 0 | 0 | 0 | 0 | 0 | 0 | 0
F2_Commercial_Retail_New_Space Heating_Natural Gas_Furnace_E7 | F2 | Commercial | Retail | New | Space Heating | Natural Gas | Furnace | E7 | Participant - Cost of Operation | 0 | 0 | 0 | 0 | 0 | 0 | 0 | 0 | 0 | 0 | 0 | 0 | 0 | 0 | 0 | 0 | 0 | 0 | 0 | 0 | 0 | 0 | 0 | 0 | 0 | 0 | 0 | 0 | 0 | 0
F2_Commercial_Retail_New_Space Heating_Natural Gas_Furnace_E8 | F2 | Commercial | Retail | New | Space Heating | Natural Gas | Furnace | E8 | Participant - Cost of Operation | 0 | 0 | 0 | 0 | 0 | 0 | 0 | 0 | 0 | 0 | 0 | 0 | 0 | 0 | 0 | 0 | 0 | 0 | 0 | 0 | 0 | 0 | 0 | 0 | 0 | 0 | 0 | 0 | 0 | 0
F2_Commercial_Retail_New_Space Heating_Natural Gas_Furnace_E9 | F2 | Commercial | Retail | New | Space Heating | Natural Gas | Furnace | E9 | Participant - Cost of Operation | 0 | 0 | 0 | 0 | 0 | 0 | 0 | 0 | 0 | 0 | 0 | 0 | 0 | 0 | 0 | 0 | 0 | 0 | 0 | 0 | 0 | 0 | 0 | 0 | 0 | 0 | 0 | 0 | 0 | 0
F2_Commercial_Retail_New_Space Heating_Natural Gas_Furnace_E10 | F2 | Commercial | Retail | New | Space Heating | Natural Gas | Furnace | E10 | Participant - Cost of Operation | 0 | 0 | 0 | 0 | 0 | 0 | 0 | 0 | 0 | 0 | 0 | 0 | 0 | 0 | 0 | 0 | 0 | 0 | 0 | 0 | 0 | 0 | 0 | 0 | 0 | 0 | 0 | 0 | 0 | 0
F3_Commercial_Retail_New_Space Heating_Natural Gas_Furnace_E1 | F3 | Commercial | Retail | New | Space Heating | Natural Gas | Furnace | E1 | System - kBTUs of Conusmption | 15.2611 | 15.2754 | 15.287 | 15.3272 | 15.355 | 15.3704 | 15.3702 | 15.3682 | 15.362 | 15.3518 | 15.3355 | 15.3183 | 15.2979 | 15.2748 | 15.2464 | 15.2186 | 15.1888 | 15.1569 | 15.1205 | 15.0854 | 15.0489 | 15.0115 | 0 | 0 | 0 | 0 | 0 | 0 | 0 | 0
F3_Commercial_Retail_New_Space Heating_Natural Gas_Furnace_E2 | F3 | Commercial | Retail | New | Space Heating | Natural Gas | Furnace | E2 | System - kBTUs of Conusmption | 13.5654 | 13.5782 | 13.5884 | 13.6242 | 13.6489 | 13.6625 | 13.6624 | 13.6606 | 13.6551 | 13.646 | 13.6316 | 13.6162 | 13.5982 | 13.5776 | 13.5523 | 13.5277 | 13.5011 | 13.4728 | 13.4404 | 13.4092 | 13.3768 | 13.3436 | 0 | 0 | 0 | 0 | 0 | 0 | 0 | 0
F3_Commercial_Retail_New_Space Heating_Natural Gas_Furnace_E3 | F3 | Commercial | Retail | New | Space Heating | Natural Gas | Furnace | E3 | System - kBTUs of Conusmption | 12.8514 | 12.8635 | 12.8733 | 12.9071 | 12.9305 | 12.9435 | 12.9433 | 12.9416 | 12.9364 | 12.9278 | 12.9141 | 12.8996 | 12.8825 | 12.863 | 12.839 | 12.8157 | 12.7905 | 12.7637 | 12.733 | 12.7035 | 12.6728 | 12.6413 | 0 | 0 | 0 | 0 | 0 | 0 | 0 | 0
F3_Commercial_Retail_New_Space Heating_Natural Gas_Furnace_E4 | F3 | Commercial | Retail | New | Space Heating | Natural Gas | Furnace | E4 | System - kBTUs of Conusmption | 0 | 0 | 0 | 0 | 0 | 0 | 0 | 0 | 0 | 0 | 0 | 0 | 0 | 0 | 0 | 0 | 0 | 0 | 0 | 0 | 0 | 0 | 0 | 0 | 0 | 0 | 0 | 0 | 0 | 0
F3_Commercial_Retail_New_Space Heating_Natural Gas_Furnace_E5 | F3 | Commercial | Retail | New | Space Heating | Natural Gas | Furnace | E5 | System - kBTUs of Conusmption | 0 | 0 | 0 | 0 | 0 | 0 | 0 | 0 | 0 | 0 | 0 | 0 | 0 | 0 | 0 | 0 | 0 | 0 | 0 | 0 | 0 | 0 | 0 | 0 | 0 | 0 | 0 | 0 | 0 | 0
F3_Commercial_Retail_New_Space Heating_Natural Gas_Furnace_E6 | F3 | Commercial | Retail | New | Space Heating | Natural Gas | Furnace | E6 | System - kBTUs of Conusmption | 0 | 0 | 0 | 0 | 0 | 0 | 0 | 0 | 0 | 0 | 0 | 0 | 0 | 0 | 0 | 0 | 0 | 0 | 0 | 0 | 0 | 0 | 0 | 0 | 0 | 0 | 0 | 0 | 0 | 0
F3_Commercial_Retail_New_Space Heating_Natural Gas_Furnace_E7 | F3 | Commercial | Retail | New | Space Heating | Natural Gas | Furnace | E7 | System - kBTUs of Conusmption | 0 | 0 | 0 | 0 | 0 | 0 | 0 | 0 | 0 | 0 | 0 | 0 | 0 | 0 | 0 | 0 | 0 | 0 | 0 | 0 | 0 | 0 | 0 | 0 | 0 | 0 | 0 | 0 | 0 | 0
F3_Commercial_Retail_New_Space Heating_Natural Gas_Furnace_E8 | F3 | Commercial | Retail | New | Space Heating | Natural Gas | Furnace | E8 | System - kBTUs of Conusmption | 0 | 0 | 0 | 0 | 0 | 0 | 0 | 0 | 0 | 0 | 0 | 0 | 0 | 0 | 0 | 0 | 0 | 0 | 0 | 0 | 0 | 0 | 0 | 0 | 0 | 0 | 0 | 0 | 0 | 0
F3_Commercial_Retail_New_Space Heating_Natural Gas_Furnace_E9 | F3 | Commercial | Retail | New | Space Heating | Natural Gas | Furnace | E9 | System - kBTUs of Conusmption | 0 | 0 | 0 | 0 | 0 | 0 | 0 | 0 | 0 | 0 | 0 | 0 | 0 | 0 | 0 | 0 | 0 | 0 | 0 | 0 | 0 | 0 | 0 | 0 | 0 | 0 | 0 | 0 | 0 | 0
F3_Commercial_Retail_New_Space Heating_Natural Gas_Furnace_E10 | F3 | Commercial | Retail | New | Space Heating | Natural Gas | Furnace | E10 | System - kBTUs of Conusmption | 0 | 0 | 0 | 0 | 0 | 0 | 0 | 0 | 0 | 0 | 0 | 0 | 0 | 0 | 0 | 0 | 0 | 0 | 0 | 0 | 0 | 0 | 0 | 0 | 0 | 0 | 0 | 0 | 0 | 0
F4_Commercial_Retail_New_Space Heating_Natural Gas_Furnace_E1 | F4 | Commercial | Retail | New | Space Heating | Natural Gas | Furnace | E1 | Utility - Cost of Equipment | 0.037857 | 0.037857 | 0.037857 | 0.037857 | 0.037857 | 0.037857 | 0.037857 | 0.037857 | 0.037857 | 0.037857 | 0.037857 | 0.037857 | 0.037857 | 0.037857 | 0.037857 | 0.037857 | 0.037857 | 0.037857 | 0.037857 | 0.037857 | 0.037857 | 0.037857 | 0 | 0 | 0 | 0 | 0 | 0 | 0 | 0
F4_Commercial_Retail_New_Space Heating_Natural Gas_Furnace_E2 | F4 | Commercial | Retail | New | Space Heating | Natural Gas | Furnace | E2 | Utility - Cost of Equipment | 0.045428 | 0.045428 | 0.045428 | 0.045428 | 0.045428 | 0.045428 | 0.045428 | 0.045428 | 0.045428 | 0.045428 | 0.045428 | 0.045428 | 0.045428 | 0.045428 | 0.045428 | 0.045428 | 0.045428 | 0.045428 | 0.045428 | 0.045428 | 0.045428 | 0.045428 | 0 | 0 | 0 | 0 | 0 | 0 | 0 | 0
F4_Commercial_Retail_New_Space Heating_Natural Gas_Furnace_E3 | F4 | Commercial | Retail | New | Space Heating | Natural Gas | Furnace | E3 | Utility - Cost of Equipment | 0.053 | 0.053 | 0.053 | 0.053 | 0.053 | 0.053 | 0.053 | 0.053 | 0.053 | 0.053 | 0.053 | 0.053 | 0.053 | 0.053 | 0.053 | 0.053 | 0.053 | 0.053 | 0.053 | 0.053 | 0.053 | 0.053 | 0 | 0 | 0 | 0 | 0 | 0 | 0 | 0
F4_Commercial_Retail_New_Space Heating_Natural Gas_Furnace_E4 | F4 | Commercial | Retail | New | Space Heating | Natural Gas | Furnace | E4 | Utility - Cost of Equipment | 0 | 0 | 0 | 0 | 0 | 0 | 0 | 0 | 0 | 0 | 0 | 0 | 0 | 0 | 0 | 0 | 0 | 0 | 0 | 0 | 0 | 0 | 0 | 0 | 0 | 0 | 0 | 0 | 0 | 0
F4_Commercial_Retail_New_Space Heating_Natural Gas_Furnace_E5 | F4 | Commercial | Retail | New | Space Heating | Natural Gas | Furnace | E5 | Utility - Cost of Equipment | 0 | 0 | 0 | 0 | 0 | 0 | 0 | 0 | 0 | 0 | 0 | 0 | 0 | 0 | 0 | 0 | 0 | 0 | 0 | 0 | 0 | 0 | 0 | 0 | 0 | 0 | 0 | 0 | 0 | 0
F4_Commercial_Retail_New_Space Heating_Natural Gas_Furnace_E6 | F4 | Commercial | Retail | New | Space Heating | Natural Gas | Furnace | E6 | Utility - Cost of Equipment | 0 | 0 | 0 | 0 | 0 | 0 | 0 | 0 | 0 | 0 | 0 | 0 | 0 | 0 | 0 | 0 | 0 | 0 | 0 | 0 | 0 | 0 | 0 | 0 | 0 | 0 | 0 | 0 | 0 | 0
F4_Commercial_Retail_New_Space Heating_Natural Gas_Furnace_E7 | F4 | Commercial | Retail | New | Space Heating | Natural Gas | Furnace | E7 | Utility - Cost of Equipment | 0 | 0 | 0 | 0 | 0 | 0 | 0 | 0 | 0 | 0 | 0 | 0 | 0 | 0 | 0 | 0 | 0 | 0 | 0 | 0 | 0 | 0 | 0 | 0 | 0 | 0 | 0 | 0 | 0 | 0
F4_Commercial_Retail_New_Space Heating_Natural Gas_Furnace_E8 | F4 | Commercial | Retail | New | Space Heating | Natural Gas | Furnace | E8 | Utility - Cost of Equipment | 0 | 0 | 0 | 0 | 0 | 0 | 0 | 0 | 0 | 0 | 0 | 0 | 0 | 0 | 0 | 0 | 0 | 0 | 0 | 0 | 0 | 0 | 0 | 0 | 0 | 0 | 0 | 0 | 0 | 0
F4_Commercial_Retail_New_Space Heating_Natural Gas_Furnace_E9 | F4 | Commercial | Retail | New | Space Heating | Natural Gas | Furnace | E9 | Utility - Cost of Equipment | 0 | 0 | 0 | 0 | 0 | 0 | 0 | 0 | 0 | 0 | 0 | 0 | 0 | 0 | 0 | 0 | 0 | 0 | 0 | 0 | 0 | 0 | 0 | 0 | 0 | 0 | 0 | 0 | 0 | 0
F4_Commercial_Retail_New_Space Heating_Natural Gas_Furnace_E10 | F4 | Commercial | Retail | New | Space Heating | Natural Gas | Furnace | E10 | Utility - Cost of Equipment | 0 | 0 | 0 | 0 | 0 | 0 | 0 | 0 | 0 | 0 | 0 | 0 | 0 | 0 | 0 | 0 | 0 | 0 | 0 | 0 | 0 | 0 | 0 | 0 | 0 | 0 | 0 | 0 | 0 | 0
F5_Commercial_Retail_New_Space Heating_Natural Gas_Furnace_E1 | F5 | Commercial | Retail | New | Space Heating | Natural Gas | Furnace | E1 | Utility - Cost of Operation | 0.14434 | 0.14606 | 0.14791 | 0.15033 | 0.15319 | 0.15638 | 0.15938 | 0.16216 | 0.16488 | 0.16763 | 0.17049 | 0.1734 | 0.17634 | 0.17939 | 0.18241 | 0.1855 | 0.18873 | 0.192 | 0.19531 | 0.19867 | 0.20203 | 0.20538 | 0 | 0 | 0 | 0 | 0 | 0 | 0 | 0
F5_Commercial_Retail_New_Space Heating_Natural Gas_Furnace_E2 | F5 | Commercial | Retail | New | Space Heating | Natural Gas | Furnace | E2 | Utility - Cost of Operation | 0.1283 | 0.12983 | 0.13148 | 0.13362 | 0.13617 | 0.139 | 0.14167 | 0.14414 | 0.14656 | 0.149 | 0.15154 | 0.15413 | 0.15674 | 0.15946 | 0.16215 | 0.16489 | 0.16776 | 0.17066 | 0.17361 | 0.17659 | 0.17958 | 0.18256 | 0 | 0 | 0 | 0 | 0 | 0 | 0 | 0
F5_Commercial_Retail_New_Space Heating_Natural Gas_Furnace_E3 | F5 | Commercial | Retail | New | Space Heating | Natural Gas | Furnace | E3 | Utility - Cost of Operation | 0.12155 | 0.12299 | 0.12456 | 0.12659 | 0.129 | 0.13169 | 0.13422 | 0.13655 | 0.13884 | 0.14116 | 0.14357 | 0.14602 | 0.14849 | 0.15107 | 0.15361 | 0.15621 | 0.15893 | 0.16168 | 0.16447 | 0.1673 | 0.17013 | 0.17295 | 0 | 0 | 0 | 0 | 0 | 0 | 0 | 0
F5_Commercial_Retail_New_Space Heating_Natural Gas_Furnace_E4 | F5 | Commercial | Retail | New | Space Heating | Natural Gas | Furnace | E4 | Utility - Cost of Operation | 0 | 0 | 0 | 0 | 0 | 0 | 0 | 0 | 0 | 0 | 0 | 0 | 0 | 0 | 0 | 0 | 0 | 0 | 0 | 0 | 0 | 0 | 0 | 0 | 0 | 0 | 0 | 0 | 0 | 0
F5_Commercial_Retail_New_Space Heating_Natural Gas_Furnace_E5 | F5 | Commercial | Retail | New | Space Heating | Natural Gas | Furnace | E5 | Utility - Cost of Operation | 0 | 0 | 0 | 0 | 0 | 0 | 0 | 0 | 0 | 0 | 0 | 0 | 0 | 0 | 0 | 0 | 0 | 0 | 0 | 0 | 0 | 0 | 0 | 0 | 0 | 0 | 0 | 0 | 0 | 0
F5_Commercial_Retail_New_Space Heating_Natural Gas_Furnace_E6 | F5 | Commercial | Retail | New | Space Heating | Natural Gas | Furnace | E6 | Utility - Cost of Operation | 0 | 0 | 0 | 0 | 0 | 0 | 0 | 0 | 0 | 0 | 0 | 0 | 0 | 0 | 0 | 0 | 0 | 0 | 0 | 0 | 0 | 0 | 0 | 0 | 0 | 0 | 0 | 0 | 0 | 0
F5_Commercial_Retail_New_Space Heating_Natural Gas_Furnace_E7 | F5 | Commercial | Retail | New | Space Heating | Natural Gas | Furnace | E7 | Utility - Cost of Operation | 0 | 0 | 0 | 0 | 0 | 0 | 0 | 0 | 0 | 0 | 0 | 0 | 0 | 0 | 0 | 0 | 0 | 0 | 0 | 0 | 0 | 0 | 0 | 0 | 0 | 0 | 0 | 0 | 0 | 0
F5_Commercial_Retail_New_Space Heating_Natural Gas_Furnace_E8 | F5 | Commercial | Retail | New | Space Heating | Natural Gas | Furnace | E8 | Utility - Cost of Operation | 0 | 0 | 0 | 0 | 0 | 0 | 0 | 0 | 0 | 0 | 0 | 0 | 0 | 0 | 0 | 0 | 0 | 0 | 0 | 0 | 0 | 0 | 0 | 0 | 0 | 0 | 0 | 0 | 0 | 0
F5_Commercial_Retail_New_Space Heating_Natural Gas_Furnace_E9 | F5 | Commercial | Retail | New | Space Heating | Natural Gas | Furnace | E9 | Utility - Cost of Operation | 0 | 0 | 0 | 0 | 0 | 0 | 0 | 0 | 0 | 0 | 0 | 0 | 0 | 0 | 0 | 0 | 0 | 0 | 0 | 0 | 0 | 0 | 0 | 0 | 0 | 0 | 0 | 0 | 0 | 0
F5_Commercial_Retail_New_Space Heating_Natural Gas_Furnace_E10 | F5 | Commercial | Retail | New | Space Heating | Natural Gas | Furnace | E10 | Utility - Cost of Operation | 0 | 0 | 0 | 0 | 0 | 0 | 0 | 0 | 0 | 0 | 0 | 0 | 0 | 0 | 0 | 0 | 0 | 0 | 0 | 0 | 0 | 0 | 0 | 0 | 0 | 0 | 0 | 0 | 0 | 0
F6_Commercial_Retail_New_Space Heating_Natural Gas_Furnace_E1 | F6 | Commercial | Retail | New | Space Heating | Natural Gas | Furnace | E1 | Utility - Value of Sales | 0.17293 | 0.17499 | 0.17721 | 0.1801 | 0.18353 | 0.18735 | 0.19095 | 0.19428 | 0.19753 | 0.20083 | 0.20426 | 0.20775 | 0.21126 | 0.21493 | 0.21854 | 0.22224 | 0.22611 | 0.23003 | 0.234 | 0.23802 | 0.24204 | 0.24605 | 0 | 0 | 0 | 0 | 0 | 0 | 0 | 0
F6_Commercial_Retail_New_Space Heating_Natural Gas_Furnace_E2 | F6 | Commercial | Retail | New | Space Heating | Natural Gas | Furnace | E2 | Utility - Value of Sales | 0.15371 | 0.15554 | 0.15752 | 0.16009 | 0.16314 | 0.16654 | 0.16973 | 0.17269 | 0.17559 | 0.17852 | 0.18156 | 0.18466 | 0.18779 | 0.19105 | 0.19426 | 0.19755 | 0.20099 | 0.20447 | 0.208 | 0.21157 | 0.21515 | 0.21872 | 0 | 0 | 0 | 0 | 0 | 0 | 0 | 0
F6_Commercial_Retail_New_Space Heating_Natural Gas_Furnace_E3 | F6 | Commercial | Retail | New | Space Heating | Natural Gas | Furnace | E3 | Utility - Value of Sales | 0.14562 | 0.14736 | 0.14923 | 0.15166 | 0.15455 | 0.15777 | 0.1608 | 0.1636 | 0.16634 | 0.16912 | 0.172 | 0.17494 | 0.1779 | 0.18099 | 0.18404 | 0.18715 | 0.19041 | 0.19371 | 0.19705 | 0.20044 | 0.20383 | 0.2072 | 0 | 0 | 0 | 0 | 0 | 0 | 0 | 0
F6_Commercial_Retail_New_Space Heating_Natural Gas_Furnace_E4 | F6 | Commercial | Retail | New | Space Heating | Natural Gas | Furnace | E4 | Utility - Value of Sales | 0 | 0 | 0 | 0 | 0 | 0 | 0 | 0 | 0 | 0 | 0 | 0 | 0 | 0 | 0 | 0 | 0 | 0 | 0 | 0 | 0 | 0 | 0 | 0 | 0 | 0 | 0 | 0 | 0 | 0
F6_Commercial_Retail_New_Space Heating_Natural Gas_Furnace_E5 | F6 | Commercial | Retail | New | Space Heating | Natural Gas | Furnace | E5 | Utility - Value of Sales | 0 | 0 | 0 | 0 | 0 | 0 | 0 | 0 | 0 | 0 | 0 | 0 | 0 | 0 | 0 | 0 | 0 | 0 | 0 | 0 | 0 | 0 | 0 | 0 | 0 | 0 | 0 | 0 | 0 | 0
F6_Commercial_Retail_New_Space Heating_Natural Gas_Furnace_E6 | F6 | Commercial | Retail | New | Space Heating | Natural Gas | Furnace | E6 | Utility - Value of Sales | 0 | 0 | 0 | 0 | 0 | 0 | 0 | 0 | 0 | 0 | 0 | 0 | 0 | 0 | 0 | 0 | 0 | 0 | 0 | 0 | 0 | 0 | 0 | 0 | 0 | 0 | 0 | 0 | 0 | 0
F6_Commercial_Retail_New_Space Heating_Natural Gas_Furnace_E7 | F6 | Commercial | Retail | New | Space Heating | Natural Gas | Furnace | E7 | Utility - Value of Sales | 0 | 0 | 0 | 0 | 0 | 0 | 0 | 0 | 0 | 0 | 0 | 0 | 0 | 0 | 0 | 0 | 0 | 0 | 0 | 0 | 0 | 0 | 0 | 0 | 0 | 0 | 0 | 0 | 0 | 0
F6_Commercial_Retail_New_Space Heating_Natural Gas_Furnace_E8 | F6 | Commercial | Retail | New | Space Heating | Natural Gas | Furnace | E8 | Utility - Value of Sales | 0 | 0 | 0 | 0 | 0 | 0 | 0 | 0 | 0 | 0 | 0 | 0 | 0 | 0 | 0 | 0 | 0 | 0 | 0 | 0 | 0 | 0 | 0 | 0 | 0 | 0 | 0 | 0 | 0 | 0
F6_Commercial_Retail_New_Space Heating_Natural Gas_Furnace_E9 | F6 | Commercial | Retail | New | Space Heating | Natural Gas | Furnace | E9 | Utility - Value of Sales | 0 | 0 | 0 | 0 | 0 | 0 | 0 | 0 | 0 | 0 | 0 | 0 | 0 | 0 | 0 | 0 | 0 | 0 | 0 | 0 | 0 | 0 | 0 | 0 | 0 | 0 | 0 | 0 | 0 | 0
F6_Commercial_Retail_New_Space Heating_Natural Gas_Furnace_E10 | F6 | Commercial | Retail | New | Space Heating | Natural Gas | Furnace | E10 | Utility - Value of Sales | 0 | 0 | 0 | 0 | 0 | 0 | 0 | 0 | 0 | 0 | 0 | 0 | 0 | 0 | 0 | 0 | 0 | 0 | 0 | 0 | 0 | 0 | 0 | 0 | 0 | 0 | 0 | 0 | 0 | 0
F1_Commercial_Retail_New_Space Heating_Natural Gas_Boiler_E1 | F1 | Commercial | Retail | New | Space Heating | Natural Gas | Boiler | E1 | Participant - Cost of Equipment | 0.14907 | 0.14907 | 0.14907 | 0.14907 | 0.14907 | 0.14907 | 0.14907 | 0.14907 | 0.14907 | 0.14907 | 0.14907 | 0.14907 | 0.14907 | 0.14907 | 0.14907 | 0.14907 | 0.14907 | 0.14907 | 0.14907 | 0.14907 | 0.14907 | 0.14907 | 0 | 0 | 0 | 0 | 0 | 0 | 0 | 0
F1_Commercial_Retail_New_Space Heating_Natural Gas_Boiler_E2 | F1 | Commercial | Retail | New | Space Heating | Natural Gas | Boiler | E2 | Participant - Cost of Equipment | 0.16656 | 0.16656 | 0.16656 | 0.16656 | 0.16656 | 0.16656 | 0.16656 | 0.16656 | 0.16656 | 0.16656 | 0.16656 | 0.16656 | 0.16656 | 0.16656 | 0.16656 | 0.16656 | 0.16656 | 0.16656 | 0.16656 | 0.16656 | 0.16656 | 0.16656 | 0 | 0 | 0 | 0 | 0 | 0 | 0 | 0
F1_Commercial_Retail_New_Space Heating_Natural Gas_Boiler_E3 | F1 | Commercial | Retail | New | Space Heating | Natural Gas | Boiler | E3 | Participant - Cost of Equipment | 0.20168 | 0.20168 | 0.20168 | 0.20168 | 0.20168 | 0.20168 | 0.20168 | 0.20168 | 0.20168 | 0.20168 | 0.20168 | 0.20168 | 0.20168 | 0.20168 | 0.20168 | 0.20168 | 0.20168 | 0.20168 | 0.20168 | 0.20168 | 0.20168 | 0.20168 | 0 | 0 | 0 | 0 | 0 | 0 | 0 | 0
F1_Commercial_Retail_New_Space Heating_Natural Gas_Boiler_E4 | F1 | Commercial | Retail | New | Space Heating | Natural Gas | Boiler | E4 | Participant - Cost of Equipment | 1.0296 | 1.0296 | 1.0296 | 1.0296 | 1.0296 | 1.0296 | 1.0296 | 1.0296 | 1.0296 | 1.0296 | 1.0296 | 1.0296 | 1.0296 | 1.0296 | 1.0296 | 1.0296 | 1.0296 | 1.0296 | 1.0296 | 1.0296 | 1.0296 | 1.0296 | 0 | 0 | 0 | 0 | 0 | 0 | 0 | 0
F1_Commercial_Retail_New_Space Heating_Natural Gas_Boiler_E5 | F1 | Commercial | Retail | New | Space Heating | Natural Gas | Boiler | E5 | Participant - Cost of Equipment | 0 | 0 | 0 | 0 | 0 | 0 | 0 | 0 | 0 | 0 | 0 | 0 | 0 | 0 | 0 | 0 | 0 | 0 | 0 | 0 | 0 | 0 | 0 | 0 | 0 | 0 | 0 | 0 | 0 | 0
F1_Commercial_Retail_New_Space Heating_Natural Gas_Boiler_E6 | F1 | Commercial | Retail | New | Space Heating | Natural Gas | Boiler | E6 | Participant - Cost of Equipment | 0 | 0 | 0 | 0 | 0 | 0 | 0 | 0 | 0 | 0 | 0 | 0 | 0 | 0 | 0 | 0 | 0 | 0 | 0 | 0 | 0 | 0 | 0 | 0 | 0 | 0 | 0 | 0 | 0 | 0
F1_Commercial_Retail_New_Space Heating_Natural Gas_Boiler_E7 | F1 | Commercial | Retail | New | Space Heating | Natural Gas | Boiler | E7 | Participant - Cost of Equipment | 0 | 0 | 0 | 0 | 0 | 0 | 0 | 0 | 0 | 0 | 0 | 0 | 0 | 0 | 0 | 0 | 0 | 0 | 0 | 0 | 0 | 0 | 0 | 0 | 0 | 0 | 0 | 0 | 0 | 0
F1_Commercial_Retail_New_Space Heating_Natural Gas_Boiler_E8 | F1 | Commercial | Retail | New | Space Heating | Natural Gas | Boiler | E8 | Participant - Cost of Equipment | 0 | 0 | 0 | 0 | 0 | 0 | 0 | 0 | 0 | 0 | 0 | 0 | 0 | 0 | 0 | 0 | 0 | 0 | 0 | 0 | 0 | 0 | 0 | 0 | 0 | 0 | 0 | 0 | 0 | 0
F1_Commercial_Retail_New_Space Heating_Natural Gas_Boiler_E9 | F1 | Commercial | Retail | New | Space Heating | Natural Gas | Boiler | E9 | Participant - Cost of Equipment | 0 | 0 | 0 | 0 | 0 | 0 | 0 | 0 | 0 | 0 | 0 | 0 | 0 | 0 | 0 | 0 | 0 | 0 | 0 | 0 | 0 | 0 | 0 | 0 | 0 | 0 | 0 | 0 | 0 | 0
F1_Commercial_Retail_New_Space Heating_Natural Gas_Boiler_E10 | F1 | Commercial | Retail | New | Space Heating | Natural Gas | Boiler | E10 | Participant - Cost of Equipment | 0 | 0 | 0 | 0 | 0 | 0 | 0 | 0 | 0 | 0 | 0 | 0 | 0 | 0 | 0 | 0 | 0 | 0 | 0 | 0 | 0 | 0 | 0 | 0 | 0 | 0 | 0 | 0 | 0 | 0
F2_Commercial_Retail_New_Space Heating_Natural Gas_Boiler_E1 | F2 | Commercial | Retail | New | Space Heating | Natural Gas | Boiler | E1 | Participant - Cost of Operation | 0.755 | 0.76409 | 0.77383 | 0.78624 | 0.80099 | 0.81749 | 0.83322 | 0.84788 | 0.86229 | 0.87687 | 0.89199 | 0.90741 | 0.92295 | 0.93913 | 0.95514 | 0.97151 | 0.98858 | 1.0059 | 1.0234 | 1.0412 | 1.0589 | 1.0764 | 0 | 0 | 0 | 0 | 0 | 0 | 0 | 0
F2_Commercial_Retail_New_Space Heating_Natural Gas_Boiler_E2 | F2 | Commercial | Retail | New | Space Heating | Natural Gas | Boiler | E2 | Participant - Cost of Operation | 0.71059 | 0.71915 | 0.72831 | 0.73999 | 0.75387 | 0.76941 | 0.78421 | 0.79801 | 0.81157 | 0.82529 | 0.83952 | 0.85404 | 0.86866 | 0.88389 | 0.89895 | 0.91436 | 0.93043 | 0.94671 | 0.96324 | 0.97991 | 0.99657 | 1.0131 | 0 | 0 | 0 | 0 | 0 | 0 | 0 | 0
F2_Commercial_Retail_New_Space Heating_Natural Gas_Boiler_E3 | F2 | Commercial | Retail | New | Space Heating | Natural Gas | Boiler | E3 | Participant - Cost of Operation | 0.62268 | 0.63018 | 0.63821 | 0.64845 | 0.66061 | 0.67422 | 0.68719 | 0.69928 | 0.71117 | 0.72319 | 0.73567 | 0.74838 | 0.7612 | 0.77454 | 0.78774 | 0.80125 | 0.81532 | 0.82959 | 0.84407 | 0.85869 | 0.87329 | 0.88779 | 0 | 0 | 0 | 0 | 0 | 0 | 0 | 0
F2_Commercial_Retail_New_Space Heating_Natural Gas_Boiler_E4 | F2 | Commercial | Retail | New | Space Heating | Natural Gas | Boiler | E4 | Participant - Cost of Operation | 0.40093 | 0.40509 | 0.40986 | 0.41679 | 0.42549 | 0.43545 | 0.44459 | 0.45267 | 0.46036 | 0.468 | 0.47586 | 0.48373 | 0.49144 | 0.4994 | 0.50711 | 0.51501 | 0.52337 | 0.53181 | 0.54034 | 0.54894 | 0.55751 | 0.56601 | 0 | 0 | 0 | 0 | 0 | 0 | 0 | 0
F2_Commercial_Retail_New_Space Heating_Natural Gas_Boiler_E5 | F2 | Commercial | Retail | New | Space Heating | Natural Gas | Boiler | E5 | Participant - Cost of Operation | 0 | 0 | 0 | 0 | 0 | 0 | 0 | 0 | 0 | 0 | 0 | 0 | 0 | 0 | 0 | 0 | 0 | 0 | 0 | 0 | 0 | 0 | 0 | 0 | 0 | 0 | 0 | 0 | 0 | 0
F2_Commercial_Retail_New_Space Heating_Natural Gas_Boiler_E6 | F2 | Commercial | Retail | New | Space Heating | Natural Gas | Boiler | E6 | Participant - Cost of Operation | 0 | 0 | 0 | 0 | 0 | 0 | 0 | 0 | 0 | 0 | 0 | 0 | 0 | 0 | 0 | 0 | 0 | 0 | 0 | 0 | 0 | 0 | 0 | 0 | 0 | 0 | 0 | 0 | 0 | 0
F2_Commercial_Retail_New_Space Heating_Natural Gas_Boiler_E7 | F2 | Commercial | Retail | New | Space Heating | Natural Gas | Boiler | E7 | Participant - Cost of Operation | 0 | 0 | 0 | 0 | 0 | 0 | 0 | 0 | 0 | 0 | 0 | 0 | 0 | 0 | 0 | 0 | 0 | 0 | 0 | 0 | 0 | 0 | 0 | 0 | 0 | 0 | 0 | 0 | 0 | 0
F2_Commercial_Retail_New_Space Heating_Natural Gas_Boiler_E8 | F2 | Commercial | Retail | New | Space Heating | Natural Gas | Boiler | E8 | Participant - Cost of Operation | 0 | 0 | 0 | 0 | 0 | 0 | 0 | 0 | 0 | 0 | 0 | 0 | 0 | 0 | 0 | 0 | 0 | 0 | 0 | 0 | 0 | 0 | 0 | 0 | 0 | 0 | 0 | 0 | 0 | 0
F2_Commercial_Retail_New_Space Heating_Natural Gas_Boiler_E9 | F2 | Commercial | Retail | New | Space Heating | Natural Gas | Boiler | E9 | Participant - Cost of Operation | 0 | 0 | 0 | 0 | 0 | 0 | 0 | 0 | 0 | 0 | 0 | 0 | 0 | 0 | 0 | 0 | 0 | 0 | 0 | 0 | 0 | 0 | 0 | 0 | 0 | 0 | 0 | 0 | 0 | 0
F2_Commercial_Retail_New_Space Heating_Natural Gas_Boiler_E10 | F2 | Commercial | Retail | New | Space Heating | Natural Gas | Boiler | E10 | Participant - Cost of Operation | 0 | 0 | 0 | 0 | 0 | 0 | 0 | 0 | 0 | 0 | 0 | 0 | 0 | 0 | 0 | 0 | 0 | 0 | 0 | 0 | 0 | 0 | 0 | 0 | 0 | 0 | 0 | 0 | 0 | 0
F3_Commercial_Retail_New_Space Heating_Natural Gas_Boiler_E1 | F3 | Commercial | Retail | New | Space Heating | Natural Gas | Boiler | E1 | System - kBTUs of Conusmption | 65.6839 | 65.7123 | 65.7271 | 65.8511 | 65.9373 | 65.9855 | 65.9847 | 65.9769 | 65.9523 | 65.912 | 65.8475 | 65.7793 | 65.6989 | 65.6074 | 65.4947 | 65.3849 | 65.2668 | 65.1406 | 64.9964 | 64.8575 | 64.7133 | 64.5652 | 0 | 0 | 0 | 0 | 0 | 0 | 0 | 0
F3_Commercial_Retail_New_Space Heating_Natural Gas_Boiler_E2 | F3 | Commercial | Retail | New | Space Heating | Natural Gas | Boiler | E2 | System - kBTUs of Conusmption | 61.8202 | 61.8468 | 61.8608 | 61.9775 | 62.0586 | 62.104 | 62.1033 | 62.0959 | 62.0728 | 62.0348 | 61.9742 | 61.9099 | 61.8342 | 61.7482 | 61.6421 | 61.5387 | 61.4276 | 61.3088 | 61.1731 | 61.0424 | 60.9067 | 60.7672 | 0 | 0 | 0 | 0 | 0 | 0 | 0 | 0
F3_Commercial_Retail_New_Space Heating_Natural Gas_Boiler_E3 | F3 | Commercial | Retail | New | Space Heating | Natural Gas | Boiler | E3 | System - kBTUs of Conusmption | 54.1723 | 54.1957 | 54.2079 | 54.3102 | 54.3813 | 54.421 | 54.4204 | 54.4139 | 54.3936 | 54.3604 | 54.3072 | 54.251 | 54.1846 | 54.1092 | 54.0163 | 53.9257 | 53.8283 | 53.7242 | 53.6053 | 53.4907 | 53.3718 | 53.2496 | 0 | 0 | 0 | 0 | 0 | 0 | 0 | 0
F3_Commercial_Retail_New_Space Heating_Natural Gas_Boiler_E4 | F3 | Commercial | Retail | New | Space Heating | Natural Gas | Boiler | E4 | System - kBTUs of Conusmption | 37.1655 | 37.2766 | 37.3958 | 37.6263 | 37.8127 | 37.9533 | 38.0376 | 38.1051 | 38.1457 | 38.1587 | 38.1368 | 38.0988 | 38.0364 | 37.9493 | 37.842 | 37.7373 | 37.6249 | 37.5047 | 37.3673 | 37.2351 | 37.0978 | 36.9567 | 0 | 0 | 0 | 0 | 0 | 0 | 0 | 0
F3_Commercial_Retail_New_Space Heating_Natural Gas_Boiler_E5 | F3 | Commercial | Retail | New | Space Heating | Natural Gas | Boiler | E5 | System - kBTUs of Conusmption | 0 | 0 | 0 | 0 | 0 | 0 | 0 | 0 | 0 | 0 | 0 | 0 | 0 | 0 | 0 | 0 | 0 | 0 | 0 | 0 | 0 | 0 | 0 | 0 | 0 | 0 | 0 | 0 | 0 | 0
F3_Commercial_Retail_New_Space Heating_Natural Gas_Boiler_E6 | F3 | Commercial | Retail | New | Space Heating | Natural Gas | Boiler | E6 | System - kBTUs of Conusmption | 0 | 0 | 0 | 0 | 0 | 0 | 0 | 0 | 0 | 0 | 0 | 0 | 0 | 0 | 0 | 0 | 0 | 0 | 0 | 0 | 0 | 0 | 0 | 0 | 0 | 0 | 0 | 0 | 0 | 0
F3_Commercial_Retail_New_Space Heating_Natural Gas_Boiler_E7 | F3 | Commercial | Retail | New | Space Heating | Natural Gas | Boiler | E7 | System - kBTUs of Conusmption | 0 | 0 | 0 | 0 | 0 | 0 | 0 | 0 | 0 | 0 | 0 | 0 | 0 | 0 | 0 | 0 | 0 | 0 | 0 | 0 | 0 | 0 | 0 | 0 | 0 | 0 | 0 | 0 | 0 | 0
F3_Commercial_Retail_New_Space Heating_Natural Gas_Boiler_E8 | F3 | Commercial | Retail | New | Space Heating | Natural Gas | Boiler | E8 | System - kBTUs of Conusmption | 0 | 0 | 0 | 0 | 0 | 0 | 0 | 0 | 0 | 0 | 0 | 0 | 0 | 0 | 0 | 0 | 0 | 0 | 0 | 0 | 0 | 0 | 0 | 0 | 0 | 0 | 0 | 0 | 0 | 0
F3_Commercial_Retail_New_Space Heating_Natural Gas_Boiler_E9 | F3 | Commercial | Retail | New | Space Heating | Natural Gas | Boiler | E9 | System - kBTUs of Conusmption | 0 | 0 | 0 | 0 | 0 | 0 | 0 | 0 | 0 | 0 | 0 | 0 | 0 | 0 | 0 | 0 | 0 | 0 | 0 | 0 | 0 | 0 | 0 | 0 | 0 | 0 | 0 | 0 | 0 | 0
F3_Commercial_Retail_New_Space Heating_Natural Gas_Boiler_E10 | F3 | Commercial | Retail | New | Space Heating | Natural Gas | Boiler | E10 | System - kBTUs of Conusmption | 0 | 0 | 0 | 0 | 0 | 0 | 0 | 0 | 0 | 0 | 0 | 0 | 0 | 0 | 0 | 0 | 0 | 0 | 0 | 0 | 0 | 0 | 0 | 0 | 0 | 0 | 0 | 0 | 0 | 0
F4_Commercial_Retail_New_Space Heating_Natural Gas_Boiler_E1 | F4 | Commercial | Retail | New | Space Heating | Natural Gas | Boiler | E1 | Utility - Cost of Equipment | 0.14907 | 0.14907 | 0.14907 | 0.14907 | 0.14907 | 0.14907 | 0.14907 | 0.14907 | 0.14907 | 0.14907 | 0.14907 | 0.14907 | 0.14907 | 0.14907 | 0.14907 | 0.14907 | 0.14907 | 0.14907 | 0.14907 | 0.14907 | 0.14907 | 0.14907 | 0 | 0 | 0 | 0 | 0 | 0 | 0 | 0
F4_Commercial_Retail_New_Space Heating_Natural Gas_Boiler_E2 | F4 | Commercial | Retail | New | Space Heating | Natural Gas | Boiler | E2 | Utility - Cost of Equipment | 0.16656 | 0.16656 | 0.16656 | 0.16656 | 0.16656 | 0.16656 | 0.16656 | 0.16656 | 0.16656 | 0.16656 | 0.16656 | 0.16656 | 0.16656 | 0.16656 | 0.16656 | 0.16656 | 0.16656 | 0.16656 | 0.16656 | 0.16656 | 0.16656 | 0.16656 | 0 | 0 | 0 | 0 | 0 | 0 | 0 | 0
F4_Commercial_Retail_New_Space Heating_Natural Gas_Boiler_E3 | F4 | Commercial | Retail | New | Space Heating | Natural Gas | Boiler | E3 | Utility - Cost of Equipment | 0.20168 | 0.20168 | 0.20168 | 0.20168 | 0.20168 | 0.20168 | 0.20168 | 0.20168 | 0.20168 | 0.20168 | 0.20168 | 0.20168 | 0.20168 | 0.20168 | 0.20168 | 0.20168 | 0.20168 | 0.20168 | 0.20168 | 0.20168 | 0.20168 | 0.20168 | 0 | 0 | 0 | 0 | 0 | 0 | 0 | 0
F4_Commercial_Retail_New_Space Heating_Natural Gas_Boiler_E4 | F4 | Commercial | Retail | New | Space Heating | Natural Gas | Boiler | E4 | Utility - Cost of Equipment | 1.0296 | 1.0296 | 1.0296 | 1.0296 | 1.0296 | 1.0296 | 1.0296 | 1.0296 | 1.0296 | 1.0296 | 1.0296 | 1.0296 | 1.0296 | 1.0296 | 1.0296 | 1.0296 | 1.0296 | 1.0296 | 1.0296 | 1.0296 | 1.0296 | 1.0296 | 0 | 0 | 0 | 0 | 0 | 0 | 0 | 0
F4_Commercial_Retail_New_Space Heating_Natural Gas_Boiler_E5 | F4 | Commercial | Retail | New | Space Heating | Natural Gas | Boiler | E5 | Utility - Cost of Equipment | 0 | 0 | 0 | 0 | 0 | 0 | 0 | 0 | 0 | 0 | 0 | 0 | 0 | 0 | 0 | 0 | 0 | 0 | 0 | 0 | 0 | 0 | 0 | 0 | 0 | 0 | 0 | 0 | 0 | 0
F4_Commercial_Retail_New_Space Heating_Natural Gas_Boiler_E6 | F4 | Commercial | Retail | New | Space Heating | Natural Gas | Boiler | E6 | Utility - Cost of Equipment | 0 | 0 | 0 | 0 | 0 | 0 | 0 | 0 | 0 | 0 | 0 | 0 | 0 | 0 | 0 | 0 | 0 | 0 | 0 | 0 | 0 | 0 | 0 | 0 | 0 | 0 | 0 | 0 | 0 | 0
F4_Commercial_Retail_New_Space Heating_Natural Gas_Boiler_E7 | F4 | Commercial | Retail | New | Space Heating | Natural Gas | Boiler | E7 | Utility - Cost of Equipment | 0 | 0 | 0 | 0 | 0 | 0 | 0 | 0 | 0 | 0 | 0 | 0 | 0 | 0 | 0 | 0 | 0 | 0 | 0 | 0 | 0 | 0 | 0 | 0 | 0 | 0 | 0 | 0 | 0 | 0
F4_Commercial_Retail_New_Space Heating_Natural Gas_Boiler_E8 | F4 | Commercial | Retail | New | Space Heating | Natural Gas | Boiler | E8 | Utility - Cost of Equipment | 0 | 0 | 0 | 0 | 0 | 0 | 0 | 0 | 0 | 0 | 0 | 0 | 0 | 0 | 0 | 0 | 0 | 0 | 0 | 0 | 0 | 0 | 0 | 0 | 0 | 0 | 0 | 0 | 0 | 0
F4_Commercial_Retail_New_Space Heating_Natural Gas_Boiler_E9 | F4 | Commercial | Retail | New | Space Heating | Natural Gas | Boiler | E9 | Utility - Cost of Equipment | 0 | 0 | 0 | 0 | 0 | 0 | 0 | 0 | 0 | 0 | 0 | 0 | 0 | 0 | 0 | 0 | 0 | 0 | 0 | 0 | 0 | 0 | 0 | 0 | 0 | 0 | 0 | 0 | 0 | 0
F4_Commercial_Retail_New_Space Heating_Natural Gas_Boiler_E10 | F4 | Commercial | Retail | New | Space Heating | Natural Gas | Boiler | E10 | Utility - Cost of Equipment | 0 | 0 | 0 | 0 | 0 | 0 | 0 | 0 | 0 | 0 | 0 | 0 | 0 | 0 | 0 | 0 | 0 | 0 | 0 | 0 | 0 | 0 | 0 | 0 | 0 | 0 | 0 | 0 | 0 | 0
F5_Commercial_Retail_New_Space Heating_Natural Gas_Boiler_E1 | F5 | Commercial | Retail | New | Space Heating | Natural Gas | Boiler | E1 | Utility - Cost of Operation | 0.63019 | 0.63777 | 0.6459 | 0.65626 | 0.66857 | 0.68235 | 0.69547 | 0.70771 | 0.71973 | 0.73191 | 0.74453 | 0.7574 | 0.77037 | 0.78387 | 0.79723 | 0.8109 | 0.82515 | 0.83959 | 0.85424 | 0.86903 | 0.88381 | 0.89849 | 0 | 0 | 0 | 0 | 0 | 0 | 0 | 0
F5_Commercial_Retail_New_Space Heating_Natural Gas_Boiler_E2 | F5 | Commercial | Retail | New | Space Heating | Natural Gas | Boiler | E2 | Utility - Cost of Operation | 0.59312 | 0.60026 | 0.60791 | 0.61766 | 0.62924 | 0.64221 | 0.65456 | 0.66608 | 0.6774 | 0.68885 | 0.70073 | 0.71285 | 0.72505 | 0.73776 | 0.75034 | 0.7632 | 0.77661 | 0.7902 | 0.80399 | 0.81791 | 0.83182 | 0.84564 | 0 | 0 | 0 | 0 | 0 | 0 | 0 | 0
F5_Commercial_Retail_New_Space Heating_Natural Gas_Boiler_E3 | F5 | Commercial | Retail | New | Space Heating | Natural Gas | Boiler | E3 | Utility - Cost of Operation | 0.51974 | 0.526 | 0.5327 | 0.54125 | 0.5514 | 0.56276 | 0.57359 | 0.58368 | 0.5936 | 0.60363 | 0.61404 | 0.62466 | 0.63536 | 0.64649 | 0.65751 | 0.66878 | 0.68053 | 0.69244 | 0.70453 | 0.71673 | 0.72891 | 0.74102 | 0 | 0 | 0 | 0 | 0 | 0 | 0 | 0
F5_Commercial_Retail_New_Space Heating_Natural Gas_Boiler_E4 | F5 | Commercial | Retail | New | Space Heating | Natural Gas | Boiler | E4 | Utility - Cost of Operation | 0.33465 | 0.33812 | 0.3421 | 0.34789 | 0.35515 | 0.36346 | 0.37109 | 0.37783 | 0.38425 | 0.39063 | 0.39719 | 0.40376 | 0.41019 | 0.41683 | 0.42327 | 0.42987 | 0.43685 | 0.44389 | 0.45101 | 0.45819 | 0.46534 | 0.47244 | 0 | 0 | 0 | 0 | 0 | 0 | 0 | 0
F5_Commercial_Retail_New_Space Heating_Natural Gas_Boiler_E5 | F5 | Commercial | Retail | New | Space Heating | Natural Gas | Boiler | E5 | Utility - Cost of Operation | 0 | 0 | 0 | 0 | 0 | 0 | 0 | 0 | 0 | 0 | 0 | 0 | 0 | 0 | 0 | 0 | 0 | 0 | 0 | 0 | 0 | 0 | 0 | 0 | 0 | 0 | 0 | 0 | 0 | 0
F5_Commercial_Retail_New_Space Heating_Natural Gas_Boiler_E6 | F5 | Commercial | Retail | New | Space Heating | Natural Gas | Boiler | E6 | Utility - Cost of Operation | 0 | 0 | 0 | 0 | 0 | 0 | 0 | 0 | 0 | 0 | 0 | 0 | 0 | 0 | 0 | 0 | 0 | 0 | 0 | 0 | 0 | 0 | 0 | 0 | 0 | 0 | 0 | 0 | 0 | 0
F5_Commercial_Retail_New_Space Heating_Natural Gas_Boiler_E7 | F5 | Commercial | Retail | New | Space Heating | Natural Gas | Boiler | E7 | Utility - Cost of Operation | 0 | 0 | 0 | 0 | 0 | 0 | 0 | 0 | 0 | 0 | 0 | 0 | 0 | 0 | 0 | 0 | 0 | 0 | 0 | 0 | 0 | 0 | 0 | 0 | 0 | 0 | 0 | 0 | 0 | 0
F5_Commercial_Retail_New_Space Heating_Natural Gas_Boiler_E8 | F5 | Commercial | Retail | New | Space Heating | Natural Gas | Boiler | E8 | Utility - Cost of Operation | 0 | 0 | 0 | 0 | 0 | 0 | 0 | 0 | 0 | 0 | 0 | 0 | 0 | 0 | 0 | 0 | 0 | 0 | 0 | 0 | 0 | 0 | 0 | 0 | 0 | 0 | 0 | 0 | 0 | 0
F5_Commercial_Retail_New_Space Heating_Natural Gas_Boiler_E9 | F5 | Commercial | Retail | New | Space Heating | Natural Gas | Boiler | E9 | Utility - Cost of Operation | 0 | 0 | 0 | 0 | 0 | 0 | 0 | 0 | 0 | 0 | 0 | 0 | 0 | 0 | 0 | 0 | 0 | 0 | 0 | 0 | 0 | 0 | 0 | 0 | 0 | 0 | 0 | 0 | 0 | 0
F5_Commercial_Retail_New_Space Heating_Natural Gas_Boiler_E10 | F5 | Commercial | Retail | New | Space Heating | Natural Gas | Boiler | E10 | Utility - Cost of Operation | 0 | 0 | 0 | 0 | 0 | 0 | 0 | 0 | 0 | 0 | 0 | 0 | 0 | 0 | 0 | 0 | 0 | 0 | 0 | 0 | 0 | 0 | 0 | 0 | 0 | 0 | 0 | 0 | 0 | 0
F6_Commercial_Retail_New_Space Heating_Natural Gas_Boiler_E1 | F6 | Commercial | Retail | New | Space Heating | Natural Gas | Boiler | E1 | Utility - Value of Sales | 0.755 | 0.76409 | 0.77383 | 0.78624 | 0.80099 | 0.81749 | 0.83322 | 0.84788 | 0.86229 | 0.87687 | 0.89199 | 0.90741 | 0.92295 | 0.93913 | 0.95514 | 0.97151 | 0.98858 | 1.0059 | 1.0234 | 1.0412 | 1.0589 | 1.0764 | 0 | 0 | 0 | 0 | 0 | 0 | 0 | 0
F6_Commercial_Retail_New_Space Heating_Natural Gas_Boiler_E2 | F6 | Commercial | Retail | New | Space Heating | Natural Gas | Boiler | E2 | Utility - Value of Sales | 0.71059 | 0.71915 | 0.72831 | 0.73999 | 0.75387 | 0.76941 | 0.78421 | 0.79801 | 0.81157 | 0.82529 | 0.83952 | 0.85404 | 0.86866 | 0.88389 | 0.89895 | 0.91436 | 0.93043 | 0.94671 | 0.96324 | 0.97991 | 0.99657 | 1.0131 | 0 | 0 | 0 | 0 | 0 | 0 | 0 | 0
F6_Commercial_Retail_New_Space Heating_Natural Gas_Boiler_E3 | F6 | Commercial | Retail | New | Space Heating | Natural Gas | Boiler | E3 | Utility - Value of Sales | 0.62268 | 0.63018 | 0.63821 | 0.64845 | 0.66061 | 0.67422 | 0.68719 | 0.69928 | 0.71117 | 0.72319 | 0.73567 | 0.74838 | 0.7612 | 0.77454 | 0.78774 | 0.80125 | 0.81532 | 0.82959 | 0.84407 | 0.85869 | 0.87329 | 0.88779 | 0 | 0 | 0 | 0 | 0 | 0 | 0 | 0
F6_Commercial_Retail_New_Space Heating_Natural Gas_Boiler_E4 | F6 | Commercial | Retail | New | Space Heating | Natural Gas | Boiler | E4 | Utility - Value of Sales | 0.40093 | 0.40509 | 0.40986 | 0.41679 | 0.42549 | 0.43545 | 0.44459 | 0.45267 | 0.46036 | 0.468 | 0.47586 | 0.48373 | 0.49144 | 0.4994 | 0.50711 | 0.51501 | 0.52337 | 0.53181 | 0.54034 | 0.54894 | 0.55751 | 0.56601 | 0 | 0 | 0 | 0 | 0 | 0 | 0 | 0
F6_Commercial_Retail_New_Space Heating_Natural Gas_Boiler_E5 | F6 | Commercial | Retail | New | Space Heating | Natural Gas | Boiler | E5 | Utility - Value of Sales | 0 | 0 | 0 | 0 | 0 | 0 | 0 | 0 | 0 | 0 | 0 | 0 | 0 | 0 | 0 | 0 | 0 | 0 | 0 | 0 | 0 | 0 | 0 | 0 | 0 | 0 | 0 | 0 | 0 | 0
F6_Commercial_Retail_New_Space Heating_Natural Gas_Boiler_E6 | F6 | Commercial | Retail | New | Space Heating | Natural Gas | Boiler | E6 | Utility - Value of Sales | 0 | 0 | 0 | 0 | 0 | 0 | 0 | 0 | 0 | 0 | 0 | 0 | 0 | 0 | 0 | 0 | 0 | 0 | 0 | 0 | 0 | 0 | 0 | 0 | 0 | 0 | 0 | 0 | 0 | 0
F6_Commercial_Retail_New_Space Heating_Natural Gas_Boiler_E7 | F6 | Commercial | Retail | New | Space Heating | Natural Gas | Boiler | E7 | Utility - Value of Sales | 0 | 0 | 0 | 0 | 0 | 0 | 0 | 0 | 0 | 0 | 0 | 0 | 0 | 0 | 0 | 0 | 0 | 0 | 0 | 0 | 0 | 0 | 0 | 0 | 0 | 0 | 0 | 0 | 0 | 0
F6_Commercial_Retail_New_Space Heating_Natural Gas_Boiler_E8 | F6 | Commercial | Retail | New | Space Heating | Natural Gas | Boiler | E8 | Utility - Value of Sales | 0 | 0 | 0 | 0 | 0 | 0 | 0 | 0 | 0 | 0 | 0 | 0 | 0 | 0 | 0 | 0 | 0 | 0 | 0 | 0 | 0 | 0 | 0 | 0 | 0 | 0 | 0 | 0 | 0 | 0
F6_Commercial_Retail_New_Space Heating_Natural Gas_Boiler_E9 | F6 | Commercial | Retail | New | Space Heating | Natural Gas | Boiler | E9 | Utility - Value of Sales | 0 | 0 | 0 | 0 | 0 | 0 | 0 | 0 | 0 | 0 | 0 | 0 | 0 | 0 | 0 | 0 | 0 | 0 | 0 | 0 | 0 | 0 | 0 | 0 | 0 | 0 | 0 | 0 | 0 | 0
F6_Commercial_Retail_New_Space Heating_Natural Gas_Boiler_E10 | F6 | Commercial | Retail | New | Space Heating | Natural Gas | Boiler | E10 | Utility - Value of Sales | 0 | 0 | 0 | 0 | 0 | 0 | 0 | 0 | 0 | 0 | 0 | 0 | 0 | 0 | 0 | 0 | 0 | 0 | 0 | 0 | 0 | 0 | 0 | 0 | 0 | 0 | 0 | 0 | 0 | 0
F1_Commercial_Retail_New_Space Heating_Natural Gas_Unit Heater_E1 | F1 | Commercial | Retail | New | Space Heating | Natural Gas | Unit Heater | E1 | Participant - Cost of Equipment | 0.034689 | 0.034689 | 0.034689 | 0.034689 | 0.034689 | 0.034689 | 0.034689 | 0.034689 | 0.034689 | 0.034689 | 0.034689 | 0.034689 | 0.034689 | 0.034689 | 0.034689 | 0.034689 | 0.034689 | 0.034689 | 0.034689 | 0.034689 | 0.034689 | 0.034689 | 0 | 0 | 0 | 0 | 0 | 0 | 0 | 0
F1_Commercial_Retail_New_Space Heating_Natural Gas_Unit Heater_E2 | F1 | Commercial | Retail | New | Space Heating | Natural Gas | Unit Heater | E2 | Participant - Cost of Equipment | 0.076078 | 0.076078 | 0.076078 | 0.076078 | 0.076078 | 0.076078 | 0.076078 | 0.076078 | 0.076078 | 0.076078 | 0.076078 | 0.076078 | 0.076078 | 0.076078 | 0.076078 | 0.076078 | 0.076078 | 0.076078 | 0.076078 | 0.076078 | 0.076078 | 0.076078 | 0 | 0 | 0 | 0 | 0 | 0 | 0 | 0
F1_Commercial_Retail_New_Space Heating_Natural Gas_Unit Heater_E3 | F1 | Commercial | Retail | New | Space Heating | Natural Gas | Unit Heater | E3 | Participant - Cost of Equipment | 0.040556 | 0.040556 | 0.040556 | 0.040556 | 0.040556 | 0.040556 | 0.040556 | 0.040556 | 0.040556 | 0.040556 | 0.040556 | 0.040556 | 0.040556 | 0.040556 | 0.040556 | 0.040556 | 0.040556 | 0.040556 | 0.040556 | 0.040556 | 0.040556 | 0.040556 | 0 | 0 | 0 | 0 | 0 | 0 | 0 | 0
F1_Commercial_Retail_New_Space Heating_Natural Gas_Unit Heater_E4 | F1 | Commercial | Retail | New | Space Heating | Natural Gas | Unit Heater | E4 | Participant - Cost of Equipment | 0 | 0 | 0 | 0 | 0 | 0 | 0 | 0 | 0 | 0 | 0 | 0 | 0 | 0 | 0 | 0 | 0 | 0 | 0 | 0 | 0 | 0 | 0 | 0 | 0 | 0 | 0 | 0 | 0 | 0
F1_Commercial_Retail_New_Space Heating_Natural Gas_Unit Heater_E5 | F1 | Commercial | Retail | New | Space Heating | Natural Gas | Unit Heater | E5 | Participant - Cost of Equipment | 0 | 0 | 0 | 0 | 0 | 0 | 0 | 0 | 0 | 0 | 0 | 0 | 0 | 0 | 0 | 0 | 0 | 0 | 0 | 0 | 0 | 0 | 0 | 0 | 0 | 0 | 0 | 0 | 0 | 0
F1_Commercial_Retail_New_Space Heating_Natural Gas_Unit Heater_E6 | F1 | Commercial | Retail | New | Space Heating | Natural Gas | Unit Heater | E6 | Participant - Cost of Equipment | 0 | 0 | 0 | 0 | 0 | 0 | 0 | 0 | 0 | 0 | 0 | 0 | 0 | 0 | 0 | 0 | 0 | 0 | 0 | 0 | 0 | 0 | 0 | 0 | 0 | 0 | 0 | 0 | 0 | 0
F1_Commercial_Retail_New_Space Heating_Natural Gas_Unit Heater_E7 | F1 | Commercial | Retail | New | Space Heating | Natural Gas | Unit Heater | E7 | Participant - Cost of Equipment | 0 | 0 | 0 | 0 | 0 | 0 | 0 | 0 | 0 | 0 | 0 | 0 | 0 | 0 | 0 | 0 | 0 | 0 | 0 | 0 | 0 | 0 | 0 | 0 | 0 | 0 | 0 | 0 | 0 | 0
F1_Commercial_Retail_New_Space Heating_Natural Gas_Unit Heater_E8 | F1 | Commercial | Retail | New | Space Heating | Natural Gas | Unit Heater | E8 | Participant - Cost of Equipment | 0 | 0 | 0 | 0 | 0 | 0 | 0 | 0 | 0 | 0 | 0 | 0 | 0 | 0 | 0 | 0 | 0 | 0 | 0 | 0 | 0 | 0 | 0 | 0 | 0 | 0 | 0 | 0 | 0 | 0
F1_Commercial_Retail_New_Space Heating_Natural Gas_Unit Heater_E9 | F1 | Commercial | Retail | New | Space Heating | Natural Gas | Unit Heater | E9 | Participant - Cost of Equipment | 0 | 0 | 0 | 0 | 0 | 0 | 0 | 0 | 0 | 0 | 0 | 0 | 0 | 0 | 0 | 0 | 0 | 0 | 0 | 0 | 0 | 0 | 0 | 0 | 0 | 0 | 0 | 0 | 0 | 0
F1_Commercial_Retail_New_Space Heating_Natural Gas_Unit Heater_E10 | F1 | Commercial | Retail | New | Space Heating | Natural Gas | Unit Heater | E10 | Participant - Cost of Equipment | 0 | 0 | 0 | 0 | 0 | 0 | 0 | 0 | 0 | 0 | 0 | 0 | 0 | 0 | 0 | 0 | 0 | 0 | 0 | 0 | 0 | 0 | 0 | 0 | 0 | 0 | 0 | 0 | 0 | 0
F2_Commercial_Retail_New_Space Heating_Natural Gas_Unit Heater_E1 | F2 | Commercial | Retail | New | Space Heating | Natural Gas | Unit Heater | E1 | Participant - Cost of Operation | 0.4868 | 0.49097 | 0.49595 | 0.5042 | 0.5152 | 0.52817 | 0.5401 | 0.55071 | 0.56101 | 0.571 | 0.58107 | 0.59086 | 0.60008 | 0.60931 | 0.61813 | 0.62718 | 0.63686 | 0.6466 | 0.65642 | 0.66629 | 0.67604 | 0.68565 | 0 | 0 | 0 | 0 | 0 | 0 | 0 | 0
F2_Commercial_Retail_New_Space Heating_Natural Gas_Unit Heater_E2 | F2 | Commercial | Retail | New | Space Heating | Natural Gas | Unit Heater | E2 | Participant - Cost of Operation | 0.46363 | 0.4676 | 0.47235 | 0.4802 | 0.49068 | 0.50303 | 0.51439 | 0.5245 | 0.53431 | 0.54382 | 0.55341 | 0.56274 | 0.57152 | 0.58031 | 0.58871 | 0.59733 | 0.60655 | 0.61582 | 0.62518 | 0.63457 | 0.64386 | 0.65302 | 0 | 0 | 0 | 0 | 0 | 0 | 0 | 0
F2_Commercial_Retail_New_Space Heating_Natural Gas_Unit Heater_E3 | F2 | Commercial | Retail | New | Space Heating | Natural Gas | Unit Heater | E3 | Participant - Cost of Operation | 0.42283 | 0.4272 | 0.43222 | 0.43966 | 0.44892 | 0.45948 | 0.46918 | 0.47774 | 0.48586 | 0.49388 | 0.50209 | 0.51026 | 0.51821 | 0.5266 | 0.53473 | 0.54307 | 0.55189 | 0.56079 | 0.56979 | 0.57886 | 0.5879 | 0.59687 | 0 | 0 | 0 | 0 | 0 | 0 | 0 | 0
F2_Commercial_Retail_New_Space Heating_Natural Gas_Unit Heater_E4 | F2 | Commercial | Retail | New | Space Heating | Natural Gas | Unit Heater | E4 | Participant - Cost of Operation | 0 | 0 | 0 | 0 | 0 | 0 | 0 | 0 | 0 | 0 | 0 | 0 | 0 | 0 | 0 | 0 | 0 | 0 | 0 | 0 | 0 | 0 | 0 | 0 | 0 | 0 | 0 | 0 | 0 | 0
F2_Commercial_Retail_New_Space Heating_Natural Gas_Unit Heater_E5 | F2 | Commercial | Retail | New | Space Heating | Natural Gas | Unit Heater | E5 | Participant - Cost of Operation | 0 | 0 | 0 | 0 | 0 | 0 | 0 | 0 | 0 | 0 | 0 | 0 | 0 | 0 | 0 | 0 | 0 | 0 | 0 | 0 | 0 | 0 | 0 | 0 | 0 | 0 | 0 | 0 | 0 | 0
F2_Commercial_Retail_New_Space Heating_Natural Gas_Unit Heater_E6 | F2 | Commercial | Retail | New | Space Heating | Natural Gas | Unit Heater | E6 | Participant - Cost of Operation | 0 | 0 | 0 | 0 | 0 | 0 | 0 | 0 | 0 | 0 | 0 | 0 | 0 | 0 | 0 | 0 | 0 | 0 | 0 | 0 | 0 | 0 | 0 | 0 | 0 | 0 | 0 | 0 | 0 | 0
F2_Commercial_Retail_New_Space Heating_Natural Gas_Unit Heater_E7 | F2 | Commercial | Retail | New | Space Heating | Natural Gas | Unit Heater | E7 | Participant - Cost of Operation | 0 | 0 | 0 | 0 | 0 | 0 | 0 | 0 | 0 | 0 | 0 | 0 | 0 | 0 | 0 | 0 | 0 | 0 | 0 | 0 | 0 | 0 | 0 | 0 | 0 | 0 | 0 | 0 | 0 | 0
F2_Commercial_Retail_New_Space Heating_Natural Gas_Unit Heater_E8 | F2 | Commercial | Retail | New | Space Heating | Natural Gas | Unit Heater | E8 | Participant - Cost of Operation | 0 | 0 | 0 | 0 | 0 | 0 | 0 | 0 | 0 | 0 | 0 | 0 | 0 | 0 | 0 | 0 | 0 | 0 | 0 | 0 | 0 | 0 | 0 | 0 | 0 | 0 | 0 | 0 | 0 | 0
F2_Commercial_Retail_New_Space Heating_Natural Gas_Unit Heater_E9 | F2 | Commercial | Retail | New | Space Heating | Natural Gas | Unit Heater | E9 | Participant - Cost of Operation | 0 | 0 | 0 | 0 | 0 | 0 | 0 | 0 | 0 | 0 | 0 | 0 | 0 | 0 | 0 | 0 | 0 | 0 | 0 | 0 | 0 | 0 | 0 | 0 | 0 | 0 | 0 | 0 | 0 | 0
F2_Commercial_Retail_New_Space Heating_Natural Gas_Unit Heater_E10 | F2 | Commercial | Retail | New | Space Heating | Natural Gas | Unit Heater | E10 | Participant - Cost of Operation | 0 | 0 | 0 | 0 | 0 | 0 | 0 | 0 | 0 | 0 | 0 | 0 | 0 | 0 | 0 | 0 | 0 | 0 | 0 | 0 | 0 | 0 | 0 | 0 | 0 | 0 | 0 | 0 | 0 | 0
F3_Commercial_Retail_New_Space Heating_Natural Gas_Unit Heater_E1 | F3 | Commercial | Retail | New | Space Heating | Natural Gas | Unit Heater | E1 | System - kBTUs of Conusmption | 45.6547 | 45.7911 | 45.9423 | 46.2899 | 46.5972 | 46.8563 | 47.0533 | 47.2487 | 47.4304 | 47.5463 | 47.5858 | 47.5771 | 47.5067 | 47.3718 | 47.2056 | 47.0436 | 46.8694 | 46.6832 | 46.4705 | 46.2657 | 46.0531 | 45.8345 | 0 | 0 | 0 | 0 | 0 | 0 | 0 | 0
F3_Commercial_Retail_New_Space Heating_Natural Gas_Unit Heater_E2 | F3 | Commercial | Retail | New | Space Heating | Natural Gas | Unit Heater | E2 | System - kBTUs of Conusmption | 43.4816 | 43.6116 | 43.7556 | 44.0866 | 44.3793 | 44.6261 | 44.8137 | 44.9998 | 45.1728 | 45.2833 | 45.3208 | 45.3125 | 45.2455 | 45.117 | 44.9587 | 44.8044 | 44.6385 | 44.4612 | 44.2587 | 44.0636 | 43.8611 | 43.6529 | 0 | 0 | 0 | 0 | 0 | 0 | 0 | 0
F3_Commercial_Retail_New_Space Heating_Natural Gas_Unit Heater_E3 | F3 | Commercial | Retail | New | Space Heating | Natural Gas | Unit Heater | E3 | System - kBTUs of Conusmption | 39.1241 | 39.2429 | 39.3692 | 39.628 | 39.8362 | 39.9941 | 40.0897 | 40.1642 | 40.2058 | 40.2162 | 40.1863 | 40.1361 | 40.0554 | 39.9637 | 39.8507 | 39.7405 | 39.6221 | 39.4955 | 39.3508 | 39.2116 | 39.067 | 38.9184 | 0 | 0 | 0 | 0 | 0 | 0 | 0 | 0
F3_Commercial_Retail_New_Space Heating_Natural Gas_Unit Heater_E4 | F3 | Commercial | Retail | New | Space Heating | Natural Gas | Unit Heater | E4 | System - kBTUs of Conusmption | 0 | 0 | 0 | 0 | 0 | 0 | 0 | 0 | 0 | 0 | 0 | 0 | 0 | 0 | 0 | 0 | 0 | 0 | 0 | 0 | 0 | 0 | 0 | 0 | 0 | 0 | 0 | 0 | 0 | 0
F3_Commercial_Retail_New_Space Heating_Natural Gas_Unit Heater_E5 | F3 | Commercial | Retail | New | Space Heating | Natural Gas | Unit Heater | E5 | System - kBTUs of Conusmption | 0 | 0 | 0 | 0 | 0 | 0 | 0 | 0 | 0 | 0 | 0 | 0 | 0 | 0 | 0 | 0 | 0 | 0 | 0 | 0 | 0 | 0 | 0 | 0 | 0 | 0 | 0 | 0 | 0 | 0
F3_Commercial_Retail_New_Space Heating_Natural Gas_Unit Heater_E6 | F3 | Commercial | Retail | New | Space Heating | Natural Gas | Unit Heater | E6 | System - kBTUs of Conusmption | 0 | 0 | 0 | 0 | 0 | 0 | 0 | 0 | 0 | 0 | 0 | 0 | 0 | 0 | 0 | 0 | 0 | 0 | 0 | 0 | 0 | 0 | 0 | 0 | 0 | 0 | 0 | 0 | 0 | 0
F3_Commercial_Retail_New_Space Heating_Natural Gas_Unit Heater_E7 | F3 | Commercial | Retail | New | Space Heating | Natural Gas | Unit Heater | E7 | System - kBTUs of Conusmption | 0 | 0 | 0 | 0 | 0 | 0 | 0 | 0 | 0 | 0 | 0 | 0 | 0 | 0 | 0 | 0 | 0 | 0 | 0 | 0 | 0 | 0 | 0 | 0 | 0 | 0 | 0 | 0 | 0 | 0
F3_Commercial_Retail_New_Space Heating_Natural Gas_Unit Heater_E8 | F3 | Commercial | Retail | New | Space Heating | Natural Gas | Unit Heater | E8 | System - kBTUs of Conusmption | 0 | 0 | 0 | 0 | 0 | 0 | 0 | 0 | 0 | 0 | 0 | 0 | 0 | 0 | 0 | 0 | 0 | 0 | 0 | 0 | 0 | 0 | 0 | 0 | 0 | 0 | 0 | 0 | 0 | 0
F3_Commercial_Retail_New_Space Heating_Natural Gas_Unit Heater_E9 | F3 | Commercial | Retail | New | Space Heating | Natural Gas | Unit Heater | E9 | System - kBTUs of Conusmption | 0 | 0 | 0 | 0 | 0 | 0 | 0 | 0 | 0 | 0 | 0 | 0 | 0 | 0 | 0 | 0 | 0 | 0 | 0 | 0 | 0 | 0 | 0 | 0 | 0 | 0 | 0 | 0 | 0 | 0
F3_Commercial_Retail_New_Space Heating_Natural Gas_Unit Heater_E10 | F3 | Commercial | Retail | New | Space Heating | Natural Gas | Unit Heater | E10 | System - kBTUs of Conusmption | 0 | 0 | 0 | 0 | 0 | 0 | 0 | 0 | 0 | 0 | 0 | 0 | 0 | 0 | 0 | 0 | 0 | 0 | 0 | 0 | 0 | 0 | 0 | 0 | 0 | 0 | 0 | 0 | 0 | 0
F4_Commercial_Retail_New_Space Heating_Natural Gas_Unit Heater_E1 | F4 | Commercial | Retail | New | Space Heating | Natural Gas | Unit Heater | E1 | Utility - Cost of Equipment | 0.034689 | 0.034689 | 0.034689 | 0.034689 | 0.034689 | 0.034689 | 0.034689 | 0.034689 | 0.034689 | 0.034689 | 0.034689 | 0.034689 | 0.034689 | 0.034689 | 0.034689 | 0.034689 | 0.034689 | 0.034689 | 0.034689 | 0.034689 | 0.034689 | 0.034689 | 0 | 0 | 0 | 0 | 0 | 0 | 0 | 0
F4_Commercial_Retail_New_Space Heating_Natural Gas_Unit Heater_E2 | F4 | Commercial | Retail | New | Space Heating | Natural Gas | Unit Heater | E2 | Utility - Cost of Equipment | 0.076078 | 0.076078 | 0.076078 | 0.076078 | 0.076078 | 0.076078 | 0.076078 | 0.076078 | 0.076078 | 0.076078 | 0.076078 | 0.076078 | 0.076078 | 0.076078 | 0.076078 | 0.076078 | 0.076078 | 0.076078 | 0.076078 | 0.076078 | 0.076078 | 0.076078 | 0 | 0 | 0 | 0 | 0 | 0 | 0 | 0
F4_Commercial_Retail_New_Space Heating_Natural Gas_Unit Heater_E3 | F4 | Commercial | Retail | New | Space Heating | Natural Gas | Unit Heater | E3 | Utility - Cost of Equipment | 0.040556 | 0.040556 | 0.040556 | 0.040556 | 0.040556 | 0.040556 | 0.040556 | 0.040556 | 0.040556 | 0.040556 | 0.040556 | 0.040556 | 0.040556 | 0.040556 | 0.040556 | 0.040556 | 0.040556 | 0.040556 | 0.040556 | 0.040556 | 0.040556 | 0.040556 | 0 | 0 | 0 | 0 | 0 | 0 | 0 | 0
F4_Commercial_Retail_New_Space Heating_Natural Gas_Unit Heater_E4 | F4 | Commercial | Retail | New | Space Heating | Natural Gas | Unit Heater | E4 | Utility - Cost of Equipment | 0 | 0 | 0 | 0 | 0 | 0 | 0 | 0 | 0 | 0 | 0 | 0 | 0 | 0 | 0 | 0 | 0 | 0 | 0 | 0 | 0 | 0 | 0 | 0 | 0 | 0 | 0 | 0 | 0 | 0
F4_Commercial_Retail_New_Space Heating_Natural Gas_Unit Heater_E5 | F4 | Commercial | Retail | New | Space Heating | Natural Gas | Unit Heater | E5 | Utility - Cost of Equipment | 0 | 0 | 0 | 0 | 0 | 0 | 0 | 0 | 0 | 0 | 0 | 0 | 0 | 0 | 0 | 0 | 0 | 0 | 0 | 0 | 0 | 0 | 0 | 0 | 0 | 0 | 0 | 0 | 0 | 0
F4_Commercial_Retail_New_Space Heating_Natural Gas_Unit Heater_E6 | F4 | Commercial | Retail | New | Space Heating | Natural Gas | Unit Heater | E6 | Utility - Cost of Equipment | 0 | 0 | 0 | 0 | 0 | 0 | 0 | 0 | 0 | 0 | 0 | 0 | 0 | 0 | 0 | 0 | 0 | 0 | 0 | 0 | 0 | 0 | 0 | 0 | 0 | 0 | 0 | 0 | 0 | 0
F4_Commercial_Retail_New_Space Heating_Natural Gas_Unit Heater_E7 | F4 | Commercial | Retail | New | Space Heating | Natural Gas | Unit Heater | E7 | Utility - Cost of Equipment | 0 | 0 | 0 | 0 | 0 | 0 | 0 | 0 | 0 | 0 | 0 | 0 | 0 | 0 | 0 | 0 | 0 | 0 | 0 | 0 | 0 | 0 | 0 | 0 | 0 | 0 | 0 | 0 | 0 | 0
F4_Commercial_Retail_New_Space Heating_Natural Gas_Unit Heater_E8 | F4 | Commercial | Retail | New | Space Heating | Natural Gas | Unit Heater | E8 | Utility - Cost of Equipment | 0 | 0 | 0 | 0 | 0 | 0 | 0 | 0 | 0 | 0 | 0 | 0 | 0 | 0 | 0 | 0 | 0 | 0 | 0 | 0 | 0 | 0 | 0 | 0 | 0 | 0 | 0 | 0 | 0 | 0
F4_Commercial_Retail_New_Space Heating_Natural Gas_Unit Heater_E9 | F4 | Commercial | Retail | New | Space Heating | Natural Gas | Unit Heater | E9 | Utility - Cost of Equipment | 0 | 0 | 0 | 0 | 0 | 0 | 0 | 0 | 0 | 0 | 0 | 0 | 0 | 0 | 0 | 0 | 0 | 0 | 0 | 0 | 0 | 0 | 0 | 0 | 0 | 0 | 0 | 0 | 0 | 0
F4_Commercial_Retail_New_Space Heating_Natural Gas_Unit Heater_E10 | F4 | Commercial | Retail | New | Space Heating | Natural Gas | Unit Heater | E10 | Utility - Cost of Equipment | 0 | 0 | 0 | 0 | 0 | 0 | 0 | 0 | 0 | 0 | 0 | 0 | 0 | 0 | 0 | 0 | 0 | 0 | 0 | 0 | 0 | 0 | 0 | 0 | 0 | 0 | 0 | 0 | 0 | 0
F5_Commercial_Retail_New_Space Heating_Natural Gas_Unit Heater_E1 | F5 | Commercial | Retail | New | Space Heating | Natural Gas | Unit Heater | E1 | Utility - Cost of Operation | 0.40632 | 0.4098 | 0.41396 | 0.42085 | 0.43003 | 0.44086 | 0.45081 | 0.45967 | 0.46826 | 0.4766 | 0.48501 | 0.49318 | 0.50087 | 0.50858 | 0.51594 | 0.52349 | 0.53157 | 0.5397 | 0.5479 | 0.55613 | 0.56428 | 0.5723 | 0 | 0 | 0 | 0 | 0 | 0 | 0 | 0
F5_Commercial_Retail_New_Space Heating_Natural Gas_Unit Heater_E2 | F5 | Commercial | Retail | New | Space Heating | Natural Gas | Unit Heater | E2 | Utility - Cost of Operation | 0.38698 | 0.39029 | 0.39426 | 0.40082 | 0.40956 | 0.41987 | 0.42935 | 0.43779 | 0.44597 | 0.45391 | 0.46192 | 0.46971 | 0.47703 | 0.48437 | 0.49139 | 0.49858 | 0.50627 | 0.51402 | 0.52182 | 0.52966 | 0.53742 | 0.54506 | 0 | 0 | 0 | 0 | 0 | 0 | 0 | 0
F5_Commercial_Retail_New_Space Heating_Natural Gas_Unit Heater_E3 | F5 | Commercial | Retail | New | Space Heating | Natural Gas | Unit Heater | E3 | Utility - Cost of Operation | 0.35293 | 0.35657 | 0.36076 | 0.36698 | 0.3747 | 0.38352 | 0.39162 | 0.39876 | 0.40553 | 0.41223 | 0.41908 | 0.4259 | 0.43254 | 0.43954 | 0.44633 | 0.45329 | 0.46065 | 0.46808 | 0.47559 | 0.48316 | 0.49071 | 0.4982 | 0 | 0 | 0 | 0 | 0 | 0 | 0 | 0
F5_Commercial_Retail_New_Space Heating_Natural Gas_Unit Heater_E4 | F5 | Commercial | Retail | New | Space Heating | Natural Gas | Unit Heater | E4 | Utility - Cost of Operation | 0 | 0 | 0 | 0 | 0 | 0 | 0 | 0 | 0 | 0 | 0 | 0 | 0 | 0 | 0 | 0 | 0 | 0 | 0 | 0 | 0 | 0 | 0 | 0 | 0 | 0 | 0 | 0 | 0 | 0
F5_Commercial_Retail_New_Space Heating_Natural Gas_Unit Heater_E5 | F5 | Commercial | Retail | New | Space Heating | Natural Gas | Unit Heater | E5 | Utility - Cost of Operation | 0 | 0 | 0 | 0 | 0 | 0 | 0 | 0 | 0 | 0 | 0 | 0 | 0 | 0 | 0 | 0 | 0 | 0 | 0 | 0 | 0 | 0 | 0 | 0 | 0 | 0 | 0 | 0 | 0 | 0
F5_Commercial_Retail_New_Space Heating_Natural Gas_Unit Heater_E6 | F5 | Commercial | Retail | New | Space Heating | Natural Gas | Unit Heater | E6 | Utility - Cost of Operation | 0 | 0 | 0 | 0 | 0 | 0 | 0 | 0 | 0 | 0 | 0 | 0 | 0 | 0 | 0 | 0 | 0 | 0 | 0 | 0 | 0 | 0 | 0 | 0 | 0 | 0 | 0 | 0 | 0 | 0
F5_Commercial_Retail_New_Space Heating_Natural Gas_Unit Heater_E7 | F5 | Commercial | Retail | New | Space Heating | Natural Gas | Unit Heater | E7 | Utility - Cost of Operation | 0 | 0 | 0 | 0 | 0 | 0 | 0 | 0 | 0 | 0 | 0 | 0 | 0 | 0 | 0 | 0 | 0 | 0 | 0 | 0 | 0 | 0 | 0 | 0 | 0 | 0 | 0 | 0 | 0 | 0
F5_Commercial_Retail_New_Space Heating_Natural Gas_Unit Heater_E8 | F5 | Commercial | Retail | New | Space Heating | Natural Gas | Unit Heater | E8 | Utility - Cost of Operation | 0 | 0 | 0 | 0 | 0 | 0 | 0 | 0 | 0 | 0 | 0 | 0 | 0 | 0 | 0 | 0 | 0 | 0 | 0 | 0 | 0 | 0 | 0 | 0 | 0 | 0 | 0 | 0 | 0 | 0
F5_Commercial_Retail_New_Space Heating_Natural Gas_Unit Heater_E9 | F5 | Commercial | Retail | New | Space Heating | Natural Gas | Unit Heater | E9 | Utility - Cost of Operation | 0 | 0 | 0 | 0 | 0 | 0 | 0 | 0 | 0 | 0 | 0 | 0 | 0 | 0 | 0 | 0 | 0 | 0 | 0 | 0 | 0 | 0 | 0 | 0 | 0 | 0 | 0 | 0 | 0 | 0
F5_Commercial_Retail_New_Space Heating_Natural Gas_Unit Heater_E10 | F5 | Commercial | Retail | New | Space Heating | Natural Gas | Unit Heater | E10 | Utility - Cost of Operation | 0 | 0 | 0 | 0 | 0 | 0 | 0 | 0 | 0 | 0 | 0 | 0 | 0 | 0 | 0 | 0 | 0 | 0 | 0 | 0 | 0 | 0 | 0 | 0 | 0 | 0 | 0 | 0 | 0 | 0
F6_Commercial_Retail_New_Space Heating_Natural Gas_Unit Heater_E1 | F6 | Commercial | Retail | New | Space Heating | Natural Gas | Unit Heater | E1 | Utility - Value of Sales | 0.4868 | 0.49097 | 0.49595 | 0.5042 | 0.5152 | 0.52817 | 0.5401 | 0.55071 | 0.56101 | 0.571 | 0.58107 | 0.59086 | 0.60008 | 0.60931 | 0.61813 | 0.62718 | 0.63686 | 0.6466 | 0.65642 | 0.66629 | 0.67604 | 0.68565 | 0 | 0 | 0 | 0 | 0 | 0 | 0 | 0
F6_Commercial_Retail_New_Space Heating_Natural Gas_Unit Heater_E2 | F6 | Commercial | Retail | New | Space Heating | Natural Gas | Unit Heater | E2 | Utility - Value of Sales | 0.46363 | 0.4676 | 0.47235 | 0.4802 | 0.49068 | 0.50303 | 0.51439 | 0.5245 | 0.53431 | 0.54382 | 0.55341 | 0.56274 | 0.57152 | 0.58031 | 0.58871 | 0.59733 | 0.60655 | 0.61582 | 0.62518 | 0.63457 | 0.64386 | 0.65302 | 0 | 0 | 0 | 0 | 0 | 0 | 0 | 0
F6_Commercial_Retail_New_Space Heating_Natural Gas_Unit Heater_E3 | F6 | Commercial | Retail | New | Space Heating | Natural Gas | Unit Heater | E3 | Utility - Value of Sales | 0.42283 | 0.4272 | 0.43222 | 0.43966 | 0.44892 | 0.45948 | 0.46918 | 0.47774 | 0.48586 | 0.49388 | 0.50209 | 0.51026 | 0.51821 | 0.5266 | 0.53473 | 0.54307 | 0.55189 | 0.56079 | 0.56979 | 0.57886 | 0.5879 | 0.59687 | 0 | 0 | 0 | 0 | 0 | 0 | 0 | 0
F6_Commercial_Retail_New_Space Heating_Natural Gas_Unit Heater_E4 | F6 | Commercial | Retail | New | Space Heating | Natural Gas | Unit Heater | E4 | Utility - Value of Sales | 0 | 0 | 0 | 0 | 0 | 0 | 0 | 0 | 0 | 0 | 0 | 0 | 0 | 0 | 0 | 0 | 0 | 0 | 0 | 0 | 0 | 0 | 0 | 0 | 0 | 0 | 0 | 0 | 0 | 0
F6_Commercial_Retail_New_Space Heating_Natural Gas_Unit Heater_E5 | F6 | Commercial | Retail | New | Space Heating | Natural Gas | Unit Heater | E5 | Utility - Value of Sales | 0 | 0 | 0 | 0 | 0 | 0 | 0 | 0 | 0 | 0 | 0 | 0 | 0 | 0 | 0 | 0 | 0 | 0 | 0 | 0 | 0 | 0 | 0 | 0 | 0 | 0 | 0 | 0 | 0 | 0
F6_Commercial_Retail_New_Space Heating_Natural Gas_Unit Heater_E6 | F6 | Commercial | Retail | New | Space Heating | Natural Gas | Unit Heater | E6 | Utility - Value of Sales | 0 | 0 | 0 | 0 | 0 | 0 | 0 | 0 | 0 | 0 | 0 | 0 | 0 | 0 | 0 | 0 | 0 | 0 | 0 | 0 | 0 | 0 | 0 | 0 | 0 | 0 | 0 | 0 | 0 | 0
F6_Commercial_Retail_New_Space Heating_Natural Gas_Unit Heater_E7 | F6 | Commercial | Retail | New | Space Heating | Natural Gas | Unit Heater | E7 | Utility - Value of Sales | 0 | 0 | 0 | 0 | 0 | 0 | 0 | 0 | 0 | 0 | 0 | 0 | 0 | 0 | 0 | 0 | 0 | 0 | 0 | 0 | 0 | 0 | 0 | 0 | 0 | 0 | 0 | 0 | 0 | 0
F6_Commercial_Retail_New_Space Heating_Natural Gas_Unit Heater_E8 | F6 | Commercial | Retail | New | Space Heating | Natural Gas | Unit Heater | E8 | Utility - Value of Sales | 0 | 0 | 0 | 0 | 0 | 0 | 0 | 0 | 0 | 0 | 0 | 0 | 0 | 0 | 0 | 0 | 0 | 0 | 0 | 0 | 0 | 0 | 0 | 0 | 0 | 0 | 0 | 0 | 0 | 0
F6_Commercial_Retail_New_Space Heating_Natural Gas_Unit Heater_E9 | F6 | Commercial | Retail | New | Space Heating | Natural Gas | Unit Heater | E9 | Utility - Value of Sales | 0 | 0 | 0 | 0 | 0 | 0 | 0 | 0 | 0 | 0 | 0 | 0 | 0 | 0 | 0 | 0 | 0 | 0 | 0 | 0 | 0 | 0 | 0 | 0 | 0 | 0 | 0 | 0 | 0 | 0
F6_Commercial_Retail_New_Space Heating_Natural Gas_Unit Heater_E10 | F6 | Commercial | Retail | New | Space Heating | Natural Gas | Unit Heater | E10 | Utility - Value of Sales | 0 | 0 | 0 | 0 | 0 | 0 | 0 | 0 | 0 | 0 | 0 | 0 | 0 | 0 | 0 | 0 | 0 | 0 | 0 | 0 | 0 | 0 | 0 | 0 | 0 | 0 | 0 | 0 | 0 | 0
F1_Commercial_Retail_New_Water Heating_Natural Gas_Water Heater_E1 | F1 | Commercial | Retail | New | Water Heating | Natural Gas | Water Heater | E1 | Participant - Cost of Equipment | 0.013048 | 0.013048 | 0.013048 | 0.013048 | 0.013048 | 0.013048 | 0.013048 | 0.013048 | 0.013048 | 0.013048 | 0.013048 | 0.013048 | 0.013048 | 0.013048 | 0.013048 | 0.013048 | 0.013048 | 0.013048 | 0.013048 | 0.013048 | 0.013048 | 0.013048 | 0 | 0 | 0 | 0 | 0 | 0 | 0 | 0
F1_Commercial_Retail_New_Water Heating_Natural Gas_Water Heater_E2 | F1 | Commercial | Retail | New | Water Heating | Natural Gas | Water Heater | E2 | Participant - Cost of Equipment | 0.012923 | 0.012923 | 0.012923 | 0.012923 | 0.012923 | 0.012923 | 0.012923 | 0.012923 | 0.012923 | 0.012923 | 0.012923 | 0.012923 | 0.012923 | 0.012923 | 0.012923 | 0.012923 | 0.012923 | 0.012923 | 0.012923 | 0.012923 | 0.012923 | 0.012923 | 0 | 0 | 0 | 0 | 0 | 0 | 0 | 0
F1_Commercial_Retail_New_Water Heating_Natural Gas_Water Heater_E3 | F1 | Commercial | Retail | New | Water Heating | Natural Gas | Water Heater | E3 | Participant - Cost of Equipment | 0.013192 | 0.013192 | 0.013192 | 0.013192 | 0.013192 | 0.013192 | 0.013192 | 0.013192 | 0.013192 | 0.013192 | 0.013192 | 0.013192 | 0.013192 | 0.013192 | 0.013192 | 0.013192 | 0.013192 | 0.013192 | 0.013192 | 0.013192 | 0.013192 | 0.013192 | 0 | 0 | 0 | 0 | 0 | 0 | 0 | 0
F1_Commercial_Retail_New_Water Heating_Natural Gas_Water Heater_E4 | F1 | Commercial | Retail | New | Water Heating | Natural Gas | Water Heater | E4 | Participant - Cost of Equipment | 0.010531 | 0.010531 | 0.010531 | 0.010531 | 0.010531 | 0.010531 | 0.010531 | 0.010531 | 0.010531 | 0.010531 | 0.010531 | 0.010531 | 0.010531 | 0.010531 | 0.010531 | 0.010531 | 0.010531 | 0.010531 | 0.010531 | 0.010531 | 0.010531 | 0.010531 | 0 | 0 | 0 | 0 | 0 | 0 | 0 | 0
F1_Commercial_Retail_New_Water Heating_Natural Gas_Water Heater_E5 | F1 | Commercial | Retail | New | Water Heating | Natural Gas | Water Heater | E5 | Participant - Cost of Equipment | 0 | 0 | 0 | 0 | 0 | 0 | 0 | 0 | 0 | 0 | 0 | 0 | 0 | 0 | 0 | 0 | 0 | 0 | 0 | 0 | 0 | 0 | 0 | 0 | 0 | 0 | 0 | 0 | 0 | 0
F1_Commercial_Retail_New_Water Heating_Natural Gas_Water Heater_E6 | F1 | Commercial | Retail | New | Water Heating | Natural Gas | Water Heater | E6 | Participant - Cost of Equipment | 0 | 0 | 0 | 0 | 0 | 0 | 0 | 0 | 0 | 0 | 0 | 0 | 0 | 0 | 0 | 0 | 0 | 0 | 0 | 0 | 0 | 0 | 0 | 0 | 0 | 0 | 0 | 0 | 0 | 0
F1_Commercial_Retail_New_Water Heating_Natural Gas_Water Heater_E7 | F1 | Commercial | Retail | New | Water Heating | Natural Gas | Water Heater | E7 | Participant - Cost of Equipment | 0 | 0 | 0 | 0 | 0 | 0 | 0 | 0 | 0 | 0 | 0 | 0 | 0 | 0 | 0 | 0 | 0 | 0 | 0 | 0 | 0 | 0 | 0 | 0 | 0 | 0 | 0 | 0 | 0 | 0
F1_Commercial_Retail_New_Water Heating_Natural Gas_Water Heater_E8 | F1 | Commercial | Retail | New | Water Heating | Natural Gas | Water Heater | E8 | Participant - Cost of Equipment | 0 | 0 | 0 | 0 | 0 | 0 | 0 | 0 | 0 | 0 | 0 | 0 | 0 | 0 | 0 | 0 | 0 | 0 | 0 | 0 | 0 | 0 | 0 | 0 | 0 | 0 | 0 | 0 | 0 | 0
F1_Commercial_Retail_New_Water Heating_Natural Gas_Water Heater_E9 | F1 | Commercial | Retail | New | Water Heating | Natural Gas | Water Heater | E9 | Participant - Cost of Equipment | 0 | 0 | 0 | 0 | 0 | 0 | 0 | 0 | 0 | 0 | 0 | 0 | 0 | 0 | 0 | 0 | 0 | 0 | 0 | 0 | 0 | 0 | 0 | 0 | 0 | 0 | 0 | 0 | 0 | 0
F1_Commercial_Retail_New_Water Heating_Natural Gas_Water Heater_E10 | F1 | Commercial | Retail | New | Water Heating | Natural Gas | Water Heater | E10 | Participant - Cost of Equipment | 0 | 0 | 0 | 0 | 0 | 0 | 0 | 0 | 0 | 0 | 0 | 0 | 0 | 0 | 0 | 0 | 0 | 0 | 0 | 0 | 0 | 0 | 0 | 0 | 0 | 0 | 0 | 0 | 0 | 0
F2_Commercial_Retail_New_Water Heating_Natural Gas_Water Heater_E1 | F2 | Commercial | Retail | New | Water Heating | Natural Gas | Water Heater | E1 | Participant - Cost of Operation | 0.13616 | 0.13707 | 0.13824 | 0.14051 | 0.14367 | 0.14746 | 0.1509 | 0.15385 | 0.15665 | 0.15951 | 0.16257 | 0.16556 | 0.16838 | 0.17123 | 0.17374 | 0.17612 | 0.17869 | 0.18128 | 0.18388 | 0.18647 | 0.18902 | 0.19151 | 0 | 0 | 0 | 0 | 0 | 0 | 0 | 0
F2_Commercial_Retail_New_Water Heating_Natural Gas_Water Heater_E2 | F2 | Commercial | Retail | New | Water Heating | Natural Gas | Water Heater | E2 | Participant - Cost of Operation | 0.12481 | 0.12565 | 0.12672 | 0.1288 | 0.13169 | 0.13517 | 0.13833 | 0.14103 | 0.1436 | 0.14622 | 0.14902 | 0.15176 | 0.15435 | 0.15696 | 0.15926 | 0.16144 | 0.1638 | 0.16617 | 0.16855 | 0.17094 | 0.17327 | 0.17555 | 0 | 0 | 0 | 0 | 0 | 0 | 0 | 0
F2_Commercial_Retail_New_Water Heating_Natural Gas_Water Heater_E3 | F2 | Commercial | Retail | New | Water Heating | Natural Gas | Water Heater | E3 | Participant - Cost of Operation | 0.12227 | 0.12308 | 0.12414 | 0.12618 | 0.12901 | 0.13241 | 0.1355 | 0.13815 | 0.14067 | 0.14323 | 0.14598 | 0.14866 | 0.1512 | 0.15375 | 0.15601 | 0.15815 | 0.16046 | 0.16278 | 0.16511 | 0.16745 | 0.16974 | 0.17197 | 0 | 0 | 0 | 0 | 0 | 0 | 0 | 0
F2_Commercial_Retail_New_Water Heating_Natural Gas_Water Heater_E4 | F2 | Commercial | Retail | New | Water Heating | Natural Gas | Water Heater | E4 | Participant - Cost of Operation | 0.081726 | 0.082474 | 0.083357 | 0.084756 | 0.086591 | 0.088747 | 0.090745 | 0.092484 | 0.094115 | 0.095715 | 0.097348 | 0.09896 | 0.10051 | 0.10208 | 0.1036 | 0.10515 | 0.10681 | 0.10848 | 0.11016 | 0.11185 | 0.11353 | 0.11519 | 0 | 0 | 0 | 0 | 0 | 0 | 0 | 0
F2_Commercial_Retail_New_Water Heating_Natural Gas_Water Heater_E5 | F2 | Commercial | Retail | New | Water Heating | Natural Gas | Water Heater | E5 | Participant - Cost of Operation | 0 | 0 | 0 | 0 | 0 | 0 | 0 | 0 | 0 | 0 | 0 | 0 | 0 | 0 | 0 | 0 | 0 | 0 | 0 | 0 | 0 | 0 | 0 | 0 | 0 | 0 | 0 | 0 | 0 | 0
F2_Commercial_Retail_New_Water Heating_Natural Gas_Water Heater_E6 | F2 | Commercial | Retail | New | Water Heating | Natural Gas | Water Heater | E6 | Participant - Cost of Operation | 0 | 0 | 0 | 0 | 0 | 0 | 0 | 0 | 0 | 0 | 0 | 0 | 0 | 0 | 0 | 0 | 0 | 0 | 0 | 0 | 0 | 0 | 0 | 0 | 0 | 0 | 0 | 0 | 0 | 0
F2_Commercial_Retail_New_Water Heating_Natural Gas_Water Heater_E7 | F2 | Commercial | Retail | New | Water Heating | Natural Gas | Water Heater | E7 | Participant - Cost of Operation | 0 | 0 | 0 | 0 | 0 | 0 | 0 | 0 | 0 | 0 | 0 | 0 | 0 | 0 | 0 | 0 | 0 | 0 | 0 | 0 | 0 | 0 | 0 | 0 | 0 | 0 | 0 | 0 | 0 | 0
F2_Commercial_Retail_New_Water Heating_Natural Gas_Water Heater_E8 | F2 | Commercial | Retail | New | Water Heating | Natural Gas | Water Heater | E8 | Participant - Cost of Operation | 0 | 0 | 0 | 0 | 0 | 0 | 0 | 0 | 0 | 0 | 0 | 0 | 0 | 0 | 0 | 0 | 0 | 0 | 0 | 0 | 0 | 0 | 0 | 0 | 0 | 0 | 0 | 0 | 0 | 0
F2_Commercial_Retail_New_Water Heating_Natural Gas_Water Heater_E9 | F2 | Commercial | Retail | New | Water Heating | Natural Gas | Water Heater | E9 | Participant - Cost of Operation | 0 | 0 | 0 | 0 | 0 | 0 | 0 | 0 | 0 | 0 | 0 | 0 | 0 | 0 | 0 | 0 | 0 | 0 | 0 | 0 | 0 | 0 | 0 | 0 | 0 | 0 | 0 | 0 | 0 | 0
F2_Commercial_Retail_New_Water Heating_Natural Gas_Water Heater_E10 | F2 | Commercial | Retail | New | Water Heating | Natural Gas | Water Heater | E10 | Participant - Cost of Operation | 0 | 0 | 0 | 0 | 0 | 0 | 0 | 0 | 0 | 0 | 0 | 0 | 0 | 0 | 0 | 0 | 0 | 0 | 0 | 0 | 0 | 0 | 0 | 0 | 0 | 0 | 0 | 0 | 0 | 0
F3_Commercial_Retail_New_Water Heating_Natural Gas_Water Heater_E1 | F3 | Commercial | Retail | New | Water Heating | Natural Gas | Water Heater | E1 | System - kBTUs of Conusmption | 12.9011 | 12.9358 | 12.9778 | 13.0867 | 13.1816 | 13.262 | 13.3231 | 13.3832 | 13.4384 | 13.4887 | 13.5306 | 13.5562 | 13.5615 | 13.5469 | 13.5067 | 13.4514 | 13.392 | 13.3285 | 13.256 | 13.1862 | 13.1136 | 13.0391 | 0 | 0 | 0 | 0 | 0 | 0 | 0 | 0
F3_Commercial_Retail_New_Water Heating_Natural Gas_Water Heater_E2 | F3 | Commercial | Retail | New | Water Heating | Natural Gas | Water Heater | E2 | System - kBTUs of Conusmption | 11.826 | 11.8578 | 11.8963 | 11.9961 | 12.0831 | 12.1568 | 12.2128 | 12.268 | 12.3186 | 12.3647 | 12.4031 | 12.4265 | 12.4314 | 12.418 | 12.3811 | 12.3305 | 12.276 | 12.2178 | 12.1513 | 12.0873 | 12.0208 | 11.9525 | 0 | 0 | 0 | 0 | 0 | 0 | 0 | 0
F3_Commercial_Retail_New_Water Heating_Natural Gas_Water Heater_E3 | F3 | Commercial | Retail | New | Water Heating | Natural Gas | Water Heater | E3 | System - kBTUs of Conusmption | 11.5847 | 11.6158 | 11.6535 | 11.7513 | 11.8365 | 11.9087 | 11.9636 | 12.0176 | 12.0672 | 12.1123 | 12.15 | 12.1729 | 12.1777 | 12.1646 | 12.1284 | 12.0788 | 12.0255 | 11.9685 | 11.9034 | 11.8406 | 11.7755 | 11.7086 | 0 | 0 | 0 | 0 | 0 | 0 | 0 | 0
F3_Commercial_Retail_New_Water Heating_Natural Gas_Water Heater_E4 | F3 | Commercial | Retail | New | Water Heating | Natural Gas | Water Heater | E4 | System - kBTUs of Conusmption | 7.6341 | 7.6571 | 7.6824 | 7.7379 | 7.7864 | 7.8275 | 7.8592 | 7.8855 | 7.9039 | 7.914 | 7.9142 | 7.9088 | 7.8958 | 7.8751 | 7.8495 | 7.8245 | 7.7977 | 7.7691 | 7.7364 | 7.7048 | 7.6721 | 7.6385 | 0 | 0 | 0 | 0 | 0 | 0 | 0 | 0
F3_Commercial_Retail_New_Water Heating_Natural Gas_Water Heater_E5 | F3 | Commercial | Retail | New | Water Heating | Natural Gas | Water Heater | E5 | System - kBTUs of Conusmption | 0 | 0 | 0 | 0 | 0 | 0 | 0 | 0 | 0 | 0 | 0 | 0 | 0 | 0 | 0 | 0 | 0 | 0 | 0 | 0 | 0 | 0 | 0 | 0 | 0 | 0 | 0 | 0 | 0 | 0
F3_Commercial_Retail_New_Water Heating_Natural Gas_Water Heater_E6 | F3 | Commercial | Retail | New | Water Heating | Natural Gas | Water Heater | E6 | System - kBTUs of Conusmption | 0 | 0 | 0 | 0 | 0 | 0 | 0 | 0 | 0 | 0 | 0 | 0 | 0 | 0 | 0 | 0 | 0 | 0 | 0 | 0 | 0 | 0 | 0 | 0 | 0 | 0 | 0 | 0 | 0 | 0
F3_Commercial_Retail_New_Water Heating_Natural Gas_Water Heater_E7 | F3 | Commercial | Retail | New | Water Heating | Natural Gas | Water Heater | E7 | System - kBTUs of Conusmption | 0 | 0 | 0 | 0 | 0 | 0 | 0 | 0 | 0 | 0 | 0 | 0 | 0 | 0 | 0 | 0 | 0 | 0 | 0 | 0 | 0 | 0 | 0 | 0 | 0 | 0 | 0 | 0 | 0 | 0
F3_Commercial_Retail_New_Water Heating_Natural Gas_Water Heater_E8 | F3 | Commercial | Retail | New | Water Heating | Natural Gas | Water Heater | E8 | System - kBTUs of Conusmption | 0 | 0 | 0 | 0 | 0 | 0 | 0 | 0 | 0 | 0 | 0 | 0 | 0 | 0 | 0 | 0 | 0 | 0 | 0 | 0 | 0 | 0 | 0 | 0 | 0 | 0 | 0 | 0 | 0 | 0
F3_Commercial_Retail_New_Water Heating_Natural Gas_Water Heater_E9 | F3 | Commercial | Retail | New | Water Heating | Natural Gas | Water Heater | E9 | System - kBTUs of Conusmption | 0 | 0 | 0 | 0 | 0 | 0 | 0 | 0 | 0 | 0 | 0 | 0 | 0 | 0 | 0 | 0 | 0 | 0 | 0 | 0 | 0 | 0 | 0 | 0 | 0 | 0 | 0 | 0 | 0 | 0
F3_Commercial_Retail_New_Water Heating_Natural Gas_Water Heater_E10 | F3 | Commercial | Retail | New | Water Heating | Natural Gas | Water Heater | E10 | System - kBTUs of Conusmption | 0 | 0 | 0 | 0 | 0 | 0 | 0 | 0 | 0 | 0 | 0 | 0 | 0 | 0 | 0 | 0 | 0 | 0 | 0 | 0 | 0 | 0 | 0 | 0 | 0 | 0 | 0 | 0 | 0 | 0
F4_Commercial_Retail_New_Water Heating_Natural Gas_Water Heater_E1 | F4 | Commercial | Retail | New | Water Heating | Natural Gas | Water Heater | E1 | Utility - Cost of Equipment | 0.013048 | 0.013048 | 0.013048 | 0.013048 | 0.013048 | 0.013048 | 0.013048 | 0.013048 | 0.013048 | 0.013048 | 0.013048 | 0.013048 | 0.013048 | 0.013048 | 0.013048 | 0.013048 | 0.013048 | 0.013048 | 0.013048 | 0.013048 | 0.013048 | 0.013048 | 0 | 0 | 0 | 0 | 0 | 0 | 0 | 0
F4_Commercial_Retail_New_Water Heating_Natural Gas_Water Heater_E2 | F4 | Commercial | Retail | New | Water Heating | Natural Gas | Water Heater | E2 | Utility - Cost of Equipment | 0.012923 | 0.012923 | 0.012923 | 0.012923 | 0.012923 | 0.012923 | 0.012923 | 0.012923 | 0.012923 | 0.012923 | 0.012923 | 0.012923 | 0.012923 | 0.012923 | 0.012923 | 0.012923 | 0.012923 | 0.012923 | 0.012923 | 0.012923 | 0.012923 | 0.012923 | 0 | 0 | 0 | 0 | 0 | 0 | 0 | 0
F4_Commercial_Retail_New_Water Heating_Natural Gas_Water Heater_E3 | F4 | Commercial | Retail | New | Water Heating | Natural Gas | Water Heater | E3 | Utility - Cost of Equipment | 0.013192 | 0.013192 | 0.013192 | 0.013192 | 0.013192 | 0.013192 | 0.013192 | 0.013192 | 0.013192 | 0.013192 | 0.013192 | 0.013192 | 0.013192 | 0.013192 | 0.013192 | 0.013192 | 0.013192 | 0.013192 | 0.013192 | 0.013192 | 0.013192 | 0.013192 | 0 | 0 | 0 | 0 | 0 | 0 | 0 | 0
F4_Commercial_Retail_New_Water Heating_Natural Gas_Water Heater_E4 | F4 | Commercial | Retail | New | Water Heating | Natural Gas | Water Heater | E4 | Utility - Cost of Equipment | 0.010531 | 0.010531 | 0.010531 | 0.010531 | 0.010531 | 0.010531 | 0.010531 | 0.010531 | 0.010531 | 0.010531 | 0.010531 | 0.010531 | 0.010531 | 0.010531 | 0.010531 | 0.010531 | 0.010531 | 0.010531 | 0.010531 | 0.010531 | 0.010531 | 0.010531 | 0 | 0 | 0 | 0 | 0 | 0 | 0 | 0
F4_Commercial_Retail_New_Water Heating_Natural Gas_Water Heater_E5 | F4 | Commercial | Retail | New | Water Heating | Natural Gas | Water Heater | E5 | Utility - Cost of Equipment | 0 | 0 | 0 | 0 | 0 | 0 | 0 | 0 | 0 | 0 | 0 | 0 | 0 | 0 | 0 | 0 | 0 | 0 | 0 | 0 | 0 | 0 | 0 | 0 | 0 | 0 | 0 | 0 | 0 | 0
F4_Commercial_Retail_New_Water Heating_Natural Gas_Water Heater_E6 | F4 | Commercial | Retail | New | Water Heating | Natural Gas | Water Heater | E6 | Utility - Cost of Equipment | 0 | 0 | 0 | 0 | 0 | 0 | 0 | 0 | 0 | 0 | 0 | 0 | 0 | 0 | 0 | 0 | 0 | 0 | 0 | 0 | 0 | 0 | 0 | 0 | 0 | 0 | 0 | 0 | 0 | 0
F4_Commercial_Retail_New_Water Heating_Natural Gas_Water Heater_E7 | F4 | Commercial | Retail | New | Water Heating | Natural Gas | Water Heater | E7 | Utility - Cost of Equipment | 0 | 0 | 0 | 0 | 0 | 0 | 0 | 0 | 0 | 0 | 0 | 0 | 0 | 0 | 0 | 0 | 0 | 0 | 0 | 0 | 0 | 0 | 0 | 0 | 0 | 0 | 0 | 0 | 0 | 0
F4_Commercial_Retail_New_Water Heating_Natural Gas_Water Heater_E8 | F4 | Commercial | Retail | New | Water Heating | Natural Gas | Water Heater | E8 | Utility - Cost of Equipment | 0 | 0 | 0 | 0 | 0 | 0 | 0 | 0 | 0 | 0 | 0 | 0 | 0 | 0 | 0 | 0 | 0 | 0 | 0 | 0 | 0 | 0 | 0 | 0 | 0 | 0 | 0 | 0 | 0 | 0
F4_Commercial_Retail_New_Water Heating_Natural Gas_Water Heater_E9 | F4 | Commercial | Retail | New | Water Heating | Natural Gas | Water Heater | E9 | Utility - Cost of Equipment | 0 | 0 | 0 | 0 | 0 | 0 | 0 | 0 | 0 | 0 | 0 | 0 | 0 | 0 | 0 | 0 | 0 | 0 | 0 | 0 | 0 | 0 | 0 | 0 | 0 | 0 | 0 | 0 | 0 | 0
F4_Commercial_Retail_New_Water Heating_Natural Gas_Water Heater_E10 | F4 | Commercial | Retail | New | Water Heating | Natural Gas | Water Heater | E10 | Utility - Cost of Equipment | 0 | 0 | 0 | 0 | 0 | 0 | 0 | 0 | 0 | 0 | 0 | 0 | 0 | 0 | 0 | 0 | 0 | 0 | 0 | 0 | 0 | 0 | 0 | 0 | 0 | 0 | 0 | 0 | 0 | 0
F5_Commercial_Retail_New_Water Heating_Natural Gas_Water Heater_E1 | F5 | Commercial | Retail | New | Water Heating | Natural Gas | Water Heater | E1 | Utility - Cost of Operation | 0.11365 | 0.11441 | 0.11539 | 0.11728 | 0.11991 | 0.12308 | 0.12595 | 0.12842 | 0.13075 | 0.13314 | 0.1357 | 0.13819 | 0.14055 | 0.14292 | 0.14502 | 0.147 | 0.14915 | 0.15131 | 0.15348 | 0.15565 | 0.15777 | 0.15985 | 0 | 0 | 0 | 0 | 0 | 0 | 0 | 0
F5_Commercial_Retail_New_Water Heating_Natural Gas_Water Heater_E2 | F5 | Commercial | Retail | New | Water Heating | Natural Gas | Water Heater | E2 | Utility - Cost of Operation | 0.10418 | 0.10487 | 0.10577 | 0.10751 | 0.10992 | 0.11282 | 0.11546 | 0.11771 | 0.11986 | 0.12204 | 0.12439 | 0.12667 | 0.12883 | 0.13101 | 0.13293 | 0.13475 | 0.13672 | 0.1387 | 0.14069 | 0.14268 | 0.14463 | 0.14653 | 0 | 0 | 0 | 0 | 0 | 0 | 0 | 0
F5_Commercial_Retail_New_Water Heating_Natural Gas_Water Heater_E3 | F5 | Commercial | Retail | New | Water Heating | Natural Gas | Water Heater | E3 | Utility - Cost of Operation | 0.10205 | 0.10273 | 0.10361 | 0.10532 | 0.10768 | 0.11052 | 0.1131 | 0.11531 | 0.11741 | 0.11955 | 0.12185 | 0.12409 | 0.1262 | 0.12834 | 0.13022 | 0.132 | 0.13393 | 0.13587 | 0.13782 | 0.13976 | 0.14168 | 0.14354 | 0 | 0 | 0 | 0 | 0 | 0 | 0 | 0
F5_Commercial_Retail_New_Water Heating_Natural Gas_Water Heater_E4 | F5 | Commercial | Retail | New | Water Heating | Natural Gas | Water Heater | E4 | Utility - Cost of Operation | 0.068215 | 0.06884 | 0.069576 | 0.070744 | 0.072276 | 0.074075 | 0.075743 | 0.077194 | 0.078556 | 0.079892 | 0.081254 | 0.0826 | 0.083891 | 0.085208 | 0.086473 | 0.08777 | 0.089151 | 0.090544 | 0.091949 | 0.093362 | 0.094763 | 0.096149 | 0 | 0 | 0 | 0 | 0 | 0 | 0 | 0
F5_Commercial_Retail_New_Water Heating_Natural Gas_Water Heater_E5 | F5 | Commercial | Retail | New | Water Heating | Natural Gas | Water Heater | E5 | Utility - Cost of Operation | 0 | 0 | 0 | 0 | 0 | 0 | 0 | 0 | 0 | 0 | 0 | 0 | 0 | 0 | 0 | 0 | 0 | 0 | 0 | 0 | 0 | 0 | 0 | 0 | 0 | 0 | 0 | 0 | 0 | 0
F5_Commercial_Retail_New_Water Heating_Natural Gas_Water Heater_E6 | F5 | Commercial | Retail | New | Water Heating | Natural Gas | Water Heater | E6 | Utility - Cost of Operation | 0 | 0 | 0 | 0 | 0 | 0 | 0 | 0 | 0 | 0 | 0 | 0 | 0 | 0 | 0 | 0 | 0 | 0 | 0 | 0 | 0 | 0 | 0 | 0 | 0 | 0 | 0 | 0 | 0 | 0
F5_Commercial_Retail_New_Water Heating_Natural Gas_Water Heater_E7 | F5 | Commercial | Retail | New | Water Heating | Natural Gas | Water Heater | E7 | Utility - Cost of Operation | 0 | 0 | 0 | 0 | 0 | 0 | 0 | 0 | 0 | 0 | 0 | 0 | 0 | 0 | 0 | 0 | 0 | 0 | 0 | 0 | 0 | 0 | 0 | 0 | 0 | 0 | 0 | 0 | 0 | 0
F5_Commercial_Retail_New_Water Heating_Natural Gas_Water Heater_E8 | F5 | Commercial | Retail | New | Water Heating | Natural Gas | Water Heater | E8 | Utility - Cost of Operation | 0 | 0 | 0 | 0 | 0 | 0 | 0 | 0 | 0 | 0 | 0 | 0 | 0 | 0 | 0 | 0 | 0 | 0 | 0 | 0 | 0 | 0 | 0 | 0 | 0 | 0 | 0 | 0 | 0 | 0
F5_Commercial_Retail_New_Water Heating_Natural Gas_Water Heater_E9 | F5 | Commercial | Retail | New | Water Heating | Natural Gas | Water Heater | E9 | Utility - Cost of Operation | 0 | 0 | 0 | 0 | 0 | 0 | 0 | 0 | 0 | 0 | 0 | 0 | 0 | 0 | 0 | 0 | 0 | 0 | 0 | 0 | 0 | 0 | 0 | 0 | 0 | 0 | 0 | 0 | 0 | 0
F5_Commercial_Retail_New_Water Heating_Natural Gas_Water Heater_E10 | F5 | Commercial | Retail | New | Water Heating | Natural Gas | Water Heater | E10 | Utility - Cost of Operation | 0 | 0 | 0 | 0 | 0 | 0 | 0 | 0 | 0 | 0 | 0 | 0 | 0 | 0 | 0 | 0 | 0 | 0 | 0 | 0 | 0 | 0 | 0 | 0 | 0 | 0 | 0 | 0 | 0 | 0
F6_Commercial_Retail_New_Water Heating_Natural Gas_Water Heater_E1 | F6 | Commercial | Retail | New | Water Heating | Natural Gas | Water Heater | E1 | Utility - Value of Sales | 0.13616 | 0.13707 | 0.13824 | 0.14051 | 0.14367 | 0.14746 | 0.1509 | 0.15385 | 0.15665 | 0.15951 | 0.16257 | 0.16556 | 0.16838 | 0.17123 | 0.17374 | 0.17612 | 0.17869 | 0.18128 | 0.18388 | 0.18647 | 0.18902 | 0.19151 | 0 | 0 | 0 | 0 | 0 | 0 | 0 | 0
F6_Commercial_Retail_New_Water Heating_Natural Gas_Water Heater_E2 | F6 | Commercial | Retail | New | Water Heating | Natural Gas | Water Heater | E2 | Utility - Value of Sales | 0.12481 | 0.12565 | 0.12672 | 0.1288 | 0.13169 | 0.13517 | 0.13833 | 0.14103 | 0.1436 | 0.14622 | 0.14902 | 0.15176 | 0.15435 | 0.15696 | 0.15926 | 0.16144 | 0.1638 | 0.16617 | 0.16855 | 0.17094 | 0.17327 | 0.17555 | 0 | 0 | 0 | 0 | 0 | 0 | 0 | 0
F6_Commercial_Retail_New_Water Heating_Natural Gas_Water Heater_E3 | F6 | Commercial | Retail | New | Water Heating | Natural Gas | Water Heater | E3 | Utility - Value of Sales | 0.12227 | 0.12308 | 0.12414 | 0.12618 | 0.12901 | 0.13241 | 0.1355 | 0.13815 | 0.14067 | 0.14323 | 0.14598 | 0.14866 | 0.1512 | 0.15375 | 0.15601 | 0.15815 | 0.16046 | 0.16278 | 0.16511 | 0.16745 | 0.16974 | 0.17197 | 0 | 0 | 0 | 0 | 0 | 0 | 0 | 0
F6_Commercial_Retail_New_Water Heating_Natural Gas_Water Heater_E4 | F6 | Commercial | Retail | New | Water Heating | Natural Gas | Water Heater | E4 | Utility - Value of Sales | 0.081726 | 0.082474 | 0.083357 | 0.084756 | 0.086591 | 0.088747 | 0.090745 | 0.092484 | 0.094115 | 0.095715 | 0.097348 | 0.09896 | 0.10051 | 0.10208 | 0.1036 | 0.10515 | 0.10681 | 0.10848 | 0.11016 | 0.11185 | 0.11353 | 0.11519 | 0 | 0 | 0 | 0 | 0 | 0 | 0 | 0
F6_Commercial_Retail_New_Water Heating_Natural Gas_Water Heater_E5 | F6 | Commercial | Retail | New | Water Heating | Natural Gas | Water Heater | E5 | Utility - Value of Sales | 0 | 0 | 0 | 0 | 0 | 0 | 0 | 0 | 0 | 0 | 0 | 0 | 0 | 0 | 0 | 0 | 0 | 0 | 0 | 0 | 0 | 0 | 0 | 0 | 0 | 0 | 0 | 0 | 0 | 0
F6_Commercial_Retail_New_Water Heating_Natural Gas_Water Heater_E6 | F6 | Commercial | Retail | New | Water Heating | Natural Gas | Water Heater | E6 | Utility - Value of Sales | 0 | 0 | 0 | 0 | 0 | 0 | 0 | 0 | 0 | 0 | 0 | 0 | 0 | 0 | 0 | 0 | 0 | 0 | 0 | 0 | 0 | 0 | 0 | 0 | 0 | 0 | 0 | 0 | 0 | 0
F6_Commercial_Retail_New_Water Heating_Natural Gas_Water Heater_E7 | F6 | Commercial | Retail | New | Water Heating | Natural Gas | Water Heater | E7 | Utility - Value of Sales | 0 | 0 | 0 | 0 | 0 | 0 | 0 | 0 | 0 | 0 | 0 | 0 | 0 | 0 | 0 | 0 | 0 | 0 | 0 | 0 | 0 | 0 | 0 | 0 | 0 | 0 | 0 | 0 | 0 | 0
F6_Commercial_Retail_New_Water Heating_Natural Gas_Water Heater_E8 | F6 | Commercial | Retail | New | Water Heating | Natural Gas | Water Heater | E8 | Utility - Value of Sales | 0 | 0 | 0 | 0 | 0 | 0 | 0 | 0 | 0 | 0 | 0 | 0 | 0 | 0 | 0 | 0 | 0 | 0 | 0 | 0 | 0 | 0 | 0 | 0 | 0 | 0 | 0 | 0 | 0 | 0
F6_Commercial_Retail_New_Water Heating_Natural Gas_Water Heater_E9 | F6 | Commercial | Retail | New | Water Heating | Natural Gas | Water Heater | E9 | Utility - Value of Sales | 0 | 0 | 0 | 0 | 0 | 0 | 0 | 0 | 0 | 0 | 0 | 0 | 0 | 0 | 0 | 0 | 0 | 0 | 0 | 0 | 0 | 0 | 0 | 0 | 0 | 0 | 0 | 0 | 0 | 0
F6_Commercial_Retail_New_Water Heating_Natural Gas_Water Heater_E10 | F6 | Commercial | Retail | New | Water Heating | Natural Gas | Water Heater | E10 | Utility - Value of Sales | 0 | 0 | 0 | 0 | 0 | 0 | 0 | 0 | 0 | 0 | 0 | 0 | 0 | 0 | 0 | 0 | 0 | 0 | 0 | 0 | 0 | 0 | 0 | 0 | 0 | 0 | 0 | 0 | 0 | 0
F1_Commercial_Retail_New_Food Preparation_Natural Gas_Oven_E1 | F1 | Commercial | Retail | New | Food Preparation | Natural Gas | Oven | E1 | Participant - Cost of Equipment | 0.033588 | 0.033588 | 0.033588 | 0.033588 | 0.033588 | 0.033588 | 0.033588 | 0.033588 | 0.033588 | 0.033588 | 0.033588 | 0.033588 | 0.033588 | 0.033588 | 0.033588 | 0.033588 | 0.033588 | 0.033588 | 0.033588 | 0.033588 | 0.033588 | 0.033588 | 0 | 0 | 0 | 0 | 0 | 0 | 0 | 0
F1_Commercial_Retail_New_Food Preparation_Natural Gas_Oven_E2 | F1 | Commercial | Retail | New | Food Preparation | Natural Gas | Oven | E2 | Participant - Cost of Equipment | 0.033809 | 0.033809 | 0.033809 | 0.033809 | 0.033809 | 0.033809 | 0.033809 | 0.033809 | 0.033809 | 0.033809 | 0.033809 | 0.033809 | 0.033809 | 0.033809 | 0.033809 | 0.033809 | 0.033809 | 0.033809 | 0.033809 | 0.033809 | 0.033809 | 0.033809 | 0 | 0 | 0 | 0 | 0 | 0 | 0 | 0
F1_Commercial_Retail_New_Food Preparation_Natural Gas_Oven_E3 | F1 | Commercial | Retail | New | Food Preparation | Natural Gas | Oven | E3 | Participant - Cost of Equipment | 0 | 0 | 0 | 0 | 0 | 0 | 0 | 0 | 0 | 0 | 0 | 0 | 0 | 0 | 0 | 0 | 0 | 0 | 0 | 0 | 0 | 0 | 0 | 0 | 0 | 0 | 0 | 0 | 0 | 0
F1_Commercial_Retail_New_Food Preparation_Natural Gas_Oven_E4 | F1 | Commercial | Retail | New | Food Preparation | Natural Gas | Oven | E4 | Participant - Cost of Equipment | 0 | 0 | 0 | 0 | 0 | 0 | 0 | 0 | 0 | 0 | 0 | 0 | 0 | 0 | 0 | 0 | 0 | 0 | 0 | 0 | 0 | 0 | 0 | 0 | 0 | 0 | 0 | 0 | 0 | 0
F1_Commercial_Retail_New_Food Preparation_Natural Gas_Oven_E5 | F1 | Commercial | Retail | New | Food Preparation | Natural Gas | Oven | E5 | Participant - Cost of Equipment | 0 | 0 | 0 | 0 | 0 | 0 | 0 | 0 | 0 | 0 | 0 | 0 | 0 | 0 | 0 | 0 | 0 | 0 | 0 | 0 | 0 | 0 | 0 | 0 | 0 | 0 | 0 | 0 | 0 | 0
F1_Commercial_Retail_New_Food Preparation_Natural Gas_Oven_E6 | F1 | Commercial | Retail | New | Food Preparation | Natural Gas | Oven | E6 | Participant - Cost of Equipment | 0 | 0 | 0 | 0 | 0 | 0 | 0 | 0 | 0 | 0 | 0 | 0 | 0 | 0 | 0 | 0 | 0 | 0 | 0 | 0 | 0 | 0 | 0 | 0 | 0 | 0 | 0 | 0 | 0 | 0
F1_Commercial_Retail_New_Food Preparation_Natural Gas_Oven_E7 | F1 | Commercial | Retail | New | Food Preparation | Natural Gas | Oven | E7 | Participant - Cost of Equipment | 0 | 0 | 0 | 0 | 0 | 0 | 0 | 0 | 0 | 0 | 0 | 0 | 0 | 0 | 0 | 0 | 0 | 0 | 0 | 0 | 0 | 0 | 0 | 0 | 0 | 0 | 0 | 0 | 0 | 0
F1_Commercial_Retail_New_Food Preparation_Natural Gas_Oven_E8 | F1 | Commercial | Retail | New | Food Preparation | Natural Gas | Oven | E8 | Participant - Cost of Equipment | 0 | 0 | 0 | 0 | 0 | 0 | 0 | 0 | 0 | 0 | 0 | 0 | 0 | 0 | 0 | 0 | 0 | 0 | 0 | 0 | 0 | 0 | 0 | 0 | 0 | 0 | 0 | 0 | 0 | 0
F1_Commercial_Retail_New_Food Preparation_Natural Gas_Oven_E9 | F1 | Commercial | Retail | New | Food Preparation | Natural Gas | Oven | E9 | Participant - Cost of Equipment | 0 | 0 | 0 | 0 | 0 | 0 | 0 | 0 | 0 | 0 | 0 | 0 | 0 | 0 | 0 | 0 | 0 | 0 | 0 | 0 | 0 | 0 | 0 | 0 | 0 | 0 | 0 | 0 | 0 | 0
F1_Commercial_Retail_New_Food Preparation_Natural Gas_Oven_E10 | F1 | Commercial | Retail | New | Food Preparation | Natural Gas | Oven | E10 | Participant - Cost of Equipment | 0 | 0 | 0 | 0 | 0 | 0 | 0 | 0 | 0 | 0 | 0 | 0 | 0 | 0 | 0 | 0 | 0 | 0 | 0 | 0 | 0 | 0 | 0 | 0 | 0 | 0 | 0 | 0 | 0 | 0
F2_Commercial_Retail_New_Food Preparation_Natural Gas_Oven_E1 | F2 | Commercial | Retail | New | Food Preparation | Natural Gas | Oven | E1 | Participant - Cost of Operation | 0.034288 | 0.034581 | 0.034933 | 0.035514 | 0.036288 | 0.037202 | 0.038042 | 0.03879 | 0.039515 | 0.040218 | 0.040928 | 0.041617 | 0.042267 | 0.042917 | 0.043538 | 0.044176 | 0.044857 | 0.045544 | 0.046235 | 0.04693 | 0.047617 | 0.048294 | 0 | 0 | 0 | 0 | 0 | 0 | 0 | 0
F2_Commercial_Retail_New_Food Preparation_Natural Gas_Oven_E2 | F2 | Commercial | Retail | New | Food Preparation | Natural Gas | Oven | E2 | Participant - Cost of Operation | 0.02351 | 0.023711 | 0.023952 | 0.024351 | 0.024882 | 0.025508 | 0.026084 | 0.026597 | 0.027094 | 0.027576 | 0.028063 | 0.028536 | 0.028981 | 0.029427 | 0.029853 | 0.03029 | 0.030757 | 0.031228 | 0.031702 | 0.032178 | 0.03265 | 0.033114 | 0 | 0 | 0 | 0 | 0 | 0 | 0 | 0
F2_Commercial_Retail_New_Food Preparation_Natural Gas_Oven_E3 | F2 | Commercial | Retail | New | Food Preparation | Natural Gas | Oven | E3 | Participant - Cost of Operation | 0 | 0 | 0 | 0 | 0 | 0 | 0 | 0 | 0 | 0 | 0 | 0 | 0 | 0 | 0 | 0 | 0 | 0 | 0 | 0 | 0 | 0 | 0 | 0 | 0 | 0 | 0 | 0 | 0 | 0
F2_Commercial_Retail_New_Food Preparation_Natural Gas_Oven_E4 | F2 | Commercial | Retail | New | Food Preparation | Natural Gas | Oven | E4 | Participant - Cost of Operation | 0 | 0 | 0 | 0 | 0 | 0 | 0 | 0 | 0 | 0 | 0 | 0 | 0 | 0 | 0 | 0 | 0 | 0 | 0 | 0 | 0 | 0 | 0 | 0 | 0 | 0 | 0 | 0 | 0 | 0
F2_Commercial_Retail_New_Food Preparation_Natural Gas_Oven_E5 | F2 | Commercial | Retail | New | Food Preparation | Natural Gas | Oven | E5 | Participant - Cost of Operation | 0 | 0 | 0 | 0 | 0 | 0 | 0 | 0 | 0 | 0 | 0 | 0 | 0 | 0 | 0 | 0 | 0 | 0 | 0 | 0 | 0 | 0 | 0 | 0 | 0 | 0 | 0 | 0 | 0 | 0
F2_Commercial_Retail_New_Food Preparation_Natural Gas_Oven_E6 | F2 | Commercial | Retail | New | Food Preparation | Natural Gas | Oven | E6 | Participant - Cost of Operation | 0 | 0 | 0 | 0 | 0 | 0 | 0 | 0 | 0 | 0 | 0 | 0 | 0 | 0 | 0 | 0 | 0 | 0 | 0 | 0 | 0 | 0 | 0 | 0 | 0 | 0 | 0 | 0 | 0 | 0
F2_Commercial_Retail_New_Food Preparation_Natural Gas_Oven_E7 | F2 | Commercial | Retail | New | Food Preparation | Natural Gas | Oven | E7 | Participant - Cost of Operation | 0 | 0 | 0 | 0 | 0 | 0 | 0 | 0 | 0 | 0 | 0 | 0 | 0 | 0 | 0 | 0 | 0 | 0 | 0 | 0 | 0 | 0 | 0 | 0 | 0 | 0 | 0 | 0 | 0 | 0
F2_Commercial_Retail_New_Food Preparation_Natural Gas_Oven_E8 | F2 | Commercial | Retail | New | Food Preparation | Natural Gas | Oven | E8 | Participant - Cost of Operation | 0 | 0 | 0 | 0 | 0 | 0 | 0 | 0 | 0 | 0 | 0 | 0 | 0 | 0 | 0 | 0 | 0 | 0 | 0 | 0 | 0 | 0 | 0 | 0 | 0 | 0 | 0 | 0 | 0 | 0
F2_Commercial_Retail_New_Food Preparation_Natural Gas_Oven_E9 | F2 | Commercial | Retail | New | Food Preparation | Natural Gas | Oven | E9 | Participant - Cost of Operation | 0 | 0 | 0 | 0 | 0 | 0 | 0 | 0 | 0 | 0 | 0 | 0 | 0 | 0 | 0 | 0 | 0 | 0 | 0 | 0 | 0 | 0 | 0 | 0 | 0 | 0 | 0 | 0 | 0 | 0
F2_Commercial_Retail_New_Food Preparation_Natural Gas_Oven_E10 | F2 | Commercial | Retail | New | Food Preparation | Natural Gas | Oven | E10 | Participant - Cost of Operation | 0 | 0 | 0 | 0 | 0 | 0 | 0 | 0 | 0 | 0 | 0 | 0 | 0 | 0 | 0 | 0 | 0 | 0 | 0 | 0 | 0 | 0 | 0 | 0 | 0 | 0 | 0 | 0 | 0 | 0
F3_Commercial_Retail_New_Food Preparation_Natural Gas_Oven_E1 | F3 | Commercial | Retail | New | Food Preparation | Natural Gas | Oven | E1 | System - kBTUs of Conusmption | 3.2157 | 3.2253 | 3.236 | 3.2604 | 3.2821 | 3.3003 | 3.3142 | 3.328 | 3.3408 | 3.3489 | 3.3517 | 3.3511 | 3.3461 | 3.3366 | 3.3249 | 3.3135 | 3.3013 | 3.2881 | 3.2732 | 3.2587 | 3.2438 | 3.2284 | 0 | 0 | 0 | 0 | 0 | 0 | 0 | 0
F3_Commercial_Retail_New_Food Preparation_Natural Gas_Oven_E2 | F3 | Commercial | Retail | New | Food Preparation | Natural Gas | Oven | E2 | System - kBTUs of Conusmption | 2.2049 | 2.2115 | 2.2188 | 2.2356 | 2.2504 | 2.2629 | 2.2724 | 2.2819 | 2.2907 | 2.2963 | 2.2982 | 2.2977 | 2.2943 | 2.2878 | 2.2798 | 2.272 | 2.2636 | 2.2546 | 2.2443 | 2.2344 | 2.2241 | 2.2136 | 0 | 0 | 0 | 0 | 0 | 0 | 0 | 0
F3_Commercial_Retail_New_Food Preparation_Natural Gas_Oven_E3 | F3 | Commercial | Retail | New | Food Preparation | Natural Gas | Oven | E3 | System - kBTUs of Conusmption | 0 | 0 | 0 | 0 | 0 | 0 | 0 | 0 | 0 | 0 | 0 | 0 | 0 | 0 | 0 | 0 | 0 | 0 | 0 | 0 | 0 | 0 | 0 | 0 | 0 | 0 | 0 | 0 | 0 | 0
F3_Commercial_Retail_New_Food Preparation_Natural Gas_Oven_E4 | F3 | Commercial | Retail | New | Food Preparation | Natural Gas | Oven | E4 | System - kBTUs of Conusmption | 0 | 0 | 0 | 0 | 0 | 0 | 0 | 0 | 0 | 0 | 0 | 0 | 0 | 0 | 0 | 0 | 0 | 0 | 0 | 0 | 0 | 0 | 0 | 0 | 0 | 0 | 0 | 0 | 0 | 0
F3_Commercial_Retail_New_Food Preparation_Natural Gas_Oven_E5 | F3 | Commercial | Retail | New | Food Preparation | Natural Gas | Oven | E5 | System - kBTUs of Conusmption | 0 | 0 | 0 | 0 | 0 | 0 | 0 | 0 | 0 | 0 | 0 | 0 | 0 | 0 | 0 | 0 | 0 | 0 | 0 | 0 | 0 | 0 | 0 | 0 | 0 | 0 | 0 | 0 | 0 | 0
F3_Commercial_Retail_New_Food Preparation_Natural Gas_Oven_E6 | F3 | Commercial | Retail | New | Food Preparation | Natural Gas | Oven | E6 | System - kBTUs of Conusmption | 0 | 0 | 0 | 0 | 0 | 0 | 0 | 0 | 0 | 0 | 0 | 0 | 0 | 0 | 0 | 0 | 0 | 0 | 0 | 0 | 0 | 0 | 0 | 0 | 0 | 0 | 0 | 0 | 0 | 0
F3_Commercial_Retail_New_Food Preparation_Natural Gas_Oven_E7 | F3 | Commercial | Retail | New | Food Preparation | Natural Gas | Oven | E7 | System - kBTUs of Conusmption | 0 | 0 | 0 | 0 | 0 | 0 | 0 | 0 | 0 | 0 | 0 | 0 | 0 | 0 | 0 | 0 | 0 | 0 | 0 | 0 | 0 | 0 | 0 | 0 | 0 | 0 | 0 | 0 | 0 | 0
F3_Commercial_Retail_New_Food Preparation_Natural Gas_Oven_E8 | F3 | Commercial | Retail | New | Food Preparation | Natural Gas | Oven | E8 | System - kBTUs of Conusmption | 0 | 0 | 0 | 0 | 0 | 0 | 0 | 0 | 0 | 0 | 0 | 0 | 0 | 0 | 0 | 0 | 0 | 0 | 0 | 0 | 0 | 0 | 0 | 0 | 0 | 0 | 0 | 0 | 0 | 0
F3_Commercial_Retail_New_Food Preparation_Natural Gas_Oven_E9 | F3 | Commercial | Retail | New | Food Preparation | Natural Gas | Oven | E9 | System - kBTUs of Conusmption | 0 | 0 | 0 | 0 | 0 | 0 | 0 | 0 | 0 | 0 | 0 | 0 | 0 | 0 | 0 | 0 | 0 | 0 | 0 | 0 | 0 | 0 | 0 | 0 | 0 | 0 | 0 | 0 | 0 | 0
F3_Commercial_Retail_New_Food Preparation_Natural Gas_Oven_E10 | F3 | Commercial | Retail | New | Food Preparation | Natural Gas | Oven | E10 | System - kBTUs of Conusmption | 0 | 0 | 0 | 0 | 0 | 0 | 0 | 0 | 0 | 0 | 0 | 0 | 0 | 0 | 0 | 0 | 0 | 0 | 0 | 0 | 0 | 0 | 0 | 0 | 0 | 0 | 0 | 0 | 0 | 0
F4_Commercial_Retail_New_Food Preparation_Natural Gas_Oven_E1 | F4 | Commercial | Retail | New | Food Preparation | Natural Gas | Oven | E1 | Utility - Cost of Equipment | 0.033588 | 0.033588 | 0.033588 | 0.033588 | 0.033588 | 0.033588 | 0.033588 | 0.033588 | 0.033588 | 0.033588 | 0.033588 | 0.033588 | 0.033588 | 0.033588 | 0.033588 | 0.033588 | 0.033588 | 0.033588 | 0.033588 | 0.033588 | 0.033588 | 0.033588 | 0 | 0 | 0 | 0 | 0 | 0 | 0 | 0
F4_Commercial_Retail_New_Food Preparation_Natural Gas_Oven_E2 | F4 | Commercial | Retail | New | Food Preparation | Natural Gas | Oven | E2 | Utility - Cost of Equipment | 0.033809 | 0.033809 | 0.033809 | 0.033809 | 0.033809 | 0.033809 | 0.033809 | 0.033809 | 0.033809 | 0.033809 | 0.033809 | 0.033809 | 0.033809 | 0.033809 | 0.033809 | 0.033809 | 0.033809 | 0.033809 | 0.033809 | 0.033809 | 0.033809 | 0.033809 | 0 | 0 | 0 | 0 | 0 | 0 | 0 | 0
F4_Commercial_Retail_New_Food Preparation_Natural Gas_Oven_E3 | F4 | Commercial | Retail | New | Food Preparation | Natural Gas | Oven | E3 | Utility - Cost of Equipment | 0 | 0 | 0 | 0 | 0 | 0 | 0 | 0 | 0 | 0 | 0 | 0 | 0 | 0 | 0 | 0 | 0 | 0 | 0 | 0 | 0 | 0 | 0 | 0 | 0 | 0 | 0 | 0 | 0 | 0
F4_Commercial_Retail_New_Food Preparation_Natural Gas_Oven_E4 | F4 | Commercial | Retail | New | Food Preparation | Natural Gas | Oven | E4 | Utility - Cost of Equipment | 0 | 0 | 0 | 0 | 0 | 0 | 0 | 0 | 0 | 0 | 0 | 0 | 0 | 0 | 0 | 0 | 0 | 0 | 0 | 0 | 0 | 0 | 0 | 0 | 0 | 0 | 0 | 0 | 0 | 0
F4_Commercial_Retail_New_Food Preparation_Natural Gas_Oven_E5 | F4 | Commercial | Retail | New | Food Preparation | Natural Gas | Oven | E5 | Utility - Cost of Equipment | 0 | 0 | 0 | 0 | 0 | 0 | 0 | 0 | 0 | 0 | 0 | 0 | 0 | 0 | 0 | 0 | 0 | 0 | 0 | 0 | 0 | 0 | 0 | 0 | 0 | 0 | 0 | 0 | 0 | 0
F4_Commercial_Retail_New_Food Preparation_Natural Gas_Oven_E6 | F4 | Commercial | Retail | New | Food Preparation | Natural Gas | Oven | E6 | Utility - Cost of Equipment | 0 | 0 | 0 | 0 | 0 | 0 | 0 | 0 | 0 | 0 | 0 | 0 | 0 | 0 | 0 | 0 | 0 | 0 | 0 | 0 | 0 | 0 | 0 | 0 | 0 | 0 | 0 | 0 | 0 | 0
F4_Commercial_Retail_New_Food Preparation_Natural Gas_Oven_E7 | F4 | Commercial | Retail | New | Food Preparation | Natural Gas | Oven | E7 | Utility - Cost of Equipment | 0 | 0 | 0 | 0 | 0 | 0 | 0 | 0 | 0 | 0 | 0 | 0 | 0 | 0 | 0 | 0 | 0 | 0 | 0 | 0 | 0 | 0 | 0 | 0 | 0 | 0 | 0 | 0 | 0 | 0
F4_Commercial_Retail_New_Food Preparation_Natural Gas_Oven_E8 | F4 | Commercial | Retail | New | Food Preparation | Natural Gas | Oven | E8 | Utility - Cost of Equipment | 0 | 0 | 0 | 0 | 0 | 0 | 0 | 0 | 0 | 0 | 0 | 0 | 0 | 0 | 0 | 0 | 0 | 0 | 0 | 0 | 0 | 0 | 0 | 0 | 0 | 0 | 0 | 0 | 0 | 0
F4_Commercial_Retail_New_Food Preparation_Natural Gas_Oven_E9 | F4 | Commercial | Retail | New | Food Preparation | Natural Gas | Oven | E9 | Utility - Cost of Equipment | 0 | 0 | 0 | 0 | 0 | 0 | 0 | 0 | 0 | 0 | 0 | 0 | 0 | 0 | 0 | 0 | 0 | 0 | 0 | 0 | 0 | 0 | 0 | 0 | 0 | 0 | 0 | 0 | 0 | 0
F4_Commercial_Retail_New_Food Preparation_Natural Gas_Oven_E10 | F4 | Commercial | Retail | New | Food Preparation | Natural Gas | Oven | E10 | Utility - Cost of Equipment | 0 | 0 | 0 | 0 | 0 | 0 | 0 | 0 | 0 | 0 | 0 | 0 | 0 | 0 | 0 | 0 | 0 | 0 | 0 | 0 | 0 | 0 | 0 | 0 | 0 | 0 | 0 | 0 | 0 | 0
F5_Commercial_Retail_New_Food Preparation_Natural Gas_Oven_E1 | F5 | Commercial | Retail | New | Food Preparation | Natural Gas | Oven | E1 | Utility - Cost of Operation | 0.028619 | 0.028864 | 0.029157 | 0.029642 | 0.030289 | 0.031052 | 0.031753 | 0.032377 | 0.032982 | 0.033569 | 0.034162 | 0.034737 | 0.035279 | 0.035822 | 0.036341 | 0.036873 | 0.037441 | 0.038014 | 0.038592 | 0.039172 | 0.039745 | 0.04031 | 0 | 0 | 0 | 0 | 0 | 0 | 0 | 0
F5_Commercial_Retail_New_Food Preparation_Natural Gas_Oven_E2 | F5 | Commercial | Retail | New | Food Preparation | Natural Gas | Oven | E2 | Utility - Cost of Operation | 0.019623 | 0.019791 | 0.019992 | 0.020325 | 0.020768 | 0.021291 | 0.021772 | 0.0222 | 0.022615 | 0.023017 | 0.023423 | 0.023818 | 0.02419 | 0.024562 | 0.024918 | 0.025282 | 0.025672 | 0.026065 | 0.026461 | 0.026859 | 0.027252 | 0.027639 | 0 | 0 | 0 | 0 | 0 | 0 | 0 | 0
F5_Commercial_Retail_New_Food Preparation_Natural Gas_Oven_E3 | F5 | Commercial | Retail | New | Food Preparation | Natural Gas | Oven | E3 | Utility - Cost of Operation | 0 | 0 | 0 | 0 | 0 | 0 | 0 | 0 | 0 | 0 | 0 | 0 | 0 | 0 | 0 | 0 | 0 | 0 | 0 | 0 | 0 | 0 | 0 | 0 | 0 | 0 | 0 | 0 | 0 | 0
F5_Commercial_Retail_New_Food Preparation_Natural Gas_Oven_E4 | F5 | Commercial | Retail | New | Food Preparation | Natural Gas | Oven | E4 | Utility - Cost of Operation | 0 | 0 | 0 | 0 | 0 | 0 | 0 | 0 | 0 | 0 | 0 | 0 | 0 | 0 | 0 | 0 | 0 | 0 | 0 | 0 | 0 | 0 | 0 | 0 | 0 | 0 | 0 | 0 | 0 | 0
F5_Commercial_Retail_New_Food Preparation_Natural Gas_Oven_E5 | F5 | Commercial | Retail | New | Food Preparation | Natural Gas | Oven | E5 | Utility - Cost of Operation | 0 | 0 | 0 | 0 | 0 | 0 | 0 | 0 | 0 | 0 | 0 | 0 | 0 | 0 | 0 | 0 | 0 | 0 | 0 | 0 | 0 | 0 | 0 | 0 | 0 | 0 | 0 | 0 | 0 | 0
F5_Commercial_Retail_New_Food Preparation_Natural Gas_Oven_E6 | F5 | Commercial | Retail | New | Food Preparation | Natural Gas | Oven | E6 | Utility - Cost of Operation | 0 | 0 | 0 | 0 | 0 | 0 | 0 | 0 | 0 | 0 | 0 | 0 | 0 | 0 | 0 | 0 | 0 | 0 | 0 | 0 | 0 | 0 | 0 | 0 | 0 | 0 | 0 | 0 | 0 | 0
F5_Commercial_Retail_New_Food Preparation_Natural Gas_Oven_E7 | F5 | Commercial | Retail | New | Food Preparation | Natural Gas | Oven | E7 | Utility - Cost of Operation | 0 | 0 | 0 | 0 | 0 | 0 | 0 | 0 | 0 | 0 | 0 | 0 | 0 | 0 | 0 | 0 | 0 | 0 | 0 | 0 | 0 | 0 | 0 | 0 | 0 | 0 | 0 | 0 | 0 | 0
F5_Commercial_Retail_New_Food Preparation_Natural Gas_Oven_E8 | F5 | Commercial | Retail | New | Food Preparation | Natural Gas | Oven | E8 | Utility - Cost of Operation | 0 | 0 | 0 | 0 | 0 | 0 | 0 | 0 | 0 | 0 | 0 | 0 | 0 | 0 | 0 | 0 | 0 | 0 | 0 | 0 | 0 | 0 | 0 | 0 | 0 | 0 | 0 | 0 | 0 | 0
F5_Commercial_Retail_New_Food Preparation_Natural Gas_Oven_E9 | F5 | Commercial | Retail | New | Food Preparation | Natural Gas | Oven | E9 | Utility - Cost of Operation | 0 | 0 | 0 | 0 | 0 | 0 | 0 | 0 | 0 | 0 | 0 | 0 | 0 | 0 | 0 | 0 | 0 | 0 | 0 | 0 | 0 | 0 | 0 | 0 | 0 | 0 | 0 | 0 | 0 | 0
F5_Commercial_Retail_New_Food Preparation_Natural Gas_Oven_E10 | F5 | Commercial | Retail | New | Food Preparation | Natural Gas | Oven | E10 | Utility - Cost of Operation | 0 | 0 | 0 | 0 | 0 | 0 | 0 | 0 | 0 | 0 | 0 | 0 | 0 | 0 | 0 | 0 | 0 | 0 | 0 | 0 | 0 | 0 | 0 | 0 | 0 | 0 | 0 | 0 | 0 | 0
F6_Commercial_Retail_New_Food Preparation_Natural Gas_Oven_E1 | F6 | Commercial | Retail | New | Food Preparation | Natural Gas | Oven | E1 | Utility - Value of Sales | 0.034288 | 0.034581 | 0.034933 | 0.035514 | 0.036288 | 0.037202 | 0.038042 | 0.03879 | 0.039515 | 0.040218 | 0.040928 | 0.041617 | 0.042267 | 0.042917 | 0.043538 | 0.044176 | 0.044857 | 0.045544 | 0.046235 | 0.04693 | 0.047617 | 0.048294 | 0 | 0 | 0 | 0 | 0 | 0 | 0 | 0
F6_Commercial_Retail_New_Food Preparation_Natural Gas_Oven_E2 | F6 | Commercial | Retail | New | Food Preparation | Natural Gas | Oven | E2 | Utility - Value of Sales | 0.02351 | 0.023711 | 0.023952 | 0.024351 | 0.024882 | 0.025508 | 0.026084 | 0.026597 | 0.027094 | 0.027576 | 0.028063 | 0.028536 | 0.028981 | 0.029427 | 0.029853 | 0.03029 | 0.030757 | 0.031228 | 0.031702 | 0.032178 | 0.03265 | 0.033114 | 0 | 0 | 0 | 0 | 0 | 0 | 0 | 0
F6_Commercial_Retail_New_Food Preparation_Natural Gas_Oven_E3 | F6 | Commercial | Retail | New | Food Preparation | Natural Gas | Oven | E3 | Utility - Value of Sales | 0 | 0 | 0 | 0 | 0 | 0 | 0 | 0 | 0 | 0 | 0 | 0 | 0 | 0 | 0 | 0 | 0 | 0 | 0 | 0 | 0 | 0 | 0 | 0 | 0 | 0 | 0 | 0 | 0 | 0
F6_Commercial_Retail_New_Food Preparation_Natural Gas_Oven_E4 | F6 | Commercial | Retail | New | Food Preparation | Natural Gas | Oven | E4 | Utility - Value of Sales | 0 | 0 | 0 | 0 | 0 | 0 | 0 | 0 | 0 | 0 | 0 | 0 | 0 | 0 | 0 | 0 | 0 | 0 | 0 | 0 | 0 | 0 | 0 | 0 | 0 | 0 | 0 | 0 | 0 | 0
F6_Commercial_Retail_New_Food Preparation_Natural Gas_Oven_E5 | F6 | Commercial | Retail | New | Food Preparation | Natural Gas | Oven | E5 | Utility - Value of Sales | 0 | 0 | 0 | 0 | 0 | 0 | 0 | 0 | 0 | 0 | 0 | 0 | 0 | 0 | 0 | 0 | 0 | 0 | 0 | 0 | 0 | 0 | 0 | 0 | 0 | 0 | 0 | 0 | 0 | 0
F6_Commercial_Retail_New_Food Preparation_Natural Gas_Oven_E6 | F6 | Commercial | Retail | New | Food Preparation | Natural Gas | Oven | E6 | Utility - Value of Sales | 0 | 0 | 0 | 0 | 0 | 0 | 0 | 0 | 0 | 0 | 0 | 0 | 0 | 0 | 0 | 0 | 0 | 0 | 0 | 0 | 0 | 0 | 0 | 0 | 0 | 0 | 0 | 0 | 0 | 0
F6_Commercial_Retail_New_Food Preparation_Natural Gas_Oven_E7 | F6 | Commercial | Retail | New | Food Preparation | Natural Gas | Oven | E7 | Utility - Value of Sales | 0 | 0 | 0 | 0 | 0 | 0 | 0 | 0 | 0 | 0 | 0 | 0 | 0 | 0 | 0 | 0 | 0 | 0 | 0 | 0 | 0 | 0 | 0 | 0 | 0 | 0 | 0 | 0 | 0 | 0
F6_Commercial_Retail_New_Food Preparation_Natural Gas_Oven_E8 | F6 | Commercial | Retail | New | Food Preparation | Natural Gas | Oven | E8 | Utility - Value of Sales | 0 | 0 | 0 | 0 | 0 | 0 | 0 | 0 | 0 | 0 | 0 | 0 | 0 | 0 | 0 | 0 | 0 | 0 | 0 | 0 | 0 | 0 | 0 | 0 | 0 | 0 | 0 | 0 | 0 | 0
F6_Commercial_Retail_New_Food Preparation_Natural Gas_Oven_E9 | F6 | Commercial | Retail | New | Food Preparation | Natural Gas | Oven | E9 | Utility - Value of Sales | 0 | 0 | 0 | 0 | 0 | 0 | 0 | 0 | 0 | 0 | 0 | 0 | 0 | 0 | 0 | 0 | 0 | 0 | 0 | 0 | 0 | 0 | 0 | 0 | 0 | 0 | 0 | 0 | 0 | 0
F6_Commercial_Retail_New_Food Preparation_Natural Gas_Oven_E10 | F6 | Commercial | Retail | New | Food Preparation | Natural Gas | Oven | E10 | Utility - Value of Sales | 0 | 0 | 0 | 0 | 0 | 0 | 0 | 0 | 0 | 0 | 0 | 0 | 0 | 0 | 0 | 0 | 0 | 0 | 0 | 0 | 0 | 0 | 0 | 0 | 0 | 0 | 0 | 0 | 0 | 0
F1_Commercial_Retail_New_Food Preparation_Natural Gas_Conveyor Oven_E1 | F1 | Commercial | Retail | New | Food Preparation | Natural Gas | Conveyor Oven | E1 | Participant - Cost of Equipment | 0.015161 | 0.015161 | 0.015161 | 0.015161 | 0.015161 | 0.015161 | 0.015161 | 0.015161 | 0.015161 | 0.015161 | 0.015161 | 0.015161 | 0.015161 | 0.015161 | 0.015161 | 0.015161 | 0.015161 | 0.015161 | 0.015161 | 0.015161 | 0.015161 | 0.015161 | 0 | 0 | 0 | 0 | 0 | 0 | 0 | 0
F1_Commercial_Retail_New_Food Preparation_Natural Gas_Conveyor Oven_E2 | F1 | Commercial | Retail | New | Food Preparation | Natural Gas | Conveyor Oven | E2 | Participant - Cost of Equipment | 0.018483 | 0.018483 | 0.018483 | 0.018483 | 0.018483 | 0.018483 | 0.018483 | 0.018483 | 0.018483 | 0.018483 | 0.018483 | 0.018483 | 0.018483 | 0.018483 | 0.018483 | 0.018483 | 0.018483 | 0.018483 | 0.018483 | 0.018483 | 0.018483 | 0.018483 | 0 | 0 | 0 | 0 | 0 | 0 | 0 | 0
F1_Commercial_Retail_New_Food Preparation_Natural Gas_Conveyor Oven_E3 | F1 | Commercial | Retail | New | Food Preparation | Natural Gas | Conveyor Oven | E3 | Participant - Cost of Equipment | 0 | 0 | 0 | 0 | 0 | 0 | 0 | 0 | 0 | 0 | 0 | 0 | 0 | 0 | 0 | 0 | 0 | 0 | 0 | 0 | 0 | 0 | 0 | 0 | 0 | 0 | 0 | 0 | 0 | 0
F1_Commercial_Retail_New_Food Preparation_Natural Gas_Conveyor Oven_E4 | F1 | Commercial | Retail | New | Food Preparation | Natural Gas | Conveyor Oven | E4 | Participant - Cost of Equipment | 0 | 0 | 0 | 0 | 0 | 0 | 0 | 0 | 0 | 0 | 0 | 0 | 0 | 0 | 0 | 0 | 0 | 0 | 0 | 0 | 0 | 0 | 0 | 0 | 0 | 0 | 0 | 0 | 0 | 0
F1_Commercial_Retail_New_Food Preparation_Natural Gas_Conveyor Oven_E5 | F1 | Commercial | Retail | New | Food Preparation | Natural Gas | Conveyor Oven | E5 | Participant - Cost of Equipment | 0 | 0 | 0 | 0 | 0 | 0 | 0 | 0 | 0 | 0 | 0 | 0 | 0 | 0 | 0 | 0 | 0 | 0 | 0 | 0 | 0 | 0 | 0 | 0 | 0 | 0 | 0 | 0 | 0 | 0
F1_Commercial_Retail_New_Food Preparation_Natural Gas_Conveyor Oven_E6 | F1 | Commercial | Retail | New | Food Preparation | Natural Gas | Conveyor Oven | E6 | Participant - Cost of Equipment | 0 | 0 | 0 | 0 | 0 | 0 | 0 | 0 | 0 | 0 | 0 | 0 | 0 | 0 | 0 | 0 | 0 | 0 | 0 | 0 | 0 | 0 | 0 | 0 | 0 | 0 | 0 | 0 | 0 | 0
F1_Commercial_Retail_New_Food Preparation_Natural Gas_Conveyor Oven_E7 | F1 | Commercial | Retail | New | Food Preparation | Natural Gas | Conveyor Oven | E7 | Participant - Cost of Equipment | 0 | 0 | 0 | 0 | 0 | 0 | 0 | 0 | 0 | 0 | 0 | 0 | 0 | 0 | 0 | 0 | 0 | 0 | 0 | 0 | 0 | 0 | 0 | 0 | 0 | 0 | 0 | 0 | 0 | 0
F1_Commercial_Retail_New_Food Preparation_Natural Gas_Conveyor Oven_E8 | F1 | Commercial | Retail | New | Food Preparation | Natural Gas | Conveyor Oven | E8 | Participant - Cost of Equipment | 0 | 0 | 0 | 0 | 0 | 0 | 0 | 0 | 0 | 0 | 0 | 0 | 0 | 0 | 0 | 0 | 0 | 0 | 0 | 0 | 0 | 0 | 0 | 0 | 0 | 0 | 0 | 0 | 0 | 0
F1_Commercial_Retail_New_Food Preparation_Natural Gas_Conveyor Oven_E9 | F1 | Commercial | Retail | New | Food Preparation | Natural Gas | Conveyor Oven | E9 | Participant - Cost of Equipment | 0 | 0 | 0 | 0 | 0 | 0 | 0 | 0 | 0 | 0 | 0 | 0 | 0 | 0 | 0 | 0 | 0 | 0 | 0 | 0 | 0 | 0 | 0 | 0 | 0 | 0 | 0 | 0 | 0 | 0
F1_Commercial_Retail_New_Food Preparation_Natural Gas_Conveyor Oven_E10 | F1 | Commercial | Retail | New | Food Preparation | Natural Gas | Conveyor Oven | E10 | Participant - Cost of Equipment | 0 | 0 | 0 | 0 | 0 | 0 | 0 | 0 | 0 | 0 | 0 | 0 | 0 | 0 | 0 | 0 | 0 | 0 | 0 | 0 | 0 | 0 | 0 | 0 | 0 | 0 | 0 | 0 | 0 | 0
F2_Commercial_Retail_New_Food Preparation_Natural Gas_Conveyor Oven_E1 | F2 | Commercial | Retail | New | Food Preparation | Natural Gas | Conveyor Oven | E1 | Participant - Cost of Operation | 0.057899 | 0.058546 | 0.05928 | 0.060317 | 0.061567 | 0.062966 | 0.064242 | 0.065356 | 0.066394 | 0.06744 | 0.068533 | 0.069648 | 0.070765 | 0.071938 | 0.073084 | 0.074257 | 0.075492 | 0.076741 | 0.078005 | 0.07928 | 0.080554 | 0.081825 | 0 | 0 | 0 | 0 | 0 | 0 | 0 | 0
F2_Commercial_Retail_New_Food Preparation_Natural Gas_Conveyor Oven_E2 | F2 | Commercial | Retail | New | Food Preparation | Natural Gas | Conveyor Oven | E2 | Participant - Cost of Operation | 0.044012 | 0.044504 | 0.045062 | 0.04585 | 0.046801 | 0.047864 | 0.048834 | 0.049681 | 0.050469 | 0.051265 | 0.052096 | 0.052943 | 0.053792 | 0.054684 | 0.055555 | 0.056447 | 0.057386 | 0.058335 | 0.059296 | 0.060265 | 0.061234 | 0.0622 | 0 | 0 | 0 | 0 | 0 | 0 | 0 | 0
F2_Commercial_Retail_New_Food Preparation_Natural Gas_Conveyor Oven_E3 | F2 | Commercial | Retail | New | Food Preparation | Natural Gas | Conveyor Oven | E3 | Participant - Cost of Operation | 0 | 0 | 0 | 0 | 0 | 0 | 0 | 0 | 0 | 0 | 0 | 0 | 0 | 0 | 0 | 0 | 0 | 0 | 0 | 0 | 0 | 0 | 0 | 0 | 0 | 0 | 0 | 0 | 0 | 0
F2_Commercial_Retail_New_Food Preparation_Natural Gas_Conveyor Oven_E4 | F2 | Commercial | Retail | New | Food Preparation | Natural Gas | Conveyor Oven | E4 | Participant - Cost of Operation | 0 | 0 | 0 | 0 | 0 | 0 | 0 | 0 | 0 | 0 | 0 | 0 | 0 | 0 | 0 | 0 | 0 | 0 | 0 | 0 | 0 | 0 | 0 | 0 | 0 | 0 | 0 | 0 | 0 | 0
F2_Commercial_Retail_New_Food Preparation_Natural Gas_Conveyor Oven_E5 | F2 | Commercial | Retail | New | Food Preparation | Natural Gas | Conveyor Oven | E5 | Participant - Cost of Operation | 0 | 0 | 0 | 0 | 0 | 0 | 0 | 0 | 0 | 0 | 0 | 0 | 0 | 0 | 0 | 0 | 0 | 0 | 0 | 0 | 0 | 0 | 0 | 0 | 0 | 0 | 0 | 0 | 0 | 0
F2_Commercial_Retail_New_Food Preparation_Natural Gas_Conveyor Oven_E6 | F2 | Commercial | Retail | New | Food Preparation | Natural Gas | Conveyor Oven | E6 | Participant - Cost of Operation | 0 | 0 | 0 | 0 | 0 | 0 | 0 | 0 | 0 | 0 | 0 | 0 | 0 | 0 | 0 | 0 | 0 | 0 | 0 | 0 | 0 | 0 | 0 | 0 | 0 | 0 | 0 | 0 | 0 | 0
F2_Commercial_Retail_New_Food Preparation_Natural Gas_Conveyor Oven_E7 | F2 | Commercial | Retail | New | Food Preparation | Natural Gas | Conveyor Oven | E7 | Participant - Cost of Operation | 0 | 0 | 0 | 0 | 0 | 0 | 0 | 0 | 0 | 0 | 0 | 0 | 0 | 0 | 0 | 0 | 0 | 0 | 0 | 0 | 0 | 0 | 0 | 0 | 0 | 0 | 0 | 0 | 0 | 0
F2_Commercial_Retail_New_Food Preparation_Natural Gas_Conveyor Oven_E8 | F2 | Commercial | Retail | New | Food Preparation | Natural Gas | Conveyor Oven | E8 | Participant - Cost of Operation | 0 | 0 | 0 | 0 | 0 | 0 | 0 | 0 | 0 | 0 | 0 | 0 | 0 | 0 | 0 | 0 | 0 | 0 | 0 | 0 | 0 | 0 | 0 | 0 | 0 | 0 | 0 | 0 | 0 | 0
F2_Commercial_Retail_New_Food Preparation_Natural Gas_Conveyor Oven_E9 | F2 | Commercial | Retail | New | Food Preparation | Natural Gas | Conveyor Oven | E9 | Participant - Cost of Operation | 0 | 0 | 0 | 0 | 0 | 0 | 0 | 0 | 0 | 0 | 0 | 0 | 0 | 0 | 0 | 0 | 0 | 0 | 0 | 0 | 0 | 0 | 0 | 0 | 0 | 0 | 0 | 0 | 0 | 0
F2_Commercial_Retail_New_Food Preparation_Natural Gas_Conveyor Oven_E10 | F2 | Commercial | Retail | New | Food Preparation | Natural Gas | Conveyor Oven | E10 | Participant - Cost of Operation | 0 | 0 | 0 | 0 | 0 | 0 | 0 | 0 | 0 | 0 | 0 | 0 | 0 | 0 | 0 | 0 | 0 | 0 | 0 | 0 | 0 | 0 | 0 | 0 | 0 | 0 | 0 | 0 | 0 | 0
F3_Commercial_Retail_New_Food Preparation_Natural Gas_Conveyor Oven_E1 | F3 | Commercial | Retail | New | Food Preparation | Natural Gas | Conveyor Oven | E1 | System - kBTUs of Conusmption | 5.2848 | 5.3008 | 5.3175 | 5.3498 | 5.3743 | 5.3908 | 5.3982 | 5.4011 | 5.3982 | 5.3934 | 5.3857 | 5.3776 | 5.368 | 5.3572 | 5.3437 | 5.3307 | 5.3166 | 5.3016 | 5.2844 | 5.2679 | 5.2507 | 5.2331 | 0 | 0 | 0 | 0 | 0 | 0 | 0 | 0
F3_Commercial_Retail_New_Food Preparation_Natural Gas_Conveyor Oven_E2 | F3 | Commercial | Retail | New | Food Preparation | Natural Gas | Conveyor Oven | E2 | System - kBTUs of Conusmption | 4.0173 | 4.0294 | 4.0421 | 4.0667 | 4.0853 | 4.0979 | 4.1035 | 4.1057 | 4.1035 | 4.0998 | 4.094 | 4.0878 | 4.0805 | 4.0723 | 4.0621 | 4.0521 | 4.0414 | 4.03 | 4.017 | 4.0044 | 3.9914 | 3.9779 | 0 | 0 | 0 | 0 | 0 | 0 | 0 | 0
F3_Commercial_Retail_New_Food Preparation_Natural Gas_Conveyor Oven_E3 | F3 | Commercial | Retail | New | Food Preparation | Natural Gas | Conveyor Oven | E3 | System - kBTUs of Conusmption | 0 | 0 | 0 | 0 | 0 | 0 | 0 | 0 | 0 | 0 | 0 | 0 | 0 | 0 | 0 | 0 | 0 | 0 | 0 | 0 | 0 | 0 | 0 | 0 | 0 | 0 | 0 | 0 | 0 | 0
F3_Commercial_Retail_New_Food Preparation_Natural Gas_Conveyor Oven_E4 | F3 | Commercial | Retail | New | Food Preparation | Natural Gas | Conveyor Oven | E4 | System - kBTUs of Conusmption | 0 | 0 | 0 | 0 | 0 | 0 | 0 | 0 | 0 | 0 | 0 | 0 | 0 | 0 | 0 | 0 | 0 | 0 | 0 | 0 | 0 | 0 | 0 | 0 | 0 | 0 | 0 | 0 | 0 | 0
F3_Commercial_Retail_New_Food Preparation_Natural Gas_Conveyor Oven_E5 | F3 | Commercial | Retail | New | Food Preparation | Natural Gas | Conveyor Oven | E5 | System - kBTUs of Conusmption | 0 | 0 | 0 | 0 | 0 | 0 | 0 | 0 | 0 | 0 | 0 | 0 | 0 | 0 | 0 | 0 | 0 | 0 | 0 | 0 | 0 | 0 | 0 | 0 | 0 | 0 | 0 | 0 | 0 | 0
F3_Commercial_Retail_New_Food Preparation_Natural Gas_Conveyor Oven_E6 | F3 | Commercial | Retail | New | Food Preparation | Natural Gas | Conveyor Oven | E6 | System - kBTUs of Conusmption | 0 | 0 | 0 | 0 | 0 | 0 | 0 | 0 | 0 | 0 | 0 | 0 | 0 | 0 | 0 | 0 | 0 | 0 | 0 | 0 | 0 | 0 | 0 | 0 | 0 | 0 | 0 | 0 | 0 | 0
F3_Commercial_Retail_New_Food Preparation_Natural Gas_Conveyor Oven_E7 | F3 | Commercial | Retail | New | Food Preparation | Natural Gas | Conveyor Oven | E7 | System - kBTUs of Conusmption | 0 | 0 | 0 | 0 | 0 | 0 | 0 | 0 | 0 | 0 | 0 | 0 | 0 | 0 | 0 | 0 | 0 | 0 | 0 | 0 | 0 | 0 | 0 | 0 | 0 | 0 | 0 | 0 | 0 | 0
F3_Commercial_Retail_New_Food Preparation_Natural Gas_Conveyor Oven_E8 | F3 | Commercial | Retail | New | Food Preparation | Natural Gas | Conveyor Oven | E8 | System - kBTUs of Conusmption | 0 | 0 | 0 | 0 | 0 | 0 | 0 | 0 | 0 | 0 | 0 | 0 | 0 | 0 | 0 | 0 | 0 | 0 | 0 | 0 | 0 | 0 | 0 | 0 | 0 | 0 | 0 | 0 | 0 | 0
F3_Commercial_Retail_New_Food Preparation_Natural Gas_Conveyor Oven_E9 | F3 | Commercial | Retail | New | Food Preparation | Natural Gas | Conveyor Oven | E9 | System - kBTUs of Conusmption | 0 | 0 | 0 | 0 | 0 | 0 | 0 | 0 | 0 | 0 | 0 | 0 | 0 | 0 | 0 | 0 | 0 | 0 | 0 | 0 | 0 | 0 | 0 | 0 | 0 | 0 | 0 | 0 | 0 | 0
F3_Commercial_Retail_New_Food Preparation_Natural Gas_Conveyor Oven_E10 | F3 | Commercial | Retail | New | Food Preparation | Natural Gas | Conveyor Oven | E10 | System - kBTUs of Conusmption | 0 | 0 | 0 | 0 | 0 | 0 | 0 | 0 | 0 | 0 | 0 | 0 | 0 | 0 | 0 | 0 | 0 | 0 | 0 | 0 | 0 | 0 | 0 | 0 | 0 | 0 | 0 | 0 | 0 | 0
F4_Commercial_Retail_New_Food Preparation_Natural Gas_Conveyor Oven_E1 | F4 | Commercial | Retail | New | Food Preparation | Natural Gas | Conveyor Oven | E1 | Utility - Cost of Equipment | 0.015161 | 0.015161 | 0.015161 | 0.015161 | 0.015161 | 0.015161 | 0.015161 | 0.015161 | 0.015161 | 0.015161 | 0.015161 | 0.015161 | 0.015161 | 0.015161 | 0.015161 | 0.015161 | 0.015161 | 0.015161 | 0.015161 | 0.015161 | 0.015161 | 0.015161 | 0 | 0 | 0 | 0 | 0 | 0 | 0 | 0
F4_Commercial_Retail_New_Food Preparation_Natural Gas_Conveyor Oven_E2 | F4 | Commercial | Retail | New | Food Preparation | Natural Gas | Conveyor Oven | E2 | Utility - Cost of Equipment | 0.018483 | 0.018483 | 0.018483 | 0.018483 | 0.018483 | 0.018483 | 0.018483 | 0.018483 | 0.018483 | 0.018483 | 0.018483 | 0.018483 | 0.018483 | 0.018483 | 0.018483 | 0.018483 | 0.018483 | 0.018483 | 0.018483 | 0.018483 | 0.018483 | 0.018483 | 0 | 0 | 0 | 0 | 0 | 0 | 0 | 0
F4_Commercial_Retail_New_Food Preparation_Natural Gas_Conveyor Oven_E3 | F4 | Commercial | Retail | New | Food Preparation | Natural Gas | Conveyor Oven | E3 | Utility - Cost of Equipment | 0 | 0 | 0 | 0 | 0 | 0 | 0 | 0 | 0 | 0 | 0 | 0 | 0 | 0 | 0 | 0 | 0 | 0 | 0 | 0 | 0 | 0 | 0 | 0 | 0 | 0 | 0 | 0 | 0 | 0
F4_Commercial_Retail_New_Food Preparation_Natural Gas_Conveyor Oven_E4 | F4 | Commercial | Retail | New | Food Preparation | Natural Gas | Conveyor Oven | E4 | Utility - Cost of Equipment | 0 | 0 | 0 | 0 | 0 | 0 | 0 | 0 | 0 | 0 | 0 | 0 | 0 | 0 | 0 | 0 | 0 | 0 | 0 | 0 | 0 | 0 | 0 | 0 | 0 | 0 | 0 | 0 | 0 | 0
F4_Commercial_Retail_New_Food Preparation_Natural Gas_Conveyor Oven_E5 | F4 | Commercial | Retail | New | Food Preparation | Natural Gas | Conveyor Oven | E5 | Utility - Cost of Equipment | 0 | 0 | 0 | 0 | 0 | 0 | 0 | 0 | 0 | 0 | 0 | 0 | 0 | 0 | 0 | 0 | 0 | 0 | 0 | 0 | 0 | 0 | 0 | 0 | 0 | 0 | 0 | 0 | 0 | 0
F4_Commercial_Retail_New_Food Preparation_Natural Gas_Conveyor Oven_E6 | F4 | Commercial | Retail | New | Food Preparation | Natural Gas | Conveyor Oven | E6 | Utility - Cost of Equipment | 0 | 0 | 0 | 0 | 0 | 0 | 0 | 0 | 0 | 0 | 0 | 0 | 0 | 0 | 0 | 0 | 0 | 0 | 0 | 0 | 0 | 0 | 0 | 0 | 0 | 0 | 0 | 0 | 0 | 0
F4_Commercial_Retail_New_Food Preparation_Natural Gas_Conveyor Oven_E7 | F4 | Commercial | Retail | New | Food Preparation | Natural Gas | Conveyor Oven | E7 | Utility - Cost of Equipment | 0 | 0 | 0 | 0 | 0 | 0 | 0 | 0 | 0 | 0 | 0 | 0 | 0 | 0 | 0 | 0 | 0 | 0 | 0 | 0 | 0 | 0 | 0 | 0 | 0 | 0 | 0 | 0 | 0 | 0
F4_Commercial_Retail_New_Food Preparation_Natural Gas_Conveyor Oven_E8 | F4 | Commercial | Retail | New | Food Preparation | Natural Gas | Conveyor Oven | E8 | Utility - Cost of Equipment | 0 | 0 | 0 | 0 | 0 | 0 | 0 | 0 | 0 | 0 | 0 | 0 | 0 | 0 | 0 | 0 | 0 | 0 | 0 | 0 | 0 | 0 | 0 | 0 | 0 | 0 | 0 | 0 | 0 | 0
F4_Commercial_Retail_New_Food Preparation_Natural Gas_Conveyor Oven_E9 | F4 | Commercial | Retail | New | Food Preparation | Natural Gas | Conveyor Oven | E9 | Utility - Cost of Equipment | 0 | 0 | 0 | 0 | 0 | 0 | 0 | 0 | 0 | 0 | 0 | 0 | 0 | 0 | 0 | 0 | 0 | 0 | 0 | 0 | 0 | 0 | 0 | 0 | 0 | 0 | 0 | 0 | 0 | 0
F4_Commercial_Retail_New_Food Preparation_Natural Gas_Conveyor Oven_E10 | F4 | Commercial | Retail | New | Food Preparation | Natural Gas | Conveyor Oven | E10 | Utility - Cost of Equipment | 0 | 0 | 0 | 0 | 0 | 0 | 0 | 0 | 0 | 0 | 0 | 0 | 0 | 0 | 0 | 0 | 0 | 0 | 0 | 0 | 0 | 0 | 0 | 0 | 0 | 0 | 0 | 0 | 0 | 0
F5_Commercial_Retail_New_Food Preparation_Natural Gas_Conveyor Oven_E1 | F5 | Commercial | Retail | New | Food Preparation | Natural Gas | Conveyor Oven | E1 | Utility - Cost of Operation | 0.048327 | 0.048867 | 0.04948 | 0.050345 | 0.051389 | 0.052557 | 0.053621 | 0.054551 | 0.055417 | 0.056291 | 0.057203 | 0.058133 | 0.059066 | 0.060046 | 0.061002 | 0.061981 | 0.063012 | 0.064054 | 0.065109 | 0.066173 | 0.067237 | 0.068297 | 0 | 0 | 0 | 0 | 0 | 0 | 0 | 0
F5_Commercial_Retail_New_Food Preparation_Natural Gas_Conveyor Oven_E2 | F5 | Commercial | Retail | New | Food Preparation | Natural Gas | Conveyor Oven | E2 | Utility - Cost of Operation | 0.036736 | 0.037146 | 0.037612 | 0.03827 | 0.039063 | 0.039951 | 0.04076 | 0.041468 | 0.042126 | 0.04279 | 0.043483 | 0.04419 | 0.044899 | 0.045644 | 0.046371 | 0.047115 | 0.047899 | 0.048691 | 0.049493 | 0.050302 | 0.051111 | 0.051917 | 0 | 0 | 0 | 0 | 0 | 0 | 0 | 0
F5_Commercial_Retail_New_Food Preparation_Natural Gas_Conveyor Oven_E3 | F5 | Commercial | Retail | New | Food Preparation | Natural Gas | Conveyor Oven | E3 | Utility - Cost of Operation | 0 | 0 | 0 | 0 | 0 | 0 | 0 | 0 | 0 | 0 | 0 | 0 | 0 | 0 | 0 | 0 | 0 | 0 | 0 | 0 | 0 | 0 | 0 | 0 | 0 | 0 | 0 | 0 | 0 | 0
F5_Commercial_Retail_New_Food Preparation_Natural Gas_Conveyor Oven_E4 | F5 | Commercial | Retail | New | Food Preparation | Natural Gas | Conveyor Oven | E4 | Utility - Cost of Operation | 0 | 0 | 0 | 0 | 0 | 0 | 0 | 0 | 0 | 0 | 0 | 0 | 0 | 0 | 0 | 0 | 0 | 0 | 0 | 0 | 0 | 0 | 0 | 0 | 0 | 0 | 0 | 0 | 0 | 0
F5_Commercial_Retail_New_Food Preparation_Natural Gas_Conveyor Oven_E5 | F5 | Commercial | Retail | New | Food Preparation | Natural Gas | Conveyor Oven | E5 | Utility - Cost of Operation | 0 | 0 | 0 | 0 | 0 | 0 | 0 | 0 | 0 | 0 | 0 | 0 | 0 | 0 | 0 | 0 | 0 | 0 | 0 | 0 | 0 | 0 | 0 | 0 | 0 | 0 | 0 | 0 | 0 | 0
F5_Commercial_Retail_New_Food Preparation_Natural Gas_Conveyor Oven_E6 | F5 | Commercial | Retail | New | Food Preparation | Natural Gas | Conveyor Oven | E6 | Utility - Cost of Operation | 0 | 0 | 0 | 0 | 0 | 0 | 0 | 0 | 0 | 0 | 0 | 0 | 0 | 0 | 0 | 0 | 0 | 0 | 0 | 0 | 0 | 0 | 0 | 0 | 0 | 0 | 0 | 0 | 0 | 0
F5_Commercial_Retail_New_Food Preparation_Natural Gas_Conveyor Oven_E7 | F5 | Commercial | Retail | New | Food Preparation | Natural Gas | Conveyor Oven | E7 | Utility - Cost of Operation | 0 | 0 | 0 | 0 | 0 | 0 | 0 | 0 | 0 | 0 | 0 | 0 | 0 | 0 | 0 | 0 | 0 | 0 | 0 | 0 | 0 | 0 | 0 | 0 | 0 | 0 | 0 | 0 | 0 | 0
F5_Commercial_Retail_New_Food Preparation_Natural Gas_Conveyor Oven_E8 | F5 | Commercial | Retail | New | Food Preparation | Natural Gas | Conveyor Oven | E8 | Utility - Cost of Operation | 0 | 0 | 0 | 0 | 0 | 0 | 0 | 0 | 0 | 0 | 0 | 0 | 0 | 0 | 0 | 0 | 0 | 0 | 0 | 0 | 0 | 0 | 0 | 0 | 0 | 0 | 0 | 0 | 0 | 0
F5_Commercial_Retail_New_Food Preparation_Natural Gas_Conveyor Oven_E9 | F5 | Commercial | Retail | New | Food Preparation | Natural Gas | Conveyor Oven | E9 | Utility - Cost of Operation | 0 | 0 | 0 | 0 | 0 | 0 | 0 | 0 | 0 | 0 | 0 | 0 | 0 | 0 | 0 | 0 | 0 | 0 | 0 | 0 | 0 | 0 | 0 | 0 | 0 | 0 | 0 | 0 | 0 | 0
F5_Commercial_Retail_New_Food Preparation_Natural Gas_Conveyor Oven_E10 | F5 | Commercial | Retail | New | Food Preparation | Natural Gas | Conveyor Oven | E10 | Utility - Cost of Operation | 0 | 0 | 0 | 0 | 0 | 0 | 0 | 0 | 0 | 0 | 0 | 0 | 0 | 0 | 0 | 0 | 0 | 0 | 0 | 0 | 0 | 0 | 0 | 0 | 0 | 0 | 0 | 0 | 0 | 0
F6_Commercial_Retail_New_Food Preparation_Natural Gas_Conveyor Oven_E1 | F6 | Commercial | Retail | New | Food Preparation | Natural Gas | Conveyor Oven | E1 | Utility - Value of Sales | 0.057899 | 0.058546 | 0.05928 | 0.060317 | 0.061567 | 0.062966 | 0.064242 | 0.065356 | 0.066394 | 0.06744 | 0.068533 | 0.069648 | 0.070765 | 0.071938 | 0.073084 | 0.074257 | 0.075492 | 0.076741 | 0.078005 | 0.07928 | 0.080554 | 0.081825 | 0 | 0 | 0 | 0 | 0 | 0 | 0 | 0
F6_Commercial_Retail_New_Food Preparation_Natural Gas_Conveyor Oven_E2 | F6 | Commercial | Retail | New | Food Preparation | Natural Gas | Conveyor Oven | E2 | Utility - Value of Sales | 0.044012 | 0.044504 | 0.045062 | 0.04585 | 0.046801 | 0.047864 | 0.048834 | 0.049681 | 0.050469 | 0.051265 | 0.052096 | 0.052943 | 0.053792 | 0.054684 | 0.055555 | 0.056447 | 0.057386 | 0.058335 | 0.059296 | 0.060265 | 0.061234 | 0.0622 | 0 | 0 | 0 | 0 | 0 | 0 | 0 | 0
F6_Commercial_Retail_New_Food Preparation_Natural Gas_Conveyor Oven_E3 | F6 | Commercial | Retail | New | Food Preparation | Natural Gas | Conveyor Oven | E3 | Utility - Value of Sales | 0 | 0 | 0 | 0 | 0 | 0 | 0 | 0 | 0 | 0 | 0 | 0 | 0 | 0 | 0 | 0 | 0 | 0 | 0 | 0 | 0 | 0 | 0 | 0 | 0 | 0 | 0 | 0 | 0 | 0
F6_Commercial_Retail_New_Food Preparation_Natural Gas_Conveyor Oven_E4 | F6 | Commercial | Retail | New | Food Preparation | Natural Gas | Conveyor Oven | E4 | Utility - Value of Sales | 0 | 0 | 0 | 0 | 0 | 0 | 0 | 0 | 0 | 0 | 0 | 0 | 0 | 0 | 0 | 0 | 0 | 0 | 0 | 0 | 0 | 0 | 0 | 0 | 0 | 0 | 0 | 0 | 0 | 0
F6_Commercial_Retail_New_Food Preparation_Natural Gas_Conveyor Oven_E5 | F6 | Commercial | Retail | New | Food Preparation | Natural Gas | Conveyor Oven | E5 | Utility - Value of Sales | 0 | 0 | 0 | 0 | 0 | 0 | 0 | 0 | 0 | 0 | 0 | 0 | 0 | 0 | 0 | 0 | 0 | 0 | 0 | 0 | 0 | 0 | 0 | 0 | 0 | 0 | 0 | 0 | 0 | 0
F6_Commercial_Retail_New_Food Preparation_Natural Gas_Conveyor Oven_E6 | F6 | Commercial | Retail | New | Food Preparation | Natural Gas | Conveyor Oven | E6 | Utility - Value of Sales | 0 | 0 | 0 | 0 | 0 | 0 | 0 | 0 | 0 | 0 | 0 | 0 | 0 | 0 | 0 | 0 | 0 | 0 | 0 | 0 | 0 | 0 | 0 | 0 | 0 | 0 | 0 | 0 | 0 | 0
F6_Commercial_Retail_New_Food Preparation_Natural Gas_Conveyor Oven_E7 | F6 | Commercial | Retail | New | Food Preparation | Natural Gas | Conveyor Oven | E7 | Utility - Value of Sales | 0 | 0 | 0 | 0 | 0 | 0 | 0 | 0 | 0 | 0 | 0 | 0 | 0 | 0 | 0 | 0 | 0 | 0 | 0 | 0 | 0 | 0 | 0 | 0 | 0 | 0 | 0 | 0 | 0 | 0
F6_Commercial_Retail_New_Food Preparation_Natural Gas_Conveyor Oven_E8 | F6 | Commercial | Retail | New | Food Preparation | Natural Gas | Conveyor Oven | E8 | Utility - Value of Sales | 0 | 0 | 0 | 0 | 0 | 0 | 0 | 0 | 0 | 0 | 0 | 0 | 0 | 0 | 0 | 0 | 0 | 0 | 0 | 0 | 0 | 0 | 0 | 0 | 0 | 0 | 0 | 0 | 0 | 0
F6_Commercial_Retail_New_Food Preparation_Natural Gas_Conveyor Oven_E9 | F6 | Commercial | Retail | New | Food Preparation | Natural Gas | Conveyor Oven | E9 | Utility - Value of Sales | 0 | 0 | 0 | 0 | 0 | 0 | 0 | 0 | 0 | 0 | 0 | 0 | 0 | 0 | 0 | 0 | 0 | 0 | 0 | 0 | 0 | 0 | 0 | 0 | 0 | 0 | 0 | 0 | 0 | 0
F6_Commercial_Retail_New_Food Preparation_Natural Gas_Conveyor Oven_E10 | F6 | Commercial | Retail | New | Food Preparation | Natural Gas | Conveyor Oven | E10 | Utility - Value of Sales | 0 | 0 | 0 | 0 | 0 | 0 | 0 | 0 | 0 | 0 | 0 | 0 | 0 | 0 | 0 | 0 | 0 | 0 | 0 | 0 | 0 | 0 | 0 | 0 | 0 | 0 | 0 | 0 | 0 | 0
F1_Commercial_Retail_New_Food Preparation_Natural Gas_Double Rack Oven_E1 | F1 | Commercial | Retail | New | Food Preparation | Natural Gas | Double Rack Oven | E1 | Participant - Cost of Equipment | 0.02925 | 0.02925 | 0.02925 | 0.02925 | 0.02925 | 0.02925 | 0.02925 | 0.02925 | 0.02925 | 0.02925 | 0.02925 | 0.02925 | 0.02925 | 0.02925 | 0.02925 | 0.02925 | 0.02925 | 0.02925 | 0.02925 | 0.02925 | 0.02925 | 0.02925 | 0 | 0 | 0 | 0 | 0 | 0 | 0 | 0
F1_Commercial_Retail_New_Food Preparation_Natural Gas_Double Rack Oven_E2 | F1 | Commercial | Retail | New | Food Preparation | Natural Gas | Double Rack Oven | E2 | Participant - Cost of Equipment | 0.038899 | 0.038899 | 0.038899 | 0.038899 | 0.038899 | 0.038899 | 0.038899 | 0.038899 | 0.038899 | 0.038899 | 0.038899 | 0.038899 | 0.038899 | 0.038899 | 0.038899 | 0.038899 | 0.038899 | 0.038899 | 0.038899 | 0.038899 | 0.038899 | 0.038899 | 0 | 0 | 0 | 0 | 0 | 0 | 0 | 0
F1_Commercial_Retail_New_Food Preparation_Natural Gas_Double Rack Oven_E3 | F1 | Commercial | Retail | New | Food Preparation | Natural Gas | Double Rack Oven | E3 | Participant - Cost of Equipment | 0 | 0 | 0 | 0 | 0 | 0 | 0 | 0 | 0 | 0 | 0 | 0 | 0 | 0 | 0 | 0 | 0 | 0 | 0 | 0 | 0 | 0 | 0 | 0 | 0 | 0 | 0 | 0 | 0 | 0
F1_Commercial_Retail_New_Food Preparation_Natural Gas_Double Rack Oven_E4 | F1 | Commercial | Retail | New | Food Preparation | Natural Gas | Double Rack Oven | E4 | Participant - Cost of Equipment | 0 | 0 | 0 | 0 | 0 | 0 | 0 | 0 | 0 | 0 | 0 | 0 | 0 | 0 | 0 | 0 | 0 | 0 | 0 | 0 | 0 | 0 | 0 | 0 | 0 | 0 | 0 | 0 | 0 | 0
F1_Commercial_Retail_New_Food Preparation_Natural Gas_Double Rack Oven_E5 | F1 | Commercial | Retail | New | Food Preparation | Natural Gas | Double Rack Oven | E5 | Participant - Cost of Equipment | 0 | 0 | 0 | 0 | 0 | 0 | 0 | 0 | 0 | 0 | 0 | 0 | 0 | 0 | 0 | 0 | 0 | 0 | 0 | 0 | 0 | 0 | 0 | 0 | 0 | 0 | 0 | 0 | 0 | 0
F1_Commercial_Retail_New_Food Preparation_Natural Gas_Double Rack Oven_E6 | F1 | Commercial | Retail | New | Food Preparation | Natural Gas | Double Rack Oven | E6 | Participant - Cost of Equipment | 0 | 0 | 0 | 0 | 0 | 0 | 0 | 0 | 0 | 0 | 0 | 0 | 0 | 0 | 0 | 0 | 0 | 0 | 0 | 0 | 0 | 0 | 0 | 0 | 0 | 0 | 0 | 0 | 0 | 0
F1_Commercial_Retail_New_Food Preparation_Natural Gas_Double Rack Oven_E7 | F1 | Commercial | Retail | New | Food Preparation | Natural Gas | Double Rack Oven | E7 | Participant - Cost of Equipment | 0 | 0 | 0 | 0 | 0 | 0 | 0 | 0 | 0 | 0 | 0 | 0 | 0 | 0 | 0 | 0 | 0 | 0 | 0 | 0 | 0 | 0 | 0 | 0 | 0 | 0 | 0 | 0 | 0 | 0
F1_Commercial_Retail_New_Food Preparation_Natural Gas_Double Rack Oven_E8 | F1 | Commercial | Retail | New | Food Preparation | Natural Gas | Double Rack Oven | E8 | Participant - Cost of Equipment | 0 | 0 | 0 | 0 | 0 | 0 | 0 | 0 | 0 | 0 | 0 | 0 | 0 | 0 | 0 | 0 | 0 | 0 | 0 | 0 | 0 | 0 | 0 | 0 | 0 | 0 | 0 | 0 | 0 | 0
F1_Commercial_Retail_New_Food Preparation_Natural Gas_Double Rack Oven_E9 | F1 | Commercial | Retail | New | Food Preparation | Natural Gas | Double Rack Oven | E9 | Participant - Cost of Equipment | 0 | 0 | 0 | 0 | 0 | 0 | 0 | 0 | 0 | 0 | 0 | 0 | 0 | 0 | 0 | 0 | 0 | 0 | 0 | 0 | 0 | 0 | 0 | 0 | 0 | 0 | 0 | 0 | 0 | 0
F1_Commercial_Retail_New_Food Preparation_Natural Gas_Double Rack Oven_E10 | F1 | Commercial | Retail | New | Food Preparation | Natural Gas | Double Rack Oven | E10 | Participant - Cost of Equipment | 0 | 0 | 0 | 0 | 0 | 0 | 0 | 0 | 0 | 0 | 0 | 0 | 0 | 0 | 0 | 0 | 0 | 0 | 0 | 0 | 0 | 0 | 0 | 0 | 0 | 0 | 0 | 0 | 0 | 0
F2_Commercial_Retail_New_Food Preparation_Natural Gas_Double Rack Oven_E1 | F2 | Commercial | Retail | New | Food Preparation | Natural Gas | Double Rack Oven | E1 | Participant - Cost of Operation | 0.099204 | 0.10005 | 0.10107 | 0.10275 | 0.10499 | 0.10764 | 0.11007 | 0.11223 | 0.11433 | 0.11636 | 0.11841 | 0.12041 | 0.12229 | 0.12417 | 0.12597 | 0.12781 | 0.12978 | 0.13177 | 0.13377 | 0.13578 | 0.13777 | 0.13973 | 0 | 0 | 0 | 0 | 0 | 0 | 0 | 0
F2_Commercial_Retail_New_Food Preparation_Natural Gas_Double Rack Oven_E2 | F2 | Commercial | Retail | New | Food Preparation | Natural Gas | Double Rack Oven | E2 | Participant - Cost of Operation | 0.054111 | 0.054574 | 0.055129 | 0.056046 | 0.057268 | 0.05871 | 0.060036 | 0.061216 | 0.06236 | 0.06347 | 0.06459 | 0.065678 | 0.066703 | 0.067729 | 0.06871 | 0.069716 | 0.070791 | 0.071874 | 0.072966 | 0.074062 | 0.075147 | 0.076215 | 0 | 0 | 0 | 0 | 0 | 0 | 0 | 0
F2_Commercial_Retail_New_Food Preparation_Natural Gas_Double Rack Oven_E3 | F2 | Commercial | Retail | New | Food Preparation | Natural Gas | Double Rack Oven | E3 | Participant - Cost of Operation | 0 | 0 | 0 | 0 | 0 | 0 | 0 | 0 | 0 | 0 | 0 | 0 | 0 | 0 | 0 | 0 | 0 | 0 | 0 | 0 | 0 | 0 | 0 | 0 | 0 | 0 | 0 | 0 | 0 | 0
F2_Commercial_Retail_New_Food Preparation_Natural Gas_Double Rack Oven_E4 | F2 | Commercial | Retail | New | Food Preparation | Natural Gas | Double Rack Oven | E4 | Participant - Cost of Operation | 0 | 0 | 0 | 0 | 0 | 0 | 0 | 0 | 0 | 0 | 0 | 0 | 0 | 0 | 0 | 0 | 0 | 0 | 0 | 0 | 0 | 0 | 0 | 0 | 0 | 0 | 0 | 0 | 0 | 0
F2_Commercial_Retail_New_Food Preparation_Natural Gas_Double Rack Oven_E5 | F2 | Commercial | Retail | New | Food Preparation | Natural Gas | Double Rack Oven | E5 | Participant - Cost of Operation | 0 | 0 | 0 | 0 | 0 | 0 | 0 | 0 | 0 | 0 | 0 | 0 | 0 | 0 | 0 | 0 | 0 | 0 | 0 | 0 | 0 | 0 | 0 | 0 | 0 | 0 | 0 | 0 | 0 | 0
F2_Commercial_Retail_New_Food Preparation_Natural Gas_Double Rack Oven_E6 | F2 | Commercial | Retail | New | Food Preparation | Natural Gas | Double Rack Oven | E6 | Participant - Cost of Operation | 0 | 0 | 0 | 0 | 0 | 0 | 0 | 0 | 0 | 0 | 0 | 0 | 0 | 0 | 0 | 0 | 0 | 0 | 0 | 0 | 0 | 0 | 0 | 0 | 0 | 0 | 0 | 0 | 0 | 0
F2_Commercial_Retail_New_Food Preparation_Natural Gas_Double Rack Oven_E7 | F2 | Commercial | Retail | New | Food Preparation | Natural Gas | Double Rack Oven | E7 | Participant - Cost of Operation | 0 | 0 | 0 | 0 | 0 | 0 | 0 | 0 | 0 | 0 | 0 | 0 | 0 | 0 | 0 | 0 | 0 | 0 | 0 | 0 | 0 | 0 | 0 | 0 | 0 | 0 | 0 | 0 | 0 | 0
F2_Commercial_Retail_New_Food Preparation_Natural Gas_Double Rack Oven_E8 | F2 | Commercial | Retail | New | Food Preparation | Natural Gas | Double Rack Oven | E8 | Participant - Cost of Operation | 0 | 0 | 0 | 0 | 0 | 0 | 0 | 0 | 0 | 0 | 0 | 0 | 0 | 0 | 0 | 0 | 0 | 0 | 0 | 0 | 0 | 0 | 0 | 0 | 0 | 0 | 0 | 0 | 0 | 0
F2_Commercial_Retail_New_Food Preparation_Natural Gas_Double Rack Oven_E9 | F2 | Commercial | Retail | New | Food Preparation | Natural Gas | Double Rack Oven | E9 | Participant - Cost of Operation | 0 | 0 | 0 | 0 | 0 | 0 | 0 | 0 | 0 | 0 | 0 | 0 | 0 | 0 | 0 | 0 | 0 | 0 | 0 | 0 | 0 | 0 | 0 | 0 | 0 | 0 | 0 | 0 | 0 | 0
F2_Commercial_Retail_New_Food Preparation_Natural Gas_Double Rack Oven_E10 | F2 | Commercial | Retail | New | Food Preparation | Natural Gas | Double Rack Oven | E10 | Participant - Cost of Operation | 0 | 0 | 0 | 0 | 0 | 0 | 0 | 0 | 0 | 0 | 0 | 0 | 0 | 0 | 0 | 0 | 0 | 0 | 0 | 0 | 0 | 0 | 0 | 0 | 0 | 0 | 0 | 0 | 0 | 0
F3_Commercial_Retail_New_Food Preparation_Natural Gas_Double Rack Oven_E1 | F3 | Commercial | Retail | New | Food Preparation | Natural Gas | Double Rack Oven | E1 | System - kBTUs of Conusmption | 9.3039 | 9.3317 | 9.3625 | 9.4333 | 9.496 | 9.5488 | 9.5889 | 9.6287 | 9.6658 | 9.6894 | 9.6974 | 9.6956 | 9.6813 | 9.6538 | 9.6199 | 9.5869 | 9.5514 | 9.5135 | 9.4701 | 9.4284 | 9.3851 | 9.3405 | 0 | 0 | 0 | 0 | 0 | 0 | 0 | 0
F3_Commercial_Retail_New_Food Preparation_Natural Gas_Double Rack Oven_E2 | F3 | Commercial | Retail | New | Food Preparation | Natural Gas | Double Rack Oven | E2 | System - kBTUs of Conusmption | 5.0748 | 5.09 | 5.1068 | 5.1455 | 5.1796 | 5.2084 | 5.2303 | 5.252 | 5.2722 | 5.2851 | 5.2895 | 5.2885 | 5.2807 | 5.2657 | 5.2472 | 5.2292 | 5.2099 | 5.1892 | 5.1655 | 5.1428 | 5.1191 | 5.0948 | 0 | 0 | 0 | 0 | 0 | 0 | 0 | 0
F3_Commercial_Retail_New_Food Preparation_Natural Gas_Double Rack Oven_E3 | F3 | Commercial | Retail | New | Food Preparation | Natural Gas | Double Rack Oven | E3 | System - kBTUs of Conusmption | 0 | 0 | 0 | 0 | 0 | 0 | 0 | 0 | 0 | 0 | 0 | 0 | 0 | 0 | 0 | 0 | 0 | 0 | 0 | 0 | 0 | 0 | 0 | 0 | 0 | 0 | 0 | 0 | 0 | 0
F3_Commercial_Retail_New_Food Preparation_Natural Gas_Double Rack Oven_E4 | F3 | Commercial | Retail | New | Food Preparation | Natural Gas | Double Rack Oven | E4 | System - kBTUs of Conusmption | 0 | 0 | 0 | 0 | 0 | 0 | 0 | 0 | 0 | 0 | 0 | 0 | 0 | 0 | 0 | 0 | 0 | 0 | 0 | 0 | 0 | 0 | 0 | 0 | 0 | 0 | 0 | 0 | 0 | 0
F3_Commercial_Retail_New_Food Preparation_Natural Gas_Double Rack Oven_E5 | F3 | Commercial | Retail | New | Food Preparation | Natural Gas | Double Rack Oven | E5 | System - kBTUs of Conusmption | 0 | 0 | 0 | 0 | 0 | 0 | 0 | 0 | 0 | 0 | 0 | 0 | 0 | 0 | 0 | 0 | 0 | 0 | 0 | 0 | 0 | 0 | 0 | 0 | 0 | 0 | 0 | 0 | 0 | 0
F3_Commercial_Retail_New_Food Preparation_Natural Gas_Double Rack Oven_E6 | F3 | Commercial | Retail | New | Food Preparation | Natural Gas | Double Rack Oven | E6 | System - kBTUs of Conusmption | 0 | 0 | 0 | 0 | 0 | 0 | 0 | 0 | 0 | 0 | 0 | 0 | 0 | 0 | 0 | 0 | 0 | 0 | 0 | 0 | 0 | 0 | 0 | 0 | 0 | 0 | 0 | 0 | 0 | 0
F3_Commercial_Retail_New_Food Preparation_Natural Gas_Double Rack Oven_E7 | F3 | Commercial | Retail | New | Food Preparation | Natural Gas | Double Rack Oven | E7 | System - kBTUs of Conusmption | 0 | 0 | 0 | 0 | 0 | 0 | 0 | 0 | 0 | 0 | 0 | 0 | 0 | 0 | 0 | 0 | 0 | 0 | 0 | 0 | 0 | 0 | 0 | 0 | 0 | 0 | 0 | 0 | 0 | 0
F3_Commercial_Retail_New_Food Preparation_Natural Gas_Double Rack Oven_E8 | F3 | Commercial | Retail | New | Food Preparation | Natural Gas | Double Rack Oven | E8 | System - kBTUs of Conusmption | 0 | 0 | 0 | 0 | 0 | 0 | 0 | 0 | 0 | 0 | 0 | 0 | 0 | 0 | 0 | 0 | 0 | 0 | 0 | 0 | 0 | 0 | 0 | 0 | 0 | 0 | 0 | 0 | 0 | 0
F3_Commercial_Retail_New_Food Preparation_Natural Gas_Double Rack Oven_E9 | F3 | Commercial | Retail | New | Food Preparation | Natural Gas | Double Rack Oven | E9 | System - kBTUs of Conusmption | 0 | 0 | 0 | 0 | 0 | 0 | 0 | 0 | 0 | 0 | 0 | 0 | 0 | 0 | 0 | 0 | 0 | 0 | 0 | 0 | 0 | 0 | 0 | 0 | 0 | 0 | 0 | 0 | 0 | 0
F3_Commercial_Retail_New_Food Preparation_Natural Gas_Double Rack Oven_E10 | F3 | Commercial | Retail | New | Food Preparation | Natural Gas | Double Rack Oven | E10 | System - kBTUs of Conusmption | 0 | 0 | 0 | 0 | 0 | 0 | 0 | 0 | 0 | 0 | 0 | 0 | 0 | 0 | 0 | 0 | 0 | 0 | 0 | 0 | 0 | 0 | 0 | 0 | 0 | 0 | 0 | 0 | 0 | 0
F4_Commercial_Retail_New_Food Preparation_Natural Gas_Double Rack Oven_E1 | F4 | Commercial | Retail | New | Food Preparation | Natural Gas | Double Rack Oven | E1 | Utility - Cost of Equipment | 0.02925 | 0.02925 | 0.02925 | 0.02925 | 0.02925 | 0.02925 | 0.02925 | 0.02925 | 0.02925 | 0.02925 | 0.02925 | 0.02925 | 0.02925 | 0.02925 | 0.02925 | 0.02925 | 0.02925 | 0.02925 | 0.02925 | 0.02925 | 0.02925 | 0.02925 | 0 | 0 | 0 | 0 | 0 | 0 | 0 | 0
F4_Commercial_Retail_New_Food Preparation_Natural Gas_Double Rack Oven_E2 | F4 | Commercial | Retail | New | Food Preparation | Natural Gas | Double Rack Oven | E2 | Utility - Cost of Equipment | 0.038899 | 0.038899 | 0.038899 | 0.038899 | 0.038899 | 0.038899 | 0.038899 | 0.038899 | 0.038899 | 0.038899 | 0.038899 | 0.038899 | 0.038899 | 0.038899 | 0.038899 | 0.038899 | 0.038899 | 0.038899 | 0.038899 | 0.038899 | 0.038899 | 0.038899 | 0 | 0 | 0 | 0 | 0 | 0 | 0 | 0
F4_Commercial_Retail_New_Food Preparation_Natural Gas_Double Rack Oven_E3 | F4 | Commercial | Retail | New | Food Preparation | Natural Gas | Double Rack Oven | E3 | Utility - Cost of Equipment | 0 | 0 | 0 | 0 | 0 | 0 | 0 | 0 | 0 | 0 | 0 | 0 | 0 | 0 | 0 | 0 | 0 | 0 | 0 | 0 | 0 | 0 | 0 | 0 | 0 | 0 | 0 | 0 | 0 | 0
F4_Commercial_Retail_New_Food Preparation_Natural Gas_Double Rack Oven_E4 | F4 | Commercial | Retail | New | Food Preparation | Natural Gas | Double Rack Oven | E4 | Utility - Cost of Equipment | 0 | 0 | 0 | 0 | 0 | 0 | 0 | 0 | 0 | 0 | 0 | 0 | 0 | 0 | 0 | 0 | 0 | 0 | 0 | 0 | 0 | 0 | 0 | 0 | 0 | 0 | 0 | 0 | 0 | 0
F4_Commercial_Retail_New_Food Preparation_Natural Gas_Double Rack Oven_E5 | F4 | Commercial | Retail | New | Food Preparation | Natural Gas | Double Rack Oven | E5 | Utility - Cost of Equipment | 0 | 0 | 0 | 0 | 0 | 0 | 0 | 0 | 0 | 0 | 0 | 0 | 0 | 0 | 0 | 0 | 0 | 0 | 0 | 0 | 0 | 0 | 0 | 0 | 0 | 0 | 0 | 0 | 0 | 0
F4_Commercial_Retail_New_Food Preparation_Natural Gas_Double Rack Oven_E6 | F4 | Commercial | Retail | New | Food Preparation | Natural Gas | Double Rack Oven | E6 | Utility - Cost of Equipment | 0 | 0 | 0 | 0 | 0 | 0 | 0 | 0 | 0 | 0 | 0 | 0 | 0 | 0 | 0 | 0 | 0 | 0 | 0 | 0 | 0 | 0 | 0 | 0 | 0 | 0 | 0 | 0 | 0 | 0
F4_Commercial_Retail_New_Food Preparation_Natural Gas_Double Rack Oven_E7 | F4 | Commercial | Retail | New | Food Preparation | Natural Gas | Double Rack Oven | E7 | Utility - Cost of Equipment | 0 | 0 | 0 | 0 | 0 | 0 | 0 | 0 | 0 | 0 | 0 | 0 | 0 | 0 | 0 | 0 | 0 | 0 | 0 | 0 | 0 | 0 | 0 | 0 | 0 | 0 | 0 | 0 | 0 | 0
F4_Commercial_Retail_New_Food Preparation_Natural Gas_Double Rack Oven_E8 | F4 | Commercial | Retail | New | Food Preparation | Natural Gas | Double Rack Oven | E8 | Utility - Cost of Equipment | 0 | 0 | 0 | 0 | 0 | 0 | 0 | 0 | 0 | 0 | 0 | 0 | 0 | 0 | 0 | 0 | 0 | 0 | 0 | 0 | 0 | 0 | 0 | 0 | 0 | 0 | 0 | 0 | 0 | 0
F4_Commercial_Retail_New_Food Preparation_Natural Gas_Double Rack Oven_E9 | F4 | Commercial | Retail | New | Food Preparation | Natural Gas | Double Rack Oven | E9 | Utility - Cost of Equipment | 0 | 0 | 0 | 0 | 0 | 0 | 0 | 0 | 0 | 0 | 0 | 0 | 0 | 0 | 0 | 0 | 0 | 0 | 0 | 0 | 0 | 0 | 0 | 0 | 0 | 0 | 0 | 0 | 0 | 0
F4_Commercial_Retail_New_Food Preparation_Natural Gas_Double Rack Oven_E10 | F4 | Commercial | Retail | New | Food Preparation | Natural Gas | Double Rack Oven | E10 | Utility - Cost of Equipment | 0 | 0 | 0 | 0 | 0 | 0 | 0 | 0 | 0 | 0 | 0 | 0 | 0 | 0 | 0 | 0 | 0 | 0 | 0 | 0 | 0 | 0 | 0 | 0 | 0 | 0 | 0 | 0 | 0 | 0
F5_Commercial_Retail_New_Food Preparation_Natural Gas_Double Rack Oven_E1 | F5 | Commercial | Retail | New | Food Preparation | Natural Gas | Double Rack Oven | E1 | Utility - Cost of Operation | 0.082804 | 0.083512 | 0.08436 | 0.085764 | 0.087634 | 0.089841 | 0.091869 | 0.093675 | 0.095426 | 0.097125 | 0.098838 | 0.1005 | 0.10207 | 0.10364 | 0.10514 | 0.10668 | 0.10833 | 0.10999 | 0.11166 | 0.11333 | 0.11499 | 0.11663 | 0 | 0 | 0 | 0 | 0 | 0 | 0 | 0
F5_Commercial_Retail_New_Food Preparation_Natural Gas_Double Rack Oven_E2 | F5 | Commercial | Retail | New | Food Preparation | Natural Gas | Double Rack Oven | E2 | Utility - Cost of Operation | 0.045166 | 0.045552 | 0.046015 | 0.04678 | 0.047801 | 0.049004 | 0.05011 | 0.051095 | 0.052051 | 0.052977 | 0.053912 | 0.05482 | 0.055676 | 0.056532 | 0.057351 | 0.05819 | 0.059088 | 0.059992 | 0.060903 | 0.061818 | 0.062723 | 0.063615 | 0 | 0 | 0 | 0 | 0 | 0 | 0 | 0
F5_Commercial_Retail_New_Food Preparation_Natural Gas_Double Rack Oven_E3 | F5 | Commercial | Retail | New | Food Preparation | Natural Gas | Double Rack Oven | E3 | Utility - Cost of Operation | 0 | 0 | 0 | 0 | 0 | 0 | 0 | 0 | 0 | 0 | 0 | 0 | 0 | 0 | 0 | 0 | 0 | 0 | 0 | 0 | 0 | 0 | 0 | 0 | 0 | 0 | 0 | 0 | 0 | 0
F5_Commercial_Retail_New_Food Preparation_Natural Gas_Double Rack Oven_E4 | F5 | Commercial | Retail | New | Food Preparation | Natural Gas | Double Rack Oven | E4 | Utility - Cost of Operation | 0 | 0 | 0 | 0 | 0 | 0 | 0 | 0 | 0 | 0 | 0 | 0 | 0 | 0 | 0 | 0 | 0 | 0 | 0 | 0 | 0 | 0 | 0 | 0 | 0 | 0 | 0 | 0 | 0 | 0
F5_Commercial_Retail_New_Food Preparation_Natural Gas_Double Rack Oven_E5 | F5 | Commercial | Retail | New | Food Preparation | Natural Gas | Double Rack Oven | E5 | Utility - Cost of Operation | 0 | 0 | 0 | 0 | 0 | 0 | 0 | 0 | 0 | 0 | 0 | 0 | 0 | 0 | 0 | 0 | 0 | 0 | 0 | 0 | 0 | 0 | 0 | 0 | 0 | 0 | 0 | 0 | 0 | 0
F5_Commercial_Retail_New_Food Preparation_Natural Gas_Double Rack Oven_E6 | F5 | Commercial | Retail | New | Food Preparation | Natural Gas | Double Rack Oven | E6 | Utility - Cost of Operation | 0 | 0 | 0 | 0 | 0 | 0 | 0 | 0 | 0 | 0 | 0 | 0 | 0 | 0 | 0 | 0 | 0 | 0 | 0 | 0 | 0 | 0 | 0 | 0 | 0 | 0 | 0 | 0 | 0 | 0
F5_Commercial_Retail_New_Food Preparation_Natural Gas_Double Rack Oven_E7 | F5 | Commercial | Retail | New | Food Preparation | Natural Gas | Double Rack Oven | E7 | Utility - Cost of Operation | 0 | 0 | 0 | 0 | 0 | 0 | 0 | 0 | 0 | 0 | 0 | 0 | 0 | 0 | 0 | 0 | 0 | 0 | 0 | 0 | 0 | 0 | 0 | 0 | 0 | 0 | 0 | 0 | 0 | 0
F5_Commercial_Retail_New_Food Preparation_Natural Gas_Double Rack Oven_E8 | F5 | Commercial | Retail | New | Food Preparation | Natural Gas | Double Rack Oven | E8 | Utility - Cost of Operation | 0 | 0 | 0 | 0 | 0 | 0 | 0 | 0 | 0 | 0 | 0 | 0 | 0 | 0 | 0 | 0 | 0 | 0 | 0 | 0 | 0 | 0 | 0 | 0 | 0 | 0 | 0 | 0 | 0 | 0
F5_Commercial_Retail_New_Food Preparation_Natural Gas_Double Rack Oven_E9 | F5 | Commercial | Retail | New | Food Preparation | Natural Gas | Double Rack Oven | E9 | Utility - Cost of Operation | 0 | 0 | 0 | 0 | 0 | 0 | 0 | 0 | 0 | 0 | 0 | 0 | 0 | 0 | 0 | 0 | 0 | 0 | 0 | 0 | 0 | 0 | 0 | 0 | 0 | 0 | 0 | 0 | 0 | 0
F5_Commercial_Retail_New_Food Preparation_Natural Gas_Double Rack Oven_E10 | F5 | Commercial | Retail | New | Food Preparation | Natural Gas | Double Rack Oven | E10 | Utility - Cost of Operation | 0 | 0 | 0 | 0 | 0 | 0 | 0 | 0 | 0 | 0 | 0 | 0 | 0 | 0 | 0 | 0 | 0 | 0 | 0 | 0 | 0 | 0 | 0 | 0 | 0 | 0 | 0 | 0 | 0 | 0
F6_Commercial_Retail_New_Food Preparation_Natural Gas_Double Rack Oven_E1 | F6 | Commercial | Retail | New | Food Preparation | Natural Gas | Double Rack Oven | E1 | Utility - Value of Sales | 0.099204 | 0.10005 | 0.10107 | 0.10275 | 0.10499 | 0.10764 | 0.11007 | 0.11223 | 0.11433 | 0.11636 | 0.11841 | 0.12041 | 0.12229 | 0.12417 | 0.12597 | 0.12781 | 0.12978 | 0.13177 | 0.13377 | 0.13578 | 0.13777 | 0.13973 | 0 | 0 | 0 | 0 | 0 | 0 | 0 | 0
F6_Commercial_Retail_New_Food Preparation_Natural Gas_Double Rack Oven_E2 | F6 | Commercial | Retail | New | Food Preparation | Natural Gas | Double Rack Oven | E2 | Utility - Value of Sales | 0.054111 | 0.054574 | 0.055129 | 0.056046 | 0.057268 | 0.05871 | 0.060036 | 0.061216 | 0.06236 | 0.06347 | 0.06459 | 0.065678 | 0.066703 | 0.067729 | 0.06871 | 0.069716 | 0.070791 | 0.071874 | 0.072966 | 0.074062 | 0.075147 | 0.076215 | 0 | 0 | 0 | 0 | 0 | 0 | 0 | 0
F6_Commercial_Retail_New_Food Preparation_Natural Gas_Double Rack Oven_E3 | F6 | Commercial | Retail | New | Food Preparation | Natural Gas | Double Rack Oven | E3 | Utility - Value of Sales | 0 | 0 | 0 | 0 | 0 | 0 | 0 | 0 | 0 | 0 | 0 | 0 | 0 | 0 | 0 | 0 | 0 | 0 | 0 | 0 | 0 | 0 | 0 | 0 | 0 | 0 | 0 | 0 | 0 | 0
F6_Commercial_Retail_New_Food Preparation_Natural Gas_Double Rack Oven_E4 | F6 | Commercial | Retail | New | Food Preparation | Natural Gas | Double Rack Oven | E4 | Utility - Value of Sales | 0 | 0 | 0 | 0 | 0 | 0 | 0 | 0 | 0 | 0 | 0 | 0 | 0 | 0 | 0 | 0 | 0 | 0 | 0 | 0 | 0 | 0 | 0 | 0 | 0 | 0 | 0 | 0 | 0 | 0
F6_Commercial_Retail_New_Food Preparation_Natural Gas_Double Rack Oven_E5 | F6 | Commercial | Retail | New | Food Preparation | Natural Gas | Double Rack Oven | E5 | Utility - Value of Sales | 0 | 0 | 0 | 0 | 0 | 0 | 0 | 0 | 0 | 0 | 0 | 0 | 0 | 0 | 0 | 0 | 0 | 0 | 0 | 0 | 0 | 0 | 0 | 0 | 0 | 0 | 0 | 0 | 0 | 0
F6_Commercial_Retail_New_Food Preparation_Natural Gas_Double Rack Oven_E6 | F6 | Commercial | Retail | New | Food Preparation | Natural Gas | Double Rack Oven | E6 | Utility - Value of Sales | 0 | 0 | 0 | 0 | 0 | 0 | 0 | 0 | 0 | 0 | 0 | 0 | 0 | 0 | 0 | 0 | 0 | 0 | 0 | 0 | 0 | 0 | 0 | 0 | 0 | 0 | 0 | 0 | 0 | 0
F6_Commercial_Retail_New_Food Preparation_Natural Gas_Double Rack Oven_E7 | F6 | Commercial | Retail | New | Food Preparation | Natural Gas | Double Rack Oven | E7 | Utility - Value of Sales | 0 | 0 | 0 | 0 | 0 | 0 | 0 | 0 | 0 | 0 | 0 | 0 | 0 | 0 | 0 | 0 | 0 | 0 | 0 | 0 | 0 | 0 | 0 | 0 | 0 | 0 | 0 | 0 | 0 | 0
F6_Commercial_Retail_New_Food Preparation_Natural Gas_Double Rack Oven_E8 | F6 | Commercial | Retail | New | Food Preparation | Natural Gas | Double Rack Oven | E8 | Utility - Value of Sales | 0 | 0 | 0 | 0 | 0 | 0 | 0 | 0 | 0 | 0 | 0 | 0 | 0 | 0 | 0 | 0 | 0 | 0 | 0 | 0 | 0 | 0 | 0 | 0 | 0 | 0 | 0 | 0 | 0 | 0
F6_Commercial_Retail_New_Food Preparation_Natural Gas_Double Rack Oven_E9 | F6 | Commercial | Retail | New | Food Preparation | Natural Gas | Double Rack Oven | E9 | Utility - Value of Sales | 0 | 0 | 0 | 0 | 0 | 0 | 0 | 0 | 0 | 0 | 0 | 0 | 0 | 0 | 0 | 0 | 0 | 0 | 0 | 0 | 0 | 0 | 0 | 0 | 0 | 0 | 0 | 0 | 0 | 0
F6_Commercial_Retail_New_Food Preparation_Natural Gas_Double Rack Oven_E10 | F6 | Commercial | Retail | New | Food Preparation | Natural Gas | Double Rack Oven | E10 | Utility - Value of Sales | 0 | 0 | 0 | 0 | 0 | 0 | 0 | 0 | 0 | 0 | 0 | 0 | 0 | 0 | 0 | 0 | 0 | 0 | 0 | 0 | 0 | 0 | 0 | 0 | 0 | 0 | 0 | 0 | 0 | 0
F1_Commercial_Retail_New_Food Preparation_Natural Gas_Fryer_E1 | F1 | Commercial | Retail | New | Food Preparation | Natural Gas | Fryer | E1 | Participant - Cost of Equipment | 0.029524 | 0.029524 | 0.029524 | 0.029524 | 0.029524 | 0.029524 | 0.029524 | 0.029524 | 0.029524 | 0.029524 | 0.029524 | 0.029524 | 0.029524 | 0.029524 | 0.029524 | 0.029524 | 0.029524 | 0.029524 | 0.029524 | 0.029524 | 0.029524 | 0.029524 | 0 | 0 | 0 | 0 | 0 | 0 | 0 | 0
F1_Commercial_Retail_New_Food Preparation_Natural Gas_Fryer_E2 | F1 | Commercial | Retail | New | Food Preparation | Natural Gas | Fryer | E2 | Participant - Cost of Equipment | 0.037111 | 0.037111 | 0.037111 | 0.037111 | 0.037111 | 0.037111 | 0.037111 | 0.037111 | 0.037111 | 0.037111 | 0.037111 | 0.037111 | 0.037111 | 0.037111 | 0.037111 | 0.037111 | 0.037111 | 0.037111 | 0.037111 | 0.037111 | 0.037111 | 0.037111 | 0 | 0 | 0 | 0 | 0 | 0 | 0 | 0
F1_Commercial_Retail_New_Food Preparation_Natural Gas_Fryer_E3 | F1 | Commercial | Retail | New | Food Preparation | Natural Gas | Fryer | E3 | Participant - Cost of Equipment | 0 | 0 | 0 | 0 | 0 | 0 | 0 | 0 | 0 | 0 | 0 | 0 | 0 | 0 | 0 | 0 | 0 | 0 | 0 | 0 | 0 | 0 | 0 | 0 | 0 | 0 | 0 | 0 | 0 | 0
F1_Commercial_Retail_New_Food Preparation_Natural Gas_Fryer_E4 | F1 | Commercial | Retail | New | Food Preparation | Natural Gas | Fryer | E4 | Participant - Cost of Equipment | 0 | 0 | 0 | 0 | 0 | 0 | 0 | 0 | 0 | 0 | 0 | 0 | 0 | 0 | 0 | 0 | 0 | 0 | 0 | 0 | 0 | 0 | 0 | 0 | 0 | 0 | 0 | 0 | 0 | 0
F1_Commercial_Retail_New_Food Preparation_Natural Gas_Fryer_E5 | F1 | Commercial | Retail | New | Food Preparation | Natural Gas | Fryer | E5 | Participant - Cost of Equipment | 0 | 0 | 0 | 0 | 0 | 0 | 0 | 0 | 0 | 0 | 0 | 0 | 0 | 0 | 0 | 0 | 0 | 0 | 0 | 0 | 0 | 0 | 0 | 0 | 0 | 0 | 0 | 0 | 0 | 0
F1_Commercial_Retail_New_Food Preparation_Natural Gas_Fryer_E6 | F1 | Commercial | Retail | New | Food Preparation | Natural Gas | Fryer | E6 | Participant - Cost of Equipment | 0 | 0 | 0 | 0 | 0 | 0 | 0 | 0 | 0 | 0 | 0 | 0 | 0 | 0 | 0 | 0 | 0 | 0 | 0 | 0 | 0 | 0 | 0 | 0 | 0 | 0 | 0 | 0 | 0 | 0
F1_Commercial_Retail_New_Food Preparation_Natural Gas_Fryer_E7 | F1 | Commercial | Retail | New | Food Preparation | Natural Gas | Fryer | E7 | Participant - Cost of Equipment | 0 | 0 | 0 | 0 | 0 | 0 | 0 | 0 | 0 | 0 | 0 | 0 | 0 | 0 | 0 | 0 | 0 | 0 | 0 | 0 | 0 | 0 | 0 | 0 | 0 | 0 | 0 | 0 | 0 | 0
F1_Commercial_Retail_New_Food Preparation_Natural Gas_Fryer_E8 | F1 | Commercial | Retail | New | Food Preparation | Natural Gas | Fryer | E8 | Participant - Cost of Equipment | 0 | 0 | 0 | 0 | 0 | 0 | 0 | 0 | 0 | 0 | 0 | 0 | 0 | 0 | 0 | 0 | 0 | 0 | 0 | 0 | 0 | 0 | 0 | 0 | 0 | 0 | 0 | 0 | 0 | 0
F1_Commercial_Retail_New_Food Preparation_Natural Gas_Fryer_E9 | F1 | Commercial | Retail | New | Food Preparation | Natural Gas | Fryer | E9 | Participant - Cost of Equipment | 0 | 0 | 0 | 0 | 0 | 0 | 0 | 0 | 0 | 0 | 0 | 0 | 0 | 0 | 0 | 0 | 0 | 0 | 0 | 0 | 0 | 0 | 0 | 0 | 0 | 0 | 0 | 0 | 0 | 0
F1_Commercial_Retail_New_Food Preparation_Natural Gas_Fryer_E10 | F1 | Commercial | Retail | New | Food Preparation | Natural Gas | Fryer | E10 | Participant - Cost of Equipment | 0 | 0 | 0 | 0 | 0 | 0 | 0 | 0 | 0 | 0 | 0 | 0 | 0 | 0 | 0 | 0 | 0 | 0 | 0 | 0 | 0 | 0 | 0 | 0 | 0 | 0 | 0 | 0 | 0 | 0
F2_Commercial_Retail_New_Food Preparation_Natural Gas_Fryer_E1 | F2 | Commercial | Retail | New | Food Preparation | Natural Gas | Fryer | E1 | Participant - Cost of Operation | 0.048147 | 0.047788 | 0.047738 | 0.04843 | 0.049673 | 0.051304 | 0.052677 | 0.053753 | 0.054731 | 0.05569 | 0.05674 | 0.057798 | 0.058827 | 0.059987 | 0.061087 | 0.062256 | 0.06341 | 0.064414 | 0.065247 | 0.065889 | 0.066482 | 0.067018 | 0 | 0 | 0 | 0 | 0 | 0 | 0 | 0
F2_Commercial_Retail_New_Food Preparation_Natural Gas_Fryer_E2 | F2 | Commercial | Retail | New | Food Preparation | Natural Gas | Fryer | E2 | Participant - Cost of Operation | 0.02951 | 0.02929 | 0.029259 | 0.029683 | 0.030445 | 0.031445 | 0.032286 | 0.032945 | 0.033545 | 0.034133 | 0.034776 | 0.035425 | 0.036055 | 0.036766 | 0.037441 | 0.038157 | 0.038864 | 0.03948 | 0.03999 | 0.040384 | 0.040747 | 0.041076 | 0 | 0 | 0 | 0 | 0 | 0 | 0 | 0
F2_Commercial_Retail_New_Food Preparation_Natural Gas_Fryer_E3 | F2 | Commercial | Retail | New | Food Preparation | Natural Gas | Fryer | E3 | Participant - Cost of Operation | 0 | 0 | 0 | 0 | 0 | 0 | 0 | 0 | 0 | 0 | 0 | 0 | 0 | 0 | 0 | 0 | 0 | 0 | 0 | 0 | 0 | 0 | 0 | 0 | 0 | 0 | 0 | 0 | 0 | 0
F2_Commercial_Retail_New_Food Preparation_Natural Gas_Fryer_E4 | F2 | Commercial | Retail | New | Food Preparation | Natural Gas | Fryer | E4 | Participant - Cost of Operation | 0 | 0 | 0 | 0 | 0 | 0 | 0 | 0 | 0 | 0 | 0 | 0 | 0 | 0 | 0 | 0 | 0 | 0 | 0 | 0 | 0 | 0 | 0 | 0 | 0 | 0 | 0 | 0 | 0 | 0
F2_Commercial_Retail_New_Food Preparation_Natural Gas_Fryer_E5 | F2 | Commercial | Retail | New | Food Preparation | Natural Gas | Fryer | E5 | Participant - Cost of Operation | 0 | 0 | 0 | 0 | 0 | 0 | 0 | 0 | 0 | 0 | 0 | 0 | 0 | 0 | 0 | 0 | 0 | 0 | 0 | 0 | 0 | 0 | 0 | 0 | 0 | 0 | 0 | 0 | 0 | 0
F2_Commercial_Retail_New_Food Preparation_Natural Gas_Fryer_E6 | F2 | Commercial | Retail | New | Food Preparation | Natural Gas | Fryer | E6 | Participant - Cost of Operation | 0 | 0 | 0 | 0 | 0 | 0 | 0 | 0 | 0 | 0 | 0 | 0 | 0 | 0 | 0 | 0 | 0 | 0 | 0 | 0 | 0 | 0 | 0 | 0 | 0 | 0 | 0 | 0 | 0 | 0
F2_Commercial_Retail_New_Food Preparation_Natural Gas_Fryer_E7 | F2 | Commercial | Retail | New | Food Preparation | Natural Gas | Fryer | E7 | Participant - Cost of Operation | 0 | 0 | 0 | 0 | 0 | 0 | 0 | 0 | 0 | 0 | 0 | 0 | 0 | 0 | 0 | 0 | 0 | 0 | 0 | 0 | 0 | 0 | 0 | 0 | 0 | 0 | 0 | 0 | 0 | 0
F2_Commercial_Retail_New_Food Preparation_Natural Gas_Fryer_E8 | F2 | Commercial | Retail | New | Food Preparation | Natural Gas | Fryer | E8 | Participant - Cost of Operation | 0 | 0 | 0 | 0 | 0 | 0 | 0 | 0 | 0 | 0 | 0 | 0 | 0 | 0 | 0 | 0 | 0 | 0 | 0 | 0 | 0 | 0 | 0 | 0 | 0 | 0 | 0 | 0 | 0 | 0
F2_Commercial_Retail_New_Food Preparation_Natural Gas_Fryer_E9 | F2 | Commercial | Retail | New | Food Preparation | Natural Gas | Fryer | E9 | Participant - Cost of Operation | 0 | 0 | 0 | 0 | 0 | 0 | 0 | 0 | 0 | 0 | 0 | 0 | 0 | 0 | 0 | 0 | 0 | 0 | 0 | 0 | 0 | 0 | 0 | 0 | 0 | 0 | 0 | 0 | 0 | 0
F2_Commercial_Retail_New_Food Preparation_Natural Gas_Fryer_E10 | F2 | Commercial | Retail | New | Food Preparation | Natural Gas | Fryer | E10 | Participant - Cost of Operation | 0 | 0 | 0 | 0 | 0 | 0 | 0 | 0 | 0 | 0 | 0 | 0 | 0 | 0 | 0 | 0 | 0 | 0 | 0 | 0 | 0 | 0 | 0 | 0 | 0 | 0 | 0 | 0 | 0 | 0
F3_Commercial_Retail_New_Food Preparation_Natural Gas_Fryer_E1 | F3 | Commercial | Retail | New | Food Preparation | Natural Gas | Fryer | E1 | System - kBTUs of Conusmption | 4.6238 | 4.6226 | 4.6287 | 4.6812 | 4.7262 | 4.7633 | 4.7883 | 4.815 | 4.8396 | 4.8621 | 4.8794 | 4.8981 | 4.9152 | 4.9308 | 4.9411 | 4.954 | 4.9527 | 4.9366 | 4.9023 | 4.8562 | 4.8083 | 4.7591 | 0 | 0 | 0 | 0 | 0 | 0 | 0 | 0
F3_Commercial_Retail_New_Food Preparation_Natural Gas_Fryer_E2 | F3 | Commercial | Retail | New | Food Preparation | Natural Gas | Fryer | E2 | System - kBTUs of Conusmption | 2.8339 | 2.8332 | 2.8369 | 2.8691 | 2.8967 | 2.9194 | 2.9348 | 2.9511 | 2.9662 | 2.98 | 2.9906 | 3.0021 | 3.0125 | 3.0221 | 3.0284 | 3.0363 | 3.0355 | 3.0257 | 3.0046 | 2.9764 | 2.947 | 2.9169 | 0 | 0 | 0 | 0 | 0 | 0 | 0 | 0
F3_Commercial_Retail_New_Food Preparation_Natural Gas_Fryer_E3 | F3 | Commercial | Retail | New | Food Preparation | Natural Gas | Fryer | E3 | System - kBTUs of Conusmption | 0 | 0 | 0 | 0 | 0 | 0 | 0 | 0 | 0 | 0 | 0 | 0 | 0 | 0 | 0 | 0 | 0 | 0 | 0 | 0 | 0 | 0 | 0 | 0 | 0 | 0 | 0 | 0 | 0 | 0
F3_Commercial_Retail_New_Food Preparation_Natural Gas_Fryer_E4 | F3 | Commercial | Retail | New | Food Preparation | Natural Gas | Fryer | E4 | System - kBTUs of Conusmption | 0 | 0 | 0 | 0 | 0 | 0 | 0 | 0 | 0 | 0 | 0 | 0 | 0 | 0 | 0 | 0 | 0 | 0 | 0 | 0 | 0 | 0 | 0 | 0 | 0 | 0 | 0 | 0 | 0 | 0
F3_Commercial_Retail_New_Food Preparation_Natural Gas_Fryer_E5 | F3 | Commercial | Retail | New | Food Preparation | Natural Gas | Fryer | E5 | System - kBTUs of Conusmption | 0 | 0 | 0 | 0 | 0 | 0 | 0 | 0 | 0 | 0 | 0 | 0 | 0 | 0 | 0 | 0 | 0 | 0 | 0 | 0 | 0 | 0 | 0 | 0 | 0 | 0 | 0 | 0 | 0 | 0
F3_Commercial_Retail_New_Food Preparation_Natural Gas_Fryer_E6 | F3 | Commercial | Retail | New | Food Preparation | Natural Gas | Fryer | E6 | System - kBTUs of Conusmption | 0 | 0 | 0 | 0 | 0 | 0 | 0 | 0 | 0 | 0 | 0 | 0 | 0 | 0 | 0 | 0 | 0 | 0 | 0 | 0 | 0 | 0 | 0 | 0 | 0 | 0 | 0 | 0 | 0 | 0
F3_Commercial_Retail_New_Food Preparation_Natural Gas_Fryer_E7 | F3 | Commercial | Retail | New | Food Preparation | Natural Gas | Fryer | E7 | System - kBTUs of Conusmption | 0 | 0 | 0 | 0 | 0 | 0 | 0 | 0 | 0 | 0 | 0 | 0 | 0 | 0 | 0 | 0 | 0 | 0 | 0 | 0 | 0 | 0 | 0 | 0 | 0 | 0 | 0 | 0 | 0 | 0
F3_Commercial_Retail_New_Food Preparation_Natural Gas_Fryer_E8 | F3 | Commercial | Retail | New | Food Preparation | Natural Gas | Fryer | E8 | System - kBTUs of Conusmption | 0 | 0 | 0 | 0 | 0 | 0 | 0 | 0 | 0 | 0 | 0 | 0 | 0 | 0 | 0 | 0 | 0 | 0 | 0 | 0 | 0 | 0 | 0 | 0 | 0 | 0 | 0 | 0 | 0 | 0
F3_Commercial_Retail_New_Food Preparation_Natural Gas_Fryer_E9 | F3 | Commercial | Retail | New | Food Preparation | Natural Gas | Fryer | E9 | System - kBTUs of Conusmption | 0 | 0 | 0 | 0 | 0 | 0 | 0 | 0 | 0 | 0 | 0 | 0 | 0 | 0 | 0 | 0 | 0 | 0 | 0 | 0 | 0 | 0 | 0 | 0 | 0 | 0 | 0 | 0 | 0 | 0
F3_Commercial_Retail_New_Food Preparation_Natural Gas_Fryer_E10 | F3 | Commercial | Retail | New | Food Preparation | Natural Gas | Fryer | E10 | System - kBTUs of Conusmption | 0 | 0 | 0 | 0 | 0 | 0 | 0 | 0 | 0 | 0 | 0 | 0 | 0 | 0 | 0 | 0 | 0 | 0 | 0 | 0 | 0 | 0 | 0 | 0 | 0 | 0 | 0 | 0 | 0 | 0
F4_Commercial_Retail_New_Food Preparation_Natural Gas_Fryer_E1 | F4 | Commercial | Retail | New | Food Preparation | Natural Gas | Fryer | E1 | Utility - Cost of Equipment | 0.029524 | 0.029524 | 0.029524 | 0.029524 | 0.029524 | 0.029524 | 0.029524 | 0.029524 | 0.029524 | 0.029524 | 0.029524 | 0.029524 | 0.029524 | 0.029524 | 0.029524 | 0.029524 | 0.029524 | 0.029524 | 0.029524 | 0.029524 | 0.029524 | 0.029524 | 0 | 0 | 0 | 0 | 0 | 0 | 0 | 0
F4_Commercial_Retail_New_Food Preparation_Natural Gas_Fryer_E2 | F4 | Commercial | Retail | New | Food Preparation | Natural Gas | Fryer | E2 | Utility - Cost of Equipment | 0.037111 | 0.037111 | 0.037111 | 0.037111 | 0.037111 | 0.037111 | 0.037111 | 0.037111 | 0.037111 | 0.037111 | 0.037111 | 0.037111 | 0.037111 | 0.037111 | 0.037111 | 0.037111 | 0.037111 | 0.037111 | 0.037111 | 0.037111 | 0.037111 | 0.037111 | 0 | 0 | 0 | 0 | 0 | 0 | 0 | 0
F4_Commercial_Retail_New_Food Preparation_Natural Gas_Fryer_E3 | F4 | Commercial | Retail | New | Food Preparation | Natural Gas | Fryer | E3 | Utility - Cost of Equipment | 0 | 0 | 0 | 0 | 0 | 0 | 0 | 0 | 0 | 0 | 0 | 0 | 0 | 0 | 0 | 0 | 0 | 0 | 0 | 0 | 0 | 0 | 0 | 0 | 0 | 0 | 0 | 0 | 0 | 0
F4_Commercial_Retail_New_Food Preparation_Natural Gas_Fryer_E4 | F4 | Commercial | Retail | New | Food Preparation | Natural Gas | Fryer | E4 | Utility - Cost of Equipment | 0 | 0 | 0 | 0 | 0 | 0 | 0 | 0 | 0 | 0 | 0 | 0 | 0 | 0 | 0 | 0 | 0 | 0 | 0 | 0 | 0 | 0 | 0 | 0 | 0 | 0 | 0 | 0 | 0 | 0
F4_Commercial_Retail_New_Food Preparation_Natural Gas_Fryer_E5 | F4 | Commercial | Retail | New | Food Preparation | Natural Gas | Fryer | E5 | Utility - Cost of Equipment | 0 | 0 | 0 | 0 | 0 | 0 | 0 | 0 | 0 | 0 | 0 | 0 | 0 | 0 | 0 | 0 | 0 | 0 | 0 | 0 | 0 | 0 | 0 | 0 | 0 | 0 | 0 | 0 | 0 | 0
F4_Commercial_Retail_New_Food Preparation_Natural Gas_Fryer_E6 | F4 | Commercial | Retail | New | Food Preparation | Natural Gas | Fryer | E6 | Utility - Cost of Equipment | 0 | 0 | 0 | 0 | 0 | 0 | 0 | 0 | 0 | 0 | 0 | 0 | 0 | 0 | 0 | 0 | 0 | 0 | 0 | 0 | 0 | 0 | 0 | 0 | 0 | 0 | 0 | 0 | 0 | 0
F4_Commercial_Retail_New_Food Preparation_Natural Gas_Fryer_E7 | F4 | Commercial | Retail | New | Food Preparation | Natural Gas | Fryer | E7 | Utility - Cost of Equipment | 0 | 0 | 0 | 0 | 0 | 0 | 0 | 0 | 0 | 0 | 0 | 0 | 0 | 0 | 0 | 0 | 0 | 0 | 0 | 0 | 0 | 0 | 0 | 0 | 0 | 0 | 0 | 0 | 0 | 0
F4_Commercial_Retail_New_Food Preparation_Natural Gas_Fryer_E8 | F4 | Commercial | Retail | New | Food Preparation | Natural Gas | Fryer | E8 | Utility - Cost of Equipment | 0 | 0 | 0 | 0 | 0 | 0 | 0 | 0 | 0 | 0 | 0 | 0 | 0 | 0 | 0 | 0 | 0 | 0 | 0 | 0 | 0 | 0 | 0 | 0 | 0 | 0 | 0 | 0 | 0 | 0
F4_Commercial_Retail_New_Food Preparation_Natural Gas_Fryer_E9 | F4 | Commercial | Retail | New | Food Preparation | Natural Gas | Fryer | E9 | Utility - Cost of Equipment | 0 | 0 | 0 | 0 | 0 | 0 | 0 | 0 | 0 | 0 | 0 | 0 | 0 | 0 | 0 | 0 | 0 | 0 | 0 | 0 | 0 | 0 | 0 | 0 | 0 | 0 | 0 | 0 | 0 | 0
F4_Commercial_Retail_New_Food Preparation_Natural Gas_Fryer_E10 | F4 | Commercial | Retail | New | Food Preparation | Natural Gas | Fryer | E10 | Utility - Cost of Equipment | 0 | 0 | 0 | 0 | 0 | 0 | 0 | 0 | 0 | 0 | 0 | 0 | 0 | 0 | 0 | 0 | 0 | 0 | 0 | 0 | 0 | 0 | 0 | 0 | 0 | 0 | 0 | 0 | 0 | 0
F5_Commercial_Retail_New_Food Preparation_Natural Gas_Fryer_E1 | F5 | Commercial | Retail | New | Food Preparation | Natural Gas | Fryer | E1 | Utility - Cost of Operation | 0.040188 | 0.039888 | 0.039846 | 0.040423 | 0.041461 | 0.042823 | 0.043968 | 0.044866 | 0.045683 | 0.046484 | 0.04736 | 0.048243 | 0.049102 | 0.05007 | 0.050988 | 0.051964 | 0.052927 | 0.053765 | 0.05446 | 0.054996 | 0.055491 | 0.055938 | 0 | 0 | 0 | 0 | 0 | 0 | 0 | 0
F5_Commercial_Retail_New_Food Preparation_Natural Gas_Fryer_E2 | F5 | Commercial | Retail | New | Food Preparation | Natural Gas | Fryer | E2 | Utility - Cost of Operation | 0.024631 | 0.024447 | 0.024422 | 0.024776 | 0.025412 | 0.026246 | 0.026948 | 0.027499 | 0.027999 | 0.02849 | 0.029027 | 0.029568 | 0.030095 | 0.030688 | 0.031251 | 0.031849 | 0.032439 | 0.032953 | 0.033379 | 0.033707 | 0.034011 | 0.034285 | 0 | 0 | 0 | 0 | 0 | 0 | 0 | 0
F5_Commercial_Retail_New_Food Preparation_Natural Gas_Fryer_E3 | F5 | Commercial | Retail | New | Food Preparation | Natural Gas | Fryer | E3 | Utility - Cost of Operation | 0 | 0 | 0 | 0 | 0 | 0 | 0 | 0 | 0 | 0 | 0 | 0 | 0 | 0 | 0 | 0 | 0 | 0 | 0 | 0 | 0 | 0 | 0 | 0 | 0 | 0 | 0 | 0 | 0 | 0
F5_Commercial_Retail_New_Food Preparation_Natural Gas_Fryer_E4 | F5 | Commercial | Retail | New | Food Preparation | Natural Gas | Fryer | E4 | Utility - Cost of Operation | 0 | 0 | 0 | 0 | 0 | 0 | 0 | 0 | 0 | 0 | 0 | 0 | 0 | 0 | 0 | 0 | 0 | 0 | 0 | 0 | 0 | 0 | 0 | 0 | 0 | 0 | 0 | 0 | 0 | 0
F5_Commercial_Retail_New_Food Preparation_Natural Gas_Fryer_E5 | F5 | Commercial | Retail | New | Food Preparation | Natural Gas | Fryer | E5 | Utility - Cost of Operation | 0 | 0 | 0 | 0 | 0 | 0 | 0 | 0 | 0 | 0 | 0 | 0 | 0 | 0 | 0 | 0 | 0 | 0 | 0 | 0 | 0 | 0 | 0 | 0 | 0 | 0 | 0 | 0 | 0 | 0
F5_Commercial_Retail_New_Food Preparation_Natural Gas_Fryer_E6 | F5 | Commercial | Retail | New | Food Preparation | Natural Gas | Fryer | E6 | Utility - Cost of Operation | 0 | 0 | 0 | 0 | 0 | 0 | 0 | 0 | 0 | 0 | 0 | 0 | 0 | 0 | 0 | 0 | 0 | 0 | 0 | 0 | 0 | 0 | 0 | 0 | 0 | 0 | 0 | 0 | 0 | 0
F5_Commercial_Retail_New_Food Preparation_Natural Gas_Fryer_E7 | F5 | Commercial | Retail | New | Food Preparation | Natural Gas | Fryer | E7 | Utility - Cost of Operation | 0 | 0 | 0 | 0 | 0 | 0 | 0 | 0 | 0 | 0 | 0 | 0 | 0 | 0 | 0 | 0 | 0 | 0 | 0 | 0 | 0 | 0 | 0 | 0 | 0 | 0 | 0 | 0 | 0 | 0
F5_Commercial_Retail_New_Food Preparation_Natural Gas_Fryer_E8 | F5 | Commercial | Retail | New | Food Preparation | Natural Gas | Fryer | E8 | Utility - Cost of Operation | 0 | 0 | 0 | 0 | 0 | 0 | 0 | 0 | 0 | 0 | 0 | 0 | 0 | 0 | 0 | 0 | 0 | 0 | 0 | 0 | 0 | 0 | 0 | 0 | 0 | 0 | 0 | 0 | 0 | 0
F5_Commercial_Retail_New_Food Preparation_Natural Gas_Fryer_E9 | F5 | Commercial | Retail | New | Food Preparation | Natural Gas | Fryer | E9 | Utility - Cost of Operation | 0 | 0 | 0 | 0 | 0 | 0 | 0 | 0 | 0 | 0 | 0 | 0 | 0 | 0 | 0 | 0 | 0 | 0 | 0 | 0 | 0 | 0 | 0 | 0 | 0 | 0 | 0 | 0 | 0 | 0
F5_Commercial_Retail_New_Food Preparation_Natural Gas_Fryer_E10 | F5 | Commercial | Retail | New | Food Preparation | Natural Gas | Fryer | E10 | Utility - Cost of Operation | 0 | 0 | 0 | 0 | 0 | 0 | 0 | 0 | 0 | 0 | 0 | 0 | 0 | 0 | 0 | 0 | 0 | 0 | 0 | 0 | 0 | 0 | 0 | 0 | 0 | 0 | 0 | 0 | 0 | 0
F6_Commercial_Retail_New_Food Preparation_Natural Gas_Fryer_E1 | F6 | Commercial | Retail | New | Food Preparation | Natural Gas | Fryer | E1 | Utility - Value of Sales | 0.048147 | 0.047788 | 0.047738 | 0.04843 | 0.049673 | 0.051304 | 0.052677 | 0.053753 | 0.054731 | 0.05569 | 0.05674 | 0.057798 | 0.058827 | 0.059987 | 0.061087 | 0.062256 | 0.06341 | 0.064414 | 0.065247 | 0.065889 | 0.066482 | 0.067018 | 0 | 0 | 0 | 0 | 0 | 0 | 0 | 0
F6_Commercial_Retail_New_Food Preparation_Natural Gas_Fryer_E2 | F6 | Commercial | Retail | New | Food Preparation | Natural Gas | Fryer | E2 | Utility - Value of Sales | 0.02951 | 0.02929 | 0.029259 | 0.029683 | 0.030445 | 0.031445 | 0.032286 | 0.032945 | 0.033545 | 0.034133 | 0.034776 | 0.035425 | 0.036055 | 0.036766 | 0.037441 | 0.038157 | 0.038864 | 0.03948 | 0.03999 | 0.040384 | 0.040747 | 0.041076 | 0 | 0 | 0 | 0 | 0 | 0 | 0 | 0
F6_Commercial_Retail_New_Food Preparation_Natural Gas_Fryer_E3 | F6 | Commercial | Retail | New | Food Preparation | Natural Gas | Fryer | E3 | Utility - Value of Sales | 0 | 0 | 0 | 0 | 0 | 0 | 0 | 0 | 0 | 0 | 0 | 0 | 0 | 0 | 0 | 0 | 0 | 0 | 0 | 0 | 0 | 0 | 0 | 0 | 0 | 0 | 0 | 0 | 0 | 0
F6_Commercial_Retail_New_Food Preparation_Natural Gas_Fryer_E4 | F6 | Commercial | Retail | New | Food Preparation | Natural Gas | Fryer | E4 | Utility - Value of Sales | 0 | 0 | 0 | 0 | 0 | 0 | 0 | 0 | 0 | 0 | 0 | 0 | 0 | 0 | 0 | 0 | 0 | 0 | 0 | 0 | 0 | 0 | 0 | 0 | 0 | 0 | 0 | 0 | 0 | 0
F6_Commercial_Retail_New_Food Preparation_Natural Gas_Fryer_E5 | F6 | Commercial | Retail | New | Food Preparation | Natural Gas | Fryer | E5 | Utility - Value of Sales | 0 | 0 | 0 | 0 | 0 | 0 | 0 | 0 | 0 | 0 | 0 | 0 | 0 | 0 | 0 | 0 | 0 | 0 | 0 | 0 | 0 | 0 | 0 | 0 | 0 | 0 | 0 | 0 | 0 | 0
F6_Commercial_Retail_New_Food Preparation_Natural Gas_Fryer_E6 | F6 | Commercial | Retail | New | Food Preparation | Natural Gas | Fryer | E6 | Utility - Value of Sales | 0 | 0 | 0 | 0 | 0 | 0 | 0 | 0 | 0 | 0 | 0 | 0 | 0 | 0 | 0 | 0 | 0 | 0 | 0 | 0 | 0 | 0 | 0 | 0 | 0 | 0 | 0 | 0 | 0 | 0
F6_Commercial_Retail_New_Food Preparation_Natural Gas_Fryer_E7 | F6 | Commercial | Retail | New | Food Preparation | Natural Gas | Fryer | E7 | Utility - Value of Sales | 0 | 0 | 0 | 0 | 0 | 0 | 0 | 0 | 0 | 0 | 0 | 0 | 0 | 0 | 0 | 0 | 0 | 0 | 0 | 0 | 0 | 0 | 0 | 0 | 0 | 0 | 0 | 0 | 0 | 0
F6_Commercial_Retail_New_Food Preparation_Natural Gas_Fryer_E8 | F6 | Commercial | Retail | New | Food Preparation | Natural Gas | Fryer | E8 | Utility - Value of Sales | 0 | 0 | 0 | 0 | 0 | 0 | 0 | 0 | 0 | 0 | 0 | 0 | 0 | 0 | 0 | 0 | 0 | 0 | 0 | 0 | 0 | 0 | 0 | 0 | 0 | 0 | 0 | 0 | 0 | 0
F6_Commercial_Retail_New_Food Preparation_Natural Gas_Fryer_E9 | F6 | Commercial | Retail | New | Food Preparation | Natural Gas | Fryer | E9 | Utility - Value of Sales | 0 | 0 | 0 | 0 | 0 | 0 | 0 | 0 | 0 | 0 | 0 | 0 | 0 | 0 | 0 | 0 | 0 | 0 | 0 | 0 | 0 | 0 | 0 | 0 | 0 | 0 | 0 | 0 | 0 | 0
F6_Commercial_Retail_New_Food Preparation_Natural Gas_Fryer_E10 | F6 | Commercial | Retail | New | Food Preparation | Natural Gas | Fryer | E10 | Utility - Value of Sales | 0 | 0 | 0 | 0 | 0 | 0 | 0 | 0 | 0 | 0 | 0 | 0 | 0 | 0 | 0 | 0 | 0 | 0 | 0 | 0 | 0 | 0 | 0 | 0 | 0 | 0 | 0 | 0 | 0 | 0
F1_Commercial_Retail_New_Food Preparation_Natural Gas_Broiler_E1 | F1 | Commercial | Retail | New | Food Preparation | Natural Gas | Broiler | E1 | Participant - Cost of Equipment | 0.020693 | 0.020693 | 0.020693 | 0.020693 | 0.020693 | 0.020693 | 0.020693 | 0.020693 | 0.020693 | 0.020693 | 0.020693 | 0.020693 | 0.020693 | 0.020693 | 0.020693 | 0.020693 | 0.020693 | 0.020693 | 0.020693 | 0.020693 | 0.020693 | 0.020693 | 0 | 0 | 0 | 0 | 0 | 0 | 0 | 0
F1_Commercial_Retail_New_Food Preparation_Natural Gas_Broiler_E2 | F1 | Commercial | Retail | New | Food Preparation | Natural Gas | Broiler | E2 | Participant - Cost of Equipment | 0.02897 | 0.02897 | 0.02897 | 0.02897 | 0.02897 | 0.02897 | 0.02897 | 0.02897 | 0.02897 | 0.02897 | 0.02897 | 0.02897 | 0.02897 | 0.02897 | 0.02897 | 0.02897 | 0.02897 | 0.02897 | 0.02897 | 0.02897 | 0.02897 | 0.02897 | 0 | 0 | 0 | 0 | 0 | 0 | 0 | 0
F1_Commercial_Retail_New_Food Preparation_Natural Gas_Broiler_E3 | F1 | Commercial | Retail | New | Food Preparation | Natural Gas | Broiler | E3 | Participant - Cost of Equipment | 0 | 0 | 0 | 0 | 0 | 0 | 0 | 0 | 0 | 0 | 0 | 0 | 0 | 0 | 0 | 0 | 0 | 0 | 0 | 0 | 0 | 0 | 0 | 0 | 0 | 0 | 0 | 0 | 0 | 0
F1_Commercial_Retail_New_Food Preparation_Natural Gas_Broiler_E4 | F1 | Commercial | Retail | New | Food Preparation | Natural Gas | Broiler | E4 | Participant - Cost of Equipment | 0 | 0 | 0 | 0 | 0 | 0 | 0 | 0 | 0 | 0 | 0 | 0 | 0 | 0 | 0 | 0 | 0 | 0 | 0 | 0 | 0 | 0 | 0 | 0 | 0 | 0 | 0 | 0 | 0 | 0
F1_Commercial_Retail_New_Food Preparation_Natural Gas_Broiler_E5 | F1 | Commercial | Retail | New | Food Preparation | Natural Gas | Broiler | E5 | Participant - Cost of Equipment | 0 | 0 | 0 | 0 | 0 | 0 | 0 | 0 | 0 | 0 | 0 | 0 | 0 | 0 | 0 | 0 | 0 | 0 | 0 | 0 | 0 | 0 | 0 | 0 | 0 | 0 | 0 | 0 | 0 | 0
F1_Commercial_Retail_New_Food Preparation_Natural Gas_Broiler_E6 | F1 | Commercial | Retail | New | Food Preparation | Natural Gas | Broiler | E6 | Participant - Cost of Equipment | 0 | 0 | 0 | 0 | 0 | 0 | 0 | 0 | 0 | 0 | 0 | 0 | 0 | 0 | 0 | 0 | 0 | 0 | 0 | 0 | 0 | 0 | 0 | 0 | 0 | 0 | 0 | 0 | 0 | 0
F1_Commercial_Retail_New_Food Preparation_Natural Gas_Broiler_E7 | F1 | Commercial | Retail | New | Food Preparation | Natural Gas | Broiler | E7 | Participant - Cost of Equipment | 0 | 0 | 0 | 0 | 0 | 0 | 0 | 0 | 0 | 0 | 0 | 0 | 0 | 0 | 0 | 0 | 0 | 0 | 0 | 0 | 0 | 0 | 0 | 0 | 0 | 0 | 0 | 0 | 0 | 0
F1_Commercial_Retail_New_Food Preparation_Natural Gas_Broiler_E8 | F1 | Commercial | Retail | New | Food Preparation | Natural Gas | Broiler | E8 | Participant - Cost of Equipment | 0 | 0 | 0 | 0 | 0 | 0 | 0 | 0 | 0 | 0 | 0 | 0 | 0 | 0 | 0 | 0 | 0 | 0 | 0 | 0 | 0 | 0 | 0 | 0 | 0 | 0 | 0 | 0 | 0 | 0
F1_Commercial_Retail_New_Food Preparation_Natural Gas_Broiler_E9 | F1 | Commercial | Retail | New | Food Preparation | Natural Gas | Broiler | E9 | Participant - Cost of Equipment | 0 | 0 | 0 | 0 | 0 | 0 | 0 | 0 | 0 | 0 | 0 | 0 | 0 | 0 | 0 | 0 | 0 | 0 | 0 | 0 | 0 | 0 | 0 | 0 | 0 | 0 | 0 | 0 | 0 | 0
F1_Commercial_Retail_New_Food Preparation_Natural Gas_Broiler_E10 | F1 | Commercial | Retail | New | Food Preparation | Natural Gas | Broiler | E10 | Participant - Cost of Equipment | 0 | 0 | 0 | 0 | 0 | 0 | 0 | 0 | 0 | 0 | 0 | 0 | 0 | 0 | 0 | 0 | 0 | 0 | 0 | 0 | 0 | 0 | 0 | 0 | 0 | 0 | 0 | 0 | 0 | 0
F2_Commercial_Retail_New_Food Preparation_Natural Gas_Broiler_E1 | F2 | Commercial | Retail | New | Food Preparation | Natural Gas | Broiler | E1 | Participant - Cost of Operation | 0.051156 | 0.051593 | 0.052117 | 0.052984 | 0.05414 | 0.055504 | 0.056756 | 0.057872 | 0.058954 | 0.060004 | 0.061062 | 0.062091 | 0.06306 | 0.06403 | 0.064957 | 0.065908 | 0.066925 | 0.067948 | 0.068981 | 0.070017 | 0.071042 | 0.072052 | 0 | 0 | 0 | 0 | 0 | 0 | 0 | 0
F2_Commercial_Retail_New_Food Preparation_Natural Gas_Broiler_E2 | F2 | Commercial | Retail | New | Food Preparation | Natural Gas | Broiler | E2 | Participant - Cost of Operation | 0.032886 | 0.033167 | 0.033504 | 0.034061 | 0.034804 | 0.035681 | 0.036486 | 0.037203 | 0.037899 | 0.038574 | 0.039254 | 0.039916 | 0.040538 | 0.041162 | 0.041758 | 0.042369 | 0.043023 | 0.043681 | 0.044345 | 0.045011 | 0.04567 | 0.046319 | 0 | 0 | 0 | 0 | 0 | 0 | 0 | 0
F2_Commercial_Retail_New_Food Preparation_Natural Gas_Broiler_E3 | F2 | Commercial | Retail | New | Food Preparation | Natural Gas | Broiler | E3 | Participant - Cost of Operation | 0 | 0 | 0 | 0 | 0 | 0 | 0 | 0 | 0 | 0 | 0 | 0 | 0 | 0 | 0 | 0 | 0 | 0 | 0 | 0 | 0 | 0 | 0 | 0 | 0 | 0 | 0 | 0 | 0 | 0
F2_Commercial_Retail_New_Food Preparation_Natural Gas_Broiler_E4 | F2 | Commercial | Retail | New | Food Preparation | Natural Gas | Broiler | E4 | Participant - Cost of Operation | 0 | 0 | 0 | 0 | 0 | 0 | 0 | 0 | 0 | 0 | 0 | 0 | 0 | 0 | 0 | 0 | 0 | 0 | 0 | 0 | 0 | 0 | 0 | 0 | 0 | 0 | 0 | 0 | 0 | 0
F2_Commercial_Retail_New_Food Preparation_Natural Gas_Broiler_E5 | F2 | Commercial | Retail | New | Food Preparation | Natural Gas | Broiler | E5 | Participant - Cost of Operation | 0 | 0 | 0 | 0 | 0 | 0 | 0 | 0 | 0 | 0 | 0 | 0 | 0 | 0 | 0 | 0 | 0 | 0 | 0 | 0 | 0 | 0 | 0 | 0 | 0 | 0 | 0 | 0 | 0 | 0
F2_Commercial_Retail_New_Food Preparation_Natural Gas_Broiler_E6 | F2 | Commercial | Retail | New | Food Preparation | Natural Gas | Broiler | E6 | Participant - Cost of Operation | 0 | 0 | 0 | 0 | 0 | 0 | 0 | 0 | 0 | 0 | 0 | 0 | 0 | 0 | 0 | 0 | 0 | 0 | 0 | 0 | 0 | 0 | 0 | 0 | 0 | 0 | 0 | 0 | 0 | 0
F2_Commercial_Retail_New_Food Preparation_Natural Gas_Broiler_E7 | F2 | Commercial | Retail | New | Food Preparation | Natural Gas | Broiler | E7 | Participant - Cost of Operation | 0 | 0 | 0 | 0 | 0 | 0 | 0 | 0 | 0 | 0 | 0 | 0 | 0 | 0 | 0 | 0 | 0 | 0 | 0 | 0 | 0 | 0 | 0 | 0 | 0 | 0 | 0 | 0 | 0 | 0
F2_Commercial_Retail_New_Food Preparation_Natural Gas_Broiler_E8 | F2 | Commercial | Retail | New | Food Preparation | Natural Gas | Broiler | E8 | Participant - Cost of Operation | 0 | 0 | 0 | 0 | 0 | 0 | 0 | 0 | 0 | 0 | 0 | 0 | 0 | 0 | 0 | 0 | 0 | 0 | 0 | 0 | 0 | 0 | 0 | 0 | 0 | 0 | 0 | 0 | 0 | 0
F2_Commercial_Retail_New_Food Preparation_Natural Gas_Broiler_E9 | F2 | Commercial | Retail | New | Food Preparation | Natural Gas | Broiler | E9 | Participant - Cost of Operation | 0 | 0 | 0 | 0 | 0 | 0 | 0 | 0 | 0 | 0 | 0 | 0 | 0 | 0 | 0 | 0 | 0 | 0 | 0 | 0 | 0 | 0 | 0 | 0 | 0 | 0 | 0 | 0 | 0 | 0
F2_Commercial_Retail_New_Food Preparation_Natural Gas_Broiler_E10 | F2 | Commercial | Retail | New | Food Preparation | Natural Gas | Broiler | E10 | Participant - Cost of Operation | 0 | 0 | 0 | 0 | 0 | 0 | 0 | 0 | 0 | 0 | 0 | 0 | 0 | 0 | 0 | 0 | 0 | 0 | 0 | 0 | 0 | 0 | 0 | 0 | 0 | 0 | 0 | 0 | 0 | 0
F3_Commercial_Retail_New_Food Preparation_Natural Gas_Broiler_E1 | F3 | Commercial | Retail | New | Food Preparation | Natural Gas | Broiler | E1 | System - kBTUs of Conusmption | 4.7977 | 4.812 | 4.8279 | 4.8644 | 4.8967 | 4.9239 | 4.9446 | 4.9652 | 4.9843 | 4.9964 | 5.0006 | 4.9997 | 4.9923 | 4.9781 | 4.9606 | 4.9436 | 4.9253 | 4.9057 | 4.8834 | 4.8619 | 4.8395 | 4.8166 | 0 | 0 | 0 | 0 | 0 | 0 | 0 | 0
F3_Commercial_Retail_New_Food Preparation_Natural Gas_Broiler_E2 | F3 | Commercial | Retail | New | Food Preparation | Natural Gas | Broiler | E2 | System - kBTUs of Conusmption | 3.0842 | 3.0934 | 3.1036 | 3.1271 | 3.1479 | 3.1654 | 3.1787 | 3.1919 | 3.2042 | 3.212 | 3.2147 | 3.2141 | 3.2093 | 3.2002 | 3.189 | 3.178 | 3.1663 | 3.1537 | 3.1393 | 3.1255 | 3.1111 | 3.0964 | 0 | 0 | 0 | 0 | 0 | 0 | 0 | 0
F3_Commercial_Retail_New_Food Preparation_Natural Gas_Broiler_E3 | F3 | Commercial | Retail | New | Food Preparation | Natural Gas | Broiler | E3 | System - kBTUs of Conusmption | 0 | 0 | 0 | 0 | 0 | 0 | 0 | 0 | 0 | 0 | 0 | 0 | 0 | 0 | 0 | 0 | 0 | 0 | 0 | 0 | 0 | 0 | 0 | 0 | 0 | 0 | 0 | 0 | 0 | 0
F3_Commercial_Retail_New_Food Preparation_Natural Gas_Broiler_E4 | F3 | Commercial | Retail | New | Food Preparation | Natural Gas | Broiler | E4 | System - kBTUs of Conusmption | 0 | 0 | 0 | 0 | 0 | 0 | 0 | 0 | 0 | 0 | 0 | 0 | 0 | 0 | 0 | 0 | 0 | 0 | 0 | 0 | 0 | 0 | 0 | 0 | 0 | 0 | 0 | 0 | 0 | 0
F3_Commercial_Retail_New_Food Preparation_Natural Gas_Broiler_E5 | F3 | Commercial | Retail | New | Food Preparation | Natural Gas | Broiler | E5 | System - kBTUs of Conusmption | 0 | 0 | 0 | 0 | 0 | 0 | 0 | 0 | 0 | 0 | 0 | 0 | 0 | 0 | 0 | 0 | 0 | 0 | 0 | 0 | 0 | 0 | 0 | 0 | 0 | 0 | 0 | 0 | 0 | 0
F3_Commercial_Retail_New_Food Preparation_Natural Gas_Broiler_E6 | F3 | Commercial | Retail | New | Food Preparation | Natural Gas | Broiler | E6 | System - kBTUs of Conusmption | 0 | 0 | 0 | 0 | 0 | 0 | 0 | 0 | 0 | 0 | 0 | 0 | 0 | 0 | 0 | 0 | 0 | 0 | 0 | 0 | 0 | 0 | 0 | 0 | 0 | 0 | 0 | 0 | 0 | 0
F3_Commercial_Retail_New_Food Preparation_Natural Gas_Broiler_E7 | F3 | Commercial | Retail | New | Food Preparation | Natural Gas | Broiler | E7 | System - kBTUs of Conusmption | 0 | 0 | 0 | 0 | 0 | 0 | 0 | 0 | 0 | 0 | 0 | 0 | 0 | 0 | 0 | 0 | 0 | 0 | 0 | 0 | 0 | 0 | 0 | 0 | 0 | 0 | 0 | 0 | 0 | 0
F3_Commercial_Retail_New_Food Preparation_Natural Gas_Broiler_E8 | F3 | Commercial | Retail | New | Food Preparation | Natural Gas | Broiler | E8 | System - kBTUs of Conusmption | 0 | 0 | 0 | 0 | 0 | 0 | 0 | 0 | 0 | 0 | 0 | 0 | 0 | 0 | 0 | 0 | 0 | 0 | 0 | 0 | 0 | 0 | 0 | 0 | 0 | 0 | 0 | 0 | 0 | 0
F3_Commercial_Retail_New_Food Preparation_Natural Gas_Broiler_E9 | F3 | Commercial | Retail | New | Food Preparation | Natural Gas | Broiler | E9 | System - kBTUs of Conusmption | 0 | 0 | 0 | 0 | 0 | 0 | 0 | 0 | 0 | 0 | 0 | 0 | 0 | 0 | 0 | 0 | 0 | 0 | 0 | 0 | 0 | 0 | 0 | 0 | 0 | 0 | 0 | 0 | 0 | 0
F3_Commercial_Retail_New_Food Preparation_Natural Gas_Broiler_E10 | F3 | Commercial | Retail | New | Food Preparation | Natural Gas | Broiler | E10 | System - kBTUs of Conusmption | 0 | 0 | 0 | 0 | 0 | 0 | 0 | 0 | 0 | 0 | 0 | 0 | 0 | 0 | 0 | 0 | 0 | 0 | 0 | 0 | 0 | 0 | 0 | 0 | 0 | 0 | 0 | 0 | 0 | 0
F4_Commercial_Retail_New_Food Preparation_Natural Gas_Broiler_E1 | F4 | Commercial | Retail | New | Food Preparation | Natural Gas | Broiler | E1 | Utility - Cost of Equipment | 0.020693 | 0.020693 | 0.020693 | 0.020693 | 0.020693 | 0.020693 | 0.020693 | 0.020693 | 0.020693 | 0.020693 | 0.020693 | 0.020693 | 0.020693 | 0.020693 | 0.020693 | 0.020693 | 0.020693 | 0.020693 | 0.020693 | 0.020693 | 0.020693 | 0.020693 | 0 | 0 | 0 | 0 | 0 | 0 | 0 | 0
F4_Commercial_Retail_New_Food Preparation_Natural Gas_Broiler_E2 | F4 | Commercial | Retail | New | Food Preparation | Natural Gas | Broiler | E2 | Utility - Cost of Equipment | 0.02897 | 0.02897 | 0.02897 | 0.02897 | 0.02897 | 0.02897 | 0.02897 | 0.02897 | 0.02897 | 0.02897 | 0.02897 | 0.02897 | 0.02897 | 0.02897 | 0.02897 | 0.02897 | 0.02897 | 0.02897 | 0.02897 | 0.02897 | 0.02897 | 0.02897 | 0 | 0 | 0 | 0 | 0 | 0 | 0 | 0
F4_Commercial_Retail_New_Food Preparation_Natural Gas_Broiler_E3 | F4 | Commercial | Retail | New | Food Preparation | Natural Gas | Broiler | E3 | Utility - Cost of Equipment | 0 | 0 | 0 | 0 | 0 | 0 | 0 | 0 | 0 | 0 | 0 | 0 | 0 | 0 | 0 | 0 | 0 | 0 | 0 | 0 | 0 | 0 | 0 | 0 | 0 | 0 | 0 | 0 | 0 | 0
F4_Commercial_Retail_New_Food Preparation_Natural Gas_Broiler_E4 | F4 | Commercial | Retail | New | Food Preparation | Natural Gas | Broiler | E4 | Utility - Cost of Equipment | 0 | 0 | 0 | 0 | 0 | 0 | 0 | 0 | 0 | 0 | 0 | 0 | 0 | 0 | 0 | 0 | 0 | 0 | 0 | 0 | 0 | 0 | 0 | 0 | 0 | 0 | 0 | 0 | 0 | 0
F4_Commercial_Retail_New_Food Preparation_Natural Gas_Broiler_E5 | F4 | Commercial | Retail | New | Food Preparation | Natural Gas | Broiler | E5 | Utility - Cost of Equipment | 0 | 0 | 0 | 0 | 0 | 0 | 0 | 0 | 0 | 0 | 0 | 0 | 0 | 0 | 0 | 0 | 0 | 0 | 0 | 0 | 0 | 0 | 0 | 0 | 0 | 0 | 0 | 0 | 0 | 0
F4_Commercial_Retail_New_Food Preparation_Natural Gas_Broiler_E6 | F4 | Commercial | Retail | New | Food Preparation | Natural Gas | Broiler | E6 | Utility - Cost of Equipment | 0 | 0 | 0 | 0 | 0 | 0 | 0 | 0 | 0 | 0 | 0 | 0 | 0 | 0 | 0 | 0 | 0 | 0 | 0 | 0 | 0 | 0 | 0 | 0 | 0 | 0 | 0 | 0 | 0 | 0
F4_Commercial_Retail_New_Food Preparation_Natural Gas_Broiler_E7 | F4 | Commercial | Retail | New | Food Preparation | Natural Gas | Broiler | E7 | Utility - Cost of Equipment | 0 | 0 | 0 | 0 | 0 | 0 | 0 | 0 | 0 | 0 | 0 | 0 | 0 | 0 | 0 | 0 | 0 | 0 | 0 | 0 | 0 | 0 | 0 | 0 | 0 | 0 | 0 | 0 | 0 | 0
F4_Commercial_Retail_New_Food Preparation_Natural Gas_Broiler_E8 | F4 | Commercial | Retail | New | Food Preparation | Natural Gas | Broiler | E8 | Utility - Cost of Equipment | 0 | 0 | 0 | 0 | 0 | 0 | 0 | 0 | 0 | 0 | 0 | 0 | 0 | 0 | 0 | 0 | 0 | 0 | 0 | 0 | 0 | 0 | 0 | 0 | 0 | 0 | 0 | 0 | 0 | 0
F4_Commercial_Retail_New_Food Preparation_Natural Gas_Broiler_E9 | F4 | Commercial | Retail | New | Food Preparation | Natural Gas | Broiler | E9 | Utility - Cost of Equipment | 0 | 0 | 0 | 0 | 0 | 0 | 0 | 0 | 0 | 0 | 0 | 0 | 0 | 0 | 0 | 0 | 0 | 0 | 0 | 0 | 0 | 0 | 0 | 0 | 0 | 0 | 0 | 0 | 0 | 0
F4_Commercial_Retail_New_Food Preparation_Natural Gas_Broiler_E10 | F4 | Commercial | Retail | New | Food Preparation | Natural Gas | Broiler | E10 | Utility - Cost of Equipment | 0 | 0 | 0 | 0 | 0 | 0 | 0 | 0 | 0 | 0 | 0 | 0 | 0 | 0 | 0 | 0 | 0 | 0 | 0 | 0 | 0 | 0 | 0 | 0 | 0 | 0 | 0 | 0 | 0 | 0
F5_Commercial_Retail_New_Food Preparation_Natural Gas_Broiler_E1 | F5 | Commercial | Retail | New | Food Preparation | Natural Gas | Broiler | E1 | Utility - Cost of Operation | 0.042699 | 0.043064 | 0.043501 | 0.044225 | 0.04519 | 0.046328 | 0.047373 | 0.048305 | 0.049208 | 0.050084 | 0.050967 | 0.051826 | 0.052635 | 0.053444 | 0.054218 | 0.055012 | 0.055861 | 0.056715 | 0.057577 | 0.058442 | 0.059297 | 0.060141 | 0 | 0 | 0 | 0 | 0 | 0 | 0 | 0
F5_Commercial_Retail_New_Food Preparation_Natural Gas_Broiler_E2 | F5 | Commercial | Retail | New | Food Preparation | Natural Gas | Broiler | E2 | Utility - Cost of Operation | 0.027449 | 0.027684 | 0.027965 | 0.02843 | 0.02905 | 0.029782 | 0.030454 | 0.031053 | 0.031634 | 0.032197 | 0.032765 | 0.033317 | 0.033837 | 0.034357 | 0.034855 | 0.035365 | 0.03591 | 0.03646 | 0.037014 | 0.03757 | 0.03812 | 0.038662 | 0 | 0 | 0 | 0 | 0 | 0 | 0 | 0
F5_Commercial_Retail_New_Food Preparation_Natural Gas_Broiler_E3 | F5 | Commercial | Retail | New | Food Preparation | Natural Gas | Broiler | E3 | Utility - Cost of Operation | 0 | 0 | 0 | 0 | 0 | 0 | 0 | 0 | 0 | 0 | 0 | 0 | 0 | 0 | 0 | 0 | 0 | 0 | 0 | 0 | 0 | 0 | 0 | 0 | 0 | 0 | 0 | 0 | 0 | 0
F5_Commercial_Retail_New_Food Preparation_Natural Gas_Broiler_E4 | F5 | Commercial | Retail | New | Food Preparation | Natural Gas | Broiler | E4 | Utility - Cost of Operation | 0 | 0 | 0 | 0 | 0 | 0 | 0 | 0 | 0 | 0 | 0 | 0 | 0 | 0 | 0 | 0 | 0 | 0 | 0 | 0 | 0 | 0 | 0 | 0 | 0 | 0 | 0 | 0 | 0 | 0
F5_Commercial_Retail_New_Food Preparation_Natural Gas_Broiler_E5 | F5 | Commercial | Retail | New | Food Preparation | Natural Gas | Broiler | E5 | Utility - Cost of Operation | 0 | 0 | 0 | 0 | 0 | 0 | 0 | 0 | 0 | 0 | 0 | 0 | 0 | 0 | 0 | 0 | 0 | 0 | 0 | 0 | 0 | 0 | 0 | 0 | 0 | 0 | 0 | 0 | 0 | 0
F5_Commercial_Retail_New_Food Preparation_Natural Gas_Broiler_E6 | F5 | Commercial | Retail | New | Food Preparation | Natural Gas | Broiler | E6 | Utility - Cost of Operation | 0 | 0 | 0 | 0 | 0 | 0 | 0 | 0 | 0 | 0 | 0 | 0 | 0 | 0 | 0 | 0 | 0 | 0 | 0 | 0 | 0 | 0 | 0 | 0 | 0 | 0 | 0 | 0 | 0 | 0
F5_Commercial_Retail_New_Food Preparation_Natural Gas_Broiler_E7 | F5 | Commercial | Retail | New | Food Preparation | Natural Gas | Broiler | E7 | Utility - Cost of Operation | 0 | 0 | 0 | 0 | 0 | 0 | 0 | 0 | 0 | 0 | 0 | 0 | 0 | 0 | 0 | 0 | 0 | 0 | 0 | 0 | 0 | 0 | 0 | 0 | 0 | 0 | 0 | 0 | 0 | 0
F5_Commercial_Retail_New_Food Preparation_Natural Gas_Broiler_E8 | F5 | Commercial | Retail | New | Food Preparation | Natural Gas | Broiler | E8 | Utility - Cost of Operation | 0 | 0 | 0 | 0 | 0 | 0 | 0 | 0 | 0 | 0 | 0 | 0 | 0 | 0 | 0 | 0 | 0 | 0 | 0 | 0 | 0 | 0 | 0 | 0 | 0 | 0 | 0 | 0 | 0 | 0
F5_Commercial_Retail_New_Food Preparation_Natural Gas_Broiler_E9 | F5 | Commercial | Retail | New | Food Preparation | Natural Gas | Broiler | E9 | Utility - Cost of Operation | 0 | 0 | 0 | 0 | 0 | 0 | 0 | 0 | 0 | 0 | 0 | 0 | 0 | 0 | 0 | 0 | 0 | 0 | 0 | 0 | 0 | 0 | 0 | 0 | 0 | 0 | 0 | 0 | 0 | 0
F5_Commercial_Retail_New_Food Preparation_Natural Gas_Broiler_E10 | F5 | Commercial | Retail | New | Food Preparation | Natural Gas | Broiler | E10 | Utility - Cost of Operation | 0 | 0 | 0 | 0 | 0 | 0 | 0 | 0 | 0 | 0 | 0 | 0 | 0 | 0 | 0 | 0 | 0 | 0 | 0 | 0 | 0 | 0 | 0 | 0 | 0 | 0 | 0 | 0 | 0 | 0
F6_Commercial_Retail_New_Food Preparation_Natural Gas_Broiler_E1 | F6 | Commercial | Retail | New | Food Preparation | Natural Gas | Broiler | E1 | Utility - Value of Sales | 0.051156 | 0.051593 | 0.052117 | 0.052984 | 0.05414 | 0.055504 | 0.056756 | 0.057872 | 0.058954 | 0.060004 | 0.061062 | 0.062091 | 0.06306 | 0.06403 | 0.064957 | 0.065908 | 0.066925 | 0.067948 | 0.068981 | 0.070017 | 0.071042 | 0.072052 | 0 | 0 | 0 | 0 | 0 | 0 | 0 | 0
F6_Commercial_Retail_New_Food Preparation_Natural Gas_Broiler_E2 | F6 | Commercial | Retail | New | Food Preparation | Natural Gas | Broiler | E2 | Utility - Value of Sales | 0.032886 | 0.033167 | 0.033504 | 0.034061 | 0.034804 | 0.035681 | 0.036486 | 0.037203 | 0.037899 | 0.038574 | 0.039254 | 0.039916 | 0.040538 | 0.041162 | 0.041758 | 0.042369 | 0.043023 | 0.043681 | 0.044345 | 0.045011 | 0.04567 | 0.046319 | 0 | 0 | 0 | 0 | 0 | 0 | 0 | 0
F6_Commercial_Retail_New_Food Preparation_Natural Gas_Broiler_E3 | F6 | Commercial | Retail | New | Food Preparation | Natural Gas | Broiler | E3 | Utility - Value of Sales | 0 | 0 | 0 | 0 | 0 | 0 | 0 | 0 | 0 | 0 | 0 | 0 | 0 | 0 | 0 | 0 | 0 | 0 | 0 | 0 | 0 | 0 | 0 | 0 | 0 | 0 | 0 | 0 | 0 | 0
F6_Commercial_Retail_New_Food Preparation_Natural Gas_Broiler_E4 | F6 | Commercial | Retail | New | Food Preparation | Natural Gas | Broiler | E4 | Utility - Value of Sales | 0 | 0 | 0 | 0 | 0 | 0 | 0 | 0 | 0 | 0 | 0 | 0 | 0 | 0 | 0 | 0 | 0 | 0 | 0 | 0 | 0 | 0 | 0 | 0 | 0 | 0 | 0 | 0 | 0 | 0
F6_Commercial_Retail_New_Food Preparation_Natural Gas_Broiler_E5 | F6 | Commercial | Retail | New | Food Preparation | Natural Gas | Broiler | E5 | Utility - Value of Sales | 0 | 0 | 0 | 0 | 0 | 0 | 0 | 0 | 0 | 0 | 0 | 0 | 0 | 0 | 0 | 0 | 0 | 0 | 0 | 0 | 0 | 0 | 0 | 0 | 0 | 0 | 0 | 0 | 0 | 0
F6_Commercial_Retail_New_Food Preparation_Natural Gas_Broiler_E6 | F6 | Commercial | Retail | New | Food Preparation | Natural Gas | Broiler | E6 | Utility - Value of Sales | 0 | 0 | 0 | 0 | 0 | 0 | 0 | 0 | 0 | 0 | 0 | 0 | 0 | 0 | 0 | 0 | 0 | 0 | 0 | 0 | 0 | 0 | 0 | 0 | 0 | 0 | 0 | 0 | 0 | 0
F6_Commercial_Retail_New_Food Preparation_Natural Gas_Broiler_E7 | F6 | Commercial | Retail | New | Food Preparation | Natural Gas | Broiler | E7 | Utility - Value of Sales | 0 | 0 | 0 | 0 | 0 | 0 | 0 | 0 | 0 | 0 | 0 | 0 | 0 | 0 | 0 | 0 | 0 | 0 | 0 | 0 | 0 | 0 | 0 | 0 | 0 | 0 | 0 | 0 | 0 | 0
F6_Commercial_Retail_New_Food Preparation_Natural Gas_Broiler_E8 | F6 | Commercial | Retail | New | Food Preparation | Natural Gas | Broiler | E8 | Utility - Value of Sales | 0 | 0 | 0 | 0 | 0 | 0 | 0 | 0 | 0 | 0 | 0 | 0 | 0 | 0 | 0 | 0 | 0 | 0 | 0 | 0 | 0 | 0 | 0 | 0 | 0 | 0 | 0 | 0 | 0 | 0
F6_Commercial_Retail_New_Food Preparation_Natural Gas_Broiler_E9 | F6 | Commercial | Retail | New | Food Preparation | Natural Gas | Broiler | E9 | Utility - Value of Sales | 0 | 0 | 0 | 0 | 0 | 0 | 0 | 0 | 0 | 0 | 0 | 0 | 0 | 0 | 0 | 0 | 0 | 0 | 0 | 0 | 0 | 0 | 0 | 0 | 0 | 0 | 0 | 0 | 0 | 0
F6_Commercial_Retail_New_Food Preparation_Natural Gas_Broiler_E10 | F6 | Commercial | Retail | New | Food Preparation | Natural Gas | Broiler | E10 | Utility - Value of Sales | 0 | 0 | 0 | 0 | 0 | 0 | 0 | 0 | 0 | 0 | 0 | 0 | 0 | 0 | 0 | 0 | 0 | 0 | 0 | 0 | 0 | 0 | 0 | 0 | 0 | 0 | 0 | 0 | 0 | 0
F1_Commercial_Retail_New_Food Preparation_Natural Gas_Griddle_E1 | F1 | Commercial | Retail | New | Food Preparation | Natural Gas | Griddle | E1 | Participant - Cost of Equipment | 0.015052 | 0.015052 | 0.015052 | 0.015052 | 0.015052 | 0.015052 | 0.015052 | 0.015052 | 0.015052 | 0.015052 | 0.015052 | 0.015052 | 0.015052 | 0.015052 | 0.015052 | 0.015052 | 0.015052 | 0.015052 | 0.015052 | 0.015052 | 0.015052 | 0.015052 | 0 | 0 | 0 | 0 | 0 | 0 | 0 | 0
F1_Commercial_Retail_New_Food Preparation_Natural Gas_Griddle_E2 | F1 | Commercial | Retail | New | Food Preparation | Natural Gas | Griddle | E2 | Participant - Cost of Equipment | 0.016104 | 0.016104 | 0.016104 | 0.016104 | 0.016104 | 0.016104 | 0.016104 | 0.016104 | 0.016104 | 0.016104 | 0.016104 | 0.016104 | 0.016104 | 0.016104 | 0.016104 | 0.016104 | 0.016104 | 0.016104 | 0.016104 | 0.016104 | 0.016104 | 0.016104 | 0 | 0 | 0 | 0 | 0 | 0 | 0 | 0
F1_Commercial_Retail_New_Food Preparation_Natural Gas_Griddle_E3 | F1 | Commercial | Retail | New | Food Preparation | Natural Gas | Griddle | E3 | Participant - Cost of Equipment | 0 | 0 | 0 | 0 | 0 | 0 | 0 | 0 | 0 | 0 | 0 | 0 | 0 | 0 | 0 | 0 | 0 | 0 | 0 | 0 | 0 | 0 | 0 | 0 | 0 | 0 | 0 | 0 | 0 | 0
F1_Commercial_Retail_New_Food Preparation_Natural Gas_Griddle_E4 | F1 | Commercial | Retail | New | Food Preparation | Natural Gas | Griddle | E4 | Participant - Cost of Equipment | 0 | 0 | 0 | 0 | 0 | 0 | 0 | 0 | 0 | 0 | 0 | 0 | 0 | 0 | 0 | 0 | 0 | 0 | 0 | 0 | 0 | 0 | 0 | 0 | 0 | 0 | 0 | 0 | 0 | 0
F1_Commercial_Retail_New_Food Preparation_Natural Gas_Griddle_E5 | F1 | Commercial | Retail | New | Food Preparation | Natural Gas | Griddle | E5 | Participant - Cost of Equipment | 0 | 0 | 0 | 0 | 0 | 0 | 0 | 0 | 0 | 0 | 0 | 0 | 0 | 0 | 0 | 0 | 0 | 0 | 0 | 0 | 0 | 0 | 0 | 0 | 0 | 0 | 0 | 0 | 0 | 0
F1_Commercial_Retail_New_Food Preparation_Natural Gas_Griddle_E6 | F1 | Commercial | Retail | New | Food Preparation | Natural Gas | Griddle | E6 | Participant - Cost of Equipment | 0 | 0 | 0 | 0 | 0 | 0 | 0 | 0 | 0 | 0 | 0 | 0 | 0 | 0 | 0 | 0 | 0 | 0 | 0 | 0 | 0 | 0 | 0 | 0 | 0 | 0 | 0 | 0 | 0 | 0
F1_Commercial_Retail_New_Food Preparation_Natural Gas_Griddle_E7 | F1 | Commercial | Retail | New | Food Preparation | Natural Gas | Griddle | E7 | Participant - Cost of Equipment | 0 | 0 | 0 | 0 | 0 | 0 | 0 | 0 | 0 | 0 | 0 | 0 | 0 | 0 | 0 | 0 | 0 | 0 | 0 | 0 | 0 | 0 | 0 | 0 | 0 | 0 | 0 | 0 | 0 | 0
F1_Commercial_Retail_New_Food Preparation_Natural Gas_Griddle_E8 | F1 | Commercial | Retail | New | Food Preparation | Natural Gas | Griddle | E8 | Participant - Cost of Equipment | 0 | 0 | 0 | 0 | 0 | 0 | 0 | 0 | 0 | 0 | 0 | 0 | 0 | 0 | 0 | 0 | 0 | 0 | 0 | 0 | 0 | 0 | 0 | 0 | 0 | 0 | 0 | 0 | 0 | 0
F1_Commercial_Retail_New_Food Preparation_Natural Gas_Griddle_E9 | F1 | Commercial | Retail | New | Food Preparation | Natural Gas | Griddle | E9 | Participant - Cost of Equipment | 0 | 0 | 0 | 0 | 0 | 0 | 0 | 0 | 0 | 0 | 0 | 0 | 0 | 0 | 0 | 0 | 0 | 0 | 0 | 0 | 0 | 0 | 0 | 0 | 0 | 0 | 0 | 0 | 0 | 0
F1_Commercial_Retail_New_Food Preparation_Natural Gas_Griddle_E10 | F1 | Commercial | Retail | New | Food Preparation | Natural Gas | Griddle | E10 | Participant - Cost of Equipment | 0 | 0 | 0 | 0 | 0 | 0 | 0 | 0 | 0 | 0 | 0 | 0 | 0 | 0 | 0 | 0 | 0 | 0 | 0 | 0 | 0 | 0 | 0 | 0 | 0 | 0 | 0 | 0 | 0 | 0
F2_Commercial_Retail_New_Food Preparation_Natural Gas_Griddle_E1 | F2 | Commercial | Retail | New | Food Preparation | Natural Gas | Griddle | E1 | Participant - Cost of Operation | 0.034341 | 0.034635 | 0.034987 | 0.035569 | 0.036345 | 0.03726 | 0.038101 | 0.03885 | 0.039576 | 0.040281 | 0.040992 | 0.041682 | 0.042333 | 0.042984 | 0.043606 | 0.044245 | 0.044927 | 0.045615 | 0.046307 | 0.047003 | 0.047691 | 0.048369 | 0 | 0 | 0 | 0 | 0 | 0 | 0 | 0
F2_Commercial_Retail_New_Food Preparation_Natural Gas_Griddle_E2 | F2 | Commercial | Retail | New | Food Preparation | Natural Gas | Griddle | E2 | Participant - Cost of Operation | 0.02966 | 0.029913 | 0.030217 | 0.03072 | 0.03139 | 0.03218 | 0.032907 | 0.033554 | 0.034181 | 0.034789 | 0.035403 | 0.036 | 0.036561 | 0.037124 | 0.037661 | 0.038213 | 0.038802 | 0.039396 | 0.039994 | 0.040595 | 0.04119 | 0.041775 | 0 | 0 | 0 | 0 | 0 | 0 | 0 | 0
F2_Commercial_Retail_New_Food Preparation_Natural Gas_Griddle_E3 | F2 | Commercial | Retail | New | Food Preparation | Natural Gas | Griddle | E3 | Participant - Cost of Operation | 0 | 0 | 0 | 0 | 0 | 0 | 0 | 0 | 0 | 0 | 0 | 0 | 0 | 0 | 0 | 0 | 0 | 0 | 0 | 0 | 0 | 0 | 0 | 0 | 0 | 0 | 0 | 0 | 0 | 0
F2_Commercial_Retail_New_Food Preparation_Natural Gas_Griddle_E4 | F2 | Commercial | Retail | New | Food Preparation | Natural Gas | Griddle | E4 | Participant - Cost of Operation | 0 | 0 | 0 | 0 | 0 | 0 | 0 | 0 | 0 | 0 | 0 | 0 | 0 | 0 | 0 | 0 | 0 | 0 | 0 | 0 | 0 | 0 | 0 | 0 | 0 | 0 | 0 | 0 | 0 | 0
F2_Commercial_Retail_New_Food Preparation_Natural Gas_Griddle_E5 | F2 | Commercial | Retail | New | Food Preparation | Natural Gas | Griddle | E5 | Participant - Cost of Operation | 0 | 0 | 0 | 0 | 0 | 0 | 0 | 0 | 0 | 0 | 0 | 0 | 0 | 0 | 0 | 0 | 0 | 0 | 0 | 0 | 0 | 0 | 0 | 0 | 0 | 0 | 0 | 0 | 0 | 0
F2_Commercial_Retail_New_Food Preparation_Natural Gas_Griddle_E6 | F2 | Commercial | Retail | New | Food Preparation | Natural Gas | Griddle | E6 | Participant - Cost of Operation | 0 | 0 | 0 | 0 | 0 | 0 | 0 | 0 | 0 | 0 | 0 | 0 | 0 | 0 | 0 | 0 | 0 | 0 | 0 | 0 | 0 | 0 | 0 | 0 | 0 | 0 | 0 | 0 | 0 | 0
F2_Commercial_Retail_New_Food Preparation_Natural Gas_Griddle_E7 | F2 | Commercial | Retail | New | Food Preparation | Natural Gas | Griddle | E7 | Participant - Cost of Operation | 0 | 0 | 0 | 0 | 0 | 0 | 0 | 0 | 0 | 0 | 0 | 0 | 0 | 0 | 0 | 0 | 0 | 0 | 0 | 0 | 0 | 0 | 0 | 0 | 0 | 0 | 0 | 0 | 0 | 0
F2_Commercial_Retail_New_Food Preparation_Natural Gas_Griddle_E8 | F2 | Commercial | Retail | New | Food Preparation | Natural Gas | Griddle | E8 | Participant - Cost of Operation | 0 | 0 | 0 | 0 | 0 | 0 | 0 | 0 | 0 | 0 | 0 | 0 | 0 | 0 | 0 | 0 | 0 | 0 | 0 | 0 | 0 | 0 | 0 | 0 | 0 | 0 | 0 | 0 | 0 | 0
F2_Commercial_Retail_New_Food Preparation_Natural Gas_Griddle_E9 | F2 | Commercial | Retail | New | Food Preparation | Natural Gas | Griddle | E9 | Participant - Cost of Operation | 0 | 0 | 0 | 0 | 0 | 0 | 0 | 0 | 0 | 0 | 0 | 0 | 0 | 0 | 0 | 0 | 0 | 0 | 0 | 0 | 0 | 0 | 0 | 0 | 0 | 0 | 0 | 0 | 0 | 0
F2_Commercial_Retail_New_Food Preparation_Natural Gas_Griddle_E10 | F2 | Commercial | Retail | New | Food Preparation | Natural Gas | Griddle | E10 | Participant - Cost of Operation | 0 | 0 | 0 | 0 | 0 | 0 | 0 | 0 | 0 | 0 | 0 | 0 | 0 | 0 | 0 | 0 | 0 | 0 | 0 | 0 | 0 | 0 | 0 | 0 | 0 | 0 | 0 | 0 | 0 | 0
F3_Commercial_Retail_New_Food Preparation_Natural Gas_Griddle_E1 | F3 | Commercial | Retail | New | Food Preparation | Natural Gas | Griddle | E1 | System - kBTUs of Conusmption | 3.2207 | 3.2303 | 3.241 | 3.2655 | 3.2872 | 3.3055 | 3.3194 | 3.3332 | 3.346 | 3.3542 | 3.3569 | 3.3563 | 3.3514 | 3.3418 | 3.3301 | 3.3187 | 3.3064 | 3.2933 | 3.2783 | 3.2638 | 3.2488 | 3.2334 | 0 | 0 | 0 | 0 | 0 | 0 | 0 | 0
F3_Commercial_Retail_New_Food Preparation_Natural Gas_Griddle_E2 | F3 | Commercial | Retail | New | Food Preparation | Natural Gas | Griddle | E2 | System - kBTUs of Conusmption | 2.7816 | 2.7899 | 2.7992 | 2.8203 | 2.8391 | 2.8548 | 2.8668 | 2.8787 | 2.8898 | 2.8969 | 2.8993 | 2.8988 | 2.8945 | 2.8862 | 2.8761 | 2.8662 | 2.8556 | 2.8443 | 2.8313 | 2.8189 | 2.8059 | 2.7926 | 0 | 0 | 0 | 0 | 0 | 0 | 0 | 0
F3_Commercial_Retail_New_Food Preparation_Natural Gas_Griddle_E3 | F3 | Commercial | Retail | New | Food Preparation | Natural Gas | Griddle | E3 | System - kBTUs of Conusmption | 0 | 0 | 0 | 0 | 0 | 0 | 0 | 0 | 0 | 0 | 0 | 0 | 0 | 0 | 0 | 0 | 0 | 0 | 0 | 0 | 0 | 0 | 0 | 0 | 0 | 0 | 0 | 0 | 0 | 0
F3_Commercial_Retail_New_Food Preparation_Natural Gas_Griddle_E4 | F3 | Commercial | Retail | New | Food Preparation | Natural Gas | Griddle | E4 | System - kBTUs of Conusmption | 0 | 0 | 0 | 0 | 0 | 0 | 0 | 0 | 0 | 0 | 0 | 0 | 0 | 0 | 0 | 0 | 0 | 0 | 0 | 0 | 0 | 0 | 0 | 0 | 0 | 0 | 0 | 0 | 0 | 0
F3_Commercial_Retail_New_Food Preparation_Natural Gas_Griddle_E5 | F3 | Commercial | Retail | New | Food Preparation | Natural Gas | Griddle | E5 | System - kBTUs of Conusmption | 0 | 0 | 0 | 0 | 0 | 0 | 0 | 0 | 0 | 0 | 0 | 0 | 0 | 0 | 0 | 0 | 0 | 0 | 0 | 0 | 0 | 0 | 0 | 0 | 0 | 0 | 0 | 0 | 0 | 0
F3_Commercial_Retail_New_Food Preparation_Natural Gas_Griddle_E6 | F3 | Commercial | Retail | New | Food Preparation | Natural Gas | Griddle | E6 | System - kBTUs of Conusmption | 0 | 0 | 0 | 0 | 0 | 0 | 0 | 0 | 0 | 0 | 0 | 0 | 0 | 0 | 0 | 0 | 0 | 0 | 0 | 0 | 0 | 0 | 0 | 0 | 0 | 0 | 0 | 0 | 0 | 0
F3_Commercial_Retail_New_Food Preparation_Natural Gas_Griddle_E7 | F3 | Commercial | Retail | New | Food Preparation | Natural Gas | Griddle | E7 | System - kBTUs of Conusmption | 0 | 0 | 0 | 0 | 0 | 0 | 0 | 0 | 0 | 0 | 0 | 0 | 0 | 0 | 0 | 0 | 0 | 0 | 0 | 0 | 0 | 0 | 0 | 0 | 0 | 0 | 0 | 0 | 0 | 0
F3_Commercial_Retail_New_Food Preparation_Natural Gas_Griddle_E8 | F3 | Commercial | Retail | New | Food Preparation | Natural Gas | Griddle | E8 | System - kBTUs of Conusmption | 0 | 0 | 0 | 0 | 0 | 0 | 0 | 0 | 0 | 0 | 0 | 0 | 0 | 0 | 0 | 0 | 0 | 0 | 0 | 0 | 0 | 0 | 0 | 0 | 0 | 0 | 0 | 0 | 0 | 0
F3_Commercial_Retail_New_Food Preparation_Natural Gas_Griddle_E9 | F3 | Commercial | Retail | New | Food Preparation | Natural Gas | Griddle | E9 | System - kBTUs of Conusmption | 0 | 0 | 0 | 0 | 0 | 0 | 0 | 0 | 0 | 0 | 0 | 0 | 0 | 0 | 0 | 0 | 0 | 0 | 0 | 0 | 0 | 0 | 0 | 0 | 0 | 0 | 0 | 0 | 0 | 0
F3_Commercial_Retail_New_Food Preparation_Natural Gas_Griddle_E10 | F3 | Commercial | Retail | New | Food Preparation | Natural Gas | Griddle | E10 | System - kBTUs of Conusmption | 0 | 0 | 0 | 0 | 0 | 0 | 0 | 0 | 0 | 0 | 0 | 0 | 0 | 0 | 0 | 0 | 0 | 0 | 0 | 0 | 0 | 0 | 0 | 0 | 0 | 0 | 0 | 0 | 0 | 0
F4_Commercial_Retail_New_Food Preparation_Natural Gas_Griddle_E1 | F4 | Commercial | Retail | New | Food Preparation | Natural Gas | Griddle | E1 | Utility - Cost of Equipment | 0.015052 | 0.015052 | 0.015052 | 0.015052 | 0.015052 | 0.015052 | 0.015052 | 0.015052 | 0.015052 | 0.015052 | 0.015052 | 0.015052 | 0.015052 | 0.015052 | 0.015052 | 0.015052 | 0.015052 | 0.015052 | 0.015052 | 0.015052 | 0.015052 | 0.015052 | 0 | 0 | 0 | 0 | 0 | 0 | 0 | 0
F4_Commercial_Retail_New_Food Preparation_Natural Gas_Griddle_E2 | F4 | Commercial | Retail | New | Food Preparation | Natural Gas | Griddle | E2 | Utility - Cost of Equipment | 0.016104 | 0.016104 | 0.016104 | 0.016104 | 0.016104 | 0.016104 | 0.016104 | 0.016104 | 0.016104 | 0.016104 | 0.016104 | 0.016104 | 0.016104 | 0.016104 | 0.016104 | 0.016104 | 0.016104 | 0.016104 | 0.016104 | 0.016104 | 0.016104 | 0.016104 | 0 | 0 | 0 | 0 | 0 | 0 | 0 | 0
F4_Commercial_Retail_New_Food Preparation_Natural Gas_Griddle_E3 | F4 | Commercial | Retail | New | Food Preparation | Natural Gas | Griddle | E3 | Utility - Cost of Equipment | 0 | 0 | 0 | 0 | 0 | 0 | 0 | 0 | 0 | 0 | 0 | 0 | 0 | 0 | 0 | 0 | 0 | 0 | 0 | 0 | 0 | 0 | 0 | 0 | 0 | 0 | 0 | 0 | 0 | 0
F4_Commercial_Retail_New_Food Preparation_Natural Gas_Griddle_E4 | F4 | Commercial | Retail | New | Food Preparation | Natural Gas | Griddle | E4 | Utility - Cost of Equipment | 0 | 0 | 0 | 0 | 0 | 0 | 0 | 0 | 0 | 0 | 0 | 0 | 0 | 0 | 0 | 0 | 0 | 0 | 0 | 0 | 0 | 0 | 0 | 0 | 0 | 0 | 0 | 0 | 0 | 0
F4_Commercial_Retail_New_Food Preparation_Natural Gas_Griddle_E5 | F4 | Commercial | Retail | New | Food Preparation | Natural Gas | Griddle | E5 | Utility - Cost of Equipment | 0 | 0 | 0 | 0 | 0 | 0 | 0 | 0 | 0 | 0 | 0 | 0 | 0 | 0 | 0 | 0 | 0 | 0 | 0 | 0 | 0 | 0 | 0 | 0 | 0 | 0 | 0 | 0 | 0 | 0
F4_Commercial_Retail_New_Food Preparation_Natural Gas_Griddle_E6 | F4 | Commercial | Retail | New | Food Preparation | Natural Gas | Griddle | E6 | Utility - Cost of Equipment | 0 | 0 | 0 | 0 | 0 | 0 | 0 | 0 | 0 | 0 | 0 | 0 | 0 | 0 | 0 | 0 | 0 | 0 | 0 | 0 | 0 | 0 | 0 | 0 | 0 | 0 | 0 | 0 | 0 | 0
F4_Commercial_Retail_New_Food Preparation_Natural Gas_Griddle_E7 | F4 | Commercial | Retail | New | Food Preparation | Natural Gas | Griddle | E7 | Utility - Cost of Equipment | 0 | 0 | 0 | 0 | 0 | 0 | 0 | 0 | 0 | 0 | 0 | 0 | 0 | 0 | 0 | 0 | 0 | 0 | 0 | 0 | 0 | 0 | 0 | 0 | 0 | 0 | 0 | 0 | 0 | 0
F4_Commercial_Retail_New_Food Preparation_Natural Gas_Griddle_E8 | F4 | Commercial | Retail | New | Food Preparation | Natural Gas | Griddle | E8 | Utility - Cost of Equipment | 0 | 0 | 0 | 0 | 0 | 0 | 0 | 0 | 0 | 0 | 0 | 0 | 0 | 0 | 0 | 0 | 0 | 0 | 0 | 0 | 0 | 0 | 0 | 0 | 0 | 0 | 0 | 0 | 0 | 0
F4_Commercial_Retail_New_Food Preparation_Natural Gas_Griddle_E9 | F4 | Commercial | Retail | New | Food Preparation | Natural Gas | Griddle | E9 | Utility - Cost of Equipment | 0 | 0 | 0 | 0 | 0 | 0 | 0 | 0 | 0 | 0 | 0 | 0 | 0 | 0 | 0 | 0 | 0 | 0 | 0 | 0 | 0 | 0 | 0 | 0 | 0 | 0 | 0 | 0 | 0 | 0
F4_Commercial_Retail_New_Food Preparation_Natural Gas_Griddle_E10 | F4 | Commercial | Retail | New | Food Preparation | Natural Gas | Griddle | E10 | Utility - Cost of Equipment | 0 | 0 | 0 | 0 | 0 | 0 | 0 | 0 | 0 | 0 | 0 | 0 | 0 | 0 | 0 | 0 | 0 | 0 | 0 | 0 | 0 | 0 | 0 | 0 | 0 | 0 | 0 | 0 | 0 | 0
F5_Commercial_Retail_New_Food Preparation_Natural Gas_Griddle_E1 | F5 | Commercial | Retail | New | Food Preparation | Natural Gas | Griddle | E1 | Utility - Cost of Operation | 0.028664 | 0.028909 | 0.029203 | 0.029689 | 0.030336 | 0.0311 | 0.031802 | 0.032427 | 0.033034 | 0.033622 | 0.034215 | 0.034791 | 0.035334 | 0.035878 | 0.036397 | 0.03693 | 0.0375 | 0.038073 | 0.038652 | 0.039233 | 0.039807 | 0.040373 | 0 | 0 | 0 | 0 | 0 | 0 | 0 | 0
F5_Commercial_Retail_New_Food Preparation_Natural Gas_Griddle_E2 | F5 | Commercial | Retail | New | Food Preparation | Natural Gas | Griddle | E2 | Utility - Cost of Operation | 0.024756 | 0.024968 | 0.025222 | 0.025641 | 0.0262 | 0.02686 | 0.027467 | 0.028006 | 0.02853 | 0.029038 | 0.02955 | 0.030048 | 0.030517 | 0.030986 | 0.031435 | 0.031895 | 0.032387 | 0.032883 | 0.033382 | 0.033884 | 0.03438 | 0.034869 | 0 | 0 | 0 | 0 | 0 | 0 | 0 | 0
F5_Commercial_Retail_New_Food Preparation_Natural Gas_Griddle_E3 | F5 | Commercial | Retail | New | Food Preparation | Natural Gas | Griddle | E3 | Utility - Cost of Operation | 0 | 0 | 0 | 0 | 0 | 0 | 0 | 0 | 0 | 0 | 0 | 0 | 0 | 0 | 0 | 0 | 0 | 0 | 0 | 0 | 0 | 0 | 0 | 0 | 0 | 0 | 0 | 0 | 0 | 0
F5_Commercial_Retail_New_Food Preparation_Natural Gas_Griddle_E4 | F5 | Commercial | Retail | New | Food Preparation | Natural Gas | Griddle | E4 | Utility - Cost of Operation | 0 | 0 | 0 | 0 | 0 | 0 | 0 | 0 | 0 | 0 | 0 | 0 | 0 | 0 | 0 | 0 | 0 | 0 | 0 | 0 | 0 | 0 | 0 | 0 | 0 | 0 | 0 | 0 | 0 | 0
F5_Commercial_Retail_New_Food Preparation_Natural Gas_Griddle_E5 | F5 | Commercial | Retail | New | Food Preparation | Natural Gas | Griddle | E5 | Utility - Cost of Operation | 0 | 0 | 0 | 0 | 0 | 0 | 0 | 0 | 0 | 0 | 0 | 0 | 0 | 0 | 0 | 0 | 0 | 0 | 0 | 0 | 0 | 0 | 0 | 0 | 0 | 0 | 0 | 0 | 0 | 0
F5_Commercial_Retail_New_Food Preparation_Natural Gas_Griddle_E6 | F5 | Commercial | Retail | New | Food Preparation | Natural Gas | Griddle | E6 | Utility - Cost of Operation | 0 | 0 | 0 | 0 | 0 | 0 | 0 | 0 | 0 | 0 | 0 | 0 | 0 | 0 | 0 | 0 | 0 | 0 | 0 | 0 | 0 | 0 | 0 | 0 | 0 | 0 | 0 | 0 | 0 | 0
F5_Commercial_Retail_New_Food Preparation_Natural Gas_Griddle_E7 | F5 | Commercial | Retail | New | Food Preparation | Natural Gas | Griddle | E7 | Utility - Cost of Operation | 0 | 0 | 0 | 0 | 0 | 0 | 0 | 0 | 0 | 0 | 0 | 0 | 0 | 0 | 0 | 0 | 0 | 0 | 0 | 0 | 0 | 0 | 0 | 0 | 0 | 0 | 0 | 0 | 0 | 0
F5_Commercial_Retail_New_Food Preparation_Natural Gas_Griddle_E8 | F5 | Commercial | Retail | New | Food Preparation | Natural Gas | Griddle | E8 | Utility - Cost of Operation | 0 | 0 | 0 | 0 | 0 | 0 | 0 | 0 | 0 | 0 | 0 | 0 | 0 | 0 | 0 | 0 | 0 | 0 | 0 | 0 | 0 | 0 | 0 | 0 | 0 | 0 | 0 | 0 | 0 | 0
F5_Commercial_Retail_New_Food Preparation_Natural Gas_Griddle_E9 | F5 | Commercial | Retail | New | Food Preparation | Natural Gas | Griddle | E9 | Utility - Cost of Operation | 0 | 0 | 0 | 0 | 0 | 0 | 0 | 0 | 0 | 0 | 0 | 0 | 0 | 0 | 0 | 0 | 0 | 0 | 0 | 0 | 0 | 0 | 0 | 0 | 0 | 0 | 0 | 0 | 0 | 0
F5_Commercial_Retail_New_Food Preparation_Natural Gas_Griddle_E10 | F5 | Commercial | Retail | New | Food Preparation | Natural Gas | Griddle | E10 | Utility - Cost of Operation | 0 | 0 | 0 | 0 | 0 | 0 | 0 | 0 | 0 | 0 | 0 | 0 | 0 | 0 | 0 | 0 | 0 | 0 | 0 | 0 | 0 | 0 | 0 | 0 | 0 | 0 | 0 | 0 | 0 | 0
F6_Commercial_Retail_New_Food Preparation_Natural Gas_Griddle_E1 | F6 | Commercial | Retail | New | Food Preparation | Natural Gas | Griddle | E1 | Utility - Value of Sales | 0.034341 | 0.034635 | 0.034987 | 0.035569 | 0.036345 | 0.03726 | 0.038101 | 0.03885 | 0.039576 | 0.040281 | 0.040992 | 0.041682 | 0.042333 | 0.042984 | 0.043606 | 0.044245 | 0.044927 | 0.045615 | 0.046307 | 0.047003 | 0.047691 | 0.048369 | 0 | 0 | 0 | 0 | 0 | 0 | 0 | 0
F6_Commercial_Retail_New_Food Preparation_Natural Gas_Griddle_E2 | F6 | Commercial | Retail | New | Food Preparation | Natural Gas | Griddle | E2 | Utility - Value of Sales | 0.02966 | 0.029913 | 0.030217 | 0.03072 | 0.03139 | 0.03218 | 0.032907 | 0.033554 | 0.034181 | 0.034789 | 0.035403 | 0.036 | 0.036561 | 0.037124 | 0.037661 | 0.038213 | 0.038802 | 0.039396 | 0.039994 | 0.040595 | 0.04119 | 0.041775 | 0 | 0 | 0 | 0 | 0 | 0 | 0 | 0
F6_Commercial_Retail_New_Food Preparation_Natural Gas_Griddle_E3 | F6 | Commercial | Retail | New | Food Preparation | Natural Gas | Griddle | E3 | Utility - Value of Sales | 0 | 0 | 0 | 0 | 0 | 0 | 0 | 0 | 0 | 0 | 0 | 0 | 0 | 0 | 0 | 0 | 0 | 0 | 0 | 0 | 0 | 0 | 0 | 0 | 0 | 0 | 0 | 0 | 0 | 0
F6_Commercial_Retail_New_Food Preparation_Natural Gas_Griddle_E4 | F6 | Commercial | Retail | New | Food Preparation | Natural Gas | Griddle | E4 | Utility - Value of Sales | 0 | 0 | 0 | 0 | 0 | 0 | 0 | 0 | 0 | 0 | 0 | 0 | 0 | 0 | 0 | 0 | 0 | 0 | 0 | 0 | 0 | 0 | 0 | 0 | 0 | 0 | 0 | 0 | 0 | 0
F6_Commercial_Retail_New_Food Preparation_Natural Gas_Griddle_E5 | F6 | Commercial | Retail | New | Food Preparation | Natural Gas | Griddle | E5 | Utility - Value of Sales | 0 | 0 | 0 | 0 | 0 | 0 | 0 | 0 | 0 | 0 | 0 | 0 | 0 | 0 | 0 | 0 | 0 | 0 | 0 | 0 | 0 | 0 | 0 | 0 | 0 | 0 | 0 | 0 | 0 | 0
F6_Commercial_Retail_New_Food Preparation_Natural Gas_Griddle_E6 | F6 | Commercial | Retail | New | Food Preparation | Natural Gas | Griddle | E6 | Utility - Value of Sales | 0 | 0 | 0 | 0 | 0 | 0 | 0 | 0 | 0 | 0 | 0 | 0 | 0 | 0 | 0 | 0 | 0 | 0 | 0 | 0 | 0 | 0 | 0 | 0 | 0 | 0 | 0 | 0 | 0 | 0
F6_Commercial_Retail_New_Food Preparation_Natural Gas_Griddle_E7 | F6 | Commercial | Retail | New | Food Preparation | Natural Gas | Griddle | E7 | Utility - Value of Sales | 0 | 0 | 0 | 0 | 0 | 0 | 0 | 0 | 0 | 0 | 0 | 0 | 0 | 0 | 0 | 0 | 0 | 0 | 0 | 0 | 0 | 0 | 0 | 0 | 0 | 0 | 0 | 0 | 0 | 0
F6_Commercial_Retail_New_Food Preparation_Natural Gas_Griddle_E8 | F6 | Commercial | Retail | New | Food Preparation | Natural Gas | Griddle | E8 | Utility - Value of Sales | 0 | 0 | 0 | 0 | 0 | 0 | 0 | 0 | 0 | 0 | 0 | 0 | 0 | 0 | 0 | 0 | 0 | 0 | 0 | 0 | 0 | 0 | 0 | 0 | 0 | 0 | 0 | 0 | 0 | 0
F6_Commercial_Retail_New_Food Preparation_Natural Gas_Griddle_E9 | F6 | Commercial | Retail | New | Food Preparation | Natural Gas | Griddle | E9 | Utility - Value of Sales | 0 | 0 | 0 | 0 | 0 | 0 | 0 | 0 | 0 | 0 | 0 | 0 | 0 | 0 | 0 | 0 | 0 | 0 | 0 | 0 | 0 | 0 | 0 | 0 | 0 | 0 | 0 | 0 | 0 | 0
F6_Commercial_Retail_New_Food Preparation_Natural Gas_Griddle_E10 | F6 | Commercial | Retail | New | Food Preparation | Natural Gas | Griddle | E10 | Utility - Value of Sales | 0 | 0 | 0 | 0 | 0 | 0 | 0 | 0 | 0 | 0 | 0 | 0 | 0 | 0 | 0 | 0 | 0 | 0 | 0 | 0 | 0 | 0 | 0 | 0 | 0 | 0 | 0 | 0 | 0 | 0
F1_Commercial_Retail_New_Food Preparation_Natural Gas_Range_E1 | F1 | Commercial | Retail | New | Food Preparation | Natural Gas | Range | E1 | Participant - Cost of Equipment | 0.028692 | 0.028692 | 0.028692 | 0.028692 | 0.028692 | 0.028692 | 0.028692 | 0.028692 | 0.028692 | 0.028692 | 0.028692 | 0.028692 | 0.028692 | 0.028692 | 0.028692 | 0.028692 | 0.028692 | 0.028692 | 0.028692 | 0.028692 | 0.028692 | 0.028692 | 0 | 0 | 0 | 0 | 0 | 0 | 0 | 0
F1_Commercial_Retail_New_Food Preparation_Natural Gas_Range_E2 | F1 | Commercial | Retail | New | Food Preparation | Natural Gas | Range | E2 | Participant - Cost of Equipment | 0.028696 | 0.028696 | 0.028696 | 0.028696 | 0.028696 | 0.028696 | 0.028696 | 0.028696 | 0.028696 | 0.028696 | 0.028696 | 0.028696 | 0.028696 | 0.028696 | 0.028696 | 0.028696 | 0.028696 | 0.028696 | 0.028696 | 0.028696 | 0.028696 | 0.028696 | 0 | 0 | 0 | 0 | 0 | 0 | 0 | 0
F1_Commercial_Retail_New_Food Preparation_Natural Gas_Range_E3 | F1 | Commercial | Retail | New | Food Preparation | Natural Gas | Range | E3 | Participant - Cost of Equipment | 0 | 0 | 0 | 0 | 0 | 0 | 0 | 0 | 0 | 0 | 0 | 0 | 0 | 0 | 0 | 0 | 0 | 0 | 0 | 0 | 0 | 0 | 0 | 0 | 0 | 0 | 0 | 0 | 0 | 0
F1_Commercial_Retail_New_Food Preparation_Natural Gas_Range_E4 | F1 | Commercial | Retail | New | Food Preparation | Natural Gas | Range | E4 | Participant - Cost of Equipment | 0 | 0 | 0 | 0 | 0 | 0 | 0 | 0 | 0 | 0 | 0 | 0 | 0 | 0 | 0 | 0 | 0 | 0 | 0 | 0 | 0 | 0 | 0 | 0 | 0 | 0 | 0 | 0 | 0 | 0
F1_Commercial_Retail_New_Food Preparation_Natural Gas_Range_E5 | F1 | Commercial | Retail | New | Food Preparation | Natural Gas | Range | E5 | Participant - Cost of Equipment | 0 | 0 | 0 | 0 | 0 | 0 | 0 | 0 | 0 | 0 | 0 | 0 | 0 | 0 | 0 | 0 | 0 | 0 | 0 | 0 | 0 | 0 | 0 | 0 | 0 | 0 | 0 | 0 | 0 | 0
F1_Commercial_Retail_New_Food Preparation_Natural Gas_Range_E6 | F1 | Commercial | Retail | New | Food Preparation | Natural Gas | Range | E6 | Participant - Cost of Equipment | 0 | 0 | 0 | 0 | 0 | 0 | 0 | 0 | 0 | 0 | 0 | 0 | 0 | 0 | 0 | 0 | 0 | 0 | 0 | 0 | 0 | 0 | 0 | 0 | 0 | 0 | 0 | 0 | 0 | 0
F1_Commercial_Retail_New_Food Preparation_Natural Gas_Range_E7 | F1 | Commercial | Retail | New | Food Preparation | Natural Gas | Range | E7 | Participant - Cost of Equipment | 0 | 0 | 0 | 0 | 0 | 0 | 0 | 0 | 0 | 0 | 0 | 0 | 0 | 0 | 0 | 0 | 0 | 0 | 0 | 0 | 0 | 0 | 0 | 0 | 0 | 0 | 0 | 0 | 0 | 0
F1_Commercial_Retail_New_Food Preparation_Natural Gas_Range_E8 | F1 | Commercial | Retail | New | Food Preparation | Natural Gas | Range | E8 | Participant - Cost of Equipment | 0 | 0 | 0 | 0 | 0 | 0 | 0 | 0 | 0 | 0 | 0 | 0 | 0 | 0 | 0 | 0 | 0 | 0 | 0 | 0 | 0 | 0 | 0 | 0 | 0 | 0 | 0 | 0 | 0 | 0
F1_Commercial_Retail_New_Food Preparation_Natural Gas_Range_E9 | F1 | Commercial | Retail | New | Food Preparation | Natural Gas | Range | E9 | Participant - Cost of Equipment | 0 | 0 | 0 | 0 | 0 | 0 | 0 | 0 | 0 | 0 | 0 | 0 | 0 | 0 | 0 | 0 | 0 | 0 | 0 | 0 | 0 | 0 | 0 | 0 | 0 | 0 | 0 | 0 | 0 | 0
F1_Commercial_Retail_New_Food Preparation_Natural Gas_Range_E10 | F1 | Commercial | Retail | New | Food Preparation | Natural Gas | Range | E10 | Participant - Cost of Equipment | 0 | 0 | 0 | 0 | 0 | 0 | 0 | 0 | 0 | 0 | 0 | 0 | 0 | 0 | 0 | 0 | 0 | 0 | 0 | 0 | 0 | 0 | 0 | 0 | 0 | 0 | 0 | 0 | 0 | 0
F2_Commercial_Retail_New_Food Preparation_Natural Gas_Range_E1 | F2 | Commercial | Retail | New | Food Preparation | Natural Gas | Range | E1 | Participant - Cost of Operation | 0.039501 | 0.039765 | 0.040106 | 0.040764 | 0.041678 | 0.042779 | 0.043777 | 0.044633 | 0.045445 | 0.046275 | 0.047163 | 0.04803 | 0.048849 | 0.049674 | 0.050403 | 0.051093 | 0.051841 | 0.05259 | 0.053344 | 0.054098 | 0.054837 | 0.055559 | 0 | 0 | 0 | 0 | 0 | 0 | 0 | 0
F2_Commercial_Retail_New_Food Preparation_Natural Gas_Range_E2 | F2 | Commercial | Retail | New | Food Preparation | Natural Gas | Range | E2 | Participant - Cost of Operation | 0.029626 | 0.029823 | 0.030079 | 0.030573 | 0.031259 | 0.032084 | 0.032833 | 0.033475 | 0.034084 | 0.034706 | 0.035372 | 0.036022 | 0.036637 | 0.037256 | 0.037802 | 0.03832 | 0.03888 | 0.039443 | 0.040008 | 0.040573 | 0.041128 | 0.041669 | 0 | 0 | 0 | 0 | 0 | 0 | 0 | 0
F2_Commercial_Retail_New_Food Preparation_Natural Gas_Range_E3 | F2 | Commercial | Retail | New | Food Preparation | Natural Gas | Range | E3 | Participant - Cost of Operation | 0 | 0 | 0 | 0 | 0 | 0 | 0 | 0 | 0 | 0 | 0 | 0 | 0 | 0 | 0 | 0 | 0 | 0 | 0 | 0 | 0 | 0 | 0 | 0 | 0 | 0 | 0 | 0 | 0 | 0
F2_Commercial_Retail_New_Food Preparation_Natural Gas_Range_E4 | F2 | Commercial | Retail | New | Food Preparation | Natural Gas | Range | E4 | Participant - Cost of Operation | 0 | 0 | 0 | 0 | 0 | 0 | 0 | 0 | 0 | 0 | 0 | 0 | 0 | 0 | 0 | 0 | 0 | 0 | 0 | 0 | 0 | 0 | 0 | 0 | 0 | 0 | 0 | 0 | 0 | 0
F2_Commercial_Retail_New_Food Preparation_Natural Gas_Range_E5 | F2 | Commercial | Retail | New | Food Preparation | Natural Gas | Range | E5 | Participant - Cost of Operation | 0 | 0 | 0 | 0 | 0 | 0 | 0 | 0 | 0 | 0 | 0 | 0 | 0 | 0 | 0 | 0 | 0 | 0 | 0 | 0 | 0 | 0 | 0 | 0 | 0 | 0 | 0 | 0 | 0 | 0
F2_Commercial_Retail_New_Food Preparation_Natural Gas_Range_E6 | F2 | Commercial | Retail | New | Food Preparation | Natural Gas | Range | E6 | Participant - Cost of Operation | 0 | 0 | 0 | 0 | 0 | 0 | 0 | 0 | 0 | 0 | 0 | 0 | 0 | 0 | 0 | 0 | 0 | 0 | 0 | 0 | 0 | 0 | 0 | 0 | 0 | 0 | 0 | 0 | 0 | 0
F2_Commercial_Retail_New_Food Preparation_Natural Gas_Range_E7 | F2 | Commercial | Retail | New | Food Preparation | Natural Gas | Range | E7 | Participant - Cost of Operation | 0 | 0 | 0 | 0 | 0 | 0 | 0 | 0 | 0 | 0 | 0 | 0 | 0 | 0 | 0 | 0 | 0 | 0 | 0 | 0 | 0 | 0 | 0 | 0 | 0 | 0 | 0 | 0 | 0 | 0
F2_Commercial_Retail_New_Food Preparation_Natural Gas_Range_E8 | F2 | Commercial | Retail | New | Food Preparation | Natural Gas | Range | E8 | Participant - Cost of Operation | 0 | 0 | 0 | 0 | 0 | 0 | 0 | 0 | 0 | 0 | 0 | 0 | 0 | 0 | 0 | 0 | 0 | 0 | 0 | 0 | 0 | 0 | 0 | 0 | 0 | 0 | 0 | 0 | 0 | 0
F2_Commercial_Retail_New_Food Preparation_Natural Gas_Range_E9 | F2 | Commercial | Retail | New | Food Preparation | Natural Gas | Range | E9 | Participant - Cost of Operation | 0 | 0 | 0 | 0 | 0 | 0 | 0 | 0 | 0 | 0 | 0 | 0 | 0 | 0 | 0 | 0 | 0 | 0 | 0 | 0 | 0 | 0 | 0 | 0 | 0 | 0 | 0 | 0 | 0 | 0
F2_Commercial_Retail_New_Food Preparation_Natural Gas_Range_E10 | F2 | Commercial | Retail | New | Food Preparation | Natural Gas | Range | E10 | Participant - Cost of Operation | 0 | 0 | 0 | 0 | 0 | 0 | 0 | 0 | 0 | 0 | 0 | 0 | 0 | 0 | 0 | 0 | 0 | 0 | 0 | 0 | 0 | 0 | 0 | 0 | 0 | 0 | 0 | 0 | 0 | 0
F3_Commercial_Retail_New_Food Preparation_Natural Gas_Range_E1 | F3 | Commercial | Retail | New | Food Preparation | Natural Gas | Range | E1 | System - kBTUs of Conusmption | 3.7427 | 3.7528 | 3.7649 | 3.7965 | 3.8241 | 3.8474 | 3.8651 | 3.8826 | 3.8986 | 3.9132 | 3.9253 | 3.9327 | 3.9343 | 3.9301 | 3.9184 | 3.9024 | 3.8851 | 3.8667 | 3.8457 | 3.8254 | 3.8044 | 3.7827 | 0 | 0 | 0 | 0 | 0 | 0 | 0 | 0
F3_Commercial_Retail_New_Food Preparation_Natural Gas_Range_E2 | F3 | Commercial | Retail | New | Food Preparation | Natural Gas | Range | E2 | System - kBTUs of Conusmption | 2.807 | 2.8146 | 2.8237 | 2.8474 | 2.8681 | 2.8856 | 2.8988 | 2.9119 | 2.9239 | 2.9349 | 2.944 | 2.9496 | 2.9507 | 2.9475 | 2.9388 | 2.9268 | 2.9138 | 2.9 | 2.8842 | 2.8691 | 2.8533 | 2.8371 | 0 | 0 | 0 | 0 | 0 | 0 | 0 | 0
F3_Commercial_Retail_New_Food Preparation_Natural Gas_Range_E3 | F3 | Commercial | Retail | New | Food Preparation | Natural Gas | Range | E3 | System - kBTUs of Conusmption | 0 | 0 | 0 | 0 | 0 | 0 | 0 | 0 | 0 | 0 | 0 | 0 | 0 | 0 | 0 | 0 | 0 | 0 | 0 | 0 | 0 | 0 | 0 | 0 | 0 | 0 | 0 | 0 | 0 | 0
F3_Commercial_Retail_New_Food Preparation_Natural Gas_Range_E4 | F3 | Commercial | Retail | New | Food Preparation | Natural Gas | Range | E4 | System - kBTUs of Conusmption | 0 | 0 | 0 | 0 | 0 | 0 | 0 | 0 | 0 | 0 | 0 | 0 | 0 | 0 | 0 | 0 | 0 | 0 | 0 | 0 | 0 | 0 | 0 | 0 | 0 | 0 | 0 | 0 | 0 | 0
F3_Commercial_Retail_New_Food Preparation_Natural Gas_Range_E5 | F3 | Commercial | Retail | New | Food Preparation | Natural Gas | Range | E5 | System - kBTUs of Conusmption | 0 | 0 | 0 | 0 | 0 | 0 | 0 | 0 | 0 | 0 | 0 | 0 | 0 | 0 | 0 | 0 | 0 | 0 | 0 | 0 | 0 | 0 | 0 | 0 | 0 | 0 | 0 | 0 | 0 | 0
F3_Commercial_Retail_New_Food Preparation_Natural Gas_Range_E6 | F3 | Commercial | Retail | New | Food Preparation | Natural Gas | Range | E6 | System - kBTUs of Conusmption | 0 | 0 | 0 | 0 | 0 | 0 | 0 | 0 | 0 | 0 | 0 | 0 | 0 | 0 | 0 | 0 | 0 | 0 | 0 | 0 | 0 | 0 | 0 | 0 | 0 | 0 | 0 | 0 | 0 | 0
F3_Commercial_Retail_New_Food Preparation_Natural Gas_Range_E7 | F3 | Commercial | Retail | New | Food Preparation | Natural Gas | Range | E7 | System - kBTUs of Conusmption | 0 | 0 | 0 | 0 | 0 | 0 | 0 | 0 | 0 | 0 | 0 | 0 | 0 | 0 | 0 | 0 | 0 | 0 | 0 | 0 | 0 | 0 | 0 | 0 | 0 | 0 | 0 | 0 | 0 | 0
F3_Commercial_Retail_New_Food Preparation_Natural Gas_Range_E8 | F3 | Commercial | Retail | New | Food Preparation | Natural Gas | Range | E8 | System - kBTUs of Conusmption | 0 | 0 | 0 | 0 | 0 | 0 | 0 | 0 | 0 | 0 | 0 | 0 | 0 | 0 | 0 | 0 | 0 | 0 | 0 | 0 | 0 | 0 | 0 | 0 | 0 | 0 | 0 | 0 | 0 | 0
F3_Commercial_Retail_New_Food Preparation_Natural Gas_Range_E9 | F3 | Commercial | Retail | New | Food Preparation | Natural Gas | Range | E9 | System - kBTUs of Conusmption | 0 | 0 | 0 | 0 | 0 | 0 | 0 | 0 | 0 | 0 | 0 | 0 | 0 | 0 | 0 | 0 | 0 | 0 | 0 | 0 | 0 | 0 | 0 | 0 | 0 | 0 | 0 | 0 | 0 | 0
F3_Commercial_Retail_New_Food Preparation_Natural Gas_Range_E10 | F3 | Commercial | Retail | New | Food Preparation | Natural Gas | Range | E10 | System - kBTUs of Conusmption | 0 | 0 | 0 | 0 | 0 | 0 | 0 | 0 | 0 | 0 | 0 | 0 | 0 | 0 | 0 | 0 | 0 | 0 | 0 | 0 | 0 | 0 | 0 | 0 | 0 | 0 | 0 | 0 | 0 | 0
F4_Commercial_Retail_New_Food Preparation_Natural Gas_Range_E1 | F4 | Commercial | Retail | New | Food Preparation | Natural Gas | Range | E1 | Utility - Cost of Equipment | 0.028692 | 0.028692 | 0.028692 | 0.028692 | 0.028692 | 0.028692 | 0.028692 | 0.028692 | 0.028692 | 0.028692 | 0.028692 | 0.028692 | 0.028692 | 0.028692 | 0.028692 | 0.028692 | 0.028692 | 0.028692 | 0.028692 | 0.028692 | 0.028692 | 0.028692 | 0 | 0 | 0 | 0 | 0 | 0 | 0 | 0
F4_Commercial_Retail_New_Food Preparation_Natural Gas_Range_E2 | F4 | Commercial | Retail | New | Food Preparation | Natural Gas | Range | E2 | Utility - Cost of Equipment | 0.028696 | 0.028696 | 0.028696 | 0.028696 | 0.028696 | 0.028696 | 0.028696 | 0.028696 | 0.028696 | 0.028696 | 0.028696 | 0.028696 | 0.028696 | 0.028696 | 0.028696 | 0.028696 | 0.028696 | 0.028696 | 0.028696 | 0.028696 | 0.028696 | 0.028696 | 0 | 0 | 0 | 0 | 0 | 0 | 0 | 0
F4_Commercial_Retail_New_Food Preparation_Natural Gas_Range_E3 | F4 | Commercial | Retail | New | Food Preparation | Natural Gas | Range | E3 | Utility - Cost of Equipment | 0 | 0 | 0 | 0 | 0 | 0 | 0 | 0 | 0 | 0 | 0 | 0 | 0 | 0 | 0 | 0 | 0 | 0 | 0 | 0 | 0 | 0 | 0 | 0 | 0 | 0 | 0 | 0 | 0 | 0
F4_Commercial_Retail_New_Food Preparation_Natural Gas_Range_E4 | F4 | Commercial | Retail | New | Food Preparation | Natural Gas | Range | E4 | Utility - Cost of Equipment | 0 | 0 | 0 | 0 | 0 | 0 | 0 | 0 | 0 | 0 | 0 | 0 | 0 | 0 | 0 | 0 | 0 | 0 | 0 | 0 | 0 | 0 | 0 | 0 | 0 | 0 | 0 | 0 | 0 | 0
F4_Commercial_Retail_New_Food Preparation_Natural Gas_Range_E5 | F4 | Commercial | Retail | New | Food Preparation | Natural Gas | Range | E5 | Utility - Cost of Equipment | 0 | 0 | 0 | 0 | 0 | 0 | 0 | 0 | 0 | 0 | 0 | 0 | 0 | 0 | 0 | 0 | 0 | 0 | 0 | 0 | 0 | 0 | 0 | 0 | 0 | 0 | 0 | 0 | 0 | 0
F4_Commercial_Retail_New_Food Preparation_Natural Gas_Range_E6 | F4 | Commercial | Retail | New | Food Preparation | Natural Gas | Range | E6 | Utility - Cost of Equipment | 0 | 0 | 0 | 0 | 0 | 0 | 0 | 0 | 0 | 0 | 0 | 0 | 0 | 0 | 0 | 0 | 0 | 0 | 0 | 0 | 0 | 0 | 0 | 0 | 0 | 0 | 0 | 0 | 0 | 0
F4_Commercial_Retail_New_Food Preparation_Natural Gas_Range_E7 | F4 | Commercial | Retail | New | Food Preparation | Natural Gas | Range | E7 | Utility - Cost of Equipment | 0 | 0 | 0 | 0 | 0 | 0 | 0 | 0 | 0 | 0 | 0 | 0 | 0 | 0 | 0 | 0 | 0 | 0 | 0 | 0 | 0 | 0 | 0 | 0 | 0 | 0 | 0 | 0 | 0 | 0
F4_Commercial_Retail_New_Food Preparation_Natural Gas_Range_E8 | F4 | Commercial | Retail | New | Food Preparation | Natural Gas | Range | E8 | Utility - Cost of Equipment | 0 | 0 | 0 | 0 | 0 | 0 | 0 | 0 | 0 | 0 | 0 | 0 | 0 | 0 | 0 | 0 | 0 | 0 | 0 | 0 | 0 | 0 | 0 | 0 | 0 | 0 | 0 | 0 | 0 | 0
F4_Commercial_Retail_New_Food Preparation_Natural Gas_Range_E9 | F4 | Commercial | Retail | New | Food Preparation | Natural Gas | Range | E9 | Utility - Cost of Equipment | 0 | 0 | 0 | 0 | 0 | 0 | 0 | 0 | 0 | 0 | 0 | 0 | 0 | 0 | 0 | 0 | 0 | 0 | 0 | 0 | 0 | 0 | 0 | 0 | 0 | 0 | 0 | 0 | 0 | 0
F4_Commercial_Retail_New_Food Preparation_Natural Gas_Range_E10 | F4 | Commercial | Retail | New | Food Preparation | Natural Gas | Range | E10 | Utility - Cost of Equipment | 0 | 0 | 0 | 0 | 0 | 0 | 0 | 0 | 0 | 0 | 0 | 0 | 0 | 0 | 0 | 0 | 0 | 0 | 0 | 0 | 0 | 0 | 0 | 0 | 0 | 0 | 0 | 0 | 0 | 0
F5_Commercial_Retail_New_Food Preparation_Natural Gas_Range_E1 | F5 | Commercial | Retail | New | Food Preparation | Natural Gas | Range | E1 | Utility - Cost of Operation | 0.032971 | 0.033191 | 0.033475 | 0.034025 | 0.034788 | 0.035706 | 0.03654 | 0.037254 | 0.037932 | 0.038625 | 0.039366 | 0.040089 | 0.040773 | 0.041462 | 0.042071 | 0.042647 | 0.04327 | 0.043896 | 0.044525 | 0.045154 | 0.045772 | 0.046374 | 0 | 0 | 0 | 0 | 0 | 0 | 0 | 0
F5_Commercial_Retail_New_Food Preparation_Natural Gas_Range_E2 | F5 | Commercial | Retail | New | Food Preparation | Natural Gas | Range | E2 | Utility - Cost of Operation | 0.024728 | 0.024893 | 0.025106 | 0.025519 | 0.026091 | 0.02678 | 0.027405 | 0.027941 | 0.028449 | 0.028969 | 0.029525 | 0.030067 | 0.03058 | 0.031096 | 0.031553 | 0.031985 | 0.032453 | 0.032922 | 0.033394 | 0.033866 | 0.034329 | 0.034781 | 0 | 0 | 0 | 0 | 0 | 0 | 0 | 0
F5_Commercial_Retail_New_Food Preparation_Natural Gas_Range_E3 | F5 | Commercial | Retail | New | Food Preparation | Natural Gas | Range | E3 | Utility - Cost of Operation | 0 | 0 | 0 | 0 | 0 | 0 | 0 | 0 | 0 | 0 | 0 | 0 | 0 | 0 | 0 | 0 | 0 | 0 | 0 | 0 | 0 | 0 | 0 | 0 | 0 | 0 | 0 | 0 | 0 | 0
F5_Commercial_Retail_New_Food Preparation_Natural Gas_Range_E4 | F5 | Commercial | Retail | New | Food Preparation | Natural Gas | Range | E4 | Utility - Cost of Operation | 0 | 0 | 0 | 0 | 0 | 0 | 0 | 0 | 0 | 0 | 0 | 0 | 0 | 0 | 0 | 0 | 0 | 0 | 0 | 0 | 0 | 0 | 0 | 0 | 0 | 0 | 0 | 0 | 0 | 0
F5_Commercial_Retail_New_Food Preparation_Natural Gas_Range_E5 | F5 | Commercial | Retail | New | Food Preparation | Natural Gas | Range | E5 | Utility - Cost of Operation | 0 | 0 | 0 | 0 | 0 | 0 | 0 | 0 | 0 | 0 | 0 | 0 | 0 | 0 | 0 | 0 | 0 | 0 | 0 | 0 | 0 | 0 | 0 | 0 | 0 | 0 | 0 | 0 | 0 | 0
F5_Commercial_Retail_New_Food Preparation_Natural Gas_Range_E6 | F5 | Commercial | Retail | New | Food Preparation | Natural Gas | Range | E6 | Utility - Cost of Operation | 0 | 0 | 0 | 0 | 0 | 0 | 0 | 0 | 0 | 0 | 0 | 0 | 0 | 0 | 0 | 0 | 0 | 0 | 0 | 0 | 0 | 0 | 0 | 0 | 0 | 0 | 0 | 0 | 0 | 0
F5_Commercial_Retail_New_Food Preparation_Natural Gas_Range_E7 | F5 | Commercial | Retail | New | Food Preparation | Natural Gas | Range | E7 | Utility - Cost of Operation | 0 | 0 | 0 | 0 | 0 | 0 | 0 | 0 | 0 | 0 | 0 | 0 | 0 | 0 | 0 | 0 | 0 | 0 | 0 | 0 | 0 | 0 | 0 | 0 | 0 | 0 | 0 | 0 | 0 | 0
F5_Commercial_Retail_New_Food Preparation_Natural Gas_Range_E8 | F5 | Commercial | Retail | New | Food Preparation | Natural Gas | Range | E8 | Utility - Cost of Operation | 0 | 0 | 0 | 0 | 0 | 0 | 0 | 0 | 0 | 0 | 0 | 0 | 0 | 0 | 0 | 0 | 0 | 0 | 0 | 0 | 0 | 0 | 0 | 0 | 0 | 0 | 0 | 0 | 0 | 0
F5_Commercial_Retail_New_Food Preparation_Natural Gas_Range_E9 | F5 | Commercial | Retail | New | Food Preparation | Natural Gas | Range | E9 | Utility - Cost of Operation | 0 | 0 | 0 | 0 | 0 | 0 | 0 | 0 | 0 | 0 | 0 | 0 | 0 | 0 | 0 | 0 | 0 | 0 | 0 | 0 | 0 | 0 | 0 | 0 | 0 | 0 | 0 | 0 | 0 | 0
F5_Commercial_Retail_New_Food Preparation_Natural Gas_Range_E10 | F5 | Commercial | Retail | New | Food Preparation | Natural Gas | Range | E10 | Utility - Cost of Operation | 0 | 0 | 0 | 0 | 0 | 0 | 0 | 0 | 0 | 0 | 0 | 0 | 0 | 0 | 0 | 0 | 0 | 0 | 0 | 0 | 0 | 0 | 0 | 0 | 0 | 0 | 0 | 0 | 0 | 0
F6_Commercial_Retail_New_Food Preparation_Natural Gas_Range_E1 | F6 | Commercial | Retail | New | Food Preparation | Natural Gas | Range | E1 | Utility - Value of Sales | 0.039501 | 0.039765 | 0.040106 | 0.040764 | 0.041678 | 0.042779 | 0.043777 | 0.044633 | 0.045445 | 0.046275 | 0.047163 | 0.04803 | 0.048849 | 0.049674 | 0.050403 | 0.051093 | 0.051841 | 0.05259 | 0.053344 | 0.054098 | 0.054837 | 0.055559 | 0 | 0 | 0 | 0 | 0 | 0 | 0 | 0
F6_Commercial_Retail_New_Food Preparation_Natural Gas_Range_E2 | F6 | Commercial | Retail | New | Food Preparation | Natural Gas | Range | E2 | Utility - Value of Sales | 0.029626 | 0.029823 | 0.030079 | 0.030573 | 0.031259 | 0.032084 | 0.032833 | 0.033475 | 0.034084 | 0.034706 | 0.035372 | 0.036022 | 0.036637 | 0.037256 | 0.037802 | 0.03832 | 0.03888 | 0.039443 | 0.040008 | 0.040573 | 0.041128 | 0.041669 | 0 | 0 | 0 | 0 | 0 | 0 | 0 | 0
F6_Commercial_Retail_New_Food Preparation_Natural Gas_Range_E3 | F6 | Commercial | Retail | New | Food Preparation | Natural Gas | Range | E3 | Utility - Value of Sales | 0 | 0 | 0 | 0 | 0 | 0 | 0 | 0 | 0 | 0 | 0 | 0 | 0 | 0 | 0 | 0 | 0 | 0 | 0 | 0 | 0 | 0 | 0 | 0 | 0 | 0 | 0 | 0 | 0 | 0
F6_Commercial_Retail_New_Food Preparation_Natural Gas_Range_E4 | F6 | Commercial | Retail | New | Food Preparation | Natural Gas | Range | E4 | Utility - Value of Sales | 0 | 0 | 0 | 0 | 0 | 0 | 0 | 0 | 0 | 0 | 0 | 0 | 0 | 0 | 0 | 0 | 0 | 0 | 0 | 0 | 0 | 0 | 0 | 0 | 0 | 0 | 0 | 0 | 0 | 0
F6_Commercial_Retail_New_Food Preparation_Natural Gas_Range_E5 | F6 | Commercial | Retail | New | Food Preparation | Natural Gas | Range | E5 | Utility - Value of Sales | 0 | 0 | 0 | 0 | 0 | 0 | 0 | 0 | 0 | 0 | 0 | 0 | 0 | 0 | 0 | 0 | 0 | 0 | 0 | 0 | 0 | 0 | 0 | 0 | 0 | 0 | 0 | 0 | 0 | 0
F6_Commercial_Retail_New_Food Preparation_Natural Gas_Range_E6 | F6 | Commercial | Retail | New | Food Preparation | Natural Gas | Range | E6 | Utility - Value of Sales | 0 | 0 | 0 | 0 | 0 | 0 | 0 | 0 | 0 | 0 | 0 | 0 | 0 | 0 | 0 | 0 | 0 | 0 | 0 | 0 | 0 | 0 | 0 | 0 | 0 | 0 | 0 | 0 | 0 | 0
F6_Commercial_Retail_New_Food Preparation_Natural Gas_Range_E7 | F6 | Commercial | Retail | New | Food Preparation | Natural Gas | Range | E7 | Utility - Value of Sales | 0 | 0 | 0 | 0 | 0 | 0 | 0 | 0 | 0 | 0 | 0 | 0 | 0 | 0 | 0 | 0 | 0 | 0 | 0 | 0 | 0 | 0 | 0 | 0 | 0 | 0 | 0 | 0 | 0 | 0
F6_Commercial_Retail_New_Food Preparation_Natural Gas_Range_E8 | F6 | Commercial | Retail | New | Food Preparation | Natural Gas | Range | E8 | Utility - Value of Sales | 0 | 0 | 0 | 0 | 0 | 0 | 0 | 0 | 0 | 0 | 0 | 0 | 0 | 0 | 0 | 0 | 0 | 0 | 0 | 0 | 0 | 0 | 0 | 0 | 0 | 0 | 0 | 0 | 0 | 0
F6_Commercial_Retail_New_Food Preparation_Natural Gas_Range_E9 | F6 | Commercial | Retail | New | Food Preparation | Natural Gas | Range | E9 | Utility - Value of Sales | 0 | 0 | 0 | 0 | 0 | 0 | 0 | 0 | 0 | 0 | 0 | 0 | 0 | 0 | 0 | 0 | 0 | 0 | 0 | 0 | 0 | 0 | 0 | 0 | 0 | 0 | 0 | 0 | 0 | 0
F6_Commercial_Retail_New_Food Preparation_Natural Gas_Range_E10 | F6 | Commercial | Retail | New | Food Preparation | Natural Gas | Range | E10 | Utility - Value of Sales | 0 | 0 | 0 | 0 | 0 | 0 | 0 | 0 | 0 | 0 | 0 | 0 | 0 | 0 | 0 | 0 | 0 | 0 | 0 | 0 | 0 | 0 | 0 | 0 | 0 | 0 | 0 | 0 | 0 | 0
F1_Commercial_Retail_New_Food Preparation_Natural Gas_Steamer_E1 | F1 | Commercial | Retail | New | Food Preparation | Natural Gas | Steamer | E1 | Participant - Cost of Equipment | 0.086725 | 0.086725 | 0.086725 | 0.086725 | 0.086725 | 0.086725 | 0.086725 | 0.086725 | 0.086725 | 0.086725 | 0.086725 | 0.086725 | 0.086725 | 0.086725 | 0.086725 | 0.086725 | 0.086725 | 0.086725 | 0.086725 | 0.086725 | 0.086725 | 0.086725 | 0 | 0 | 0 | 0 | 0 | 0 | 0 | 0
F1_Commercial_Retail_New_Food Preparation_Natural Gas_Steamer_E2 | F1 | Commercial | Retail | New | Food Preparation | Natural Gas | Steamer | E2 | Participant - Cost of Equipment | 0.093159 | 0.093159 | 0.093159 | 0.093159 | 0.093159 | 0.093159 | 0.093159 | 0.093159 | 0.093159 | 0.093159 | 0.093159 | 0.093159 | 0.093159 | 0.093159 | 0.093159 | 0.093159 | 0.093159 | 0.093159 | 0.093159 | 0.093159 | 0.093159 | 0.093159 | 0 | 0 | 0 | 0 | 0 | 0 | 0 | 0
F1_Commercial_Retail_New_Food Preparation_Natural Gas_Steamer_E3 | F1 | Commercial | Retail | New | Food Preparation | Natural Gas | Steamer | E3 | Participant - Cost of Equipment | 0 | 0 | 0 | 0 | 0 | 0 | 0 | 0 | 0 | 0 | 0 | 0 | 0 | 0 | 0 | 0 | 0 | 0 | 0 | 0 | 0 | 0 | 0 | 0 | 0 | 0 | 0 | 0 | 0 | 0
F1_Commercial_Retail_New_Food Preparation_Natural Gas_Steamer_E4 | F1 | Commercial | Retail | New | Food Preparation | Natural Gas | Steamer | E4 | Participant - Cost of Equipment | 0 | 0 | 0 | 0 | 0 | 0 | 0 | 0 | 0 | 0 | 0 | 0 | 0 | 0 | 0 | 0 | 0 | 0 | 0 | 0 | 0 | 0 | 0 | 0 | 0 | 0 | 0 | 0 | 0 | 0
F1_Commercial_Retail_New_Food Preparation_Natural Gas_Steamer_E5 | F1 | Commercial | Retail | New | Food Preparation | Natural Gas | Steamer | E5 | Participant - Cost of Equipment | 0 | 0 | 0 | 0 | 0 | 0 | 0 | 0 | 0 | 0 | 0 | 0 | 0 | 0 | 0 | 0 | 0 | 0 | 0 | 0 | 0 | 0 | 0 | 0 | 0 | 0 | 0 | 0 | 0 | 0
F1_Commercial_Retail_New_Food Preparation_Natural Gas_Steamer_E6 | F1 | Commercial | Retail | New | Food Preparation | Natural Gas | Steamer | E6 | Participant - Cost of Equipment | 0 | 0 | 0 | 0 | 0 | 0 | 0 | 0 | 0 | 0 | 0 | 0 | 0 | 0 | 0 | 0 | 0 | 0 | 0 | 0 | 0 | 0 | 0 | 0 | 0 | 0 | 0 | 0 | 0 | 0
F1_Commercial_Retail_New_Food Preparation_Natural Gas_Steamer_E7 | F1 | Commercial | Retail | New | Food Preparation | Natural Gas | Steamer | E7 | Participant - Cost of Equipment | 0 | 0 | 0 | 0 | 0 | 0 | 0 | 0 | 0 | 0 | 0 | 0 | 0 | 0 | 0 | 0 | 0 | 0 | 0 | 0 | 0 | 0 | 0 | 0 | 0 | 0 | 0 | 0 | 0 | 0
F1_Commercial_Retail_New_Food Preparation_Natural Gas_Steamer_E8 | F1 | Commercial | Retail | New | Food Preparation | Natural Gas | Steamer | E8 | Participant - Cost of Equipment | 0 | 0 | 0 | 0 | 0 | 0 | 0 | 0 | 0 | 0 | 0 | 0 | 0 | 0 | 0 | 0 | 0 | 0 | 0 | 0 | 0 | 0 | 0 | 0 | 0 | 0 | 0 | 0 | 0 | 0
F1_Commercial_Retail_New_Food Preparation_Natural Gas_Steamer_E9 | F1 | Commercial | Retail | New | Food Preparation | Natural Gas | Steamer | E9 | Participant - Cost of Equipment | 0 | 0 | 0 | 0 | 0 | 0 | 0 | 0 | 0 | 0 | 0 | 0 | 0 | 0 | 0 | 0 | 0 | 0 | 0 | 0 | 0 | 0 | 0 | 0 | 0 | 0 | 0 | 0 | 0 | 0
F1_Commercial_Retail_New_Food Preparation_Natural Gas_Steamer_E10 | F1 | Commercial | Retail | New | Food Preparation | Natural Gas | Steamer | E10 | Participant - Cost of Equipment | 0 | 0 | 0 | 0 | 0 | 0 | 0 | 0 | 0 | 0 | 0 | 0 | 0 | 0 | 0 | 0 | 0 | 0 | 0 | 0 | 0 | 0 | 0 | 0 | 0 | 0 | 0 | 0 | 0 | 0
F2_Commercial_Retail_New_Food Preparation_Natural Gas_Steamer_E1 | F2 | Commercial | Retail | New | Food Preparation | Natural Gas | Steamer | E1 | Participant - Cost of Operation | 0.094314 | 0.095113 | 0.096072 | 0.097673 | 0.099807 | 0.10234 | 0.10468 | 0.10669 | 0.10858 | 0.11043 | 0.11235 | 0.11425 | 0.11611 | 0.11802 | 0.11979 | 0.12154 | 0.12342 | 0.1253 | 0.12721 | 0.12912 | 0.131 | 0.13287 | 0 | 0 | 0 | 0 | 0 | 0 | 0 | 0
F2_Commercial_Retail_New_Food Preparation_Natural Gas_Steamer_E2 | F2 | Commercial | Retail | New | Food Preparation | Natural Gas | Steamer | E2 | Participant - Cost of Operation | 0.019673 | 0.01984 | 0.02004 | 0.020374 | 0.020819 | 0.021347 | 0.021834 | 0.022255 | 0.022648 | 0.023036 | 0.023435 | 0.023832 | 0.024219 | 0.024618 | 0.024987 | 0.025353 | 0.025744 | 0.026137 | 0.026534 | 0.026932 | 0.027326 | 0.027715 | 0 | 0 | 0 | 0 | 0 | 0 | 0 | 0
F2_Commercial_Retail_New_Food Preparation_Natural Gas_Steamer_E3 | F2 | Commercial | Retail | New | Food Preparation | Natural Gas | Steamer | E3 | Participant - Cost of Operation | 0 | 0 | 0 | 0 | 0 | 0 | 0 | 0 | 0 | 0 | 0 | 0 | 0 | 0 | 0 | 0 | 0 | 0 | 0 | 0 | 0 | 0 | 0 | 0 | 0 | 0 | 0 | 0 | 0 | 0
F2_Commercial_Retail_New_Food Preparation_Natural Gas_Steamer_E4 | F2 | Commercial | Retail | New | Food Preparation | Natural Gas | Steamer | E4 | Participant - Cost of Operation | 0 | 0 | 0 | 0 | 0 | 0 | 0 | 0 | 0 | 0 | 0 | 0 | 0 | 0 | 0 | 0 | 0 | 0 | 0 | 0 | 0 | 0 | 0 | 0 | 0 | 0 | 0 | 0 | 0 | 0
F2_Commercial_Retail_New_Food Preparation_Natural Gas_Steamer_E5 | F2 | Commercial | Retail | New | Food Preparation | Natural Gas | Steamer | E5 | Participant - Cost of Operation | 0 | 0 | 0 | 0 | 0 | 0 | 0 | 0 | 0 | 0 | 0 | 0 | 0 | 0 | 0 | 0 | 0 | 0 | 0 | 0 | 0 | 0 | 0 | 0 | 0 | 0 | 0 | 0 | 0 | 0
F2_Commercial_Retail_New_Food Preparation_Natural Gas_Steamer_E6 | F2 | Commercial | Retail | New | Food Preparation | Natural Gas | Steamer | E6 | Participant - Cost of Operation | 0 | 0 | 0 | 0 | 0 | 0 | 0 | 0 | 0 | 0 | 0 | 0 | 0 | 0 | 0 | 0 | 0 | 0 | 0 | 0 | 0 | 0 | 0 | 0 | 0 | 0 | 0 | 0 | 0 | 0
F2_Commercial_Retail_New_Food Preparation_Natural Gas_Steamer_E7 | F2 | Commercial | Retail | New | Food Preparation | Natural Gas | Steamer | E7 | Participant - Cost of Operation | 0 | 0 | 0 | 0 | 0 | 0 | 0 | 0 | 0 | 0 | 0 | 0 | 0 | 0 | 0 | 0 | 0 | 0 | 0 | 0 | 0 | 0 | 0 | 0 | 0 | 0 | 0 | 0 | 0 | 0
F2_Commercial_Retail_New_Food Preparation_Natural Gas_Steamer_E8 | F2 | Commercial | Retail | New | Food Preparation | Natural Gas | Steamer | E8 | Participant - Cost of Operation | 0 | 0 | 0 | 0 | 0 | 0 | 0 | 0 | 0 | 0 | 0 | 0 | 0 | 0 | 0 | 0 | 0 | 0 | 0 | 0 | 0 | 0 | 0 | 0 | 0 | 0 | 0 | 0 | 0 | 0
F2_Commercial_Retail_New_Food Preparation_Natural Gas_Steamer_E9 | F2 | Commercial | Retail | New | Food Preparation | Natural Gas | Steamer | E9 | Participant - Cost of Operation | 0 | 0 | 0 | 0 | 0 | 0 | 0 | 0 | 0 | 0 | 0 | 0 | 0 | 0 | 0 | 0 | 0 | 0 | 0 | 0 | 0 | 0 | 0 | 0 | 0 | 0 | 0 | 0 | 0 | 0
F2_Commercial_Retail_New_Food Preparation_Natural Gas_Steamer_E10 | F2 | Commercial | Retail | New | Food Preparation | Natural Gas | Steamer | E10 | Participant - Cost of Operation | 0 | 0 | 0 | 0 | 0 | 0 | 0 | 0 | 0 | 0 | 0 | 0 | 0 | 0 | 0 | 0 | 0 | 0 | 0 | 0 | 0 | 0 | 0 | 0 | 0 | 0 | 0 | 0 | 0 | 0
F3_Commercial_Retail_New_Food Preparation_Natural Gas_Steamer_E1 | F3 | Commercial | Retail | New | Food Preparation | Natural Gas | Steamer | E1 | System - kBTUs of Conusmption | 8.8757 | 8.9015 | 8.9307 | 8.9977 | 9.0563 | 9.1062 | 9.1444 | 9.1769 | 9.2012 | 9.2172 | 9.2222 | 9.2216 | 9.2131 | 9.1968 | 9.1697 | 9.1383 | 9.1044 | 9.0683 | 9.027 | 8.9872 | 8.9459 | 8.9034 | 0 | 0 | 0 | 0 | 0 | 0 | 0 | 0
F3_Commercial_Retail_New_Food Preparation_Natural Gas_Steamer_E2 | F3 | Commercial | Retail | New | Food Preparation | Natural Gas | Steamer | E2 | System - kBTUs of Conusmption | 1.8514 | 1.8568 | 1.8629 | 1.8768 | 1.8891 | 1.8995 | 1.9074 | 1.9142 | 1.9193 | 1.9226 | 1.9237 | 1.9236 | 1.9218 | 1.9184 | 1.9127 | 1.9062 | 1.8991 | 1.8916 | 1.8829 | 1.8746 | 1.866 | 1.8572 | 0 | 0 | 0 | 0 | 0 | 0 | 0 | 0
F3_Commercial_Retail_New_Food Preparation_Natural Gas_Steamer_E3 | F3 | Commercial | Retail | New | Food Preparation | Natural Gas | Steamer | E3 | System - kBTUs of Conusmption | 0 | 0 | 0 | 0 | 0 | 0 | 0 | 0 | 0 | 0 | 0 | 0 | 0 | 0 | 0 | 0 | 0 | 0 | 0 | 0 | 0 | 0 | 0 | 0 | 0 | 0 | 0 | 0 | 0 | 0
F3_Commercial_Retail_New_Food Preparation_Natural Gas_Steamer_E4 | F3 | Commercial | Retail | New | Food Preparation | Natural Gas | Steamer | E4 | System - kBTUs of Conusmption | 0 | 0 | 0 | 0 | 0 | 0 | 0 | 0 | 0 | 0 | 0 | 0 | 0 | 0 | 0 | 0 | 0 | 0 | 0 | 0 | 0 | 0 | 0 | 0 | 0 | 0 | 0 | 0 | 0 | 0
F3_Commercial_Retail_New_Food Preparation_Natural Gas_Steamer_E5 | F3 | Commercial | Retail | New | Food Preparation | Natural Gas | Steamer | E5 | System - kBTUs of Conusmption | 0 | 0 | 0 | 0 | 0 | 0 | 0 | 0 | 0 | 0 | 0 | 0 | 0 | 0 | 0 | 0 | 0 | 0 | 0 | 0 | 0 | 0 | 0 | 0 | 0 | 0 | 0 | 0 | 0 | 0
F3_Commercial_Retail_New_Food Preparation_Natural Gas_Steamer_E6 | F3 | Commercial | Retail | New | Food Preparation | Natural Gas | Steamer | E6 | System - kBTUs of Conusmption | 0 | 0 | 0 | 0 | 0 | 0 | 0 | 0 | 0 | 0 | 0 | 0 | 0 | 0 | 0 | 0 | 0 | 0 | 0 | 0 | 0 | 0 | 0 | 0 | 0 | 0 | 0 | 0 | 0 | 0
F3_Commercial_Retail_New_Food Preparation_Natural Gas_Steamer_E7 | F3 | Commercial | Retail | New | Food Preparation | Natural Gas | Steamer | E7 | System - kBTUs of Conusmption | 0 | 0 | 0 | 0 | 0 | 0 | 0 | 0 | 0 | 0 | 0 | 0 | 0 | 0 | 0 | 0 | 0 | 0 | 0 | 0 | 0 | 0 | 0 | 0 | 0 | 0 | 0 | 0 | 0 | 0
F3_Commercial_Retail_New_Food Preparation_Natural Gas_Steamer_E8 | F3 | Commercial | Retail | New | Food Preparation | Natural Gas | Steamer | E8 | System - kBTUs of Conusmption | 0 | 0 | 0 | 0 | 0 | 0 | 0 | 0 | 0 | 0 | 0 | 0 | 0 | 0 | 0 | 0 | 0 | 0 | 0 | 0 | 0 | 0 | 0 | 0 | 0 | 0 | 0 | 0 | 0 | 0
F3_Commercial_Retail_New_Food Preparation_Natural Gas_Steamer_E9 | F3 | Commercial | Retail | New | Food Preparation | Natural Gas | Steamer | E9 | System - kBTUs of Conusmption | 0 | 0 | 0 | 0 | 0 | 0 | 0 | 0 | 0 | 0 | 0 | 0 | 0 | 0 | 0 | 0 | 0 | 0 | 0 | 0 | 0 | 0 | 0 | 0 | 0 | 0 | 0 | 0 | 0 | 0
F3_Commercial_Retail_New_Food Preparation_Natural Gas_Steamer_E10 | F3 | Commercial | Retail | New | Food Preparation | Natural Gas | Steamer | E10 | System - kBTUs of Conusmption | 0 | 0 | 0 | 0 | 0 | 0 | 0 | 0 | 0 | 0 | 0 | 0 | 0 | 0 | 0 | 0 | 0 | 0 | 0 | 0 | 0 | 0 | 0 | 0 | 0 | 0 | 0 | 0 | 0 | 0
F4_Commercial_Retail_New_Food Preparation_Natural Gas_Steamer_E1 | F4 | Commercial | Retail | New | Food Preparation | Natural Gas | Steamer | E1 | Utility - Cost of Equipment | 0.086725 | 0.086725 | 0.086725 | 0.086725 | 0.086725 | 0.086725 | 0.086725 | 0.086725 | 0.086725 | 0.086725 | 0.086725 | 0.086725 | 0.086725 | 0.086725 | 0.086725 | 0.086725 | 0.086725 | 0.086725 | 0.086725 | 0.086725 | 0.086725 | 0.086725 | 0 | 0 | 0 | 0 | 0 | 0 | 0 | 0
F4_Commercial_Retail_New_Food Preparation_Natural Gas_Steamer_E2 | F4 | Commercial | Retail | New | Food Preparation | Natural Gas | Steamer | E2 | Utility - Cost of Equipment | 0.093159 | 0.093159 | 0.093159 | 0.093159 | 0.093159 | 0.093159 | 0.093159 | 0.093159 | 0.093159 | 0.093159 | 0.093159 | 0.093159 | 0.093159 | 0.093159 | 0.093159 | 0.093159 | 0.093159 | 0.093159 | 0.093159 | 0.093159 | 0.093159 | 0.093159 | 0 | 0 | 0 | 0 | 0 | 0 | 0 | 0
F4_Commercial_Retail_New_Food Preparation_Natural Gas_Steamer_E3 | F4 | Commercial | Retail | New | Food Preparation | Natural Gas | Steamer | E3 | Utility - Cost of Equipment | 0 | 0 | 0 | 0 | 0 | 0 | 0 | 0 | 0 | 0 | 0 | 0 | 0 | 0 | 0 | 0 | 0 | 0 | 0 | 0 | 0 | 0 | 0 | 0 | 0 | 0 | 0 | 0 | 0 | 0
F4_Commercial_Retail_New_Food Preparation_Natural Gas_Steamer_E4 | F4 | Commercial | Retail | New | Food Preparation | Natural Gas | Steamer | E4 | Utility - Cost of Equipment | 0 | 0 | 0 | 0 | 0 | 0 | 0 | 0 | 0 | 0 | 0 | 0 | 0 | 0 | 0 | 0 | 0 | 0 | 0 | 0 | 0 | 0 | 0 | 0 | 0 | 0 | 0 | 0 | 0 | 0
F4_Commercial_Retail_New_Food Preparation_Natural Gas_Steamer_E5 | F4 | Commercial | Retail | New | Food Preparation | Natural Gas | Steamer | E5 | Utility - Cost of Equipment | 0 | 0 | 0 | 0 | 0 | 0 | 0 | 0 | 0 | 0 | 0 | 0 | 0 | 0 | 0 | 0 | 0 | 0 | 0 | 0 | 0 | 0 | 0 | 0 | 0 | 0 | 0 | 0 | 0 | 0
F4_Commercial_Retail_New_Food Preparation_Natural Gas_Steamer_E6 | F4 | Commercial | Retail | New | Food Preparation | Natural Gas | Steamer | E6 | Utility - Cost of Equipment | 0 | 0 | 0 | 0 | 0 | 0 | 0 | 0 | 0 | 0 | 0 | 0 | 0 | 0 | 0 | 0 | 0 | 0 | 0 | 0 | 0 | 0 | 0 | 0 | 0 | 0 | 0 | 0 | 0 | 0
F4_Commercial_Retail_New_Food Preparation_Natural Gas_Steamer_E7 | F4 | Commercial | Retail | New | Food Preparation | Natural Gas | Steamer | E7 | Utility - Cost of Equipment | 0 | 0 | 0 | 0 | 0 | 0 | 0 | 0 | 0 | 0 | 0 | 0 | 0 | 0 | 0 | 0 | 0 | 0 | 0 | 0 | 0 | 0 | 0 | 0 | 0 | 0 | 0 | 0 | 0 | 0
F4_Commercial_Retail_New_Food Preparation_Natural Gas_Steamer_E8 | F4 | Commercial | Retail | New | Food Preparation | Natural Gas | Steamer | E8 | Utility - Cost of Equipment | 0 | 0 | 0 | 0 | 0 | 0 | 0 | 0 | 0 | 0 | 0 | 0 | 0 | 0 | 0 | 0 | 0 | 0 | 0 | 0 | 0 | 0 | 0 | 0 | 0 | 0 | 0 | 0 | 0 | 0
F4_Commercial_Retail_New_Food Preparation_Natural Gas_Steamer_E9 | F4 | Commercial | Retail | New | Food Preparation | Natural Gas | Steamer | E9 | Utility - Cost of Equipment | 0 | 0 | 0 | 0 | 0 | 0 | 0 | 0 | 0 | 0 | 0 | 0 | 0 | 0 | 0 | 0 | 0 | 0 | 0 | 0 | 0 | 0 | 0 | 0 | 0 | 0 | 0 | 0 | 0 | 0
F4_Commercial_Retail_New_Food Preparation_Natural Gas_Steamer_E10 | F4 | Commercial | Retail | New | Food Preparation | Natural Gas | Steamer | E10 | Utility - Cost of Equipment | 0 | 0 | 0 | 0 | 0 | 0 | 0 | 0 | 0 | 0 | 0 | 0 | 0 | 0 | 0 | 0 | 0 | 0 | 0 | 0 | 0 | 0 | 0 | 0 | 0 | 0 | 0 | 0 | 0 | 0
F5_Commercial_Retail_New_Food Preparation_Natural Gas_Steamer_E1 | F5 | Commercial | Retail | New | Food Preparation | Natural Gas | Steamer | E1 | Utility - Cost of Operation | 0.078722 | 0.079389 | 0.080189 | 0.081525 | 0.083306 | 0.085419 | 0.08737 | 0.089053 | 0.090625 | 0.092177 | 0.093774 | 0.095366 | 0.096912 | 0.098508 | 0.099987 | 0.10145 | 0.10301 | 0.10459 | 0.10618 | 0.10777 | 0.10935 | 0.1109 | 0 | 0 | 0 | 0 | 0 | 0 | 0 | 0
F5_Commercial_Retail_New_Food Preparation_Natural Gas_Steamer_E2 | F5 | Commercial | Retail | New | Food Preparation | Natural Gas | Steamer | E2 | Utility - Cost of Operation | 0.016421 | 0.01656 | 0.016727 | 0.017005 | 0.017377 | 0.017818 | 0.018225 | 0.018576 | 0.018904 | 0.019227 | 0.01956 | 0.019892 | 0.020215 | 0.020548 | 0.020856 | 0.021161 | 0.021488 | 0.021816 | 0.022147 | 0.02248 | 0.022809 | 0.023133 | 0 | 0 | 0 | 0 | 0 | 0 | 0 | 0
F5_Commercial_Retail_New_Food Preparation_Natural Gas_Steamer_E3 | F5 | Commercial | Retail | New | Food Preparation | Natural Gas | Steamer | E3 | Utility - Cost of Operation | 0 | 0 | 0 | 0 | 0 | 0 | 0 | 0 | 0 | 0 | 0 | 0 | 0 | 0 | 0 | 0 | 0 | 0 | 0 | 0 | 0 | 0 | 0 | 0 | 0 | 0 | 0 | 0 | 0 | 0
F5_Commercial_Retail_New_Food Preparation_Natural Gas_Steamer_E4 | F5 | Commercial | Retail | New | Food Preparation | Natural Gas | Steamer | E4 | Utility - Cost of Operation | 0 | 0 | 0 | 0 | 0 | 0 | 0 | 0 | 0 | 0 | 0 | 0 | 0 | 0 | 0 | 0 | 0 | 0 | 0 | 0 | 0 | 0 | 0 | 0 | 0 | 0 | 0 | 0 | 0 | 0
F5_Commercial_Retail_New_Food Preparation_Natural Gas_Steamer_E5 | F5 | Commercial | Retail | New | Food Preparation | Natural Gas | Steamer | E5 | Utility - Cost of Operation | 0 | 0 | 0 | 0 | 0 | 0 | 0 | 0 | 0 | 0 | 0 | 0 | 0 | 0 | 0 | 0 | 0 | 0 | 0 | 0 | 0 | 0 | 0 | 0 | 0 | 0 | 0 | 0 | 0 | 0
F5_Commercial_Retail_New_Food Preparation_Natural Gas_Steamer_E6 | F5 | Commercial | Retail | New | Food Preparation | Natural Gas | Steamer | E6 | Utility - Cost of Operation | 0 | 0 | 0 | 0 | 0 | 0 | 0 | 0 | 0 | 0 | 0 | 0 | 0 | 0 | 0 | 0 | 0 | 0 | 0 | 0 | 0 | 0 | 0 | 0 | 0 | 0 | 0 | 0 | 0 | 0
F5_Commercial_Retail_New_Food Preparation_Natural Gas_Steamer_E7 | F5 | Commercial | Retail | New | Food Preparation | Natural Gas | Steamer | E7 | Utility - Cost of Operation | 0 | 0 | 0 | 0 | 0 | 0 | 0 | 0 | 0 | 0 | 0 | 0 | 0 | 0 | 0 | 0 | 0 | 0 | 0 | 0 | 0 | 0 | 0 | 0 | 0 | 0 | 0 | 0 | 0 | 0
F5_Commercial_Retail_New_Food Preparation_Natural Gas_Steamer_E8 | F5 | Commercial | Retail | New | Food Preparation | Natural Gas | Steamer | E8 | Utility - Cost of Operation | 0 | 0 | 0 | 0 | 0 | 0 | 0 | 0 | 0 | 0 | 0 | 0 | 0 | 0 | 0 | 0 | 0 | 0 | 0 | 0 | 0 | 0 | 0 | 0 | 0 | 0 | 0 | 0 | 0 | 0
F5_Commercial_Retail_New_Food Preparation_Natural Gas_Steamer_E9 | F5 | Commercial | Retail | New | Food Preparation | Natural Gas | Steamer | E9 | Utility - Cost of Operation | 0 | 0 | 0 | 0 | 0 | 0 | 0 | 0 | 0 | 0 | 0 | 0 | 0 | 0 | 0 | 0 | 0 | 0 | 0 | 0 | 0 | 0 | 0 | 0 | 0 | 0 | 0 | 0 | 0 | 0
F5_Commercial_Retail_New_Food Preparation_Natural Gas_Steamer_E10 | F5 | Commercial | Retail | New | Food Preparation | Natural Gas | Steamer | E10 | Utility - Cost of Operation | 0 | 0 | 0 | 0 | 0 | 0 | 0 | 0 | 0 | 0 | 0 | 0 | 0 | 0 | 0 | 0 | 0 | 0 | 0 | 0 | 0 | 0 | 0 | 0 | 0 | 0 | 0 | 0 | 0 | 0
F6_Commercial_Retail_New_Food Preparation_Natural Gas_Steamer_E1 | F6 | Commercial | Retail | New | Food Preparation | Natural Gas | Steamer | E1 | Utility - Value of Sales | 0.094314 | 0.095113 | 0.096072 | 0.097673 | 0.099807 | 0.10234 | 0.10468 | 0.10669 | 0.10858 | 0.11043 | 0.11235 | 0.11425 | 0.11611 | 0.11802 | 0.11979 | 0.12154 | 0.12342 | 0.1253 | 0.12721 | 0.12912 | 0.131 | 0.13287 | 0 | 0 | 0 | 0 | 0 | 0 | 0 | 0
F6_Commercial_Retail_New_Food Preparation_Natural Gas_Steamer_E2 | F6 | Commercial | Retail | New | Food Preparation | Natural Gas | Steamer | E2 | Utility - Value of Sales | 0.019673 | 0.01984 | 0.02004 | 0.020374 | 0.020819 | 0.021347 | 0.021834 | 0.022255 | 0.022648 | 0.023036 | 0.023435 | 0.023832 | 0.024219 | 0.024618 | 0.024987 | 0.025353 | 0.025744 | 0.026137 | 0.026534 | 0.026932 | 0.027326 | 0.027715 | 0 | 0 | 0 | 0 | 0 | 0 | 0 | 0
F6_Commercial_Retail_New_Food Preparation_Natural Gas_Steamer_E3 | F6 | Commercial | Retail | New | Food Preparation | Natural Gas | Steamer | E3 | Utility - Value of Sales | 0 | 0 | 0 | 0 | 0 | 0 | 0 | 0 | 0 | 0 | 0 | 0 | 0 | 0 | 0 | 0 | 0 | 0 | 0 | 0 | 0 | 0 | 0 | 0 | 0 | 0 | 0 | 0 | 0 | 0
F6_Commercial_Retail_New_Food Preparation_Natural Gas_Steamer_E4 | F6 | Commercial | Retail | New | Food Preparation | Natural Gas | Steamer | E4 | Utility - Value of Sales | 0 | 0 | 0 | 0 | 0 | 0 | 0 | 0 | 0 | 0 | 0 | 0 | 0 | 0 | 0 | 0 | 0 | 0 | 0 | 0 | 0 | 0 | 0 | 0 | 0 | 0 | 0 | 0 | 0 | 0
F6_Commercial_Retail_New_Food Preparation_Natural Gas_Steamer_E5 | F6 | Commercial | Retail | New | Food Preparation | Natural Gas | Steamer | E5 | Utility - Value of Sales | 0 | 0 | 0 | 0 | 0 | 0 | 0 | 0 | 0 | 0 | 0 | 0 | 0 | 0 | 0 | 0 | 0 | 0 | 0 | 0 | 0 | 0 | 0 | 0 | 0 | 0 | 0 | 0 | 0 | 0
F6_Commercial_Retail_New_Food Preparation_Natural Gas_Steamer_E6 | F6 | Commercial | Retail | New | Food Preparation | Natural Gas | Steamer | E6 | Utility - Value of Sales | 0 | 0 | 0 | 0 | 0 | 0 | 0 | 0 | 0 | 0 | 0 | 0 | 0 | 0 | 0 | 0 | 0 | 0 | 0 | 0 | 0 | 0 | 0 | 0 | 0 | 0 | 0 | 0 | 0 | 0
F6_Commercial_Retail_New_Food Preparation_Natural Gas_Steamer_E7 | F6 | Commercial | Retail | New | Food Preparation | Natural Gas | Steamer | E7 | Utility - Value of Sales | 0 | 0 | 0 | 0 | 0 | 0 | 0 | 0 | 0 | 0 | 0 | 0 | 0 | 0 | 0 | 0 | 0 | 0 | 0 | 0 | 0 | 0 | 0 | 0 | 0 | 0 | 0 | 0 | 0 | 0
F6_Commercial_Retail_New_Food Preparation_Natural Gas_Steamer_E8 | F6 | Commercial | Retail | New | Food Preparation | Natural Gas | Steamer | E8 | Utility - Value of Sales | 0 | 0 | 0 | 0 | 0 | 0 | 0 | 0 | 0 | 0 | 0 | 0 | 0 | 0 | 0 | 0 | 0 | 0 | 0 | 0 | 0 | 0 | 0 | 0 | 0 | 0 | 0 | 0 | 0 | 0
F6_Commercial_Retail_New_Food Preparation_Natural Gas_Steamer_E9 | F6 | Commercial | Retail | New | Food Preparation | Natural Gas | Steamer | E9 | Utility - Value of Sales | 0 | 0 | 0 | 0 | 0 | 0 | 0 | 0 | 0 | 0 | 0 | 0 | 0 | 0 | 0 | 0 | 0 | 0 | 0 | 0 | 0 | 0 | 0 | 0 | 0 | 0 | 0 | 0 | 0 | 0
F6_Commercial_Retail_New_Food Preparation_Natural Gas_Steamer_E10 | F6 | Commercial | Retail | New | Food Preparation | Natural Gas | Steamer | E10 | Utility - Value of Sales | 0 | 0 | 0 | 0 | 0 | 0 | 0 | 0 | 0 | 0 | 0 | 0 | 0 | 0 | 0 | 0 | 0 | 0 | 0 | 0 | 0 | 0 | 0 | 0 | 0 | 0 | 0 | 0 | 0 | 0
F1_Commercial_Retail_New_Food Preparation_Natural Gas_Food Prep Other_E1 | F1 | Commercial | Retail | New | Food Preparation | Natural Gas | Food Prep Other | E1 | Participant - Cost of Equipment | 0.0036743 | 0.0036743 | 0.0036743 | 0.0036743 | 0.0036743 | 0.0036743 | 0.0036743 | 0.0036743 | 0.0036743 | 0.0036743 | 0.0036743 | 0.0036743 | 0.0036743 | 0.0036743 | 0.0036743 | 0.0036743 | 0.0036743 | 0.0036743 | 0.0036743 | 0.0036743 | 0.0036743 | 0.0036743 | 0 | 0 | 0 | 0 | 0 | 0 | 0 | 0
F1_Commercial_Retail_New_Food Preparation_Natural Gas_Food Prep Other_E2 | F1 | Commercial | Retail | New | Food Preparation | Natural Gas | Food Prep Other | E2 | Participant - Cost of Equipment | 0.003678 | 0.003678 | 0.003678 | 0.003678 | 0.003678 | 0.003678 | 0.003678 | 0.003678 | 0.003678 | 0.003678 | 0.003678 | 0.003678 | 0.003678 | 0.003678 | 0.003678 | 0.003678 | 0.003678 | 0.003678 | 0.003678 | 0.003678 | 0.003678 | 0.003678 | 0 | 0 | 0 | 0 | 0 | 0 | 0 | 0
F1_Commercial_Retail_New_Food Preparation_Natural Gas_Food Prep Other_E3 | F1 | Commercial | Retail | New | Food Preparation | Natural Gas | Food Prep Other | E3 | Participant - Cost of Equipment | 0 | 0 | 0 | 0 | 0 | 0 | 0 | 0 | 0 | 0 | 0 | 0 | 0 | 0 | 0 | 0 | 0 | 0 | 0 | 0 | 0 | 0 | 0 | 0 | 0 | 0 | 0 | 0 | 0 | 0
F1_Commercial_Retail_New_Food Preparation_Natural Gas_Food Prep Other_E4 | F1 | Commercial | Retail | New | Food Preparation | Natural Gas | Food Prep Other | E4 | Participant - Cost of Equipment | 0 | 0 | 0 | 0 | 0 | 0 | 0 | 0 | 0 | 0 | 0 | 0 | 0 | 0 | 0 | 0 | 0 | 0 | 0 | 0 | 0 | 0 | 0 | 0 | 0 | 0 | 0 | 0 | 0 | 0
F1_Commercial_Retail_New_Food Preparation_Natural Gas_Food Prep Other_E5 | F1 | Commercial | Retail | New | Food Preparation | Natural Gas | Food Prep Other | E5 | Participant - Cost of Equipment | 0 | 0 | 0 | 0 | 0 | 0 | 0 | 0 | 0 | 0 | 0 | 0 | 0 | 0 | 0 | 0 | 0 | 0 | 0 | 0 | 0 | 0 | 0 | 0 | 0 | 0 | 0 | 0 | 0 | 0
F1_Commercial_Retail_New_Food Preparation_Natural Gas_Food Prep Other_E6 | F1 | Commercial | Retail | New | Food Preparation | Natural Gas | Food Prep Other | E6 | Participant - Cost of Equipment | 0 | 0 | 0 | 0 | 0 | 0 | 0 | 0 | 0 | 0 | 0 | 0 | 0 | 0 | 0 | 0 | 0 | 0 | 0 | 0 | 0 | 0 | 0 | 0 | 0 | 0 | 0 | 0 | 0 | 0
F1_Commercial_Retail_New_Food Preparation_Natural Gas_Food Prep Other_E7 | F1 | Commercial | Retail | New | Food Preparation | Natural Gas | Food Prep Other | E7 | Participant - Cost of Equipment | 0 | 0 | 0 | 0 | 0 | 0 | 0 | 0 | 0 | 0 | 0 | 0 | 0 | 0 | 0 | 0 | 0 | 0 | 0 | 0 | 0 | 0 | 0 | 0 | 0 | 0 | 0 | 0 | 0 | 0
F1_Commercial_Retail_New_Food Preparation_Natural Gas_Food Prep Other_E8 | F1 | Commercial | Retail | New | Food Preparation | Natural Gas | Food Prep Other | E8 | Participant - Cost of Equipment | 0 | 0 | 0 | 0 | 0 | 0 | 0 | 0 | 0 | 0 | 0 | 0 | 0 | 0 | 0 | 0 | 0 | 0 | 0 | 0 | 0 | 0 | 0 | 0 | 0 | 0 | 0 | 0 | 0 | 0
F1_Commercial_Retail_New_Food Preparation_Natural Gas_Food Prep Other_E9 | F1 | Commercial | Retail | New | Food Preparation | Natural Gas | Food Prep Other | E9 | Participant - Cost of Equipment | 0 | 0 | 0 | 0 | 0 | 0 | 0 | 0 | 0 | 0 | 0 | 0 | 0 | 0 | 0 | 0 | 0 | 0 | 0 | 0 | 0 | 0 | 0 | 0 | 0 | 0 | 0 | 0 | 0 | 0
F1_Commercial_Retail_New_Food Preparation_Natural Gas_Food Prep Other_E10 | F1 | Commercial | Retail | New | Food Preparation | Natural Gas | Food Prep Other | E10 | Participant - Cost of Equipment | 0 | 0 | 0 | 0 | 0 | 0 | 0 | 0 | 0 | 0 | 0 | 0 | 0 | 0 | 0 | 0 | 0 | 0 | 0 | 0 | 0 | 0 | 0 | 0 | 0 | 0 | 0 | 0 | 0 | 0
F2_Commercial_Retail_New_Food Preparation_Natural Gas_Food Prep Other_E1 | F2 | Commercial | Retail | New | Food Preparation | Natural Gas | Food Prep Other | E1 | Participant - Cost of Operation | 0.040002 | 0.040268 | 0.040614 | 0.041281 | 0.042207 | 0.043321 | 0.044332 | 0.045199 | 0.046021 | 0.046862 | 0.047761 | 0.048638 | 0.049468 | 0.050304 | 0.051042 | 0.051741 | 0.052498 | 0.053257 | 0.05402 | 0.054783 | 0.055532 | 0.056263 | 0 | 0 | 0 | 0 | 0 | 0 | 0 | 0
F2_Commercial_Retail_New_Food Preparation_Natural Gas_Food Prep Other_E2 | F2 | Commercial | Retail | New | Food Preparation | Natural Gas | Food Prep Other | E2 | Participant - Cost of Operation | 0.040002 | 0.040268 | 0.040614 | 0.04128 | 0.042206 | 0.04332 | 0.044332 | 0.045198 | 0.046021 | 0.046861 | 0.047761 | 0.048638 | 0.049468 | 0.050303 | 0.051042 | 0.051741 | 0.052497 | 0.053256 | 0.05402 | 0.054783 | 0.055532 | 0.056263 | 0 | 0 | 0 | 0 | 0 | 0 | 0 | 0
F2_Commercial_Retail_New_Food Preparation_Natural Gas_Food Prep Other_E3 | F2 | Commercial | Retail | New | Food Preparation | Natural Gas | Food Prep Other | E3 | Participant - Cost of Operation | 0 | 0 | 0 | 0 | 0 | 0 | 0 | 0 | 0 | 0 | 0 | 0 | 0 | 0 | 0 | 0 | 0 | 0 | 0 | 0 | 0 | 0 | 0 | 0 | 0 | 0 | 0 | 0 | 0 | 0
F2_Commercial_Retail_New_Food Preparation_Natural Gas_Food Prep Other_E4 | F2 | Commercial | Retail | New | Food Preparation | Natural Gas | Food Prep Other | E4 | Participant - Cost of Operation | 0 | 0 | 0 | 0 | 0 | 0 | 0 | 0 | 0 | 0 | 0 | 0 | 0 | 0 | 0 | 0 | 0 | 0 | 0 | 0 | 0 | 0 | 0 | 0 | 0 | 0 | 0 | 0 | 0 | 0
F2_Commercial_Retail_New_Food Preparation_Natural Gas_Food Prep Other_E5 | F2 | Commercial | Retail | New | Food Preparation | Natural Gas | Food Prep Other | E5 | Participant - Cost of Operation | 0 | 0 | 0 | 0 | 0 | 0 | 0 | 0 | 0 | 0 | 0 | 0 | 0 | 0 | 0 | 0 | 0 | 0 | 0 | 0 | 0 | 0 | 0 | 0 | 0 | 0 | 0 | 0 | 0 | 0
F2_Commercial_Retail_New_Food Preparation_Natural Gas_Food Prep Other_E6 | F2 | Commercial | Retail | New | Food Preparation | Natural Gas | Food Prep Other | E6 | Participant - Cost of Operation | 0 | 0 | 0 | 0 | 0 | 0 | 0 | 0 | 0 | 0 | 0 | 0 | 0 | 0 | 0 | 0 | 0 | 0 | 0 | 0 | 0 | 0 | 0 | 0 | 0 | 0 | 0 | 0 | 0 | 0
F2_Commercial_Retail_New_Food Preparation_Natural Gas_Food Prep Other_E7 | F2 | Commercial | Retail | New | Food Preparation | Natural Gas | Food Prep Other | E7 | Participant - Cost of Operation | 0 | 0 | 0 | 0 | 0 | 0 | 0 | 0 | 0 | 0 | 0 | 0 | 0 | 0 | 0 | 0 | 0 | 0 | 0 | 0 | 0 | 0 | 0 | 0 | 0 | 0 | 0 | 0 | 0 | 0
F2_Commercial_Retail_New_Food Preparation_Natural Gas_Food Prep Other_E8 | F2 | Commercial | Retail | New | Food Preparation | Natural Gas | Food Prep Other | E8 | Participant - Cost of Operation | 0 | 0 | 0 | 0 | 0 | 0 | 0 | 0 | 0 | 0 | 0 | 0 | 0 | 0 | 0 | 0 | 0 | 0 | 0 | 0 | 0 | 0 | 0 | 0 | 0 | 0 | 0 | 0 | 0 | 0
F2_Commercial_Retail_New_Food Preparation_Natural Gas_Food Prep Other_E9 | F2 | Commercial | Retail | New | Food Preparation | Natural Gas | Food Prep Other | E9 | Participant - Cost of Operation | 0 | 0 | 0 | 0 | 0 | 0 | 0 | 0 | 0 | 0 | 0 | 0 | 0 | 0 | 0 | 0 | 0 | 0 | 0 | 0 | 0 | 0 | 0 | 0 | 0 | 0 | 0 | 0 | 0 | 0
F2_Commercial_Retail_New_Food Preparation_Natural Gas_Food Prep Other_E10 | F2 | Commercial | Retail | New | Food Preparation | Natural Gas | Food Prep Other | E10 | Participant - Cost of Operation | 0 | 0 | 0 | 0 | 0 | 0 | 0 | 0 | 0 | 0 | 0 | 0 | 0 | 0 | 0 | 0 | 0 | 0 | 0 | 0 | 0 | 0 | 0 | 0 | 0 | 0 | 0 | 0 | 0 | 0
F3_Commercial_Retail_New_Food Preparation_Natural Gas_Food Prep Other_E1 | F3 | Commercial | Retail | New | Food Preparation | Natural Gas | Food Prep Other | E1 | System - kBTUs of Conusmption | 3.7901 | 3.8003 | 3.8127 | 3.8447 | 3.8725 | 3.8962 | 3.9141 | 3.9318 | 3.948 | 3.9628 | 3.9751 | 3.9826 | 3.9842 | 3.9799 | 3.968 | 3.9518 | 3.9344 | 3.9157 | 3.8944 | 3.8739 | 3.8526 | 3.8307 | 0 | 0 | 0 | 0 | 0 | 0 | 0 | 0
F3_Commercial_Retail_New_Food Preparation_Natural Gas_Food Prep Other_E2 | F3 | Commercial | Retail | New | Food Preparation | Natural Gas | Food Prep Other | E2 | System - kBTUs of Conusmption | 3.7901 | 3.8003 | 3.8126 | 3.8446 | 3.8725 | 3.8961 | 3.9141 | 3.9317 | 3.948 | 3.9627 | 3.9751 | 3.9826 | 3.9841 | 3.9798 | 3.968 | 3.9518 | 3.9343 | 3.9157 | 3.8944 | 3.8739 | 3.8525 | 3.8307 | 0 | 0 | 0 | 0 | 0 | 0 | 0 | 0
F3_Commercial_Retail_New_Food Preparation_Natural Gas_Food Prep Other_E3 | F3 | Commercial | Retail | New | Food Preparation | Natural Gas | Food Prep Other | E3 | System - kBTUs of Conusmption | 0 | 0 | 0 | 0 | 0 | 0 | 0 | 0 | 0 | 0 | 0 | 0 | 0 | 0 | 0 | 0 | 0 | 0 | 0 | 0 | 0 | 0 | 0 | 0 | 0 | 0 | 0 | 0 | 0 | 0
F3_Commercial_Retail_New_Food Preparation_Natural Gas_Food Prep Other_E4 | F3 | Commercial | Retail | New | Food Preparation | Natural Gas | Food Prep Other | E4 | System - kBTUs of Conusmption | 0 | 0 | 0 | 0 | 0 | 0 | 0 | 0 | 0 | 0 | 0 | 0 | 0 | 0 | 0 | 0 | 0 | 0 | 0 | 0 | 0 | 0 | 0 | 0 | 0 | 0 | 0 | 0 | 0 | 0
F3_Commercial_Retail_New_Food Preparation_Natural Gas_Food Prep Other_E5 | F3 | Commercial | Retail | New | Food Preparation | Natural Gas | Food Prep Other | E5 | System - kBTUs of Conusmption | 0 | 0 | 0 | 0 | 0 | 0 | 0 | 0 | 0 | 0 | 0 | 0 | 0 | 0 | 0 | 0 | 0 | 0 | 0 | 0 | 0 | 0 | 0 | 0 | 0 | 0 | 0 | 0 | 0 | 0
F3_Commercial_Retail_New_Food Preparation_Natural Gas_Food Prep Other_E6 | F3 | Commercial | Retail | New | Food Preparation | Natural Gas | Food Prep Other | E6 | System - kBTUs of Conusmption | 0 | 0 | 0 | 0 | 0 | 0 | 0 | 0 | 0 | 0 | 0 | 0 | 0 | 0 | 0 | 0 | 0 | 0 | 0 | 0 | 0 | 0 | 0 | 0 | 0 | 0 | 0 | 0 | 0 | 0
F3_Commercial_Retail_New_Food Preparation_Natural Gas_Food Prep Other_E7 | F3 | Commercial | Retail | New | Food Preparation | Natural Gas | Food Prep Other | E7 | System - kBTUs of Conusmption | 0 | 0 | 0 | 0 | 0 | 0 | 0 | 0 | 0 | 0 | 0 | 0 | 0 | 0 | 0 | 0 | 0 | 0 | 0 | 0 | 0 | 0 | 0 | 0 | 0 | 0 | 0 | 0 | 0 | 0
F3_Commercial_Retail_New_Food Preparation_Natural Gas_Food Prep Other_E8 | F3 | Commercial | Retail | New | Food Preparation | Natural Gas | Food Prep Other | E8 | System - kBTUs of Conusmption | 0 | 0 | 0 | 0 | 0 | 0 | 0 | 0 | 0 | 0 | 0 | 0 | 0 | 0 | 0 | 0 | 0 | 0 | 0 | 0 | 0 | 0 | 0 | 0 | 0 | 0 | 0 | 0 | 0 | 0
F3_Commercial_Retail_New_Food Preparation_Natural Gas_Food Prep Other_E9 | F3 | Commercial | Retail | New | Food Preparation | Natural Gas | Food Prep Other | E9 | System - kBTUs of Conusmption | 0 | 0 | 0 | 0 | 0 | 0 | 0 | 0 | 0 | 0 | 0 | 0 | 0 | 0 | 0 | 0 | 0 | 0 | 0 | 0 | 0 | 0 | 0 | 0 | 0 | 0 | 0 | 0 | 0 | 0
F3_Commercial_Retail_New_Food Preparation_Natural Gas_Food Prep Other_E10 | F3 | Commercial | Retail | New | Food Preparation | Natural Gas | Food Prep Other | E10 | System - kBTUs of Conusmption | 0 | 0 | 0 | 0 | 0 | 0 | 0 | 0 | 0 | 0 | 0 | 0 | 0 | 0 | 0 | 0 | 0 | 0 | 0 | 0 | 0 | 0 | 0 | 0 | 0 | 0 | 0 | 0 | 0 | 0
F4_Commercial_Retail_New_Food Preparation_Natural Gas_Food Prep Other_E1 | F4 | Commercial | Retail | New | Food Preparation | Natural Gas | Food Prep Other | E1 | Utility - Cost of Equipment | 0.0036743 | 0.0036743 | 0.0036743 | 0.0036743 | 0.0036743 | 0.0036743 | 0.0036743 | 0.0036743 | 0.0036743 | 0.0036743 | 0.0036743 | 0.0036743 | 0.0036743 | 0.0036743 | 0.0036743 | 0.0036743 | 0.0036743 | 0.0036743 | 0.0036743 | 0.0036743 | 0.0036743 | 0.0036743 | 0 | 0 | 0 | 0 | 0 | 0 | 0 | 0
F4_Commercial_Retail_New_Food Preparation_Natural Gas_Food Prep Other_E2 | F4 | Commercial | Retail | New | Food Preparation | Natural Gas | Food Prep Other | E2 | Utility - Cost of Equipment | 0.003678 | 0.003678 | 0.003678 | 0.003678 | 0.003678 | 0.003678 | 0.003678 | 0.003678 | 0.003678 | 0.003678 | 0.003678 | 0.003678 | 0.003678 | 0.003678 | 0.003678 | 0.003678 | 0.003678 | 0.003678 | 0.003678 | 0.003678 | 0.003678 | 0.003678 | 0 | 0 | 0 | 0 | 0 | 0 | 0 | 0
F4_Commercial_Retail_New_Food Preparation_Natural Gas_Food Prep Other_E3 | F4 | Commercial | Retail | New | Food Preparation | Natural Gas | Food Prep Other | E3 | Utility - Cost of Equipment | 0 | 0 | 0 | 0 | 0 | 0 | 0 | 0 | 0 | 0 | 0 | 0 | 0 | 0 | 0 | 0 | 0 | 0 | 0 | 0 | 0 | 0 | 0 | 0 | 0 | 0 | 0 | 0 | 0 | 0
F4_Commercial_Retail_New_Food Preparation_Natural Gas_Food Prep Other_E4 | F4 | Commercial | Retail | New | Food Preparation | Natural Gas | Food Prep Other | E4 | Utility - Cost of Equipment | 0 | 0 | 0 | 0 | 0 | 0 | 0 | 0 | 0 | 0 | 0 | 0 | 0 | 0 | 0 | 0 | 0 | 0 | 0 | 0 | 0 | 0 | 0 | 0 | 0 | 0 | 0 | 0 | 0 | 0
F4_Commercial_Retail_New_Food Preparation_Natural Gas_Food Prep Other_E5 | F4 | Commercial | Retail | New | Food Preparation | Natural Gas | Food Prep Other | E5 | Utility - Cost of Equipment | 0 | 0 | 0 | 0 | 0 | 0 | 0 | 0 | 0 | 0 | 0 | 0 | 0 | 0 | 0 | 0 | 0 | 0 | 0 | 0 | 0 | 0 | 0 | 0 | 0 | 0 | 0 | 0 | 0 | 0
F4_Commercial_Retail_New_Food Preparation_Natural Gas_Food Prep Other_E6 | F4 | Commercial | Retail | New | Food Preparation | Natural Gas | Food Prep Other | E6 | Utility - Cost of Equipment | 0 | 0 | 0 | 0 | 0 | 0 | 0 | 0 | 0 | 0 | 0 | 0 | 0 | 0 | 0 | 0 | 0 | 0 | 0 | 0 | 0 | 0 | 0 | 0 | 0 | 0 | 0 | 0 | 0 | 0
F4_Commercial_Retail_New_Food Preparation_Natural Gas_Food Prep Other_E7 | F4 | Commercial | Retail | New | Food Preparation | Natural Gas | Food Prep Other | E7 | Utility - Cost of Equipment | 0 | 0 | 0 | 0 | 0 | 0 | 0 | 0 | 0 | 0 | 0 | 0 | 0 | 0 | 0 | 0 | 0 | 0 | 0 | 0 | 0 | 0 | 0 | 0 | 0 | 0 | 0 | 0 | 0 | 0
F4_Commercial_Retail_New_Food Preparation_Natural Gas_Food Prep Other_E8 | F4 | Commercial | Retail | New | Food Preparation | Natural Gas | Food Prep Other | E8 | Utility - Cost of Equipment | 0 | 0 | 0 | 0 | 0 | 0 | 0 | 0 | 0 | 0 | 0 | 0 | 0 | 0 | 0 | 0 | 0 | 0 | 0 | 0 | 0 | 0 | 0 | 0 | 0 | 0 | 0 | 0 | 0 | 0
F4_Commercial_Retail_New_Food Preparation_Natural Gas_Food Prep Other_E9 | F4 | Commercial | Retail | New | Food Preparation | Natural Gas | Food Prep Other | E9 | Utility - Cost of Equipment | 0 | 0 | 0 | 0 | 0 | 0 | 0 | 0 | 0 | 0 | 0 | 0 | 0 | 0 | 0 | 0 | 0 | 0 | 0 | 0 | 0 | 0 | 0 | 0 | 0 | 0 | 0 | 0 | 0 | 0
F4_Commercial_Retail_New_Food Preparation_Natural Gas_Food Prep Other_E10 | F4 | Commercial | Retail | New | Food Preparation | Natural Gas | Food Prep Other | E10 | Utility - Cost of Equipment | 0 | 0 | 0 | 0 | 0 | 0 | 0 | 0 | 0 | 0 | 0 | 0 | 0 | 0 | 0 | 0 | 0 | 0 | 0 | 0 | 0 | 0 | 0 | 0 | 0 | 0 | 0 | 0 | 0 | 0
F5_Commercial_Retail_New_Food Preparation_Natural Gas_Food Prep Other_E1 | F5 | Commercial | Retail | New | Food Preparation | Natural Gas | Food Prep Other | E1 | Utility - Cost of Operation | 0.033389 | 0.033611 | 0.0339 | 0.034456 | 0.035229 | 0.036159 | 0.037003 | 0.037726 | 0.038413 | 0.039114 | 0.039865 | 0.040597 | 0.04129 | 0.041987 | 0.042604 | 0.043187 | 0.043819 | 0.044452 | 0.045089 | 0.045726 | 0.046352 | 0.046962 | 0 | 0 | 0 | 0 | 0 | 0 | 0 | 0
F5_Commercial_Retail_New_Food Preparation_Natural Gas_Food Prep Other_E2 | F5 | Commercial | Retail | New | Food Preparation | Natural Gas | Food Prep Other | E2 | Utility - Cost of Operation | 0.033389 | 0.033611 | 0.033899 | 0.034456 | 0.035229 | 0.036159 | 0.037003 | 0.037726 | 0.038413 | 0.039114 | 0.039865 | 0.040597 | 0.04129 | 0.041987 | 0.042603 | 0.043187 | 0.043818 | 0.044452 | 0.045089 | 0.045726 | 0.046351 | 0.046962 | 0 | 0 | 0 | 0 | 0 | 0 | 0 | 0
F5_Commercial_Retail_New_Food Preparation_Natural Gas_Food Prep Other_E3 | F5 | Commercial | Retail | New | Food Preparation | Natural Gas | Food Prep Other | E3 | Utility - Cost of Operation | 0 | 0 | 0 | 0 | 0 | 0 | 0 | 0 | 0 | 0 | 0 | 0 | 0 | 0 | 0 | 0 | 0 | 0 | 0 | 0 | 0 | 0 | 0 | 0 | 0 | 0 | 0 | 0 | 0 | 0
F5_Commercial_Retail_New_Food Preparation_Natural Gas_Food Prep Other_E4 | F5 | Commercial | Retail | New | Food Preparation | Natural Gas | Food Prep Other | E4 | Utility - Cost of Operation | 0 | 0 | 0 | 0 | 0 | 0 | 0 | 0 | 0 | 0 | 0 | 0 | 0 | 0 | 0 | 0 | 0 | 0 | 0 | 0 | 0 | 0 | 0 | 0 | 0 | 0 | 0 | 0 | 0 | 0
F5_Commercial_Retail_New_Food Preparation_Natural Gas_Food Prep Other_E5 | F5 | Commercial | Retail | New | Food Preparation | Natural Gas | Food Prep Other | E5 | Utility - Cost of Operation | 0 | 0 | 0 | 0 | 0 | 0 | 0 | 0 | 0 | 0 | 0 | 0 | 0 | 0 | 0 | 0 | 0 | 0 | 0 | 0 | 0 | 0 | 0 | 0 | 0 | 0 | 0 | 0 | 0 | 0
F5_Commercial_Retail_New_Food Preparation_Natural Gas_Food Prep Other_E6 | F5 | Commercial | Retail | New | Food Preparation | Natural Gas | Food Prep Other | E6 | Utility - Cost of Operation | 0 | 0 | 0 | 0 | 0 | 0 | 0 | 0 | 0 | 0 | 0 | 0 | 0 | 0 | 0 | 0 | 0 | 0 | 0 | 0 | 0 | 0 | 0 | 0 | 0 | 0 | 0 | 0 | 0 | 0
F5_Commercial_Retail_New_Food Preparation_Natural Gas_Food Prep Other_E7 | F5 | Commercial | Retail | New | Food Preparation | Natural Gas | Food Prep Other | E7 | Utility - Cost of Operation | 0 | 0 | 0 | 0 | 0 | 0 | 0 | 0 | 0 | 0 | 0 | 0 | 0 | 0 | 0 | 0 | 0 | 0 | 0 | 0 | 0 | 0 | 0 | 0 | 0 | 0 | 0 | 0 | 0 | 0
F5_Commercial_Retail_New_Food Preparation_Natural Gas_Food Prep Other_E8 | F5 | Commercial | Retail | New | Food Preparation | Natural Gas | Food Prep Other | E8 | Utility - Cost of Operation | 0 | 0 | 0 | 0 | 0 | 0 | 0 | 0 | 0 | 0 | 0 | 0 | 0 | 0 | 0 | 0 | 0 | 0 | 0 | 0 | 0 | 0 | 0 | 0 | 0 | 0 | 0 | 0 | 0 | 0
F5_Commercial_Retail_New_Food Preparation_Natural Gas_Food Prep Other_E9 | F5 | Commercial | Retail | New | Food Preparation | Natural Gas | Food Prep Other | E9 | Utility - Cost of Operation | 0 | 0 | 0 | 0 | 0 | 0 | 0 | 0 | 0 | 0 | 0 | 0 | 0 | 0 | 0 | 0 | 0 | 0 | 0 | 0 | 0 | 0 | 0 | 0 | 0 | 0 | 0 | 0 | 0 | 0
F5_Commercial_Retail_New_Food Preparation_Natural Gas_Food Prep Other_E10 | F5 | Commercial | Retail | New | Food Preparation | Natural Gas | Food Prep Other | E10 | Utility - Cost of Operation | 0 | 0 | 0 | 0 | 0 | 0 | 0 | 0 | 0 | 0 | 0 | 0 | 0 | 0 | 0 | 0 | 0 | 0 | 0 | 0 | 0 | 0 | 0 | 0 | 0 | 0 | 0 | 0 | 0 | 0
F6_Commercial_Retail_New_Food Preparation_Natural Gas_Food Prep Other_E1 | F6 | Commercial | Retail | New | Food Preparation | Natural Gas | Food Prep Other | E1 | Utility - Value of Sales | 0.040002 | 0.040268 | 0.040614 | 0.041281 | 0.042207 | 0.043321 | 0.044332 | 0.045199 | 0.046021 | 0.046862 | 0.047761 | 0.048638 | 0.049468 | 0.050304 | 0.051042 | 0.051741 | 0.052498 | 0.053257 | 0.05402 | 0.054783 | 0.055532 | 0.056263 | 0 | 0 | 0 | 0 | 0 | 0 | 0 | 0
F6_Commercial_Retail_New_Food Preparation_Natural Gas_Food Prep Other_E2 | F6 | Commercial | Retail | New | Food Preparation | Natural Gas | Food Prep Other | E2 | Utility - Value of Sales | 0.040002 | 0.040268 | 0.040614 | 0.04128 | 0.042206 | 0.04332 | 0.044332 | 0.045198 | 0.046021 | 0.046861 | 0.047761 | 0.048638 | 0.049468 | 0.050303 | 0.051042 | 0.051741 | 0.052497 | 0.053256 | 0.05402 | 0.054783 | 0.055532 | 0.056263 | 0 | 0 | 0 | 0 | 0 | 0 | 0 | 0
F6_Commercial_Retail_New_Food Preparation_Natural Gas_Food Prep Other_E3 | F6 | Commercial | Retail | New | Food Preparation | Natural Gas | Food Prep Other | E3 | Utility - Value of Sales | 0 | 0 | 0 | 0 | 0 | 0 | 0 | 0 | 0 | 0 | 0 | 0 | 0 | 0 | 0 | 0 | 0 | 0 | 0 | 0 | 0 | 0 | 0 | 0 | 0 | 0 | 0 | 0 | 0 | 0
F6_Commercial_Retail_New_Food Preparation_Natural Gas_Food Prep Other_E4 | F6 | Commercial | Retail | New | Food Preparation | Natural Gas | Food Prep Other | E4 | Utility - Value of Sales | 0 | 0 | 0 | 0 | 0 | 0 | 0 | 0 | 0 | 0 | 0 | 0 | 0 | 0 | 0 | 0 | 0 | 0 | 0 | 0 | 0 | 0 | 0 | 0 | 0 | 0 | 0 | 0 | 0 | 0
F6_Commercial_Retail_New_Food Preparation_Natural Gas_Food Prep Other_E5 | F6 | Commercial | Retail | New | Food Preparation | Natural Gas | Food Prep Other | E5 | Utility - Value of Sales | 0 | 0 | 0 | 0 | 0 | 0 | 0 | 0 | 0 | 0 | 0 | 0 | 0 | 0 | 0 | 0 | 0 | 0 | 0 | 0 | 0 | 0 | 0 | 0 | 0 | 0 | 0 | 0 | 0 | 0
F6_Commercial_Retail_New_Food Preparation_Natural Gas_Food Prep Other_E6 | F6 | Commercial | Retail | New | Food Preparation | Natural Gas | Food Prep Other | E6 | Utility - Value of Sales | 0 | 0 | 0 | 0 | 0 | 0 | 0 | 0 | 0 | 0 | 0 | 0 | 0 | 0 | 0 | 0 | 0 | 0 | 0 | 0 | 0 | 0 | 0 | 0 | 0 | 0 | 0 | 0 | 0 | 0
F6_Commercial_Retail_New_Food Preparation_Natural Gas_Food Prep Other_E7 | F6 | Commercial | Retail | New | Food Preparation | Natural Gas | Food Prep Other | E7 | Utility - Value of Sales | 0 | 0 | 0 | 0 | 0 | 0 | 0 | 0 | 0 | 0 | 0 | 0 | 0 | 0 | 0 | 0 | 0 | 0 | 0 | 0 | 0 | 0 | 0 | 0 | 0 | 0 | 0 | 0 | 0 | 0
F6_Commercial_Retail_New_Food Preparation_Natural Gas_Food Prep Other_E8 | F6 | Commercial | Retail | New | Food Preparation | Natural Gas | Food Prep Other | E8 | Utility - Value of Sales | 0 | 0 | 0 | 0 | 0 | 0 | 0 | 0 | 0 | 0 | 0 | 0 | 0 | 0 | 0 | 0 | 0 | 0 | 0 | 0 | 0 | 0 | 0 | 0 | 0 | 0 | 0 | 0 | 0 | 0
F6_Commercial_Retail_New_Food Preparation_Natural Gas_Food Prep Other_E9 | F6 | Commercial | Retail | New | Food Preparation | Natural Gas | Food Prep Other | E9 | Utility - Value of Sales | 0 | 0 | 0 | 0 | 0 | 0 | 0 | 0 | 0 | 0 | 0 | 0 | 0 | 0 | 0 | 0 | 0 | 0 | 0 | 0 | 0 | 0 | 0 | 0 | 0 | 0 | 0 | 0 | 0 | 0
F6_Commercial_Retail_New_Food Preparation_Natural Gas_Food Prep Other_E10 | F6 | Commercial | Retail | New | Food Preparation | Natural Gas | Food Prep Other | E10 | Utility - Value of Sales | 0 | 0 | 0 | 0 | 0 | 0 | 0 | 0 | 0 | 0 | 0 | 0 | 0 | 0 | 0 | 0 | 0 | 0 | 0 | 0 | 0 | 0 | 0 | 0 | 0 | 0 | 0 | 0 | 0 | 0
F1_Commercial_Retail_New_Miscellaneous_Natural Gas_Pool Heater_E1 | F1 | Commercial | Retail | New | Miscellaneous | Natural Gas | Pool Heater | E1 | Participant - Cost of Equipment | 3.7984e-05 | 3.7984e-05 | 3.7984e-05 | 3.7984e-05 | 3.7984e-05 | 3.7984e-05 | 3.7984e-05 | 3.7984e-05 | 3.7984e-05 | 3.7984e-05 | 3.7984e-05 | 3.7984e-05 | 3.7984e-05 | 3.7984e-05 | 3.7984e-05 | 3.7984e-05 | 3.7984e-05 | 3.7984e-05 | 3.7984e-05 | 3.7984e-05 | 3.7984e-05 | 3.7984e-05 | 0 | 0 | 0 | 0 | 0 | 0 | 0 | 0
F1_Commercial_Retail_New_Miscellaneous_Natural Gas_Pool Heater_E2 | F1 | Commercial | Retail | New | Miscellaneous | Natural Gas | Pool Heater | E2 | Participant - Cost of Equipment | 6.2195e-05 | 6.2195e-05 | 6.2195e-05 | 6.2195e-05 | 6.2195e-05 | 6.2195e-05 | 6.2195e-05 | 6.2195e-05 | 6.2195e-05 | 6.2195e-05 | 6.2195e-05 | 6.2195e-05 | 6.2195e-05 | 6.2195e-05 | 6.2195e-05 | 6.2195e-05 | 6.2195e-05 | 6.2195e-05 | 6.2195e-05 | 6.2195e-05 | 6.2195e-05 | 6.2195e-05 | 0 | 0 | 0 | 0 | 0 | 0 | 0 | 0
F1_Commercial_Retail_New_Miscellaneous_Natural Gas_Pool Heater_E3 | F1 | Commercial | Retail | New | Miscellaneous | Natural Gas | Pool Heater | E3 | Participant - Cost of Equipment | 0 | 0 | 0 | 0 | 0 | 0 | 0 | 0 | 0 | 0 | 0 | 0 | 0 | 0 | 0 | 0 | 0 | 0 | 0 | 0 | 0 | 0 | 0 | 0 | 0 | 0 | 0 | 0 | 0 | 0
F1_Commercial_Retail_New_Miscellaneous_Natural Gas_Pool Heater_E4 | F1 | Commercial | Retail | New | Miscellaneous | Natural Gas | Pool Heater | E4 | Participant - Cost of Equipment | 0 | 0 | 0 | 0 | 0 | 0 | 0 | 0 | 0 | 0 | 0 | 0 | 0 | 0 | 0 | 0 | 0 | 0 | 0 | 0 | 0 | 0 | 0 | 0 | 0 | 0 | 0 | 0 | 0 | 0
F1_Commercial_Retail_New_Miscellaneous_Natural Gas_Pool Heater_E5 | F1 | Commercial | Retail | New | Miscellaneous | Natural Gas | Pool Heater | E5 | Participant - Cost of Equipment | 0 | 0 | 0 | 0 | 0 | 0 | 0 | 0 | 0 | 0 | 0 | 0 | 0 | 0 | 0 | 0 | 0 | 0 | 0 | 0 | 0 | 0 | 0 | 0 | 0 | 0 | 0 | 0 | 0 | 0
F1_Commercial_Retail_New_Miscellaneous_Natural Gas_Pool Heater_E6 | F1 | Commercial | Retail | New | Miscellaneous | Natural Gas | Pool Heater | E6 | Participant - Cost of Equipment | 0 | 0 | 0 | 0 | 0 | 0 | 0 | 0 | 0 | 0 | 0 | 0 | 0 | 0 | 0 | 0 | 0 | 0 | 0 | 0 | 0 | 0 | 0 | 0 | 0 | 0 | 0 | 0 | 0 | 0
F1_Commercial_Retail_New_Miscellaneous_Natural Gas_Pool Heater_E7 | F1 | Commercial | Retail | New | Miscellaneous | Natural Gas | Pool Heater | E7 | Participant - Cost of Equipment | 0 | 0 | 0 | 0 | 0 | 0 | 0 | 0 | 0 | 0 | 0 | 0 | 0 | 0 | 0 | 0 | 0 | 0 | 0 | 0 | 0 | 0 | 0 | 0 | 0 | 0 | 0 | 0 | 0 | 0
F1_Commercial_Retail_New_Miscellaneous_Natural Gas_Pool Heater_E8 | F1 | Commercial | Retail | New | Miscellaneous | Natural Gas | Pool Heater | E8 | Participant - Cost of Equipment | 0 | 0 | 0 | 0 | 0 | 0 | 0 | 0 | 0 | 0 | 0 | 0 | 0 | 0 | 0 | 0 | 0 | 0 | 0 | 0 | 0 | 0 | 0 | 0 | 0 | 0 | 0 | 0 | 0 | 0
F1_Commercial_Retail_New_Miscellaneous_Natural Gas_Pool Heater_E9 | F1 | Commercial | Retail | New | Miscellaneous | Natural Gas | Pool Heater | E9 | Participant - Cost of Equipment | 0 | 0 | 0 | 0 | 0 | 0 | 0 | 0 | 0 | 0 | 0 | 0 | 0 | 0 | 0 | 0 | 0 | 0 | 0 | 0 | 0 | 0 | 0 | 0 | 0 | 0 | 0 | 0 | 0 | 0
F1_Commercial_Retail_New_Miscellaneous_Natural Gas_Pool Heater_E10 | F1 | Commercial | Retail | New | Miscellaneous | Natural Gas | Pool Heater | E10 | Participant - Cost of Equipment | 0 | 0 | 0 | 0 | 0 | 0 | 0 | 0 | 0 | 0 | 0 | 0 | 0 | 0 | 0 | 0 | 0 | 0 | 0 | 0 | 0 | 0 | 0 | 0 | 0 | 0 | 0 | 0 | 0 | 0
F2_Commercial_Retail_New_Miscellaneous_Natural Gas_Pool Heater_E1 | F2 | Commercial | Retail | New | Miscellaneous | Natural Gas | Pool Heater | E1 | Participant - Cost of Operation | 0.00016145 | 0.00016075 | 0.00016088 | 0.00016327 | 0.00016737 | 0.00017263 | 0.00017717 | 0.00018079 | 0.00018405 | 0.00018728 | 0.00019079 | 0.00019436 | 0.00019788 | 0.00020183 | 0.00020558 | 0.00020914 | 0.00021274 | 0.00021596 | 0.00021876 | 0.00022108 | 0.00022326 | 0.00022527 | 0 | 0 | 0 | 0 | 0 | 0 | 0 | 0
F2_Commercial_Retail_New_Miscellaneous_Natural Gas_Pool Heater_E2 | F2 | Commercial | Retail | New | Miscellaneous | Natural Gas | Pool Heater | E2 | Participant - Cost of Operation | 0.00013723 | 0.00013664 | 0.00013675 | 0.00013878 | 0.00014226 | 0.00014674 | 0.0001506 | 0.00015367 | 0.00015644 | 0.00015918 | 0.00016217 | 0.00016521 | 0.0001682 | 0.00017155 | 0.00017474 | 0.00017777 | 0.00018083 | 0.00018357 | 0.00018595 | 0.00018792 | 0.00018977 | 0.00019148 | 0 | 0 | 0 | 0 | 0 | 0 | 0 | 0
F2_Commercial_Retail_New_Miscellaneous_Natural Gas_Pool Heater_E3 | F2 | Commercial | Retail | New | Miscellaneous | Natural Gas | Pool Heater | E3 | Participant - Cost of Operation | 0 | 0 | 0 | 0 | 0 | 0 | 0 | 0 | 0 | 0 | 0 | 0 | 0 | 0 | 0 | 0 | 0 | 0 | 0 | 0 | 0 | 0 | 0 | 0 | 0 | 0 | 0 | 0 | 0 | 0
F2_Commercial_Retail_New_Miscellaneous_Natural Gas_Pool Heater_E4 | F2 | Commercial | Retail | New | Miscellaneous | Natural Gas | Pool Heater | E4 | Participant - Cost of Operation | 0 | 0 | 0 | 0 | 0 | 0 | 0 | 0 | 0 | 0 | 0 | 0 | 0 | 0 | 0 | 0 | 0 | 0 | 0 | 0 | 0 | 0 | 0 | 0 | 0 | 0 | 0 | 0 | 0 | 0
F2_Commercial_Retail_New_Miscellaneous_Natural Gas_Pool Heater_E5 | F2 | Commercial | Retail | New | Miscellaneous | Natural Gas | Pool Heater | E5 | Participant - Cost of Operation | 0 | 0 | 0 | 0 | 0 | 0 | 0 | 0 | 0 | 0 | 0 | 0 | 0 | 0 | 0 | 0 | 0 | 0 | 0 | 0 | 0 | 0 | 0 | 0 | 0 | 0 | 0 | 0 | 0 | 0
F2_Commercial_Retail_New_Miscellaneous_Natural Gas_Pool Heater_E6 | F2 | Commercial | Retail | New | Miscellaneous | Natural Gas | Pool Heater | E6 | Participant - Cost of Operation | 0 | 0 | 0 | 0 | 0 | 0 | 0 | 0 | 0 | 0 | 0 | 0 | 0 | 0 | 0 | 0 | 0 | 0 | 0 | 0 | 0 | 0 | 0 | 0 | 0 | 0 | 0 | 0 | 0 | 0
F2_Commercial_Retail_New_Miscellaneous_Natural Gas_Pool Heater_E7 | F2 | Commercial | Retail | New | Miscellaneous | Natural Gas | Pool Heater | E7 | Participant - Cost of Operation | 0 | 0 | 0 | 0 | 0 | 0 | 0 | 0 | 0 | 0 | 0 | 0 | 0 | 0 | 0 | 0 | 0 | 0 | 0 | 0 | 0 | 0 | 0 | 0 | 0 | 0 | 0 | 0 | 0 | 0
F2_Commercial_Retail_New_Miscellaneous_Natural Gas_Pool Heater_E8 | F2 | Commercial | Retail | New | Miscellaneous | Natural Gas | Pool Heater | E8 | Participant - Cost of Operation | 0 | 0 | 0 | 0 | 0 | 0 | 0 | 0 | 0 | 0 | 0 | 0 | 0 | 0 | 0 | 0 | 0 | 0 | 0 | 0 | 0 | 0 | 0 | 0 | 0 | 0 | 0 | 0 | 0 | 0
F2_Commercial_Retail_New_Miscellaneous_Natural Gas_Pool Heater_E9 | F2 | Commercial | Retail | New | Miscellaneous | Natural Gas | Pool Heater | E9 | Participant - Cost of Operation | 0 | 0 | 0 | 0 | 0 | 0 | 0 | 0 | 0 | 0 | 0 | 0 | 0 | 0 | 0 | 0 | 0 | 0 | 0 | 0 | 0 | 0 | 0 | 0 | 0 | 0 | 0 | 0 | 0 | 0
F2_Commercial_Retail_New_Miscellaneous_Natural Gas_Pool Heater_E10 | F2 | Commercial | Retail | New | Miscellaneous | Natural Gas | Pool Heater | E10 | Participant - Cost of Operation | 0 | 0 | 0 | 0 | 0 | 0 | 0 | 0 | 0 | 0 | 0 | 0 | 0 | 0 | 0 | 0 | 0 | 0 | 0 | 0 | 0 | 0 | 0 | 0 | 0 | 0 | 0 | 0 | 0 | 0
F3_Commercial_Retail_New_Miscellaneous_Natural Gas_Pool Heater_E1 | F3 | Commercial | Retail | New | Miscellaneous | Natural Gas | Pool Heater | E1 | System - kBTUs of Conusmption | 0.01552 | 0.015525 | 0.015554 | 0.015722 | 0.015867 | 0.015986 | 0.01607 | 0.016157 | 0.016236 | 0.016309 | 0.016368 | 0.016428 | 0.016483 | 0.016533 | 0.016569 | 0.016578 | 0.016551 | 0.016486 | 0.016372 | 0.01623 | 0.016083 | 0.015932 | 0 | 0 | 0 | 0 | 0 | 0 | 0 | 0
F3_Commercial_Retail_New_Miscellaneous_Natural Gas_Pool Heater_E2 | F3 | Commercial | Retail | New | Miscellaneous | Natural Gas | Pool Heater | E2 | System - kBTUs of Conusmption | 0.013192 | 0.013197 | 0.013221 | 0.013364 | 0.013487 | 0.013588 | 0.01366 | 0.013733 | 0.013801 | 0.013863 | 0.013913 | 0.013964 | 0.014011 | 0.014053 | 0.014084 | 0.014091 | 0.014068 | 0.014013 | 0.013916 | 0.013796 | 0.013671 | 0.013542 | 0 | 0 | 0 | 0 | 0 | 0 | 0 | 0
F3_Commercial_Retail_New_Miscellaneous_Natural Gas_Pool Heater_E3 | F3 | Commercial | Retail | New | Miscellaneous | Natural Gas | Pool Heater | E3 | System - kBTUs of Conusmption | 0 | 0 | 0 | 0 | 0 | 0 | 0 | 0 | 0 | 0 | 0 | 0 | 0 | 0 | 0 | 0 | 0 | 0 | 0 | 0 | 0 | 0 | 0 | 0 | 0 | 0 | 0 | 0 | 0 | 0
F3_Commercial_Retail_New_Miscellaneous_Natural Gas_Pool Heater_E4 | F3 | Commercial | Retail | New | Miscellaneous | Natural Gas | Pool Heater | E4 | System - kBTUs of Conusmption | 0 | 0 | 0 | 0 | 0 | 0 | 0 | 0 | 0 | 0 | 0 | 0 | 0 | 0 | 0 | 0 | 0 | 0 | 0 | 0 | 0 | 0 | 0 | 0 | 0 | 0 | 0 | 0 | 0 | 0
F3_Commercial_Retail_New_Miscellaneous_Natural Gas_Pool Heater_E5 | F3 | Commercial | Retail | New | Miscellaneous | Natural Gas | Pool Heater | E5 | System - kBTUs of Conusmption | 0 | 0 | 0 | 0 | 0 | 0 | 0 | 0 | 0 | 0 | 0 | 0 | 0 | 0 | 0 | 0 | 0 | 0 | 0 | 0 | 0 | 0 | 0 | 0 | 0 | 0 | 0 | 0 | 0 | 0
F3_Commercial_Retail_New_Miscellaneous_Natural Gas_Pool Heater_E6 | F3 | Commercial | Retail | New | Miscellaneous | Natural Gas | Pool Heater | E6 | System - kBTUs of Conusmption | 0 | 0 | 0 | 0 | 0 | 0 | 0 | 0 | 0 | 0 | 0 | 0 | 0 | 0 | 0 | 0 | 0 | 0 | 0 | 0 | 0 | 0 | 0 | 0 | 0 | 0 | 0 | 0 | 0 | 0
F3_Commercial_Retail_New_Miscellaneous_Natural Gas_Pool Heater_E7 | F3 | Commercial | Retail | New | Miscellaneous | Natural Gas | Pool Heater | E7 | System - kBTUs of Conusmption | 0 | 0 | 0 | 0 | 0 | 0 | 0 | 0 | 0 | 0 | 0 | 0 | 0 | 0 | 0 | 0 | 0 | 0 | 0 | 0 | 0 | 0 | 0 | 0 | 0 | 0 | 0 | 0 | 0 | 0
F3_Commercial_Retail_New_Miscellaneous_Natural Gas_Pool Heater_E8 | F3 | Commercial | Retail | New | Miscellaneous | Natural Gas | Pool Heater | E8 | System - kBTUs of Conusmption | 0 | 0 | 0 | 0 | 0 | 0 | 0 | 0 | 0 | 0 | 0 | 0 | 0 | 0 | 0 | 0 | 0 | 0 | 0 | 0 | 0 | 0 | 0 | 0 | 0 | 0 | 0 | 0 | 0 | 0
F3_Commercial_Retail_New_Miscellaneous_Natural Gas_Pool Heater_E9 | F3 | Commercial | Retail | New | Miscellaneous | Natural Gas | Pool Heater | E9 | System - kBTUs of Conusmption | 0 | 0 | 0 | 0 | 0 | 0 | 0 | 0 | 0 | 0 | 0 | 0 | 0 | 0 | 0 | 0 | 0 | 0 | 0 | 0 | 0 | 0 | 0 | 0 | 0 | 0 | 0 | 0 | 0 | 0
F3_Commercial_Retail_New_Miscellaneous_Natural Gas_Pool Heater_E10 | F3 | Commercial | Retail | New | Miscellaneous | Natural Gas | Pool Heater | E10 | System - kBTUs of Conusmption | 0 | 0 | 0 | 0 | 0 | 0 | 0 | 0 | 0 | 0 | 0 | 0 | 0 | 0 | 0 | 0 | 0 | 0 | 0 | 0 | 0 | 0 | 0 | 0 | 0 | 0 | 0 | 0 | 0 | 0
F4_Commercial_Retail_New_Miscellaneous_Natural Gas_Pool Heater_E1 | F4 | Commercial | Retail | New | Miscellaneous | Natural Gas | Pool Heater | E1 | Utility - Cost of Equipment | 3.7984e-05 | 3.7984e-05 | 3.7984e-05 | 3.7984e-05 | 3.7984e-05 | 3.7984e-05 | 3.7984e-05 | 3.7984e-05 | 3.7984e-05 | 3.7984e-05 | 3.7984e-05 | 3.7984e-05 | 3.7984e-05 | 3.7984e-05 | 3.7984e-05 | 3.7984e-05 | 3.7984e-05 | 3.7984e-05 | 3.7984e-05 | 3.7984e-05 | 3.7984e-05 | 3.7984e-05 | 0 | 0 | 0 | 0 | 0 | 0 | 0 | 0
F4_Commercial_Retail_New_Miscellaneous_Natural Gas_Pool Heater_E2 | F4 | Commercial | Retail | New | Miscellaneous | Natural Gas | Pool Heater | E2 | Utility - Cost of Equipment | 6.2195e-05 | 6.2195e-05 | 6.2195e-05 | 6.2195e-05 | 6.2195e-05 | 6.2195e-05 | 6.2195e-05 | 6.2195e-05 | 6.2195e-05 | 6.2195e-05 | 6.2195e-05 | 6.2195e-05 | 6.2195e-05 | 6.2195e-05 | 6.2195e-05 | 6.2195e-05 | 6.2195e-05 | 6.2195e-05 | 6.2195e-05 | 6.2195e-05 | 6.2195e-05 | 6.2195e-05 | 0 | 0 | 0 | 0 | 0 | 0 | 0 | 0
F4_Commercial_Retail_New_Miscellaneous_Natural Gas_Pool Heater_E3 | F4 | Commercial | Retail | New | Miscellaneous | Natural Gas | Pool Heater | E3 | Utility - Cost of Equipment | 0 | 0 | 0 | 0 | 0 | 0 | 0 | 0 | 0 | 0 | 0 | 0 | 0 | 0 | 0 | 0 | 0 | 0 | 0 | 0 | 0 | 0 | 0 | 0 | 0 | 0 | 0 | 0 | 0 | 0
F4_Commercial_Retail_New_Miscellaneous_Natural Gas_Pool Heater_E4 | F4 | Commercial | Retail | New | Miscellaneous | Natural Gas | Pool Heater | E4 | Utility - Cost of Equipment | 0 | 0 | 0 | 0 | 0 | 0 | 0 | 0 | 0 | 0 | 0 | 0 | 0 | 0 | 0 | 0 | 0 | 0 | 0 | 0 | 0 | 0 | 0 | 0 | 0 | 0 | 0 | 0 | 0 | 0
F4_Commercial_Retail_New_Miscellaneous_Natural Gas_Pool Heater_E5 | F4 | Commercial | Retail | New | Miscellaneous | Natural Gas | Pool Heater | E5 | Utility - Cost of Equipment | 0 | 0 | 0 | 0 | 0 | 0 | 0 | 0 | 0 | 0 | 0 | 0 | 0 | 0 | 0 | 0 | 0 | 0 | 0 | 0 | 0 | 0 | 0 | 0 | 0 | 0 | 0 | 0 | 0 | 0
F4_Commercial_Retail_New_Miscellaneous_Natural Gas_Pool Heater_E6 | F4 | Commercial | Retail | New | Miscellaneous | Natural Gas | Pool Heater | E6 | Utility - Cost of Equipment | 0 | 0 | 0 | 0 | 0 | 0 | 0 | 0 | 0 | 0 | 0 | 0 | 0 | 0 | 0 | 0 | 0 | 0 | 0 | 0 | 0 | 0 | 0 | 0 | 0 | 0 | 0 | 0 | 0 | 0
F4_Commercial_Retail_New_Miscellaneous_Natural Gas_Pool Heater_E7 | F4 | Commercial | Retail | New | Miscellaneous | Natural Gas | Pool Heater | E7 | Utility - Cost of Equipment | 0 | 0 | 0 | 0 | 0 | 0 | 0 | 0 | 0 | 0 | 0 | 0 | 0 | 0 | 0 | 0 | 0 | 0 | 0 | 0 | 0 | 0 | 0 | 0 | 0 | 0 | 0 | 0 | 0 | 0
F4_Commercial_Retail_New_Miscellaneous_Natural Gas_Pool Heater_E8 | F4 | Commercial | Retail | New | Miscellaneous | Natural Gas | Pool Heater | E8 | Utility - Cost of Equipment | 0 | 0 | 0 | 0 | 0 | 0 | 0 | 0 | 0 | 0 | 0 | 0 | 0 | 0 | 0 | 0 | 0 | 0 | 0 | 0 | 0 | 0 | 0 | 0 | 0 | 0 | 0 | 0 | 0 | 0
F4_Commercial_Retail_New_Miscellaneous_Natural Gas_Pool Heater_E9 | F4 | Commercial | Retail | New | Miscellaneous | Natural Gas | Pool Heater | E9 | Utility - Cost of Equipment | 0 | 0 | 0 | 0 | 0 | 0 | 0 | 0 | 0 | 0 | 0 | 0 | 0 | 0 | 0 | 0 | 0 | 0 | 0 | 0 | 0 | 0 | 0 | 0 | 0 | 0 | 0 | 0 | 0 | 0
F4_Commercial_Retail_New_Miscellaneous_Natural Gas_Pool Heater_E10 | F4 | Commercial | Retail | New | Miscellaneous | Natural Gas | Pool Heater | E10 | Utility - Cost of Equipment | 0 | 0 | 0 | 0 | 0 | 0 | 0 | 0 | 0 | 0 | 0 | 0 | 0 | 0 | 0 | 0 | 0 | 0 | 0 | 0 | 0 | 0 | 0 | 0 | 0 | 0 | 0 | 0 | 0 | 0
F5_Commercial_Retail_New_Miscellaneous_Natural Gas_Pool Heater_E1 | F5 | Commercial | Retail | New | Miscellaneous | Natural Gas | Pool Heater | E1 | Utility - Cost of Operation | 0.00013476 | 0.00013417 | 0.00013429 | 0.00013627 | 0.0001397 | 0.00014409 | 0.00014788 | 0.0001509 | 0.00015362 | 0.00015632 | 0.00015925 | 0.00016223 | 0.00016517 | 0.00016846 | 0.00017159 | 0.00017456 | 0.00017757 | 0.00018026 | 0.00018259 | 0.00018453 | 0.00018635 | 0.00018802 | 0 | 0 | 0 | 0 | 0 | 0 | 0 | 0
F5_Commercial_Retail_New_Miscellaneous_Natural Gas_Pool Heater_E2 | F5 | Commercial | Retail | New | Miscellaneous | Natural Gas | Pool Heater | E2 | Utility - Cost of Operation | 0.00011454 | 0.00011405 | 0.00011414 | 0.00011583 | 0.00011874 | 0.00012248 | 0.0001257 | 0.00012826 | 0.00013058 | 0.00013287 | 0.00013536 | 0.0001379 | 0.00014039 | 0.00014319 | 0.00014585 | 0.00014838 | 0.00015093 | 0.00015322 | 0.0001552 | 0.00015685 | 0.0001584 | 0.00015982 | 0 | 0 | 0 | 0 | 0 | 0 | 0 | 0
F5_Commercial_Retail_New_Miscellaneous_Natural Gas_Pool Heater_E3 | F5 | Commercial | Retail | New | Miscellaneous | Natural Gas | Pool Heater | E3 | Utility - Cost of Operation | 0 | 0 | 0 | 0 | 0 | 0 | 0 | 0 | 0 | 0 | 0 | 0 | 0 | 0 | 0 | 0 | 0 | 0 | 0 | 0 | 0 | 0 | 0 | 0 | 0 | 0 | 0 | 0 | 0 | 0
F5_Commercial_Retail_New_Miscellaneous_Natural Gas_Pool Heater_E4 | F5 | Commercial | Retail | New | Miscellaneous | Natural Gas | Pool Heater | E4 | Utility - Cost of Operation | 0 | 0 | 0 | 0 | 0 | 0 | 0 | 0 | 0 | 0 | 0 | 0 | 0 | 0 | 0 | 0 | 0 | 0 | 0 | 0 | 0 | 0 | 0 | 0 | 0 | 0 | 0 | 0 | 0 | 0
F5_Commercial_Retail_New_Miscellaneous_Natural Gas_Pool Heater_E5 | F5 | Commercial | Retail | New | Miscellaneous | Natural Gas | Pool Heater | E5 | Utility - Cost of Operation | 0 | 0 | 0 | 0 | 0 | 0 | 0 | 0 | 0 | 0 | 0 | 0 | 0 | 0 | 0 | 0 | 0 | 0 | 0 | 0 | 0 | 0 | 0 | 0 | 0 | 0 | 0 | 0 | 0 | 0
F5_Commercial_Retail_New_Miscellaneous_Natural Gas_Pool Heater_E6 | F5 | Commercial | Retail | New | Miscellaneous | Natural Gas | Pool Heater | E6 | Utility - Cost of Operation | 0 | 0 | 0 | 0 | 0 | 0 | 0 | 0 | 0 | 0 | 0 | 0 | 0 | 0 | 0 | 0 | 0 | 0 | 0 | 0 | 0 | 0 | 0 | 0 | 0 | 0 | 0 | 0 | 0 | 0
F5_Commercial_Retail_New_Miscellaneous_Natural Gas_Pool Heater_E7 | F5 | Commercial | Retail | New | Miscellaneous | Natural Gas | Pool Heater | E7 | Utility - Cost of Operation | 0 | 0 | 0 | 0 | 0 | 0 | 0 | 0 | 0 | 0 | 0 | 0 | 0 | 0 | 0 | 0 | 0 | 0 | 0 | 0 | 0 | 0 | 0 | 0 | 0 | 0 | 0 | 0 | 0 | 0
F5_Commercial_Retail_New_Miscellaneous_Natural Gas_Pool Heater_E8 | F5 | Commercial | Retail | New | Miscellaneous | Natural Gas | Pool Heater | E8 | Utility - Cost of Operation | 0 | 0 | 0 | 0 | 0 | 0 | 0 | 0 | 0 | 0 | 0 | 0 | 0 | 0 | 0 | 0 | 0 | 0 | 0 | 0 | 0 | 0 | 0 | 0 | 0 | 0 | 0 | 0 | 0 | 0
F5_Commercial_Retail_New_Miscellaneous_Natural Gas_Pool Heater_E9 | F5 | Commercial | Retail | New | Miscellaneous | Natural Gas | Pool Heater | E9 | Utility - Cost of Operation | 0 | 0 | 0 | 0 | 0 | 0 | 0 | 0 | 0 | 0 | 0 | 0 | 0 | 0 | 0 | 0 | 0 | 0 | 0 | 0 | 0 | 0 | 0 | 0 | 0 | 0 | 0 | 0 | 0 | 0
F5_Commercial_Retail_New_Miscellaneous_Natural Gas_Pool Heater_E10 | F5 | Commercial | Retail | New | Miscellaneous | Natural Gas | Pool Heater | E10 | Utility - Cost of Operation | 0 | 0 | 0 | 0 | 0 | 0 | 0 | 0 | 0 | 0 | 0 | 0 | 0 | 0 | 0 | 0 | 0 | 0 | 0 | 0 | 0 | 0 | 0 | 0 | 0 | 0 | 0 | 0 | 0 | 0
F6_Commercial_Retail_New_Miscellaneous_Natural Gas_Pool Heater_E1 | F6 | Commercial | Retail | New | Miscellaneous | Natural Gas | Pool Heater | E1 | Utility - Value of Sales | 0.00016145 | 0.00016075 | 0.00016088 | 0.00016327 | 0.00016737 | 0.00017263 | 0.00017717 | 0.00018079 | 0.00018405 | 0.00018728 | 0.00019079 | 0.00019436 | 0.00019788 | 0.00020183 | 0.00020558 | 0.00020914 | 0.00021274 | 0.00021596 | 0.00021876 | 0.00022108 | 0.00022326 | 0.00022527 | 0 | 0 | 0 | 0 | 0 | 0 | 0 | 0
F6_Commercial_Retail_New_Miscellaneous_Natural Gas_Pool Heater_E2 | F6 | Commercial | Retail | New | Miscellaneous | Natural Gas | Pool Heater | E2 | Utility - Value of Sales | 0.00013723 | 0.00013664 | 0.00013675 | 0.00013878 | 0.00014226 | 0.00014674 | 0.0001506 | 0.00015367 | 0.00015644 | 0.00015918 | 0.00016217 | 0.00016521 | 0.0001682 | 0.00017155 | 0.00017474 | 0.00017777 | 0.00018083 | 0.00018357 | 0.00018595 | 0.00018792 | 0.00018977 | 0.00019148 | 0 | 0 | 0 | 0 | 0 | 0 | 0 | 0
F6_Commercial_Retail_New_Miscellaneous_Natural Gas_Pool Heater_E3 | F6 | Commercial | Retail | New | Miscellaneous | Natural Gas | Pool Heater | E3 | Utility - Value of Sales | 0 | 0 | 0 | 0 | 0 | 0 | 0 | 0 | 0 | 0 | 0 | 0 | 0 | 0 | 0 | 0 | 0 | 0 | 0 | 0 | 0 | 0 | 0 | 0 | 0 | 0 | 0 | 0 | 0 | 0
F6_Commercial_Retail_New_Miscellaneous_Natural Gas_Pool Heater_E4 | F6 | Commercial | Retail | New | Miscellaneous | Natural Gas | Pool Heater | E4 | Utility - Value of Sales | 0 | 0 | 0 | 0 | 0 | 0 | 0 | 0 | 0 | 0 | 0 | 0 | 0 | 0 | 0 | 0 | 0 | 0 | 0 | 0 | 0 | 0 | 0 | 0 | 0 | 0 | 0 | 0 | 0 | 0
F6_Commercial_Retail_New_Miscellaneous_Natural Gas_Pool Heater_E5 | F6 | Commercial | Retail | New | Miscellaneous | Natural Gas | Pool Heater | E5 | Utility - Value of Sales | 0 | 0 | 0 | 0 | 0 | 0 | 0 | 0 | 0 | 0 | 0 | 0 | 0 | 0 | 0 | 0 | 0 | 0 | 0 | 0 | 0 | 0 | 0 | 0 | 0 | 0 | 0 | 0 | 0 | 0
F6_Commercial_Retail_New_Miscellaneous_Natural Gas_Pool Heater_E6 | F6 | Commercial | Retail | New | Miscellaneous | Natural Gas | Pool Heater | E6 | Utility - Value of Sales | 0 | 0 | 0 | 0 | 0 | 0 | 0 | 0 | 0 | 0 | 0 | 0 | 0 | 0 | 0 | 0 | 0 | 0 | 0 | 0 | 0 | 0 | 0 | 0 | 0 | 0 | 0 | 0 | 0 | 0
F6_Commercial_Retail_New_Miscellaneous_Natural Gas_Pool Heater_E7 | F6 | Commercial | Retail | New | Miscellaneous | Natural Gas | Pool Heater | E7 | Utility - Value of Sales | 0 | 0 | 0 | 0 | 0 | 0 | 0 | 0 | 0 | 0 | 0 | 0 | 0 | 0 | 0 | 0 | 0 | 0 | 0 | 0 | 0 | 0 | 0 | 0 | 0 | 0 | 0 | 0 | 0 | 0
F6_Commercial_Retail_New_Miscellaneous_Natural Gas_Pool Heater_E8 | F6 | Commercial | Retail | New | Miscellaneous | Natural Gas | Pool Heater | E8 | Utility - Value of Sales | 0 | 0 | 0 | 0 | 0 | 0 | 0 | 0 | 0 | 0 | 0 | 0 | 0 | 0 | 0 | 0 | 0 | 0 | 0 | 0 | 0 | 0 | 0 | 0 | 0 | 0 | 0 | 0 | 0 | 0
F6_Commercial_Retail_New_Miscellaneous_Natural Gas_Pool Heater_E9 | F6 | Commercial | Retail | New | Miscellaneous | Natural Gas | Pool Heater | E9 | Utility - Value of Sales | 0 | 0 | 0 | 0 | 0 | 0 | 0 | 0 | 0 | 0 | 0 | 0 | 0 | 0 | 0 | 0 | 0 | 0 | 0 | 0 | 0 | 0 | 0 | 0 | 0 | 0 | 0 | 0 | 0 | 0
F6_Commercial_Retail_New_Miscellaneous_Natural Gas_Pool Heater_E10 | F6 | Commercial | Retail | New | Miscellaneous | Natural Gas | Pool Heater | E10 | Utility - Value of Sales | 0 | 0 | 0 | 0 | 0 | 0 | 0 | 0 | 0 | 0 | 0 | 0 | 0 | 0 | 0 | 0 | 0 | 0 | 0 | 0 | 0 | 0 | 0 | 0 | 0 | 0 | 0 | 0 | 0 | 0
F1_Commercial_Retail_New_Miscellaneous_Natural Gas_Miscellaneous_E1 | F1 | Commercial | Retail | New | Miscellaneous | Natural Gas | Miscellaneous | E1 | Participant - Cost of Equipment | 0.22938 | 0.22938 | 0.22938 | 0.22938 | 0.22938 | 0.22938 | 0.22938 | 0.22938 | 0.22938 | 0.22938 | 0.22938 | 0.22938 | 0.22938 | 0.22938 | 0.22938 | 0.22938 | 0.22938 | 0.22938 | 0.22938 | 0.22938 | 0.22938 | 0.22938 | 0 | 0 | 0 | 0 | 0 | 0 | 0 | 0
F1_Commercial_Retail_New_Miscellaneous_Natural Gas_Miscellaneous_E2 | F1 | Commercial | Retail | New | Miscellaneous | Natural Gas | Miscellaneous | E2 | Participant - Cost of Equipment | 0 | 0 | 0 | 0 | 0 | 0 | 0 | 0 | 0 | 0 | 0 | 0 | 0 | 0 | 0 | 0 | 0 | 0 | 0 | 0 | 0 | 0 | 0 | 0 | 0 | 0 | 0 | 0 | 0 | 0
F1_Commercial_Retail_New_Miscellaneous_Natural Gas_Miscellaneous_E3 | F1 | Commercial | Retail | New | Miscellaneous | Natural Gas | Miscellaneous | E3 | Participant - Cost of Equipment | 0 | 0 | 0 | 0 | 0 | 0 | 0 | 0 | 0 | 0 | 0 | 0 | 0 | 0 | 0 | 0 | 0 | 0 | 0 | 0 | 0 | 0 | 0 | 0 | 0 | 0 | 0 | 0 | 0 | 0
F1_Commercial_Retail_New_Miscellaneous_Natural Gas_Miscellaneous_E4 | F1 | Commercial | Retail | New | Miscellaneous | Natural Gas | Miscellaneous | E4 | Participant - Cost of Equipment | 0 | 0 | 0 | 0 | 0 | 0 | 0 | 0 | 0 | 0 | 0 | 0 | 0 | 0 | 0 | 0 | 0 | 0 | 0 | 0 | 0 | 0 | 0 | 0 | 0 | 0 | 0 | 0 | 0 | 0
F1_Commercial_Retail_New_Miscellaneous_Natural Gas_Miscellaneous_E5 | F1 | Commercial | Retail | New | Miscellaneous | Natural Gas | Miscellaneous | E5 | Participant - Cost of Equipment | 0 | 0 | 0 | 0 | 0 | 0 | 0 | 0 | 0 | 0 | 0 | 0 | 0 | 0 | 0 | 0 | 0 | 0 | 0 | 0 | 0 | 0 | 0 | 0 | 0 | 0 | 0 | 0 | 0 | 0
F1_Commercial_Retail_New_Miscellaneous_Natural Gas_Miscellaneous_E6 | F1 | Commercial | Retail | New | Miscellaneous | Natural Gas | Miscellaneous | E6 | Participant - Cost of Equipment | 0 | 0 | 0 | 0 | 0 | 0 | 0 | 0 | 0 | 0 | 0 | 0 | 0 | 0 | 0 | 0 | 0 | 0 | 0 | 0 | 0 | 0 | 0 | 0 | 0 | 0 | 0 | 0 | 0 | 0
F1_Commercial_Retail_New_Miscellaneous_Natural Gas_Miscellaneous_E7 | F1 | Commercial | Retail | New | Miscellaneous | Natural Gas | Miscellaneous | E7 | Participant - Cost of Equipment | 0 | 0 | 0 | 0 | 0 | 0 | 0 | 0 | 0 | 0 | 0 | 0 | 0 | 0 | 0 | 0 | 0 | 0 | 0 | 0 | 0 | 0 | 0 | 0 | 0 | 0 | 0 | 0 | 0 | 0
F1_Commercial_Retail_New_Miscellaneous_Natural Gas_Miscellaneous_E8 | F1 | Commercial | Retail | New | Miscellaneous | Natural Gas | Miscellaneous | E8 | Participant - Cost of Equipment | 0 | 0 | 0 | 0 | 0 | 0 | 0 | 0 | 0 | 0 | 0 | 0 | 0 | 0 | 0 | 0 | 0 | 0 | 0 | 0 | 0 | 0 | 0 | 0 | 0 | 0 | 0 | 0 | 0 | 0
F1_Commercial_Retail_New_Miscellaneous_Natural Gas_Miscellaneous_E9 | F1 | Commercial | Retail | New | Miscellaneous | Natural Gas | Miscellaneous | E9 | Participant - Cost of Equipment | 0 | 0 | 0 | 0 | 0 | 0 | 0 | 0 | 0 | 0 | 0 | 0 | 0 | 0 | 0 | 0 | 0 | 0 | 0 | 0 | 0 | 0 | 0 | 0 | 0 | 0 | 0 | 0 | 0 | 0
F1_Commercial_Retail_New_Miscellaneous_Natural Gas_Miscellaneous_E10 | F1 | Commercial | Retail | New | Miscellaneous | Natural Gas | Miscellaneous | E10 | Participant - Cost of Equipment | 0 | 0 | 0 | 0 | 0 | 0 | 0 | 0 | 0 | 0 | 0 | 0 | 0 | 0 | 0 | 0 | 0 | 0 | 0 | 0 | 0 | 0 | 0 | 0 | 0 | 0 | 0 | 0 | 0 | 0
F2_Commercial_Retail_New_Miscellaneous_Natural Gas_Miscellaneous_E1 | F2 | Commercial | Retail | New | Miscellaneous | Natural Gas | Miscellaneous | E1 | Participant - Cost of Operation | 0.00010643 | 0.00010561 | 0.00010508 | 0.0001062 | 0.00010883 | 0.00011251 | 0.00011567 | 0.00011808 | 0.00012019 | 0.00012228 | 0.00012457 | 0.00012691 | 0.00012923 | 0.00013182 | 0.0001342 | 0.00013651 | 0.00013892 | 0.00014114 | 0.00014317 | 0.00014493 | 0.00014634 | 0.00014735 | 0 | 0 | 0 | 0 | 0 | 0 | 0 | 0
F2_Commercial_Retail_New_Miscellaneous_Natural Gas_Miscellaneous_E2 | F2 | Commercial | Retail | New | Miscellaneous | Natural Gas | Miscellaneous | E2 | Participant - Cost of Operation | 0 | 0 | 0 | 0 | 0 | 0 | 0 | 0 | 0 | 0 | 0 | 0 | 0 | 0 | 0 | 0 | 0 | 0 | 0 | 0 | 0 | 0 | 0 | 0 | 0 | 0 | 0 | 0 | 0 | 0
F2_Commercial_Retail_New_Miscellaneous_Natural Gas_Miscellaneous_E3 | F2 | Commercial | Retail | New | Miscellaneous | Natural Gas | Miscellaneous | E3 | Participant - Cost of Operation | 0 | 0 | 0 | 0 | 0 | 0 | 0 | 0 | 0 | 0 | 0 | 0 | 0 | 0 | 0 | 0 | 0 | 0 | 0 | 0 | 0 | 0 | 0 | 0 | 0 | 0 | 0 | 0 | 0 | 0
F2_Commercial_Retail_New_Miscellaneous_Natural Gas_Miscellaneous_E4 | F2 | Commercial | Retail | New | Miscellaneous | Natural Gas | Miscellaneous | E4 | Participant - Cost of Operation | 0 | 0 | 0 | 0 | 0 | 0 | 0 | 0 | 0 | 0 | 0 | 0 | 0 | 0 | 0 | 0 | 0 | 0 | 0 | 0 | 0 | 0 | 0 | 0 | 0 | 0 | 0 | 0 | 0 | 0
F2_Commercial_Retail_New_Miscellaneous_Natural Gas_Miscellaneous_E5 | F2 | Commercial | Retail | New | Miscellaneous | Natural Gas | Miscellaneous | E5 | Participant - Cost of Operation | 0 | 0 | 0 | 0 | 0 | 0 | 0 | 0 | 0 | 0 | 0 | 0 | 0 | 0 | 0 | 0 | 0 | 0 | 0 | 0 | 0 | 0 | 0 | 0 | 0 | 0 | 0 | 0 | 0 | 0
F2_Commercial_Retail_New_Miscellaneous_Natural Gas_Miscellaneous_E6 | F2 | Commercial | Retail | New | Miscellaneous | Natural Gas | Miscellaneous | E6 | Participant - Cost of Operation | 0 | 0 | 0 | 0 | 0 | 0 | 0 | 0 | 0 | 0 | 0 | 0 | 0 | 0 | 0 | 0 | 0 | 0 | 0 | 0 | 0 | 0 | 0 | 0 | 0 | 0 | 0 | 0 | 0 | 0
F2_Commercial_Retail_New_Miscellaneous_Natural Gas_Miscellaneous_E7 | F2 | Commercial | Retail | New | Miscellaneous | Natural Gas | Miscellaneous | E7 | Participant - Cost of Operation | 0 | 0 | 0 | 0 | 0 | 0 | 0 | 0 | 0 | 0 | 0 | 0 | 0 | 0 | 0 | 0 | 0 | 0 | 0 | 0 | 0 | 0 | 0 | 0 | 0 | 0 | 0 | 0 | 0 | 0
F2_Commercial_Retail_New_Miscellaneous_Natural Gas_Miscellaneous_E8 | F2 | Commercial | Retail | New | Miscellaneous | Natural Gas | Miscellaneous | E8 | Participant - Cost of Operation | 0 | 0 | 0 | 0 | 0 | 0 | 0 | 0 | 0 | 0 | 0 | 0 | 0 | 0 | 0 | 0 | 0 | 0 | 0 | 0 | 0 | 0 | 0 | 0 | 0 | 0 | 0 | 0 | 0 | 0
F2_Commercial_Retail_New_Miscellaneous_Natural Gas_Miscellaneous_E9 | F2 | Commercial | Retail | New | Miscellaneous | Natural Gas | Miscellaneous | E9 | Participant - Cost of Operation | 0 | 0 | 0 | 0 | 0 | 0 | 0 | 0 | 0 | 0 | 0 | 0 | 0 | 0 | 0 | 0 | 0 | 0 | 0 | 0 | 0 | 0 | 0 | 0 | 0 | 0 | 0 | 0 | 0 | 0
F2_Commercial_Retail_New_Miscellaneous_Natural Gas_Miscellaneous_E10 | F2 | Commercial | Retail | New | Miscellaneous | Natural Gas | Miscellaneous | E10 | Participant - Cost of Operation | 0 | 0 | 0 | 0 | 0 | 0 | 0 | 0 | 0 | 0 | 0 | 0 | 0 | 0 | 0 | 0 | 0 | 0 | 0 | 0 | 0 | 0 | 0 | 0 | 0 | 0 | 0 | 0 | 0 | 0
F3_Commercial_Retail_New_Miscellaneous_Natural Gas_Miscellaneous_E1 | F3 | Commercial | Retail | New | Miscellaneous | Natural Gas | Miscellaneous | E1 | System - kBTUs of Conusmption | 0.010268 | 0.010246 | 0.010247 | 0.010365 | 0.010468 | 0.010551 | 0.010606 | 0.010665 | 0.01072 | 0.010769 | 0.010807 | 0.010849 | 0.010887 | 0.010921 | 0.010943 | 0.010954 | 0.010944 | 0.010911 | 0.010847 | 0.010771 | 0.010673 | 0.010553 | 0 | 0 | 0 | 0 | 0 | 0 | 0 | 0
F3_Commercial_Retail_New_Miscellaneous_Natural Gas_Miscellaneous_E2 | F3 | Commercial | Retail | New | Miscellaneous | Natural Gas | Miscellaneous | E2 | System - kBTUs of Conusmption | 0 | 0 | 0 | 0 | 0 | 0 | 0 | 0 | 0 | 0 | 0 | 0 | 0 | 0 | 0 | 0 | 0 | 0 | 0 | 0 | 0 | 0 | 0 | 0 | 0 | 0 | 0 | 0 | 0 | 0
F3_Commercial_Retail_New_Miscellaneous_Natural Gas_Miscellaneous_E3 | F3 | Commercial | Retail | New | Miscellaneous | Natural Gas | Miscellaneous | E3 | System - kBTUs of Conusmption | 0 | 0 | 0 | 0 | 0 | 0 | 0 | 0 | 0 | 0 | 0 | 0 | 0 | 0 | 0 | 0 | 0 | 0 | 0 | 0 | 0 | 0 | 0 | 0 | 0 | 0 | 0 | 0 | 0 | 0
F3_Commercial_Retail_New_Miscellaneous_Natural Gas_Miscellaneous_E4 | F3 | Commercial | Retail | New | Miscellaneous | Natural Gas | Miscellaneous | E4 | System - kBTUs of Conusmption | 0 | 0 | 0 | 0 | 0 | 0 | 0 | 0 | 0 | 0 | 0 | 0 | 0 | 0 | 0 | 0 | 0 | 0 | 0 | 0 | 0 | 0 | 0 | 0 | 0 | 0 | 0 | 0 | 0 | 0
F3_Commercial_Retail_New_Miscellaneous_Natural Gas_Miscellaneous_E5 | F3 | Commercial | Retail | New | Miscellaneous | Natural Gas | Miscellaneous | E5 | System - kBTUs of Conusmption | 0 | 0 | 0 | 0 | 0 | 0 | 0 | 0 | 0 | 0 | 0 | 0 | 0 | 0 | 0 | 0 | 0 | 0 | 0 | 0 | 0 | 0 | 0 | 0 | 0 | 0 | 0 | 0 | 0 | 0
F3_Commercial_Retail_New_Miscellaneous_Natural Gas_Miscellaneous_E6 | F3 | Commercial | Retail | New | Miscellaneous | Natural Gas | Miscellaneous | E6 | System - kBTUs of Conusmption | 0 | 0 | 0 | 0 | 0 | 0 | 0 | 0 | 0 | 0 | 0 | 0 | 0 | 0 | 0 | 0 | 0 | 0 | 0 | 0 | 0 | 0 | 0 | 0 | 0 | 0 | 0 | 0 | 0 | 0
F3_Commercial_Retail_New_Miscellaneous_Natural Gas_Miscellaneous_E7 | F3 | Commercial | Retail | New | Miscellaneous | Natural Gas | Miscellaneous | E7 | System - kBTUs of Conusmption | 0 | 0 | 0 | 0 | 0 | 0 | 0 | 0 | 0 | 0 | 0 | 0 | 0 | 0 | 0 | 0 | 0 | 0 | 0 | 0 | 0 | 0 | 0 | 0 | 0 | 0 | 0 | 0 | 0 | 0
F3_Commercial_Retail_New_Miscellaneous_Natural Gas_Miscellaneous_E8 | F3 | Commercial | Retail | New | Miscellaneous | Natural Gas | Miscellaneous | E8 | System - kBTUs of Conusmption | 0 | 0 | 0 | 0 | 0 | 0 | 0 | 0 | 0 | 0 | 0 | 0 | 0 | 0 | 0 | 0 | 0 | 0 | 0 | 0 | 0 | 0 | 0 | 0 | 0 | 0 | 0 | 0 | 0 | 0
F3_Commercial_Retail_New_Miscellaneous_Natural Gas_Miscellaneous_E9 | F3 | Commercial | Retail | New | Miscellaneous | Natural Gas | Miscellaneous | E9 | System - kBTUs of Conusmption | 0 | 0 | 0 | 0 | 0 | 0 | 0 | 0 | 0 | 0 | 0 | 0 | 0 | 0 | 0 | 0 | 0 | 0 | 0 | 0 | 0 | 0 | 0 | 0 | 0 | 0 | 0 | 0 | 0 | 0
F3_Commercial_Retail_New_Miscellaneous_Natural Gas_Miscellaneous_E10 | F3 | Commercial | Retail | New | Miscellaneous | Natural Gas | Miscellaneous | E10 | System - kBTUs of Conusmption | 0 | 0 | 0 | 0 | 0 | 0 | 0 | 0 | 0 | 0 | 0 | 0 | 0 | 0 | 0 | 0 | 0 | 0 | 0 | 0 | 0 | 0 | 0 | 0 | 0 | 0 | 0 | 0 | 0 | 0
F4_Commercial_Retail_New_Miscellaneous_Natural Gas_Miscellaneous_E1 | F4 | Commercial | Retail | New | Miscellaneous | Natural Gas | Miscellaneous | E1 | Utility - Cost of Equipment | 0.22938 | 0.22938 | 0.22938 | 0.22938 | 0.22938 | 0.22938 | 0.22938 | 0.22938 | 0.22938 | 0.22938 | 0.22938 | 0.22938 | 0.22938 | 0.22938 | 0.22938 | 0.22938 | 0.22938 | 0.22938 | 0.22938 | 0.22938 | 0.22938 | 0.22938 | 0 | 0 | 0 | 0 | 0 | 0 | 0 | 0
F4_Commercial_Retail_New_Miscellaneous_Natural Gas_Miscellaneous_E2 | F4 | Commercial | Retail | New | Miscellaneous | Natural Gas | Miscellaneous | E2 | Utility - Cost of Equipment | 0 | 0 | 0 | 0 | 0 | 0 | 0 | 0 | 0 | 0 | 0 | 0 | 0 | 0 | 0 | 0 | 0 | 0 | 0 | 0 | 0 | 0 | 0 | 0 | 0 | 0 | 0 | 0 | 0 | 0
F4_Commercial_Retail_New_Miscellaneous_Natural Gas_Miscellaneous_E3 | F4 | Commercial | Retail | New | Miscellaneous | Natural Gas | Miscellaneous | E3 | Utility - Cost of Equipment | 0 | 0 | 0 | 0 | 0 | 0 | 0 | 0 | 0 | 0 | 0 | 0 | 0 | 0 | 0 | 0 | 0 | 0 | 0 | 0 | 0 | 0 | 0 | 0 | 0 | 0 | 0 | 0 | 0 | 0
F4_Commercial_Retail_New_Miscellaneous_Natural Gas_Miscellaneous_E4 | F4 | Commercial | Retail | New | Miscellaneous | Natural Gas | Miscellaneous | E4 | Utility - Cost of Equipment | 0 | 0 | 0 | 0 | 0 | 0 | 0 | 0 | 0 | 0 | 0 | 0 | 0 | 0 | 0 | 0 | 0 | 0 | 0 | 0 | 0 | 0 | 0 | 0 | 0 | 0 | 0 | 0 | 0 | 0
F4_Commercial_Retail_New_Miscellaneous_Natural Gas_Miscellaneous_E5 | F4 | Commercial | Retail | New | Miscellaneous | Natural Gas | Miscellaneous | E5 | Utility - Cost of Equipment | 0 | 0 | 0 | 0 | 0 | 0 | 0 | 0 | 0 | 0 | 0 | 0 | 0 | 0 | 0 | 0 | 0 | 0 | 0 | 0 | 0 | 0 | 0 | 0 | 0 | 0 | 0 | 0 | 0 | 0
F4_Commercial_Retail_New_Miscellaneous_Natural Gas_Miscellaneous_E6 | F4 | Commercial | Retail | New | Miscellaneous | Natural Gas | Miscellaneous | E6 | Utility - Cost of Equipment | 0 | 0 | 0 | 0 | 0 | 0 | 0 | 0 | 0 | 0 | 0 | 0 | 0 | 0 | 0 | 0 | 0 | 0 | 0 | 0 | 0 | 0 | 0 | 0 | 0 | 0 | 0 | 0 | 0 | 0
F4_Commercial_Retail_New_Miscellaneous_Natural Gas_Miscellaneous_E7 | F4 | Commercial | Retail | New | Miscellaneous | Natural Gas | Miscellaneous | E7 | Utility - Cost of Equipment | 0 | 0 | 0 | 0 | 0 | 0 | 0 | 0 | 0 | 0 | 0 | 0 | 0 | 0 | 0 | 0 | 0 | 0 | 0 | 0 | 0 | 0 | 0 | 0 | 0 | 0 | 0 | 0 | 0 | 0
F4_Commercial_Retail_New_Miscellaneous_Natural Gas_Miscellaneous_E8 | F4 | Commercial | Retail | New | Miscellaneous | Natural Gas | Miscellaneous | E8 | Utility - Cost of Equipment | 0 | 0 | 0 | 0 | 0 | 0 | 0 | 0 | 0 | 0 | 0 | 0 | 0 | 0 | 0 | 0 | 0 | 0 | 0 | 0 | 0 | 0 | 0 | 0 | 0 | 0 | 0 | 0 | 0 | 0
F4_Commercial_Retail_New_Miscellaneous_Natural Gas_Miscellaneous_E9 | F4 | Commercial | Retail | New | Miscellaneous | Natural Gas | Miscellaneous | E9 | Utility - Cost of Equipment | 0 | 0 | 0 | 0 | 0 | 0 | 0 | 0 | 0 | 0 | 0 | 0 | 0 | 0 | 0 | 0 | 0 | 0 | 0 | 0 | 0 | 0 | 0 | 0 | 0 | 0 | 0 | 0 | 0 | 0
F4_Commercial_Retail_New_Miscellaneous_Natural Gas_Miscellaneous_E10 | F4 | Commercial | Retail | New | Miscellaneous | Natural Gas | Miscellaneous | E10 | Utility - Cost of Equipment | 0 | 0 | 0 | 0 | 0 | 0 | 0 | 0 | 0 | 0 | 0 | 0 | 0 | 0 | 0 | 0 | 0 | 0 | 0 | 0 | 0 | 0 | 0 | 0 | 0 | 0 | 0 | 0 | 0 | 0
F5_Commercial_Retail_New_Miscellaneous_Natural Gas_Miscellaneous_E1 | F5 | Commercial | Retail | New | Miscellaneous | Natural Gas | Miscellaneous | E1 | Utility - Cost of Operation | 8.8831e-05 | 8.8151e-05 | 8.7707e-05 | 8.8645e-05 | 9.0838e-05 | 9.3913e-05 | 9.655e-05 | 9.8559e-05 | 0.00010032 | 0.00010207 | 0.00010398 | 0.00010593 | 0.00010787 | 0.00011003 | 0.00011201 | 0.00011394 | 0.00011595 | 0.00011781 | 0.0001195 | 0.00012097 | 0.00012215 | 0.00012299 | 0 | 0 | 0 | 0 | 0 | 0 | 0 | 0
F5_Commercial_Retail_New_Miscellaneous_Natural Gas_Miscellaneous_E2 | F5 | Commercial | Retail | New | Miscellaneous | Natural Gas | Miscellaneous | E2 | Utility - Cost of Operation | 0 | 0 | 0 | 0 | 0 | 0 | 0 | 0 | 0 | 0 | 0 | 0 | 0 | 0 | 0 | 0 | 0 | 0 | 0 | 0 | 0 | 0 | 0 | 0 | 0 | 0 | 0 | 0 | 0 | 0
F5_Commercial_Retail_New_Miscellaneous_Natural Gas_Miscellaneous_E3 | F5 | Commercial | Retail | New | Miscellaneous | Natural Gas | Miscellaneous | E3 | Utility - Cost of Operation | 0 | 0 | 0 | 0 | 0 | 0 | 0 | 0 | 0 | 0 | 0 | 0 | 0 | 0 | 0 | 0 | 0 | 0 | 0 | 0 | 0 | 0 | 0 | 0 | 0 | 0 | 0 | 0 | 0 | 0
F5_Commercial_Retail_New_Miscellaneous_Natural Gas_Miscellaneous_E4 | F5 | Commercial | Retail | New | Miscellaneous | Natural Gas | Miscellaneous | E4 | Utility - Cost of Operation | 0 | 0 | 0 | 0 | 0 | 0 | 0 | 0 | 0 | 0 | 0 | 0 | 0 | 0 | 0 | 0 | 0 | 0 | 0 | 0 | 0 | 0 | 0 | 0 | 0 | 0 | 0 | 0 | 0 | 0
F5_Commercial_Retail_New_Miscellaneous_Natural Gas_Miscellaneous_E5 | F5 | Commercial | Retail | New | Miscellaneous | Natural Gas | Miscellaneous | E5 | Utility - Cost of Operation | 0 | 0 | 0 | 0 | 0 | 0 | 0 | 0 | 0 | 0 | 0 | 0 | 0 | 0 | 0 | 0 | 0 | 0 | 0 | 0 | 0 | 0 | 0 | 0 | 0 | 0 | 0 | 0 | 0 | 0
F5_Commercial_Retail_New_Miscellaneous_Natural Gas_Miscellaneous_E6 | F5 | Commercial | Retail | New | Miscellaneous | Natural Gas | Miscellaneous | E6 | Utility - Cost of Operation | 0 | 0 | 0 | 0 | 0 | 0 | 0 | 0 | 0 | 0 | 0 | 0 | 0 | 0 | 0 | 0 | 0 | 0 | 0 | 0 | 0 | 0 | 0 | 0 | 0 | 0 | 0 | 0 | 0 | 0
F5_Commercial_Retail_New_Miscellaneous_Natural Gas_Miscellaneous_E7 | F5 | Commercial | Retail | New | Miscellaneous | Natural Gas | Miscellaneous | E7 | Utility - Cost of Operation | 0 | 0 | 0 | 0 | 0 | 0 | 0 | 0 | 0 | 0 | 0 | 0 | 0 | 0 | 0 | 0 | 0 | 0 | 0 | 0 | 0 | 0 | 0 | 0 | 0 | 0 | 0 | 0 | 0 | 0
F5_Commercial_Retail_New_Miscellaneous_Natural Gas_Miscellaneous_E8 | F5 | Commercial | Retail | New | Miscellaneous | Natural Gas | Miscellaneous | E8 | Utility - Cost of Operation | 0 | 0 | 0 | 0 | 0 | 0 | 0 | 0 | 0 | 0 | 0 | 0 | 0 | 0 | 0 | 0 | 0 | 0 | 0 | 0 | 0 | 0 | 0 | 0 | 0 | 0 | 0 | 0 | 0 | 0
F5_Commercial_Retail_New_Miscellaneous_Natural Gas_Miscellaneous_E9 | F5 | Commercial | Retail | New | Miscellaneous | Natural Gas | Miscellaneous | E9 | Utility - Cost of Operation | 0 | 0 | 0 | 0 | 0 | 0 | 0 | 0 | 0 | 0 | 0 | 0 | 0 | 0 | 0 | 0 | 0 | 0 | 0 | 0 | 0 | 0 | 0 | 0 | 0 | 0 | 0 | 0 | 0 | 0
F5_Commercial_Retail_New_Miscellaneous_Natural Gas_Miscellaneous_E10 | F5 | Commercial | Retail | New | Miscellaneous | Natural Gas | Miscellaneous | E10 | Utility - Cost of Operation | 0 | 0 | 0 | 0 | 0 | 0 | 0 | 0 | 0 | 0 | 0 | 0 | 0 | 0 | 0 | 0 | 0 | 0 | 0 | 0 | 0 | 0 | 0 | 0 | 0 | 0 | 0 | 0 | 0 | 0
F6_Commercial_Retail_New_Miscellaneous_Natural Gas_Miscellaneous_E1 | F6 | Commercial | Retail | New | Miscellaneous | Natural Gas | Miscellaneous | E1 | Utility - Value of Sales | 0.00010643 | 0.00010561 | 0.00010508 | 0.0001062 | 0.00010883 | 0.00011251 | 0.00011567 | 0.00011808 | 0.00012019 | 0.00012228 | 0.00012457 | 0.00012691 | 0.00012923 | 0.00013182 | 0.0001342 | 0.00013651 | 0.00013892 | 0.00014114 | 0.00014317 | 0.00014493 | 0.00014634 | 0.00014735 | 0 | 0 | 0 | 0 | 0 | 0 | 0 | 0
F6_Commercial_Retail_New_Miscellaneous_Natural Gas_Miscellaneous_E2 | F6 | Commercial | Retail | New | Miscellaneous | Natural Gas | Miscellaneous | E2 | Utility - Value of Sales | 0 | 0 | 0 | 0 | 0 | 0 | 0 | 0 | 0 | 0 | 0 | 0 | 0 | 0 | 0 | 0 | 0 | 0 | 0 | 0 | 0 | 0 | 0 | 0 | 0 | 0 | 0 | 0 | 0 | 0
F6_Commercial_Retail_New_Miscellaneous_Natural Gas_Miscellaneous_E3 | F6 | Commercial | Retail | New | Miscellaneous | Natural Gas | Miscellaneous | E3 | Utility - Value of Sales | 0 | 0 | 0 | 0 | 0 | 0 | 0 | 0 | 0 | 0 | 0 | 0 | 0 | 0 | 0 | 0 | 0 | 0 | 0 | 0 | 0 | 0 | 0 | 0 | 0 | 0 | 0 | 0 | 0 | 0
F6_Commercial_Retail_New_Miscellaneous_Natural Gas_Miscellaneous_E4 | F6 | Commercial | Retail | New | Miscellaneous | Natural Gas | Miscellaneous | E4 | Utility - Value of Sales | 0 | 0 | 0 | 0 | 0 | 0 | 0 | 0 | 0 | 0 | 0 | 0 | 0 | 0 | 0 | 0 | 0 | 0 | 0 | 0 | 0 | 0 | 0 | 0 | 0 | 0 | 0 | 0 | 0 | 0
F6_Commercial_Retail_New_Miscellaneous_Natural Gas_Miscellaneous_E5 | F6 | Commercial | Retail | New | Miscellaneous | Natural Gas | Miscellaneous | E5 | Utility - Value of Sales | 0 | 0 | 0 | 0 | 0 | 0 | 0 | 0 | 0 | 0 | 0 | 0 | 0 | 0 | 0 | 0 | 0 | 0 | 0 | 0 | 0 | 0 | 0 | 0 | 0 | 0 | 0 | 0 | 0 | 0
F6_Commercial_Retail_New_Miscellaneous_Natural Gas_Miscellaneous_E6 | F6 | Commercial | Retail | New | Miscellaneous | Natural Gas | Miscellaneous | E6 | Utility - Value of Sales | 0 | 0 | 0 | 0 | 0 | 0 | 0 | 0 | 0 | 0 | 0 | 0 | 0 | 0 | 0 | 0 | 0 | 0 | 0 | 0 | 0 | 0 | 0 | 0 | 0 | 0 | 0 | 0 | 0 | 0
F6_Commercial_Retail_New_Miscellaneous_Natural Gas_Miscellaneous_E7 | F6 | Commercial | Retail | New | Miscellaneous | Natural Gas | Miscellaneous | E7 | Utility - Value of Sales | 0 | 0 | 0 | 0 | 0 | 0 | 0 | 0 | 0 | 0 | 0 | 0 | 0 | 0 | 0 | 0 | 0 | 0 | 0 | 0 | 0 | 0 | 0 | 0 | 0 | 0 | 0 | 0 | 0 | 0
F6_Commercial_Retail_New_Miscellaneous_Natural Gas_Miscellaneous_E8 | F6 | Commercial | Retail | New | Miscellaneous | Natural Gas | Miscellaneous | E8 | Utility - Value of Sales | 0 | 0 | 0 | 0 | 0 | 0 | 0 | 0 | 0 | 0 | 0 | 0 | 0 | 0 | 0 | 0 | 0 | 0 | 0 | 0 | 0 | 0 | 0 | 0 | 0 | 0 | 0 | 0 | 0 | 0
F6_Commercial_Retail_New_Miscellaneous_Natural Gas_Miscellaneous_E9 | F6 | Commercial | Retail | New | Miscellaneous | Natural Gas | Miscellaneous | E9 | Utility - Value of Sales | 0 | 0 | 0 | 0 | 0 | 0 | 0 | 0 | 0 | 0 | 0 | 0 | 0 | 0 | 0 | 0 | 0 | 0 | 0 | 0 | 0 | 0 | 0 | 0 | 0 | 0 | 0 | 0 | 0 | 0
F6_Commercial_Retail_New_Miscellaneous_Natural Gas_Miscellaneous_E10 | F6 | Commercial | Retail | New | Miscellaneous | Natural Gas | Miscellaneous | E10 | Utility - Value of Sales | 0 | 0 | 0 | 0 | 0 | 0 | 0 | 0 | 0 | 0 | 0 | 0 | 0 | 0 | 0 | 0 | 0 | 0 | 0 | 0 | 0 | 0 | 0 | 0 | 0 | 0 | 0 | 0 | 0 | 0
F1_Commercial_Restaurant_Existing_Space Heating_Natural Gas_Furnace_E1 | F1 | Commercial | Restaurant | Existing | Space Heating | Natural Gas | Furnace | E1 | Participant - Cost of Equipment | 0.054081 | 0.054081 | 0.054081 | 0.054081 | 0.054081 | 0.054081 | 0.054081 | 0.054081 | 0.054081 | 0.054081 | 0.054081 | 0.054081 | 0.054081 | 0.054081 | 0.054081 | 0.054081 | 0.054081 | 0.054081 | 0.054081 | 0.054081 | 0.054081 | 0.054081 | 0 | 0 | 0 | 0 | 0 | 0 | 0 | 0
F1_Commercial_Restaurant_Existing_Space Heating_Natural Gas_Furnace_E2 | F1 | Commercial | Restaurant | Existing | Space Heating | Natural Gas | Furnace | E2 | Participant - Cost of Equipment | 0.064898 | 0.064898 | 0.064898 | 0.064898 | 0.064898 | 0.064898 | 0.064898 | 0.064898 | 0.064898 | 0.064898 | 0.064898 | 0.064898 | 0.064898 | 0.064898 | 0.064898 | 0.064898 | 0.064898 | 0.064898 | 0.064898 | 0.064898 | 0.064898 | 0.064898 | 0 | 0 | 0 | 0 | 0 | 0 | 0 | 0
F1_Commercial_Restaurant_Existing_Space Heating_Natural Gas_Furnace_E3 | F1 | Commercial | Restaurant | Existing | Space Heating | Natural Gas | Furnace | E3 | Participant - Cost of Equipment | 0.075714 | 0.075714 | 0.075714 | 0.075714 | 0.075714 | 0.075714 | 0.075714 | 0.075714 | 0.075714 | 0.075714 | 0.075714 | 0.075714 | 0.075714 | 0.075714 | 0.075714 | 0.075714 | 0.075714 | 0.075714 | 0.075714 | 0.075714 | 0.075714 | 0.075714 | 0 | 0 | 0 | 0 | 0 | 0 | 0 | 0
F1_Commercial_Restaurant_Existing_Space Heating_Natural Gas_Furnace_E4 | F1 | Commercial | Restaurant | Existing | Space Heating | Natural Gas | Furnace | E4 | Participant - Cost of Equipment | 0 | 0 | 0 | 0 | 0 | 0 | 0 | 0 | 0 | 0 | 0 | 0 | 0 | 0 | 0 | 0 | 0 | 0 | 0 | 0 | 0 | 0 | 0 | 0 | 0 | 0 | 0 | 0 | 0 | 0
F1_Commercial_Restaurant_Existing_Space Heating_Natural Gas_Furnace_E5 | F1 | Commercial | Restaurant | Existing | Space Heating | Natural Gas | Furnace | E5 | Participant - Cost of Equipment | 0 | 0 | 0 | 0 | 0 | 0 | 0 | 0 | 0 | 0 | 0 | 0 | 0 | 0 | 0 | 0 | 0 | 0 | 0 | 0 | 0 | 0 | 0 | 0 | 0 | 0 | 0 | 0 | 0 | 0
F1_Commercial_Restaurant_Existing_Space Heating_Natural Gas_Furnace_E6 | F1 | Commercial | Restaurant | Existing | Space Heating | Natural Gas | Furnace | E6 | Participant - Cost of Equipment | 0 | 0 | 0 | 0 | 0 | 0 | 0 | 0 | 0 | 0 | 0 | 0 | 0 | 0 | 0 | 0 | 0 | 0 | 0 | 0 | 0 | 0 | 0 | 0 | 0 | 0 | 0 | 0 | 0 | 0
F1_Commercial_Restaurant_Existing_Space Heating_Natural Gas_Furnace_E7 | F1 | Commercial | Restaurant | Existing | Space Heating | Natural Gas | Furnace | E7 | Participant - Cost of Equipment | 0 | 0 | 0 | 0 | 0 | 0 | 0 | 0 | 0 | 0 | 0 | 0 | 0 | 0 | 0 | 0 | 0 | 0 | 0 | 0 | 0 | 0 | 0 | 0 | 0 | 0 | 0 | 0 | 0 | 0
F1_Commercial_Restaurant_Existing_Space Heating_Natural Gas_Furnace_E8 | F1 | Commercial | Restaurant | Existing | Space Heating | Natural Gas | Furnace | E8 | Participant - Cost of Equipment | 0 | 0 | 0 | 0 | 0 | 0 | 0 | 0 | 0 | 0 | 0 | 0 | 0 | 0 | 0 | 0 | 0 | 0 | 0 | 0 | 0 | 0 | 0 | 0 | 0 | 0 | 0 | 0 | 0 | 0
F1_Commercial_Restaurant_Existing_Space Heating_Natural Gas_Furnace_E9 | F1 | Commercial | Restaurant | Existing | Space Heating | Natural Gas | Furnace | E9 | Participant - Cost of Equipment | 0 | 0 | 0 | 0 | 0 | 0 | 0 | 0 | 0 | 0 | 0 | 0 | 0 | 0 | 0 | 0 | 0 | 0 | 0 | 0 | 0 | 0 | 0 | 0 | 0 | 0 | 0 | 0 | 0 | 0
F1_Commercial_Restaurant_Existing_Space Heating_Natural Gas_Furnace_E10 | F1 | Commercial | Restaurant | Existing | Space Heating | Natural Gas | Furnace | E10 | Participant - Cost of Equipment | 0 | 0 | 0 | 0 | 0 | 0 | 0 | 0 | 0 | 0 | 0 | 0 | 0 | 0 | 0 | 0 | 0 | 0 | 0 | 0 | 0 | 0 | 0 | 0 | 0 | 0 | 0 | 0 | 0 | 0
F2_Commercial_Restaurant_Existing_Space Heating_Natural Gas_Furnace_E1 | F2 | Commercial | Restaurant | Existing | Space Heating | Natural Gas | Furnace | E1 | Participant - Cost of Operation | 0.42197 | 0.42699 | 0.43242 | 0.43947 | 0.44784 | 0.45717 | 0.46594 | 0.47406 | 0.48202 | 0.49006 | 0.49842 | 0.50693 | 0.51551 | 0.52445 | 0.53328 | 0.54231 | 0.55174 | 0.5613 | 0.57099 | 0.5808 | 0.59062 | 0.60041 | 0 | 0 | 0 | 0 | 0 | 0 | 0 | 0
F2_Commercial_Restaurant_Existing_Space Heating_Natural Gas_Furnace_E2 | F2 | Commercial | Restaurant | Existing | Space Heating | Natural Gas | Furnace | E2 | Participant - Cost of Operation | 0.375 | 0.37947 | 0.38429 | 0.39056 | 0.39799 | 0.40629 | 0.41408 | 0.4213 | 0.42836 | 0.43552 | 0.44294 | 0.45051 | 0.45813 | 0.46608 | 0.47393 | 0.48195 | 0.49033 | 0.49883 | 0.50744 | 0.51615 | 0.52488 | 0.53358 | 0 | 0 | 0 | 0 | 0 | 0 | 0 | 0
F2_Commercial_Restaurant_Existing_Space Heating_Natural Gas_Furnace_E3 | F2 | Commercial | Restaurant | Existing | Space Heating | Natural Gas | Furnace | E3 | Participant - Cost of Operation | 0.35534 | 0.35957 | 0.36414 | 0.37008 | 0.37713 | 0.38499 | 0.39237 | 0.39921 | 0.40591 | 0.41268 | 0.41972 | 0.42689 | 0.43411 | 0.44164 | 0.44908 | 0.45668 | 0.46463 | 0.47267 | 0.48083 | 0.48909 | 0.49737 | 0.50561 | 0 | 0 | 0 | 0 | 0 | 0 | 0 | 0
F2_Commercial_Restaurant_Existing_Space Heating_Natural Gas_Furnace_E4 | F2 | Commercial | Restaurant | Existing | Space Heating | Natural Gas | Furnace | E4 | Participant - Cost of Operation | 0 | 0 | 0 | 0 | 0 | 0 | 0 | 0 | 0 | 0 | 0 | 0 | 0 | 0 | 0 | 0 | 0 | 0 | 0 | 0 | 0 | 0 | 0 | 0 | 0 | 0 | 0 | 0 | 0 | 0
F2_Commercial_Restaurant_Existing_Space Heating_Natural Gas_Furnace_E5 | F2 | Commercial | Restaurant | Existing | Space Heating | Natural Gas | Furnace | E5 | Participant - Cost of Operation | 0 | 0 | 0 | 0 | 0 | 0 | 0 | 0 | 0 | 0 | 0 | 0 | 0 | 0 | 0 | 0 | 0 | 0 | 0 | 0 | 0 | 0 | 0 | 0 | 0 | 0 | 0 | 0 | 0 | 0
F2_Commercial_Restaurant_Existing_Space Heating_Natural Gas_Furnace_E6 | F2 | Commercial | Restaurant | Existing | Space Heating | Natural Gas | Furnace | E6 | Participant - Cost of Operation | 0 | 0 | 0 | 0 | 0 | 0 | 0 | 0 | 0 | 0 | 0 | 0 | 0 | 0 | 0 | 0 | 0 | 0 | 0 | 0 | 0 | 0 | 0 | 0 | 0 | 0 | 0 | 0 | 0 | 0
F2_Commercial_Restaurant_Existing_Space Heating_Natural Gas_Furnace_E7 | F2 | Commercial | Restaurant | Existing | Space Heating | Natural Gas | Furnace | E7 | Participant - Cost of Operation | 0 | 0 | 0 | 0 | 0 | 0 | 0 | 0 | 0 | 0 | 0 | 0 | 0 | 0 | 0 | 0 | 0 | 0 | 0 | 0 | 0 | 0 | 0 | 0 | 0 | 0 | 0 | 0 | 0 | 0
F2_Commercial_Restaurant_Existing_Space Heating_Natural Gas_Furnace_E8 | F2 | Commercial | Restaurant | Existing | Space Heating | Natural Gas | Furnace | E8 | Participant - Cost of Operation | 0 | 0 | 0 | 0 | 0 | 0 | 0 | 0 | 0 | 0 | 0 | 0 | 0 | 0 | 0 | 0 | 0 | 0 | 0 | 0 | 0 | 0 | 0 | 0 | 0 | 0 | 0 | 0 | 0 | 0
F2_Commercial_Restaurant_Existing_Space Heating_Natural Gas_Furnace_E9 | F2 | Commercial | Restaurant | Existing | Space Heating | Natural Gas | Furnace | E9 | Participant - Cost of Operation | 0 | 0 | 0 | 0 | 0 | 0 | 0 | 0 | 0 | 0 | 0 | 0 | 0 | 0 | 0 | 0 | 0 | 0 | 0 | 0 | 0 | 0 | 0 | 0 | 0 | 0 | 0 | 0 | 0 | 0
F2_Commercial_Restaurant_Existing_Space Heating_Natural Gas_Furnace_E10 | F2 | Commercial | Restaurant | Existing | Space Heating | Natural Gas | Furnace | E10 | Participant - Cost of Operation | 0 | 0 | 0 | 0 | 0 | 0 | 0 | 0 | 0 | 0 | 0 | 0 | 0 | 0 | 0 | 0 | 0 | 0 | 0 | 0 | 0 | 0 | 0 | 0 | 0 | 0 | 0 | 0 | 0 | 0
F3_Commercial_Restaurant_Existing_Space Heating_Natural Gas_Furnace_E1 | F3 | Commercial | Restaurant | Existing | Space Heating | Natural Gas | Furnace | E1 | System - kBTUs of Conusmption | 37.2394 | 37.2745 | 37.3027 | 37.4007 | 37.4686 | 37.5061 | 37.5056 | 37.5008 | 37.4857 | 37.4608 | 37.4211 | 37.379 | 37.3294 | 37.273 | 37.2036 | 37.1358 | 37.063 | 36.9852 | 36.8963 | 36.8107 | 36.7218 | 36.6304 | 0 | 0 | 0 | 0 | 0 | 0 | 0 | 0
F3_Commercial_Restaurant_Existing_Space Heating_Natural Gas_Furnace_E2 | F3 | Commercial | Restaurant | Existing | Space Heating | Natural Gas | Furnace | E2 | System - kBTUs of Conusmption | 33.0945 | 33.1257 | 33.1507 | 33.2379 | 33.2982 | 33.3315 | 33.3311 | 33.3268 | 33.3133 | 33.2913 | 33.2559 | 33.2186 | 33.1745 | 33.1244 | 33.0626 | 33.0025 | 32.9377 | 32.8686 | 32.7896 | 32.7135 | 32.6345 | 32.5533 | 0 | 0 | 0 | 0 | 0 | 0 | 0 | 0
F3_Commercial_Restaurant_Existing_Space Heating_Natural Gas_Furnace_E3 | F3 | Commercial | Restaurant | Existing | Space Heating | Natural Gas | Furnace | E3 | System - kBTUs of Conusmption | 31.3595 | 31.389 | 31.4128 | 31.4954 | 31.5525 | 31.5841 | 31.5837 | 31.5796 | 31.5669 | 31.5459 | 31.5125 | 31.4771 | 31.4353 | 31.3878 | 31.3293 | 31.2723 | 31.211 | 31.1454 | 31.0706 | 30.9985 | 30.9236 | 30.8467 | 0 | 0 | 0 | 0 | 0 | 0 | 0 | 0
F3_Commercial_Restaurant_Existing_Space Heating_Natural Gas_Furnace_E4 | F3 | Commercial | Restaurant | Existing | Space Heating | Natural Gas | Furnace | E4 | System - kBTUs of Conusmption | 0 | 0 | 0 | 0 | 0 | 0 | 0 | 0 | 0 | 0 | 0 | 0 | 0 | 0 | 0 | 0 | 0 | 0 | 0 | 0 | 0 | 0 | 0 | 0 | 0 | 0 | 0 | 0 | 0 | 0
F3_Commercial_Restaurant_Existing_Space Heating_Natural Gas_Furnace_E5 | F3 | Commercial | Restaurant | Existing | Space Heating | Natural Gas | Furnace | E5 | System - kBTUs of Conusmption | 0 | 0 | 0 | 0 | 0 | 0 | 0 | 0 | 0 | 0 | 0 | 0 | 0 | 0 | 0 | 0 | 0 | 0 | 0 | 0 | 0 | 0 | 0 | 0 | 0 | 0 | 0 | 0 | 0 | 0
F3_Commercial_Restaurant_Existing_Space Heating_Natural Gas_Furnace_E6 | F3 | Commercial | Restaurant | Existing | Space Heating | Natural Gas | Furnace | E6 | System - kBTUs of Conusmption | 0 | 0 | 0 | 0 | 0 | 0 | 0 | 0 | 0 | 0 | 0 | 0 | 0 | 0 | 0 | 0 | 0 | 0 | 0 | 0 | 0 | 0 | 0 | 0 | 0 | 0 | 0 | 0 | 0 | 0
F3_Commercial_Restaurant_Existing_Space Heating_Natural Gas_Furnace_E7 | F3 | Commercial | Restaurant | Existing | Space Heating | Natural Gas | Furnace | E7 | System - kBTUs of Conusmption | 0 | 0 | 0 | 0 | 0 | 0 | 0 | 0 | 0 | 0 | 0 | 0 | 0 | 0 | 0 | 0 | 0 | 0 | 0 | 0 | 0 | 0 | 0 | 0 | 0 | 0 | 0 | 0 | 0 | 0
F3_Commercial_Restaurant_Existing_Space Heating_Natural Gas_Furnace_E8 | F3 | Commercial | Restaurant | Existing | Space Heating | Natural Gas | Furnace | E8 | System - kBTUs of Conusmption | 0 | 0 | 0 | 0 | 0 | 0 | 0 | 0 | 0 | 0 | 0 | 0 | 0 | 0 | 0 | 0 | 0 | 0 | 0 | 0 | 0 | 0 | 0 | 0 | 0 | 0 | 0 | 0 | 0 | 0
F3_Commercial_Restaurant_Existing_Space Heating_Natural Gas_Furnace_E9 | F3 | Commercial | Restaurant | Existing | Space Heating | Natural Gas | Furnace | E9 | System - kBTUs of Conusmption | 0 | 0 | 0 | 0 | 0 | 0 | 0 | 0 | 0 | 0 | 0 | 0 | 0 | 0 | 0 | 0 | 0 | 0 | 0 | 0 | 0 | 0 | 0 | 0 | 0 | 0 | 0 | 0 | 0 | 0
F3_Commercial_Restaurant_Existing_Space Heating_Natural Gas_Furnace_E10 | F3 | Commercial | Restaurant | Existing | Space Heating | Natural Gas | Furnace | E10 | System - kBTUs of Conusmption | 0 | 0 | 0 | 0 | 0 | 0 | 0 | 0 | 0 | 0 | 0 | 0 | 0 | 0 | 0 | 0 | 0 | 0 | 0 | 0 | 0 | 0 | 0 | 0 | 0 | 0 | 0 | 0 | 0 | 0
F4_Commercial_Restaurant_Existing_Space Heating_Natural Gas_Furnace_E1 | F4 | Commercial | Restaurant | Existing | Space Heating | Natural Gas | Furnace | E1 | Utility - Cost of Equipment | 0.054081 | 0.054081 | 0.054081 | 0.054081 | 0.054081 | 0.054081 | 0.054081 | 0.054081 | 0.054081 | 0.054081 | 0.054081 | 0.054081 | 0.054081 | 0.054081 | 0.054081 | 0.054081 | 0.054081 | 0.054081 | 0.054081 | 0.054081 | 0.054081 | 0.054081 | 0 | 0 | 0 | 0 | 0 | 0 | 0 | 0
F4_Commercial_Restaurant_Existing_Space Heating_Natural Gas_Furnace_E2 | F4 | Commercial | Restaurant | Existing | Space Heating | Natural Gas | Furnace | E2 | Utility - Cost of Equipment | 0.064898 | 0.064898 | 0.064898 | 0.064898 | 0.064898 | 0.064898 | 0.064898 | 0.064898 | 0.064898 | 0.064898 | 0.064898 | 0.064898 | 0.064898 | 0.064898 | 0.064898 | 0.064898 | 0.064898 | 0.064898 | 0.064898 | 0.064898 | 0.064898 | 0.064898 | 0 | 0 | 0 | 0 | 0 | 0 | 0 | 0
F4_Commercial_Restaurant_Existing_Space Heating_Natural Gas_Furnace_E3 | F4 | Commercial | Restaurant | Existing | Space Heating | Natural Gas | Furnace | E3 | Utility - Cost of Equipment | 0.075714 | 0.075714 | 0.075714 | 0.075714 | 0.075714 | 0.075714 | 0.075714 | 0.075714 | 0.075714 | 0.075714 | 0.075714 | 0.075714 | 0.075714 | 0.075714 | 0.075714 | 0.075714 | 0.075714 | 0.075714 | 0.075714 | 0.075714 | 0.075714 | 0.075714 | 0 | 0 | 0 | 0 | 0 | 0 | 0 | 0
F4_Commercial_Restaurant_Existing_Space Heating_Natural Gas_Furnace_E4 | F4 | Commercial | Restaurant | Existing | Space Heating | Natural Gas | Furnace | E4 | Utility - Cost of Equipment | 0 | 0 | 0 | 0 | 0 | 0 | 0 | 0 | 0 | 0 | 0 | 0 | 0 | 0 | 0 | 0 | 0 | 0 | 0 | 0 | 0 | 0 | 0 | 0 | 0 | 0 | 0 | 0 | 0 | 0
F4_Commercial_Restaurant_Existing_Space Heating_Natural Gas_Furnace_E5 | F4 | Commercial | Restaurant | Existing | Space Heating | Natural Gas | Furnace | E5 | Utility - Cost of Equipment | 0 | 0 | 0 | 0 | 0 | 0 | 0 | 0 | 0 | 0 | 0 | 0 | 0 | 0 | 0 | 0 | 0 | 0 | 0 | 0 | 0 | 0 | 0 | 0 | 0 | 0 | 0 | 0 | 0 | 0
F4_Commercial_Restaurant_Existing_Space Heating_Natural Gas_Furnace_E6 | F4 | Commercial | Restaurant | Existing | Space Heating | Natural Gas | Furnace | E6 | Utility - Cost of Equipment | 0 | 0 | 0 | 0 | 0 | 0 | 0 | 0 | 0 | 0 | 0 | 0 | 0 | 0 | 0 | 0 | 0 | 0 | 0 | 0 | 0 | 0 | 0 | 0 | 0 | 0 | 0 | 0 | 0 | 0
F4_Commercial_Restaurant_Existing_Space Heating_Natural Gas_Furnace_E7 | F4 | Commercial | Restaurant | Existing | Space Heating | Natural Gas | Furnace | E7 | Utility - Cost of Equipment | 0 | 0 | 0 | 0 | 0 | 0 | 0 | 0 | 0 | 0 | 0 | 0 | 0 | 0 | 0 | 0 | 0 | 0 | 0 | 0 | 0 | 0 | 0 | 0 | 0 | 0 | 0 | 0 | 0 | 0
F4_Commercial_Restaurant_Existing_Space Heating_Natural Gas_Furnace_E8 | F4 | Commercial | Restaurant | Existing | Space Heating | Natural Gas | Furnace | E8 | Utility - Cost of Equipment | 0 | 0 | 0 | 0 | 0 | 0 | 0 | 0 | 0 | 0 | 0 | 0 | 0 | 0 | 0 | 0 | 0 | 0 | 0 | 0 | 0 | 0 | 0 | 0 | 0 | 0 | 0 | 0 | 0 | 0
F4_Commercial_Restaurant_Existing_Space Heating_Natural Gas_Furnace_E9 | F4 | Commercial | Restaurant | Existing | Space Heating | Natural Gas | Furnace | E9 | Utility - Cost of Equipment | 0 | 0 | 0 | 0 | 0 | 0 | 0 | 0 | 0 | 0 | 0 | 0 | 0 | 0 | 0 | 0 | 0 | 0 | 0 | 0 | 0 | 0 | 0 | 0 | 0 | 0 | 0 | 0 | 0 | 0
F4_Commercial_Restaurant_Existing_Space Heating_Natural Gas_Furnace_E10 | F4 | Commercial | Restaurant | Existing | Space Heating | Natural Gas | Furnace | E10 | Utility - Cost of Equipment | 0 | 0 | 0 | 0 | 0 | 0 | 0 | 0 | 0 | 0 | 0 | 0 | 0 | 0 | 0 | 0 | 0 | 0 | 0 | 0 | 0 | 0 | 0 | 0 | 0 | 0 | 0 | 0 | 0 | 0
F5_Commercial_Restaurant_Existing_Space Heating_Natural Gas_Furnace_E1 | F5 | Commercial | Restaurant | Existing | Space Heating | Natural Gas | Furnace | E1 | Utility - Cost of Operation | 0.35221 | 0.3564 | 0.36093 | 0.36682 | 0.3738 | 0.38159 | 0.38891 | 0.39569 | 0.40233 | 0.40904 | 0.41602 | 0.42313 | 0.43029 | 0.43775 | 0.44512 | 0.45266 | 0.46053 | 0.46851 | 0.47659 | 0.48478 | 0.49298 | 0.50115 | 0 | 0 | 0 | 0 | 0 | 0 | 0 | 0
F5_Commercial_Restaurant_Existing_Space Heating_Natural Gas_Furnace_E2 | F5 | Commercial | Restaurant | Existing | Space Heating | Natural Gas | Furnace | E2 | Utility - Cost of Operation | 0.31301 | 0.31673 | 0.32076 | 0.32599 | 0.3322 | 0.33912 | 0.34563 | 0.35165 | 0.35755 | 0.36352 | 0.36971 | 0.37603 | 0.38239 | 0.38903 | 0.39558 | 0.40227 | 0.40927 | 0.41636 | 0.42355 | 0.43082 | 0.43811 | 0.44537 | 0 | 0 | 0 | 0 | 0 | 0 | 0 | 0
F5_Commercial_Restaurant_Existing_Space Heating_Natural Gas_Furnace_E3 | F5 | Commercial | Restaurant | Existing | Space Heating | Natural Gas | Furnace | E3 | Utility - Cost of Operation | 0.2966 | 0.30013 | 0.30394 | 0.3089 | 0.31478 | 0.32134 | 0.32751 | 0.33321 | 0.3388 | 0.34446 | 0.35033 | 0.35632 | 0.36235 | 0.36863 | 0.37484 | 0.38118 | 0.38781 | 0.39453 | 0.40134 | 0.40824 | 0.41514 | 0.42202 | 0 | 0 | 0 | 0 | 0 | 0 | 0 | 0
F5_Commercial_Restaurant_Existing_Space Heating_Natural Gas_Furnace_E4 | F5 | Commercial | Restaurant | Existing | Space Heating | Natural Gas | Furnace | E4 | Utility - Cost of Operation | 0 | 0 | 0 | 0 | 0 | 0 | 0 | 0 | 0 | 0 | 0 | 0 | 0 | 0 | 0 | 0 | 0 | 0 | 0 | 0 | 0 | 0 | 0 | 0 | 0 | 0 | 0 | 0 | 0 | 0
F5_Commercial_Restaurant_Existing_Space Heating_Natural Gas_Furnace_E5 | F5 | Commercial | Restaurant | Existing | Space Heating | Natural Gas | Furnace | E5 | Utility - Cost of Operation | 0 | 0 | 0 | 0 | 0 | 0 | 0 | 0 | 0 | 0 | 0 | 0 | 0 | 0 | 0 | 0 | 0 | 0 | 0 | 0 | 0 | 0 | 0 | 0 | 0 | 0 | 0 | 0 | 0 | 0
F5_Commercial_Restaurant_Existing_Space Heating_Natural Gas_Furnace_E6 | F5 | Commercial | Restaurant | Existing | Space Heating | Natural Gas | Furnace | E6 | Utility - Cost of Operation | 0 | 0 | 0 | 0 | 0 | 0 | 0 | 0 | 0 | 0 | 0 | 0 | 0 | 0 | 0 | 0 | 0 | 0 | 0 | 0 | 0 | 0 | 0 | 0 | 0 | 0 | 0 | 0 | 0 | 0
F5_Commercial_Restaurant_Existing_Space Heating_Natural Gas_Furnace_E7 | F5 | Commercial | Restaurant | Existing | Space Heating | Natural Gas | Furnace | E7 | Utility - Cost of Operation | 0 | 0 | 0 | 0 | 0 | 0 | 0 | 0 | 0 | 0 | 0 | 0 | 0 | 0 | 0 | 0 | 0 | 0 | 0 | 0 | 0 | 0 | 0 | 0 | 0 | 0 | 0 | 0 | 0 | 0
F5_Commercial_Restaurant_Existing_Space Heating_Natural Gas_Furnace_E8 | F5 | Commercial | Restaurant | Existing | Space Heating | Natural Gas | Furnace | E8 | Utility - Cost of Operation | 0 | 0 | 0 | 0 | 0 | 0 | 0 | 0 | 0 | 0 | 0 | 0 | 0 | 0 | 0 | 0 | 0 | 0 | 0 | 0 | 0 | 0 | 0 | 0 | 0 | 0 | 0 | 0 | 0 | 0
F5_Commercial_Restaurant_Existing_Space Heating_Natural Gas_Furnace_E9 | F5 | Commercial | Restaurant | Existing | Space Heating | Natural Gas | Furnace | E9 | Utility - Cost of Operation | 0 | 0 | 0 | 0 | 0 | 0 | 0 | 0 | 0 | 0 | 0 | 0 | 0 | 0 | 0 | 0 | 0 | 0 | 0 | 0 | 0 | 0 | 0 | 0 | 0 | 0 | 0 | 0 | 0 | 0
F5_Commercial_Restaurant_Existing_Space Heating_Natural Gas_Furnace_E10 | F5 | Commercial | Restaurant | Existing | Space Heating | Natural Gas | Furnace | E10 | Utility - Cost of Operation | 0 | 0 | 0 | 0 | 0 | 0 | 0 | 0 | 0 | 0 | 0 | 0 | 0 | 0 | 0 | 0 | 0 | 0 | 0 | 0 | 0 | 0 | 0 | 0 | 0 | 0 | 0 | 0 | 0 | 0
F6_Commercial_Restaurant_Existing_Space Heating_Natural Gas_Furnace_E1 | F6 | Commercial | Restaurant | Existing | Space Heating | Natural Gas | Furnace | E1 | Utility - Value of Sales | 0.42197 | 0.42699 | 0.43242 | 0.43947 | 0.44784 | 0.45717 | 0.46594 | 0.47406 | 0.48202 | 0.49006 | 0.49842 | 0.50693 | 0.51551 | 0.52445 | 0.53328 | 0.54231 | 0.55174 | 0.5613 | 0.57099 | 0.5808 | 0.59062 | 0.60041 | 0 | 0 | 0 | 0 | 0 | 0 | 0 | 0
F6_Commercial_Restaurant_Existing_Space Heating_Natural Gas_Furnace_E2 | F6 | Commercial | Restaurant | Existing | Space Heating | Natural Gas | Furnace | E2 | Utility - Value of Sales | 0.375 | 0.37947 | 0.38429 | 0.39056 | 0.39799 | 0.40629 | 0.41408 | 0.4213 | 0.42836 | 0.43552 | 0.44294 | 0.45051 | 0.45813 | 0.46608 | 0.47393 | 0.48195 | 0.49033 | 0.49883 | 0.50744 | 0.51615 | 0.52488 | 0.53358 | 0 | 0 | 0 | 0 | 0 | 0 | 0 | 0
F6_Commercial_Restaurant_Existing_Space Heating_Natural Gas_Furnace_E3 | F6 | Commercial | Restaurant | Existing | Space Heating | Natural Gas | Furnace | E3 | Utility - Value of Sales | 0.35534 | 0.35957 | 0.36414 | 0.37008 | 0.37713 | 0.38499 | 0.39237 | 0.39921 | 0.40591 | 0.41268 | 0.41972 | 0.42689 | 0.43411 | 0.44164 | 0.44908 | 0.45668 | 0.46463 | 0.47267 | 0.48083 | 0.48909 | 0.49737 | 0.50561 | 0 | 0 | 0 | 0 | 0 | 0 | 0 | 0
F6_Commercial_Restaurant_Existing_Space Heating_Natural Gas_Furnace_E4 | F6 | Commercial | Restaurant | Existing | Space Heating | Natural Gas | Furnace | E4 | Utility - Value of Sales | 0 | 0 | 0 | 0 | 0 | 0 | 0 | 0 | 0 | 0 | 0 | 0 | 0 | 0 | 0 | 0 | 0 | 0 | 0 | 0 | 0 | 0 | 0 | 0 | 0 | 0 | 0 | 0 | 0 | 0
F6_Commercial_Restaurant_Existing_Space Heating_Natural Gas_Furnace_E5 | F6 | Commercial | Restaurant | Existing | Space Heating | Natural Gas | Furnace | E5 | Utility - Value of Sales | 0 | 0 | 0 | 0 | 0 | 0 | 0 | 0 | 0 | 0 | 0 | 0 | 0 | 0 | 0 | 0 | 0 | 0 | 0 | 0 | 0 | 0 | 0 | 0 | 0 | 0 | 0 | 0 | 0 | 0
F6_Commercial_Restaurant_Existing_Space Heating_Natural Gas_Furnace_E6 | F6 | Commercial | Restaurant | Existing | Space Heating | Natural Gas | Furnace | E6 | Utility - Value of Sales | 0 | 0 | 0 | 0 | 0 | 0 | 0 | 0 | 0 | 0 | 0 | 0 | 0 | 0 | 0 | 0 | 0 | 0 | 0 | 0 | 0 | 0 | 0 | 0 | 0 | 0 | 0 | 0 | 0 | 0
F6_Commercial_Restaurant_Existing_Space Heating_Natural Gas_Furnace_E7 | F6 | Commercial | Restaurant | Existing | Space Heating | Natural Gas | Furnace | E7 | Utility - Value of Sales | 0 | 0 | 0 | 0 | 0 | 0 | 0 | 0 | 0 | 0 | 0 | 0 | 0 | 0 | 0 | 0 | 0 | 0 | 0 | 0 | 0 | 0 | 0 | 0 | 0 | 0 | 0 | 0 | 0 | 0
F6_Commercial_Restaurant_Existing_Space Heating_Natural Gas_Furnace_E8 | F6 | Commercial | Restaurant | Existing | Space Heating | Natural Gas | Furnace | E8 | Utility - Value of Sales | 0 | 0 | 0 | 0 | 0 | 0 | 0 | 0 | 0 | 0 | 0 | 0 | 0 | 0 | 0 | 0 | 0 | 0 | 0 | 0 | 0 | 0 | 0 | 0 | 0 | 0 | 0 | 0 | 0 | 0
F6_Commercial_Restaurant_Existing_Space Heating_Natural Gas_Furnace_E9 | F6 | Commercial | Restaurant | Existing | Space Heating | Natural Gas | Furnace | E9 | Utility - Value of Sales | 0 | 0 | 0 | 0 | 0 | 0 | 0 | 0 | 0 | 0 | 0 | 0 | 0 | 0 | 0 | 0 | 0 | 0 | 0 | 0 | 0 | 0 | 0 | 0 | 0 | 0 | 0 | 0 | 0 | 0
F6_Commercial_Restaurant_Existing_Space Heating_Natural Gas_Furnace_E10 | F6 | Commercial | Restaurant | Existing | Space Heating | Natural Gas | Furnace | E10 | Utility - Value of Sales | 0 | 0 | 0 | 0 | 0 | 0 | 0 | 0 | 0 | 0 | 0 | 0 | 0 | 0 | 0 | 0 | 0 | 0 | 0 | 0 | 0 | 0 | 0 | 0 | 0 | 0 | 0 | 0 | 0 | 0
F1_Commercial_Restaurant_Existing_Space Heating_Natural Gas_Boiler_E1 | F1 | Commercial | Restaurant | Existing | Space Heating | Natural Gas | Boiler | E1 | Participant - Cost of Equipment | 0.21295 | 0.21295 | 0.21295 | 0.21295 | 0.21295 | 0.21295 | 0.21295 | 0.21295 | 0.21295 | 0.21295 | 0.21295 | 0.21295 | 0.21295 | 0.21295 | 0.21295 | 0.21295 | 0.21295 | 0.21295 | 0.21295 | 0.21295 | 0.21295 | 0.21295 | 0 | 0 | 0 | 0 | 0 | 0 | 0 | 0
F1_Commercial_Restaurant_Existing_Space Heating_Natural Gas_Boiler_E2 | F1 | Commercial | Restaurant | Existing | Space Heating | Natural Gas | Boiler | E2 | Participant - Cost of Equipment | 0.23794 | 0.23794 | 0.23794 | 0.23794 | 0.23794 | 0.23794 | 0.23794 | 0.23794 | 0.23794 | 0.23794 | 0.23794 | 0.23794 | 0.23794 | 0.23794 | 0.23794 | 0.23794 | 0.23794 | 0.23794 | 0.23794 | 0.23794 | 0.23794 | 0.23794 | 0 | 0 | 0 | 0 | 0 | 0 | 0 | 0
F1_Commercial_Restaurant_Existing_Space Heating_Natural Gas_Boiler_E3 | F1 | Commercial | Restaurant | Existing | Space Heating | Natural Gas | Boiler | E3 | Participant - Cost of Equipment | 0.28812 | 0.28812 | 0.28812 | 0.28812 | 0.28812 | 0.28812 | 0.28812 | 0.28812 | 0.28812 | 0.28812 | 0.28812 | 0.28812 | 0.28812 | 0.28812 | 0.28812 | 0.28812 | 0.28812 | 0.28812 | 0.28812 | 0.28812 | 0.28812 | 0.28812 | 0 | 0 | 0 | 0 | 0 | 0 | 0 | 0
F1_Commercial_Restaurant_Existing_Space Heating_Natural Gas_Boiler_E4 | F1 | Commercial | Restaurant | Existing | Space Heating | Natural Gas | Boiler | E4 | Participant - Cost of Equipment | 1.4709 | 1.4709 | 1.4709 | 1.4709 | 1.4709 | 1.4709 | 1.4709 | 1.4709 | 1.4709 | 1.4709 | 1.4709 | 1.4709 | 1.4709 | 1.4709 | 1.4709 | 1.4709 | 1.4709 | 1.4709 | 1.4709 | 1.4709 | 1.4709 | 1.4709 | 0 | 0 | 0 | 0 | 0 | 0 | 0 | 0
F1_Commercial_Restaurant_Existing_Space Heating_Natural Gas_Boiler_E5 | F1 | Commercial | Restaurant | Existing | Space Heating | Natural Gas | Boiler | E5 | Participant - Cost of Equipment | 0 | 0 | 0 | 0 | 0 | 0 | 0 | 0 | 0 | 0 | 0 | 0 | 0 | 0 | 0 | 0 | 0 | 0 | 0 | 0 | 0 | 0 | 0 | 0 | 0 | 0 | 0 | 0 | 0 | 0
F1_Commercial_Restaurant_Existing_Space Heating_Natural Gas_Boiler_E6 | F1 | Commercial | Restaurant | Existing | Space Heating | Natural Gas | Boiler | E6 | Participant - Cost of Equipment | 0 | 0 | 0 | 0 | 0 | 0 | 0 | 0 | 0 | 0 | 0 | 0 | 0 | 0 | 0 | 0 | 0 | 0 | 0 | 0 | 0 | 0 | 0 | 0 | 0 | 0 | 0 | 0 | 0 | 0
F1_Commercial_Restaurant_Existing_Space Heating_Natural Gas_Boiler_E7 | F1 | Commercial | Restaurant | Existing | Space Heating | Natural Gas | Boiler | E7 | Participant - Cost of Equipment | 0 | 0 | 0 | 0 | 0 | 0 | 0 | 0 | 0 | 0 | 0 | 0 | 0 | 0 | 0 | 0 | 0 | 0 | 0 | 0 | 0 | 0 | 0 | 0 | 0 | 0 | 0 | 0 | 0 | 0
F1_Commercial_Restaurant_Existing_Space Heating_Natural Gas_Boiler_E8 | F1 | Commercial | Restaurant | Existing | Space Heating | Natural Gas | Boiler | E8 | Participant - Cost of Equipment | 0 | 0 | 0 | 0 | 0 | 0 | 0 | 0 | 0 | 0 | 0 | 0 | 0 | 0 | 0 | 0 | 0 | 0 | 0 | 0 | 0 | 0 | 0 | 0 | 0 | 0 | 0 | 0 | 0 | 0
F1_Commercial_Restaurant_Existing_Space Heating_Natural Gas_Boiler_E9 | F1 | Commercial | Restaurant | Existing | Space Heating | Natural Gas | Boiler | E9 | Participant - Cost of Equipment | 0 | 0 | 0 | 0 | 0 | 0 | 0 | 0 | 0 | 0 | 0 | 0 | 0 | 0 | 0 | 0 | 0 | 0 | 0 | 0 | 0 | 0 | 0 | 0 | 0 | 0 | 0 | 0 | 0 | 0
F1_Commercial_Restaurant_Existing_Space Heating_Natural Gas_Boiler_E10 | F1 | Commercial | Restaurant | Existing | Space Heating | Natural Gas | Boiler | E10 | Participant - Cost of Equipment | 0 | 0 | 0 | 0 | 0 | 0 | 0 | 0 | 0 | 0 | 0 | 0 | 0 | 0 | 0 | 0 | 0 | 0 | 0 | 0 | 0 | 0 | 0 | 0 | 0 | 0 | 0 | 0 | 0 | 0
F2_Commercial_Restaurant_Existing_Space Heating_Natural Gas_Boiler_E1 | F2 | Commercial | Restaurant | Existing | Space Heating | Natural Gas | Boiler | E1 | Participant - Cost of Operation | 1.4963 | 1.5143 | 1.5336 | 1.5582 | 1.5875 | 1.6202 | 1.6513 | 1.6804 | 1.7089 | 1.7378 | 1.7678 | 1.7984 | 1.8292 | 1.8612 | 1.893 | 1.9254 | 1.9592 | 1.9935 | 2.0283 | 2.0634 | 2.0985 | 2.1334 | 0 | 0 | 0 | 0 | 0 | 0 | 0 | 0
F2_Commercial_Restaurant_Existing_Space Heating_Natural Gas_Boiler_E2 | F2 | Commercial | Restaurant | Existing | Space Heating | Natural Gas | Boiler | E2 | Participant - Cost of Operation | 1.4083 | 1.4252 | 1.4434 | 1.4666 | 1.4941 | 1.5249 | 1.5542 | 1.5815 | 1.6084 | 1.6356 | 1.6638 | 1.6926 | 1.7216 | 1.7517 | 1.7816 | 1.8121 | 1.844 | 1.8762 | 1.909 | 1.942 | 1.9751 | 2.0079 | 0 | 0 | 0 | 0 | 0 | 0 | 0 | 0
F2_Commercial_Restaurant_Existing_Space Heating_Natural Gas_Boiler_E3 | F2 | Commercial | Restaurant | Existing | Space Heating | Natural Gas | Boiler | E3 | Participant - Cost of Operation | 1.2341 | 1.2489 | 1.2648 | 1.2851 | 1.3092 | 1.3362 | 1.3619 | 1.3859 | 1.4094 | 1.4333 | 1.458 | 1.4832 | 1.5086 | 1.535 | 1.5612 | 1.588 | 1.6159 | 1.6441 | 1.6728 | 1.7018 | 1.7307 | 1.7595 | 0 | 0 | 0 | 0 | 0 | 0 | 0 | 0
F2_Commercial_Restaurant_Existing_Space Heating_Natural Gas_Boiler_E4 | F2 | Commercial | Restaurant | Existing | Space Heating | Natural Gas | Boiler | E4 | Participant - Cost of Operation | 0.79459 | 0.80282 | 0.81229 | 0.82602 | 0.84326 | 0.863 | 0.88111 | 0.89713 | 0.91237 | 0.9275 | 0.94309 | 0.95869 | 0.97396 | 0.98973 | 1.005 | 1.0207 | 1.0372 | 1.054 | 1.0709 | 1.0879 | 1.1049 | 1.1218 | 0 | 0 | 0 | 0 | 0 | 0 | 0 | 0
F2_Commercial_Restaurant_Existing_Space Heating_Natural Gas_Boiler_E5 | F2 | Commercial | Restaurant | Existing | Space Heating | Natural Gas | Boiler | E5 | Participant - Cost of Operation | 0 | 0 | 0 | 0 | 0 | 0 | 0 | 0 | 0 | 0 | 0 | 0 | 0 | 0 | 0 | 0 | 0 | 0 | 0 | 0 | 0 | 0 | 0 | 0 | 0 | 0 | 0 | 0 | 0 | 0
F2_Commercial_Restaurant_Existing_Space Heating_Natural Gas_Boiler_E6 | F2 | Commercial | Restaurant | Existing | Space Heating | Natural Gas | Boiler | E6 | Participant - Cost of Operation | 0 | 0 | 0 | 0 | 0 | 0 | 0 | 0 | 0 | 0 | 0 | 0 | 0 | 0 | 0 | 0 | 0 | 0 | 0 | 0 | 0 | 0 | 0 | 0 | 0 | 0 | 0 | 0 | 0 | 0
F2_Commercial_Restaurant_Existing_Space Heating_Natural Gas_Boiler_E7 | F2 | Commercial | Restaurant | Existing | Space Heating | Natural Gas | Boiler | E7 | Participant - Cost of Operation | 0 | 0 | 0 | 0 | 0 | 0 | 0 | 0 | 0 | 0 | 0 | 0 | 0 | 0 | 0 | 0 | 0 | 0 | 0 | 0 | 0 | 0 | 0 | 0 | 0 | 0 | 0 | 0 | 0 | 0
F2_Commercial_Restaurant_Existing_Space Heating_Natural Gas_Boiler_E8 | F2 | Commercial | Restaurant | Existing | Space Heating | Natural Gas | Boiler | E8 | Participant - Cost of Operation | 0 | 0 | 0 | 0 | 0 | 0 | 0 | 0 | 0 | 0 | 0 | 0 | 0 | 0 | 0 | 0 | 0 | 0 | 0 | 0 | 0 | 0 | 0 | 0 | 0 | 0 | 0 | 0 | 0 | 0
F2_Commercial_Restaurant_Existing_Space Heating_Natural Gas_Boiler_E9 | F2 | Commercial | Restaurant | Existing | Space Heating | Natural Gas | Boiler | E9 | Participant - Cost of Operation | 0 | 0 | 0 | 0 | 0 | 0 | 0 | 0 | 0 | 0 | 0 | 0 | 0 | 0 | 0 | 0 | 0 | 0 | 0 | 0 | 0 | 0 | 0 | 0 | 0 | 0 | 0 | 0 | 0 | 0
F2_Commercial_Restaurant_Existing_Space Heating_Natural Gas_Boiler_E10 | F2 | Commercial | Restaurant | Existing | Space Heating | Natural Gas | Boiler | E10 | Participant - Cost of Operation | 0 | 0 | 0 | 0 | 0 | 0 | 0 | 0 | 0 | 0 | 0 | 0 | 0 | 0 | 0 | 0 | 0 | 0 | 0 | 0 | 0 | 0 | 0 | 0 | 0 | 0 | 0 | 0 | 0 | 0
F3_Commercial_Restaurant_Existing_Space Heating_Natural Gas_Boiler_E1 | F3 | Commercial | Restaurant | Existing | Space Heating | Natural Gas | Boiler | E1 | System - kBTUs of Conusmption | 130.1762 | 130.2324 | 130.2618 | 130.5076 | 130.6783 | 130.7739 | 130.7723 | 130.7568 | 130.7081 | 130.6282 | 130.5005 | 130.3653 | 130.2058 | 130.0246 | 129.8013 | 129.5836 | 129.3495 | 129.0994 | 128.8136 | 128.5384 | 128.2526 | 127.959 | 0 | 0 | 0 | 0 | 0 | 0 | 0 | 0
F3_Commercial_Restaurant_Existing_Space Heating_Natural Gas_Boiler_E2 | F3 | Commercial | Restaurant | Existing | Space Heating | Natural Gas | Boiler | E2 | System - kBTUs of Conusmption | 122.5188 | 122.5716 | 122.5993 | 122.8306 | 122.9913 | 123.0813 | 123.0798 | 123.0652 | 123.0194 | 122.9442 | 122.824 | 122.6967 | 122.5467 | 122.3761 | 122.1659 | 121.961 | 121.7407 | 121.5053 | 121.2363 | 120.9773 | 120.7084 | 120.432 | 0 | 0 | 0 | 0 | 0 | 0 | 0 | 0
F3_Commercial_Restaurant_Existing_Space Heating_Natural Gas_Boiler_E3 | F3 | Commercial | Restaurant | Existing | Space Heating | Natural Gas | Boiler | E3 | System - kBTUs of Conusmption | 107.3618 | 107.4081 | 107.4324 | 107.6351 | 107.7759 | 107.8547 | 107.8535 | 107.8406 | 107.8005 | 107.7346 | 107.6292 | 107.5177 | 107.3862 | 107.2368 | 107.0526 | 106.873 | 106.68 | 106.4737 | 106.238 | 106.011 | 105.7754 | 105.5332 | 0 | 0 | 0 | 0 | 0 | 0 | 0 | 0
F3_Commercial_Restaurant_Existing_Space Heating_Natural Gas_Boiler_E4 | F3 | Commercial | Restaurant | Existing | Space Heating | Natural Gas | Boiler | E4 | System - kBTUs of Conusmption | 73.6568 | 73.8769 | 74.1133 | 74.5699 | 74.9394 | 75.218 | 75.3852 | 75.5188 | 75.5993 | 75.6252 | 75.5818 | 75.5065 | 75.3827 | 75.2101 | 74.9974 | 74.7901 | 74.5672 | 74.3289 | 74.0568 | 73.7946 | 73.5225 | 73.2428 | 0 | 0 | 0 | 0 | 0 | 0 | 0 | 0
F3_Commercial_Restaurant_Existing_Space Heating_Natural Gas_Boiler_E5 | F3 | Commercial | Restaurant | Existing | Space Heating | Natural Gas | Boiler | E5 | System - kBTUs of Conusmption | 0 | 0 | 0 | 0 | 0 | 0 | 0 | 0 | 0 | 0 | 0 | 0 | 0 | 0 | 0 | 0 | 0 | 0 | 0 | 0 | 0 | 0 | 0 | 0 | 0 | 0 | 0 | 0 | 0 | 0
F3_Commercial_Restaurant_Existing_Space Heating_Natural Gas_Boiler_E6 | F3 | Commercial | Restaurant | Existing | Space Heating | Natural Gas | Boiler | E6 | System - kBTUs of Conusmption | 0 | 0 | 0 | 0 | 0 | 0 | 0 | 0 | 0 | 0 | 0 | 0 | 0 | 0 | 0 | 0 | 0 | 0 | 0 | 0 | 0 | 0 | 0 | 0 | 0 | 0 | 0 | 0 | 0 | 0
F3_Commercial_Restaurant_Existing_Space Heating_Natural Gas_Boiler_E7 | F3 | Commercial | Restaurant | Existing | Space Heating | Natural Gas | Boiler | E7 | System - kBTUs of Conusmption | 0 | 0 | 0 | 0 | 0 | 0 | 0 | 0 | 0 | 0 | 0 | 0 | 0 | 0 | 0 | 0 | 0 | 0 | 0 | 0 | 0 | 0 | 0 | 0 | 0 | 0 | 0 | 0 | 0 | 0
F3_Commercial_Restaurant_Existing_Space Heating_Natural Gas_Boiler_E8 | F3 | Commercial | Restaurant | Existing | Space Heating | Natural Gas | Boiler | E8 | System - kBTUs of Conusmption | 0 | 0 | 0 | 0 | 0 | 0 | 0 | 0 | 0 | 0 | 0 | 0 | 0 | 0 | 0 | 0 | 0 | 0 | 0 | 0 | 0 | 0 | 0 | 0 | 0 | 0 | 0 | 0 | 0 | 0
F3_Commercial_Restaurant_Existing_Space Heating_Natural Gas_Boiler_E9 | F3 | Commercial | Restaurant | Existing | Space Heating | Natural Gas | Boiler | E9 | System - kBTUs of Conusmption | 0 | 0 | 0 | 0 | 0 | 0 | 0 | 0 | 0 | 0 | 0 | 0 | 0 | 0 | 0 | 0 | 0 | 0 | 0 | 0 | 0 | 0 | 0 | 0 | 0 | 0 | 0 | 0 | 0 | 0
F3_Commercial_Restaurant_Existing_Space Heating_Natural Gas_Boiler_E10 | F3 | Commercial | Restaurant | Existing | Space Heating | Natural Gas | Boiler | E10 | System - kBTUs of Conusmption | 0 | 0 | 0 | 0 | 0 | 0 | 0 | 0 | 0 | 0 | 0 | 0 | 0 | 0 | 0 | 0 | 0 | 0 | 0 | 0 | 0 | 0 | 0 | 0 | 0 | 0 | 0 | 0 | 0 | 0
F4_Commercial_Restaurant_Existing_Space Heating_Natural Gas_Boiler_E1 | F4 | Commercial | Restaurant | Existing | Space Heating | Natural Gas | Boiler | E1 | Utility - Cost of Equipment | 0.21295 | 0.21295 | 0.21295 | 0.21295 | 0.21295 | 0.21295 | 0.21295 | 0.21295 | 0.21295 | 0.21295 | 0.21295 | 0.21295 | 0.21295 | 0.21295 | 0.21295 | 0.21295 | 0.21295 | 0.21295 | 0.21295 | 0.21295 | 0.21295 | 0.21295 | 0 | 0 | 0 | 0 | 0 | 0 | 0 | 0
F4_Commercial_Restaurant_Existing_Space Heating_Natural Gas_Boiler_E2 | F4 | Commercial | Restaurant | Existing | Space Heating | Natural Gas | Boiler | E2 | Utility - Cost of Equipment | 0.23794 | 0.23794 | 0.23794 | 0.23794 | 0.23794 | 0.23794 | 0.23794 | 0.23794 | 0.23794 | 0.23794 | 0.23794 | 0.23794 | 0.23794 | 0.23794 | 0.23794 | 0.23794 | 0.23794 | 0.23794 | 0.23794 | 0.23794 | 0.23794 | 0.23794 | 0 | 0 | 0 | 0 | 0 | 0 | 0 | 0
F4_Commercial_Restaurant_Existing_Space Heating_Natural Gas_Boiler_E3 | F4 | Commercial | Restaurant | Existing | Space Heating | Natural Gas | Boiler | E3 | Utility - Cost of Equipment | 0.28812 | 0.28812 | 0.28812 | 0.28812 | 0.28812 | 0.28812 | 0.28812 | 0.28812 | 0.28812 | 0.28812 | 0.28812 | 0.28812 | 0.28812 | 0.28812 | 0.28812 | 0.28812 | 0.28812 | 0.28812 | 0.28812 | 0.28812 | 0.28812 | 0.28812 | 0 | 0 | 0 | 0 | 0 | 0 | 0 | 0
F4_Commercial_Restaurant_Existing_Space Heating_Natural Gas_Boiler_E4 | F4 | Commercial | Restaurant | Existing | Space Heating | Natural Gas | Boiler | E4 | Utility - Cost of Equipment | 1.4709 | 1.4709 | 1.4709 | 1.4709 | 1.4709 | 1.4709 | 1.4709 | 1.4709 | 1.4709 | 1.4709 | 1.4709 | 1.4709 | 1.4709 | 1.4709 | 1.4709 | 1.4709 | 1.4709 | 1.4709 | 1.4709 | 1.4709 | 1.4709 | 1.4709 | 0 | 0 | 0 | 0 | 0 | 0 | 0 | 0
F4_Commercial_Restaurant_Existing_Space Heating_Natural Gas_Boiler_E5 | F4 | Commercial | Restaurant | Existing | Space Heating | Natural Gas | Boiler | E5 | Utility - Cost of Equipment | 0 | 0 | 0 | 0 | 0 | 0 | 0 | 0 | 0 | 0 | 0 | 0 | 0 | 0 | 0 | 0 | 0 | 0 | 0 | 0 | 0 | 0 | 0 | 0 | 0 | 0 | 0 | 0 | 0 | 0
F4_Commercial_Restaurant_Existing_Space Heating_Natural Gas_Boiler_E6 | F4 | Commercial | Restaurant | Existing | Space Heating | Natural Gas | Boiler | E6 | Utility - Cost of Equipment | 0 | 0 | 0 | 0 | 0 | 0 | 0 | 0 | 0 | 0 | 0 | 0 | 0 | 0 | 0 | 0 | 0 | 0 | 0 | 0 | 0 | 0 | 0 | 0 | 0 | 0 | 0 | 0 | 0 | 0
F4_Commercial_Restaurant_Existing_Space Heating_Natural Gas_Boiler_E7 | F4 | Commercial | Restaurant | Existing | Space Heating | Natural Gas | Boiler | E7 | Utility - Cost of Equipment | 0 | 0 | 0 | 0 | 0 | 0 | 0 | 0 | 0 | 0 | 0 | 0 | 0 | 0 | 0 | 0 | 0 | 0 | 0 | 0 | 0 | 0 | 0 | 0 | 0 | 0 | 0 | 0 | 0 | 0
F4_Commercial_Restaurant_Existing_Space Heating_Natural Gas_Boiler_E8 | F4 | Commercial | Restaurant | Existing | Space Heating | Natural Gas | Boiler | E8 | Utility - Cost of Equipment | 0 | 0 | 0 | 0 | 0 | 0 | 0 | 0 | 0 | 0 | 0 | 0 | 0 | 0 | 0 | 0 | 0 | 0 | 0 | 0 | 0 | 0 | 0 | 0 | 0 | 0 | 0 | 0 | 0 | 0
F4_Commercial_Restaurant_Existing_Space Heating_Natural Gas_Boiler_E9 | F4 | Commercial | Restaurant | Existing | Space Heating | Natural Gas | Boiler | E9 | Utility - Cost of Equipment | 0 | 0 | 0 | 0 | 0 | 0 | 0 | 0 | 0 | 0 | 0 | 0 | 0 | 0 | 0 | 0 | 0 | 0 | 0 | 0 | 0 | 0 | 0 | 0 | 0 | 0 | 0 | 0 | 0 | 0
F4_Commercial_Restaurant_Existing_Space Heating_Natural Gas_Boiler_E10 | F4 | Commercial | Restaurant | Existing | Space Heating | Natural Gas | Boiler | E10 | Utility - Cost of Equipment | 0 | 0 | 0 | 0 | 0 | 0 | 0 | 0 | 0 | 0 | 0 | 0 | 0 | 0 | 0 | 0 | 0 | 0 | 0 | 0 | 0 | 0 | 0 | 0 | 0 | 0 | 0 | 0 | 0 | 0
F5_Commercial_Restaurant_Existing_Space Heating_Natural Gas_Boiler_E1 | F5 | Commercial | Restaurant | Existing | Space Heating | Natural Gas | Boiler | E1 | Utility - Cost of Operation | 1.2489 | 1.264 | 1.2801 | 1.3006 | 1.325 | 1.3523 | 1.3783 | 1.4026 | 1.4264 | 1.4505 | 1.4756 | 1.5011 | 1.5268 | 1.5535 | 1.58 | 1.6071 | 1.6353 | 1.6639 | 1.693 | 1.7223 | 1.7516 | 1.7807 | 0 | 0 | 0 | 0 | 0 | 0 | 0 | 0
F5_Commercial_Restaurant_Existing_Space Heating_Natural Gas_Boiler_E2 | F5 | Commercial | Restaurant | Existing | Space Heating | Natural Gas | Boiler | E2 | Utility - Cost of Operation | 1.1755 | 1.1896 | 1.2048 | 1.2241 | 1.2471 | 1.2728 | 1.2973 | 1.3201 | 1.3425 | 1.3652 | 1.3888 | 1.4128 | 1.437 | 1.4621 | 1.4871 | 1.5126 | 1.5391 | 1.5661 | 1.5934 | 1.621 | 1.6485 | 1.6759 | 0 | 0 | 0 | 0 | 0 | 0 | 0 | 0
F5_Commercial_Restaurant_Existing_Space Heating_Natural Gas_Boiler_E3 | F5 | Commercial | Restaurant | Existing | Space Heating | Natural Gas | Boiler | E3 | Utility - Cost of Operation | 1.0301 | 1.0425 | 1.0557 | 1.0727 | 1.0928 | 1.1153 | 1.1368 | 1.1568 | 1.1764 | 1.1963 | 1.2169 | 1.238 | 1.2592 | 1.2813 | 1.3031 | 1.3254 | 1.3487 | 1.3723 | 1.3963 | 1.4205 | 1.4446 | 1.4686 | 0 | 0 | 0 | 0 | 0 | 0 | 0 | 0
F5_Commercial_Restaurant_Existing_Space Heating_Natural Gas_Boiler_E4 | F5 | Commercial | Restaurant | Existing | Space Heating | Natural Gas | Boiler | E4 | Utility - Cost of Operation | 0.66323 | 0.6701 | 0.678 | 0.68946 | 0.70385 | 0.72033 | 0.73544 | 0.74881 | 0.76154 | 0.77417 | 0.78718 | 0.8002 | 0.81295 | 0.82611 | 0.83887 | 0.85193 | 0.86577 | 0.87973 | 0.89385 | 0.90807 | 0.92223 | 0.93631 | 0 | 0 | 0 | 0 | 0 | 0 | 0 | 0
F5_Commercial_Restaurant_Existing_Space Heating_Natural Gas_Boiler_E5 | F5 | Commercial | Restaurant | Existing | Space Heating | Natural Gas | Boiler | E5 | Utility - Cost of Operation | 0 | 0 | 0 | 0 | 0 | 0 | 0 | 0 | 0 | 0 | 0 | 0 | 0 | 0 | 0 | 0 | 0 | 0 | 0 | 0 | 0 | 0 | 0 | 0 | 0 | 0 | 0 | 0 | 0 | 0
F5_Commercial_Restaurant_Existing_Space Heating_Natural Gas_Boiler_E6 | F5 | Commercial | Restaurant | Existing | Space Heating | Natural Gas | Boiler | E6 | Utility - Cost of Operation | 0 | 0 | 0 | 0 | 0 | 0 | 0 | 0 | 0 | 0 | 0 | 0 | 0 | 0 | 0 | 0 | 0 | 0 | 0 | 0 | 0 | 0 | 0 | 0 | 0 | 0 | 0 | 0 | 0 | 0
F5_Commercial_Restaurant_Existing_Space Heating_Natural Gas_Boiler_E7 | F5 | Commercial | Restaurant | Existing | Space Heating | Natural Gas | Boiler | E7 | Utility - Cost of Operation | 0 | 0 | 0 | 0 | 0 | 0 | 0 | 0 | 0 | 0 | 0 | 0 | 0 | 0 | 0 | 0 | 0 | 0 | 0 | 0 | 0 | 0 | 0 | 0 | 0 | 0 | 0 | 0 | 0 | 0
F5_Commercial_Restaurant_Existing_Space Heating_Natural Gas_Boiler_E8 | F5 | Commercial | Restaurant | Existing | Space Heating | Natural Gas | Boiler | E8 | Utility - Cost of Operation | 0 | 0 | 0 | 0 | 0 | 0 | 0 | 0 | 0 | 0 | 0 | 0 | 0 | 0 | 0 | 0 | 0 | 0 | 0 | 0 | 0 | 0 | 0 | 0 | 0 | 0 | 0 | 0 | 0 | 0
F5_Commercial_Restaurant_Existing_Space Heating_Natural Gas_Boiler_E9 | F5 | Commercial | Restaurant | Existing | Space Heating | Natural Gas | Boiler | E9 | Utility - Cost of Operation | 0 | 0 | 0 | 0 | 0 | 0 | 0 | 0 | 0 | 0 | 0 | 0 | 0 | 0 | 0 | 0 | 0 | 0 | 0 | 0 | 0 | 0 | 0 | 0 | 0 | 0 | 0 | 0 | 0 | 0
F5_Commercial_Restaurant_Existing_Space Heating_Natural Gas_Boiler_E10 | F5 | Commercial | Restaurant | Existing | Space Heating | Natural Gas | Boiler | E10 | Utility - Cost of Operation | 0 | 0 | 0 | 0 | 0 | 0 | 0 | 0 | 0 | 0 | 0 | 0 | 0 | 0 | 0 | 0 | 0 | 0 | 0 | 0 | 0 | 0 | 0 | 0 | 0 | 0 | 0 | 0 | 0 | 0
F6_Commercial_Restaurant_Existing_Space Heating_Natural Gas_Boiler_E1 | F6 | Commercial | Restaurant | Existing | Space Heating | Natural Gas | Boiler | E1 | Utility - Value of Sales | 1.4963 | 1.5143 | 1.5336 | 1.5582 | 1.5875 | 1.6202 | 1.6513 | 1.6804 | 1.7089 | 1.7378 | 1.7678 | 1.7984 | 1.8292 | 1.8612 | 1.893 | 1.9254 | 1.9592 | 1.9935 | 2.0283 | 2.0634 | 2.0985 | 2.1334 | 0 | 0 | 0 | 0 | 0 | 0 | 0 | 0
F6_Commercial_Restaurant_Existing_Space Heating_Natural Gas_Boiler_E2 | F6 | Commercial | Restaurant | Existing | Space Heating | Natural Gas | Boiler | E2 | Utility - Value of Sales | 1.4083 | 1.4252 | 1.4434 | 1.4666 | 1.4941 | 1.5249 | 1.5542 | 1.5815 | 1.6084 | 1.6356 | 1.6638 | 1.6926 | 1.7216 | 1.7517 | 1.7816 | 1.8121 | 1.844 | 1.8762 | 1.909 | 1.942 | 1.9751 | 2.0079 | 0 | 0 | 0 | 0 | 0 | 0 | 0 | 0
F6_Commercial_Restaurant_Existing_Space Heating_Natural Gas_Boiler_E3 | F6 | Commercial | Restaurant | Existing | Space Heating | Natural Gas | Boiler | E3 | Utility - Value of Sales | 1.2341 | 1.2489 | 1.2648 | 1.2851 | 1.3092 | 1.3362 | 1.3619 | 1.3859 | 1.4094 | 1.4333 | 1.458 | 1.4832 | 1.5086 | 1.535 | 1.5612 | 1.588 | 1.6159 | 1.6441 | 1.6728 | 1.7018 | 1.7307 | 1.7595 | 0 | 0 | 0 | 0 | 0 | 0 | 0 | 0
F6_Commercial_Restaurant_Existing_Space Heating_Natural Gas_Boiler_E4 | F6 | Commercial | Restaurant | Existing | Space Heating | Natural Gas | Boiler | E4 | Utility - Value of Sales | 0.79459 | 0.80282 | 0.81229 | 0.82602 | 0.84326 | 0.863 | 0.88111 | 0.89713 | 0.91237 | 0.9275 | 0.94309 | 0.95869 | 0.97396 | 0.98973 | 1.005 | 1.0207 | 1.0372 | 1.054 | 1.0709 | 1.0879 | 1.1049 | 1.1218 | 0 | 0 | 0 | 0 | 0 | 0 | 0 | 0
F6_Commercial_Restaurant_Existing_Space Heating_Natural Gas_Boiler_E5 | F6 | Commercial | Restaurant | Existing | Space Heating | Natural Gas | Boiler | E5 | Utility - Value of Sales | 0 | 0 | 0 | 0 | 0 | 0 | 0 | 0 | 0 | 0 | 0 | 0 | 0 | 0 | 0 | 0 | 0 | 0 | 0 | 0 | 0 | 0 | 0 | 0 | 0 | 0 | 0 | 0 | 0 | 0
F6_Commercial_Restaurant_Existing_Space Heating_Natural Gas_Boiler_E6 | F6 | Commercial | Restaurant | Existing | Space Heating | Natural Gas | Boiler | E6 | Utility - Value of Sales | 0 | 0 | 0 | 0 | 0 | 0 | 0 | 0 | 0 | 0 | 0 | 0 | 0 | 0 | 0 | 0 | 0 | 0 | 0 | 0 | 0 | 0 | 0 | 0 | 0 | 0 | 0 | 0 | 0 | 0
F6_Commercial_Restaurant_Existing_Space Heating_Natural Gas_Boiler_E7 | F6 | Commercial | Restaurant | Existing | Space Heating | Natural Gas | Boiler | E7 | Utility - Value of Sales | 0 | 0 | 0 | 0 | 0 | 0 | 0 | 0 | 0 | 0 | 0 | 0 | 0 | 0 | 0 | 0 | 0 | 0 | 0 | 0 | 0 | 0 | 0 | 0 | 0 | 0 | 0 | 0 | 0 | 0
F6_Commercial_Restaurant_Existing_Space Heating_Natural Gas_Boiler_E8 | F6 | Commercial | Restaurant | Existing | Space Heating | Natural Gas | Boiler | E8 | Utility - Value of Sales | 0 | 0 | 0 | 0 | 0 | 0 | 0 | 0 | 0 | 0 | 0 | 0 | 0 | 0 | 0 | 0 | 0 | 0 | 0 | 0 | 0 | 0 | 0 | 0 | 0 | 0 | 0 | 0 | 0 | 0
F6_Commercial_Restaurant_Existing_Space Heating_Natural Gas_Boiler_E9 | F6 | Commercial | Restaurant | Existing | Space Heating | Natural Gas | Boiler | E9 | Utility - Value of Sales | 0 | 0 | 0 | 0 | 0 | 0 | 0 | 0 | 0 | 0 | 0 | 0 | 0 | 0 | 0 | 0 | 0 | 0 | 0 | 0 | 0 | 0 | 0 | 0 | 0 | 0 | 0 | 0 | 0 | 0
F6_Commercial_Restaurant_Existing_Space Heating_Natural Gas_Boiler_E10 | F6 | Commercial | Restaurant | Existing | Space Heating | Natural Gas | Boiler | E10 | Utility - Value of Sales | 0 | 0 | 0 | 0 | 0 | 0 | 0 | 0 | 0 | 0 | 0 | 0 | 0 | 0 | 0 | 0 | 0 | 0 | 0 | 0 | 0 | 0 | 0 | 0 | 0 | 0 | 0 | 0 | 0 | 0
F1_Commercial_Restaurant_Existing_Space Heating_Natural Gas_Unit Heater_E1 | F1 | Commercial | Restaurant | Existing | Space Heating | Natural Gas | Unit Heater | E1 | Participant - Cost of Equipment | 0.068826 | 0.068826 | 0.068826 | 0.068826 | 0.068826 | 0.068826 | 0.068826 | 0.068826 | 0.068826 | 0.068826 | 0.068826 | 0.068826 | 0.068826 | 0.068826 | 0.068826 | 0.068826 | 0.068826 | 0.068826 | 0.068826 | 0.068826 | 0.068826 | 0.068826 | 0 | 0 | 0 | 0 | 0 | 0 | 0 | 0
F1_Commercial_Restaurant_Existing_Space Heating_Natural Gas_Unit Heater_E2 | F1 | Commercial | Restaurant | Existing | Space Heating | Natural Gas | Unit Heater | E2 | Participant - Cost of Equipment | 0.15095 | 0.15095 | 0.15095 | 0.15095 | 0.15095 | 0.15095 | 0.15095 | 0.15095 | 0.15095 | 0.15095 | 0.15095 | 0.15095 | 0.15095 | 0.15095 | 0.15095 | 0.15095 | 0.15095 | 0.15095 | 0.15095 | 0.15095 | 0.15095 | 0.15095 | 0 | 0 | 0 | 0 | 0 | 0 | 0 | 0
F1_Commercial_Restaurant_Existing_Space Heating_Natural Gas_Unit Heater_E3 | F1 | Commercial | Restaurant | Existing | Space Heating | Natural Gas | Unit Heater | E3 | Participant - Cost of Equipment | 0.080466 | 0.080466 | 0.080466 | 0.080466 | 0.080466 | 0.080466 | 0.080466 | 0.080466 | 0.080466 | 0.080466 | 0.080466 | 0.080466 | 0.080466 | 0.080466 | 0.080466 | 0.080466 | 0.080466 | 0.080466 | 0.080466 | 0.080466 | 0.080466 | 0.080466 | 0 | 0 | 0 | 0 | 0 | 0 | 0 | 0
F1_Commercial_Restaurant_Existing_Space Heating_Natural Gas_Unit Heater_E4 | F1 | Commercial | Restaurant | Existing | Space Heating | Natural Gas | Unit Heater | E4 | Participant - Cost of Equipment | 0 | 0 | 0 | 0 | 0 | 0 | 0 | 0 | 0 | 0 | 0 | 0 | 0 | 0 | 0 | 0 | 0 | 0 | 0 | 0 | 0 | 0 | 0 | 0 | 0 | 0 | 0 | 0 | 0 | 0
F1_Commercial_Restaurant_Existing_Space Heating_Natural Gas_Unit Heater_E5 | F1 | Commercial | Restaurant | Existing | Space Heating | Natural Gas | Unit Heater | E5 | Participant - Cost of Equipment | 0 | 0 | 0 | 0 | 0 | 0 | 0 | 0 | 0 | 0 | 0 | 0 | 0 | 0 | 0 | 0 | 0 | 0 | 0 | 0 | 0 | 0 | 0 | 0 | 0 | 0 | 0 | 0 | 0 | 0
F1_Commercial_Restaurant_Existing_Space Heating_Natural Gas_Unit Heater_E6 | F1 | Commercial | Restaurant | Existing | Space Heating | Natural Gas | Unit Heater | E6 | Participant - Cost of Equipment | 0 | 0 | 0 | 0 | 0 | 0 | 0 | 0 | 0 | 0 | 0 | 0 | 0 | 0 | 0 | 0 | 0 | 0 | 0 | 0 | 0 | 0 | 0 | 0 | 0 | 0 | 0 | 0 | 0 | 0
F1_Commercial_Restaurant_Existing_Space Heating_Natural Gas_Unit Heater_E7 | F1 | Commercial | Restaurant | Existing | Space Heating | Natural Gas | Unit Heater | E7 | Participant - Cost of Equipment | 0 | 0 | 0 | 0 | 0 | 0 | 0 | 0 | 0 | 0 | 0 | 0 | 0 | 0 | 0 | 0 | 0 | 0 | 0 | 0 | 0 | 0 | 0 | 0 | 0 | 0 | 0 | 0 | 0 | 0
F1_Commercial_Restaurant_Existing_Space Heating_Natural Gas_Unit Heater_E8 | F1 | Commercial | Restaurant | Existing | Space Heating | Natural Gas | Unit Heater | E8 | Participant - Cost of Equipment | 0 | 0 | 0 | 0 | 0 | 0 | 0 | 0 | 0 | 0 | 0 | 0 | 0 | 0 | 0 | 0 | 0 | 0 | 0 | 0 | 0 | 0 | 0 | 0 | 0 | 0 | 0 | 0 | 0 | 0
F1_Commercial_Restaurant_Existing_Space Heating_Natural Gas_Unit Heater_E9 | F1 | Commercial | Restaurant | Existing | Space Heating | Natural Gas | Unit Heater | E9 | Participant - Cost of Equipment | 0 | 0 | 0 | 0 | 0 | 0 | 0 | 0 | 0 | 0 | 0 | 0 | 0 | 0 | 0 | 0 | 0 | 0 | 0 | 0 | 0 | 0 | 0 | 0 | 0 | 0 | 0 | 0 | 0 | 0
F1_Commercial_Restaurant_Existing_Space Heating_Natural Gas_Unit Heater_E10 | F1 | Commercial | Restaurant | Existing | Space Heating | Natural Gas | Unit Heater | E10 | Participant - Cost of Equipment | 0 | 0 | 0 | 0 | 0 | 0 | 0 | 0 | 0 | 0 | 0 | 0 | 0 | 0 | 0 | 0 | 0 | 0 | 0 | 0 | 0 | 0 | 0 | 0 | 0 | 0 | 0 | 0 | 0 | 0
F2_Commercial_Restaurant_Existing_Space Heating_Natural Gas_Unit Heater_E1 | F2 | Commercial | Restaurant | Existing | Space Heating | Natural Gas | Unit Heater | E1 | Participant - Cost of Operation | 0.96585 | 0.97411 | 0.98401 | 1.0004 | 1.0222 | 1.0479 | 1.0716 | 1.0927 | 1.1131 | 1.1329 | 1.1529 | 1.1723 | 1.1906 | 1.2089 | 1.2264 | 1.2444 | 1.2636 | 1.2829 | 1.3024 | 1.322 | 1.3413 | 1.3604 | 0 | 0 | 0 | 0 | 0 | 0 | 0 | 0
F2_Commercial_Restaurant_Existing_Space Heating_Natural Gas_Unit Heater_E2 | F2 | Commercial | Restaurant | Existing | Space Heating | Natural Gas | Unit Heater | E2 | Participant - Cost of Operation | 0.91988 | 0.92775 | 0.93717 | 0.95276 | 0.97354 | 0.99806 | 1.0206 | 1.0407 | 1.0601 | 1.079 | 1.098 | 1.1165 | 1.1339 | 1.1514 | 1.1681 | 1.1851 | 1.2034 | 1.2218 | 1.2404 | 1.259 | 1.2775 | 1.2956 | 0 | 0 | 0 | 0 | 0 | 0 | 0 | 0
F2_Commercial_Restaurant_Existing_Space Heating_Natural Gas_Unit Heater_E3 | F2 | Commercial | Restaurant | Existing | Space Heating | Natural Gas | Unit Heater | E3 | Participant - Cost of Operation | 0.83893 | 0.8476 | 0.85755 | 0.87233 | 0.89069 | 0.91165 | 0.93089 | 0.94788 | 0.96398 | 0.97989 | 0.99619 | 1.0124 | 1.0282 | 1.0448 | 1.061 | 1.0775 | 1.095 | 1.1127 | 1.1305 | 1.1485 | 1.1664 | 1.1842 | 0 | 0 | 0 | 0 | 0 | 0 | 0 | 0
F2_Commercial_Restaurant_Existing_Space Heating_Natural Gas_Unit Heater_E4 | F2 | Commercial | Restaurant | Existing | Space Heating | Natural Gas | Unit Heater | E4 | Participant - Cost of Operation | 0 | 0 | 0 | 0 | 0 | 0 | 0 | 0 | 0 | 0 | 0 | 0 | 0 | 0 | 0 | 0 | 0 | 0 | 0 | 0 | 0 | 0 | 0 | 0 | 0 | 0 | 0 | 0 | 0 | 0
F2_Commercial_Restaurant_Existing_Space Heating_Natural Gas_Unit Heater_E5 | F2 | Commercial | Restaurant | Existing | Space Heating | Natural Gas | Unit Heater | E5 | Participant - Cost of Operation | 0 | 0 | 0 | 0 | 0 | 0 | 0 | 0 | 0 | 0 | 0 | 0 | 0 | 0 | 0 | 0 | 0 | 0 | 0 | 0 | 0 | 0 | 0 | 0 | 0 | 0 | 0 | 0 | 0 | 0
F2_Commercial_Restaurant_Existing_Space Heating_Natural Gas_Unit Heater_E6 | F2 | Commercial | Restaurant | Existing | Space Heating | Natural Gas | Unit Heater | E6 | Participant - Cost of Operation | 0 | 0 | 0 | 0 | 0 | 0 | 0 | 0 | 0 | 0 | 0 | 0 | 0 | 0 | 0 | 0 | 0 | 0 | 0 | 0 | 0 | 0 | 0 | 0 | 0 | 0 | 0 | 0 | 0 | 0
F2_Commercial_Restaurant_Existing_Space Heating_Natural Gas_Unit Heater_E7 | F2 | Commercial | Restaurant | Existing | Space Heating | Natural Gas | Unit Heater | E7 | Participant - Cost of Operation | 0 | 0 | 0 | 0 | 0 | 0 | 0 | 0 | 0 | 0 | 0 | 0 | 0 | 0 | 0 | 0 | 0 | 0 | 0 | 0 | 0 | 0 | 0 | 0 | 0 | 0 | 0 | 0 | 0 | 0
F2_Commercial_Restaurant_Existing_Space Heating_Natural Gas_Unit Heater_E8 | F2 | Commercial | Restaurant | Existing | Space Heating | Natural Gas | Unit Heater | E8 | Participant - Cost of Operation | 0 | 0 | 0 | 0 | 0 | 0 | 0 | 0 | 0 | 0 | 0 | 0 | 0 | 0 | 0 | 0 | 0 | 0 | 0 | 0 | 0 | 0 | 0 | 0 | 0 | 0 | 0 | 0 | 0 | 0
F2_Commercial_Restaurant_Existing_Space Heating_Natural Gas_Unit Heater_E9 | F2 | Commercial | Restaurant | Existing | Space Heating | Natural Gas | Unit Heater | E9 | Participant - Cost of Operation | 0 | 0 | 0 | 0 | 0 | 0 | 0 | 0 | 0 | 0 | 0 | 0 | 0 | 0 | 0 | 0 | 0 | 0 | 0 | 0 | 0 | 0 | 0 | 0 | 0 | 0 | 0 | 0 | 0 | 0
F2_Commercial_Restaurant_Existing_Space Heating_Natural Gas_Unit Heater_E10 | F2 | Commercial | Restaurant | Existing | Space Heating | Natural Gas | Unit Heater | E10 | Participant - Cost of Operation | 0 | 0 | 0 | 0 | 0 | 0 | 0 | 0 | 0 | 0 | 0 | 0 | 0 | 0 | 0 | 0 | 0 | 0 | 0 | 0 | 0 | 0 | 0 | 0 | 0 | 0 | 0 | 0 | 0 | 0
F3_Commercial_Restaurant_Existing_Space Heating_Natural Gas_Unit Heater_E1 | F3 | Commercial | Restaurant | Existing | Space Heating | Natural Gas | Unit Heater | E1 | System - kBTUs of Conusmption | 90.5825 | 90.8533 | 91.1533 | 91.8429 | 92.4527 | 92.9667 | 93.3575 | 93.7452 | 94.1057 | 94.3358 | 94.414 | 94.3967 | 94.257 | 93.9895 | 93.6597 | 93.3382 | 92.9926 | 92.6232 | 92.2013 | 91.7949 | 91.373 | 90.9394 | 0 | 0 | 0 | 0 | 0 | 0 | 0 | 0
F3_Commercial_Restaurant_Existing_Space Heating_Natural Gas_Unit Heater_E2 | F3 | Commercial | Restaurant | Existing | Space Heating | Natural Gas | Unit Heater | E2 | System - kBTUs of Conusmption | 86.2711 | 86.529 | 86.8146 | 87.4714 | 88.0522 | 88.5418 | 88.9139 | 89.2832 | 89.6266 | 89.8457 | 89.9201 | 89.9037 | 89.7707 | 89.5158 | 89.2018 | 88.8956 | 88.5664 | 88.2146 | 87.8128 | 87.4257 | 87.0239 | 86.611 | 0 | 0 | 0 | 0 | 0 | 0 | 0 | 0
F3_Commercial_Restaurant_Existing_Space Heating_Natural Gas_Unit Heater_E3 | F3 | Commercial | Restaurant | Existing | Space Heating | Natural Gas | Unit Heater | E3 | System - kBTUs of Conusmption | 77.6254 | 77.8611 | 78.1117 | 78.6251 | 79.0382 | 79.3515 | 79.5412 | 79.689 | 79.7716 | 79.7922 | 79.7328 | 79.6332 | 79.4731 | 79.2912 | 79.067 | 78.8483 | 78.6133 | 78.3622 | 78.0752 | 77.7989 | 77.512 | 77.2172 | 0 | 0 | 0 | 0 | 0 | 0 | 0 | 0
F3_Commercial_Restaurant_Existing_Space Heating_Natural Gas_Unit Heater_E4 | F3 | Commercial | Restaurant | Existing | Space Heating | Natural Gas | Unit Heater | E4 | System - kBTUs of Conusmption | 0 | 0 | 0 | 0 | 0 | 0 | 0 | 0 | 0 | 0 | 0 | 0 | 0 | 0 | 0 | 0 | 0 | 0 | 0 | 0 | 0 | 0 | 0 | 0 | 0 | 0 | 0 | 0 | 0 | 0
F3_Commercial_Restaurant_Existing_Space Heating_Natural Gas_Unit Heater_E5 | F3 | Commercial | Restaurant | Existing | Space Heating | Natural Gas | Unit Heater | E5 | System - kBTUs of Conusmption | 0 | 0 | 0 | 0 | 0 | 0 | 0 | 0 | 0 | 0 | 0 | 0 | 0 | 0 | 0 | 0 | 0 | 0 | 0 | 0 | 0 | 0 | 0 | 0 | 0 | 0 | 0 | 0 | 0 | 0
F3_Commercial_Restaurant_Existing_Space Heating_Natural Gas_Unit Heater_E6 | F3 | Commercial | Restaurant | Existing | Space Heating | Natural Gas | Unit Heater | E6 | System - kBTUs of Conusmption | 0 | 0 | 0 | 0 | 0 | 0 | 0 | 0 | 0 | 0 | 0 | 0 | 0 | 0 | 0 | 0 | 0 | 0 | 0 | 0 | 0 | 0 | 0 | 0 | 0 | 0 | 0 | 0 | 0 | 0
F3_Commercial_Restaurant_Existing_Space Heating_Natural Gas_Unit Heater_E7 | F3 | Commercial | Restaurant | Existing | Space Heating | Natural Gas | Unit Heater | E7 | System - kBTUs of Conusmption | 0 | 0 | 0 | 0 | 0 | 0 | 0 | 0 | 0 | 0 | 0 | 0 | 0 | 0 | 0 | 0 | 0 | 0 | 0 | 0 | 0 | 0 | 0 | 0 | 0 | 0 | 0 | 0 | 0 | 0
F3_Commercial_Restaurant_Existing_Space Heating_Natural Gas_Unit Heater_E8 | F3 | Commercial | Restaurant | Existing | Space Heating | Natural Gas | Unit Heater | E8 | System - kBTUs of Conusmption | 0 | 0 | 0 | 0 | 0 | 0 | 0 | 0 | 0 | 0 | 0 | 0 | 0 | 0 | 0 | 0 | 0 | 0 | 0 | 0 | 0 | 0 | 0 | 0 | 0 | 0 | 0 | 0 | 0 | 0
F3_Commercial_Restaurant_Existing_Space Heating_Natural Gas_Unit Heater_E9 | F3 | Commercial | Restaurant | Existing | Space Heating | Natural Gas | Unit Heater | E9 | System - kBTUs of Conusmption | 0 | 0 | 0 | 0 | 0 | 0 | 0 | 0 | 0 | 0 | 0 | 0 | 0 | 0 | 0 | 0 | 0 | 0 | 0 | 0 | 0 | 0 | 0 | 0 | 0 | 0 | 0 | 0 | 0 | 0
F3_Commercial_Restaurant_Existing_Space Heating_Natural Gas_Unit Heater_E10 | F3 | Commercial | Restaurant | Existing | Space Heating | Natural Gas | Unit Heater | E10 | System - kBTUs of Conusmption | 0 | 0 | 0 | 0 | 0 | 0 | 0 | 0 | 0 | 0 | 0 | 0 | 0 | 0 | 0 | 0 | 0 | 0 | 0 | 0 | 0 | 0 | 0 | 0 | 0 | 0 | 0 | 0 | 0 | 0
F4_Commercial_Restaurant_Existing_Space Heating_Natural Gas_Unit Heater_E1 | F4 | Commercial | Restaurant | Existing | Space Heating | Natural Gas | Unit Heater | E1 | Utility - Cost of Equipment | 0.068826 | 0.068826 | 0.068826 | 0.068826 | 0.068826 | 0.068826 | 0.068826 | 0.068826 | 0.068826 | 0.068826 | 0.068826 | 0.068826 | 0.068826 | 0.068826 | 0.068826 | 0.068826 | 0.068826 | 0.068826 | 0.068826 | 0.068826 | 0.068826 | 0.068826 | 0 | 0 | 0 | 0 | 0 | 0 | 0 | 0
F4_Commercial_Restaurant_Existing_Space Heating_Natural Gas_Unit Heater_E2 | F4 | Commercial | Restaurant | Existing | Space Heating | Natural Gas | Unit Heater | E2 | Utility - Cost of Equipment | 0.15095 | 0.15095 | 0.15095 | 0.15095 | 0.15095 | 0.15095 | 0.15095 | 0.15095 | 0.15095 | 0.15095 | 0.15095 | 0.15095 | 0.15095 | 0.15095 | 0.15095 | 0.15095 | 0.15095 | 0.15095 | 0.15095 | 0.15095 | 0.15095 | 0.15095 | 0 | 0 | 0 | 0 | 0 | 0 | 0 | 0
F4_Commercial_Restaurant_Existing_Space Heating_Natural Gas_Unit Heater_E3 | F4 | Commercial | Restaurant | Existing | Space Heating | Natural Gas | Unit Heater | E3 | Utility - Cost of Equipment | 0.080466 | 0.080466 | 0.080466 | 0.080466 | 0.080466 | 0.080466 | 0.080466 | 0.080466 | 0.080466 | 0.080466 | 0.080466 | 0.080466 | 0.080466 | 0.080466 | 0.080466 | 0.080466 | 0.080466 | 0.080466 | 0.080466 | 0.080466 | 0.080466 | 0.080466 | 0 | 0 | 0 | 0 | 0 | 0 | 0 | 0
F4_Commercial_Restaurant_Existing_Space Heating_Natural Gas_Unit Heater_E4 | F4 | Commercial | Restaurant | Existing | Space Heating | Natural Gas | Unit Heater | E4 | Utility - Cost of Equipment | 0 | 0 | 0 | 0 | 0 | 0 | 0 | 0 | 0 | 0 | 0 | 0 | 0 | 0 | 0 | 0 | 0 | 0 | 0 | 0 | 0 | 0 | 0 | 0 | 0 | 0 | 0 | 0 | 0 | 0
F4_Commercial_Restaurant_Existing_Space Heating_Natural Gas_Unit Heater_E5 | F4 | Commercial | Restaurant | Existing | Space Heating | Natural Gas | Unit Heater | E5 | Utility - Cost of Equipment | 0 | 0 | 0 | 0 | 0 | 0 | 0 | 0 | 0 | 0 | 0 | 0 | 0 | 0 | 0 | 0 | 0 | 0 | 0 | 0 | 0 | 0 | 0 | 0 | 0 | 0 | 0 | 0 | 0 | 0
F4_Commercial_Restaurant_Existing_Space Heating_Natural Gas_Unit Heater_E6 | F4 | Commercial | Restaurant | Existing | Space Heating | Natural Gas | Unit Heater | E6 | Utility - Cost of Equipment | 0 | 0 | 0 | 0 | 0 | 0 | 0 | 0 | 0 | 0 | 0 | 0 | 0 | 0 | 0 | 0 | 0 | 0 | 0 | 0 | 0 | 0 | 0 | 0 | 0 | 0 | 0 | 0 | 0 | 0
F4_Commercial_Restaurant_Existing_Space Heating_Natural Gas_Unit Heater_E7 | F4 | Commercial | Restaurant | Existing | Space Heating | Natural Gas | Unit Heater | E7 | Utility - Cost of Equipment | 0 | 0 | 0 | 0 | 0 | 0 | 0 | 0 | 0 | 0 | 0 | 0 | 0 | 0 | 0 | 0 | 0 | 0 | 0 | 0 | 0 | 0 | 0 | 0 | 0 | 0 | 0 | 0 | 0 | 0
F4_Commercial_Restaurant_Existing_Space Heating_Natural Gas_Unit Heater_E8 | F4 | Commercial | Restaurant | Existing | Space Heating | Natural Gas | Unit Heater | E8 | Utility - Cost of Equipment | 0 | 0 | 0 | 0 | 0 | 0 | 0 | 0 | 0 | 0 | 0 | 0 | 0 | 0 | 0 | 0 | 0 | 0 | 0 | 0 | 0 | 0 | 0 | 0 | 0 | 0 | 0 | 0 | 0 | 0
F4_Commercial_Restaurant_Existing_Space Heating_Natural Gas_Unit Heater_E9 | F4 | Commercial | Restaurant | Existing | Space Heating | Natural Gas | Unit Heater | E9 | Utility - Cost of Equipment | 0 | 0 | 0 | 0 | 0 | 0 | 0 | 0 | 0 | 0 | 0 | 0 | 0 | 0 | 0 | 0 | 0 | 0 | 0 | 0 | 0 | 0 | 0 | 0 | 0 | 0 | 0 | 0 | 0 | 0
F4_Commercial_Restaurant_Existing_Space Heating_Natural Gas_Unit Heater_E10 | F4 | Commercial | Restaurant | Existing | Space Heating | Natural Gas | Unit Heater | E10 | Utility - Cost of Equipment | 0 | 0 | 0 | 0 | 0 | 0 | 0 | 0 | 0 | 0 | 0 | 0 | 0 | 0 | 0 | 0 | 0 | 0 | 0 | 0 | 0 | 0 | 0 | 0 | 0 | 0 | 0 | 0 | 0 | 0
F5_Commercial_Restaurant_Existing_Space Heating_Natural Gas_Unit Heater_E1 | F5 | Commercial | Restaurant | Existing | Space Heating | Natural Gas | Unit Heater | E1 | Utility - Cost of Operation | 0.80618 | 0.81307 | 0.82133 | 0.83499 | 0.85321 | 0.87469 | 0.89444 | 0.91202 | 0.92907 | 0.94561 | 0.96229 | 0.97851 | 0.99377 | 1.0091 | 1.0237 | 1.0387 | 1.0547 | 1.0708 | 1.0871 | 1.1034 | 1.1196 | 1.1355 | 0 | 0 | 0 | 0 | 0 | 0 | 0 | 0
F5_Commercial_Restaurant_Existing_Space Heating_Natural Gas_Unit Heater_E2 | F5 | Commercial | Restaurant | Existing | Space Heating | Natural Gas | Unit Heater | E2 | Utility - Cost of Operation | 0.76781 | 0.77437 | 0.78224 | 0.79525 | 0.8126 | 0.83306 | 0.85187 | 0.86861 | 0.88485 | 0.9006 | 0.91649 | 0.93193 | 0.94647 | 0.96103 | 0.97495 | 0.98922 | 1.0045 | 1.0198 | 1.0353 | 1.0509 | 1.0663 | 1.0814 | 0 | 0 | 0 | 0 | 0 | 0 | 0 | 0
F5_Commercial_Restaurant_Existing_Space Heating_Natural Gas_Unit Heater_E3 | F5 | Commercial | Restaurant | Existing | Space Heating | Natural Gas | Unit Heater | E3 | Utility - Cost of Operation | 0.70024 | 0.70747 | 0.71578 | 0.72811 | 0.74344 | 0.76094 | 0.777 | 0.79117 | 0.80461 | 0.8179 | 0.8315 | 0.84502 | 0.85819 | 0.87208 | 0.88556 | 0.89936 | 0.91396 | 0.92871 | 0.94362 | 0.95864 | 0.9736 | 0.98846 | 0 | 0 | 0 | 0 | 0 | 0 | 0 | 0
F5_Commercial_Restaurant_Existing_Space Heating_Natural Gas_Unit Heater_E4 | F5 | Commercial | Restaurant | Existing | Space Heating | Natural Gas | Unit Heater | E4 | Utility - Cost of Operation | 0 | 0 | 0 | 0 | 0 | 0 | 0 | 0 | 0 | 0 | 0 | 0 | 0 | 0 | 0 | 0 | 0 | 0 | 0 | 0 | 0 | 0 | 0 | 0 | 0 | 0 | 0 | 0 | 0 | 0
F5_Commercial_Restaurant_Existing_Space Heating_Natural Gas_Unit Heater_E5 | F5 | Commercial | Restaurant | Existing | Space Heating | Natural Gas | Unit Heater | E5 | Utility - Cost of Operation | 0 | 0 | 0 | 0 | 0 | 0 | 0 | 0 | 0 | 0 | 0 | 0 | 0 | 0 | 0 | 0 | 0 | 0 | 0 | 0 | 0 | 0 | 0 | 0 | 0 | 0 | 0 | 0 | 0 | 0
F5_Commercial_Restaurant_Existing_Space Heating_Natural Gas_Unit Heater_E6 | F5 | Commercial | Restaurant | Existing | Space Heating | Natural Gas | Unit Heater | E6 | Utility - Cost of Operation | 0 | 0 | 0 | 0 | 0 | 0 | 0 | 0 | 0 | 0 | 0 | 0 | 0 | 0 | 0 | 0 | 0 | 0 | 0 | 0 | 0 | 0 | 0 | 0 | 0 | 0 | 0 | 0 | 0 | 0
F5_Commercial_Restaurant_Existing_Space Heating_Natural Gas_Unit Heater_E7 | F5 | Commercial | Restaurant | Existing | Space Heating | Natural Gas | Unit Heater | E7 | Utility - Cost of Operation | 0 | 0 | 0 | 0 | 0 | 0 | 0 | 0 | 0 | 0 | 0 | 0 | 0 | 0 | 0 | 0 | 0 | 0 | 0 | 0 | 0 | 0 | 0 | 0 | 0 | 0 | 0 | 0 | 0 | 0
F5_Commercial_Restaurant_Existing_Space Heating_Natural Gas_Unit Heater_E8 | F5 | Commercial | Restaurant | Existing | Space Heating | Natural Gas | Unit Heater | E8 | Utility - Cost of Operation | 0 | 0 | 0 | 0 | 0 | 0 | 0 | 0 | 0 | 0 | 0 | 0 | 0 | 0 | 0 | 0 | 0 | 0 | 0 | 0 | 0 | 0 | 0 | 0 | 0 | 0 | 0 | 0 | 0 | 0
F5_Commercial_Restaurant_Existing_Space Heating_Natural Gas_Unit Heater_E9 | F5 | Commercial | Restaurant | Existing | Space Heating | Natural Gas | Unit Heater | E9 | Utility - Cost of Operation | 0 | 0 | 0 | 0 | 0 | 0 | 0 | 0 | 0 | 0 | 0 | 0 | 0 | 0 | 0 | 0 | 0 | 0 | 0 | 0 | 0 | 0 | 0 | 0 | 0 | 0 | 0 | 0 | 0 | 0
F5_Commercial_Restaurant_Existing_Space Heating_Natural Gas_Unit Heater_E10 | F5 | Commercial | Restaurant | Existing | Space Heating | Natural Gas | Unit Heater | E10 | Utility - Cost of Operation | 0 | 0 | 0 | 0 | 0 | 0 | 0 | 0 | 0 | 0 | 0 | 0 | 0 | 0 | 0 | 0 | 0 | 0 | 0 | 0 | 0 | 0 | 0 | 0 | 0 | 0 | 0 | 0 | 0 | 0
F6_Commercial_Restaurant_Existing_Space Heating_Natural Gas_Unit Heater_E1 | F6 | Commercial | Restaurant | Existing | Space Heating | Natural Gas | Unit Heater | E1 | Utility - Value of Sales | 0.96585 | 0.97411 | 0.98401 | 1.0004 | 1.0222 | 1.0479 | 1.0716 | 1.0927 | 1.1131 | 1.1329 | 1.1529 | 1.1723 | 1.1906 | 1.2089 | 1.2264 | 1.2444 | 1.2636 | 1.2829 | 1.3024 | 1.322 | 1.3413 | 1.3604 | 0 | 0 | 0 | 0 | 0 | 0 | 0 | 0
F6_Commercial_Restaurant_Existing_Space Heating_Natural Gas_Unit Heater_E2 | F6 | Commercial | Restaurant | Existing | Space Heating | Natural Gas | Unit Heater | E2 | Utility - Value of Sales | 0.91988 | 0.92775 | 0.93717 | 0.95276 | 0.97354 | 0.99806 | 1.0206 | 1.0407 | 1.0601 | 1.079 | 1.098 | 1.1165 | 1.1339 | 1.1514 | 1.1681 | 1.1851 | 1.2034 | 1.2218 | 1.2404 | 1.259 | 1.2775 | 1.2956 | 0 | 0 | 0 | 0 | 0 | 0 | 0 | 0
F6_Commercial_Restaurant_Existing_Space Heating_Natural Gas_Unit Heater_E3 | F6 | Commercial | Restaurant | Existing | Space Heating | Natural Gas | Unit Heater | E3 | Utility - Value of Sales | 0.83893 | 0.8476 | 0.85755 | 0.87233 | 0.89069 | 0.91165 | 0.93089 | 0.94788 | 0.96398 | 0.97989 | 0.99619 | 1.0124 | 1.0282 | 1.0448 | 1.061 | 1.0775 | 1.095 | 1.1127 | 1.1305 | 1.1485 | 1.1664 | 1.1842 | 0 | 0 | 0 | 0 | 0 | 0 | 0 | 0
F6_Commercial_Restaurant_Existing_Space Heating_Natural Gas_Unit Heater_E4 | F6 | Commercial | Restaurant | Existing | Space Heating | Natural Gas | Unit Heater | E4 | Utility - Value of Sales | 0 | 0 | 0 | 0 | 0 | 0 | 0 | 0 | 0 | 0 | 0 | 0 | 0 | 0 | 0 | 0 | 0 | 0 | 0 | 0 | 0 | 0 | 0 | 0 | 0 | 0 | 0 | 0 | 0 | 0
F6_Commercial_Restaurant_Existing_Space Heating_Natural Gas_Unit Heater_E5 | F6 | Commercial | Restaurant | Existing | Space Heating | Natural Gas | Unit Heater | E5 | Utility - Value of Sales | 0 | 0 | 0 | 0 | 0 | 0 | 0 | 0 | 0 | 0 | 0 | 0 | 0 | 0 | 0 | 0 | 0 | 0 | 0 | 0 | 0 | 0 | 0 | 0 | 0 | 0 | 0 | 0 | 0 | 0
F6_Commercial_Restaurant_Existing_Space Heating_Natural Gas_Unit Heater_E6 | F6 | Commercial | Restaurant | Existing | Space Heating | Natural Gas | Unit Heater | E6 | Utility - Value of Sales | 0 | 0 | 0 | 0 | 0 | 0 | 0 | 0 | 0 | 0 | 0 | 0 | 0 | 0 | 0 | 0 | 0 | 0 | 0 | 0 | 0 | 0 | 0 | 0 | 0 | 0 | 0 | 0 | 0 | 0
F6_Commercial_Restaurant_Existing_Space Heating_Natural Gas_Unit Heater_E7 | F6 | Commercial | Restaurant | Existing | Space Heating | Natural Gas | Unit Heater | E7 | Utility - Value of Sales | 0 | 0 | 0 | 0 | 0 | 0 | 0 | 0 | 0 | 0 | 0 | 0 | 0 | 0 | 0 | 0 | 0 | 0 | 0 | 0 | 0 | 0 | 0 | 0 | 0 | 0 | 0 | 0 | 0 | 0
F6_Commercial_Restaurant_Existing_Space Heating_Natural Gas_Unit Heater_E8 | F6 | Commercial | Restaurant | Existing | Space Heating | Natural Gas | Unit Heater | E8 | Utility - Value of Sales | 0 | 0 | 0 | 0 | 0 | 0 | 0 | 0 | 0 | 0 | 0 | 0 | 0 | 0 | 0 | 0 | 0 | 0 | 0 | 0 | 0 | 0 | 0 | 0 | 0 | 0 | 0 | 0 | 0 | 0
F6_Commercial_Restaurant_Existing_Space Heating_Natural Gas_Unit Heater_E9 | F6 | Commercial | Restaurant | Existing | Space Heating | Natural Gas | Unit Heater | E9 | Utility - Value of Sales | 0 | 0 | 0 | 0 | 0 | 0 | 0 | 0 | 0 | 0 | 0 | 0 | 0 | 0 | 0 | 0 | 0 | 0 | 0 | 0 | 0 | 0 | 0 | 0 | 0 | 0 | 0 | 0 | 0 | 0
F6_Commercial_Restaurant_Existing_Space Heating_Natural Gas_Unit Heater_E10 | F6 | Commercial | Restaurant | Existing | Space Heating | Natural Gas | Unit Heater | E10 | Utility - Value of Sales | 0 | 0 | 0 | 0 | 0 | 0 | 0 | 0 | 0 | 0 | 0 | 0 | 0 | 0 | 0 | 0 | 0 | 0 | 0 | 0 | 0 | 0 | 0 | 0 | 0 | 0 | 0 | 0 | 0 | 0
F1_Commercial_Restaurant_Existing_Water Heating_Natural Gas_Water Heater_E1 | F1 | Commercial | Restaurant | Existing | Water Heating | Natural Gas | Water Heater | E1 | Participant - Cost of Equipment | 0.10945 | 0.10945 | 0.10945 | 0.10945 | 0.10945 | 0.10945 | 0.10945 | 0.10945 | 0.10945 | 0.10945 | 0.10945 | 0.10945 | 0.10945 | 0.10945 | 0.10945 | 0.10945 | 0.10945 | 0.10945 | 0.10945 | 0.10945 | 0.10945 | 0.10945 | 0 | 0 | 0 | 0 | 0 | 0 | 0 | 0
F1_Commercial_Restaurant_Existing_Water Heating_Natural Gas_Water Heater_E2 | F1 | Commercial | Restaurant | Existing | Water Heating | Natural Gas | Water Heater | E2 | Participant - Cost of Equipment | 0.1084 | 0.1084 | 0.1084 | 0.1084 | 0.1084 | 0.1084 | 0.1084 | 0.1084 | 0.1084 | 0.1084 | 0.1084 | 0.1084 | 0.1084 | 0.1084 | 0.1084 | 0.1084 | 0.1084 | 0.1084 | 0.1084 | 0.1084 | 0.1084 | 0.1084 | 0 | 0 | 0 | 0 | 0 | 0 | 0 | 0
F1_Commercial_Restaurant_Existing_Water Heating_Natural Gas_Water Heater_E3 | F1 | Commercial | Restaurant | Existing | Water Heating | Natural Gas | Water Heater | E3 | Participant - Cost of Equipment | 0.11066 | 0.11066 | 0.11066 | 0.11066 | 0.11066 | 0.11066 | 0.11066 | 0.11066 | 0.11066 | 0.11066 | 0.11066 | 0.11066 | 0.11066 | 0.11066 | 0.11066 | 0.11066 | 0.11066 | 0.11066 | 0.11066 | 0.11066 | 0.11066 | 0.11066 | 0 | 0 | 0 | 0 | 0 | 0 | 0 | 0
F1_Commercial_Restaurant_Existing_Water Heating_Natural Gas_Water Heater_E4 | F1 | Commercial | Restaurant | Existing | Water Heating | Natural Gas | Water Heater | E4 | Participant - Cost of Equipment | 0.088341 | 0.088341 | 0.088341 | 0.088341 | 0.088341 | 0.088341 | 0.088341 | 0.088341 | 0.088341 | 0.088341 | 0.088341 | 0.088341 | 0.088341 | 0.088341 | 0.088341 | 0.088341 | 0.088341 | 0.088341 | 0.088341 | 0.088341 | 0.088341 | 0.088341 | 0 | 0 | 0 | 0 | 0 | 0 | 0 | 0
F1_Commercial_Restaurant_Existing_Water Heating_Natural Gas_Water Heater_E5 | F1 | Commercial | Restaurant | Existing | Water Heating | Natural Gas | Water Heater | E5 | Participant - Cost of Equipment | 0 | 0 | 0 | 0 | 0 | 0 | 0 | 0 | 0 | 0 | 0 | 0 | 0 | 0 | 0 | 0 | 0 | 0 | 0 | 0 | 0 | 0 | 0 | 0 | 0 | 0 | 0 | 0 | 0 | 0
F1_Commercial_Restaurant_Existing_Water Heating_Natural Gas_Water Heater_E6 | F1 | Commercial | Restaurant | Existing | Water Heating | Natural Gas | Water Heater | E6 | Participant - Cost of Equipment | 0 | 0 | 0 | 0 | 0 | 0 | 0 | 0 | 0 | 0 | 0 | 0 | 0 | 0 | 0 | 0 | 0 | 0 | 0 | 0 | 0 | 0 | 0 | 0 | 0 | 0 | 0 | 0 | 0 | 0
F1_Commercial_Restaurant_Existing_Water Heating_Natural Gas_Water Heater_E7 | F1 | Commercial | Restaurant | Existing | Water Heating | Natural Gas | Water Heater | E7 | Participant - Cost of Equipment | 0 | 0 | 0 | 0 | 0 | 0 | 0 | 0 | 0 | 0 | 0 | 0 | 0 | 0 | 0 | 0 | 0 | 0 | 0 | 0 | 0 | 0 | 0 | 0 | 0 | 0 | 0 | 0 | 0 | 0
F1_Commercial_Restaurant_Existing_Water Heating_Natural Gas_Water Heater_E8 | F1 | Commercial | Restaurant | Existing | Water Heating | Natural Gas | Water Heater | E8 | Participant - Cost of Equipment | 0 | 0 | 0 | 0 | 0 | 0 | 0 | 0 | 0 | 0 | 0 | 0 | 0 | 0 | 0 | 0 | 0 | 0 | 0 | 0 | 0 | 0 | 0 | 0 | 0 | 0 | 0 | 0 | 0 | 0
F1_Commercial_Restaurant_Existing_Water Heating_Natural Gas_Water Heater_E9 | F1 | Commercial | Restaurant | Existing | Water Heating | Natural Gas | Water Heater | E9 | Participant - Cost of Equipment | 0 | 0 | 0 | 0 | 0 | 0 | 0 | 0 | 0 | 0 | 0 | 0 | 0 | 0 | 0 | 0 | 0 | 0 | 0 | 0 | 0 | 0 | 0 | 0 | 0 | 0 | 0 | 0 | 0 | 0
F1_Commercial_Restaurant_Existing_Water Heating_Natural Gas_Water Heater_E10 | F1 | Commercial | Restaurant | Existing | Water Heating | Natural Gas | Water Heater | E10 | Participant - Cost of Equipment | 0 | 0 | 0 | 0 | 0 | 0 | 0 | 0 | 0 | 0 | 0 | 0 | 0 | 0 | 0 | 0 | 0 | 0 | 0 | 0 | 0 | 0 | 0 | 0 | 0 | 0 | 0 | 0 | 0 | 0
F2_Commercial_Restaurant_Existing_Water Heating_Natural Gas_Water Heater_E1 | F2 | Commercial | Restaurant | Existing | Water Heating | Natural Gas | Water Heater | E1 | Participant - Cost of Operation | 0.8297 | 0.83523 | 0.8424 | 0.85623 | 0.87543 | 0.89854 | 0.91952 | 0.9375 | 0.95456 | 0.97198 | 0.99064 | 1.0088 | 1.026 | 1.0434 | 1.0587 | 1.0732 | 1.0889 | 1.1046 | 1.1205 | 1.1363 | 1.1518 | 1.167 | 0 | 0 | 0 | 0 | 0 | 0 | 0 | 0
F2_Commercial_Restaurant_Existing_Water Heating_Natural Gas_Water Heater_E2 | F2 | Commercial | Restaurant | Existing | Water Heating | Natural Gas | Water Heater | E2 | Participant - Cost of Operation | 0.76056 | 0.76563 | 0.7722 | 0.78488 | 0.80248 | 0.82366 | 0.84289 | 0.85937 | 0.87501 | 0.89099 | 0.90809 | 0.92477 | 0.94054 | 0.95643 | 0.97047 | 0.98376 | 0.99814 | 1.0126 | 1.0271 | 1.0416 | 1.0558 | 1.0697 | 0 | 0 | 0 | 0 | 0 | 0 | 0 | 0
F2_Commercial_Restaurant_Existing_Water Heating_Natural Gas_Water Heater_E3 | F2 | Commercial | Restaurant | Existing | Water Heating | Natural Gas | Water Heater | E3 | Participant - Cost of Operation | 0.74504 | 0.75001 | 0.75644 | 0.76886 | 0.7861 | 0.80685 | 0.82569 | 0.84183 | 0.85715 | 0.8728 | 0.88956 | 0.9059 | 0.92135 | 0.93691 | 0.95066 | 0.96368 | 0.97777 | 0.99191 | 1.0061 | 1.0203 | 1.0343 | 1.0479 | 0 | 0 | 0 | 0 | 0 | 0 | 0 | 0
F2_Commercial_Restaurant_Existing_Water Heating_Natural Gas_Water Heater_E4 | F2 | Commercial | Restaurant | Existing | Water Heating | Natural Gas | Water Heater | E4 | Participant - Cost of Operation | 0.498 | 0.50256 | 0.50794 | 0.51647 | 0.52765 | 0.54078 | 0.55296 | 0.56355 | 0.57349 | 0.58325 | 0.5932 | 0.60302 | 0.61245 | 0.62206 | 0.63129 | 0.64076 | 0.65085 | 0.66101 | 0.67127 | 0.68159 | 0.69182 | 0.70193 | 0 | 0 | 0 | 0 | 0 | 0 | 0 | 0
F2_Commercial_Restaurant_Existing_Water Heating_Natural Gas_Water Heater_E5 | F2 | Commercial | Restaurant | Existing | Water Heating | Natural Gas | Water Heater | E5 | Participant - Cost of Operation | 0 | 0 | 0 | 0 | 0 | 0 | 0 | 0 | 0 | 0 | 0 | 0 | 0 | 0 | 0 | 0 | 0 | 0 | 0 | 0 | 0 | 0 | 0 | 0 | 0 | 0 | 0 | 0 | 0 | 0
F2_Commercial_Restaurant_Existing_Water Heating_Natural Gas_Water Heater_E6 | F2 | Commercial | Restaurant | Existing | Water Heating | Natural Gas | Water Heater | E6 | Participant - Cost of Operation | 0 | 0 | 0 | 0 | 0 | 0 | 0 | 0 | 0 | 0 | 0 | 0 | 0 | 0 | 0 | 0 | 0 | 0 | 0 | 0 | 0 | 0 | 0 | 0 | 0 | 0 | 0 | 0 | 0 | 0
F2_Commercial_Restaurant_Existing_Water Heating_Natural Gas_Water Heater_E7 | F2 | Commercial | Restaurant | Existing | Water Heating | Natural Gas | Water Heater | E7 | Participant - Cost of Operation | 0 | 0 | 0 | 0 | 0 | 0 | 0 | 0 | 0 | 0 | 0 | 0 | 0 | 0 | 0 | 0 | 0 | 0 | 0 | 0 | 0 | 0 | 0 | 0 | 0 | 0 | 0 | 0 | 0 | 0
F2_Commercial_Restaurant_Existing_Water Heating_Natural Gas_Water Heater_E8 | F2 | Commercial | Restaurant | Existing | Water Heating | Natural Gas | Water Heater | E8 | Participant - Cost of Operation | 0 | 0 | 0 | 0 | 0 | 0 | 0 | 0 | 0 | 0 | 0 | 0 | 0 | 0 | 0 | 0 | 0 | 0 | 0 | 0 | 0 | 0 | 0 | 0 | 0 | 0 | 0 | 0 | 0 | 0
F2_Commercial_Restaurant_Existing_Water Heating_Natural Gas_Water Heater_E9 | F2 | Commercial | Restaurant | Existing | Water Heating | Natural Gas | Water Heater | E9 | Participant - Cost of Operation | 0 | 0 | 0 | 0 | 0 | 0 | 0 | 0 | 0 | 0 | 0 | 0 | 0 | 0 | 0 | 0 | 0 | 0 | 0 | 0 | 0 | 0 | 0 | 0 | 0 | 0 | 0 | 0 | 0 | 0
F2_Commercial_Restaurant_Existing_Water Heating_Natural Gas_Water Heater_E10 | F2 | Commercial | Restaurant | Existing | Water Heating | Natural Gas | Water Heater | E10 | Participant - Cost of Operation | 0 | 0 | 0 | 0 | 0 | 0 | 0 | 0 | 0 | 0 | 0 | 0 | 0 | 0 | 0 | 0 | 0 | 0 | 0 | 0 | 0 | 0 | 0 | 0 | 0 | 0 | 0 | 0 | 0 | 0
F3_Commercial_Restaurant_Existing_Water Heating_Natural Gas_Water Heater_E1 | F3 | Commercial | Restaurant | Existing | Water Heating | Natural Gas | Water Heater | E1 | System - kBTUs of Conusmption | 78.6137 | 78.8251 | 79.0808 | 79.7445 | 80.3227 | 80.8127 | 81.1849 | 81.5515 | 81.8878 | 82.1943 | 82.4497 | 82.6052 | 82.638 | 82.5489 | 82.3037 | 81.967 | 81.605 | 81.2182 | 80.7762 | 80.3506 | 79.9087 | 79.4546 | 0 | 0 | 0 | 0 | 0 | 0 | 0 | 0
F3_Commercial_Restaurant_Existing_Water Heating_Natural Gas_Water Heater_E2 | F3 | Commercial | Restaurant | Existing | Water Heating | Natural Gas | Water Heater | E2 | System - kBTUs of Conusmption | 72.0625 | 72.2563 | 72.4908 | 73.0991 | 73.6291 | 74.0783 | 74.4195 | 74.7555 | 75.0638 | 75.3448 | 75.5789 | 75.7214 | 75.7515 | 75.6698 | 75.445 | 75.1364 | 74.8046 | 74.45 | 74.0449 | 73.6547 | 73.2497 | 72.8334 | 0 | 0 | 0 | 0 | 0 | 0 | 0 | 0
F3_Commercial_Restaurant_Existing_Water Heating_Natural Gas_Water Heater_E3 | F3 | Commercial | Restaurant | Existing | Water Heating | Natural Gas | Water Heater | E3 | System - kBTUs of Conusmption | 70.5919 | 70.7817 | 71.0114 | 71.6073 | 72.1265 | 72.5665 | 72.9007 | 73.2299 | 73.5319 | 73.8071 | 74.0365 | 74.1761 | 74.2056 | 74.1255 | 73.9053 | 73.603 | 73.278 | 72.9306 | 72.5337 | 72.1515 | 71.7548 | 71.347 | 0 | 0 | 0 | 0 | 0 | 0 | 0 | 0
F3_Commercial_Restaurant_Existing_Water Heating_Natural Gas_Water Heater_E4 | F3 | Commercial | Restaurant | Existing | Water Heating | Natural Gas | Water Heater | E4 | System - kBTUs of Conusmption | 46.519 | 46.6587 | 46.8134 | 47.1512 | 47.447 | 47.6974 | 47.8906 | 48.0506 | 48.1627 | 48.2244 | 48.2253 | 48.1926 | 48.1136 | 47.9871 | 47.8313 | 47.6793 | 47.516 | 47.3414 | 47.1419 | 46.9499 | 46.7505 | 46.5455 | 0 | 0 | 0 | 0 | 0 | 0 | 0 | 0
F3_Commercial_Restaurant_Existing_Water Heating_Natural Gas_Water Heater_E5 | F3 | Commercial | Restaurant | Existing | Water Heating | Natural Gas | Water Heater | E5 | System - kBTUs of Conusmption | 0 | 0 | 0 | 0 | 0 | 0 | 0 | 0 | 0 | 0 | 0 | 0 | 0 | 0 | 0 | 0 | 0 | 0 | 0 | 0 | 0 | 0 | 0 | 0 | 0 | 0 | 0 | 0 | 0 | 0
F3_Commercial_Restaurant_Existing_Water Heating_Natural Gas_Water Heater_E6 | F3 | Commercial | Restaurant | Existing | Water Heating | Natural Gas | Water Heater | E6 | System - kBTUs of Conusmption | 0 | 0 | 0 | 0 | 0 | 0 | 0 | 0 | 0 | 0 | 0 | 0 | 0 | 0 | 0 | 0 | 0 | 0 | 0 | 0 | 0 | 0 | 0 | 0 | 0 | 0 | 0 | 0 | 0 | 0
F3_Commercial_Restaurant_Existing_Water Heating_Natural Gas_Water Heater_E7 | F3 | Commercial | Restaurant | Existing | Water Heating | Natural Gas | Water Heater | E7 | System - kBTUs of Conusmption | 0 | 0 | 0 | 0 | 0 | 0 | 0 | 0 | 0 | 0 | 0 | 0 | 0 | 0 | 0 | 0 | 0 | 0 | 0 | 0 | 0 | 0 | 0 | 0 | 0 | 0 | 0 | 0 | 0 | 0
F3_Commercial_Restaurant_Existing_Water Heating_Natural Gas_Water Heater_E8 | F3 | Commercial | Restaurant | Existing | Water Heating | Natural Gas | Water Heater | E8 | System - kBTUs of Conusmption | 0 | 0 | 0 | 0 | 0 | 0 | 0 | 0 | 0 | 0 | 0 | 0 | 0 | 0 | 0 | 0 | 0 | 0 | 0 | 0 | 0 | 0 | 0 | 0 | 0 | 0 | 0 | 0 | 0 | 0
F3_Commercial_Restaurant_Existing_Water Heating_Natural Gas_Water Heater_E9 | F3 | Commercial | Restaurant | Existing | Water Heating | Natural Gas | Water Heater | E9 | System - kBTUs of Conusmption | 0 | 0 | 0 | 0 | 0 | 0 | 0 | 0 | 0 | 0 | 0 | 0 | 0 | 0 | 0 | 0 | 0 | 0 | 0 | 0 | 0 | 0 | 0 | 0 | 0 | 0 | 0 | 0 | 0 | 0
F3_Commercial_Restaurant_Existing_Water Heating_Natural Gas_Water Heater_E10 | F3 | Commercial | Restaurant | Existing | Water Heating | Natural Gas | Water Heater | E10 | System - kBTUs of Conusmption | 0 | 0 | 0 | 0 | 0 | 0 | 0 | 0 | 0 | 0 | 0 | 0 | 0 | 0 | 0 | 0 | 0 | 0 | 0 | 0 | 0 | 0 | 0 | 0 | 0 | 0 | 0 | 0 | 0 | 0
F4_Commercial_Restaurant_Existing_Water Heating_Natural Gas_Water Heater_E1 | F4 | Commercial | Restaurant | Existing | Water Heating | Natural Gas | Water Heater | E1 | Utility - Cost of Equipment | 0.10945 | 0.10945 | 0.10945 | 0.10945 | 0.10945 | 0.10945 | 0.10945 | 0.10945 | 0.10945 | 0.10945 | 0.10945 | 0.10945 | 0.10945 | 0.10945 | 0.10945 | 0.10945 | 0.10945 | 0.10945 | 0.10945 | 0.10945 | 0.10945 | 0.10945 | 0 | 0 | 0 | 0 | 0 | 0 | 0 | 0
F4_Commercial_Restaurant_Existing_Water Heating_Natural Gas_Water Heater_E2 | F4 | Commercial | Restaurant | Existing | Water Heating | Natural Gas | Water Heater | E2 | Utility - Cost of Equipment | 0.1084 | 0.1084 | 0.1084 | 0.1084 | 0.1084 | 0.1084 | 0.1084 | 0.1084 | 0.1084 | 0.1084 | 0.1084 | 0.1084 | 0.1084 | 0.1084 | 0.1084 | 0.1084 | 0.1084 | 0.1084 | 0.1084 | 0.1084 | 0.1084 | 0.1084 | 0 | 0 | 0 | 0 | 0 | 0 | 0 | 0
F4_Commercial_Restaurant_Existing_Water Heating_Natural Gas_Water Heater_E3 | F4 | Commercial | Restaurant | Existing | Water Heating | Natural Gas | Water Heater | E3 | Utility - Cost of Equipment | 0.11066 | 0.11066 | 0.11066 | 0.11066 | 0.11066 | 0.11066 | 0.11066 | 0.11066 | 0.11066 | 0.11066 | 0.11066 | 0.11066 | 0.11066 | 0.11066 | 0.11066 | 0.11066 | 0.11066 | 0.11066 | 0.11066 | 0.11066 | 0.11066 | 0.11066 | 0 | 0 | 0 | 0 | 0 | 0 | 0 | 0
F4_Commercial_Restaurant_Existing_Water Heating_Natural Gas_Water Heater_E4 | F4 | Commercial | Restaurant | Existing | Water Heating | Natural Gas | Water Heater | E4 | Utility - Cost of Equipment | 0.088341 | 0.088341 | 0.088341 | 0.088341 | 0.088341 | 0.088341 | 0.088341 | 0.088341 | 0.088341 | 0.088341 | 0.088341 | 0.088341 | 0.088341 | 0.088341 | 0.088341 | 0.088341 | 0.088341 | 0.088341 | 0.088341 | 0.088341 | 0.088341 | 0.088341 | 0 | 0 | 0 | 0 | 0 | 0 | 0 | 0
F4_Commercial_Restaurant_Existing_Water Heating_Natural Gas_Water Heater_E5 | F4 | Commercial | Restaurant | Existing | Water Heating | Natural Gas | Water Heater | E5 | Utility - Cost of Equipment | 0 | 0 | 0 | 0 | 0 | 0 | 0 | 0 | 0 | 0 | 0 | 0 | 0 | 0 | 0 | 0 | 0 | 0 | 0 | 0 | 0 | 0 | 0 | 0 | 0 | 0 | 0 | 0 | 0 | 0
F4_Commercial_Restaurant_Existing_Water Heating_Natural Gas_Water Heater_E6 | F4 | Commercial | Restaurant | Existing | Water Heating | Natural Gas | Water Heater | E6 | Utility - Cost of Equipment | 0 | 0 | 0 | 0 | 0 | 0 | 0 | 0 | 0 | 0 | 0 | 0 | 0 | 0 | 0 | 0 | 0 | 0 | 0 | 0 | 0 | 0 | 0 | 0 | 0 | 0 | 0 | 0 | 0 | 0
F4_Commercial_Restaurant_Existing_Water Heating_Natural Gas_Water Heater_E7 | F4 | Commercial | Restaurant | Existing | Water Heating | Natural Gas | Water Heater | E7 | Utility - Cost of Equipment | 0 | 0 | 0 | 0 | 0 | 0 | 0 | 0 | 0 | 0 | 0 | 0 | 0 | 0 | 0 | 0 | 0 | 0 | 0 | 0 | 0 | 0 | 0 | 0 | 0 | 0 | 0 | 0 | 0 | 0
F4_Commercial_Restaurant_Existing_Water Heating_Natural Gas_Water Heater_E8 | F4 | Commercial | Restaurant | Existing | Water Heating | Natural Gas | Water Heater | E8 | Utility - Cost of Equipment | 0 | 0 | 0 | 0 | 0 | 0 | 0 | 0 | 0 | 0 | 0 | 0 | 0 | 0 | 0 | 0 | 0 | 0 | 0 | 0 | 0 | 0 | 0 | 0 | 0 | 0 | 0 | 0 | 0 | 0
F4_Commercial_Restaurant_Existing_Water Heating_Natural Gas_Water Heater_E9 | F4 | Commercial | Restaurant | Existing | Water Heating | Natural Gas | Water Heater | E9 | Utility - Cost of Equipment | 0 | 0 | 0 | 0 | 0 | 0 | 0 | 0 | 0 | 0 | 0 | 0 | 0 | 0 | 0 | 0 | 0 | 0 | 0 | 0 | 0 | 0 | 0 | 0 | 0 | 0 | 0 | 0 | 0 | 0
F4_Commercial_Restaurant_Existing_Water Heating_Natural Gas_Water Heater_E10 | F4 | Commercial | Restaurant | Existing | Water Heating | Natural Gas | Water Heater | E10 | Utility - Cost of Equipment | 0 | 0 | 0 | 0 | 0 | 0 | 0 | 0 | 0 | 0 | 0 | 0 | 0 | 0 | 0 | 0 | 0 | 0 | 0 | 0 | 0 | 0 | 0 | 0 | 0 | 0 | 0 | 0 | 0 | 0
F5_Commercial_Restaurant_Existing_Water Heating_Natural Gas_Water Heater_E1 | F5 | Commercial | Restaurant | Existing | Water Heating | Natural Gas | Water Heater | E1 | Utility - Cost of Operation | 0.69254 | 0.69715 | 0.70313 | 0.71468 | 0.73071 | 0.74999 | 0.76751 | 0.78251 | 0.79675 | 0.81129 | 0.82687 | 0.84206 | 0.85642 | 0.87089 | 0.88367 | 0.89577 | 0.90887 | 0.92201 | 0.93523 | 0.94844 | 0.96141 | 0.97407 | 0 | 0 | 0 | 0 | 0 | 0 | 0 | 0
F5_Commercial_Restaurant_Existing_Water Heating_Natural Gas_Water Heater_E2 | F5 | Commercial | Restaurant | Existing | Water Heating | Natural Gas | Water Heater | E2 | Utility - Cost of Operation | 0.63483 | 0.63906 | 0.64454 | 0.65512 | 0.66981 | 0.68749 | 0.70355 | 0.7173 | 0.73035 | 0.74369 | 0.75796 | 0.77189 | 0.78505 | 0.79831 | 0.81003 | 0.82112 | 0.83313 | 0.84518 | 0.85729 | 0.8694 | 0.88129 | 0.89289 | 0 | 0 | 0 | 0 | 0 | 0 | 0 | 0
F5_Commercial_Restaurant_Existing_Water Heating_Natural Gas_Water Heater_E3 | F5 | Commercial | Restaurant | Existing | Water Heating | Natural Gas | Water Heater | E3 | Utility - Cost of Operation | 0.62187 | 0.62601 | 0.63138 | 0.64175 | 0.65614 | 0.67346 | 0.68919 | 0.70266 | 0.71545 | 0.72851 | 0.74249 | 0.75613 | 0.76903 | 0.78202 | 0.7935 | 0.80437 | 0.81613 | 0.82793 | 0.83979 | 0.85166 | 0.86331 | 0.87467 | 0 | 0 | 0 | 0 | 0 | 0 | 0 | 0
F5_Commercial_Restaurant_Existing_Water Heating_Natural Gas_Water Heater_E4 | F5 | Commercial | Restaurant | Existing | Water Heating | Natural Gas | Water Heater | E4 | Utility - Cost of Operation | 0.41567 | 0.41948 | 0.42397 | 0.43108 | 0.44042 | 0.45138 | 0.46154 | 0.47039 | 0.47868 | 0.48682 | 0.49513 | 0.50332 | 0.5112 | 0.51922 | 0.52693 | 0.53483 | 0.54325 | 0.55173 | 0.5603 | 0.56891 | 0.57745 | 0.58589 | 0 | 0 | 0 | 0 | 0 | 0 | 0 | 0
F5_Commercial_Restaurant_Existing_Water Heating_Natural Gas_Water Heater_E5 | F5 | Commercial | Restaurant | Existing | Water Heating | Natural Gas | Water Heater | E5 | Utility - Cost of Operation | 0 | 0 | 0 | 0 | 0 | 0 | 0 | 0 | 0 | 0 | 0 | 0 | 0 | 0 | 0 | 0 | 0 | 0 | 0 | 0 | 0 | 0 | 0 | 0 | 0 | 0 | 0 | 0 | 0 | 0
F5_Commercial_Restaurant_Existing_Water Heating_Natural Gas_Water Heater_E6 | F5 | Commercial | Restaurant | Existing | Water Heating | Natural Gas | Water Heater | E6 | Utility - Cost of Operation | 0 | 0 | 0 | 0 | 0 | 0 | 0 | 0 | 0 | 0 | 0 | 0 | 0 | 0 | 0 | 0 | 0 | 0 | 0 | 0 | 0 | 0 | 0 | 0 | 0 | 0 | 0 | 0 | 0 | 0
F5_Commercial_Restaurant_Existing_Water Heating_Natural Gas_Water Heater_E7 | F5 | Commercial | Restaurant | Existing | Water Heating | Natural Gas | Water Heater | E7 | Utility - Cost of Operation | 0 | 0 | 0 | 0 | 0 | 0 | 0 | 0 | 0 | 0 | 0 | 0 | 0 | 0 | 0 | 0 | 0 | 0 | 0 | 0 | 0 | 0 | 0 | 0 | 0 | 0 | 0 | 0 | 0 | 0
F5_Commercial_Restaurant_Existing_Water Heating_Natural Gas_Water Heater_E8 | F5 | Commercial | Restaurant | Existing | Water Heating | Natural Gas | Water Heater | E8 | Utility - Cost of Operation | 0 | 0 | 0 | 0 | 0 | 0 | 0 | 0 | 0 | 0 | 0 | 0 | 0 | 0 | 0 | 0 | 0 | 0 | 0 | 0 | 0 | 0 | 0 | 0 | 0 | 0 | 0 | 0 | 0 | 0
F5_Commercial_Restaurant_Existing_Water Heating_Natural Gas_Water Heater_E9 | F5 | Commercial | Restaurant | Existing | Water Heating | Natural Gas | Water Heater | E9 | Utility - Cost of Operation | 0 | 0 | 0 | 0 | 0 | 0 | 0 | 0 | 0 | 0 | 0 | 0 | 0 | 0 | 0 | 0 | 0 | 0 | 0 | 0 | 0 | 0 | 0 | 0 | 0 | 0 | 0 | 0 | 0 | 0
F5_Commercial_Restaurant_Existing_Water Heating_Natural Gas_Water Heater_E10 | F5 | Commercial | Restaurant | Existing | Water Heating | Natural Gas | Water Heater | E10 | Utility - Cost of Operation | 0 | 0 | 0 | 0 | 0 | 0 | 0 | 0 | 0 | 0 | 0 | 0 | 0 | 0 | 0 | 0 | 0 | 0 | 0 | 0 | 0 | 0 | 0 | 0 | 0 | 0 | 0 | 0 | 0 | 0
F6_Commercial_Restaurant_Existing_Water Heating_Natural Gas_Water Heater_E1 | F6 | Commercial | Restaurant | Existing | Water Heating | Natural Gas | Water Heater | E1 | Utility - Value of Sales | 0.8297 | 0.83523 | 0.8424 | 0.85623 | 0.87543 | 0.89854 | 0.91952 | 0.9375 | 0.95456 | 0.97198 | 0.99064 | 1.0088 | 1.026 | 1.0434 | 1.0587 | 1.0732 | 1.0889 | 1.1046 | 1.1205 | 1.1363 | 1.1518 | 1.167 | 0 | 0 | 0 | 0 | 0 | 0 | 0 | 0
F6_Commercial_Restaurant_Existing_Water Heating_Natural Gas_Water Heater_E2 | F6 | Commercial | Restaurant | Existing | Water Heating | Natural Gas | Water Heater | E2 | Utility - Value of Sales | 0.76056 | 0.76563 | 0.7722 | 0.78488 | 0.80248 | 0.82366 | 0.84289 | 0.85937 | 0.87501 | 0.89099 | 0.90809 | 0.92477 | 0.94054 | 0.95643 | 0.97047 | 0.98376 | 0.99814 | 1.0126 | 1.0271 | 1.0416 | 1.0558 | 1.0697 | 0 | 0 | 0 | 0 | 0 | 0 | 0 | 0
F6_Commercial_Restaurant_Existing_Water Heating_Natural Gas_Water Heater_E3 | F6 | Commercial | Restaurant | Existing | Water Heating | Natural Gas | Water Heater | E3 | Utility - Value of Sales | 0.74504 | 0.75001 | 0.75644 | 0.76886 | 0.7861 | 0.80685 | 0.82569 | 0.84183 | 0.85715 | 0.8728 | 0.88956 | 0.9059 | 0.92135 | 0.93691 | 0.95066 | 0.96368 | 0.97777 | 0.99191 | 1.0061 | 1.0203 | 1.0343 | 1.0479 | 0 | 0 | 0 | 0 | 0 | 0 | 0 | 0
F6_Commercial_Restaurant_Existing_Water Heating_Natural Gas_Water Heater_E4 | F6 | Commercial | Restaurant | Existing | Water Heating | Natural Gas | Water Heater | E4 | Utility - Value of Sales | 0.498 | 0.50256 | 0.50794 | 0.51647 | 0.52765 | 0.54078 | 0.55296 | 0.56355 | 0.57349 | 0.58325 | 0.5932 | 0.60302 | 0.61245 | 0.62206 | 0.63129 | 0.64076 | 0.65085 | 0.66101 | 0.67127 | 0.68159 | 0.69182 | 0.70193 | 0 | 0 | 0 | 0 | 0 | 0 | 0 | 0
F6_Commercial_Restaurant_Existing_Water Heating_Natural Gas_Water Heater_E5 | F6 | Commercial | Restaurant | Existing | Water Heating | Natural Gas | Water Heater | E5 | Utility - Value of Sales | 0 | 0 | 0 | 0 | 0 | 0 | 0 | 0 | 0 | 0 | 0 | 0 | 0 | 0 | 0 | 0 | 0 | 0 | 0 | 0 | 0 | 0 | 0 | 0 | 0 | 0 | 0 | 0 | 0 | 0
F6_Commercial_Restaurant_Existing_Water Heating_Natural Gas_Water Heater_E6 | F6 | Commercial | Restaurant | Existing | Water Heating | Natural Gas | Water Heater | E6 | Utility - Value of Sales | 0 | 0 | 0 | 0 | 0 | 0 | 0 | 0 | 0 | 0 | 0 | 0 | 0 | 0 | 0 | 0 | 0 | 0 | 0 | 0 | 0 | 0 | 0 | 0 | 0 | 0 | 0 | 0 | 0 | 0
F6_Commercial_Restaurant_Existing_Water Heating_Natural Gas_Water Heater_E7 | F6 | Commercial | Restaurant | Existing | Water Heating | Natural Gas | Water Heater | E7 | Utility - Value of Sales | 0 | 0 | 0 | 0 | 0 | 0 | 0 | 0 | 0 | 0 | 0 | 0 | 0 | 0 | 0 | 0 | 0 | 0 | 0 | 0 | 0 | 0 | 0 | 0 | 0 | 0 | 0 | 0 | 0 | 0
F6_Commercial_Restaurant_Existing_Water Heating_Natural Gas_Water Heater_E8 | F6 | Commercial | Restaurant | Existing | Water Heating | Natural Gas | Water Heater | E8 | Utility - Value of Sales | 0 | 0 | 0 | 0 | 0 | 0 | 0 | 0 | 0 | 0 | 0 | 0 | 0 | 0 | 0 | 0 | 0 | 0 | 0 | 0 | 0 | 0 | 0 | 0 | 0 | 0 | 0 | 0 | 0 | 0
F6_Commercial_Restaurant_Existing_Water Heating_Natural Gas_Water Heater_E9 | F6 | Commercial | Restaurant | Existing | Water Heating | Natural Gas | Water Heater | E9 | Utility - Value of Sales | 0 | 0 | 0 | 0 | 0 | 0 | 0 | 0 | 0 | 0 | 0 | 0 | 0 | 0 | 0 | 0 | 0 | 0 | 0 | 0 | 0 | 0 | 0 | 0 | 0 | 0 | 0 | 0 | 0 | 0
F6_Commercial_Restaurant_Existing_Water Heating_Natural Gas_Water Heater_E10 | F6 | Commercial | Restaurant | Existing | Water Heating | Natural Gas | Water Heater | E10 | Utility - Value of Sales | 0 | 0 | 0 | 0 | 0 | 0 | 0 | 0 | 0 | 0 | 0 | 0 | 0 | 0 | 0 | 0 | 0 | 0 | 0 | 0 | 0 | 0 | 0 | 0 | 0 | 0 | 0 | 0 | 0 | 0
F1_Commercial_Restaurant_Existing_Food Preparation_Natural Gas_Oven_E1 | F1 | Commercial | Restaurant | Existing | Food Preparation | Natural Gas | Oven | E1 | Participant - Cost of Equipment | 0.66046 | 0.66046 | 0.66046 | 0.66046 | 0.66046 | 0.66046 | 0.66046 | 0.66046 | 0.66046 | 0.66046 | 0.66046 | 0.66046 | 0.66046 | 0.66046 | 0.66046 | 0.66046 | 0.66046 | 0.66046 | 0.66046 | 0.66046 | 0.66046 | 0.66046 | 0 | 0 | 0 | 0 | 0 | 0 | 0 | 0
F1_Commercial_Restaurant_Existing_Food Preparation_Natural Gas_Oven_E2 | F1 | Commercial | Restaurant | Existing | Food Preparation | Natural Gas | Oven | E2 | Participant - Cost of Equipment | 0.6648 | 0.6648 | 0.6648 | 0.6648 | 0.6648 | 0.6648 | 0.6648 | 0.6648 | 0.6648 | 0.6648 | 0.6648 | 0.6648 | 0.6648 | 0.6648 | 0.6648 | 0.6648 | 0.6648 | 0.6648 | 0.6648 | 0.6648 | 0.6648 | 0.6648 | 0 | 0 | 0 | 0 | 0 | 0 | 0 | 0
F1_Commercial_Restaurant_Existing_Food Preparation_Natural Gas_Oven_E3 | F1 | Commercial | Restaurant | Existing | Food Preparation | Natural Gas | Oven | E3 | Participant - Cost of Equipment | 0 | 0 | 0 | 0 | 0 | 0 | 0 | 0 | 0 | 0 | 0 | 0 | 0 | 0 | 0 | 0 | 0 | 0 | 0 | 0 | 0 | 0 | 0 | 0 | 0 | 0 | 0 | 0 | 0 | 0
F1_Commercial_Restaurant_Existing_Food Preparation_Natural Gas_Oven_E4 | F1 | Commercial | Restaurant | Existing | Food Preparation | Natural Gas | Oven | E4 | Participant - Cost of Equipment | 0 | 0 | 0 | 0 | 0 | 0 | 0 | 0 | 0 | 0 | 0 | 0 | 0 | 0 | 0 | 0 | 0 | 0 | 0 | 0 | 0 | 0 | 0 | 0 | 0 | 0 | 0 | 0 | 0 | 0
F1_Commercial_Restaurant_Existing_Food Preparation_Natural Gas_Oven_E5 | F1 | Commercial | Restaurant | Existing | Food Preparation | Natural Gas | Oven | E5 | Participant - Cost of Equipment | 0 | 0 | 0 | 0 | 0 | 0 | 0 | 0 | 0 | 0 | 0 | 0 | 0 | 0 | 0 | 0 | 0 | 0 | 0 | 0 | 0 | 0 | 0 | 0 | 0 | 0 | 0 | 0 | 0 | 0
F1_Commercial_Restaurant_Existing_Food Preparation_Natural Gas_Oven_E6 | F1 | Commercial | Restaurant | Existing | Food Preparation | Natural Gas | Oven | E6 | Participant - Cost of Equipment | 0 | 0 | 0 | 0 | 0 | 0 | 0 | 0 | 0 | 0 | 0 | 0 | 0 | 0 | 0 | 0 | 0 | 0 | 0 | 0 | 0 | 0 | 0 | 0 | 0 | 0 | 0 | 0 | 0 | 0
F1_Commercial_Restaurant_Existing_Food Preparation_Natural Gas_Oven_E7 | F1 | Commercial | Restaurant | Existing | Food Preparation | Natural Gas | Oven | E7 | Participant - Cost of Equipment | 0 | 0 | 0 | 0 | 0 | 0 | 0 | 0 | 0 | 0 | 0 | 0 | 0 | 0 | 0 | 0 | 0 | 0 | 0 | 0 | 0 | 0 | 0 | 0 | 0 | 0 | 0 | 0 | 0 | 0
F1_Commercial_Restaurant_Existing_Food Preparation_Natural Gas_Oven_E8 | F1 | Commercial | Restaurant | Existing | Food Preparation | Natural Gas | Oven | E8 | Participant - Cost of Equipment | 0 | 0 | 0 | 0 | 0 | 0 | 0 | 0 | 0 | 0 | 0 | 0 | 0 | 0 | 0 | 0 | 0 | 0 | 0 | 0 | 0 | 0 | 0 | 0 | 0 | 0 | 0 | 0 | 0 | 0
F1_Commercial_Restaurant_Existing_Food Preparation_Natural Gas_Oven_E9 | F1 | Commercial | Restaurant | Existing | Food Preparation | Natural Gas | Oven | E9 | Participant - Cost of Equipment | 0 | 0 | 0 | 0 | 0 | 0 | 0 | 0 | 0 | 0 | 0 | 0 | 0 | 0 | 0 | 0 | 0 | 0 | 0 | 0 | 0 | 0 | 0 | 0 | 0 | 0 | 0 | 0 | 0 | 0
F1_Commercial_Restaurant_Existing_Food Preparation_Natural Gas_Oven_E10 | F1 | Commercial | Restaurant | Existing | Food Preparation | Natural Gas | Oven | E10 | Participant - Cost of Equipment | 0 | 0 | 0 | 0 | 0 | 0 | 0 | 0 | 0 | 0 | 0 | 0 | 0 | 0 | 0 | 0 | 0 | 0 | 0 | 0 | 0 | 0 | 0 | 0 | 0 | 0 | 0 | 0 | 0 | 0
F2_Commercial_Restaurant_Existing_Food Preparation_Natural Gas_Oven_E1 | F2 | Commercial | Restaurant | Existing | Food Preparation | Natural Gas | Oven | E1 | Participant - Cost of Operation | 0.67422 | 0.67999 | 0.68689 | 0.69832 | 0.71355 | 0.73152 | 0.74803 | 0.76274 | 0.777 | 0.79083 | 0.80478 | 0.81834 | 0.83111 | 0.8439 | 0.85611 | 0.86865 | 0.88205 | 0.89554 | 0.90915 | 0.92281 | 0.93632 | 0.94963 | 0 | 0 | 0 | 0 | 0 | 0 | 0 | 0
F2_Commercial_Restaurant_Existing_Food Preparation_Natural Gas_Oven_E2 | F2 | Commercial | Restaurant | Existing | Food Preparation | Natural Gas | Oven | E2 | Participant - Cost of Operation | 0.46229 | 0.46624 | 0.47098 | 0.47881 | 0.48926 | 0.50158 | 0.5129 | 0.52298 | 0.53276 | 0.54225 | 0.55181 | 0.56111 | 0.56986 | 0.57863 | 0.58701 | 0.5956 | 0.60479 | 0.61404 | 0.62337 | 0.63274 | 0.642 | 0.65113 | 0 | 0 | 0 | 0 | 0 | 0 | 0 | 0
F2_Commercial_Restaurant_Existing_Food Preparation_Natural Gas_Oven_E3 | F2 | Commercial | Restaurant | Existing | Food Preparation | Natural Gas | Oven | E3 | Participant - Cost of Operation | 0 | 0 | 0 | 0 | 0 | 0 | 0 | 0 | 0 | 0 | 0 | 0 | 0 | 0 | 0 | 0 | 0 | 0 | 0 | 0 | 0 | 0 | 0 | 0 | 0 | 0 | 0 | 0 | 0 | 0
F2_Commercial_Restaurant_Existing_Food Preparation_Natural Gas_Oven_E4 | F2 | Commercial | Restaurant | Existing | Food Preparation | Natural Gas | Oven | E4 | Participant - Cost of Operation | 0 | 0 | 0 | 0 | 0 | 0 | 0 | 0 | 0 | 0 | 0 | 0 | 0 | 0 | 0 | 0 | 0 | 0 | 0 | 0 | 0 | 0 | 0 | 0 | 0 | 0 | 0 | 0 | 0 | 0
F2_Commercial_Restaurant_Existing_Food Preparation_Natural Gas_Oven_E5 | F2 | Commercial | Restaurant | Existing | Food Preparation | Natural Gas | Oven | E5 | Participant - Cost of Operation | 0 | 0 | 0 | 0 | 0 | 0 | 0 | 0 | 0 | 0 | 0 | 0 | 0 | 0 | 0 | 0 | 0 | 0 | 0 | 0 | 0 | 0 | 0 | 0 | 0 | 0 | 0 | 0 | 0 | 0
F2_Commercial_Restaurant_Existing_Food Preparation_Natural Gas_Oven_E6 | F2 | Commercial | Restaurant | Existing | Food Preparation | Natural Gas | Oven | E6 | Participant - Cost of Operation | 0 | 0 | 0 | 0 | 0 | 0 | 0 | 0 | 0 | 0 | 0 | 0 | 0 | 0 | 0 | 0 | 0 | 0 | 0 | 0 | 0 | 0 | 0 | 0 | 0 | 0 | 0 | 0 | 0 | 0
F2_Commercial_Restaurant_Existing_Food Preparation_Natural Gas_Oven_E7 | F2 | Commercial | Restaurant | Existing | Food Preparation | Natural Gas | Oven | E7 | Participant - Cost of Operation | 0 | 0 | 0 | 0 | 0 | 0 | 0 | 0 | 0 | 0 | 0 | 0 | 0 | 0 | 0 | 0 | 0 | 0 | 0 | 0 | 0 | 0 | 0 | 0 | 0 | 0 | 0 | 0 | 0 | 0
F2_Commercial_Restaurant_Existing_Food Preparation_Natural Gas_Oven_E8 | F2 | Commercial | Restaurant | Existing | Food Preparation | Natural Gas | Oven | E8 | Participant - Cost of Operation | 0 | 0 | 0 | 0 | 0 | 0 | 0 | 0 | 0 | 0 | 0 | 0 | 0 | 0 | 0 | 0 | 0 | 0 | 0 | 0 | 0 | 0 | 0 | 0 | 0 | 0 | 0 | 0 | 0 | 0
F2_Commercial_Restaurant_Existing_Food Preparation_Natural Gas_Oven_E9 | F2 | Commercial | Restaurant | Existing | Food Preparation | Natural Gas | Oven | E9 | Participant - Cost of Operation | 0 | 0 | 0 | 0 | 0 | 0 | 0 | 0 | 0 | 0 | 0 | 0 | 0 | 0 | 0 | 0 | 0 | 0 | 0 | 0 | 0 | 0 | 0 | 0 | 0 | 0 | 0 | 0 | 0 | 0
F2_Commercial_Restaurant_Existing_Food Preparation_Natural Gas_Oven_E10 | F2 | Commercial | Restaurant | Existing | Food Preparation | Natural Gas | Oven | E10 | Participant - Cost of Operation | 0 | 0 | 0 | 0 | 0 | 0 | 0 | 0 | 0 | 0 | 0 | 0 | 0 | 0 | 0 | 0 | 0 | 0 | 0 | 0 | 0 | 0 | 0 | 0 | 0 | 0 | 0 | 0 | 0 | 0
F3_Commercial_Restaurant_Existing_Food Preparation_Natural Gas_Oven_E1 | F3 | Commercial | Restaurant | Existing | Food Preparation | Natural Gas | Oven | E1 | System - kBTUs of Conusmption | 63.2318 | 63.4208 | 63.6302 | 64.1116 | 64.5372 | 64.8961 | 65.1688 | 65.4395 | 65.6911 | 65.8517 | 65.9063 | 65.8943 | 65.7968 | 65.61 | 65.3798 | 65.1554 | 64.9141 | 64.6563 | 64.3617 | 64.0781 | 63.7836 | 63.4809 | 0 | 0 | 0 | 0 | 0 | 0 | 0 | 0
F3_Commercial_Restaurant_Existing_Food Preparation_Natural Gas_Oven_E2 | F3 | Commercial | Restaurant | Existing | Food Preparation | Natural Gas | Oven | E2 | System - kBTUs of Conusmption | 43.3559 | 43.4855 | 43.6291 | 43.9592 | 44.251 | 44.4971 | 44.6841 | 44.8697 | 45.0422 | 45.1524 | 45.1898 | 45.1815 | 45.1147 | 44.9866 | 44.8288 | 44.6749 | 44.5095 | 44.3327 | 44.1307 | 43.9362 | 43.7343 | 43.5267 | 0 | 0 | 0 | 0 | 0 | 0 | 0 | 0
F3_Commercial_Restaurant_Existing_Food Preparation_Natural Gas_Oven_E3 | F3 | Commercial | Restaurant | Existing | Food Preparation | Natural Gas | Oven | E3 | System - kBTUs of Conusmption | 0 | 0 | 0 | 0 | 0 | 0 | 0 | 0 | 0 | 0 | 0 | 0 | 0 | 0 | 0 | 0 | 0 | 0 | 0 | 0 | 0 | 0 | 0 | 0 | 0 | 0 | 0 | 0 | 0 | 0
F3_Commercial_Restaurant_Existing_Food Preparation_Natural Gas_Oven_E4 | F3 | Commercial | Restaurant | Existing | Food Preparation | Natural Gas | Oven | E4 | System - kBTUs of Conusmption | 0 | 0 | 0 | 0 | 0 | 0 | 0 | 0 | 0 | 0 | 0 | 0 | 0 | 0 | 0 | 0 | 0 | 0 | 0 | 0 | 0 | 0 | 0 | 0 | 0 | 0 | 0 | 0 | 0 | 0
F3_Commercial_Restaurant_Existing_Food Preparation_Natural Gas_Oven_E5 | F3 | Commercial | Restaurant | Existing | Food Preparation | Natural Gas | Oven | E5 | System - kBTUs of Conusmption | 0 | 0 | 0 | 0 | 0 | 0 | 0 | 0 | 0 | 0 | 0 | 0 | 0 | 0 | 0 | 0 | 0 | 0 | 0 | 0 | 0 | 0 | 0 | 0 | 0 | 0 | 0 | 0 | 0 | 0
F3_Commercial_Restaurant_Existing_Food Preparation_Natural Gas_Oven_E6 | F3 | Commercial | Restaurant | Existing | Food Preparation | Natural Gas | Oven | E6 | System - kBTUs of Conusmption | 0 | 0 | 0 | 0 | 0 | 0 | 0 | 0 | 0 | 0 | 0 | 0 | 0 | 0 | 0 | 0 | 0 | 0 | 0 | 0 | 0 | 0 | 0 | 0 | 0 | 0 | 0 | 0 | 0 | 0
F3_Commercial_Restaurant_Existing_Food Preparation_Natural Gas_Oven_E7 | F3 | Commercial | Restaurant | Existing | Food Preparation | Natural Gas | Oven | E7 | System - kBTUs of Conusmption | 0 | 0 | 0 | 0 | 0 | 0 | 0 | 0 | 0 | 0 | 0 | 0 | 0 | 0 | 0 | 0 | 0 | 0 | 0 | 0 | 0 | 0 | 0 | 0 | 0 | 0 | 0 | 0 | 0 | 0
F3_Commercial_Restaurant_Existing_Food Preparation_Natural Gas_Oven_E8 | F3 | Commercial | Restaurant | Existing | Food Preparation | Natural Gas | Oven | E8 | System - kBTUs of Conusmption | 0 | 0 | 0 | 0 | 0 | 0 | 0 | 0 | 0 | 0 | 0 | 0 | 0 | 0 | 0 | 0 | 0 | 0 | 0 | 0 | 0 | 0 | 0 | 0 | 0 | 0 | 0 | 0 | 0 | 0
F3_Commercial_Restaurant_Existing_Food Preparation_Natural Gas_Oven_E9 | F3 | Commercial | Restaurant | Existing | Food Preparation | Natural Gas | Oven | E9 | System - kBTUs of Conusmption | 0 | 0 | 0 | 0 | 0 | 0 | 0 | 0 | 0 | 0 | 0 | 0 | 0 | 0 | 0 | 0 | 0 | 0 | 0 | 0 | 0 | 0 | 0 | 0 | 0 | 0 | 0 | 0 | 0 | 0
F3_Commercial_Restaurant_Existing_Food Preparation_Natural Gas_Oven_E10 | F3 | Commercial | Restaurant | Existing | Food Preparation | Natural Gas | Oven | E10 | System - kBTUs of Conusmption | 0 | 0 | 0 | 0 | 0 | 0 | 0 | 0 | 0 | 0 | 0 | 0 | 0 | 0 | 0 | 0 | 0 | 0 | 0 | 0 | 0 | 0 | 0 | 0 | 0 | 0 | 0 | 0 | 0 | 0
F4_Commercial_Restaurant_Existing_Food Preparation_Natural Gas_Oven_E1 | F4 | Commercial | Restaurant | Existing | Food Preparation | Natural Gas | Oven | E1 | Utility - Cost of Equipment | 0.66046 | 0.66046 | 0.66046 | 0.66046 | 0.66046 | 0.66046 | 0.66046 | 0.66046 | 0.66046 | 0.66046 | 0.66046 | 0.66046 | 0.66046 | 0.66046 | 0.66046 | 0.66046 | 0.66046 | 0.66046 | 0.66046 | 0.66046 | 0.66046 | 0.66046 | 0 | 0 | 0 | 0 | 0 | 0 | 0 | 0
F4_Commercial_Restaurant_Existing_Food Preparation_Natural Gas_Oven_E2 | F4 | Commercial | Restaurant | Existing | Food Preparation | Natural Gas | Oven | E2 | Utility - Cost of Equipment | 0.6648 | 0.6648 | 0.6648 | 0.6648 | 0.6648 | 0.6648 | 0.6648 | 0.6648 | 0.6648 | 0.6648 | 0.6648 | 0.6648 | 0.6648 | 0.6648 | 0.6648 | 0.6648 | 0.6648 | 0.6648 | 0.6648 | 0.6648 | 0.6648 | 0.6648 | 0 | 0 | 0 | 0 | 0 | 0 | 0 | 0
F4_Commercial_Restaurant_Existing_Food Preparation_Natural Gas_Oven_E3 | F4 | Commercial | Restaurant | Existing | Food Preparation | Natural Gas | Oven | E3 | Utility - Cost of Equipment | 0 | 0 | 0 | 0 | 0 | 0 | 0 | 0 | 0 | 0 | 0 | 0 | 0 | 0 | 0 | 0 | 0 | 0 | 0 | 0 | 0 | 0 | 0 | 0 | 0 | 0 | 0 | 0 | 0 | 0
F4_Commercial_Restaurant_Existing_Food Preparation_Natural Gas_Oven_E4 | F4 | Commercial | Restaurant | Existing | Food Preparation | Natural Gas | Oven | E4 | Utility - Cost of Equipment | 0 | 0 | 0 | 0 | 0 | 0 | 0 | 0 | 0 | 0 | 0 | 0 | 0 | 0 | 0 | 0 | 0 | 0 | 0 | 0 | 0 | 0 | 0 | 0 | 0 | 0 | 0 | 0 | 0 | 0
F4_Commercial_Restaurant_Existing_Food Preparation_Natural Gas_Oven_E5 | F4 | Commercial | Restaurant | Existing | Food Preparation | Natural Gas | Oven | E5 | Utility - Cost of Equipment | 0 | 0 | 0 | 0 | 0 | 0 | 0 | 0 | 0 | 0 | 0 | 0 | 0 | 0 | 0 | 0 | 0 | 0 | 0 | 0 | 0 | 0 | 0 | 0 | 0 | 0 | 0 | 0 | 0 | 0
F4_Commercial_Restaurant_Existing_Food Preparation_Natural Gas_Oven_E6 | F4 | Commercial | Restaurant | Existing | Food Preparation | Natural Gas | Oven | E6 | Utility - Cost of Equipment | 0 | 0 | 0 | 0 | 0 | 0 | 0 | 0 | 0 | 0 | 0 | 0 | 0 | 0 | 0 | 0 | 0 | 0 | 0 | 0 | 0 | 0 | 0 | 0 | 0 | 0 | 0 | 0 | 0 | 0
F4_Commercial_Restaurant_Existing_Food Preparation_Natural Gas_Oven_E7 | F4 | Commercial | Restaurant | Existing | Food Preparation | Natural Gas | Oven | E7 | Utility - Cost of Equipment | 0 | 0 | 0 | 0 | 0 | 0 | 0 | 0 | 0 | 0 | 0 | 0 | 0 | 0 | 0 | 0 | 0 | 0 | 0 | 0 | 0 | 0 | 0 | 0 | 0 | 0 | 0 | 0 | 0 | 0
F4_Commercial_Restaurant_Existing_Food Preparation_Natural Gas_Oven_E8 | F4 | Commercial | Restaurant | Existing | Food Preparation | Natural Gas | Oven | E8 | Utility - Cost of Equipment | 0 | 0 | 0 | 0 | 0 | 0 | 0 | 0 | 0 | 0 | 0 | 0 | 0 | 0 | 0 | 0 | 0 | 0 | 0 | 0 | 0 | 0 | 0 | 0 | 0 | 0 | 0 | 0 | 0 | 0
F4_Commercial_Restaurant_Existing_Food Preparation_Natural Gas_Oven_E9 | F4 | Commercial | Restaurant | Existing | Food Preparation | Natural Gas | Oven | E9 | Utility - Cost of Equipment | 0 | 0 | 0 | 0 | 0 | 0 | 0 | 0 | 0 | 0 | 0 | 0 | 0 | 0 | 0 | 0 | 0 | 0 | 0 | 0 | 0 | 0 | 0 | 0 | 0 | 0 | 0 | 0 | 0 | 0
F4_Commercial_Restaurant_Existing_Food Preparation_Natural Gas_Oven_E10 | F4 | Commercial | Restaurant | Existing | Food Preparation | Natural Gas | Oven | E10 | Utility - Cost of Equipment | 0 | 0 | 0 | 0 | 0 | 0 | 0 | 0 | 0 | 0 | 0 | 0 | 0 | 0 | 0 | 0 | 0 | 0 | 0 | 0 | 0 | 0 | 0 | 0 | 0 | 0 | 0 | 0 | 0 | 0
F5_Commercial_Restaurant_Existing_Food Preparation_Natural Gas_Oven_E1 | F5 | Commercial | Restaurant | Existing | Food Preparation | Natural Gas | Oven | E1 | Utility - Cost of Operation | 0.56276 | 0.56757 | 0.57334 | 0.58287 | 0.59559 | 0.61059 | 0.62437 | 0.63664 | 0.64854 | 0.66009 | 0.67173 | 0.68305 | 0.69371 | 0.70438 | 0.71458 | 0.72504 | 0.73623 | 0.74749 | 0.75885 | 0.77025 | 0.78152 | 0.79264 | 0 | 0 | 0 | 0 | 0 | 0 | 0 | 0
F5_Commercial_Restaurant_Existing_Food Preparation_Natural Gas_Oven_E2 | F5 | Commercial | Restaurant | Existing | Food Preparation | Natural Gas | Oven | E2 | Utility - Cost of Operation | 0.38586 | 0.38916 | 0.39312 | 0.39966 | 0.40837 | 0.41866 | 0.42811 | 0.43652 | 0.44469 | 0.4526 | 0.46059 | 0.46835 | 0.47565 | 0.48297 | 0.48996 | 0.49714 | 0.50481 | 0.51253 | 0.52032 | 0.52813 | 0.53587 | 0.54348 | 0 | 0 | 0 | 0 | 0 | 0 | 0 | 0
F5_Commercial_Restaurant_Existing_Food Preparation_Natural Gas_Oven_E3 | F5 | Commercial | Restaurant | Existing | Food Preparation | Natural Gas | Oven | E3 | Utility - Cost of Operation | 0 | 0 | 0 | 0 | 0 | 0 | 0 | 0 | 0 | 0 | 0 | 0 | 0 | 0 | 0 | 0 | 0 | 0 | 0 | 0 | 0 | 0 | 0 | 0 | 0 | 0 | 0 | 0 | 0 | 0
F5_Commercial_Restaurant_Existing_Food Preparation_Natural Gas_Oven_E4 | F5 | Commercial | Restaurant | Existing | Food Preparation | Natural Gas | Oven | E4 | Utility - Cost of Operation | 0 | 0 | 0 | 0 | 0 | 0 | 0 | 0 | 0 | 0 | 0 | 0 | 0 | 0 | 0 | 0 | 0 | 0 | 0 | 0 | 0 | 0 | 0 | 0 | 0 | 0 | 0 | 0 | 0 | 0
F5_Commercial_Restaurant_Existing_Food Preparation_Natural Gas_Oven_E5 | F5 | Commercial | Restaurant | Existing | Food Preparation | Natural Gas | Oven | E5 | Utility - Cost of Operation | 0 | 0 | 0 | 0 | 0 | 0 | 0 | 0 | 0 | 0 | 0 | 0 | 0 | 0 | 0 | 0 | 0 | 0 | 0 | 0 | 0 | 0 | 0 | 0 | 0 | 0 | 0 | 0 | 0 | 0
F5_Commercial_Restaurant_Existing_Food Preparation_Natural Gas_Oven_E6 | F5 | Commercial | Restaurant | Existing | Food Preparation | Natural Gas | Oven | E6 | Utility - Cost of Operation | 0 | 0 | 0 | 0 | 0 | 0 | 0 | 0 | 0 | 0 | 0 | 0 | 0 | 0 | 0 | 0 | 0 | 0 | 0 | 0 | 0 | 0 | 0 | 0 | 0 | 0 | 0 | 0 | 0 | 0
F5_Commercial_Restaurant_Existing_Food Preparation_Natural Gas_Oven_E7 | F5 | Commercial | Restaurant | Existing | Food Preparation | Natural Gas | Oven | E7 | Utility - Cost of Operation | 0 | 0 | 0 | 0 | 0 | 0 | 0 | 0 | 0 | 0 | 0 | 0 | 0 | 0 | 0 | 0 | 0 | 0 | 0 | 0 | 0 | 0 | 0 | 0 | 0 | 0 | 0 | 0 | 0 | 0
F5_Commercial_Restaurant_Existing_Food Preparation_Natural Gas_Oven_E8 | F5 | Commercial | Restaurant | Existing | Food Preparation | Natural Gas | Oven | E8 | Utility - Cost of Operation | 0 | 0 | 0 | 0 | 0 | 0 | 0 | 0 | 0 | 0 | 0 | 0 | 0 | 0 | 0 | 0 | 0 | 0 | 0 | 0 | 0 | 0 | 0 | 0 | 0 | 0 | 0 | 0 | 0 | 0
F5_Commercial_Restaurant_Existing_Food Preparation_Natural Gas_Oven_E9 | F5 | Commercial | Restaurant | Existing | Food Preparation | Natural Gas | Oven | E9 | Utility - Cost of Operation | 0 | 0 | 0 | 0 | 0 | 0 | 0 | 0 | 0 | 0 | 0 | 0 | 0 | 0 | 0 | 0 | 0 | 0 | 0 | 0 | 0 | 0 | 0 | 0 | 0 | 0 | 0 | 0 | 0 | 0
F5_Commercial_Restaurant_Existing_Food Preparation_Natural Gas_Oven_E10 | F5 | Commercial | Restaurant | Existing | Food Preparation | Natural Gas | Oven | E10 | Utility - Cost of Operation | 0 | 0 | 0 | 0 | 0 | 0 | 0 | 0 | 0 | 0 | 0 | 0 | 0 | 0 | 0 | 0 | 0 | 0 | 0 | 0 | 0 | 0 | 0 | 0 | 0 | 0 | 0 | 0 | 0 | 0
F6_Commercial_Restaurant_Existing_Food Preparation_Natural Gas_Oven_E1 | F6 | Commercial | Restaurant | Existing | Food Preparation | Natural Gas | Oven | E1 | Utility - Value of Sales | 0.67422 | 0.67999 | 0.68689 | 0.69832 | 0.71355 | 0.73152 | 0.74803 | 0.76274 | 0.777 | 0.79083 | 0.80478 | 0.81834 | 0.83111 | 0.8439 | 0.85611 | 0.86865 | 0.88205 | 0.89554 | 0.90915 | 0.92281 | 0.93632 | 0.94963 | 0 | 0 | 0 | 0 | 0 | 0 | 0 | 0
F6_Commercial_Restaurant_Existing_Food Preparation_Natural Gas_Oven_E2 | F6 | Commercial | Restaurant | Existing | Food Preparation | Natural Gas | Oven | E2 | Utility - Value of Sales | 0.46229 | 0.46624 | 0.47098 | 0.47881 | 0.48926 | 0.50158 | 0.5129 | 0.52298 | 0.53276 | 0.54225 | 0.55181 | 0.56111 | 0.56986 | 0.57863 | 0.58701 | 0.5956 | 0.60479 | 0.61404 | 0.62337 | 0.63274 | 0.642 | 0.65113 | 0 | 0 | 0 | 0 | 0 | 0 | 0 | 0
F6_Commercial_Restaurant_Existing_Food Preparation_Natural Gas_Oven_E3 | F6 | Commercial | Restaurant | Existing | Food Preparation | Natural Gas | Oven | E3 | Utility - Value of Sales | 0 | 0 | 0 | 0 | 0 | 0 | 0 | 0 | 0 | 0 | 0 | 0 | 0 | 0 | 0 | 0 | 0 | 0 | 0 | 0 | 0 | 0 | 0 | 0 | 0 | 0 | 0 | 0 | 0 | 0
F6_Commercial_Restaurant_Existing_Food Preparation_Natural Gas_Oven_E4 | F6 | Commercial | Restaurant | Existing | Food Preparation | Natural Gas | Oven | E4 | Utility - Value of Sales | 0 | 0 | 0 | 0 | 0 | 0 | 0 | 0 | 0 | 0 | 0 | 0 | 0 | 0 | 0 | 0 | 0 | 0 | 0 | 0 | 0 | 0 | 0 | 0 | 0 | 0 | 0 | 0 | 0 | 0
F6_Commercial_Restaurant_Existing_Food Preparation_Natural Gas_Oven_E5 | F6 | Commercial | Restaurant | Existing | Food Preparation | Natural Gas | Oven | E5 | Utility - Value of Sales | 0 | 0 | 0 | 0 | 0 | 0 | 0 | 0 | 0 | 0 | 0 | 0 | 0 | 0 | 0 | 0 | 0 | 0 | 0 | 0 | 0 | 0 | 0 | 0 | 0 | 0 | 0 | 0 | 0 | 0
F6_Commercial_Restaurant_Existing_Food Preparation_Natural Gas_Oven_E6 | F6 | Commercial | Restaurant | Existing | Food Preparation | Natural Gas | Oven | E6 | Utility - Value of Sales | 0 | 0 | 0 | 0 | 0 | 0 | 0 | 0 | 0 | 0 | 0 | 0 | 0 | 0 | 0 | 0 | 0 | 0 | 0 | 0 | 0 | 0 | 0 | 0 | 0 | 0 | 0 | 0 | 0 | 0
F6_Commercial_Restaurant_Existing_Food Preparation_Natural Gas_Oven_E7 | F6 | Commercial | Restaurant | Existing | Food Preparation | Natural Gas | Oven | E7 | Utility - Value of Sales | 0 | 0 | 0 | 0 | 0 | 0 | 0 | 0 | 0 | 0 | 0 | 0 | 0 | 0 | 0 | 0 | 0 | 0 | 0 | 0 | 0 | 0 | 0 | 0 | 0 | 0 | 0 | 0 | 0 | 0
F6_Commercial_Restaurant_Existing_Food Preparation_Natural Gas_Oven_E8 | F6 | Commercial | Restaurant | Existing | Food Preparation | Natural Gas | Oven | E8 | Utility - Value of Sales | 0 | 0 | 0 | 0 | 0 | 0 | 0 | 0 | 0 | 0 | 0 | 0 | 0 | 0 | 0 | 0 | 0 | 0 | 0 | 0 | 0 | 0 | 0 | 0 | 0 | 0 | 0 | 0 | 0 | 0
F6_Commercial_Restaurant_Existing_Food Preparation_Natural Gas_Oven_E9 | F6 | Commercial | Restaurant | Existing | Food Preparation | Natural Gas | Oven | E9 | Utility - Value of Sales | 0 | 0 | 0 | 0 | 0 | 0 | 0 | 0 | 0 | 0 | 0 | 0 | 0 | 0 | 0 | 0 | 0 | 0 | 0 | 0 | 0 | 0 | 0 | 0 | 0 | 0 | 0 | 0 | 0 | 0
F6_Commercial_Restaurant_Existing_Food Preparation_Natural Gas_Oven_E10 | F6 | Commercial | Restaurant | Existing | Food Preparation | Natural Gas | Oven | E10 | Utility - Value of Sales | 0 | 0 | 0 | 0 | 0 | 0 | 0 | 0 | 0 | 0 | 0 | 0 | 0 | 0 | 0 | 0 | 0 | 0 | 0 | 0 | 0 | 0 | 0 | 0 | 0 | 0 | 0 | 0 | 0 | 0
F1_Commercial_Restaurant_Existing_Food Preparation_Natural Gas_Conveyor Oven_E1 | F1 | Commercial | Restaurant | Existing | Food Preparation | Natural Gas | Conveyor Oven | E1 | Participant - Cost of Equipment | 0.29812 | 0.29812 | 0.29812 | 0.29812 | 0.29812 | 0.29812 | 0.29812 | 0.29812 | 0.29812 | 0.29812 | 0.29812 | 0.29812 | 0.29812 | 0.29812 | 0.29812 | 0.29812 | 0.29812 | 0.29812 | 0.29812 | 0.29812 | 0.29812 | 0.29812 | 0 | 0 | 0 | 0 | 0 | 0 | 0 | 0
F1_Commercial_Restaurant_Existing_Food Preparation_Natural Gas_Conveyor Oven_E2 | F1 | Commercial | Restaurant | Existing | Food Preparation | Natural Gas | Conveyor Oven | E2 | Participant - Cost of Equipment | 0.36345 | 0.36345 | 0.36345 | 0.36345 | 0.36345 | 0.36345 | 0.36345 | 0.36345 | 0.36345 | 0.36345 | 0.36345 | 0.36345 | 0.36345 | 0.36345 | 0.36345 | 0.36345 | 0.36345 | 0.36345 | 0.36345 | 0.36345 | 0.36345 | 0.36345 | 0 | 0 | 0 | 0 | 0 | 0 | 0 | 0
F1_Commercial_Restaurant_Existing_Food Preparation_Natural Gas_Conveyor Oven_E3 | F1 | Commercial | Restaurant | Existing | Food Preparation | Natural Gas | Conveyor Oven | E3 | Participant - Cost of Equipment | 0 | 0 | 0 | 0 | 0 | 0 | 0 | 0 | 0 | 0 | 0 | 0 | 0 | 0 | 0 | 0 | 0 | 0 | 0 | 0 | 0 | 0 | 0 | 0 | 0 | 0 | 0 | 0 | 0 | 0
F1_Commercial_Restaurant_Existing_Food Preparation_Natural Gas_Conveyor Oven_E4 | F1 | Commercial | Restaurant | Existing | Food Preparation | Natural Gas | Conveyor Oven | E4 | Participant - Cost of Equipment | 0 | 0 | 0 | 0 | 0 | 0 | 0 | 0 | 0 | 0 | 0 | 0 | 0 | 0 | 0 | 0 | 0 | 0 | 0 | 0 | 0 | 0 | 0 | 0 | 0 | 0 | 0 | 0 | 0 | 0
F1_Commercial_Restaurant_Existing_Food Preparation_Natural Gas_Conveyor Oven_E5 | F1 | Commercial | Restaurant | Existing | Food Preparation | Natural Gas | Conveyor Oven | E5 | Participant - Cost of Equipment | 0 | 0 | 0 | 0 | 0 | 0 | 0 | 0 | 0 | 0 | 0 | 0 | 0 | 0 | 0 | 0 | 0 | 0 | 0 | 0 | 0 | 0 | 0 | 0 | 0 | 0 | 0 | 0 | 0 | 0
F1_Commercial_Restaurant_Existing_Food Preparation_Natural Gas_Conveyor Oven_E6 | F1 | Commercial | Restaurant | Existing | Food Preparation | Natural Gas | Conveyor Oven | E6 | Participant - Cost of Equipment | 0 | 0 | 0 | 0 | 0 | 0 | 0 | 0 | 0 | 0 | 0 | 0 | 0 | 0 | 0 | 0 | 0 | 0 | 0 | 0 | 0 | 0 | 0 | 0 | 0 | 0 | 0 | 0 | 0 | 0
F1_Commercial_Restaurant_Existing_Food Preparation_Natural Gas_Conveyor Oven_E7 | F1 | Commercial | Restaurant | Existing | Food Preparation | Natural Gas | Conveyor Oven | E7 | Participant - Cost of Equipment | 0 | 0 | 0 | 0 | 0 | 0 | 0 | 0 | 0 | 0 | 0 | 0 | 0 | 0 | 0 | 0 | 0 | 0 | 0 | 0 | 0 | 0 | 0 | 0 | 0 | 0 | 0 | 0 | 0 | 0
F1_Commercial_Restaurant_Existing_Food Preparation_Natural Gas_Conveyor Oven_E8 | F1 | Commercial | Restaurant | Existing | Food Preparation | Natural Gas | Conveyor Oven | E8 | Participant - Cost of Equipment | 0 | 0 | 0 | 0 | 0 | 0 | 0 | 0 | 0 | 0 | 0 | 0 | 0 | 0 | 0 | 0 | 0 | 0 | 0 | 0 | 0 | 0 | 0 | 0 | 0 | 0 | 0 | 0 | 0 | 0
F1_Commercial_Restaurant_Existing_Food Preparation_Natural Gas_Conveyor Oven_E9 | F1 | Commercial | Restaurant | Existing | Food Preparation | Natural Gas | Conveyor Oven | E9 | Participant - Cost of Equipment | 0 | 0 | 0 | 0 | 0 | 0 | 0 | 0 | 0 | 0 | 0 | 0 | 0 | 0 | 0 | 0 | 0 | 0 | 0 | 0 | 0 | 0 | 0 | 0 | 0 | 0 | 0 | 0 | 0 | 0
F1_Commercial_Restaurant_Existing_Food Preparation_Natural Gas_Conveyor Oven_E10 | F1 | Commercial | Restaurant | Existing | Food Preparation | Natural Gas | Conveyor Oven | E10 | Participant - Cost of Equipment | 0 | 0 | 0 | 0 | 0 | 0 | 0 | 0 | 0 | 0 | 0 | 0 | 0 | 0 | 0 | 0 | 0 | 0 | 0 | 0 | 0 | 0 | 0 | 0 | 0 | 0 | 0 | 0 | 0 | 0
F2_Commercial_Restaurant_Existing_Food Preparation_Natural Gas_Conveyor Oven_E1 | F2 | Commercial | Restaurant | Existing | Food Preparation | Natural Gas | Conveyor Oven | E1 | Participant - Cost of Operation | 1.1385 | 1.1512 | 1.1657 | 1.186 | 1.2106 | 1.2381 | 1.2632 | 1.2851 | 1.3055 | 1.3261 | 1.3476 | 1.3695 | 1.3915 | 1.4146 | 1.4371 | 1.4601 | 1.4844 | 1.509 | 1.5338 | 1.5589 | 1.584 | 1.609 | 0 | 0 | 0 | 0 | 0 | 0 | 0 | 0
F2_Commercial_Restaurant_Existing_Food Preparation_Natural Gas_Conveyor Oven_E2 | F2 | Commercial | Restaurant | Existing | Food Preparation | Natural Gas | Conveyor Oven | E2 | Participant - Cost of Operation | 0.86543 | 0.8751 | 0.88608 | 0.90157 | 0.92026 | 0.94117 | 0.96024 | 0.9769 | 0.9924 | 1.008 | 1.0244 | 1.041 | 1.0577 | 1.0753 | 1.0924 | 1.1099 | 1.1284 | 1.1471 | 1.166 | 1.185 | 1.2041 | 1.2231 | 0 | 0 | 0 | 0 | 0 | 0 | 0 | 0
F2_Commercial_Restaurant_Existing_Food Preparation_Natural Gas_Conveyor Oven_E3 | F2 | Commercial | Restaurant | Existing | Food Preparation | Natural Gas | Conveyor Oven | E3 | Participant - Cost of Operation | 0 | 0 | 0 | 0 | 0 | 0 | 0 | 0 | 0 | 0 | 0 | 0 | 0 | 0 | 0 | 0 | 0 | 0 | 0 | 0 | 0 | 0 | 0 | 0 | 0 | 0 | 0 | 0 | 0 | 0
F2_Commercial_Restaurant_Existing_Food Preparation_Natural Gas_Conveyor Oven_E4 | F2 | Commercial | Restaurant | Existing | Food Preparation | Natural Gas | Conveyor Oven | E4 | Participant - Cost of Operation | 0 | 0 | 0 | 0 | 0 | 0 | 0 | 0 | 0 | 0 | 0 | 0 | 0 | 0 | 0 | 0 | 0 | 0 | 0 | 0 | 0 | 0 | 0 | 0 | 0 | 0 | 0 | 0 | 0 | 0
F2_Commercial_Restaurant_Existing_Food Preparation_Natural Gas_Conveyor Oven_E5 | F2 | Commercial | Restaurant | Existing | Food Preparation | Natural Gas | Conveyor Oven | E5 | Participant - Cost of Operation | 0 | 0 | 0 | 0 | 0 | 0 | 0 | 0 | 0 | 0 | 0 | 0 | 0 | 0 | 0 | 0 | 0 | 0 | 0 | 0 | 0 | 0 | 0 | 0 | 0 | 0 | 0 | 0 | 0 | 0
F2_Commercial_Restaurant_Existing_Food Preparation_Natural Gas_Conveyor Oven_E6 | F2 | Commercial | Restaurant | Existing | Food Preparation | Natural Gas | Conveyor Oven | E6 | Participant - Cost of Operation | 0 | 0 | 0 | 0 | 0 | 0 | 0 | 0 | 0 | 0 | 0 | 0 | 0 | 0 | 0 | 0 | 0 | 0 | 0 | 0 | 0 | 0 | 0 | 0 | 0 | 0 | 0 | 0 | 0 | 0
F2_Commercial_Restaurant_Existing_Food Preparation_Natural Gas_Conveyor Oven_E7 | F2 | Commercial | Restaurant | Existing | Food Preparation | Natural Gas | Conveyor Oven | E7 | Participant - Cost of Operation | 0 | 0 | 0 | 0 | 0 | 0 | 0 | 0 | 0 | 0 | 0 | 0 | 0 | 0 | 0 | 0 | 0 | 0 | 0 | 0 | 0 | 0 | 0 | 0 | 0 | 0 | 0 | 0 | 0 | 0
F2_Commercial_Restaurant_Existing_Food Preparation_Natural Gas_Conveyor Oven_E8 | F2 | Commercial | Restaurant | Existing | Food Preparation | Natural Gas | Conveyor Oven | E8 | Participant - Cost of Operation | 0 | 0 | 0 | 0 | 0 | 0 | 0 | 0 | 0 | 0 | 0 | 0 | 0 | 0 | 0 | 0 | 0 | 0 | 0 | 0 | 0 | 0 | 0 | 0 | 0 | 0 | 0 | 0 | 0 | 0
F2_Commercial_Restaurant_Existing_Food Preparation_Natural Gas_Conveyor Oven_E9 | F2 | Commercial | Restaurant | Existing | Food Preparation | Natural Gas | Conveyor Oven | E9 | Participant - Cost of Operation | 0 | 0 | 0 | 0 | 0 | 0 | 0 | 0 | 0 | 0 | 0 | 0 | 0 | 0 | 0 | 0 | 0 | 0 | 0 | 0 | 0 | 0 | 0 | 0 | 0 | 0 | 0 | 0 | 0 | 0
F2_Commercial_Restaurant_Existing_Food Preparation_Natural Gas_Conveyor Oven_E10 | F2 | Commercial | Restaurant | Existing | Food Preparation | Natural Gas | Conveyor Oven | E10 | Participant - Cost of Operation | 0 | 0 | 0 | 0 | 0 | 0 | 0 | 0 | 0 | 0 | 0 | 0 | 0 | 0 | 0 | 0 | 0 | 0 | 0 | 0 | 0 | 0 | 0 | 0 | 0 | 0 | 0 | 0 | 0 | 0
F3_Commercial_Restaurant_Existing_Food Preparation_Natural Gas_Conveyor Oven_E1 | F3 | Commercial | Restaurant | Existing | Food Preparation | Natural Gas | Conveyor Oven | E1 | System - kBTUs of Conusmption | 103.9171 | 104.2315 | 104.56 | 105.1962 | 105.6763 | 106.0027 | 106.1467 | 106.2049 | 106.1474 | 106.053 | 105.9021 | 105.7424 | 105.5541 | 105.3401 | 105.0763 | 104.8191 | 104.5426 | 104.2472 | 103.9096 | 103.5845 | 103.247 | 102.9002 | 0 | 0 | 0 | 0 | 0 | 0 | 0 | 0
F3_Commercial_Restaurant_Existing_Food Preparation_Natural Gas_Conveyor Oven_E2 | F3 | Commercial | Restaurant | Existing | Food Preparation | Natural Gas | Conveyor Oven | E2 | System - kBTUs of Conusmption | 78.9931 | 79.2321 | 79.4818 | 79.9655 | 80.3304 | 80.5785 | 80.688 | 80.7322 | 80.6885 | 80.6167 | 80.5021 | 80.3807 | 80.2375 | 80.0748 | 79.8743 | 79.6788 | 79.4686 | 79.244 | 78.9874 | 78.7403 | 78.4838 | 78.2201 | 0 | 0 | 0 | 0 | 0 | 0 | 0 | 0
F3_Commercial_Restaurant_Existing_Food Preparation_Natural Gas_Conveyor Oven_E3 | F3 | Commercial | Restaurant | Existing | Food Preparation | Natural Gas | Conveyor Oven | E3 | System - kBTUs of Conusmption | 0 | 0 | 0 | 0 | 0 | 0 | 0 | 0 | 0 | 0 | 0 | 0 | 0 | 0 | 0 | 0 | 0 | 0 | 0 | 0 | 0 | 0 | 0 | 0 | 0 | 0 | 0 | 0 | 0 | 0
F3_Commercial_Restaurant_Existing_Food Preparation_Natural Gas_Conveyor Oven_E4 | F3 | Commercial | Restaurant | Existing | Food Preparation | Natural Gas | Conveyor Oven | E4 | System - kBTUs of Conusmption | 0 | 0 | 0 | 0 | 0 | 0 | 0 | 0 | 0 | 0 | 0 | 0 | 0 | 0 | 0 | 0 | 0 | 0 | 0 | 0 | 0 | 0 | 0 | 0 | 0 | 0 | 0 | 0 | 0 | 0
F3_Commercial_Restaurant_Existing_Food Preparation_Natural Gas_Conveyor Oven_E5 | F3 | Commercial | Restaurant | Existing | Food Preparation | Natural Gas | Conveyor Oven | E5 | System - kBTUs of Conusmption | 0 | 0 | 0 | 0 | 0 | 0 | 0 | 0 | 0 | 0 | 0 | 0 | 0 | 0 | 0 | 0 | 0 | 0 | 0 | 0 | 0 | 0 | 0 | 0 | 0 | 0 | 0 | 0 | 0 | 0
F3_Commercial_Restaurant_Existing_Food Preparation_Natural Gas_Conveyor Oven_E6 | F3 | Commercial | Restaurant | Existing | Food Preparation | Natural Gas | Conveyor Oven | E6 | System - kBTUs of Conusmption | 0 | 0 | 0 | 0 | 0 | 0 | 0 | 0 | 0 | 0 | 0 | 0 | 0 | 0 | 0 | 0 | 0 | 0 | 0 | 0 | 0 | 0 | 0 | 0 | 0 | 0 | 0 | 0 | 0 | 0
F3_Commercial_Restaurant_Existing_Food Preparation_Natural Gas_Conveyor Oven_E7 | F3 | Commercial | Restaurant | Existing | Food Preparation | Natural Gas | Conveyor Oven | E7 | System - kBTUs of Conusmption | 0 | 0 | 0 | 0 | 0 | 0 | 0 | 0 | 0 | 0 | 0 | 0 | 0 | 0 | 0 | 0 | 0 | 0 | 0 | 0 | 0 | 0 | 0 | 0 | 0 | 0 | 0 | 0 | 0 | 0
F3_Commercial_Restaurant_Existing_Food Preparation_Natural Gas_Conveyor Oven_E8 | F3 | Commercial | Restaurant | Existing | Food Preparation | Natural Gas | Conveyor Oven | E8 | System - kBTUs of Conusmption | 0 | 0 | 0 | 0 | 0 | 0 | 0 | 0 | 0 | 0 | 0 | 0 | 0 | 0 | 0 | 0 | 0 | 0 | 0 | 0 | 0 | 0 | 0 | 0 | 0 | 0 | 0 | 0 | 0 | 0
F3_Commercial_Restaurant_Existing_Food Preparation_Natural Gas_Conveyor Oven_E9 | F3 | Commercial | Restaurant | Existing | Food Preparation | Natural Gas | Conveyor Oven | E9 | System - kBTUs of Conusmption | 0 | 0 | 0 | 0 | 0 | 0 | 0 | 0 | 0 | 0 | 0 | 0 | 0 | 0 | 0 | 0 | 0 | 0 | 0 | 0 | 0 | 0 | 0 | 0 | 0 | 0 | 0 | 0 | 0 | 0
F3_Commercial_Restaurant_Existing_Food Preparation_Natural Gas_Conveyor Oven_E10 | F3 | Commercial | Restaurant | Existing | Food Preparation | Natural Gas | Conveyor Oven | E10 | System - kBTUs of Conusmption | 0 | 0 | 0 | 0 | 0 | 0 | 0 | 0 | 0 | 0 | 0 | 0 | 0 | 0 | 0 | 0 | 0 | 0 | 0 | 0 | 0 | 0 | 0 | 0 | 0 | 0 | 0 | 0 | 0 | 0
F4_Commercial_Restaurant_Existing_Food Preparation_Natural Gas_Conveyor Oven_E1 | F4 | Commercial | Restaurant | Existing | Food Preparation | Natural Gas | Conveyor Oven | E1 | Utility - Cost of Equipment | 0.29812 | 0.29812 | 0.29812 | 0.29812 | 0.29812 | 0.29812 | 0.29812 | 0.29812 | 0.29812 | 0.29812 | 0.29812 | 0.29812 | 0.29812 | 0.29812 | 0.29812 | 0.29812 | 0.29812 | 0.29812 | 0.29812 | 0.29812 | 0.29812 | 0.29812 | 0 | 0 | 0 | 0 | 0 | 0 | 0 | 0
F4_Commercial_Restaurant_Existing_Food Preparation_Natural Gas_Conveyor Oven_E2 | F4 | Commercial | Restaurant | Existing | Food Preparation | Natural Gas | Conveyor Oven | E2 | Utility - Cost of Equipment | 0.36345 | 0.36345 | 0.36345 | 0.36345 | 0.36345 | 0.36345 | 0.36345 | 0.36345 | 0.36345 | 0.36345 | 0.36345 | 0.36345 | 0.36345 | 0.36345 | 0.36345 | 0.36345 | 0.36345 | 0.36345 | 0.36345 | 0.36345 | 0.36345 | 0.36345 | 0 | 0 | 0 | 0 | 0 | 0 | 0 | 0
F4_Commercial_Restaurant_Existing_Food Preparation_Natural Gas_Conveyor Oven_E3 | F4 | Commercial | Restaurant | Existing | Food Preparation | Natural Gas | Conveyor Oven | E3 | Utility - Cost of Equipment | 0 | 0 | 0 | 0 | 0 | 0 | 0 | 0 | 0 | 0 | 0 | 0 | 0 | 0 | 0 | 0 | 0 | 0 | 0 | 0 | 0 | 0 | 0 | 0 | 0 | 0 | 0 | 0 | 0 | 0
F4_Commercial_Restaurant_Existing_Food Preparation_Natural Gas_Conveyor Oven_E4 | F4 | Commercial | Restaurant | Existing | Food Preparation | Natural Gas | Conveyor Oven | E4 | Utility - Cost of Equipment | 0 | 0 | 0 | 0 | 0 | 0 | 0 | 0 | 0 | 0 | 0 | 0 | 0 | 0 | 0 | 0 | 0 | 0 | 0 | 0 | 0 | 0 | 0 | 0 | 0 | 0 | 0 | 0 | 0 | 0
F4_Commercial_Restaurant_Existing_Food Preparation_Natural Gas_Conveyor Oven_E5 | F4 | Commercial | Restaurant | Existing | Food Preparation | Natural Gas | Conveyor Oven | E5 | Utility - Cost of Equipment | 0 | 0 | 0 | 0 | 0 | 0 | 0 | 0 | 0 | 0 | 0 | 0 | 0 | 0 | 0 | 0 | 0 | 0 | 0 | 0 | 0 | 0 | 0 | 0 | 0 | 0 | 0 | 0 | 0 | 0
F4_Commercial_Restaurant_Existing_Food Preparation_Natural Gas_Conveyor Oven_E6 | F4 | Commercial | Restaurant | Existing | Food Preparation | Natural Gas | Conveyor Oven | E6 | Utility - Cost of Equipment | 0 | 0 | 0 | 0 | 0 | 0 | 0 | 0 | 0 | 0 | 0 | 0 | 0 | 0 | 0 | 0 | 0 | 0 | 0 | 0 | 0 | 0 | 0 | 0 | 0 | 0 | 0 | 0 | 0 | 0
F4_Commercial_Restaurant_Existing_Food Preparation_Natural Gas_Conveyor Oven_E7 | F4 | Commercial | Restaurant | Existing | Food Preparation | Natural Gas | Conveyor Oven | E7 | Utility - Cost of Equipment | 0 | 0 | 0 | 0 | 0 | 0 | 0 | 0 | 0 | 0 | 0 | 0 | 0 | 0 | 0 | 0 | 0 | 0 | 0 | 0 | 0 | 0 | 0 | 0 | 0 | 0 | 0 | 0 | 0 | 0
F4_Commercial_Restaurant_Existing_Food Preparation_Natural Gas_Conveyor Oven_E8 | F4 | Commercial | Restaurant | Existing | Food Preparation | Natural Gas | Conveyor Oven | E8 | Utility - Cost of Equipment | 0 | 0 | 0 | 0 | 0 | 0 | 0 | 0 | 0 | 0 | 0 | 0 | 0 | 0 | 0 | 0 | 0 | 0 | 0 | 0 | 0 | 0 | 0 | 0 | 0 | 0 | 0 | 0 | 0 | 0
F4_Commercial_Restaurant_Existing_Food Preparation_Natural Gas_Conveyor Oven_E9 | F4 | Commercial | Restaurant | Existing | Food Preparation | Natural Gas | Conveyor Oven | E9 | Utility - Cost of Equipment | 0 | 0 | 0 | 0 | 0 | 0 | 0 | 0 | 0 | 0 | 0 | 0 | 0 | 0 | 0 | 0 | 0 | 0 | 0 | 0 | 0 | 0 | 0 | 0 | 0 | 0 | 0 | 0 | 0 | 0
F4_Commercial_Restaurant_Existing_Food Preparation_Natural Gas_Conveyor Oven_E10 | F4 | Commercial | Restaurant | Existing | Food Preparation | Natural Gas | Conveyor Oven | E10 | Utility - Cost of Equipment | 0 | 0 | 0 | 0 | 0 | 0 | 0 | 0 | 0 | 0 | 0 | 0 | 0 | 0 | 0 | 0 | 0 | 0 | 0 | 0 | 0 | 0 | 0 | 0 | 0 | 0 | 0 | 0 | 0 | 0
F5_Commercial_Restaurant_Existing_Food Preparation_Natural Gas_Conveyor Oven_E1 | F5 | Commercial | Restaurant | Existing | Food Preparation | Natural Gas | Conveyor Oven | E1 | Utility - Cost of Operation | 0.95028 | 0.96089 | 0.97295 | 0.98996 | 1.0105 | 1.0334 | 1.0544 | 1.0727 | 1.0897 | 1.1069 | 1.1248 | 1.1431 | 1.1614 | 1.1807 | 1.1995 | 1.2188 | 1.239 | 1.2595 | 1.2803 | 1.3012 | 1.3221 | 1.343 | 0 | 0 | 0 | 0 | 0 | 0 | 0 | 0
F5_Commercial_Restaurant_Existing_Food Preparation_Natural Gas_Conveyor Oven_E2 | F5 | Commercial | Restaurant | Existing | Food Preparation | Natural Gas | Conveyor Oven | E2 | Utility - Cost of Operation | 0.72236 | 0.73043 | 0.73959 | 0.75252 | 0.76812 | 0.78558 | 0.80149 | 0.8154 | 0.82834 | 0.84139 | 0.85503 | 0.86894 | 0.88287 | 0.89752 | 0.91181 | 0.92644 | 0.94185 | 0.95743 | 0.9732 | 0.98911 | 1.005 | 1.0209 | 0 | 0 | 0 | 0 | 0 | 0 | 0 | 0
F5_Commercial_Restaurant_Existing_Food Preparation_Natural Gas_Conveyor Oven_E3 | F5 | Commercial | Restaurant | Existing | Food Preparation | Natural Gas | Conveyor Oven | E3 | Utility - Cost of Operation | 0 | 0 | 0 | 0 | 0 | 0 | 0 | 0 | 0 | 0 | 0 | 0 | 0 | 0 | 0 | 0 | 0 | 0 | 0 | 0 | 0 | 0 | 0 | 0 | 0 | 0 | 0 | 0 | 0 | 0
F5_Commercial_Restaurant_Existing_Food Preparation_Natural Gas_Conveyor Oven_E4 | F5 | Commercial | Restaurant | Existing | Food Preparation | Natural Gas | Conveyor Oven | E4 | Utility - Cost of Operation | 0 | 0 | 0 | 0 | 0 | 0 | 0 | 0 | 0 | 0 | 0 | 0 | 0 | 0 | 0 | 0 | 0 | 0 | 0 | 0 | 0 | 0 | 0 | 0 | 0 | 0 | 0 | 0 | 0 | 0
F5_Commercial_Restaurant_Existing_Food Preparation_Natural Gas_Conveyor Oven_E5 | F5 | Commercial | Restaurant | Existing | Food Preparation | Natural Gas | Conveyor Oven | E5 | Utility - Cost of Operation | 0 | 0 | 0 | 0 | 0 | 0 | 0 | 0 | 0 | 0 | 0 | 0 | 0 | 0 | 0 | 0 | 0 | 0 | 0 | 0 | 0 | 0 | 0 | 0 | 0 | 0 | 0 | 0 | 0 | 0
F5_Commercial_Restaurant_Existing_Food Preparation_Natural Gas_Conveyor Oven_E6 | F5 | Commercial | Restaurant | Existing | Food Preparation | Natural Gas | Conveyor Oven | E6 | Utility - Cost of Operation | 0 | 0 | 0 | 0 | 0 | 0 | 0 | 0 | 0 | 0 | 0 | 0 | 0 | 0 | 0 | 0 | 0 | 0 | 0 | 0 | 0 | 0 | 0 | 0 | 0 | 0 | 0 | 0 | 0 | 0
F5_Commercial_Restaurant_Existing_Food Preparation_Natural Gas_Conveyor Oven_E7 | F5 | Commercial | Restaurant | Existing | Food Preparation | Natural Gas | Conveyor Oven | E7 | Utility - Cost of Operation | 0 | 0 | 0 | 0 | 0 | 0 | 0 | 0 | 0 | 0 | 0 | 0 | 0 | 0 | 0 | 0 | 0 | 0 | 0 | 0 | 0 | 0 | 0 | 0 | 0 | 0 | 0 | 0 | 0 | 0
F5_Commercial_Restaurant_Existing_Food Preparation_Natural Gas_Conveyor Oven_E8 | F5 | Commercial | Restaurant | Existing | Food Preparation | Natural Gas | Conveyor Oven | E8 | Utility - Cost of Operation | 0 | 0 | 0 | 0 | 0 | 0 | 0 | 0 | 0 | 0 | 0 | 0 | 0 | 0 | 0 | 0 | 0 | 0 | 0 | 0 | 0 | 0 | 0 | 0 | 0 | 0 | 0 | 0 | 0 | 0
F5_Commercial_Restaurant_Existing_Food Preparation_Natural Gas_Conveyor Oven_E9 | F5 | Commercial | Restaurant | Existing | Food Preparation | Natural Gas | Conveyor Oven | E9 | Utility - Cost of Operation | 0 | 0 | 0 | 0 | 0 | 0 | 0 | 0 | 0 | 0 | 0 | 0 | 0 | 0 | 0 | 0 | 0 | 0 | 0 | 0 | 0 | 0 | 0 | 0 | 0 | 0 | 0 | 0 | 0 | 0
F5_Commercial_Restaurant_Existing_Food Preparation_Natural Gas_Conveyor Oven_E10 | F5 | Commercial | Restaurant | Existing | Food Preparation | Natural Gas | Conveyor Oven | E10 | Utility - Cost of Operation | 0 | 0 | 0 | 0 | 0 | 0 | 0 | 0 | 0 | 0 | 0 | 0 | 0 | 0 | 0 | 0 | 0 | 0 | 0 | 0 | 0 | 0 | 0 | 0 | 0 | 0 | 0 | 0 | 0 | 0
F6_Commercial_Restaurant_Existing_Food Preparation_Natural Gas_Conveyor Oven_E1 | F6 | Commercial | Restaurant | Existing | Food Preparation | Natural Gas | Conveyor Oven | E1 | Utility - Value of Sales | 1.1385 | 1.1512 | 1.1657 | 1.186 | 1.2106 | 1.2381 | 1.2632 | 1.2851 | 1.3055 | 1.3261 | 1.3476 | 1.3695 | 1.3915 | 1.4146 | 1.4371 | 1.4601 | 1.4844 | 1.509 | 1.5338 | 1.5589 | 1.584 | 1.609 | 0 | 0 | 0 | 0 | 0 | 0 | 0 | 0
F6_Commercial_Restaurant_Existing_Food Preparation_Natural Gas_Conveyor Oven_E2 | F6 | Commercial | Restaurant | Existing | Food Preparation | Natural Gas | Conveyor Oven | E2 | Utility - Value of Sales | 0.86543 | 0.8751 | 0.88608 | 0.90157 | 0.92026 | 0.94117 | 0.96024 | 0.9769 | 0.9924 | 1.008 | 1.0244 | 1.041 | 1.0577 | 1.0753 | 1.0924 | 1.1099 | 1.1284 | 1.1471 | 1.166 | 1.185 | 1.2041 | 1.2231 | 0 | 0 | 0 | 0 | 0 | 0 | 0 | 0
F6_Commercial_Restaurant_Existing_Food Preparation_Natural Gas_Conveyor Oven_E3 | F6 | Commercial | Restaurant | Existing | Food Preparation | Natural Gas | Conveyor Oven | E3 | Utility - Value of Sales | 0 | 0 | 0 | 0 | 0 | 0 | 0 | 0 | 0 | 0 | 0 | 0 | 0 | 0 | 0 | 0 | 0 | 0 | 0 | 0 | 0 | 0 | 0 | 0 | 0 | 0 | 0 | 0 | 0 | 0
F6_Commercial_Restaurant_Existing_Food Preparation_Natural Gas_Conveyor Oven_E4 | F6 | Commercial | Restaurant | Existing | Food Preparation | Natural Gas | Conveyor Oven | E4 | Utility - Value of Sales | 0 | 0 | 0 | 0 | 0 | 0 | 0 | 0 | 0 | 0 | 0 | 0 | 0 | 0 | 0 | 0 | 0 | 0 | 0 | 0 | 0 | 0 | 0 | 0 | 0 | 0 | 0 | 0 | 0 | 0
F6_Commercial_Restaurant_Existing_Food Preparation_Natural Gas_Conveyor Oven_E5 | F6 | Commercial | Restaurant | Existing | Food Preparation | Natural Gas | Conveyor Oven | E5 | Utility - Value of Sales | 0 | 0 | 0 | 0 | 0 | 0 | 0 | 0 | 0 | 0 | 0 | 0 | 0 | 0 | 0 | 0 | 0 | 0 | 0 | 0 | 0 | 0 | 0 | 0 | 0 | 0 | 0 | 0 | 0 | 0
F6_Commercial_Restaurant_Existing_Food Preparation_Natural Gas_Conveyor Oven_E6 | F6 | Commercial | Restaurant | Existing | Food Preparation | Natural Gas | Conveyor Oven | E6 | Utility - Value of Sales | 0 | 0 | 0 | 0 | 0 | 0 | 0 | 0 | 0 | 0 | 0 | 0 | 0 | 0 | 0 | 0 | 0 | 0 | 0 | 0 | 0 | 0 | 0 | 0 | 0 | 0 | 0 | 0 | 0 | 0
F6_Commercial_Restaurant_Existing_Food Preparation_Natural Gas_Conveyor Oven_E7 | F6 | Commercial | Restaurant | Existing | Food Preparation | Natural Gas | Conveyor Oven | E7 | Utility - Value of Sales | 0 | 0 | 0 | 0 | 0 | 0 | 0 | 0 | 0 | 0 | 0 | 0 | 0 | 0 | 0 | 0 | 0 | 0 | 0 | 0 | 0 | 0 | 0 | 0 | 0 | 0 | 0 | 0 | 0 | 0
F6_Commercial_Restaurant_Existing_Food Preparation_Natural Gas_Conveyor Oven_E8 | F6 | Commercial | Restaurant | Existing | Food Preparation | Natural Gas | Conveyor Oven | E8 | Utility - Value of Sales | 0 | 0 | 0 | 0 | 0 | 0 | 0 | 0 | 0 | 0 | 0 | 0 | 0 | 0 | 0 | 0 | 0 | 0 | 0 | 0 | 0 | 0 | 0 | 0 | 0 | 0 | 0 | 0 | 0 | 0
F6_Commercial_Restaurant_Existing_Food Preparation_Natural Gas_Conveyor Oven_E9 | F6 | Commercial | Restaurant | Existing | Food Preparation | Natural Gas | Conveyor Oven | E9 | Utility - Value of Sales | 0 | 0 | 0 | 0 | 0 | 0 | 0 | 0 | 0 | 0 | 0 | 0 | 0 | 0 | 0 | 0 | 0 | 0 | 0 | 0 | 0 | 0 | 0 | 0 | 0 | 0 | 0 | 0 | 0 | 0
F6_Commercial_Restaurant_Existing_Food Preparation_Natural Gas_Conveyor Oven_E10 | F6 | Commercial | Restaurant | Existing | Food Preparation | Natural Gas | Conveyor Oven | E10 | Utility - Value of Sales | 0 | 0 | 0 | 0 | 0 | 0 | 0 | 0 | 0 | 0 | 0 | 0 | 0 | 0 | 0 | 0 | 0 | 0 | 0 | 0 | 0 | 0 | 0 | 0 | 0 | 0 | 0 | 0 | 0 | 0
F1_Commercial_Restaurant_Existing_Food Preparation_Natural Gas_Double Rack Oven_E1 | F1 | Commercial | Restaurant | Existing | Food Preparation | Natural Gas | Double Rack Oven | E1 | Participant - Cost of Equipment | 0.57515 | 0.57515 | 0.57515 | 0.57515 | 0.57515 | 0.57515 | 0.57515 | 0.57515 | 0.57515 | 0.57515 | 0.57515 | 0.57515 | 0.57515 | 0.57515 | 0.57515 | 0.57515 | 0.57515 | 0.57515 | 0.57515 | 0.57515 | 0.57515 | 0.57515 | 0 | 0 | 0 | 0 | 0 | 0 | 0 | 0
F1_Commercial_Restaurant_Existing_Food Preparation_Natural Gas_Double Rack Oven_E2 | F1 | Commercial | Restaurant | Existing | Food Preparation | Natural Gas | Double Rack Oven | E2 | Participant - Cost of Equipment | 0.76489 | 0.76489 | 0.76489 | 0.76489 | 0.76489 | 0.76489 | 0.76489 | 0.76489 | 0.76489 | 0.76489 | 0.76489 | 0.76489 | 0.76489 | 0.76489 | 0.76489 | 0.76489 | 0.76489 | 0.76489 | 0.76489 | 0.76489 | 0.76489 | 0.76489 | 0 | 0 | 0 | 0 | 0 | 0 | 0 | 0
F1_Commercial_Restaurant_Existing_Food Preparation_Natural Gas_Double Rack Oven_E3 | F1 | Commercial | Restaurant | Existing | Food Preparation | Natural Gas | Double Rack Oven | E3 | Participant - Cost of Equipment | 0 | 0 | 0 | 0 | 0 | 0 | 0 | 0 | 0 | 0 | 0 | 0 | 0 | 0 | 0 | 0 | 0 | 0 | 0 | 0 | 0 | 0 | 0 | 0 | 0 | 0 | 0 | 0 | 0 | 0
F1_Commercial_Restaurant_Existing_Food Preparation_Natural Gas_Double Rack Oven_E4 | F1 | Commercial | Restaurant | Existing | Food Preparation | Natural Gas | Double Rack Oven | E4 | Participant - Cost of Equipment | 0 | 0 | 0 | 0 | 0 | 0 | 0 | 0 | 0 | 0 | 0 | 0 | 0 | 0 | 0 | 0 | 0 | 0 | 0 | 0 | 0 | 0 | 0 | 0 | 0 | 0 | 0 | 0 | 0 | 0
F1_Commercial_Restaurant_Existing_Food Preparation_Natural Gas_Double Rack Oven_E5 | F1 | Commercial | Restaurant | Existing | Food Preparation | Natural Gas | Double Rack Oven | E5 | Participant - Cost of Equipment | 0 | 0 | 0 | 0 | 0 | 0 | 0 | 0 | 0 | 0 | 0 | 0 | 0 | 0 | 0 | 0 | 0 | 0 | 0 | 0 | 0 | 0 | 0 | 0 | 0 | 0 | 0 | 0 | 0 | 0
F1_Commercial_Restaurant_Existing_Food Preparation_Natural Gas_Double Rack Oven_E6 | F1 | Commercial | Restaurant | Existing | Food Preparation | Natural Gas | Double Rack Oven | E6 | Participant - Cost of Equipment | 0 | 0 | 0 | 0 | 0 | 0 | 0 | 0 | 0 | 0 | 0 | 0 | 0 | 0 | 0 | 0 | 0 | 0 | 0 | 0 | 0 | 0 | 0 | 0 | 0 | 0 | 0 | 0 | 0 | 0
F1_Commercial_Restaurant_Existing_Food Preparation_Natural Gas_Double Rack Oven_E7 | F1 | Commercial | Restaurant | Existing | Food Preparation | Natural Gas | Double Rack Oven | E7 | Participant - Cost of Equipment | 0 | 0 | 0 | 0 | 0 | 0 | 0 | 0 | 0 | 0 | 0 | 0 | 0 | 0 | 0 | 0 | 0 | 0 | 0 | 0 | 0 | 0 | 0 | 0 | 0 | 0 | 0 | 0 | 0 | 0
F1_Commercial_Restaurant_Existing_Food Preparation_Natural Gas_Double Rack Oven_E8 | F1 | Commercial | Restaurant | Existing | Food Preparation | Natural Gas | Double Rack Oven | E8 | Participant - Cost of Equipment | 0 | 0 | 0 | 0 | 0 | 0 | 0 | 0 | 0 | 0 | 0 | 0 | 0 | 0 | 0 | 0 | 0 | 0 | 0 | 0 | 0 | 0 | 0 | 0 | 0 | 0 | 0 | 0 | 0 | 0
F1_Commercial_Restaurant_Existing_Food Preparation_Natural Gas_Double Rack Oven_E9 | F1 | Commercial | Restaurant | Existing | Food Preparation | Natural Gas | Double Rack Oven | E9 | Participant - Cost of Equipment | 0 | 0 | 0 | 0 | 0 | 0 | 0 | 0 | 0 | 0 | 0 | 0 | 0 | 0 | 0 | 0 | 0 | 0 | 0 | 0 | 0 | 0 | 0 | 0 | 0 | 0 | 0 | 0 | 0 | 0
F1_Commercial_Restaurant_Existing_Food Preparation_Natural Gas_Double Rack Oven_E10 | F1 | Commercial | Restaurant | Existing | Food Preparation | Natural Gas | Double Rack Oven | E10 | Participant - Cost of Equipment | 0 | 0 | 0 | 0 | 0 | 0 | 0 | 0 | 0 | 0 | 0 | 0 | 0 | 0 | 0 | 0 | 0 | 0 | 0 | 0 | 0 | 0 | 0 | 0 | 0 | 0 | 0 | 0 | 0 | 0
F2_Commercial_Restaurant_Existing_Food Preparation_Natural Gas_Double Rack Oven_E1 | F2 | Commercial | Restaurant | Existing | Food Preparation | Natural Gas | Double Rack Oven | E1 | Participant - Cost of Operation | 1.9507 | 1.9674 | 1.9874 | 2.0204 | 2.0645 | 2.1165 | 2.1643 | 2.2068 | 2.2481 | 2.2881 | 2.3284 | 2.3677 | 2.4046 | 2.4416 | 2.477 | 2.5132 | 2.552 | 2.591 | 2.6304 | 2.6699 | 2.709 | 2.7475 | 0 | 0 | 0 | 0 | 0 | 0 | 0 | 0
F2_Commercial_Restaurant_Existing_Food Preparation_Natural Gas_Double Rack Oven_E2 | F2 | Commercial | Restaurant | Existing | Food Preparation | Natural Gas | Double Rack Oven | E2 | Participant - Cost of Operation | 1.064 | 1.0731 | 1.084 | 1.102 | 1.1261 | 1.1544 | 1.1805 | 1.2037 | 1.2262 | 1.248 | 1.2701 | 1.2915 | 1.3116 | 1.3318 | 1.3511 | 1.3708 | 1.392 | 1.4133 | 1.4348 | 1.4563 | 1.4776 | 1.4987 | 0 | 0 | 0 | 0 | 0 | 0 | 0 | 0
F2_Commercial_Restaurant_Existing_Food Preparation_Natural Gas_Double Rack Oven_E3 | F2 | Commercial | Restaurant | Existing | Food Preparation | Natural Gas | Double Rack Oven | E3 | Participant - Cost of Operation | 0 | 0 | 0 | 0 | 0 | 0 | 0 | 0 | 0 | 0 | 0 | 0 | 0 | 0 | 0 | 0 | 0 | 0 | 0 | 0 | 0 | 0 | 0 | 0 | 0 | 0 | 0 | 0 | 0 | 0
F2_Commercial_Restaurant_Existing_Food Preparation_Natural Gas_Double Rack Oven_E4 | F2 | Commercial | Restaurant | Existing | Food Preparation | Natural Gas | Double Rack Oven | E4 | Participant - Cost of Operation | 0 | 0 | 0 | 0 | 0 | 0 | 0 | 0 | 0 | 0 | 0 | 0 | 0 | 0 | 0 | 0 | 0 | 0 | 0 | 0 | 0 | 0 | 0 | 0 | 0 | 0 | 0 | 0 | 0 | 0
F2_Commercial_Restaurant_Existing_Food Preparation_Natural Gas_Double Rack Oven_E5 | F2 | Commercial | Restaurant | Existing | Food Preparation | Natural Gas | Double Rack Oven | E5 | Participant - Cost of Operation | 0 | 0 | 0 | 0 | 0 | 0 | 0 | 0 | 0 | 0 | 0 | 0 | 0 | 0 | 0 | 0 | 0 | 0 | 0 | 0 | 0 | 0 | 0 | 0 | 0 | 0 | 0 | 0 | 0 | 0
F2_Commercial_Restaurant_Existing_Food Preparation_Natural Gas_Double Rack Oven_E6 | F2 | Commercial | Restaurant | Existing | Food Preparation | Natural Gas | Double Rack Oven | E6 | Participant - Cost of Operation | 0 | 0 | 0 | 0 | 0 | 0 | 0 | 0 | 0 | 0 | 0 | 0 | 0 | 0 | 0 | 0 | 0 | 0 | 0 | 0 | 0 | 0 | 0 | 0 | 0 | 0 | 0 | 0 | 0 | 0
F2_Commercial_Restaurant_Existing_Food Preparation_Natural Gas_Double Rack Oven_E7 | F2 | Commercial | Restaurant | Existing | Food Preparation | Natural Gas | Double Rack Oven | E7 | Participant - Cost of Operation | 0 | 0 | 0 | 0 | 0 | 0 | 0 | 0 | 0 | 0 | 0 | 0 | 0 | 0 | 0 | 0 | 0 | 0 | 0 | 0 | 0 | 0 | 0 | 0 | 0 | 0 | 0 | 0 | 0 | 0
F2_Commercial_Restaurant_Existing_Food Preparation_Natural Gas_Double Rack Oven_E8 | F2 | Commercial | Restaurant | Existing | Food Preparation | Natural Gas | Double Rack Oven | E8 | Participant - Cost of Operation | 0 | 0 | 0 | 0 | 0 | 0 | 0 | 0 | 0 | 0 | 0 | 0 | 0 | 0 | 0 | 0 | 0 | 0 | 0 | 0 | 0 | 0 | 0 | 0 | 0 | 0 | 0 | 0 | 0 | 0
F2_Commercial_Restaurant_Existing_Food Preparation_Natural Gas_Double Rack Oven_E9 | F2 | Commercial | Restaurant | Existing | Food Preparation | Natural Gas | Double Rack Oven | E9 | Participant - Cost of Operation | 0 | 0 | 0 | 0 | 0 | 0 | 0 | 0 | 0 | 0 | 0 | 0 | 0 | 0 | 0 | 0 | 0 | 0 | 0 | 0 | 0 | 0 | 0 | 0 | 0 | 0 | 0 | 0 | 0 | 0
F2_Commercial_Restaurant_Existing_Food Preparation_Natural Gas_Double Rack Oven_E10 | F2 | Commercial | Restaurant | Existing | Food Preparation | Natural Gas | Double Rack Oven | E10 | Participant - Cost of Operation | 0 | 0 | 0 | 0 | 0 | 0 | 0 | 0 | 0 | 0 | 0 | 0 | 0 | 0 | 0 | 0 | 0 | 0 | 0 | 0 | 0 | 0 | 0 | 0 | 0 | 0 | 0 | 0 | 0 | 0
F3_Commercial_Restaurant_Existing_Food Preparation_Natural Gas_Double Rack Oven_E1 | F3 | Commercial | Restaurant | Existing | Food Preparation | Natural Gas | Double Rack Oven | E1 | System - kBTUs of Conusmption | 182.9463 | 183.4932 | 184.099 | 185.4918 | 186.7233 | 187.7616 | 188.5508 | 189.3338 | 190.062 | 190.5266 | 190.6846 | 190.6498 | 190.3676 | 189.8272 | 189.1611 | 188.5118 | 187.8139 | 187.0679 | 186.2156 | 185.3949 | 184.5428 | 183.6671 | 0 | 0 | 0 | 0 | 0 | 0 | 0 | 0
F3_Commercial_Restaurant_Existing_Food Preparation_Natural Gas_Double Rack Oven_E2 | F3 | Commercial | Restaurant | Existing | Food Preparation | Natural Gas | Double Rack Oven | E2 | System - kBTUs of Conusmption | 99.7889 | 100.0872 | 100.4177 | 101.1774 | 101.8491 | 102.4154 | 102.8459 | 103.273 | 103.6702 | 103.9236 | 104.0098 | 103.9908 | 103.8368 | 103.5421 | 103.1788 | 102.8246 | 102.4439 | 102.037 | 101.5722 | 101.1245 | 100.6597 | 100.182 | 0 | 0 | 0 | 0 | 0 | 0 | 0 | 0
F3_Commercial_Restaurant_Existing_Food Preparation_Natural Gas_Double Rack Oven_E3 | F3 | Commercial | Restaurant | Existing | Food Preparation | Natural Gas | Double Rack Oven | E3 | System - kBTUs of Conusmption | 0 | 0 | 0 | 0 | 0 | 0 | 0 | 0 | 0 | 0 | 0 | 0 | 0 | 0 | 0 | 0 | 0 | 0 | 0 | 0 | 0 | 0 | 0 | 0 | 0 | 0 | 0 | 0 | 0 | 0
F3_Commercial_Restaurant_Existing_Food Preparation_Natural Gas_Double Rack Oven_E4 | F3 | Commercial | Restaurant | Existing | Food Preparation | Natural Gas | Double Rack Oven | E4 | System - kBTUs of Conusmption | 0 | 0 | 0 | 0 | 0 | 0 | 0 | 0 | 0 | 0 | 0 | 0 | 0 | 0 | 0 | 0 | 0 | 0 | 0 | 0 | 0 | 0 | 0 | 0 | 0 | 0 | 0 | 0 | 0 | 0
F3_Commercial_Restaurant_Existing_Food Preparation_Natural Gas_Double Rack Oven_E5 | F3 | Commercial | Restaurant | Existing | Food Preparation | Natural Gas | Double Rack Oven | E5 | System - kBTUs of Conusmption | 0 | 0 | 0 | 0 | 0 | 0 | 0 | 0 | 0 | 0 | 0 | 0 | 0 | 0 | 0 | 0 | 0 | 0 | 0 | 0 | 0 | 0 | 0 | 0 | 0 | 0 | 0 | 0 | 0 | 0
F3_Commercial_Restaurant_Existing_Food Preparation_Natural Gas_Double Rack Oven_E6 | F3 | Commercial | Restaurant | Existing | Food Preparation | Natural Gas | Double Rack Oven | E6 | System - kBTUs of Conusmption | 0 | 0 | 0 | 0 | 0 | 0 | 0 | 0 | 0 | 0 | 0 | 0 | 0 | 0 | 0 | 0 | 0 | 0 | 0 | 0 | 0 | 0 | 0 | 0 | 0 | 0 | 0 | 0 | 0 | 0
F3_Commercial_Restaurant_Existing_Food Preparation_Natural Gas_Double Rack Oven_E7 | F3 | Commercial | Restaurant | Existing | Food Preparation | Natural Gas | Double Rack Oven | E7 | System - kBTUs of Conusmption | 0 | 0 | 0 | 0 | 0 | 0 | 0 | 0 | 0 | 0 | 0 | 0 | 0 | 0 | 0 | 0 | 0 | 0 | 0 | 0 | 0 | 0 | 0 | 0 | 0 | 0 | 0 | 0 | 0 | 0
F3_Commercial_Restaurant_Existing_Food Preparation_Natural Gas_Double Rack Oven_E8 | F3 | Commercial | Restaurant | Existing | Food Preparation | Natural Gas | Double Rack Oven | E8 | System - kBTUs of Conusmption | 0 | 0 | 0 | 0 | 0 | 0 | 0 | 0 | 0 | 0 | 0 | 0 | 0 | 0 | 0 | 0 | 0 | 0 | 0 | 0 | 0 | 0 | 0 | 0 | 0 | 0 | 0 | 0 | 0 | 0
F3_Commercial_Restaurant_Existing_Food Preparation_Natural Gas_Double Rack Oven_E9 | F3 | Commercial | Restaurant | Existing | Food Preparation | Natural Gas | Double Rack Oven | E9 | System - kBTUs of Conusmption | 0 | 0 | 0 | 0 | 0 | 0 | 0 | 0 | 0 | 0 | 0 | 0 | 0 | 0 | 0 | 0 | 0 | 0 | 0 | 0 | 0 | 0 | 0 | 0 | 0 | 0 | 0 | 0 | 0 | 0
F3_Commercial_Restaurant_Existing_Food Preparation_Natural Gas_Double Rack Oven_E10 | F3 | Commercial | Restaurant | Existing | Food Preparation | Natural Gas | Double Rack Oven | E10 | System - kBTUs of Conusmption | 0 | 0 | 0 | 0 | 0 | 0 | 0 | 0 | 0 | 0 | 0 | 0 | 0 | 0 | 0 | 0 | 0 | 0 | 0 | 0 | 0 | 0 | 0 | 0 | 0 | 0 | 0 | 0 | 0 | 0
F4_Commercial_Restaurant_Existing_Food Preparation_Natural Gas_Double Rack Oven_E1 | F4 | Commercial | Restaurant | Existing | Food Preparation | Natural Gas | Double Rack Oven | E1 | Utility - Cost of Equipment | 0.57515 | 0.57515 | 0.57515 | 0.57515 | 0.57515 | 0.57515 | 0.57515 | 0.57515 | 0.57515 | 0.57515 | 0.57515 | 0.57515 | 0.57515 | 0.57515 | 0.57515 | 0.57515 | 0.57515 | 0.57515 | 0.57515 | 0.57515 | 0.57515 | 0.57515 | 0 | 0 | 0 | 0 | 0 | 0 | 0 | 0
F4_Commercial_Restaurant_Existing_Food Preparation_Natural Gas_Double Rack Oven_E2 | F4 | Commercial | Restaurant | Existing | Food Preparation | Natural Gas | Double Rack Oven | E2 | Utility - Cost of Equipment | 0.76489 | 0.76489 | 0.76489 | 0.76489 | 0.76489 | 0.76489 | 0.76489 | 0.76489 | 0.76489 | 0.76489 | 0.76489 | 0.76489 | 0.76489 | 0.76489 | 0.76489 | 0.76489 | 0.76489 | 0.76489 | 0.76489 | 0.76489 | 0.76489 | 0.76489 | 0 | 0 | 0 | 0 | 0 | 0 | 0 | 0
F4_Commercial_Restaurant_Existing_Food Preparation_Natural Gas_Double Rack Oven_E3 | F4 | Commercial | Restaurant | Existing | Food Preparation | Natural Gas | Double Rack Oven | E3 | Utility - Cost of Equipment | 0 | 0 | 0 | 0 | 0 | 0 | 0 | 0 | 0 | 0 | 0 | 0 | 0 | 0 | 0 | 0 | 0 | 0 | 0 | 0 | 0 | 0 | 0 | 0 | 0 | 0 | 0 | 0 | 0 | 0
F4_Commercial_Restaurant_Existing_Food Preparation_Natural Gas_Double Rack Oven_E4 | F4 | Commercial | Restaurant | Existing | Food Preparation | Natural Gas | Double Rack Oven | E4 | Utility - Cost of Equipment | 0 | 0 | 0 | 0 | 0 | 0 | 0 | 0 | 0 | 0 | 0 | 0 | 0 | 0 | 0 | 0 | 0 | 0 | 0 | 0 | 0 | 0 | 0 | 0 | 0 | 0 | 0 | 0 | 0 | 0
F4_Commercial_Restaurant_Existing_Food Preparation_Natural Gas_Double Rack Oven_E5 | F4 | Commercial | Restaurant | Existing | Food Preparation | Natural Gas | Double Rack Oven | E5 | Utility - Cost of Equipment | 0 | 0 | 0 | 0 | 0 | 0 | 0 | 0 | 0 | 0 | 0 | 0 | 0 | 0 | 0 | 0 | 0 | 0 | 0 | 0 | 0 | 0 | 0 | 0 | 0 | 0 | 0 | 0 | 0 | 0
F4_Commercial_Restaurant_Existing_Food Preparation_Natural Gas_Double Rack Oven_E6 | F4 | Commercial | Restaurant | Existing | Food Preparation | Natural Gas | Double Rack Oven | E6 | Utility - Cost of Equipment | 0 | 0 | 0 | 0 | 0 | 0 | 0 | 0 | 0 | 0 | 0 | 0 | 0 | 0 | 0 | 0 | 0 | 0 | 0 | 0 | 0 | 0 | 0 | 0 | 0 | 0 | 0 | 0 | 0 | 0
F4_Commercial_Restaurant_Existing_Food Preparation_Natural Gas_Double Rack Oven_E7 | F4 | Commercial | Restaurant | Existing | Food Preparation | Natural Gas | Double Rack Oven | E7 | Utility - Cost of Equipment | 0 | 0 | 0 | 0 | 0 | 0 | 0 | 0 | 0 | 0 | 0 | 0 | 0 | 0 | 0 | 0 | 0 | 0 | 0 | 0 | 0 | 0 | 0 | 0 | 0 | 0 | 0 | 0 | 0 | 0
F4_Commercial_Restaurant_Existing_Food Preparation_Natural Gas_Double Rack Oven_E8 | F4 | Commercial | Restaurant | Existing | Food Preparation | Natural Gas | Double Rack Oven | E8 | Utility - Cost of Equipment | 0 | 0 | 0 | 0 | 0 | 0 | 0 | 0 | 0 | 0 | 0 | 0 | 0 | 0 | 0 | 0 | 0 | 0 | 0 | 0 | 0 | 0 | 0 | 0 | 0 | 0 | 0 | 0 | 0 | 0
F4_Commercial_Restaurant_Existing_Food Preparation_Natural Gas_Double Rack Oven_E9 | F4 | Commercial | Restaurant | Existing | Food Preparation | Natural Gas | Double Rack Oven | E9 | Utility - Cost of Equipment | 0 | 0 | 0 | 0 | 0 | 0 | 0 | 0 | 0 | 0 | 0 | 0 | 0 | 0 | 0 | 0 | 0 | 0 | 0 | 0 | 0 | 0 | 0 | 0 | 0 | 0 | 0 | 0 | 0 | 0
F4_Commercial_Restaurant_Existing_Food Preparation_Natural Gas_Double Rack Oven_E10 | F4 | Commercial | Restaurant | Existing | Food Preparation | Natural Gas | Double Rack Oven | E10 | Utility - Cost of Equipment | 0 | 0 | 0 | 0 | 0 | 0 | 0 | 0 | 0 | 0 | 0 | 0 | 0 | 0 | 0 | 0 | 0 | 0 | 0 | 0 | 0 | 0 | 0 | 0 | 0 | 0 | 0 | 0 | 0 | 0
F5_Commercial_Restaurant_Existing_Food Preparation_Natural Gas_Double Rack Oven_E1 | F5 | Commercial | Restaurant | Existing | Food Preparation | Natural Gas | Double Rack Oven | E1 | Utility - Cost of Operation | 1.6282 | 1.6421 | 1.6588 | 1.6864 | 1.7232 | 1.7666 | 1.8065 | 1.842 | 1.8764 | 1.9098 | 1.9435 | 1.9763 | 2.0071 | 2.038 | 2.0675 | 2.0977 | 2.1301 | 2.1627 | 2.1955 | 2.2285 | 2.2612 | 2.2933 | 0 | 0 | 0 | 0 | 0 | 0 | 0 | 0
F5_Commercial_Restaurant_Existing_Food Preparation_Natural Gas_Double Rack Oven_E2 | F5 | Commercial | Restaurant | Existing | Food Preparation | Natural Gas | Double Rack Oven | E2 | Utility - Cost of Operation | 0.88811 | 0.89571 | 0.90481 | 0.91986 | 0.93992 | 0.96359 | 0.98534 | 1.0047 | 1.0235 | 1.0417 | 1.0601 | 1.078 | 1.0948 | 1.1116 | 1.1277 | 1.1442 | 1.1619 | 1.1796 | 1.1976 | 1.2156 | 1.2334 | 1.2509 | 0 | 0 | 0 | 0 | 0 | 0 | 0 | 0
F5_Commercial_Restaurant_Existing_Food Preparation_Natural Gas_Double Rack Oven_E3 | F5 | Commercial | Restaurant | Existing | Food Preparation | Natural Gas | Double Rack Oven | E3 | Utility - Cost of Operation | 0 | 0 | 0 | 0 | 0 | 0 | 0 | 0 | 0 | 0 | 0 | 0 | 0 | 0 | 0 | 0 | 0 | 0 | 0 | 0 | 0 | 0 | 0 | 0 | 0 | 0 | 0 | 0 | 0 | 0
F5_Commercial_Restaurant_Existing_Food Preparation_Natural Gas_Double Rack Oven_E4 | F5 | Commercial | Restaurant | Existing | Food Preparation | Natural Gas | Double Rack Oven | E4 | Utility - Cost of Operation | 0 | 0 | 0 | 0 | 0 | 0 | 0 | 0 | 0 | 0 | 0 | 0 | 0 | 0 | 0 | 0 | 0 | 0 | 0 | 0 | 0 | 0 | 0 | 0 | 0 | 0 | 0 | 0 | 0 | 0
F5_Commercial_Restaurant_Existing_Food Preparation_Natural Gas_Double Rack Oven_E5 | F5 | Commercial | Restaurant | Existing | Food Preparation | Natural Gas | Double Rack Oven | E5 | Utility - Cost of Operation | 0 | 0 | 0 | 0 | 0 | 0 | 0 | 0 | 0 | 0 | 0 | 0 | 0 | 0 | 0 | 0 | 0 | 0 | 0 | 0 | 0 | 0 | 0 | 0 | 0 | 0 | 0 | 0 | 0 | 0
F5_Commercial_Restaurant_Existing_Food Preparation_Natural Gas_Double Rack Oven_E6 | F5 | Commercial | Restaurant | Existing | Food Preparation | Natural Gas | Double Rack Oven | E6 | Utility - Cost of Operation | 0 | 0 | 0 | 0 | 0 | 0 | 0 | 0 | 0 | 0 | 0 | 0 | 0 | 0 | 0 | 0 | 0 | 0 | 0 | 0 | 0 | 0 | 0 | 0 | 0 | 0 | 0 | 0 | 0 | 0
F5_Commercial_Restaurant_Existing_Food Preparation_Natural Gas_Double Rack Oven_E7 | F5 | Commercial | Restaurant | Existing | Food Preparation | Natural Gas | Double Rack Oven | E7 | Utility - Cost of Operation | 0 | 0 | 0 | 0 | 0 | 0 | 0 | 0 | 0 | 0 | 0 | 0 | 0 | 0 | 0 | 0 | 0 | 0 | 0 | 0 | 0 | 0 | 0 | 0 | 0 | 0 | 0 | 0 | 0 | 0
F5_Commercial_Restaurant_Existing_Food Preparation_Natural Gas_Double Rack Oven_E8 | F5 | Commercial | Restaurant | Existing | Food Preparation | Natural Gas | Double Rack Oven | E8 | Utility - Cost of Operation | 0 | 0 | 0 | 0 | 0 | 0 | 0 | 0 | 0 | 0 | 0 | 0 | 0 | 0 | 0 | 0 | 0 | 0 | 0 | 0 | 0 | 0 | 0 | 0 | 0 | 0 | 0 | 0 | 0 | 0
F5_Commercial_Restaurant_Existing_Food Preparation_Natural Gas_Double Rack Oven_E9 | F5 | Commercial | Restaurant | Existing | Food Preparation | Natural Gas | Double Rack Oven | E9 | Utility - Cost of Operation | 0 | 0 | 0 | 0 | 0 | 0 | 0 | 0 | 0 | 0 | 0 | 0 | 0 | 0 | 0 | 0 | 0 | 0 | 0 | 0 | 0 | 0 | 0 | 0 | 0 | 0 | 0 | 0 | 0 | 0
F5_Commercial_Restaurant_Existing_Food Preparation_Natural Gas_Double Rack Oven_E10 | F5 | Commercial | Restaurant | Existing | Food Preparation | Natural Gas | Double Rack Oven | E10 | Utility - Cost of Operation | 0 | 0 | 0 | 0 | 0 | 0 | 0 | 0 | 0 | 0 | 0 | 0 | 0 | 0 | 0 | 0 | 0 | 0 | 0 | 0 | 0 | 0 | 0 | 0 | 0 | 0 | 0 | 0 | 0 | 0
F6_Commercial_Restaurant_Existing_Food Preparation_Natural Gas_Double Rack Oven_E1 | F6 | Commercial | Restaurant | Existing | Food Preparation | Natural Gas | Double Rack Oven | E1 | Utility - Value of Sales | 1.9507 | 1.9674 | 1.9874 | 2.0204 | 2.0645 | 2.1165 | 2.1643 | 2.2068 | 2.2481 | 2.2881 | 2.3284 | 2.3677 | 2.4046 | 2.4416 | 2.477 | 2.5132 | 2.552 | 2.591 | 2.6304 | 2.6699 | 2.709 | 2.7475 | 0 | 0 | 0 | 0 | 0 | 0 | 0 | 0
F6_Commercial_Restaurant_Existing_Food Preparation_Natural Gas_Double Rack Oven_E2 | F6 | Commercial | Restaurant | Existing | Food Preparation | Natural Gas | Double Rack Oven | E2 | Utility - Value of Sales | 1.064 | 1.0731 | 1.084 | 1.102 | 1.1261 | 1.1544 | 1.1805 | 1.2037 | 1.2262 | 1.248 | 1.2701 | 1.2915 | 1.3116 | 1.3318 | 1.3511 | 1.3708 | 1.392 | 1.4133 | 1.4348 | 1.4563 | 1.4776 | 1.4987 | 0 | 0 | 0 | 0 | 0 | 0 | 0 | 0
F6_Commercial_Restaurant_Existing_Food Preparation_Natural Gas_Double Rack Oven_E3 | F6 | Commercial | Restaurant | Existing | Food Preparation | Natural Gas | Double Rack Oven | E3 | Utility - Value of Sales | 0 | 0 | 0 | 0 | 0 | 0 | 0 | 0 | 0 | 0 | 0 | 0 | 0 | 0 | 0 | 0 | 0 | 0 | 0 | 0 | 0 | 0 | 0 | 0 | 0 | 0 | 0 | 0 | 0 | 0
F6_Commercial_Restaurant_Existing_Food Preparation_Natural Gas_Double Rack Oven_E4 | F6 | Commercial | Restaurant | Existing | Food Preparation | Natural Gas | Double Rack Oven | E4 | Utility - Value of Sales | 0 | 0 | 0 | 0 | 0 | 0 | 0 | 0 | 0 | 0 | 0 | 0 | 0 | 0 | 0 | 0 | 0 | 0 | 0 | 0 | 0 | 0 | 0 | 0 | 0 | 0 | 0 | 0 | 0 | 0
F6_Commercial_Restaurant_Existing_Food Preparation_Natural Gas_Double Rack Oven_E5 | F6 | Commercial | Restaurant | Existing | Food Preparation | Natural Gas | Double Rack Oven | E5 | Utility - Value of Sales | 0 | 0 | 0 | 0 | 0 | 0 | 0 | 0 | 0 | 0 | 0 | 0 | 0 | 0 | 0 | 0 | 0 | 0 | 0 | 0 | 0 | 0 | 0 | 0 | 0 | 0 | 0 | 0 | 0 | 0
F6_Commercial_Restaurant_Existing_Food Preparation_Natural Gas_Double Rack Oven_E6 | F6 | Commercial | Restaurant | Existing | Food Preparation | Natural Gas | Double Rack Oven | E6 | Utility - Value of Sales | 0 | 0 | 0 | 0 | 0 | 0 | 0 | 0 | 0 | 0 | 0 | 0 | 0 | 0 | 0 | 0 | 0 | 0 | 0 | 0 | 0 | 0 | 0 | 0 | 0 | 0 | 0 | 0 | 0 | 0
F6_Commercial_Restaurant_Existing_Food Preparation_Natural Gas_Double Rack Oven_E7 | F6 | Commercial | Restaurant | Existing | Food Preparation | Natural Gas | Double Rack Oven | E7 | Utility - Value of Sales | 0 | 0 | 0 | 0 | 0 | 0 | 0 | 0 | 0 | 0 | 0 | 0 | 0 | 0 | 0 | 0 | 0 | 0 | 0 | 0 | 0 | 0 | 0 | 0 | 0 | 0 | 0 | 0 | 0 | 0
F6_Commercial_Restaurant_Existing_Food Preparation_Natural Gas_Double Rack Oven_E8 | F6 | Commercial | Restaurant | Existing | Food Preparation | Natural Gas | Double Rack Oven | E8 | Utility - Value of Sales | 0 | 0 | 0 | 0 | 0 | 0 | 0 | 0 | 0 | 0 | 0 | 0 | 0 | 0 | 0 | 0 | 0 | 0 | 0 | 0 | 0 | 0 | 0 | 0 | 0 | 0 | 0 | 0 | 0 | 0
F6_Commercial_Restaurant_Existing_Food Preparation_Natural Gas_Double Rack Oven_E9 | F6 | Commercial | Restaurant | Existing | Food Preparation | Natural Gas | Double Rack Oven | E9 | Utility - Value of Sales | 0 | 0 | 0 | 0 | 0 | 0 | 0 | 0 | 0 | 0 | 0 | 0 | 0 | 0 | 0 | 0 | 0 | 0 | 0 | 0 | 0 | 0 | 0 | 0 | 0 | 0 | 0 | 0 | 0 | 0
F6_Commercial_Restaurant_Existing_Food Preparation_Natural Gas_Double Rack Oven_E10 | F6 | Commercial | Restaurant | Existing | Food Preparation | Natural Gas | Double Rack Oven | E10 | Utility - Value of Sales | 0 | 0 | 0 | 0 | 0 | 0 | 0 | 0 | 0 | 0 | 0 | 0 | 0 | 0 | 0 | 0 | 0 | 0 | 0 | 0 | 0 | 0 | 0 | 0 | 0 | 0 | 0 | 0 | 0 | 0
F1_Commercial_Restaurant_Existing_Food Preparation_Natural Gas_Fryer_E1 | F1 | Commercial | Restaurant | Existing | Food Preparation | Natural Gas | Fryer | E1 | Participant - Cost of Equipment | 0.58054 | 0.58054 | 0.58054 | 0.58054 | 0.58054 | 0.58054 | 0.58054 | 0.58054 | 0.58054 | 0.58054 | 0.58054 | 0.58054 | 0.58054 | 0.58054 | 0.58054 | 0.58054 | 0.58054 | 0.58054 | 0.58054 | 0.58054 | 0.58054 | 0.58054 | 0 | 0 | 0 | 0 | 0 | 0 | 0 | 0
F1_Commercial_Restaurant_Existing_Food Preparation_Natural Gas_Fryer_E2 | F1 | Commercial | Restaurant | Existing | Food Preparation | Natural Gas | Fryer | E2 | Participant - Cost of Equipment | 0.72974 | 0.72974 | 0.72974 | 0.72974 | 0.72974 | 0.72974 | 0.72974 | 0.72974 | 0.72974 | 0.72974 | 0.72974 | 0.72974 | 0.72974 | 0.72974 | 0.72974 | 0.72974 | 0.72974 | 0.72974 | 0.72974 | 0.72974 | 0.72974 | 0.72974 | 0 | 0 | 0 | 0 | 0 | 0 | 0 | 0
F1_Commercial_Restaurant_Existing_Food Preparation_Natural Gas_Fryer_E3 | F1 | Commercial | Restaurant | Existing | Food Preparation | Natural Gas | Fryer | E3 | Participant - Cost of Equipment | 0 | 0 | 0 | 0 | 0 | 0 | 0 | 0 | 0 | 0 | 0 | 0 | 0 | 0 | 0 | 0 | 0 | 0 | 0 | 0 | 0 | 0 | 0 | 0 | 0 | 0 | 0 | 0 | 0 | 0
F1_Commercial_Restaurant_Existing_Food Preparation_Natural Gas_Fryer_E4 | F1 | Commercial | Restaurant | Existing | Food Preparation | Natural Gas | Fryer | E4 | Participant - Cost of Equipment | 0 | 0 | 0 | 0 | 0 | 0 | 0 | 0 | 0 | 0 | 0 | 0 | 0 | 0 | 0 | 0 | 0 | 0 | 0 | 0 | 0 | 0 | 0 | 0 | 0 | 0 | 0 | 0 | 0 | 0
F1_Commercial_Restaurant_Existing_Food Preparation_Natural Gas_Fryer_E5 | F1 | Commercial | Restaurant | Existing | Food Preparation | Natural Gas | Fryer | E5 | Participant - Cost of Equipment | 0 | 0 | 0 | 0 | 0 | 0 | 0 | 0 | 0 | 0 | 0 | 0 | 0 | 0 | 0 | 0 | 0 | 0 | 0 | 0 | 0 | 0 | 0 | 0 | 0 | 0 | 0 | 0 | 0 | 0
F1_Commercial_Restaurant_Existing_Food Preparation_Natural Gas_Fryer_E6 | F1 | Commercial | Restaurant | Existing | Food Preparation | Natural Gas | Fryer | E6 | Participant - Cost of Equipment | 0 | 0 | 0 | 0 | 0 | 0 | 0 | 0 | 0 | 0 | 0 | 0 | 0 | 0 | 0 | 0 | 0 | 0 | 0 | 0 | 0 | 0 | 0 | 0 | 0 | 0 | 0 | 0 | 0 | 0
F1_Commercial_Restaurant_Existing_Food Preparation_Natural Gas_Fryer_E7 | F1 | Commercial | Restaurant | Existing | Food Preparation | Natural Gas | Fryer | E7 | Participant - Cost of Equipment | 0 | 0 | 0 | 0 | 0 | 0 | 0 | 0 | 0 | 0 | 0 | 0 | 0 | 0 | 0 | 0 | 0 | 0 | 0 | 0 | 0 | 0 | 0 | 0 | 0 | 0 | 0 | 0 | 0 | 0
F1_Commercial_Restaurant_Existing_Food Preparation_Natural Gas_Fryer_E8 | F1 | Commercial | Restaurant | Existing | Food Preparation | Natural Gas | Fryer | E8 | Participant - Cost of Equipment | 0 | 0 | 0 | 0 | 0 | 0 | 0 | 0 | 0 | 0 | 0 | 0 | 0 | 0 | 0 | 0 | 0 | 0 | 0 | 0 | 0 | 0 | 0 | 0 | 0 | 0 | 0 | 0 | 0 | 0
F1_Commercial_Restaurant_Existing_Food Preparation_Natural Gas_Fryer_E9 | F1 | Commercial | Restaurant | Existing | Food Preparation | Natural Gas | Fryer | E9 | Participant - Cost of Equipment | 0 | 0 | 0 | 0 | 0 | 0 | 0 | 0 | 0 | 0 | 0 | 0 | 0 | 0 | 0 | 0 | 0 | 0 | 0 | 0 | 0 | 0 | 0 | 0 | 0 | 0 | 0 | 0 | 0 | 0
F1_Commercial_Restaurant_Existing_Food Preparation_Natural Gas_Fryer_E10 | F1 | Commercial | Restaurant | Existing | Food Preparation | Natural Gas | Fryer | E10 | Participant - Cost of Equipment | 0 | 0 | 0 | 0 | 0 | 0 | 0 | 0 | 0 | 0 | 0 | 0 | 0 | 0 | 0 | 0 | 0 | 0 | 0 | 0 | 0 | 0 | 0 | 0 | 0 | 0 | 0 | 0 | 0 | 0
F2_Commercial_Restaurant_Existing_Food Preparation_Natural Gas_Fryer_E1 | F2 | Commercial | Restaurant | Existing | Food Preparation | Natural Gas | Fryer | E1 | Participant - Cost of Operation | 0.94674 | 0.93968 | 0.93869 | 0.9523 | 0.97675 | 1.0088 | 1.0358 | 1.057 | 1.0762 | 1.0951 | 1.1157 | 1.1365 | 1.1567 | 1.1796 | 1.2012 | 1.2242 | 1.2469 | 1.2666 | 1.283 | 1.2956 | 1.3073 | 1.3178 | 0 | 0 | 0 | 0 | 0 | 0 | 0 | 0
F2_Commercial_Restaurant_Existing_Food Preparation_Natural Gas_Fryer_E2 | F2 | Commercial | Restaurant | Existing | Food Preparation | Natural Gas | Fryer | E2 | Participant - Cost of Operation | 0.58026 | 0.57593 | 0.57532 | 0.58367 | 0.59865 | 0.61831 | 0.63485 | 0.64781 | 0.65961 | 0.67117 | 0.68382 | 0.69657 | 0.70897 | 0.72295 | 0.73621 | 0.7503 | 0.76421 | 0.77631 | 0.78634 | 0.79408 | 0.80123 | 0.80769 | 0 | 0 | 0 | 0 | 0 | 0 | 0 | 0
F2_Commercial_Restaurant_Existing_Food Preparation_Natural Gas_Fryer_E3 | F2 | Commercial | Restaurant | Existing | Food Preparation | Natural Gas | Fryer | E3 | Participant - Cost of Operation | 0 | 0 | 0 | 0 | 0 | 0 | 0 | 0 | 0 | 0 | 0 | 0 | 0 | 0 | 0 | 0 | 0 | 0 | 0 | 0 | 0 | 0 | 0 | 0 | 0 | 0 | 0 | 0 | 0 | 0
F2_Commercial_Restaurant_Existing_Food Preparation_Natural Gas_Fryer_E4 | F2 | Commercial | Restaurant | Existing | Food Preparation | Natural Gas | Fryer | E4 | Participant - Cost of Operation | 0 | 0 | 0 | 0 | 0 | 0 | 0 | 0 | 0 | 0 | 0 | 0 | 0 | 0 | 0 | 0 | 0 | 0 | 0 | 0 | 0 | 0 | 0 | 0 | 0 | 0 | 0 | 0 | 0 | 0
F2_Commercial_Restaurant_Existing_Food Preparation_Natural Gas_Fryer_E5 | F2 | Commercial | Restaurant | Existing | Food Preparation | Natural Gas | Fryer | E5 | Participant - Cost of Operation | 0 | 0 | 0 | 0 | 0 | 0 | 0 | 0 | 0 | 0 | 0 | 0 | 0 | 0 | 0 | 0 | 0 | 0 | 0 | 0 | 0 | 0 | 0 | 0 | 0 | 0 | 0 | 0 | 0 | 0
F2_Commercial_Restaurant_Existing_Food Preparation_Natural Gas_Fryer_E6 | F2 | Commercial | Restaurant | Existing | Food Preparation | Natural Gas | Fryer | E6 | Participant - Cost of Operation | 0 | 0 | 0 | 0 | 0 | 0 | 0 | 0 | 0 | 0 | 0 | 0 | 0 | 0 | 0 | 0 | 0 | 0 | 0 | 0 | 0 | 0 | 0 | 0 | 0 | 0 | 0 | 0 | 0 | 0
F2_Commercial_Restaurant_Existing_Food Preparation_Natural Gas_Fryer_E7 | F2 | Commercial | Restaurant | Existing | Food Preparation | Natural Gas | Fryer | E7 | Participant - Cost of Operation | 0 | 0 | 0 | 0 | 0 | 0 | 0 | 0 | 0 | 0 | 0 | 0 | 0 | 0 | 0 | 0 | 0 | 0 | 0 | 0 | 0 | 0 | 0 | 0 | 0 | 0 | 0 | 0 | 0 | 0
F2_Commercial_Restaurant_Existing_Food Preparation_Natural Gas_Fryer_E8 | F2 | Commercial | Restaurant | Existing | Food Preparation | Natural Gas | Fryer | E8 | Participant - Cost of Operation | 0 | 0 | 0 | 0 | 0 | 0 | 0 | 0 | 0 | 0 | 0 | 0 | 0 | 0 | 0 | 0 | 0 | 0 | 0 | 0 | 0 | 0 | 0 | 0 | 0 | 0 | 0 | 0 | 0 | 0
F2_Commercial_Restaurant_Existing_Food Preparation_Natural Gas_Fryer_E9 | F2 | Commercial | Restaurant | Existing | Food Preparation | Natural Gas | Fryer | E9 | Participant - Cost of Operation | 0 | 0 | 0 | 0 | 0 | 0 | 0 | 0 | 0 | 0 | 0 | 0 | 0 | 0 | 0 | 0 | 0 | 0 | 0 | 0 | 0 | 0 | 0 | 0 | 0 | 0 | 0 | 0 | 0 | 0
F2_Commercial_Restaurant_Existing_Food Preparation_Natural Gas_Fryer_E10 | F2 | Commercial | Restaurant | Existing | Food Preparation | Natural Gas | Fryer | E10 | Participant - Cost of Operation | 0 | 0 | 0 | 0 | 0 | 0 | 0 | 0 | 0 | 0 | 0 | 0 | 0 | 0 | 0 | 0 | 0 | 0 | 0 | 0 | 0 | 0 | 0 | 0 | 0 | 0 | 0 | 0 | 0 | 0
F3_Commercial_Restaurant_Existing_Food Preparation_Natural Gas_Fryer_E1 | F3 | Commercial | Restaurant | Existing | Food Preparation | Natural Gas | Fryer | E1 | System - kBTUs of Conusmption | 90.92 | 90.8955 | 91.0155 | 92.0491 | 92.9342 | 93.6627 | 94.1547 | 94.6794 | 95.1628 | 95.6049 | 95.9462 | 96.3143 | 96.6499 | 96.9564 | 97.1599 | 97.4133 | 97.3863 | 97.0708 | 96.3962 | 95.4894 | 94.548 | 93.5805 | 0 | 0 | 0 | 0 | 0 | 0 | 0 | 0
F3_Commercial_Restaurant_Existing_Food Preparation_Natural Gas_Fryer_E2 | F3 | Commercial | Restaurant | Existing | Food Preparation | Natural Gas | Fryer | E2 | System - kBTUs of Conusmption | 55.7252 | 55.7102 | 55.7837 | 56.4172 | 56.9596 | 57.4062 | 57.7077 | 58.0293 | 58.3256 | 58.5965 | 58.8057 | 59.0314 | 59.2371 | 59.4249 | 59.5496 | 59.7049 | 59.6884 | 59.495 | 59.0815 | 58.5258 | 57.9488 | 57.3558 | 0 | 0 | 0 | 0 | 0 | 0 | 0 | 0
F3_Commercial_Restaurant_Existing_Food Preparation_Natural Gas_Fryer_E3 | F3 | Commercial | Restaurant | Existing | Food Preparation | Natural Gas | Fryer | E3 | System - kBTUs of Conusmption | 0 | 0 | 0 | 0 | 0 | 0 | 0 | 0 | 0 | 0 | 0 | 0 | 0 | 0 | 0 | 0 | 0 | 0 | 0 | 0 | 0 | 0 | 0 | 0 | 0 | 0 | 0 | 0 | 0 | 0
F3_Commercial_Restaurant_Existing_Food Preparation_Natural Gas_Fryer_E4 | F3 | Commercial | Restaurant | Existing | Food Preparation | Natural Gas | Fryer | E4 | System - kBTUs of Conusmption | 0 | 0 | 0 | 0 | 0 | 0 | 0 | 0 | 0 | 0 | 0 | 0 | 0 | 0 | 0 | 0 | 0 | 0 | 0 | 0 | 0 | 0 | 0 | 0 | 0 | 0 | 0 | 0 | 0 | 0
F3_Commercial_Restaurant_Existing_Food Preparation_Natural Gas_Fryer_E5 | F3 | Commercial | Restaurant | Existing | Food Preparation | Natural Gas | Fryer | E5 | System - kBTUs of Conusmption | 0 | 0 | 0 | 0 | 0 | 0 | 0 | 0 | 0 | 0 | 0 | 0 | 0 | 0 | 0 | 0 | 0 | 0 | 0 | 0 | 0 | 0 | 0 | 0 | 0 | 0 | 0 | 0 | 0 | 0
F3_Commercial_Restaurant_Existing_Food Preparation_Natural Gas_Fryer_E6 | F3 | Commercial | Restaurant | Existing | Food Preparation | Natural Gas | Fryer | E6 | System - kBTUs of Conusmption | 0 | 0 | 0 | 0 | 0 | 0 | 0 | 0 | 0 | 0 | 0 | 0 | 0 | 0 | 0 | 0 | 0 | 0 | 0 | 0 | 0 | 0 | 0 | 0 | 0 | 0 | 0 | 0 | 0 | 0
F3_Commercial_Restaurant_Existing_Food Preparation_Natural Gas_Fryer_E7 | F3 | Commercial | Restaurant | Existing | Food Preparation | Natural Gas | Fryer | E7 | System - kBTUs of Conusmption | 0 | 0 | 0 | 0 | 0 | 0 | 0 | 0 | 0 | 0 | 0 | 0 | 0 | 0 | 0 | 0 | 0 | 0 | 0 | 0 | 0 | 0 | 0 | 0 | 0 | 0 | 0 | 0 | 0 | 0
F3_Commercial_Restaurant_Existing_Food Preparation_Natural Gas_Fryer_E8 | F3 | Commercial | Restaurant | Existing | Food Preparation | Natural Gas | Fryer | E8 | System - kBTUs of Conusmption | 0 | 0 | 0 | 0 | 0 | 0 | 0 | 0 | 0 | 0 | 0 | 0 | 0 | 0 | 0 | 0 | 0 | 0 | 0 | 0 | 0 | 0 | 0 | 0 | 0 | 0 | 0 | 0 | 0 | 0
F3_Commercial_Restaurant_Existing_Food Preparation_Natural Gas_Fryer_E9 | F3 | Commercial | Restaurant | Existing | Food Preparation | Natural Gas | Fryer | E9 | System - kBTUs of Conusmption | 0 | 0 | 0 | 0 | 0 | 0 | 0 | 0 | 0 | 0 | 0 | 0 | 0 | 0 | 0 | 0 | 0 | 0 | 0 | 0 | 0 | 0 | 0 | 0 | 0 | 0 | 0 | 0 | 0 | 0
F3_Commercial_Restaurant_Existing_Food Preparation_Natural Gas_Fryer_E10 | F3 | Commercial | Restaurant | Existing | Food Preparation | Natural Gas | Fryer | E10 | System - kBTUs of Conusmption | 0 | 0 | 0 | 0 | 0 | 0 | 0 | 0 | 0 | 0 | 0 | 0 | 0 | 0 | 0 | 0 | 0 | 0 | 0 | 0 | 0 | 0 | 0 | 0 | 0 | 0 | 0 | 0 | 0 | 0
F4_Commercial_Restaurant_Existing_Food Preparation_Natural Gas_Fryer_E1 | F4 | Commercial | Restaurant | Existing | Food Preparation | Natural Gas | Fryer | E1 | Utility - Cost of Equipment | 0.58054 | 0.58054 | 0.58054 | 0.58054 | 0.58054 | 0.58054 | 0.58054 | 0.58054 | 0.58054 | 0.58054 | 0.58054 | 0.58054 | 0.58054 | 0.58054 | 0.58054 | 0.58054 | 0.58054 | 0.58054 | 0.58054 | 0.58054 | 0.58054 | 0.58054 | 0 | 0 | 0 | 0 | 0 | 0 | 0 | 0
F4_Commercial_Restaurant_Existing_Food Preparation_Natural Gas_Fryer_E2 | F4 | Commercial | Restaurant | Existing | Food Preparation | Natural Gas | Fryer | E2 | Utility - Cost of Equipment | 0.72974 | 0.72974 | 0.72974 | 0.72974 | 0.72974 | 0.72974 | 0.72974 | 0.72974 | 0.72974 | 0.72974 | 0.72974 | 0.72974 | 0.72974 | 0.72974 | 0.72974 | 0.72974 | 0.72974 | 0.72974 | 0.72974 | 0.72974 | 0.72974 | 0.72974 | 0 | 0 | 0 | 0 | 0 | 0 | 0 | 0
F4_Commercial_Restaurant_Existing_Food Preparation_Natural Gas_Fryer_E3 | F4 | Commercial | Restaurant | Existing | Food Preparation | Natural Gas | Fryer | E3 | Utility - Cost of Equipment | 0 | 0 | 0 | 0 | 0 | 0 | 0 | 0 | 0 | 0 | 0 | 0 | 0 | 0 | 0 | 0 | 0 | 0 | 0 | 0 | 0 | 0 | 0 | 0 | 0 | 0 | 0 | 0 | 0 | 0
F4_Commercial_Restaurant_Existing_Food Preparation_Natural Gas_Fryer_E4 | F4 | Commercial | Restaurant | Existing | Food Preparation | Natural Gas | Fryer | E4 | Utility - Cost of Equipment | 0 | 0 | 0 | 0 | 0 | 0 | 0 | 0 | 0 | 0 | 0 | 0 | 0 | 0 | 0 | 0 | 0 | 0 | 0 | 0 | 0 | 0 | 0 | 0 | 0 | 0 | 0 | 0 | 0 | 0
F4_Commercial_Restaurant_Existing_Food Preparation_Natural Gas_Fryer_E5 | F4 | Commercial | Restaurant | Existing | Food Preparation | Natural Gas | Fryer | E5 | Utility - Cost of Equipment | 0 | 0 | 0 | 0 | 0 | 0 | 0 | 0 | 0 | 0 | 0 | 0 | 0 | 0 | 0 | 0 | 0 | 0 | 0 | 0 | 0 | 0 | 0 | 0 | 0 | 0 | 0 | 0 | 0 | 0
F4_Commercial_Restaurant_Existing_Food Preparation_Natural Gas_Fryer_E6 | F4 | Commercial | Restaurant | Existing | Food Preparation | Natural Gas | Fryer | E6 | Utility - Cost of Equipment | 0 | 0 | 0 | 0 | 0 | 0 | 0 | 0 | 0 | 0 | 0 | 0 | 0 | 0 | 0 | 0 | 0 | 0 | 0 | 0 | 0 | 0 | 0 | 0 | 0 | 0 | 0 | 0 | 0 | 0
F4_Commercial_Restaurant_Existing_Food Preparation_Natural Gas_Fryer_E7 | F4 | Commercial | Restaurant | Existing | Food Preparation | Natural Gas | Fryer | E7 | Utility - Cost of Equipment | 0 | 0 | 0 | 0 | 0 | 0 | 0 | 0 | 0 | 0 | 0 | 0 | 0 | 0 | 0 | 0 | 0 | 0 | 0 | 0 | 0 | 0 | 0 | 0 | 0 | 0 | 0 | 0 | 0 | 0
F4_Commercial_Restaurant_Existing_Food Preparation_Natural Gas_Fryer_E8 | F4 | Commercial | Restaurant | Existing | Food Preparation | Natural Gas | Fryer | E8 | Utility - Cost of Equipment | 0 | 0 | 0 | 0 | 0 | 0 | 0 | 0 | 0 | 0 | 0 | 0 | 0 | 0 | 0 | 0 | 0 | 0 | 0 | 0 | 0 | 0 | 0 | 0 | 0 | 0 | 0 | 0 | 0 | 0
F4_Commercial_Restaurant_Existing_Food Preparation_Natural Gas_Fryer_E9 | F4 | Commercial | Restaurant | Existing | Food Preparation | Natural Gas | Fryer | E9 | Utility - Cost of Equipment | 0 | 0 | 0 | 0 | 0 | 0 | 0 | 0 | 0 | 0 | 0 | 0 | 0 | 0 | 0 | 0 | 0 | 0 | 0 | 0 | 0 | 0 | 0 | 0 | 0 | 0 | 0 | 0 | 0 | 0
F4_Commercial_Restaurant_Existing_Food Preparation_Natural Gas_Fryer_E10 | F4 | Commercial | Restaurant | Existing | Food Preparation | Natural Gas | Fryer | E10 | Utility - Cost of Equipment | 0 | 0 | 0 | 0 | 0 | 0 | 0 | 0 | 0 | 0 | 0 | 0 | 0 | 0 | 0 | 0 | 0 | 0 | 0 | 0 | 0 | 0 | 0 | 0 | 0 | 0 | 0 | 0 | 0 | 0
F5_Commercial_Restaurant_Existing_Food Preparation_Natural Gas_Fryer_E1 | F5 | Commercial | Restaurant | Existing | Food Preparation | Natural Gas | Fryer | E1 | Utility - Cost of Operation | 0.79023 | 0.78433 | 0.7835 | 0.79486 | 0.81527 | 0.84204 | 0.86457 | 0.88222 | 0.89829 | 0.91403 | 0.93126 | 0.94862 | 0.96551 | 0.98455 | 1.0026 | 1.0218 | 1.0407 | 1.0572 | 1.0709 | 1.0814 | 1.0911 | 1.0999 | 0 | 0 | 0 | 0 | 0 | 0 | 0 | 0
F5_Commercial_Restaurant_Existing_Food Preparation_Natural Gas_Fryer_E2 | F5 | Commercial | Restaurant | Existing | Food Preparation | Natural Gas | Fryer | E2 | Utility - Cost of Operation | 0.48433 | 0.48072 | 0.48021 | 0.48717 | 0.49968 | 0.51609 | 0.52989 | 0.54072 | 0.55056 | 0.56021 | 0.57077 | 0.58141 | 0.59177 | 0.60343 | 0.6145 | 0.62626 | 0.63787 | 0.64797 | 0.65635 | 0.6628 | 0.66877 | 0.67416 | 0 | 0 | 0 | 0 | 0 | 0 | 0 | 0
F5_Commercial_Restaurant_Existing_Food Preparation_Natural Gas_Fryer_E3 | F5 | Commercial | Restaurant | Existing | Food Preparation | Natural Gas | Fryer | E3 | Utility - Cost of Operation | 0 | 0 | 0 | 0 | 0 | 0 | 0 | 0 | 0 | 0 | 0 | 0 | 0 | 0 | 0 | 0 | 0 | 0 | 0 | 0 | 0 | 0 | 0 | 0 | 0 | 0 | 0 | 0 | 0 | 0
F5_Commercial_Restaurant_Existing_Food Preparation_Natural Gas_Fryer_E4 | F5 | Commercial | Restaurant | Existing | Food Preparation | Natural Gas | Fryer | E4 | Utility - Cost of Operation | 0 | 0 | 0 | 0 | 0 | 0 | 0 | 0 | 0 | 0 | 0 | 0 | 0 | 0 | 0 | 0 | 0 | 0 | 0 | 0 | 0 | 0 | 0 | 0 | 0 | 0 | 0 | 0 | 0 | 0
F5_Commercial_Restaurant_Existing_Food Preparation_Natural Gas_Fryer_E5 | F5 | Commercial | Restaurant | Existing | Food Preparation | Natural Gas | Fryer | E5 | Utility - Cost of Operation | 0 | 0 | 0 | 0 | 0 | 0 | 0 | 0 | 0 | 0 | 0 | 0 | 0 | 0 | 0 | 0 | 0 | 0 | 0 | 0 | 0 | 0 | 0 | 0 | 0 | 0 | 0 | 0 | 0 | 0
F5_Commercial_Restaurant_Existing_Food Preparation_Natural Gas_Fryer_E6 | F5 | Commercial | Restaurant | Existing | Food Preparation | Natural Gas | Fryer | E6 | Utility - Cost of Operation | 0 | 0 | 0 | 0 | 0 | 0 | 0 | 0 | 0 | 0 | 0 | 0 | 0 | 0 | 0 | 0 | 0 | 0 | 0 | 0 | 0 | 0 | 0 | 0 | 0 | 0 | 0 | 0 | 0 | 0
F5_Commercial_Restaurant_Existing_Food Preparation_Natural Gas_Fryer_E7 | F5 | Commercial | Restaurant | Existing | Food Preparation | Natural Gas | Fryer | E7 | Utility - Cost of Operation | 0 | 0 | 0 | 0 | 0 | 0 | 0 | 0 | 0 | 0 | 0 | 0 | 0 | 0 | 0 | 0 | 0 | 0 | 0 | 0 | 0 | 0 | 0 | 0 | 0 | 0 | 0 | 0 | 0 | 0
F5_Commercial_Restaurant_Existing_Food Preparation_Natural Gas_Fryer_E8 | F5 | Commercial | Restaurant | Existing | Food Preparation | Natural Gas | Fryer | E8 | Utility - Cost of Operation | 0 | 0 | 0 | 0 | 0 | 0 | 0 | 0 | 0 | 0 | 0 | 0 | 0 | 0 | 0 | 0 | 0 | 0 | 0 | 0 | 0 | 0 | 0 | 0 | 0 | 0 | 0 | 0 | 0 | 0
F5_Commercial_Restaurant_Existing_Food Preparation_Natural Gas_Fryer_E9 | F5 | Commercial | Restaurant | Existing | Food Preparation | Natural Gas | Fryer | E9 | Utility - Cost of Operation | 0 | 0 | 0 | 0 | 0 | 0 | 0 | 0 | 0 | 0 | 0 | 0 | 0 | 0 | 0 | 0 | 0 | 0 | 0 | 0 | 0 | 0 | 0 | 0 | 0 | 0 | 0 | 0 | 0 | 0
F5_Commercial_Restaurant_Existing_Food Preparation_Natural Gas_Fryer_E10 | F5 | Commercial | Restaurant | Existing | Food Preparation | Natural Gas | Fryer | E10 | Utility - Cost of Operation | 0 | 0 | 0 | 0 | 0 | 0 | 0 | 0 | 0 | 0 | 0 | 0 | 0 | 0 | 0 | 0 | 0 | 0 | 0 | 0 | 0 | 0 | 0 | 0 | 0 | 0 | 0 | 0 | 0 | 0
F6_Commercial_Restaurant_Existing_Food Preparation_Natural Gas_Fryer_E1 | F6 | Commercial | Restaurant | Existing | Food Preparation | Natural Gas | Fryer | E1 | Utility - Value of Sales | 0.94674 | 0.93968 | 0.93869 | 0.9523 | 0.97675 | 1.0088 | 1.0358 | 1.057 | 1.0762 | 1.0951 | 1.1157 | 1.1365 | 1.1567 | 1.1796 | 1.2012 | 1.2242 | 1.2469 | 1.2666 | 1.283 | 1.2956 | 1.3073 | 1.3178 | 0 | 0 | 0 | 0 | 0 | 0 | 0 | 0
F6_Commercial_Restaurant_Existing_Food Preparation_Natural Gas_Fryer_E2 | F6 | Commercial | Restaurant | Existing | Food Preparation | Natural Gas | Fryer | E2 | Utility - Value of Sales | 0.58026 | 0.57593 | 0.57532 | 0.58367 | 0.59865 | 0.61831 | 0.63485 | 0.64781 | 0.65961 | 0.67117 | 0.68382 | 0.69657 | 0.70897 | 0.72295 | 0.73621 | 0.7503 | 0.76421 | 0.77631 | 0.78634 | 0.79408 | 0.80123 | 0.80769 | 0 | 0 | 0 | 0 | 0 | 0 | 0 | 0
F6_Commercial_Restaurant_Existing_Food Preparation_Natural Gas_Fryer_E3 | F6 | Commercial | Restaurant | Existing | Food Preparation | Natural Gas | Fryer | E3 | Utility - Value of Sales | 0 | 0 | 0 | 0 | 0 | 0 | 0 | 0 | 0 | 0 | 0 | 0 | 0 | 0 | 0 | 0 | 0 | 0 | 0 | 0 | 0 | 0 | 0 | 0 | 0 | 0 | 0 | 0 | 0 | 0
F6_Commercial_Restaurant_Existing_Food Preparation_Natural Gas_Fryer_E4 | F6 | Commercial | Restaurant | Existing | Food Preparation | Natural Gas | Fryer | E4 | Utility - Value of Sales | 0 | 0 | 0 | 0 | 0 | 0 | 0 | 0 | 0 | 0 | 0 | 0 | 0 | 0 | 0 | 0 | 0 | 0 | 0 | 0 | 0 | 0 | 0 | 0 | 0 | 0 | 0 | 0 | 0 | 0
F6_Commercial_Restaurant_Existing_Food Preparation_Natural Gas_Fryer_E5 | F6 | Commercial | Restaurant | Existing | Food Preparation | Natural Gas | Fryer | E5 | Utility - Value of Sales | 0 | 0 | 0 | 0 | 0 | 0 | 0 | 0 | 0 | 0 | 0 | 0 | 0 | 0 | 0 | 0 | 0 | 0 | 0 | 0 | 0 | 0 | 0 | 0 | 0 | 0 | 0 | 0 | 0 | 0
F6_Commercial_Restaurant_Existing_Food Preparation_Natural Gas_Fryer_E6 | F6 | Commercial | Restaurant | Existing | Food Preparation | Natural Gas | Fryer | E6 | Utility - Value of Sales | 0 | 0 | 0 | 0 | 0 | 0 | 0 | 0 | 0 | 0 | 0 | 0 | 0 | 0 | 0 | 0 | 0 | 0 | 0 | 0 | 0 | 0 | 0 | 0 | 0 | 0 | 0 | 0 | 0 | 0
F6_Commercial_Restaurant_Existing_Food Preparation_Natural Gas_Fryer_E7 | F6 | Commercial | Restaurant | Existing | Food Preparation | Natural Gas | Fryer | E7 | Utility - Value of Sales | 0 | 0 | 0 | 0 | 0 | 0 | 0 | 0 | 0 | 0 | 0 | 0 | 0 | 0 | 0 | 0 | 0 | 0 | 0 | 0 | 0 | 0 | 0 | 0 | 0 | 0 | 0 | 0 | 0 | 0
F6_Commercial_Restaurant_Existing_Food Preparation_Natural Gas_Fryer_E8 | F6 | Commercial | Restaurant | Existing | Food Preparation | Natural Gas | Fryer | E8 | Utility - Value of Sales | 0 | 0 | 0 | 0 | 0 | 0 | 0 | 0 | 0 | 0 | 0 | 0 | 0 | 0 | 0 | 0 | 0 | 0 | 0 | 0 | 0 | 0 | 0 | 0 | 0 | 0 | 0 | 0 | 0 | 0
F6_Commercial_Restaurant_Existing_Food Preparation_Natural Gas_Fryer_E9 | F6 | Commercial | Restaurant | Existing | Food Preparation | Natural Gas | Fryer | E9 | Utility - Value of Sales | 0 | 0 | 0 | 0 | 0 | 0 | 0 | 0 | 0 | 0 | 0 | 0 | 0 | 0 | 0 | 0 | 0 | 0 | 0 | 0 | 0 | 0 | 0 | 0 | 0 | 0 | 0 | 0 | 0 | 0
F6_Commercial_Restaurant_Existing_Food Preparation_Natural Gas_Fryer_E10 | F6 | Commercial | Restaurant | Existing | Food Preparation | Natural Gas | Fryer | E10 | Utility - Value of Sales | 0 | 0 | 0 | 0 | 0 | 0 | 0 | 0 | 0 | 0 | 0 | 0 | 0 | 0 | 0 | 0 | 0 | 0 | 0 | 0 | 0 | 0 | 0 | 0 | 0 | 0 | 0 | 0 | 0 | 0
F1_Commercial_Restaurant_Existing_Food Preparation_Natural Gas_Broiler_E1 | F1 | Commercial | Restaurant | Existing | Food Preparation | Natural Gas | Broiler | E1 | Participant - Cost of Equipment | 0.40689 | 0.40689 | 0.40689 | 0.40689 | 0.40689 | 0.40689 | 0.40689 | 0.40689 | 0.40689 | 0.40689 | 0.40689 | 0.40689 | 0.40689 | 0.40689 | 0.40689 | 0.40689 | 0.40689 | 0.40689 | 0.40689 | 0.40689 | 0.40689 | 0.40689 | 0 | 0 | 0 | 0 | 0 | 0 | 0 | 0
F1_Commercial_Restaurant_Existing_Food Preparation_Natural Gas_Broiler_E2 | F1 | Commercial | Restaurant | Existing | Food Preparation | Natural Gas | Broiler | E2 | Participant - Cost of Equipment | 0.56965 | 0.56965 | 0.56965 | 0.56965 | 0.56965 | 0.56965 | 0.56965 | 0.56965 | 0.56965 | 0.56965 | 0.56965 | 0.56965 | 0.56965 | 0.56965 | 0.56965 | 0.56965 | 0.56965 | 0.56965 | 0.56965 | 0.56965 | 0.56965 | 0.56965 | 0 | 0 | 0 | 0 | 0 | 0 | 0 | 0
F1_Commercial_Restaurant_Existing_Food Preparation_Natural Gas_Broiler_E3 | F1 | Commercial | Restaurant | Existing | Food Preparation | Natural Gas | Broiler | E3 | Participant - Cost of Equipment | 0 | 0 | 0 | 0 | 0 | 0 | 0 | 0 | 0 | 0 | 0 | 0 | 0 | 0 | 0 | 0 | 0 | 0 | 0 | 0 | 0 | 0 | 0 | 0 | 0 | 0 | 0 | 0 | 0 | 0
F1_Commercial_Restaurant_Existing_Food Preparation_Natural Gas_Broiler_E4 | F1 | Commercial | Restaurant | Existing | Food Preparation | Natural Gas | Broiler | E4 | Participant - Cost of Equipment | 0 | 0 | 0 | 0 | 0 | 0 | 0 | 0 | 0 | 0 | 0 | 0 | 0 | 0 | 0 | 0 | 0 | 0 | 0 | 0 | 0 | 0 | 0 | 0 | 0 | 0 | 0 | 0 | 0 | 0
F1_Commercial_Restaurant_Existing_Food Preparation_Natural Gas_Broiler_E5 | F1 | Commercial | Restaurant | Existing | Food Preparation | Natural Gas | Broiler | E5 | Participant - Cost of Equipment | 0 | 0 | 0 | 0 | 0 | 0 | 0 | 0 | 0 | 0 | 0 | 0 | 0 | 0 | 0 | 0 | 0 | 0 | 0 | 0 | 0 | 0 | 0 | 0 | 0 | 0 | 0 | 0 | 0 | 0
F1_Commercial_Restaurant_Existing_Food Preparation_Natural Gas_Broiler_E6 | F1 | Commercial | Restaurant | Existing | Food Preparation | Natural Gas | Broiler | E6 | Participant - Cost of Equipment | 0 | 0 | 0 | 0 | 0 | 0 | 0 | 0 | 0 | 0 | 0 | 0 | 0 | 0 | 0 | 0 | 0 | 0 | 0 | 0 | 0 | 0 | 0 | 0 | 0 | 0 | 0 | 0 | 0 | 0
F1_Commercial_Restaurant_Existing_Food Preparation_Natural Gas_Broiler_E7 | F1 | Commercial | Restaurant | Existing | Food Preparation | Natural Gas | Broiler | E7 | Participant - Cost of Equipment | 0 | 0 | 0 | 0 | 0 | 0 | 0 | 0 | 0 | 0 | 0 | 0 | 0 | 0 | 0 | 0 | 0 | 0 | 0 | 0 | 0 | 0 | 0 | 0 | 0 | 0 | 0 | 0 | 0 | 0
F1_Commercial_Restaurant_Existing_Food Preparation_Natural Gas_Broiler_E8 | F1 | Commercial | Restaurant | Existing | Food Preparation | Natural Gas | Broiler | E8 | Participant - Cost of Equipment | 0 | 0 | 0 | 0 | 0 | 0 | 0 | 0 | 0 | 0 | 0 | 0 | 0 | 0 | 0 | 0 | 0 | 0 | 0 | 0 | 0 | 0 | 0 | 0 | 0 | 0 | 0 | 0 | 0 | 0
F1_Commercial_Restaurant_Existing_Food Preparation_Natural Gas_Broiler_E9 | F1 | Commercial | Restaurant | Existing | Food Preparation | Natural Gas | Broiler | E9 | Participant - Cost of Equipment | 0 | 0 | 0 | 0 | 0 | 0 | 0 | 0 | 0 | 0 | 0 | 0 | 0 | 0 | 0 | 0 | 0 | 0 | 0 | 0 | 0 | 0 | 0 | 0 | 0 | 0 | 0 | 0 | 0 | 0
F1_Commercial_Restaurant_Existing_Food Preparation_Natural Gas_Broiler_E10 | F1 | Commercial | Restaurant | Existing | Food Preparation | Natural Gas | Broiler | E10 | Participant - Cost of Equipment | 0 | 0 | 0 | 0 | 0 | 0 | 0 | 0 | 0 | 0 | 0 | 0 | 0 | 0 | 0 | 0 | 0 | 0 | 0 | 0 | 0 | 0 | 0 | 0 | 0 | 0 | 0 | 0 | 0 | 0
F2_Commercial_Restaurant_Existing_Food Preparation_Natural Gas_Broiler_E1 | F2 | Commercial | Restaurant | Existing | Food Preparation | Natural Gas | Broiler | E1 | Participant - Cost of Operation | 1.0059 | 1.0145 | 1.0248 | 1.0419 | 1.0646 | 1.0914 | 1.116 | 1.138 | 1.1592 | 1.1799 | 1.2007 | 1.2209 | 1.24 | 1.259 | 1.2773 | 1.296 | 1.316 | 1.3361 | 1.3564 | 1.3768 | 1.3969 | 1.4168 | 0 | 0 | 0 | 0 | 0 | 0 | 0 | 0
F2_Commercial_Restaurant_Existing_Food Preparation_Natural Gas_Broiler_E2 | F2 | Commercial | Restaurant | Existing | Food Preparation | Natural Gas | Broiler | E2 | Participant - Cost of Operation | 0.64665 | 0.65218 | 0.65881 | 0.66976 | 0.68437 | 0.70161 | 0.71745 | 0.73155 | 0.74523 | 0.75849 | 0.77187 | 0.78488 | 0.79712 | 0.80939 | 0.82111 | 0.83313 | 0.84598 | 0.85892 | 0.87197 | 0.88507 | 0.89803 | 0.9108 | 0 | 0 | 0 | 0 | 0 | 0 | 0 | 0
F2_Commercial_Restaurant_Existing_Food Preparation_Natural Gas_Broiler_E3 | F2 | Commercial | Restaurant | Existing | Food Preparation | Natural Gas | Broiler | E3 | Participant - Cost of Operation | 0 | 0 | 0 | 0 | 0 | 0 | 0 | 0 | 0 | 0 | 0 | 0 | 0 | 0 | 0 | 0 | 0 | 0 | 0 | 0 | 0 | 0 | 0 | 0 | 0 | 0 | 0 | 0 | 0 | 0
F2_Commercial_Restaurant_Existing_Food Preparation_Natural Gas_Broiler_E4 | F2 | Commercial | Restaurant | Existing | Food Preparation | Natural Gas | Broiler | E4 | Participant - Cost of Operation | 0 | 0 | 0 | 0 | 0 | 0 | 0 | 0 | 0 | 0 | 0 | 0 | 0 | 0 | 0 | 0 | 0 | 0 | 0 | 0 | 0 | 0 | 0 | 0 | 0 | 0 | 0 | 0 | 0 | 0
F2_Commercial_Restaurant_Existing_Food Preparation_Natural Gas_Broiler_E5 | F2 | Commercial | Restaurant | Existing | Food Preparation | Natural Gas | Broiler | E5 | Participant - Cost of Operation | 0 | 0 | 0 | 0 | 0 | 0 | 0 | 0 | 0 | 0 | 0 | 0 | 0 | 0 | 0 | 0 | 0 | 0 | 0 | 0 | 0 | 0 | 0 | 0 | 0 | 0 | 0 | 0 | 0 | 0
F2_Commercial_Restaurant_Existing_Food Preparation_Natural Gas_Broiler_E6 | F2 | Commercial | Restaurant | Existing | Food Preparation | Natural Gas | Broiler | E6 | Participant - Cost of Operation | 0 | 0 | 0 | 0 | 0 | 0 | 0 | 0 | 0 | 0 | 0 | 0 | 0 | 0 | 0 | 0 | 0 | 0 | 0 | 0 | 0 | 0 | 0 | 0 | 0 | 0 | 0 | 0 | 0 | 0
F2_Commercial_Restaurant_Existing_Food Preparation_Natural Gas_Broiler_E7 | F2 | Commercial | Restaurant | Existing | Food Preparation | Natural Gas | Broiler | E7 | Participant - Cost of Operation | 0 | 0 | 0 | 0 | 0 | 0 | 0 | 0 | 0 | 0 | 0 | 0 | 0 | 0 | 0 | 0 | 0 | 0 | 0 | 0 | 0 | 0 | 0 | 0 | 0 | 0 | 0 | 0 | 0 | 0
F2_Commercial_Restaurant_Existing_Food Preparation_Natural Gas_Broiler_E8 | F2 | Commercial | Restaurant | Existing | Food Preparation | Natural Gas | Broiler | E8 | Participant - Cost of Operation | 0 | 0 | 0 | 0 | 0 | 0 | 0 | 0 | 0 | 0 | 0 | 0 | 0 | 0 | 0 | 0 | 0 | 0 | 0 | 0 | 0 | 0 | 0 | 0 | 0 | 0 | 0 | 0 | 0 | 0
F2_Commercial_Restaurant_Existing_Food Preparation_Natural Gas_Broiler_E9 | F2 | Commercial | Restaurant | Existing | Food Preparation | Natural Gas | Broiler | E9 | Participant - Cost of Operation | 0 | 0 | 0 | 0 | 0 | 0 | 0 | 0 | 0 | 0 | 0 | 0 | 0 | 0 | 0 | 0 | 0 | 0 | 0 | 0 | 0 | 0 | 0 | 0 | 0 | 0 | 0 | 0 | 0 | 0
F2_Commercial_Restaurant_Existing_Food Preparation_Natural Gas_Broiler_E10 | F2 | Commercial | Restaurant | Existing | Food Preparation | Natural Gas | Broiler | E10 | Participant - Cost of Operation | 0 | 0 | 0 | 0 | 0 | 0 | 0 | 0 | 0 | 0 | 0 | 0 | 0 | 0 | 0 | 0 | 0 | 0 | 0 | 0 | 0 | 0 | 0 | 0 | 0 | 0 | 0 | 0 | 0 | 0
F3_Commercial_Restaurant_Existing_Food Preparation_Natural Gas_Broiler_E1 | F3 | Commercial | Restaurant | Existing | Food Preparation | Natural Gas | Broiler | E1 | System - kBTUs of Conusmption | 94.3384 | 94.6204 | 94.9328 | 95.651 | 96.286 | 96.8214 | 97.2284 | 97.6321 | 98.0076 | 98.2472 | 98.3287 | 98.3107 | 98.1652 | 97.8866 | 97.5431 | 97.2083 | 96.8484 | 96.4637 | 96.0242 | 95.601 | 95.1616 | 94.71 | 0 | 0 | 0 | 0 | 0 | 0 | 0 | 0
F3_Commercial_Restaurant_Existing_Food Preparation_Natural Gas_Broiler_E2 | F3 | Commercial | Restaurant | Existing | Food Preparation | Natural Gas | Broiler | E2 | System - kBTUs of Conusmption | 60.6461 | 60.8274 | 61.0282 | 61.4899 | 61.8982 | 62.2424 | 62.504 | 62.7635 | 63.0049 | 63.1589 | 63.2113 | 63.1998 | 63.1062 | 62.9271 | 62.7063 | 62.4911 | 62.2597 | 62.0124 | 61.7299 | 61.4578 | 61.1753 | 60.885 | 0 | 0 | 0 | 0 | 0 | 0 | 0 | 0
F3_Commercial_Restaurant_Existing_Food Preparation_Natural Gas_Broiler_E3 | F3 | Commercial | Restaurant | Existing | Food Preparation | Natural Gas | Broiler | E3 | System - kBTUs of Conusmption | 0 | 0 | 0 | 0 | 0 | 0 | 0 | 0 | 0 | 0 | 0 | 0 | 0 | 0 | 0 | 0 | 0 | 0 | 0 | 0 | 0 | 0 | 0 | 0 | 0 | 0 | 0 | 0 | 0 | 0
F3_Commercial_Restaurant_Existing_Food Preparation_Natural Gas_Broiler_E4 | F3 | Commercial | Restaurant | Existing | Food Preparation | Natural Gas | Broiler | E4 | System - kBTUs of Conusmption | 0 | 0 | 0 | 0 | 0 | 0 | 0 | 0 | 0 | 0 | 0 | 0 | 0 | 0 | 0 | 0 | 0 | 0 | 0 | 0 | 0 | 0 | 0 | 0 | 0 | 0 | 0 | 0 | 0 | 0
F3_Commercial_Restaurant_Existing_Food Preparation_Natural Gas_Broiler_E5 | F3 | Commercial | Restaurant | Existing | Food Preparation | Natural Gas | Broiler | E5 | System - kBTUs of Conusmption | 0 | 0 | 0 | 0 | 0 | 0 | 0 | 0 | 0 | 0 | 0 | 0 | 0 | 0 | 0 | 0 | 0 | 0 | 0 | 0 | 0 | 0 | 0 | 0 | 0 | 0 | 0 | 0 | 0 | 0
F3_Commercial_Restaurant_Existing_Food Preparation_Natural Gas_Broiler_E6 | F3 | Commercial | Restaurant | Existing | Food Preparation | Natural Gas | Broiler | E6 | System - kBTUs of Conusmption | 0 | 0 | 0 | 0 | 0 | 0 | 0 | 0 | 0 | 0 | 0 | 0 | 0 | 0 | 0 | 0 | 0 | 0 | 0 | 0 | 0 | 0 | 0 | 0 | 0 | 0 | 0 | 0 | 0 | 0
F3_Commercial_Restaurant_Existing_Food Preparation_Natural Gas_Broiler_E7 | F3 | Commercial | Restaurant | Existing | Food Preparation | Natural Gas | Broiler | E7 | System - kBTUs of Conusmption | 0 | 0 | 0 | 0 | 0 | 0 | 0 | 0 | 0 | 0 | 0 | 0 | 0 | 0 | 0 | 0 | 0 | 0 | 0 | 0 | 0 | 0 | 0 | 0 | 0 | 0 | 0 | 0 | 0 | 0
F3_Commercial_Restaurant_Existing_Food Preparation_Natural Gas_Broiler_E8 | F3 | Commercial | Restaurant | Existing | Food Preparation | Natural Gas | Broiler | E8 | System - kBTUs of Conusmption | 0 | 0 | 0 | 0 | 0 | 0 | 0 | 0 | 0 | 0 | 0 | 0 | 0 | 0 | 0 | 0 | 0 | 0 | 0 | 0 | 0 | 0 | 0 | 0 | 0 | 0 | 0 | 0 | 0 | 0
F3_Commercial_Restaurant_Existing_Food Preparation_Natural Gas_Broiler_E9 | F3 | Commercial | Restaurant | Existing | Food Preparation | Natural Gas | Broiler | E9 | System - kBTUs of Conusmption | 0 | 0 | 0 | 0 | 0 | 0 | 0 | 0 | 0 | 0 | 0 | 0 | 0 | 0 | 0 | 0 | 0 | 0 | 0 | 0 | 0 | 0 | 0 | 0 | 0 | 0 | 0 | 0 | 0 | 0
F3_Commercial_Restaurant_Existing_Food Preparation_Natural Gas_Broiler_E10 | F3 | Commercial | Restaurant | Existing | Food Preparation | Natural Gas | Broiler | E10 | System - kBTUs of Conusmption | 0 | 0 | 0 | 0 | 0 | 0 | 0 | 0 | 0 | 0 | 0 | 0 | 0 | 0 | 0 | 0 | 0 | 0 | 0 | 0 | 0 | 0 | 0 | 0 | 0 | 0 | 0 | 0 | 0 | 0
F4_Commercial_Restaurant_Existing_Food Preparation_Natural Gas_Broiler_E1 | F4 | Commercial | Restaurant | Existing | Food Preparation | Natural Gas | Broiler | E1 | Utility - Cost of Equipment | 0.40689 | 0.40689 | 0.40689 | 0.40689 | 0.40689 | 0.40689 | 0.40689 | 0.40689 | 0.40689 | 0.40689 | 0.40689 | 0.40689 | 0.40689 | 0.40689 | 0.40689 | 0.40689 | 0.40689 | 0.40689 | 0.40689 | 0.40689 | 0.40689 | 0.40689 | 0 | 0 | 0 | 0 | 0 | 0 | 0 | 0
F4_Commercial_Restaurant_Existing_Food Preparation_Natural Gas_Broiler_E2 | F4 | Commercial | Restaurant | Existing | Food Preparation | Natural Gas | Broiler | E2 | Utility - Cost of Equipment | 0.56965 | 0.56965 | 0.56965 | 0.56965 | 0.56965 | 0.56965 | 0.56965 | 0.56965 | 0.56965 | 0.56965 | 0.56965 | 0.56965 | 0.56965 | 0.56965 | 0.56965 | 0.56965 | 0.56965 | 0.56965 | 0.56965 | 0.56965 | 0.56965 | 0.56965 | 0 | 0 | 0 | 0 | 0 | 0 | 0 | 0
F4_Commercial_Restaurant_Existing_Food Preparation_Natural Gas_Broiler_E3 | F4 | Commercial | Restaurant | Existing | Food Preparation | Natural Gas | Broiler | E3 | Utility - Cost of Equipment | 0 | 0 | 0 | 0 | 0 | 0 | 0 | 0 | 0 | 0 | 0 | 0 | 0 | 0 | 0 | 0 | 0 | 0 | 0 | 0 | 0 | 0 | 0 | 0 | 0 | 0 | 0 | 0 | 0 | 0
F4_Commercial_Restaurant_Existing_Food Preparation_Natural Gas_Broiler_E4 | F4 | Commercial | Restaurant | Existing | Food Preparation | Natural Gas | Broiler | E4 | Utility - Cost of Equipment | 0 | 0 | 0 | 0 | 0 | 0 | 0 | 0 | 0 | 0 | 0 | 0 | 0 | 0 | 0 | 0 | 0 | 0 | 0 | 0 | 0 | 0 | 0 | 0 | 0 | 0 | 0 | 0 | 0 | 0
F4_Commercial_Restaurant_Existing_Food Preparation_Natural Gas_Broiler_E5 | F4 | Commercial | Restaurant | Existing | Food Preparation | Natural Gas | Broiler | E5 | Utility - Cost of Equipment | 0 | 0 | 0 | 0 | 0 | 0 | 0 | 0 | 0 | 0 | 0 | 0 | 0 | 0 | 0 | 0 | 0 | 0 | 0 | 0 | 0 | 0 | 0 | 0 | 0 | 0 | 0 | 0 | 0 | 0
F4_Commercial_Restaurant_Existing_Food Preparation_Natural Gas_Broiler_E6 | F4 | Commercial | Restaurant | Existing | Food Preparation | Natural Gas | Broiler | E6 | Utility - Cost of Equipment | 0 | 0 | 0 | 0 | 0 | 0 | 0 | 0 | 0 | 0 | 0 | 0 | 0 | 0 | 0 | 0 | 0 | 0 | 0 | 0 | 0 | 0 | 0 | 0 | 0 | 0 | 0 | 0 | 0 | 0
F4_Commercial_Restaurant_Existing_Food Preparation_Natural Gas_Broiler_E7 | F4 | Commercial | Restaurant | Existing | Food Preparation | Natural Gas | Broiler | E7 | Utility - Cost of Equipment | 0 | 0 | 0 | 0 | 0 | 0 | 0 | 0 | 0 | 0 | 0 | 0 | 0 | 0 | 0 | 0 | 0 | 0 | 0 | 0 | 0 | 0 | 0 | 0 | 0 | 0 | 0 | 0 | 0 | 0
F4_Commercial_Restaurant_Existing_Food Preparation_Natural Gas_Broiler_E8 | F4 | Commercial | Restaurant | Existing | Food Preparation | Natural Gas | Broiler | E8 | Utility - Cost of Equipment | 0 | 0 | 0 | 0 | 0 | 0 | 0 | 0 | 0 | 0 | 0 | 0 | 0 | 0 | 0 | 0 | 0 | 0 | 0 | 0 | 0 | 0 | 0 | 0 | 0 | 0 | 0 | 0 | 0 | 0
F4_Commercial_Restaurant_Existing_Food Preparation_Natural Gas_Broiler_E9 | F4 | Commercial | Restaurant | Existing | Food Preparation | Natural Gas | Broiler | E9 | Utility - Cost of Equipment | 0 | 0 | 0 | 0 | 0 | 0 | 0 | 0 | 0 | 0 | 0 | 0 | 0 | 0 | 0 | 0 | 0 | 0 | 0 | 0 | 0 | 0 | 0 | 0 | 0 | 0 | 0 | 0 | 0 | 0
F4_Commercial_Restaurant_Existing_Food Preparation_Natural Gas_Broiler_E10 | F4 | Commercial | Restaurant | Existing | Food Preparation | Natural Gas | Broiler | E10 | Utility - Cost of Equipment | 0 | 0 | 0 | 0 | 0 | 0 | 0 | 0 | 0 | 0 | 0 | 0 | 0 | 0 | 0 | 0 | 0 | 0 | 0 | 0 | 0 | 0 | 0 | 0 | 0 | 0 | 0 | 0 | 0 | 0
F5_Commercial_Restaurant_Existing_Food Preparation_Natural Gas_Broiler_E1 | F5 | Commercial | Restaurant | Existing | Food Preparation | Natural Gas | Broiler | E1 | Utility - Cost of Operation | 0.8396 | 0.84679 | 0.85539 | 0.86961 | 0.88858 | 0.91096 | 0.93152 | 0.94983 | 0.96759 | 0.98482 | 1.0022 | 1.0191 | 1.035 | 1.0509 | 1.0661 | 1.0817 | 1.0984 | 1.1152 | 1.1322 | 1.1492 | 1.166 | 1.1826 | 0 | 0 | 0 | 0 | 0 | 0 | 0 | 0
F5_Commercial_Restaurant_Existing_Food Preparation_Natural Gas_Broiler_E2 | F5 | Commercial | Restaurant | Existing | Food Preparation | Natural Gas | Broiler | E2 | Utility - Cost of Operation | 0.53975 | 0.54436 | 0.54989 | 0.55904 | 0.57123 | 0.58562 | 0.59884 | 0.61061 | 0.62202 | 0.6331 | 0.64427 | 0.65512 | 0.66534 | 0.67558 | 0.68536 | 0.69539 | 0.70612 | 0.71692 | 0.72782 | 0.73875 | 0.74957 | 0.76022 | 0 | 0 | 0 | 0 | 0 | 0 | 0 | 0
F5_Commercial_Restaurant_Existing_Food Preparation_Natural Gas_Broiler_E3 | F5 | Commercial | Restaurant | Existing | Food Preparation | Natural Gas | Broiler | E3 | Utility - Cost of Operation | 0 | 0 | 0 | 0 | 0 | 0 | 0 | 0 | 0 | 0 | 0 | 0 | 0 | 0 | 0 | 0 | 0 | 0 | 0 | 0 | 0 | 0 | 0 | 0 | 0 | 0 | 0 | 0 | 0 | 0
F5_Commercial_Restaurant_Existing_Food Preparation_Natural Gas_Broiler_E4 | F5 | Commercial | Restaurant | Existing | Food Preparation | Natural Gas | Broiler | E4 | Utility - Cost of Operation | 0 | 0 | 0 | 0 | 0 | 0 | 0 | 0 | 0 | 0 | 0 | 0 | 0 | 0 | 0 | 0 | 0 | 0 | 0 | 0 | 0 | 0 | 0 | 0 | 0 | 0 | 0 | 0 | 0 | 0
F5_Commercial_Restaurant_Existing_Food Preparation_Natural Gas_Broiler_E5 | F5 | Commercial | Restaurant | Existing | Food Preparation | Natural Gas | Broiler | E5 | Utility - Cost of Operation | 0 | 0 | 0 | 0 | 0 | 0 | 0 | 0 | 0 | 0 | 0 | 0 | 0 | 0 | 0 | 0 | 0 | 0 | 0 | 0 | 0 | 0 | 0 | 0 | 0 | 0 | 0 | 0 | 0 | 0
F5_Commercial_Restaurant_Existing_Food Preparation_Natural Gas_Broiler_E6 | F5 | Commercial | Restaurant | Existing | Food Preparation | Natural Gas | Broiler | E6 | Utility - Cost of Operation | 0 | 0 | 0 | 0 | 0 | 0 | 0 | 0 | 0 | 0 | 0 | 0 | 0 | 0 | 0 | 0 | 0 | 0 | 0 | 0 | 0 | 0 | 0 | 0 | 0 | 0 | 0 | 0 | 0 | 0
F5_Commercial_Restaurant_Existing_Food Preparation_Natural Gas_Broiler_E7 | F5 | Commercial | Restaurant | Existing | Food Preparation | Natural Gas | Broiler | E7 | Utility - Cost of Operation | 0 | 0 | 0 | 0 | 0 | 0 | 0 | 0 | 0 | 0 | 0 | 0 | 0 | 0 | 0 | 0 | 0 | 0 | 0 | 0 | 0 | 0 | 0 | 0 | 0 | 0 | 0 | 0 | 0 | 0
F5_Commercial_Restaurant_Existing_Food Preparation_Natural Gas_Broiler_E8 | F5 | Commercial | Restaurant | Existing | Food Preparation | Natural Gas | Broiler | E8 | Utility - Cost of Operation | 0 | 0 | 0 | 0 | 0 | 0 | 0 | 0 | 0 | 0 | 0 | 0 | 0 | 0 | 0 | 0 | 0 | 0 | 0 | 0 | 0 | 0 | 0 | 0 | 0 | 0 | 0 | 0 | 0 | 0
F5_Commercial_Restaurant_Existing_Food Preparation_Natural Gas_Broiler_E9 | F5 | Commercial | Restaurant | Existing | Food Preparation | Natural Gas | Broiler | E9 | Utility - Cost of Operation | 0 | 0 | 0 | 0 | 0 | 0 | 0 | 0 | 0 | 0 | 0 | 0 | 0 | 0 | 0 | 0 | 0 | 0 | 0 | 0 | 0 | 0 | 0 | 0 | 0 | 0 | 0 | 0 | 0 | 0
F5_Commercial_Restaurant_Existing_Food Preparation_Natural Gas_Broiler_E10 | F5 | Commercial | Restaurant | Existing | Food Preparation | Natural Gas | Broiler | E10 | Utility - Cost of Operation | 0 | 0 | 0 | 0 | 0 | 0 | 0 | 0 | 0 | 0 | 0 | 0 | 0 | 0 | 0 | 0 | 0 | 0 | 0 | 0 | 0 | 0 | 0 | 0 | 0 | 0 | 0 | 0 | 0 | 0
F6_Commercial_Restaurant_Existing_Food Preparation_Natural Gas_Broiler_E1 | F6 | Commercial | Restaurant | Existing | Food Preparation | Natural Gas | Broiler | E1 | Utility - Value of Sales | 1.0059 | 1.0145 | 1.0248 | 1.0419 | 1.0646 | 1.0914 | 1.116 | 1.138 | 1.1592 | 1.1799 | 1.2007 | 1.2209 | 1.24 | 1.259 | 1.2773 | 1.296 | 1.316 | 1.3361 | 1.3564 | 1.3768 | 1.3969 | 1.4168 | 0 | 0 | 0 | 0 | 0 | 0 | 0 | 0
F6_Commercial_Restaurant_Existing_Food Preparation_Natural Gas_Broiler_E2 | F6 | Commercial | Restaurant | Existing | Food Preparation | Natural Gas | Broiler | E2 | Utility - Value of Sales | 0.64665 | 0.65218 | 0.65881 | 0.66976 | 0.68437 | 0.70161 | 0.71745 | 0.73155 | 0.74523 | 0.75849 | 0.77187 | 0.78488 | 0.79712 | 0.80939 | 0.82111 | 0.83313 | 0.84598 | 0.85892 | 0.87197 | 0.88507 | 0.89803 | 0.9108 | 0 | 0 | 0 | 0 | 0 | 0 | 0 | 0
F6_Commercial_Restaurant_Existing_Food Preparation_Natural Gas_Broiler_E3 | F6 | Commercial | Restaurant | Existing | Food Preparation | Natural Gas | Broiler | E3 | Utility - Value of Sales | 0 | 0 | 0 | 0 | 0 | 0 | 0 | 0 | 0 | 0 | 0 | 0 | 0 | 0 | 0 | 0 | 0 | 0 | 0 | 0 | 0 | 0 | 0 | 0 | 0 | 0 | 0 | 0 | 0 | 0
F6_Commercial_Restaurant_Existing_Food Preparation_Natural Gas_Broiler_E4 | F6 | Commercial | Restaurant | Existing | Food Preparation | Natural Gas | Broiler | E4 | Utility - Value of Sales | 0 | 0 | 0 | 0 | 0 | 0 | 0 | 0 | 0 | 0 | 0 | 0 | 0 | 0 | 0 | 0 | 0 | 0 | 0 | 0 | 0 | 0 | 0 | 0 | 0 | 0 | 0 | 0 | 0 | 0
F6_Commercial_Restaurant_Existing_Food Preparation_Natural Gas_Broiler_E5 | F6 | Commercial | Restaurant | Existing | Food Preparation | Natural Gas | Broiler | E5 | Utility - Value of Sales | 0 | 0 | 0 | 0 | 0 | 0 | 0 | 0 | 0 | 0 | 0 | 0 | 0 | 0 | 0 | 0 | 0 | 0 | 0 | 0 | 0 | 0 | 0 | 0 | 0 | 0 | 0 | 0 | 0 | 0
F6_Commercial_Restaurant_Existing_Food Preparation_Natural Gas_Broiler_E6 | F6 | Commercial | Restaurant | Existing | Food Preparation | Natural Gas | Broiler | E6 | Utility - Value of Sales | 0 | 0 | 0 | 0 | 0 | 0 | 0 | 0 | 0 | 0 | 0 | 0 | 0 | 0 | 0 | 0 | 0 | 0 | 0 | 0 | 0 | 0 | 0 | 0 | 0 | 0 | 0 | 0 | 0 | 0
F6_Commercial_Restaurant_Existing_Food Preparation_Natural Gas_Broiler_E7 | F6 | Commercial | Restaurant | Existing | Food Preparation | Natural Gas | Broiler | E7 | Utility - Value of Sales | 0 | 0 | 0 | 0 | 0 | 0 | 0 | 0 | 0 | 0 | 0 | 0 | 0 | 0 | 0 | 0 | 0 | 0 | 0 | 0 | 0 | 0 | 0 | 0 | 0 | 0 | 0 | 0 | 0 | 0
F6_Commercial_Restaurant_Existing_Food Preparation_Natural Gas_Broiler_E8 | F6 | Commercial | Restaurant | Existing | Food Preparation | Natural Gas | Broiler | E8 | Utility - Value of Sales | 0 | 0 | 0 | 0 | 0 | 0 | 0 | 0 | 0 | 0 | 0 | 0 | 0 | 0 | 0 | 0 | 0 | 0 | 0 | 0 | 0 | 0 | 0 | 0 | 0 | 0 | 0 | 0 | 0 | 0
F6_Commercial_Restaurant_Existing_Food Preparation_Natural Gas_Broiler_E9 | F6 | Commercial | Restaurant | Existing | Food Preparation | Natural Gas | Broiler | E9 | Utility - Value of Sales | 0 | 0 | 0 | 0 | 0 | 0 | 0 | 0 | 0 | 0 | 0 | 0 | 0 | 0 | 0 | 0 | 0 | 0 | 0 | 0 | 0 | 0 | 0 | 0 | 0 | 0 | 0 | 0 | 0 | 0
F6_Commercial_Restaurant_Existing_Food Preparation_Natural Gas_Broiler_E10 | F6 | Commercial | Restaurant | Existing | Food Preparation | Natural Gas | Broiler | E10 | Utility - Value of Sales | 0 | 0 | 0 | 0 | 0 | 0 | 0 | 0 | 0 | 0 | 0 | 0 | 0 | 0 | 0 | 0 | 0 | 0 | 0 | 0 | 0 | 0 | 0 | 0 | 0 | 0 | 0 | 0 | 0 | 0
F1_Commercial_Restaurant_Existing_Food Preparation_Natural Gas_Griddle_E1 | F1 | Commercial | Restaurant | Existing | Food Preparation | Natural Gas | Griddle | E1 | Participant - Cost of Equipment | 0.29598 | 0.29598 | 0.29598 | 0.29598 | 0.29598 | 0.29598 | 0.29598 | 0.29598 | 0.29598 | 0.29598 | 0.29598 | 0.29598 | 0.29598 | 0.29598 | 0.29598 | 0.29598 | 0.29598 | 0.29598 | 0.29598 | 0.29598 | 0.29598 | 0.29598 | 0 | 0 | 0 | 0 | 0 | 0 | 0 | 0
F1_Commercial_Restaurant_Existing_Food Preparation_Natural Gas_Griddle_E2 | F1 | Commercial | Restaurant | Existing | Food Preparation | Natural Gas | Griddle | E2 | Participant - Cost of Equipment | 0.31666 | 0.31666 | 0.31666 | 0.31666 | 0.31666 | 0.31666 | 0.31666 | 0.31666 | 0.31666 | 0.31666 | 0.31666 | 0.31666 | 0.31666 | 0.31666 | 0.31666 | 0.31666 | 0.31666 | 0.31666 | 0.31666 | 0.31666 | 0.31666 | 0.31666 | 0 | 0 | 0 | 0 | 0 | 0 | 0 | 0
F1_Commercial_Restaurant_Existing_Food Preparation_Natural Gas_Griddle_E3 | F1 | Commercial | Restaurant | Existing | Food Preparation | Natural Gas | Griddle | E3 | Participant - Cost of Equipment | 0 | 0 | 0 | 0 | 0 | 0 | 0 | 0 | 0 | 0 | 0 | 0 | 0 | 0 | 0 | 0 | 0 | 0 | 0 | 0 | 0 | 0 | 0 | 0 | 0 | 0 | 0 | 0 | 0 | 0
F1_Commercial_Restaurant_Existing_Food Preparation_Natural Gas_Griddle_E4 | F1 | Commercial | Restaurant | Existing | Food Preparation | Natural Gas | Griddle | E4 | Participant - Cost of Equipment | 0 | 0 | 0 | 0 | 0 | 0 | 0 | 0 | 0 | 0 | 0 | 0 | 0 | 0 | 0 | 0 | 0 | 0 | 0 | 0 | 0 | 0 | 0 | 0 | 0 | 0 | 0 | 0 | 0 | 0
F1_Commercial_Restaurant_Existing_Food Preparation_Natural Gas_Griddle_E5 | F1 | Commercial | Restaurant | Existing | Food Preparation | Natural Gas | Griddle | E5 | Participant - Cost of Equipment | 0 | 0 | 0 | 0 | 0 | 0 | 0 | 0 | 0 | 0 | 0 | 0 | 0 | 0 | 0 | 0 | 0 | 0 | 0 | 0 | 0 | 0 | 0 | 0 | 0 | 0 | 0 | 0 | 0 | 0
F1_Commercial_Restaurant_Existing_Food Preparation_Natural Gas_Griddle_E6 | F1 | Commercial | Restaurant | Existing | Food Preparation | Natural Gas | Griddle | E6 | Participant - Cost of Equipment | 0 | 0 | 0 | 0 | 0 | 0 | 0 | 0 | 0 | 0 | 0 | 0 | 0 | 0 | 0 | 0 | 0 | 0 | 0 | 0 | 0 | 0 | 0 | 0 | 0 | 0 | 0 | 0 | 0 | 0
F1_Commercial_Restaurant_Existing_Food Preparation_Natural Gas_Griddle_E7 | F1 | Commercial | Restaurant | Existing | Food Preparation | Natural Gas | Griddle | E7 | Participant - Cost of Equipment | 0 | 0 | 0 | 0 | 0 | 0 | 0 | 0 | 0 | 0 | 0 | 0 | 0 | 0 | 0 | 0 | 0 | 0 | 0 | 0 | 0 | 0 | 0 | 0 | 0 | 0 | 0 | 0 | 0 | 0
F1_Commercial_Restaurant_Existing_Food Preparation_Natural Gas_Griddle_E8 | F1 | Commercial | Restaurant | Existing | Food Preparation | Natural Gas | Griddle | E8 | Participant - Cost of Equipment | 0 | 0 | 0 | 0 | 0 | 0 | 0 | 0 | 0 | 0 | 0 | 0 | 0 | 0 | 0 | 0 | 0 | 0 | 0 | 0 | 0 | 0 | 0 | 0 | 0 | 0 | 0 | 0 | 0 | 0
F1_Commercial_Restaurant_Existing_Food Preparation_Natural Gas_Griddle_E9 | F1 | Commercial | Restaurant | Existing | Food Preparation | Natural Gas | Griddle | E9 | Participant - Cost of Equipment | 0 | 0 | 0 | 0 | 0 | 0 | 0 | 0 | 0 | 0 | 0 | 0 | 0 | 0 | 0 | 0 | 0 | 0 | 0 | 0 | 0 | 0 | 0 | 0 | 0 | 0 | 0 | 0 | 0 | 0
F1_Commercial_Restaurant_Existing_Food Preparation_Natural Gas_Griddle_E10 | F1 | Commercial | Restaurant | Existing | Food Preparation | Natural Gas | Griddle | E10 | Participant - Cost of Equipment | 0 | 0 | 0 | 0 | 0 | 0 | 0 | 0 | 0 | 0 | 0 | 0 | 0 | 0 | 0 | 0 | 0 | 0 | 0 | 0 | 0 | 0 | 0 | 0 | 0 | 0 | 0 | 0 | 0 | 0
F2_Commercial_Restaurant_Existing_Food Preparation_Natural Gas_Griddle_E1 | F2 | Commercial | Restaurant | Existing | Food Preparation | Natural Gas | Griddle | E1 | Participant - Cost of Operation | 0.67527 | 0.68105 | 0.68796 | 0.69941 | 0.71466 | 0.73266 | 0.7492 | 0.76393 | 0.77821 | 0.79206 | 0.80604 | 0.81962 | 0.83241 | 0.84521 | 0.85745 | 0.87 | 0.88342 | 0.89694 | 0.91056 | 0.92424 | 0.93778 | 0.95111 | 0 | 0 | 0 | 0 | 0 | 0 | 0 | 0
F2_Commercial_Restaurant_Existing_Food Preparation_Natural Gas_Griddle_E2 | F2 | Commercial | Restaurant | Existing | Food Preparation | Natural Gas | Griddle | E2 | Participant - Cost of Operation | 0.58321 | 0.5882 | 0.59417 | 0.60406 | 0.61723 | 0.63278 | 0.64706 | 0.65978 | 0.67211 | 0.68408 | 0.69615 | 0.70788 | 0.71892 | 0.72998 | 0.74055 | 0.75139 | 0.76299 | 0.77466 | 0.78642 | 0.79824 | 0.80993 | 0.82144 | 0 | 0 | 0 | 0 | 0 | 0 | 0 | 0
F2_Commercial_Restaurant_Existing_Food Preparation_Natural Gas_Griddle_E3 | F2 | Commercial | Restaurant | Existing | Food Preparation | Natural Gas | Griddle | E3 | Participant - Cost of Operation | 0 | 0 | 0 | 0 | 0 | 0 | 0 | 0 | 0 | 0 | 0 | 0 | 0 | 0 | 0 | 0 | 0 | 0 | 0 | 0 | 0 | 0 | 0 | 0 | 0 | 0 | 0 | 0 | 0 | 0
F2_Commercial_Restaurant_Existing_Food Preparation_Natural Gas_Griddle_E4 | F2 | Commercial | Restaurant | Existing | Food Preparation | Natural Gas | Griddle | E4 | Participant - Cost of Operation | 0 | 0 | 0 | 0 | 0 | 0 | 0 | 0 | 0 | 0 | 0 | 0 | 0 | 0 | 0 | 0 | 0 | 0 | 0 | 0 | 0 | 0 | 0 | 0 | 0 | 0 | 0 | 0 | 0 | 0
F2_Commercial_Restaurant_Existing_Food Preparation_Natural Gas_Griddle_E5 | F2 | Commercial | Restaurant | Existing | Food Preparation | Natural Gas | Griddle | E5 | Participant - Cost of Operation | 0 | 0 | 0 | 0 | 0 | 0 | 0 | 0 | 0 | 0 | 0 | 0 | 0 | 0 | 0 | 0 | 0 | 0 | 0 | 0 | 0 | 0 | 0 | 0 | 0 | 0 | 0 | 0 | 0 | 0
F2_Commercial_Restaurant_Existing_Food Preparation_Natural Gas_Griddle_E6 | F2 | Commercial | Restaurant | Existing | Food Preparation | Natural Gas | Griddle | E6 | Participant - Cost of Operation | 0 | 0 | 0 | 0 | 0 | 0 | 0 | 0 | 0 | 0 | 0 | 0 | 0 | 0 | 0 | 0 | 0 | 0 | 0 | 0 | 0 | 0 | 0 | 0 | 0 | 0 | 0 | 0 | 0 | 0
F2_Commercial_Restaurant_Existing_Food Preparation_Natural Gas_Griddle_E7 | F2 | Commercial | Restaurant | Existing | Food Preparation | Natural Gas | Griddle | E7 | Participant - Cost of Operation | 0 | 0 | 0 | 0 | 0 | 0 | 0 | 0 | 0 | 0 | 0 | 0 | 0 | 0 | 0 | 0 | 0 | 0 | 0 | 0 | 0 | 0 | 0 | 0 | 0 | 0 | 0 | 0 | 0 | 0
F2_Commercial_Restaurant_Existing_Food Preparation_Natural Gas_Griddle_E8 | F2 | Commercial | Restaurant | Existing | Food Preparation | Natural Gas | Griddle | E8 | Participant - Cost of Operation | 0 | 0 | 0 | 0 | 0 | 0 | 0 | 0 | 0 | 0 | 0 | 0 | 0 | 0 | 0 | 0 | 0 | 0 | 0 | 0 | 0 | 0 | 0 | 0 | 0 | 0 | 0 | 0 | 0 | 0
F2_Commercial_Restaurant_Existing_Food Preparation_Natural Gas_Griddle_E9 | F2 | Commercial | Restaurant | Existing | Food Preparation | Natural Gas | Griddle | E9 | Participant - Cost of Operation | 0 | 0 | 0 | 0 | 0 | 0 | 0 | 0 | 0 | 0 | 0 | 0 | 0 | 0 | 0 | 0 | 0 | 0 | 0 | 0 | 0 | 0 | 0 | 0 | 0 | 0 | 0 | 0 | 0 | 0
F2_Commercial_Restaurant_Existing_Food Preparation_Natural Gas_Griddle_E10 | F2 | Commercial | Restaurant | Existing | Food Preparation | Natural Gas | Griddle | E10 | Participant - Cost of Operation | 0 | 0 | 0 | 0 | 0 | 0 | 0 | 0 | 0 | 0 | 0 | 0 | 0 | 0 | 0 | 0 | 0 | 0 | 0 | 0 | 0 | 0 | 0 | 0 | 0 | 0 | 0 | 0 | 0 | 0
F3_Commercial_Restaurant_Existing_Food Preparation_Natural Gas_Griddle_E1 | F3 | Commercial | Restaurant | Existing | Food Preparation | Natural Gas | Griddle | E1 | System - kBTUs of Conusmption | 63.3303 | 63.5196 | 63.7294 | 64.2115 | 64.6378 | 64.9972 | 65.2704 | 65.5415 | 65.7935 | 65.9544 | 66.0091 | 65.997 | 65.8993 | 65.7123 | 65.4817 | 65.2569 | 65.0153 | 64.7571 | 64.4621 | 64.178 | 63.883 | 63.5798 | 0 | 0 | 0 | 0 | 0 | 0 | 0 | 0
F3_Commercial_Restaurant_Existing_Food Preparation_Natural Gas_Griddle_E2 | F3 | Commercial | Restaurant | Existing | Food Preparation | Natural Gas | Griddle | E2 | System - kBTUs of Conusmption | 54.6964 | 54.8599 | 55.041 | 55.4574 | 55.8256 | 56.136 | 56.372 | 56.6061 | 56.8238 | 56.9627 | 57.0099 | 56.9995 | 56.9151 | 56.7536 | 56.5544 | 56.3603 | 56.1516 | 55.9286 | 55.6738 | 55.4284 | 55.1737 | 54.9119 | 0 | 0 | 0 | 0 | 0 | 0 | 0 | 0
F3_Commercial_Restaurant_Existing_Food Preparation_Natural Gas_Griddle_E3 | F3 | Commercial | Restaurant | Existing | Food Preparation | Natural Gas | Griddle | E3 | System - kBTUs of Conusmption | 0 | 0 | 0 | 0 | 0 | 0 | 0 | 0 | 0 | 0 | 0 | 0 | 0 | 0 | 0 | 0 | 0 | 0 | 0 | 0 | 0 | 0 | 0 | 0 | 0 | 0 | 0 | 0 | 0 | 0
F3_Commercial_Restaurant_Existing_Food Preparation_Natural Gas_Griddle_E4 | F3 | Commercial | Restaurant | Existing | Food Preparation | Natural Gas | Griddle | E4 | System - kBTUs of Conusmption | 0 | 0 | 0 | 0 | 0 | 0 | 0 | 0 | 0 | 0 | 0 | 0 | 0 | 0 | 0 | 0 | 0 | 0 | 0 | 0 | 0 | 0 | 0 | 0 | 0 | 0 | 0 | 0 | 0 | 0
F3_Commercial_Restaurant_Existing_Food Preparation_Natural Gas_Griddle_E5 | F3 | Commercial | Restaurant | Existing | Food Preparation | Natural Gas | Griddle | E5 | System - kBTUs of Conusmption | 0 | 0 | 0 | 0 | 0 | 0 | 0 | 0 | 0 | 0 | 0 | 0 | 0 | 0 | 0 | 0 | 0 | 0 | 0 | 0 | 0 | 0 | 0 | 0 | 0 | 0 | 0 | 0 | 0 | 0
F3_Commercial_Restaurant_Existing_Food Preparation_Natural Gas_Griddle_E6 | F3 | Commercial | Restaurant | Existing | Food Preparation | Natural Gas | Griddle | E6 | System - kBTUs of Conusmption | 0 | 0 | 0 | 0 | 0 | 0 | 0 | 0 | 0 | 0 | 0 | 0 | 0 | 0 | 0 | 0 | 0 | 0 | 0 | 0 | 0 | 0 | 0 | 0 | 0 | 0 | 0 | 0 | 0 | 0
F3_Commercial_Restaurant_Existing_Food Preparation_Natural Gas_Griddle_E7 | F3 | Commercial | Restaurant | Existing | Food Preparation | Natural Gas | Griddle | E7 | System - kBTUs of Conusmption | 0 | 0 | 0 | 0 | 0 | 0 | 0 | 0 | 0 | 0 | 0 | 0 | 0 | 0 | 0 | 0 | 0 | 0 | 0 | 0 | 0 | 0 | 0 | 0 | 0 | 0 | 0 | 0 | 0 | 0
F3_Commercial_Restaurant_Existing_Food Preparation_Natural Gas_Griddle_E8 | F3 | Commercial | Restaurant | Existing | Food Preparation | Natural Gas | Griddle | E8 | System - kBTUs of Conusmption | 0 | 0 | 0 | 0 | 0 | 0 | 0 | 0 | 0 | 0 | 0 | 0 | 0 | 0 | 0 | 0 | 0 | 0 | 0 | 0 | 0 | 0 | 0 | 0 | 0 | 0 | 0 | 0 | 0 | 0
F3_Commercial_Restaurant_Existing_Food Preparation_Natural Gas_Griddle_E9 | F3 | Commercial | Restaurant | Existing | Food Preparation | Natural Gas | Griddle | E9 | System - kBTUs of Conusmption | 0 | 0 | 0 | 0 | 0 | 0 | 0 | 0 | 0 | 0 | 0 | 0 | 0 | 0 | 0 | 0 | 0 | 0 | 0 | 0 | 0 | 0 | 0 | 0 | 0 | 0 | 0 | 0 | 0 | 0
F3_Commercial_Restaurant_Existing_Food Preparation_Natural Gas_Griddle_E10 | F3 | Commercial | Restaurant | Existing | Food Preparation | Natural Gas | Griddle | E10 | System - kBTUs of Conusmption | 0 | 0 | 0 | 0 | 0 | 0 | 0 | 0 | 0 | 0 | 0 | 0 | 0 | 0 | 0 | 0 | 0 | 0 | 0 | 0 | 0 | 0 | 0 | 0 | 0 | 0 | 0 | 0 | 0 | 0
F4_Commercial_Restaurant_Existing_Food Preparation_Natural Gas_Griddle_E1 | F4 | Commercial | Restaurant | Existing | Food Preparation | Natural Gas | Griddle | E1 | Utility - Cost of Equipment | 0.29598 | 0.29598 | 0.29598 | 0.29598 | 0.29598 | 0.29598 | 0.29598 | 0.29598 | 0.29598 | 0.29598 | 0.29598 | 0.29598 | 0.29598 | 0.29598 | 0.29598 | 0.29598 | 0.29598 | 0.29598 | 0.29598 | 0.29598 | 0.29598 | 0.29598 | 0 | 0 | 0 | 0 | 0 | 0 | 0 | 0
F4_Commercial_Restaurant_Existing_Food Preparation_Natural Gas_Griddle_E2 | F4 | Commercial | Restaurant | Existing | Food Preparation | Natural Gas | Griddle | E2 | Utility - Cost of Equipment | 0.31666 | 0.31666 | 0.31666 | 0.31666 | 0.31666 | 0.31666 | 0.31666 | 0.31666 | 0.31666 | 0.31666 | 0.31666 | 0.31666 | 0.31666 | 0.31666 | 0.31666 | 0.31666 | 0.31666 | 0.31666 | 0.31666 | 0.31666 | 0.31666 | 0.31666 | 0 | 0 | 0 | 0 | 0 | 0 | 0 | 0
F4_Commercial_Restaurant_Existing_Food Preparation_Natural Gas_Griddle_E3 | F4 | Commercial | Restaurant | Existing | Food Preparation | Natural Gas | Griddle | E3 | Utility - Cost of Equipment | 0 | 0 | 0 | 0 | 0 | 0 | 0 | 0 | 0 | 0 | 0 | 0 | 0 | 0 | 0 | 0 | 0 | 0 | 0 | 0 | 0 | 0 | 0 | 0 | 0 | 0 | 0 | 0 | 0 | 0
F4_Commercial_Restaurant_Existing_Food Preparation_Natural Gas_Griddle_E4 | F4 | Commercial | Restaurant | Existing | Food Preparation | Natural Gas | Griddle | E4 | Utility - Cost of Equipment | 0 | 0 | 0 | 0 | 0 | 0 | 0 | 0 | 0 | 0 | 0 | 0 | 0 | 0 | 0 | 0 | 0 | 0 | 0 | 0 | 0 | 0 | 0 | 0 | 0 | 0 | 0 | 0 | 0 | 0
F4_Commercial_Restaurant_Existing_Food Preparation_Natural Gas_Griddle_E5 | F4 | Commercial | Restaurant | Existing | Food Preparation | Natural Gas | Griddle | E5 | Utility - Cost of Equipment | 0 | 0 | 0 | 0 | 0 | 0 | 0 | 0 | 0 | 0 | 0 | 0 | 0 | 0 | 0 | 0 | 0 | 0 | 0 | 0 | 0 | 0 | 0 | 0 | 0 | 0 | 0 | 0 | 0 | 0
F4_Commercial_Restaurant_Existing_Food Preparation_Natural Gas_Griddle_E6 | F4 | Commercial | Restaurant | Existing | Food Preparation | Natural Gas | Griddle | E6 | Utility - Cost of Equipment | 0 | 0 | 0 | 0 | 0 | 0 | 0 | 0 | 0 | 0 | 0 | 0 | 0 | 0 | 0 | 0 | 0 | 0 | 0 | 0 | 0 | 0 | 0 | 0 | 0 | 0 | 0 | 0 | 0 | 0
F4_Commercial_Restaurant_Existing_Food Preparation_Natural Gas_Griddle_E7 | F4 | Commercial | Restaurant | Existing | Food Preparation | Natural Gas | Griddle | E7 | Utility - Cost of Equipment | 0 | 0 | 0 | 0 | 0 | 0 | 0 | 0 | 0 | 0 | 0 | 0 | 0 | 0 | 0 | 0 | 0 | 0 | 0 | 0 | 0 | 0 | 0 | 0 | 0 | 0 | 0 | 0 | 0 | 0
F4_Commercial_Restaurant_Existing_Food Preparation_Natural Gas_Griddle_E8 | F4 | Commercial | Restaurant | Existing | Food Preparation | Natural Gas | Griddle | E8 | Utility - Cost of Equipment | 0 | 0 | 0 | 0 | 0 | 0 | 0 | 0 | 0 | 0 | 0 | 0 | 0 | 0 | 0 | 0 | 0 | 0 | 0 | 0 | 0 | 0 | 0 | 0 | 0 | 0 | 0 | 0 | 0 | 0
F4_Commercial_Restaurant_Existing_Food Preparation_Natural Gas_Griddle_E9 | F4 | Commercial | Restaurant | Existing | Food Preparation | Natural Gas | Griddle | E9 | Utility - Cost of Equipment | 0 | 0 | 0 | 0 | 0 | 0 | 0 | 0 | 0 | 0 | 0 | 0 | 0 | 0 | 0 | 0 | 0 | 0 | 0 | 0 | 0 | 0 | 0 | 0 | 0 | 0 | 0 | 0 | 0 | 0
F4_Commercial_Restaurant_Existing_Food Preparation_Natural Gas_Griddle_E10 | F4 | Commercial | Restaurant | Existing | Food Preparation | Natural Gas | Griddle | E10 | Utility - Cost of Equipment | 0 | 0 | 0 | 0 | 0 | 0 | 0 | 0 | 0 | 0 | 0 | 0 | 0 | 0 | 0 | 0 | 0 | 0 | 0 | 0 | 0 | 0 | 0 | 0 | 0 | 0 | 0 | 0 | 0 | 0
F5_Commercial_Restaurant_Existing_Food Preparation_Natural Gas_Griddle_E1 | F5 | Commercial | Restaurant | Existing | Food Preparation | Natural Gas | Griddle | E1 | Utility - Cost of Operation | 0.56364 | 0.56846 | 0.57423 | 0.58378 | 0.59652 | 0.61154 | 0.62534 | 0.63763 | 0.64956 | 0.66112 | 0.67278 | 0.68412 | 0.69479 | 0.70548 | 0.7157 | 0.72617 | 0.73738 | 0.74866 | 0.76003 | 0.77145 | 0.78274 | 0.79387 | 0 | 0 | 0 | 0 | 0 | 0 | 0 | 0
F5_Commercial_Restaurant_Existing_Food Preparation_Natural Gas_Griddle_E2 | F5 | Commercial | Restaurant | Existing | Food Preparation | Natural Gas | Griddle | E2 | Utility - Cost of Operation | 0.48679 | 0.49096 | 0.49594 | 0.50419 | 0.51519 | 0.52817 | 0.54009 | 0.5507 | 0.561 | 0.57099 | 0.58106 | 0.59085 | 0.60007 | 0.6093 | 0.61812 | 0.62717 | 0.63685 | 0.64659 | 0.65641 | 0.66627 | 0.67603 | 0.68564 | 0 | 0 | 0 | 0 | 0 | 0 | 0 | 0
F5_Commercial_Restaurant_Existing_Food Preparation_Natural Gas_Griddle_E3 | F5 | Commercial | Restaurant | Existing | Food Preparation | Natural Gas | Griddle | E3 | Utility - Cost of Operation | 0 | 0 | 0 | 0 | 0 | 0 | 0 | 0 | 0 | 0 | 0 | 0 | 0 | 0 | 0 | 0 | 0 | 0 | 0 | 0 | 0 | 0 | 0 | 0 | 0 | 0 | 0 | 0 | 0 | 0
F5_Commercial_Restaurant_Existing_Food Preparation_Natural Gas_Griddle_E4 | F5 | Commercial | Restaurant | Existing | Food Preparation | Natural Gas | Griddle | E4 | Utility - Cost of Operation | 0 | 0 | 0 | 0 | 0 | 0 | 0 | 0 | 0 | 0 | 0 | 0 | 0 | 0 | 0 | 0 | 0 | 0 | 0 | 0 | 0 | 0 | 0 | 0 | 0 | 0 | 0 | 0 | 0 | 0
F5_Commercial_Restaurant_Existing_Food Preparation_Natural Gas_Griddle_E5 | F5 | Commercial | Restaurant | Existing | Food Preparation | Natural Gas | Griddle | E5 | Utility - Cost of Operation | 0 | 0 | 0 | 0 | 0 | 0 | 0 | 0 | 0 | 0 | 0 | 0 | 0 | 0 | 0 | 0 | 0 | 0 | 0 | 0 | 0 | 0 | 0 | 0 | 0 | 0 | 0 | 0 | 0 | 0
F5_Commercial_Restaurant_Existing_Food Preparation_Natural Gas_Griddle_E6 | F5 | Commercial | Restaurant | Existing | Food Preparation | Natural Gas | Griddle | E6 | Utility - Cost of Operation | 0 | 0 | 0 | 0 | 0 | 0 | 0 | 0 | 0 | 0 | 0 | 0 | 0 | 0 | 0 | 0 | 0 | 0 | 0 | 0 | 0 | 0 | 0 | 0 | 0 | 0 | 0 | 0 | 0 | 0
F5_Commercial_Restaurant_Existing_Food Preparation_Natural Gas_Griddle_E7 | F5 | Commercial | Restaurant | Existing | Food Preparation | Natural Gas | Griddle | E7 | Utility - Cost of Operation | 0 | 0 | 0 | 0 | 0 | 0 | 0 | 0 | 0 | 0 | 0 | 0 | 0 | 0 | 0 | 0 | 0 | 0 | 0 | 0 | 0 | 0 | 0 | 0 | 0 | 0 | 0 | 0 | 0 | 0
F5_Commercial_Restaurant_Existing_Food Preparation_Natural Gas_Griddle_E8 | F5 | Commercial | Restaurant | Existing | Food Preparation | Natural Gas | Griddle | E8 | Utility - Cost of Operation | 0 | 0 | 0 | 0 | 0 | 0 | 0 | 0 | 0 | 0 | 0 | 0 | 0 | 0 | 0 | 0 | 0 | 0 | 0 | 0 | 0 | 0 | 0 | 0 | 0 | 0 | 0 | 0 | 0 | 0
F5_Commercial_Restaurant_Existing_Food Preparation_Natural Gas_Griddle_E9 | F5 | Commercial | Restaurant | Existing | Food Preparation | Natural Gas | Griddle | E9 | Utility - Cost of Operation | 0 | 0 | 0 | 0 | 0 | 0 | 0 | 0 | 0 | 0 | 0 | 0 | 0 | 0 | 0 | 0 | 0 | 0 | 0 | 0 | 0 | 0 | 0 | 0 | 0 | 0 | 0 | 0 | 0 | 0
F5_Commercial_Restaurant_Existing_Food Preparation_Natural Gas_Griddle_E10 | F5 | Commercial | Restaurant | Existing | Food Preparation | Natural Gas | Griddle | E10 | Utility - Cost of Operation | 0 | 0 | 0 | 0 | 0 | 0 | 0 | 0 | 0 | 0 | 0 | 0 | 0 | 0 | 0 | 0 | 0 | 0 | 0 | 0 | 0 | 0 | 0 | 0 | 0 | 0 | 0 | 0 | 0 | 0
F6_Commercial_Restaurant_Existing_Food Preparation_Natural Gas_Griddle_E1 | F6 | Commercial | Restaurant | Existing | Food Preparation | Natural Gas | Griddle | E1 | Utility - Value of Sales | 0.67527 | 0.68105 | 0.68796 | 0.69941 | 0.71466 | 0.73266 | 0.7492 | 0.76393 | 0.77821 | 0.79206 | 0.80604 | 0.81962 | 0.83241 | 0.84521 | 0.85745 | 0.87 | 0.88342 | 0.89694 | 0.91056 | 0.92424 | 0.93778 | 0.95111 | 0 | 0 | 0 | 0 | 0 | 0 | 0 | 0
F6_Commercial_Restaurant_Existing_Food Preparation_Natural Gas_Griddle_E2 | F6 | Commercial | Restaurant | Existing | Food Preparation | Natural Gas | Griddle | E2 | Utility - Value of Sales | 0.58321 | 0.5882 | 0.59417 | 0.60406 | 0.61723 | 0.63278 | 0.64706 | 0.65978 | 0.67211 | 0.68408 | 0.69615 | 0.70788 | 0.71892 | 0.72998 | 0.74055 | 0.75139 | 0.76299 | 0.77466 | 0.78642 | 0.79824 | 0.80993 | 0.82144 | 0 | 0 | 0 | 0 | 0 | 0 | 0 | 0
F6_Commercial_Restaurant_Existing_Food Preparation_Natural Gas_Griddle_E3 | F6 | Commercial | Restaurant | Existing | Food Preparation | Natural Gas | Griddle | E3 | Utility - Value of Sales | 0 | 0 | 0 | 0 | 0 | 0 | 0 | 0 | 0 | 0 | 0 | 0 | 0 | 0 | 0 | 0 | 0 | 0 | 0 | 0 | 0 | 0 | 0 | 0 | 0 | 0 | 0 | 0 | 0 | 0
F6_Commercial_Restaurant_Existing_Food Preparation_Natural Gas_Griddle_E4 | F6 | Commercial | Restaurant | Existing | Food Preparation | Natural Gas | Griddle | E4 | Utility - Value of Sales | 0 | 0 | 0 | 0 | 0 | 0 | 0 | 0 | 0 | 0 | 0 | 0 | 0 | 0 | 0 | 0 | 0 | 0 | 0 | 0 | 0 | 0 | 0 | 0 | 0 | 0 | 0 | 0 | 0 | 0
F6_Commercial_Restaurant_Existing_Food Preparation_Natural Gas_Griddle_E5 | F6 | Commercial | Restaurant | Existing | Food Preparation | Natural Gas | Griddle | E5 | Utility - Value of Sales | 0 | 0 | 0 | 0 | 0 | 0 | 0 | 0 | 0 | 0 | 0 | 0 | 0 | 0 | 0 | 0 | 0 | 0 | 0 | 0 | 0 | 0 | 0 | 0 | 0 | 0 | 0 | 0 | 0 | 0
F6_Commercial_Restaurant_Existing_Food Preparation_Natural Gas_Griddle_E6 | F6 | Commercial | Restaurant | Existing | Food Preparation | Natural Gas | Griddle | E6 | Utility - Value of Sales | 0 | 0 | 0 | 0 | 0 | 0 | 0 | 0 | 0 | 0 | 0 | 0 | 0 | 0 | 0 | 0 | 0 | 0 | 0 | 0 | 0 | 0 | 0 | 0 | 0 | 0 | 0 | 0 | 0 | 0
F6_Commercial_Restaurant_Existing_Food Preparation_Natural Gas_Griddle_E7 | F6 | Commercial | Restaurant | Existing | Food Preparation | Natural Gas | Griddle | E7 | Utility - Value of Sales | 0 | 0 | 0 | 0 | 0 | 0 | 0 | 0 | 0 | 0 | 0 | 0 | 0 | 0 | 0 | 0 | 0 | 0 | 0 | 0 | 0 | 0 | 0 | 0 | 0 | 0 | 0 | 0 | 0 | 0
F6_Commercial_Restaurant_Existing_Food Preparation_Natural Gas_Griddle_E8 | F6 | Commercial | Restaurant | Existing | Food Preparation | Natural Gas | Griddle | E8 | Utility - Value of Sales | 0 | 0 | 0 | 0 | 0 | 0 | 0 | 0 | 0 | 0 | 0 | 0 | 0 | 0 | 0 | 0 | 0 | 0 | 0 | 0 | 0 | 0 | 0 | 0 | 0 | 0 | 0 | 0 | 0 | 0
F6_Commercial_Restaurant_Existing_Food Preparation_Natural Gas_Griddle_E9 | F6 | Commercial | Restaurant | Existing | Food Preparation | Natural Gas | Griddle | E9 | Utility - Value of Sales | 0 | 0 | 0 | 0 | 0 | 0 | 0 | 0 | 0 | 0 | 0 | 0 | 0 | 0 | 0 | 0 | 0 | 0 | 0 | 0 | 0 | 0 | 0 | 0 | 0 | 0 | 0 | 0 | 0 | 0
F6_Commercial_Restaurant_Existing_Food Preparation_Natural Gas_Griddle_E10 | F6 | Commercial | Restaurant | Existing | Food Preparation | Natural Gas | Griddle | E10 | Utility - Value of Sales | 0 | 0 | 0 | 0 | 0 | 0 | 0 | 0 | 0 | 0 | 0 | 0 | 0 | 0 | 0 | 0 | 0 | 0 | 0 | 0 | 0 | 0 | 0 | 0 | 0 | 0 | 0 | 0 | 0 | 0
F1_Commercial_Restaurant_Existing_Food Preparation_Natural Gas_Range_E1 | F1 | Commercial | Restaurant | Existing | Food Preparation | Natural Gas | Range | E1 | Participant - Cost of Equipment | 0.56419 | 0.56419 | 0.56419 | 0.56419 | 0.56419 | 0.56419 | 0.56419 | 0.56419 | 0.56419 | 0.56419 | 0.56419 | 0.56419 | 0.56419 | 0.56419 | 0.56419 | 0.56419 | 0.56419 | 0.56419 | 0.56419 | 0.56419 | 0.56419 | 0.56419 | 0 | 0 | 0 | 0 | 0 | 0 | 0 | 0
F1_Commercial_Restaurant_Existing_Food Preparation_Natural Gas_Range_E2 | F1 | Commercial | Restaurant | Existing | Food Preparation | Natural Gas | Range | E2 | Participant - Cost of Equipment | 0.56426 | 0.56426 | 0.56426 | 0.56426 | 0.56426 | 0.56426 | 0.56426 | 0.56426 | 0.56426 | 0.56426 | 0.56426 | 0.56426 | 0.56426 | 0.56426 | 0.56426 | 0.56426 | 0.56426 | 0.56426 | 0.56426 | 0.56426 | 0.56426 | 0.56426 | 0 | 0 | 0 | 0 | 0 | 0 | 0 | 0
F1_Commercial_Restaurant_Existing_Food Preparation_Natural Gas_Range_E3 | F1 | Commercial | Restaurant | Existing | Food Preparation | Natural Gas | Range | E3 | Participant - Cost of Equipment | 0 | 0 | 0 | 0 | 0 | 0 | 0 | 0 | 0 | 0 | 0 | 0 | 0 | 0 | 0 | 0 | 0 | 0 | 0 | 0 | 0 | 0 | 0 | 0 | 0 | 0 | 0 | 0 | 0 | 0
F1_Commercial_Restaurant_Existing_Food Preparation_Natural Gas_Range_E4 | F1 | Commercial | Restaurant | Existing | Food Preparation | Natural Gas | Range | E4 | Participant - Cost of Equipment | 0 | 0 | 0 | 0 | 0 | 0 | 0 | 0 | 0 | 0 | 0 | 0 | 0 | 0 | 0 | 0 | 0 | 0 | 0 | 0 | 0 | 0 | 0 | 0 | 0 | 0 | 0 | 0 | 0 | 0
F1_Commercial_Restaurant_Existing_Food Preparation_Natural Gas_Range_E5 | F1 | Commercial | Restaurant | Existing | Food Preparation | Natural Gas | Range | E5 | Participant - Cost of Equipment | 0 | 0 | 0 | 0 | 0 | 0 | 0 | 0 | 0 | 0 | 0 | 0 | 0 | 0 | 0 | 0 | 0 | 0 | 0 | 0 | 0 | 0 | 0 | 0 | 0 | 0 | 0 | 0 | 0 | 0
F1_Commercial_Restaurant_Existing_Food Preparation_Natural Gas_Range_E6 | F1 | Commercial | Restaurant | Existing | Food Preparation | Natural Gas | Range | E6 | Participant - Cost of Equipment | 0 | 0 | 0 | 0 | 0 | 0 | 0 | 0 | 0 | 0 | 0 | 0 | 0 | 0 | 0 | 0 | 0 | 0 | 0 | 0 | 0 | 0 | 0 | 0 | 0 | 0 | 0 | 0 | 0 | 0
F1_Commercial_Restaurant_Existing_Food Preparation_Natural Gas_Range_E7 | F1 | Commercial | Restaurant | Existing | Food Preparation | Natural Gas | Range | E7 | Participant - Cost of Equipment | 0 | 0 | 0 | 0 | 0 | 0 | 0 | 0 | 0 | 0 | 0 | 0 | 0 | 0 | 0 | 0 | 0 | 0 | 0 | 0 | 0 | 0 | 0 | 0 | 0 | 0 | 0 | 0 | 0 | 0
F1_Commercial_Restaurant_Existing_Food Preparation_Natural Gas_Range_E8 | F1 | Commercial | Restaurant | Existing | Food Preparation | Natural Gas | Range | E8 | Participant - Cost of Equipment | 0 | 0 | 0 | 0 | 0 | 0 | 0 | 0 | 0 | 0 | 0 | 0 | 0 | 0 | 0 | 0 | 0 | 0 | 0 | 0 | 0 | 0 | 0 | 0 | 0 | 0 | 0 | 0 | 0 | 0
F1_Commercial_Restaurant_Existing_Food Preparation_Natural Gas_Range_E9 | F1 | Commercial | Restaurant | Existing | Food Preparation | Natural Gas | Range | E9 | Participant - Cost of Equipment | 0 | 0 | 0 | 0 | 0 | 0 | 0 | 0 | 0 | 0 | 0 | 0 | 0 | 0 | 0 | 0 | 0 | 0 | 0 | 0 | 0 | 0 | 0 | 0 | 0 | 0 | 0 | 0 | 0 | 0
F1_Commercial_Restaurant_Existing_Food Preparation_Natural Gas_Range_E10 | F1 | Commercial | Restaurant | Existing | Food Preparation | Natural Gas | Range | E10 | Participant - Cost of Equipment | 0 | 0 | 0 | 0 | 0 | 0 | 0 | 0 | 0 | 0 | 0 | 0 | 0 | 0 | 0 | 0 | 0 | 0 | 0 | 0 | 0 | 0 | 0 | 0 | 0 | 0 | 0 | 0 | 0 | 0
F2_Commercial_Restaurant_Existing_Food Preparation_Natural Gas_Range_E1 | F2 | Commercial | Restaurant | Existing | Food Preparation | Natural Gas | Range | E1 | Participant - Cost of Operation | 0.77673 | 0.78191 | 0.78861 | 0.80156 | 0.81954 | 0.84117 | 0.86081 | 0.87764 | 0.89361 | 0.90993 | 0.92739 | 0.94443 | 0.96054 | 0.97676 | 0.9911 | 1.0047 | 1.0194 | 1.0341 | 1.0489 | 1.0637 | 1.0783 | 1.0925 | 0 | 0 | 0 | 0 | 0 | 0 | 0 | 0
F2_Commercial_Restaurant_Existing_Food Preparation_Natural Gas_Range_E2 | F2 | Commercial | Restaurant | Existing | Food Preparation | Natural Gas | Range | E2 | Participant - Cost of Operation | 0.58255 | 0.58643 | 0.59146 | 0.60117 | 0.61465 | 0.63088 | 0.64561 | 0.65823 | 0.67021 | 0.68245 | 0.69554 | 0.70832 | 0.72041 | 0.73257 | 0.74333 | 0.75351 | 0.76452 | 0.77558 | 0.78669 | 0.79781 | 0.80872 | 0.81937 | 0 | 0 | 0 | 0 | 0 | 0 | 0 | 0
F2_Commercial_Restaurant_Existing_Food Preparation_Natural Gas_Range_E3 | F2 | Commercial | Restaurant | Existing | Food Preparation | Natural Gas | Range | E3 | Participant - Cost of Operation | 0 | 0 | 0 | 0 | 0 | 0 | 0 | 0 | 0 | 0 | 0 | 0 | 0 | 0 | 0 | 0 | 0 | 0 | 0 | 0 | 0 | 0 | 0 | 0 | 0 | 0 | 0 | 0 | 0 | 0
F2_Commercial_Restaurant_Existing_Food Preparation_Natural Gas_Range_E4 | F2 | Commercial | Restaurant | Existing | Food Preparation | Natural Gas | Range | E4 | Participant - Cost of Operation | 0 | 0 | 0 | 0 | 0 | 0 | 0 | 0 | 0 | 0 | 0 | 0 | 0 | 0 | 0 | 0 | 0 | 0 | 0 | 0 | 0 | 0 | 0 | 0 | 0 | 0 | 0 | 0 | 0 | 0
F2_Commercial_Restaurant_Existing_Food Preparation_Natural Gas_Range_E5 | F2 | Commercial | Restaurant | Existing | Food Preparation | Natural Gas | Range | E5 | Participant - Cost of Operation | 0 | 0 | 0 | 0 | 0 | 0 | 0 | 0 | 0 | 0 | 0 | 0 | 0 | 0 | 0 | 0 | 0 | 0 | 0 | 0 | 0 | 0 | 0 | 0 | 0 | 0 | 0 | 0 | 0 | 0
F2_Commercial_Restaurant_Existing_Food Preparation_Natural Gas_Range_E6 | F2 | Commercial | Restaurant | Existing | Food Preparation | Natural Gas | Range | E6 | Participant - Cost of Operation | 0 | 0 | 0 | 0 | 0 | 0 | 0 | 0 | 0 | 0 | 0 | 0 | 0 | 0 | 0 | 0 | 0 | 0 | 0 | 0 | 0 | 0 | 0 | 0 | 0 | 0 | 0 | 0 | 0 | 0
F2_Commercial_Restaurant_Existing_Food Preparation_Natural Gas_Range_E7 | F2 | Commercial | Restaurant | Existing | Food Preparation | Natural Gas | Range | E7 | Participant - Cost of Operation | 0 | 0 | 0 | 0 | 0 | 0 | 0 | 0 | 0 | 0 | 0 | 0 | 0 | 0 | 0 | 0 | 0 | 0 | 0 | 0 | 0 | 0 | 0 | 0 | 0 | 0 | 0 | 0 | 0 | 0
F2_Commercial_Restaurant_Existing_Food Preparation_Natural Gas_Range_E8 | F2 | Commercial | Restaurant | Existing | Food Preparation | Natural Gas | Range | E8 | Participant - Cost of Operation | 0 | 0 | 0 | 0 | 0 | 0 | 0 | 0 | 0 | 0 | 0 | 0 | 0 | 0 | 0 | 0 | 0 | 0 | 0 | 0 | 0 | 0 | 0 | 0 | 0 | 0 | 0 | 0 | 0 | 0
F2_Commercial_Restaurant_Existing_Food Preparation_Natural Gas_Range_E9 | F2 | Commercial | Restaurant | Existing | Food Preparation | Natural Gas | Range | E9 | Participant - Cost of Operation | 0 | 0 | 0 | 0 | 0 | 0 | 0 | 0 | 0 | 0 | 0 | 0 | 0 | 0 | 0 | 0 | 0 | 0 | 0 | 0 | 0 | 0 | 0 | 0 | 0 | 0 | 0 | 0 | 0 | 0
F2_Commercial_Restaurant_Existing_Food Preparation_Natural Gas_Range_E10 | F2 | Commercial | Restaurant | Existing | Food Preparation | Natural Gas | Range | E10 | Participant - Cost of Operation | 0 | 0 | 0 | 0 | 0 | 0 | 0 | 0 | 0 | 0 | 0 | 0 | 0 | 0 | 0 | 0 | 0 | 0 | 0 | 0 | 0 | 0 | 0 | 0 | 0 | 0 | 0 | 0 | 0 | 0
F3_Commercial_Restaurant_Existing_Food Preparation_Natural Gas_Range_E1 | F3 | Commercial | Restaurant | Existing | Food Preparation | Natural Gas | Range | E1 | System - kBTUs of Conusmption | 73.5946 | 73.7924 | 74.0319 | 74.6531 | 75.1944 | 75.6532 | 76.0016 | 76.3448 | 76.6596 | 76.9466 | 77.1857 | 77.3312 | 77.362 | 77.2785 | 77.049 | 76.7337 | 76.3949 | 76.0327 | 75.619 | 75.2206 | 74.8069 | 74.3818 | 0 | 0 | 0 | 0 | 0 | 0 | 0 | 0
F3_Commercial_Restaurant_Existing_Food Preparation_Natural Gas_Range_E2 | F3 | Commercial | Restaurant | Existing | Food Preparation | Natural Gas | Range | E2 | System - kBTUs of Conusmption | 55.1959 | 55.3443 | 55.5239 | 55.9899 | 56.3958 | 56.7399 | 57.0012 | 57.2586 | 57.4947 | 57.7099 | 57.8893 | 57.9984 | 58.0215 | 57.9589 | 57.7867 | 57.5503 | 57.2962 | 57.0246 | 56.7143 | 56.4154 | 56.1052 | 55.7863 | 0 | 0 | 0 | 0 | 0 | 0 | 0 | 0
F3_Commercial_Restaurant_Existing_Food Preparation_Natural Gas_Range_E3 | F3 | Commercial | Restaurant | Existing | Food Preparation | Natural Gas | Range | E3 | System - kBTUs of Conusmption | 0 | 0 | 0 | 0 | 0 | 0 | 0 | 0 | 0 | 0 | 0 | 0 | 0 | 0 | 0 | 0 | 0 | 0 | 0 | 0 | 0 | 0 | 0 | 0 | 0 | 0 | 0 | 0 | 0 | 0
F3_Commercial_Restaurant_Existing_Food Preparation_Natural Gas_Range_E4 | F3 | Commercial | Restaurant | Existing | Food Preparation | Natural Gas | Range | E4 | System - kBTUs of Conusmption | 0 | 0 | 0 | 0 | 0 | 0 | 0 | 0 | 0 | 0 | 0 | 0 | 0 | 0 | 0 | 0 | 0 | 0 | 0 | 0 | 0 | 0 | 0 | 0 | 0 | 0 | 0 | 0 | 0 | 0
F3_Commercial_Restaurant_Existing_Food Preparation_Natural Gas_Range_E5 | F3 | Commercial | Restaurant | Existing | Food Preparation | Natural Gas | Range | E5 | System - kBTUs of Conusmption | 0 | 0 | 0 | 0 | 0 | 0 | 0 | 0 | 0 | 0 | 0 | 0 | 0 | 0 | 0 | 0 | 0 | 0 | 0 | 0 | 0 | 0 | 0 | 0 | 0 | 0 | 0 | 0 | 0 | 0
F3_Commercial_Restaurant_Existing_Food Preparation_Natural Gas_Range_E6 | F3 | Commercial | Restaurant | Existing | Food Preparation | Natural Gas | Range | E6 | System - kBTUs of Conusmption | 0 | 0 | 0 | 0 | 0 | 0 | 0 | 0 | 0 | 0 | 0 | 0 | 0 | 0 | 0 | 0 | 0 | 0 | 0 | 0 | 0 | 0 | 0 | 0 | 0 | 0 | 0 | 0 | 0 | 0
F3_Commercial_Restaurant_Existing_Food Preparation_Natural Gas_Range_E7 | F3 | Commercial | Restaurant | Existing | Food Preparation | Natural Gas | Range | E7 | System - kBTUs of Conusmption | 0 | 0 | 0 | 0 | 0 | 0 | 0 | 0 | 0 | 0 | 0 | 0 | 0 | 0 | 0 | 0 | 0 | 0 | 0 | 0 | 0 | 0 | 0 | 0 | 0 | 0 | 0 | 0 | 0 | 0
F3_Commercial_Restaurant_Existing_Food Preparation_Natural Gas_Range_E8 | F3 | Commercial | Restaurant | Existing | Food Preparation | Natural Gas | Range | E8 | System - kBTUs of Conusmption | 0 | 0 | 0 | 0 | 0 | 0 | 0 | 0 | 0 | 0 | 0 | 0 | 0 | 0 | 0 | 0 | 0 | 0 | 0 | 0 | 0 | 0 | 0 | 0 | 0 | 0 | 0 | 0 | 0 | 0
F3_Commercial_Restaurant_Existing_Food Preparation_Natural Gas_Range_E9 | F3 | Commercial | Restaurant | Existing | Food Preparation | Natural Gas | Range | E9 | System - kBTUs of Conusmption | 0 | 0 | 0 | 0 | 0 | 0 | 0 | 0 | 0 | 0 | 0 | 0 | 0 | 0 | 0 | 0 | 0 | 0 | 0 | 0 | 0 | 0 | 0 | 0 | 0 | 0 | 0 | 0 | 0 | 0
F3_Commercial_Restaurant_Existing_Food Preparation_Natural Gas_Range_E10 | F3 | Commercial | Restaurant | Existing | Food Preparation | Natural Gas | Range | E10 | System - kBTUs of Conusmption | 0 | 0 | 0 | 0 | 0 | 0 | 0 | 0 | 0 | 0 | 0 | 0 | 0 | 0 | 0 | 0 | 0 | 0 | 0 | 0 | 0 | 0 | 0 | 0 | 0 | 0 | 0 | 0 | 0 | 0
F4_Commercial_Restaurant_Existing_Food Preparation_Natural Gas_Range_E1 | F4 | Commercial | Restaurant | Existing | Food Preparation | Natural Gas | Range | E1 | Utility - Cost of Equipment | 0.56419 | 0.56419 | 0.56419 | 0.56419 | 0.56419 | 0.56419 | 0.56419 | 0.56419 | 0.56419 | 0.56419 | 0.56419 | 0.56419 | 0.56419 | 0.56419 | 0.56419 | 0.56419 | 0.56419 | 0.56419 | 0.56419 | 0.56419 | 0.56419 | 0.56419 | 0 | 0 | 0 | 0 | 0 | 0 | 0 | 0
F4_Commercial_Restaurant_Existing_Food Preparation_Natural Gas_Range_E2 | F4 | Commercial | Restaurant | Existing | Food Preparation | Natural Gas | Range | E2 | Utility - Cost of Equipment | 0.56426 | 0.56426 | 0.56426 | 0.56426 | 0.56426 | 0.56426 | 0.56426 | 0.56426 | 0.56426 | 0.56426 | 0.56426 | 0.56426 | 0.56426 | 0.56426 | 0.56426 | 0.56426 | 0.56426 | 0.56426 | 0.56426 | 0.56426 | 0.56426 | 0.56426 | 0 | 0 | 0 | 0 | 0 | 0 | 0 | 0
F4_Commercial_Restaurant_Existing_Food Preparation_Natural Gas_Range_E3 | F4 | Commercial | Restaurant | Existing | Food Preparation | Natural Gas | Range | E3 | Utility - Cost of Equipment | 0 | 0 | 0 | 0 | 0 | 0 | 0 | 0 | 0 | 0 | 0 | 0 | 0 | 0 | 0 | 0 | 0 | 0 | 0 | 0 | 0 | 0 | 0 | 0 | 0 | 0 | 0 | 0 | 0 | 0
F4_Commercial_Restaurant_Existing_Food Preparation_Natural Gas_Range_E4 | F4 | Commercial | Restaurant | Existing | Food Preparation | Natural Gas | Range | E4 | Utility - Cost of Equipment | 0 | 0 | 0 | 0 | 0 | 0 | 0 | 0 | 0 | 0 | 0 | 0 | 0 | 0 | 0 | 0 | 0 | 0 | 0 | 0 | 0 | 0 | 0 | 0 | 0 | 0 | 0 | 0 | 0 | 0
F4_Commercial_Restaurant_Existing_Food Preparation_Natural Gas_Range_E5 | F4 | Commercial | Restaurant | Existing | Food Preparation | Natural Gas | Range | E5 | Utility - Cost of Equipment | 0 | 0 | 0 | 0 | 0 | 0 | 0 | 0 | 0 | 0 | 0 | 0 | 0 | 0 | 0 | 0 | 0 | 0 | 0 | 0 | 0 | 0 | 0 | 0 | 0 | 0 | 0 | 0 | 0 | 0
F4_Commercial_Restaurant_Existing_Food Preparation_Natural Gas_Range_E6 | F4 | Commercial | Restaurant | Existing | Food Preparation | Natural Gas | Range | E6 | Utility - Cost of Equipment | 0 | 0 | 0 | 0 | 0 | 0 | 0 | 0 | 0 | 0 | 0 | 0 | 0 | 0 | 0 | 0 | 0 | 0 | 0 | 0 | 0 | 0 | 0 | 0 | 0 | 0 | 0 | 0 | 0 | 0
F4_Commercial_Restaurant_Existing_Food Preparation_Natural Gas_Range_E7 | F4 | Commercial | Restaurant | Existing | Food Preparation | Natural Gas | Range | E7 | Utility - Cost of Equipment | 0 | 0 | 0 | 0 | 0 | 0 | 0 | 0 | 0 | 0 | 0 | 0 | 0 | 0 | 0 | 0 | 0 | 0 | 0 | 0 | 0 | 0 | 0 | 0 | 0 | 0 | 0 | 0 | 0 | 0
F4_Commercial_Restaurant_Existing_Food Preparation_Natural Gas_Range_E8 | F4 | Commercial | Restaurant | Existing | Food Preparation | Natural Gas | Range | E8 | Utility - Cost of Equipment | 0 | 0 | 0 | 0 | 0 | 0 | 0 | 0 | 0 | 0 | 0 | 0 | 0 | 0 | 0 | 0 | 0 | 0 | 0 | 0 | 0 | 0 | 0 | 0 | 0 | 0 | 0 | 0 | 0 | 0
F4_Commercial_Restaurant_Existing_Food Preparation_Natural Gas_Range_E9 | F4 | Commercial | Restaurant | Existing | Food Preparation | Natural Gas | Range | E9 | Utility - Cost of Equipment | 0 | 0 | 0 | 0 | 0 | 0 | 0 | 0 | 0 | 0 | 0 | 0 | 0 | 0 | 0 | 0 | 0 | 0 | 0 | 0 | 0 | 0 | 0 | 0 | 0 | 0 | 0 | 0 | 0 | 0
F4_Commercial_Restaurant_Existing_Food Preparation_Natural Gas_Range_E10 | F4 | Commercial | Restaurant | Existing | Food Preparation | Natural Gas | Range | E10 | Utility - Cost of Equipment | 0 | 0 | 0 | 0 | 0 | 0 | 0 | 0 | 0 | 0 | 0 | 0 | 0 | 0 | 0 | 0 | 0 | 0 | 0 | 0 | 0 | 0 | 0 | 0 | 0 | 0 | 0 | 0 | 0 | 0
F5_Commercial_Restaurant_Existing_Food Preparation_Natural Gas_Range_E1 | F5 | Commercial | Restaurant | Existing | Food Preparation | Natural Gas | Range | E1 | Utility - Cost of Operation | 0.64832 | 0.65264 | 0.65824 | 0.66905 | 0.68405 | 0.70211 | 0.7185 | 0.73255 | 0.74588 | 0.7595 | 0.77408 | 0.7883 | 0.80174 | 0.81528 | 0.82725 | 0.83858 | 0.85084 | 0.86315 | 0.87552 | 0.88789 | 0.90003 | 0.91188 | 0 | 0 | 0 | 0 | 0 | 0 | 0 | 0
F5_Commercial_Restaurant_Existing_Food Preparation_Natural Gas_Range_E2 | F5 | Commercial | Restaurant | Existing | Food Preparation | Natural Gas | Range | E2 | Utility - Cost of Operation | 0.48624 | 0.48948 | 0.49368 | 0.50179 | 0.51304 | 0.52658 | 0.53888 | 0.54941 | 0.55941 | 0.56962 | 0.58056 | 0.59122 | 0.60131 | 0.61146 | 0.62044 | 0.62894 | 0.63813 | 0.64736 | 0.65664 | 0.66592 | 0.67502 | 0.68391 | 0 | 0 | 0 | 0 | 0 | 0 | 0 | 0
F5_Commercial_Restaurant_Existing_Food Preparation_Natural Gas_Range_E3 | F5 | Commercial | Restaurant | Existing | Food Preparation | Natural Gas | Range | E3 | Utility - Cost of Operation | 0 | 0 | 0 | 0 | 0 | 0 | 0 | 0 | 0 | 0 | 0 | 0 | 0 | 0 | 0 | 0 | 0 | 0 | 0 | 0 | 0 | 0 | 0 | 0 | 0 | 0 | 0 | 0 | 0 | 0
F5_Commercial_Restaurant_Existing_Food Preparation_Natural Gas_Range_E4 | F5 | Commercial | Restaurant | Existing | Food Preparation | Natural Gas | Range | E4 | Utility - Cost of Operation | 0 | 0 | 0 | 0 | 0 | 0 | 0 | 0 | 0 | 0 | 0 | 0 | 0 | 0 | 0 | 0 | 0 | 0 | 0 | 0 | 0 | 0 | 0 | 0 | 0 | 0 | 0 | 0 | 0 | 0
F5_Commercial_Restaurant_Existing_Food Preparation_Natural Gas_Range_E5 | F5 | Commercial | Restaurant | Existing | Food Preparation | Natural Gas | Range | E5 | Utility - Cost of Operation | 0 | 0 | 0 | 0 | 0 | 0 | 0 | 0 | 0 | 0 | 0 | 0 | 0 | 0 | 0 | 0 | 0 | 0 | 0 | 0 | 0 | 0 | 0 | 0 | 0 | 0 | 0 | 0 | 0 | 0
F5_Commercial_Restaurant_Existing_Food Preparation_Natural Gas_Range_E6 | F5 | Commercial | Restaurant | Existing | Food Preparation | Natural Gas | Range | E6 | Utility - Cost of Operation | 0 | 0 | 0 | 0 | 0 | 0 | 0 | 0 | 0 | 0 | 0 | 0 | 0 | 0 | 0 | 0 | 0 | 0 | 0 | 0 | 0 | 0 | 0 | 0 | 0 | 0 | 0 | 0 | 0 | 0
F5_Commercial_Restaurant_Existing_Food Preparation_Natural Gas_Range_E7 | F5 | Commercial | Restaurant | Existing | Food Preparation | Natural Gas | Range | E7 | Utility - Cost of Operation | 0 | 0 | 0 | 0 | 0 | 0 | 0 | 0 | 0 | 0 | 0 | 0 | 0 | 0 | 0 | 0 | 0 | 0 | 0 | 0 | 0 | 0 | 0 | 0 | 0 | 0 | 0 | 0 | 0 | 0
F5_Commercial_Restaurant_Existing_Food Preparation_Natural Gas_Range_E8 | F5 | Commercial | Restaurant | Existing | Food Preparation | Natural Gas | Range | E8 | Utility - Cost of Operation | 0 | 0 | 0 | 0 | 0 | 0 | 0 | 0 | 0 | 0 | 0 | 0 | 0 | 0 | 0 | 0 | 0 | 0 | 0 | 0 | 0 | 0 | 0 | 0 | 0 | 0 | 0 | 0 | 0 | 0
F5_Commercial_Restaurant_Existing_Food Preparation_Natural Gas_Range_E9 | F5 | Commercial | Restaurant | Existing | Food Preparation | Natural Gas | Range | E9 | Utility - Cost of Operation | 0 | 0 | 0 | 0 | 0 | 0 | 0 | 0 | 0 | 0 | 0 | 0 | 0 | 0 | 0 | 0 | 0 | 0 | 0 | 0 | 0 | 0 | 0 | 0 | 0 | 0 | 0 | 0 | 0 | 0
F5_Commercial_Restaurant_Existing_Food Preparation_Natural Gas_Range_E10 | F5 | Commercial | Restaurant | Existing | Food Preparation | Natural Gas | Range | E10 | Utility - Cost of Operation | 0 | 0 | 0 | 0 | 0 | 0 | 0 | 0 | 0 | 0 | 0 | 0 | 0 | 0 | 0 | 0 | 0 | 0 | 0 | 0 | 0 | 0 | 0 | 0 | 0 | 0 | 0 | 0 | 0 | 0
F6_Commercial_Restaurant_Existing_Food Preparation_Natural Gas_Range_E1 | F6 | Commercial | Restaurant | Existing | Food Preparation | Natural Gas | Range | E1 | Utility - Value of Sales | 0.77673 | 0.78191 | 0.78861 | 0.80156 | 0.81954 | 0.84117 | 0.86081 | 0.87764 | 0.89361 | 0.90993 | 0.92739 | 0.94443 | 0.96054 | 0.97676 | 0.9911 | 1.0047 | 1.0194 | 1.0341 | 1.0489 | 1.0637 | 1.0783 | 1.0925 | 0 | 0 | 0 | 0 | 0 | 0 | 0 | 0
F6_Commercial_Restaurant_Existing_Food Preparation_Natural Gas_Range_E2 | F6 | Commercial | Restaurant | Existing | Food Preparation | Natural Gas | Range | E2 | Utility - Value of Sales | 0.58255 | 0.58643 | 0.59146 | 0.60117 | 0.61465 | 0.63088 | 0.64561 | 0.65823 | 0.67021 | 0.68245 | 0.69554 | 0.70832 | 0.72041 | 0.73257 | 0.74333 | 0.75351 | 0.76452 | 0.77558 | 0.78669 | 0.79781 | 0.80872 | 0.81937 | 0 | 0 | 0 | 0 | 0 | 0 | 0 | 0
F6_Commercial_Restaurant_Existing_Food Preparation_Natural Gas_Range_E3 | F6 | Commercial | Restaurant | Existing | Food Preparation | Natural Gas | Range | E3 | Utility - Value of Sales | 0 | 0 | 0 | 0 | 0 | 0 | 0 | 0 | 0 | 0 | 0 | 0 | 0 | 0 | 0 | 0 | 0 | 0 | 0 | 0 | 0 | 0 | 0 | 0 | 0 | 0 | 0 | 0 | 0 | 0
F6_Commercial_Restaurant_Existing_Food Preparation_Natural Gas_Range_E4 | F6 | Commercial | Restaurant | Existing | Food Preparation | Natural Gas | Range | E4 | Utility - Value of Sales | 0 | 0 | 0 | 0 | 0 | 0 | 0 | 0 | 0 | 0 | 0 | 0 | 0 | 0 | 0 | 0 | 0 | 0 | 0 | 0 | 0 | 0 | 0 | 0 | 0 | 0 | 0 | 0 | 0 | 0
F6_Commercial_Restaurant_Existing_Food Preparation_Natural Gas_Range_E5 | F6 | Commercial | Restaurant | Existing | Food Preparation | Natural Gas | Range | E5 | Utility - Value of Sales | 0 | 0 | 0 | 0 | 0 | 0 | 0 | 0 | 0 | 0 | 0 | 0 | 0 | 0 | 0 | 0 | 0 | 0 | 0 | 0 | 0 | 0 | 0 | 0 | 0 | 0 | 0 | 0 | 0 | 0
F6_Commercial_Restaurant_Existing_Food Preparation_Natural Gas_Range_E6 | F6 | Commercial | Restaurant | Existing | Food Preparation | Natural Gas | Range | E6 | Utility - Value of Sales | 0 | 0 | 0 | 0 | 0 | 0 | 0 | 0 | 0 | 0 | 0 | 0 | 0 | 0 | 0 | 0 | 0 | 0 | 0 | 0 | 0 | 0 | 0 | 0 | 0 | 0 | 0 | 0 | 0 | 0
F6_Commercial_Restaurant_Existing_Food Preparation_Natural Gas_Range_E7 | F6 | Commercial | Restaurant | Existing | Food Preparation | Natural Gas | Range | E7 | Utility - Value of Sales | 0 | 0 | 0 | 0 | 0 | 0 | 0 | 0 | 0 | 0 | 0 | 0 | 0 | 0 | 0 | 0 | 0 | 0 | 0 | 0 | 0 | 0 | 0 | 0 | 0 | 0 | 0 | 0 | 0 | 0
F6_Commercial_Restaurant_Existing_Food Preparation_Natural Gas_Range_E8 | F6 | Commercial | Restaurant | Existing | Food Preparation | Natural Gas | Range | E8 | Utility - Value of Sales | 0 | 0 | 0 | 0 | 0 | 0 | 0 | 0 | 0 | 0 | 0 | 0 | 0 | 0 | 0 | 0 | 0 | 0 | 0 | 0 | 0 | 0 | 0 | 0 | 0 | 0 | 0 | 0 | 0 | 0
F6_Commercial_Restaurant_Existing_Food Preparation_Natural Gas_Range_E9 | F6 | Commercial | Restaurant | Existing | Food Preparation | Natural Gas | Range | E9 | Utility - Value of Sales | 0 | 0 | 0 | 0 | 0 | 0 | 0 | 0 | 0 | 0 | 0 | 0 | 0 | 0 | 0 | 0 | 0 | 0 | 0 | 0 | 0 | 0 | 0 | 0 | 0 | 0 | 0 | 0 | 0 | 0
F6_Commercial_Restaurant_Existing_Food Preparation_Natural Gas_Range_E10 | F6 | Commercial | Restaurant | Existing | Food Preparation | Natural Gas | Range | E10 | Utility - Value of Sales | 0 | 0 | 0 | 0 | 0 | 0 | 0 | 0 | 0 | 0 | 0 | 0 | 0 | 0 | 0 | 0 | 0 | 0 | 0 | 0 | 0 | 0 | 0 | 0 | 0 | 0 | 0 | 0 | 0 | 0
F1_Commercial_Restaurant_Existing_Food Preparation_Natural Gas_Steamer_E1 | F1 | Commercial | Restaurant | Existing | Food Preparation | Natural Gas | Steamer | E1 | Participant - Cost of Equipment | 1.7053 | 1.7053 | 1.7053 | 1.7053 | 1.7053 | 1.7053 | 1.7053 | 1.7053 | 1.7053 | 1.7053 | 1.7053 | 1.7053 | 1.7053 | 1.7053 | 1.7053 | 1.7053 | 1.7053 | 1.7053 | 1.7053 | 1.7053 | 1.7053 | 1.7053 | 0 | 0 | 0 | 0 | 0 | 0 | 0 | 0
F1_Commercial_Restaurant_Existing_Food Preparation_Natural Gas_Steamer_E2 | F1 | Commercial | Restaurant | Existing | Food Preparation | Natural Gas | Steamer | E2 | Participant - Cost of Equipment | 1.8318 | 1.8318 | 1.8318 | 1.8318 | 1.8318 | 1.8318 | 1.8318 | 1.8318 | 1.8318 | 1.8318 | 1.8318 | 1.8318 | 1.8318 | 1.8318 | 1.8318 | 1.8318 | 1.8318 | 1.8318 | 1.8318 | 1.8318 | 1.8318 | 1.8318 | 0 | 0 | 0 | 0 | 0 | 0 | 0 | 0
F1_Commercial_Restaurant_Existing_Food Preparation_Natural Gas_Steamer_E3 | F1 | Commercial | Restaurant | Existing | Food Preparation | Natural Gas | Steamer | E3 | Participant - Cost of Equipment | 0 | 0 | 0 | 0 | 0 | 0 | 0 | 0 | 0 | 0 | 0 | 0 | 0 | 0 | 0 | 0 | 0 | 0 | 0 | 0 | 0 | 0 | 0 | 0 | 0 | 0 | 0 | 0 | 0 | 0
F1_Commercial_Restaurant_Existing_Food Preparation_Natural Gas_Steamer_E4 | F1 | Commercial | Restaurant | Existing | Food Preparation | Natural Gas | Steamer | E4 | Participant - Cost of Equipment | 0 | 0 | 0 | 0 | 0 | 0 | 0 | 0 | 0 | 0 | 0 | 0 | 0 | 0 | 0 | 0 | 0 | 0 | 0 | 0 | 0 | 0 | 0 | 0 | 0 | 0 | 0 | 0 | 0 | 0
F1_Commercial_Restaurant_Existing_Food Preparation_Natural Gas_Steamer_E5 | F1 | Commercial | Restaurant | Existing | Food Preparation | Natural Gas | Steamer | E5 | Participant - Cost of Equipment | 0 | 0 | 0 | 0 | 0 | 0 | 0 | 0 | 0 | 0 | 0 | 0 | 0 | 0 | 0 | 0 | 0 | 0 | 0 | 0 | 0 | 0 | 0 | 0 | 0 | 0 | 0 | 0 | 0 | 0
F1_Commercial_Restaurant_Existing_Food Preparation_Natural Gas_Steamer_E6 | F1 | Commercial | Restaurant | Existing | Food Preparation | Natural Gas | Steamer | E6 | Participant - Cost of Equipment | 0 | 0 | 0 | 0 | 0 | 0 | 0 | 0 | 0 | 0 | 0 | 0 | 0 | 0 | 0 | 0 | 0 | 0 | 0 | 0 | 0 | 0 | 0 | 0 | 0 | 0 | 0 | 0 | 0 | 0
F1_Commercial_Restaurant_Existing_Food Preparation_Natural Gas_Steamer_E7 | F1 | Commercial | Restaurant | Existing | Food Preparation | Natural Gas | Steamer | E7 | Participant - Cost of Equipment | 0 | 0 | 0 | 0 | 0 | 0 | 0 | 0 | 0 | 0 | 0 | 0 | 0 | 0 | 0 | 0 | 0 | 0 | 0 | 0 | 0 | 0 | 0 | 0 | 0 | 0 | 0 | 0 | 0 | 0
F1_Commercial_Restaurant_Existing_Food Preparation_Natural Gas_Steamer_E8 | F1 | Commercial | Restaurant | Existing | Food Preparation | Natural Gas | Steamer | E8 | Participant - Cost of Equipment | 0 | 0 | 0 | 0 | 0 | 0 | 0 | 0 | 0 | 0 | 0 | 0 | 0 | 0 | 0 | 0 | 0 | 0 | 0 | 0 | 0 | 0 | 0 | 0 | 0 | 0 | 0 | 0 | 0 | 0
F1_Commercial_Restaurant_Existing_Food Preparation_Natural Gas_Steamer_E9 | F1 | Commercial | Restaurant | Existing | Food Preparation | Natural Gas | Steamer | E9 | Participant - Cost of Equipment | 0 | 0 | 0 | 0 | 0 | 0 | 0 | 0 | 0 | 0 | 0 | 0 | 0 | 0 | 0 | 0 | 0 | 0 | 0 | 0 | 0 | 0 | 0 | 0 | 0 | 0 | 0 | 0 | 0 | 0
F1_Commercial_Restaurant_Existing_Food Preparation_Natural Gas_Steamer_E10 | F1 | Commercial | Restaurant | Existing | Food Preparation | Natural Gas | Steamer | E10 | Participant - Cost of Equipment | 0 | 0 | 0 | 0 | 0 | 0 | 0 | 0 | 0 | 0 | 0 | 0 | 0 | 0 | 0 | 0 | 0 | 0 | 0 | 0 | 0 | 0 | 0 | 0 | 0 | 0 | 0 | 0 | 0 | 0
F2_Commercial_Restaurant_Existing_Food Preparation_Natural Gas_Steamer_E1 | F2 | Commercial | Restaurant | Existing | Food Preparation | Natural Gas | Steamer | E1 | Participant - Cost of Operation | 1.8545 | 1.8703 | 1.8891 | 1.9206 | 1.9625 | 2.0123 | 2.0583 | 2.0979 | 2.135 | 2.1715 | 2.2091 | 2.2466 | 2.2831 | 2.3207 | 2.3555 | 2.39 | 2.4268 | 2.4639 | 2.5013 | 2.5389 | 2.576 | 2.6126 | 0 | 0 | 0 | 0 | 0 | 0 | 0 | 0
F2_Commercial_Restaurant_Existing_Food Preparation_Natural Gas_Steamer_E2 | F2 | Commercial | Restaurant | Existing | Food Preparation | Natural Gas | Steamer | E2 | Participant - Cost of Operation | 0.38684 | 0.39012 | 0.39405 | 0.40062 | 0.40937 | 0.41975 | 0.42934 | 0.43761 | 0.44533 | 0.45296 | 0.46081 | 0.46863 | 0.47623 | 0.48407 | 0.49134 | 0.49852 | 0.50621 | 0.51395 | 0.52175 | 0.52958 | 0.53733 | 0.54496 | 0 | 0 | 0 | 0 | 0 | 0 | 0 | 0
F2_Commercial_Restaurant_Existing_Food Preparation_Natural Gas_Steamer_E3 | F2 | Commercial | Restaurant | Existing | Food Preparation | Natural Gas | Steamer | E3 | Participant - Cost of Operation | 0 | 0 | 0 | 0 | 0 | 0 | 0 | 0 | 0 | 0 | 0 | 0 | 0 | 0 | 0 | 0 | 0 | 0 | 0 | 0 | 0 | 0 | 0 | 0 | 0 | 0 | 0 | 0 | 0 | 0
F2_Commercial_Restaurant_Existing_Food Preparation_Natural Gas_Steamer_E4 | F2 | Commercial | Restaurant | Existing | Food Preparation | Natural Gas | Steamer | E4 | Participant - Cost of Operation | 0 | 0 | 0 | 0 | 0 | 0 | 0 | 0 | 0 | 0 | 0 | 0 | 0 | 0 | 0 | 0 | 0 | 0 | 0 | 0 | 0 | 0 | 0 | 0 | 0 | 0 | 0 | 0 | 0 | 0
F2_Commercial_Restaurant_Existing_Food Preparation_Natural Gas_Steamer_E5 | F2 | Commercial | Restaurant | Existing | Food Preparation | Natural Gas | Steamer | E5 | Participant - Cost of Operation | 0 | 0 | 0 | 0 | 0 | 0 | 0 | 0 | 0 | 0 | 0 | 0 | 0 | 0 | 0 | 0 | 0 | 0 | 0 | 0 | 0 | 0 | 0 | 0 | 0 | 0 | 0 | 0 | 0 | 0
F2_Commercial_Restaurant_Existing_Food Preparation_Natural Gas_Steamer_E6 | F2 | Commercial | Restaurant | Existing | Food Preparation | Natural Gas | Steamer | E6 | Participant - Cost of Operation | 0 | 0 | 0 | 0 | 0 | 0 | 0 | 0 | 0 | 0 | 0 | 0 | 0 | 0 | 0 | 0 | 0 | 0 | 0 | 0 | 0 | 0 | 0 | 0 | 0 | 0 | 0 | 0 | 0 | 0
F2_Commercial_Restaurant_Existing_Food Preparation_Natural Gas_Steamer_E7 | F2 | Commercial | Restaurant | Existing | Food Preparation | Natural Gas | Steamer | E7 | Participant - Cost of Operation | 0 | 0 | 0 | 0 | 0 | 0 | 0 | 0 | 0 | 0 | 0 | 0 | 0 | 0 | 0 | 0 | 0 | 0 | 0 | 0 | 0 | 0 | 0 | 0 | 0 | 0 | 0 | 0 | 0 | 0
F2_Commercial_Restaurant_Existing_Food Preparation_Natural Gas_Steamer_E8 | F2 | Commercial | Restaurant | Existing | Food Preparation | Natural Gas | Steamer | E8 | Participant - Cost of Operation | 0 | 0 | 0 | 0 | 0 | 0 | 0 | 0 | 0 | 0 | 0 | 0 | 0 | 0 | 0 | 0 | 0 | 0 | 0 | 0 | 0 | 0 | 0 | 0 | 0 | 0 | 0 | 0 | 0 | 0
F2_Commercial_Restaurant_Existing_Food Preparation_Natural Gas_Steamer_E9 | F2 | Commercial | Restaurant | Existing | Food Preparation | Natural Gas | Steamer | E9 | Participant - Cost of Operation | 0 | 0 | 0 | 0 | 0 | 0 | 0 | 0 | 0 | 0 | 0 | 0 | 0 | 0 | 0 | 0 | 0 | 0 | 0 | 0 | 0 | 0 | 0 | 0 | 0 | 0 | 0 | 0 | 0 | 0
F2_Commercial_Restaurant_Existing_Food Preparation_Natural Gas_Steamer_E10 | F2 | Commercial | Restaurant | Existing | Food Preparation | Natural Gas | Steamer | E10 | Participant - Cost of Operation | 0 | 0 | 0 | 0 | 0 | 0 | 0 | 0 | 0 | 0 | 0 | 0 | 0 | 0 | 0 | 0 | 0 | 0 | 0 | 0 | 0 | 0 | 0 | 0 | 0 | 0 | 0 | 0 | 0 | 0
F3_Commercial_Restaurant_Existing_Food Preparation_Natural Gas_Steamer_E1 | F3 | Commercial | Restaurant | Existing | Food Preparation | Natural Gas | Steamer | E1 | System - kBTUs of Conusmption | 174.5264 | 175.0345 | 175.6077 | 176.926 | 178.0786 | 179.0599 | 179.8102 | 180.4503 | 180.9273 | 181.2417 | 181.3412 | 181.3291 | 181.1612 | 180.8412 | 180.3087 | 179.6898 | 179.0245 | 178.3134 | 177.501 | 176.7187 | 175.9065 | 175.0717 | 0 | 0 | 0 | 0 | 0 | 0 | 0 | 0
F3_Commercial_Restaurant_Existing_Food Preparation_Natural Gas_Steamer_E2 | F3 | Commercial | Restaurant | Existing | Food Preparation | Natural Gas | Steamer | E2 | System - kBTUs of Conusmption | 36.4047 | 36.5106 | 36.6302 | 36.9052 | 37.1456 | 37.3503 | 37.5068 | 37.6403 | 37.7398 | 37.8054 | 37.8261 | 37.8236 | 37.7886 | 37.7219 | 37.6108 | 37.4817 | 37.3429 | 37.1946 | 37.0251 | 36.8619 | 36.6925 | 36.5184 | 0 | 0 | 0 | 0 | 0 | 0 | 0 | 0
F3_Commercial_Restaurant_Existing_Food Preparation_Natural Gas_Steamer_E3 | F3 | Commercial | Restaurant | Existing | Food Preparation | Natural Gas | Steamer | E3 | System - kBTUs of Conusmption | 0 | 0 | 0 | 0 | 0 | 0 | 0 | 0 | 0 | 0 | 0 | 0 | 0 | 0 | 0 | 0 | 0 | 0 | 0 | 0 | 0 | 0 | 0 | 0 | 0 | 0 | 0 | 0 | 0 | 0
F3_Commercial_Restaurant_Existing_Food Preparation_Natural Gas_Steamer_E4 | F3 | Commercial | Restaurant | Existing | Food Preparation | Natural Gas | Steamer | E4 | System - kBTUs of Conusmption | 0 | 0 | 0 | 0 | 0 | 0 | 0 | 0 | 0 | 0 | 0 | 0 | 0 | 0 | 0 | 0 | 0 | 0 | 0 | 0 | 0 | 0 | 0 | 0 | 0 | 0 | 0 | 0 | 0 | 0
F3_Commercial_Restaurant_Existing_Food Preparation_Natural Gas_Steamer_E5 | F3 | Commercial | Restaurant | Existing | Food Preparation | Natural Gas | Steamer | E5 | System - kBTUs of Conusmption | 0 | 0 | 0 | 0 | 0 | 0 | 0 | 0 | 0 | 0 | 0 | 0 | 0 | 0 | 0 | 0 | 0 | 0 | 0 | 0 | 0 | 0 | 0 | 0 | 0 | 0 | 0 | 0 | 0 | 0
F3_Commercial_Restaurant_Existing_Food Preparation_Natural Gas_Steamer_E6 | F3 | Commercial | Restaurant | Existing | Food Preparation | Natural Gas | Steamer | E6 | System - kBTUs of Conusmption | 0 | 0 | 0 | 0 | 0 | 0 | 0 | 0 | 0 | 0 | 0 | 0 | 0 | 0 | 0 | 0 | 0 | 0 | 0 | 0 | 0 | 0 | 0 | 0 | 0 | 0 | 0 | 0 | 0 | 0
F3_Commercial_Restaurant_Existing_Food Preparation_Natural Gas_Steamer_E7 | F3 | Commercial | Restaurant | Existing | Food Preparation | Natural Gas | Steamer | E7 | System - kBTUs of Conusmption | 0 | 0 | 0 | 0 | 0 | 0 | 0 | 0 | 0 | 0 | 0 | 0 | 0 | 0 | 0 | 0 | 0 | 0 | 0 | 0 | 0 | 0 | 0 | 0 | 0 | 0 | 0 | 0 | 0 | 0
F3_Commercial_Restaurant_Existing_Food Preparation_Natural Gas_Steamer_E8 | F3 | Commercial | Restaurant | Existing | Food Preparation | Natural Gas | Steamer | E8 | System - kBTUs of Conusmption | 0 | 0 | 0 | 0 | 0 | 0 | 0 | 0 | 0 | 0 | 0 | 0 | 0 | 0 | 0 | 0 | 0 | 0 | 0 | 0 | 0 | 0 | 0 | 0 | 0 | 0 | 0 | 0 | 0 | 0
F3_Commercial_Restaurant_Existing_Food Preparation_Natural Gas_Steamer_E9 | F3 | Commercial | Restaurant | Existing | Food Preparation | Natural Gas | Steamer | E9 | System - kBTUs of Conusmption | 0 | 0 | 0 | 0 | 0 | 0 | 0 | 0 | 0 | 0 | 0 | 0 | 0 | 0 | 0 | 0 | 0 | 0 | 0 | 0 | 0 | 0 | 0 | 0 | 0 | 0 | 0 | 0 | 0 | 0
F3_Commercial_Restaurant_Existing_Food Preparation_Natural Gas_Steamer_E10 | F3 | Commercial | Restaurant | Existing | Food Preparation | Natural Gas | Steamer | E10 | System - kBTUs of Conusmption | 0 | 0 | 0 | 0 | 0 | 0 | 0 | 0 | 0 | 0 | 0 | 0 | 0 | 0 | 0 | 0 | 0 | 0 | 0 | 0 | 0 | 0 | 0 | 0 | 0 | 0 | 0 | 0 | 0 | 0
F4_Commercial_Restaurant_Existing_Food Preparation_Natural Gas_Steamer_E1 | F4 | Commercial | Restaurant | Existing | Food Preparation | Natural Gas | Steamer | E1 | Utility - Cost of Equipment | 1.7053 | 1.7053 | 1.7053 | 1.7053 | 1.7053 | 1.7053 | 1.7053 | 1.7053 | 1.7053 | 1.7053 | 1.7053 | 1.7053 | 1.7053 | 1.7053 | 1.7053 | 1.7053 | 1.7053 | 1.7053 | 1.7053 | 1.7053 | 1.7053 | 1.7053 | 0 | 0 | 0 | 0 | 0 | 0 | 0 | 0
F4_Commercial_Restaurant_Existing_Food Preparation_Natural Gas_Steamer_E2 | F4 | Commercial | Restaurant | Existing | Food Preparation | Natural Gas | Steamer | E2 | Utility - Cost of Equipment | 1.8318 | 1.8318 | 1.8318 | 1.8318 | 1.8318 | 1.8318 | 1.8318 | 1.8318 | 1.8318 | 1.8318 | 1.8318 | 1.8318 | 1.8318 | 1.8318 | 1.8318 | 1.8318 | 1.8318 | 1.8318 | 1.8318 | 1.8318 | 1.8318 | 1.8318 | 0 | 0 | 0 | 0 | 0 | 0 | 0 | 0
F4_Commercial_Restaurant_Existing_Food Preparation_Natural Gas_Steamer_E3 | F4 | Commercial | Restaurant | Existing | Food Preparation | Natural Gas | Steamer | E3 | Utility - Cost of Equipment | 0 | 0 | 0 | 0 | 0 | 0 | 0 | 0 | 0 | 0 | 0 | 0 | 0 | 0 | 0 | 0 | 0 | 0 | 0 | 0 | 0 | 0 | 0 | 0 | 0 | 0 | 0 | 0 | 0 | 0
F4_Commercial_Restaurant_Existing_Food Preparation_Natural Gas_Steamer_E4 | F4 | Commercial | Restaurant | Existing | Food Preparation | Natural Gas | Steamer | E4 | Utility - Cost of Equipment | 0 | 0 | 0 | 0 | 0 | 0 | 0 | 0 | 0 | 0 | 0 | 0 | 0 | 0 | 0 | 0 | 0 | 0 | 0 | 0 | 0 | 0 | 0 | 0 | 0 | 0 | 0 | 0 | 0 | 0
F4_Commercial_Restaurant_Existing_Food Preparation_Natural Gas_Steamer_E5 | F4 | Commercial | Restaurant | Existing | Food Preparation | Natural Gas | Steamer | E5 | Utility - Cost of Equipment | 0 | 0 | 0 | 0 | 0 | 0 | 0 | 0 | 0 | 0 | 0 | 0 | 0 | 0 | 0 | 0 | 0 | 0 | 0 | 0 | 0 | 0 | 0 | 0 | 0 | 0 | 0 | 0 | 0 | 0
F4_Commercial_Restaurant_Existing_Food Preparation_Natural Gas_Steamer_E6 | F4 | Commercial | Restaurant | Existing | Food Preparation | Natural Gas | Steamer | E6 | Utility - Cost of Equipment | 0 | 0 | 0 | 0 | 0 | 0 | 0 | 0 | 0 | 0 | 0 | 0 | 0 | 0 | 0 | 0 | 0 | 0 | 0 | 0 | 0 | 0 | 0 | 0 | 0 | 0 | 0 | 0 | 0 | 0
F4_Commercial_Restaurant_Existing_Food Preparation_Natural Gas_Steamer_E7 | F4 | Commercial | Restaurant | Existing | Food Preparation | Natural Gas | Steamer | E7 | Utility - Cost of Equipment | 0 | 0 | 0 | 0 | 0 | 0 | 0 | 0 | 0 | 0 | 0 | 0 | 0 | 0 | 0 | 0 | 0 | 0 | 0 | 0 | 0 | 0 | 0 | 0 | 0 | 0 | 0 | 0 | 0 | 0
F4_Commercial_Restaurant_Existing_Food Preparation_Natural Gas_Steamer_E8 | F4 | Commercial | Restaurant | Existing | Food Preparation | Natural Gas | Steamer | E8 | Utility - Cost of Equipment | 0 | 0 | 0 | 0 | 0 | 0 | 0 | 0 | 0 | 0 | 0 | 0 | 0 | 0 | 0 | 0 | 0 | 0 | 0 | 0 | 0 | 0 | 0 | 0 | 0 | 0 | 0 | 0 | 0 | 0
F4_Commercial_Restaurant_Existing_Food Preparation_Natural Gas_Steamer_E9 | F4 | Commercial | Restaurant | Existing | Food Preparation | Natural Gas | Steamer | E9 | Utility - Cost of Equipment | 0 | 0 | 0 | 0 | 0 | 0 | 0 | 0 | 0 | 0 | 0 | 0 | 0 | 0 | 0 | 0 | 0 | 0 | 0 | 0 | 0 | 0 | 0 | 0 | 0 | 0 | 0 | 0 | 0 | 0
F4_Commercial_Restaurant_Existing_Food Preparation_Natural Gas_Steamer_E10 | F4 | Commercial | Restaurant | Existing | Food Preparation | Natural Gas | Steamer | E10 | Utility - Cost of Equipment | 0 | 0 | 0 | 0 | 0 | 0 | 0 | 0 | 0 | 0 | 0 | 0 | 0 | 0 | 0 | 0 | 0 | 0 | 0 | 0 | 0 | 0 | 0 | 0 | 0 | 0 | 0 | 0 | 0 | 0
F5_Commercial_Restaurant_Existing_Food Preparation_Natural Gas_Steamer_E1 | F5 | Commercial | Restaurant | Existing | Food Preparation | Natural Gas | Steamer | E1 | Utility - Cost of Operation | 1.5479 | 1.5611 | 1.5768 | 1.6031 | 1.6381 | 1.6796 | 1.718 | 1.7511 | 1.782 | 1.8125 | 1.8439 | 1.8752 | 1.9056 | 1.937 | 1.9661 | 1.9949 | 2.0256 | 2.0566 | 2.0878 | 2.1191 | 2.1501 | 2.1807 | 0 | 0 | 0 | 0 | 0 | 0 | 0 | 0
F5_Commercial_Restaurant_Existing_Food Preparation_Natural Gas_Steamer_E2 | F5 | Commercial | Restaurant | Existing | Food Preparation | Natural Gas | Steamer | E2 | Utility - Cost of Operation | 0.32289 | 0.32562 | 0.3289 | 0.33439 | 0.34169 | 0.35035 | 0.35836 | 0.36526 | 0.37171 | 0.37807 | 0.38463 | 0.39115 | 0.3975 | 0.40404 | 0.41011 | 0.41611 | 0.42252 | 0.42898 | 0.43549 | 0.44203 | 0.4485 | 0.45487 | 0 | 0 | 0 | 0 | 0 | 0 | 0 | 0
F5_Commercial_Restaurant_Existing_Food Preparation_Natural Gas_Steamer_E3 | F5 | Commercial | Restaurant | Existing | Food Preparation | Natural Gas | Steamer | E3 | Utility - Cost of Operation | 0 | 0 | 0 | 0 | 0 | 0 | 0 | 0 | 0 | 0 | 0 | 0 | 0 | 0 | 0 | 0 | 0 | 0 | 0 | 0 | 0 | 0 | 0 | 0 | 0 | 0 | 0 | 0 | 0 | 0
F5_Commercial_Restaurant_Existing_Food Preparation_Natural Gas_Steamer_E4 | F5 | Commercial | Restaurant | Existing | Food Preparation | Natural Gas | Steamer | E4 | Utility - Cost of Operation | 0 | 0 | 0 | 0 | 0 | 0 | 0 | 0 | 0 | 0 | 0 | 0 | 0 | 0 | 0 | 0 | 0 | 0 | 0 | 0 | 0 | 0 | 0 | 0 | 0 | 0 | 0 | 0 | 0 | 0
F5_Commercial_Restaurant_Existing_Food Preparation_Natural Gas_Steamer_E5 | F5 | Commercial | Restaurant | Existing | Food Preparation | Natural Gas | Steamer | E5 | Utility - Cost of Operation | 0 | 0 | 0 | 0 | 0 | 0 | 0 | 0 | 0 | 0 | 0 | 0 | 0 | 0 | 0 | 0 | 0 | 0 | 0 | 0 | 0 | 0 | 0 | 0 | 0 | 0 | 0 | 0 | 0 | 0
F5_Commercial_Restaurant_Existing_Food Preparation_Natural Gas_Steamer_E6 | F5 | Commercial | Restaurant | Existing | Food Preparation | Natural Gas | Steamer | E6 | Utility - Cost of Operation | 0 | 0 | 0 | 0 | 0 | 0 | 0 | 0 | 0 | 0 | 0 | 0 | 0 | 0 | 0 | 0 | 0 | 0 | 0 | 0 | 0 | 0 | 0 | 0 | 0 | 0 | 0 | 0 | 0 | 0
F5_Commercial_Restaurant_Existing_Food Preparation_Natural Gas_Steamer_E7 | F5 | Commercial | Restaurant | Existing | Food Preparation | Natural Gas | Steamer | E7 | Utility - Cost of Operation | 0 | 0 | 0 | 0 | 0 | 0 | 0 | 0 | 0 | 0 | 0 | 0 | 0 | 0 | 0 | 0 | 0 | 0 | 0 | 0 | 0 | 0 | 0 | 0 | 0 | 0 | 0 | 0 | 0 | 0
F5_Commercial_Restaurant_Existing_Food Preparation_Natural Gas_Steamer_E8 | F5 | Commercial | Restaurant | Existing | Food Preparation | Natural Gas | Steamer | E8 | Utility - Cost of Operation | 0 | 0 | 0 | 0 | 0 | 0 | 0 | 0 | 0 | 0 | 0 | 0 | 0 | 0 | 0 | 0 | 0 | 0 | 0 | 0 | 0 | 0 | 0 | 0 | 0 | 0 | 0 | 0 | 0 | 0
F5_Commercial_Restaurant_Existing_Food Preparation_Natural Gas_Steamer_E9 | F5 | Commercial | Restaurant | Existing | Food Preparation | Natural Gas | Steamer | E9 | Utility - Cost of Operation | 0 | 0 | 0 | 0 | 0 | 0 | 0 | 0 | 0 | 0 | 0 | 0 | 0 | 0 | 0 | 0 | 0 | 0 | 0 | 0 | 0 | 0 | 0 | 0 | 0 | 0 | 0 | 0 | 0 | 0
F5_Commercial_Restaurant_Existing_Food Preparation_Natural Gas_Steamer_E10 | F5 | Commercial | Restaurant | Existing | Food Preparation | Natural Gas | Steamer | E10 | Utility - Cost of Operation | 0 | 0 | 0 | 0 | 0 | 0 | 0 | 0 | 0 | 0 | 0 | 0 | 0 | 0 | 0 | 0 | 0 | 0 | 0 | 0 | 0 | 0 | 0 | 0 | 0 | 0 | 0 | 0 | 0 | 0
F6_Commercial_Restaurant_Existing_Food Preparation_Natural Gas_Steamer_E1 | F6 | Commercial | Restaurant | Existing | Food Preparation | Natural Gas | Steamer | E1 | Utility - Value of Sales | 1.8545 | 1.8703 | 1.8891 | 1.9206 | 1.9625 | 2.0123 | 2.0583 | 2.0979 | 2.135 | 2.1715 | 2.2091 | 2.2466 | 2.2831 | 2.3207 | 2.3555 | 2.39 | 2.4268 | 2.4639 | 2.5013 | 2.5389 | 2.576 | 2.6126 | 0 | 0 | 0 | 0 | 0 | 0 | 0 | 0
F6_Commercial_Restaurant_Existing_Food Preparation_Natural Gas_Steamer_E2 | F6 | Commercial | Restaurant | Existing | Food Preparation | Natural Gas | Steamer | E2 | Utility - Value of Sales | 0.38684 | 0.39012 | 0.39405 | 0.40062 | 0.40937 | 0.41975 | 0.42934 | 0.43761 | 0.44533 | 0.45296 | 0.46081 | 0.46863 | 0.47623 | 0.48407 | 0.49134 | 0.49852 | 0.50621 | 0.51395 | 0.52175 | 0.52958 | 0.53733 | 0.54496 | 0 | 0 | 0 | 0 | 0 | 0 | 0 | 0
F6_Commercial_Restaurant_Existing_Food Preparation_Natural Gas_Steamer_E3 | F6 | Commercial | Restaurant | Existing | Food Preparation | Natural Gas | Steamer | E3 | Utility - Value of Sales | 0 | 0 | 0 | 0 | 0 | 0 | 0 | 0 | 0 | 0 | 0 | 0 | 0 | 0 | 0 | 0 | 0 | 0 | 0 | 0 | 0 | 0 | 0 | 0 | 0 | 0 | 0 | 0 | 0 | 0
F6_Commercial_Restaurant_Existing_Food Preparation_Natural Gas_Steamer_E4 | F6 | Commercial | Restaurant | Existing | Food Preparation | Natural Gas | Steamer | E4 | Utility - Value of Sales | 0 | 0 | 0 | 0 | 0 | 0 | 0 | 0 | 0 | 0 | 0 | 0 | 0 | 0 | 0 | 0 | 0 | 0 | 0 | 0 | 0 | 0 | 0 | 0 | 0 | 0 | 0 | 0 | 0 | 0
F6_Commercial_Restaurant_Existing_Food Preparation_Natural Gas_Steamer_E5 | F6 | Commercial | Restaurant | Existing | Food Preparation | Natural Gas | Steamer | E5 | Utility - Value of Sales | 0 | 0 | 0 | 0 | 0 | 0 | 0 | 0 | 0 | 0 | 0 | 0 | 0 | 0 | 0 | 0 | 0 | 0 | 0 | 0 | 0 | 0 | 0 | 0 | 0 | 0 | 0 | 0 | 0 | 0
F6_Commercial_Restaurant_Existing_Food Preparation_Natural Gas_Steamer_E6 | F6 | Commercial | Restaurant | Existing | Food Preparation | Natural Gas | Steamer | E6 | Utility - Value of Sales | 0 | 0 | 0 | 0 | 0 | 0 | 0 | 0 | 0 | 0 | 0 | 0 | 0 | 0 | 0 | 0 | 0 | 0 | 0 | 0 | 0 | 0 | 0 | 0 | 0 | 0 | 0 | 0 | 0 | 0
F6_Commercial_Restaurant_Existing_Food Preparation_Natural Gas_Steamer_E7 | F6 | Commercial | Restaurant | Existing | Food Preparation | Natural Gas | Steamer | E7 | Utility - Value of Sales | 0 | 0 | 0 | 0 | 0 | 0 | 0 | 0 | 0 | 0 | 0 | 0 | 0 | 0 | 0 | 0 | 0 | 0 | 0 | 0 | 0 | 0 | 0 | 0 | 0 | 0 | 0 | 0 | 0 | 0
F6_Commercial_Restaurant_Existing_Food Preparation_Natural Gas_Steamer_E8 | F6 | Commercial | Restaurant | Existing | Food Preparation | Natural Gas | Steamer | E8 | Utility - Value of Sales | 0 | 0 | 0 | 0 | 0 | 0 | 0 | 0 | 0 | 0 | 0 | 0 | 0 | 0 | 0 | 0 | 0 | 0 | 0 | 0 | 0 | 0 | 0 | 0 | 0 | 0 | 0 | 0 | 0 | 0
F6_Commercial_Restaurant_Existing_Food Preparation_Natural Gas_Steamer_E9 | F6 | Commercial | Restaurant | Existing | Food Preparation | Natural Gas | Steamer | E9 | Utility - Value of Sales | 0 | 0 | 0 | 0 | 0 | 0 | 0 | 0 | 0 | 0 | 0 | 0 | 0 | 0 | 0 | 0 | 0 | 0 | 0 | 0 | 0 | 0 | 0 | 0 | 0 | 0 | 0 | 0 | 0 | 0
F6_Commercial_Restaurant_Existing_Food Preparation_Natural Gas_Steamer_E10 | F6 | Commercial | Restaurant | Existing | Food Preparation | Natural Gas | Steamer | E10 | Utility - Value of Sales | 0 | 0 | 0 | 0 | 0 | 0 | 0 | 0 | 0 | 0 | 0 | 0 | 0 | 0 | 0 | 0 | 0 | 0 | 0 | 0 | 0 | 0 | 0 | 0 | 0 | 0 | 0 | 0 | 0 | 0
F1_Commercial_Restaurant_Existing_Food Preparation_Natural Gas_Food Prep Other_E1 | F1 | Commercial | Restaurant | Existing | Food Preparation | Natural Gas | Food Prep Other | E1 | Participant - Cost of Equipment | 0.07225 | 0.07225 | 0.07225 | 0.07225 | 0.07225 | 0.07225 | 0.07225 | 0.07225 | 0.07225 | 0.07225 | 0.07225 | 0.07225 | 0.07225 | 0.07225 | 0.07225 | 0.07225 | 0.07225 | 0.07225 | 0.07225 | 0.07225 | 0.07225 | 0.07225 | 0 | 0 | 0 | 0 | 0 | 0 | 0 | 0
F1_Commercial_Restaurant_Existing_Food Preparation_Natural Gas_Food Prep Other_E2 | F1 | Commercial | Restaurant | Existing | Food Preparation | Natural Gas | Food Prep Other | E2 | Participant - Cost of Equipment | 0.072322 | 0.072322 | 0.072322 | 0.072322 | 0.072322 | 0.072322 | 0.072322 | 0.072322 | 0.072322 | 0.072322 | 0.072322 | 0.072322 | 0.072322 | 0.072322 | 0.072322 | 0.072322 | 0.072322 | 0.072322 | 0.072322 | 0.072322 | 0.072322 | 0.072322 | 0 | 0 | 0 | 0 | 0 | 0 | 0 | 0
F1_Commercial_Restaurant_Existing_Food Preparation_Natural Gas_Food Prep Other_E3 | F1 | Commercial | Restaurant | Existing | Food Preparation | Natural Gas | Food Prep Other | E3 | Participant - Cost of Equipment | 0 | 0 | 0 | 0 | 0 | 0 | 0 | 0 | 0 | 0 | 0 | 0 | 0 | 0 | 0 | 0 | 0 | 0 | 0 | 0 | 0 | 0 | 0 | 0 | 0 | 0 | 0 | 0 | 0 | 0
F1_Commercial_Restaurant_Existing_Food Preparation_Natural Gas_Food Prep Other_E4 | F1 | Commercial | Restaurant | Existing | Food Preparation | Natural Gas | Food Prep Other | E4 | Participant - Cost of Equipment | 0 | 0 | 0 | 0 | 0 | 0 | 0 | 0 | 0 | 0 | 0 | 0 | 0 | 0 | 0 | 0 | 0 | 0 | 0 | 0 | 0 | 0 | 0 | 0 | 0 | 0 | 0 | 0 | 0 | 0
F1_Commercial_Restaurant_Existing_Food Preparation_Natural Gas_Food Prep Other_E5 | F1 | Commercial | Restaurant | Existing | Food Preparation | Natural Gas | Food Prep Other | E5 | Participant - Cost of Equipment | 0 | 0 | 0 | 0 | 0 | 0 | 0 | 0 | 0 | 0 | 0 | 0 | 0 | 0 | 0 | 0 | 0 | 0 | 0 | 0 | 0 | 0 | 0 | 0 | 0 | 0 | 0 | 0 | 0 | 0
F1_Commercial_Restaurant_Existing_Food Preparation_Natural Gas_Food Prep Other_E6 | F1 | Commercial | Restaurant | Existing | Food Preparation | Natural Gas | Food Prep Other | E6 | Participant - Cost of Equipment | 0 | 0 | 0 | 0 | 0 | 0 | 0 | 0 | 0 | 0 | 0 | 0 | 0 | 0 | 0 | 0 | 0 | 0 | 0 | 0 | 0 | 0 | 0 | 0 | 0 | 0 | 0 | 0 | 0 | 0
F1_Commercial_Restaurant_Existing_Food Preparation_Natural Gas_Food Prep Other_E7 | F1 | Commercial | Restaurant | Existing | Food Preparation | Natural Gas | Food Prep Other | E7 | Participant - Cost of Equipment | 0 | 0 | 0 | 0 | 0 | 0 | 0 | 0 | 0 | 0 | 0 | 0 | 0 | 0 | 0 | 0 | 0 | 0 | 0 | 0 | 0 | 0 | 0 | 0 | 0 | 0 | 0 | 0 | 0 | 0
F1_Commercial_Restaurant_Existing_Food Preparation_Natural Gas_Food Prep Other_E8 | F1 | Commercial | Restaurant | Existing | Food Preparation | Natural Gas | Food Prep Other | E8 | Participant - Cost of Equipment | 0 | 0 | 0 | 0 | 0 | 0 | 0 | 0 | 0 | 0 | 0 | 0 | 0 | 0 | 0 | 0 | 0 | 0 | 0 | 0 | 0 | 0 | 0 | 0 | 0 | 0 | 0 | 0 | 0 | 0
F1_Commercial_Restaurant_Existing_Food Preparation_Natural Gas_Food Prep Other_E9 | F1 | Commercial | Restaurant | Existing | Food Preparation | Natural Gas | Food Prep Other | E9 | Participant - Cost of Equipment | 0 | 0 | 0 | 0 | 0 | 0 | 0 | 0 | 0 | 0 | 0 | 0 | 0 | 0 | 0 | 0 | 0 | 0 | 0 | 0 | 0 | 0 | 0 | 0 | 0 | 0 | 0 | 0 | 0 | 0
F1_Commercial_Restaurant_Existing_Food Preparation_Natural Gas_Food Prep Other_E10 | F1 | Commercial | Restaurant | Existing | Food Preparation | Natural Gas | Food Prep Other | E10 | Participant - Cost of Equipment | 0 | 0 | 0 | 0 | 0 | 0 | 0 | 0 | 0 | 0 | 0 | 0 | 0 | 0 | 0 | 0 | 0 | 0 | 0 | 0 | 0 | 0 | 0 | 0 | 0 | 0 | 0 | 0 | 0 | 0
F2_Commercial_Restaurant_Existing_Food Preparation_Natural Gas_Food Prep Other_E1 | F2 | Commercial | Restaurant | Existing | Food Preparation | Natural Gas | Food Prep Other | E1 | Participant - Cost of Operation | 0.78657 | 0.79182 | 0.79861 | 0.81172 | 0.82993 | 0.85183 | 0.87172 | 0.88876 | 0.90494 | 0.92146 | 0.93915 | 0.9564 | 0.97271 | 0.98914 | 1.0037 | 1.0174 | 1.0323 | 1.0472 | 1.0622 | 1.0772 | 1.092 | 1.1063 | 0 | 0 | 0 | 0 | 0 | 0 | 0 | 0
F2_Commercial_Restaurant_Existing_Food Preparation_Natural Gas_Food Prep Other_E2 | F2 | Commercial | Restaurant | Existing | Food Preparation | Natural Gas | Food Prep Other | E2 | Participant - Cost of Operation | 0.78657 | 0.79181 | 0.7986 | 0.81172 | 0.82992 | 0.85183 | 0.87172 | 0.88876 | 0.90493 | 0.92145 | 0.93914 | 0.95639 | 0.97271 | 0.98914 | 1.0037 | 1.0174 | 1.0323 | 1.0472 | 1.0622 | 1.0772 | 1.0919 | 1.1063 | 0 | 0 | 0 | 0 | 0 | 0 | 0 | 0
F2_Commercial_Restaurant_Existing_Food Preparation_Natural Gas_Food Prep Other_E3 | F2 | Commercial | Restaurant | Existing | Food Preparation | Natural Gas | Food Prep Other | E3 | Participant - Cost of Operation | 0 | 0 | 0 | 0 | 0 | 0 | 0 | 0 | 0 | 0 | 0 | 0 | 0 | 0 | 0 | 0 | 0 | 0 | 0 | 0 | 0 | 0 | 0 | 0 | 0 | 0 | 0 | 0 | 0 | 0
F2_Commercial_Restaurant_Existing_Food Preparation_Natural Gas_Food Prep Other_E4 | F2 | Commercial | Restaurant | Existing | Food Preparation | Natural Gas | Food Prep Other | E4 | Participant - Cost of Operation | 0 | 0 | 0 | 0 | 0 | 0 | 0 | 0 | 0 | 0 | 0 | 0 | 0 | 0 | 0 | 0 | 0 | 0 | 0 | 0 | 0 | 0 | 0 | 0 | 0 | 0 | 0 | 0 | 0 | 0
F2_Commercial_Restaurant_Existing_Food Preparation_Natural Gas_Food Prep Other_E5 | F2 | Commercial | Restaurant | Existing | Food Preparation | Natural Gas | Food Prep Other | E5 | Participant - Cost of Operation | 0 | 0 | 0 | 0 | 0 | 0 | 0 | 0 | 0 | 0 | 0 | 0 | 0 | 0 | 0 | 0 | 0 | 0 | 0 | 0 | 0 | 0 | 0 | 0 | 0 | 0 | 0 | 0 | 0 | 0
F2_Commercial_Restaurant_Existing_Food Preparation_Natural Gas_Food Prep Other_E6 | F2 | Commercial | Restaurant | Existing | Food Preparation | Natural Gas | Food Prep Other | E6 | Participant - Cost of Operation | 0 | 0 | 0 | 0 | 0 | 0 | 0 | 0 | 0 | 0 | 0 | 0 | 0 | 0 | 0 | 0 | 0 | 0 | 0 | 0 | 0 | 0 | 0 | 0 | 0 | 0 | 0 | 0 | 0 | 0
F2_Commercial_Restaurant_Existing_Food Preparation_Natural Gas_Food Prep Other_E7 | F2 | Commercial | Restaurant | Existing | Food Preparation | Natural Gas | Food Prep Other | E7 | Participant - Cost of Operation | 0 | 0 | 0 | 0 | 0 | 0 | 0 | 0 | 0 | 0 | 0 | 0 | 0 | 0 | 0 | 0 | 0 | 0 | 0 | 0 | 0 | 0 | 0 | 0 | 0 | 0 | 0 | 0 | 0 | 0
F2_Commercial_Restaurant_Existing_Food Preparation_Natural Gas_Food Prep Other_E8 | F2 | Commercial | Restaurant | Existing | Food Preparation | Natural Gas | Food Prep Other | E8 | Participant - Cost of Operation | 0 | 0 | 0 | 0 | 0 | 0 | 0 | 0 | 0 | 0 | 0 | 0 | 0 | 0 | 0 | 0 | 0 | 0 | 0 | 0 | 0 | 0 | 0 | 0 | 0 | 0 | 0 | 0 | 0 | 0
F2_Commercial_Restaurant_Existing_Food Preparation_Natural Gas_Food Prep Other_E9 | F2 | Commercial | Restaurant | Existing | Food Preparation | Natural Gas | Food Prep Other | E9 | Participant - Cost of Operation | 0 | 0 | 0 | 0 | 0 | 0 | 0 | 0 | 0 | 0 | 0 | 0 | 0 | 0 | 0 | 0 | 0 | 0 | 0 | 0 | 0 | 0 | 0 | 0 | 0 | 0 | 0 | 0 | 0 | 0
F2_Commercial_Restaurant_Existing_Food Preparation_Natural Gas_Food Prep Other_E10 | F2 | Commercial | Restaurant | Existing | Food Preparation | Natural Gas | Food Prep Other | E10 | Participant - Cost of Operation | 0 | 0 | 0 | 0 | 0 | 0 | 0 | 0 | 0 | 0 | 0 | 0 | 0 | 0 | 0 | 0 | 0 | 0 | 0 | 0 | 0 | 0 | 0 | 0 | 0 | 0 | 0 | 0 | 0 | 0
F3_Commercial_Restaurant_Existing_Food Preparation_Natural Gas_Food Prep Other_E1 | F3 | Commercial | Restaurant | Existing | Food Preparation | Natural Gas | Food Prep Other | E1 | System - kBTUs of Conusmption | 74.5272 | 74.7276 | 74.9701 | 75.5992 | 76.1474 | 76.6119 | 76.9648 | 77.3123 | 77.6311 | 77.9217 | 78.1639 | 78.3112 | 78.3424 | 78.2578 | 78.0254 | 77.7062 | 77.363 | 76.9963 | 76.5773 | 76.1738 | 75.7549 | 75.3244 | 0 | 0 | 0 | 0 | 0 | 0 | 0 | 0
F3_Commercial_Restaurant_Existing_Food Preparation_Natural Gas_Food Prep Other_E2 | F3 | Commercial | Restaurant | Existing | Food Preparation | Natural Gas | Food Prep Other | E2 | System - kBTUs of Conusmption | 74.5267 | 74.7271 | 74.9695 | 75.5987 | 76.1468 | 76.6114 | 76.9642 | 77.3117 | 77.6306 | 77.9212 | 78.1633 | 78.3107 | 78.3418 | 78.2573 | 78.0248 | 77.7056 | 77.3625 | 76.9958 | 76.5768 | 76.1733 | 75.7544 | 75.3239 | 0 | 0 | 0 | 0 | 0 | 0 | 0 | 0
F3_Commercial_Restaurant_Existing_Food Preparation_Natural Gas_Food Prep Other_E3 | F3 | Commercial | Restaurant | Existing | Food Preparation | Natural Gas | Food Prep Other | E3 | System - kBTUs of Conusmption | 0 | 0 | 0 | 0 | 0 | 0 | 0 | 0 | 0 | 0 | 0 | 0 | 0 | 0 | 0 | 0 | 0 | 0 | 0 | 0 | 0 | 0 | 0 | 0 | 0 | 0 | 0 | 0 | 0 | 0
F3_Commercial_Restaurant_Existing_Food Preparation_Natural Gas_Food Prep Other_E4 | F3 | Commercial | Restaurant | Existing | Food Preparation | Natural Gas | Food Prep Other | E4 | System - kBTUs of Conusmption | 0 | 0 | 0 | 0 | 0 | 0 | 0 | 0 | 0 | 0 | 0 | 0 | 0 | 0 | 0 | 0 | 0 | 0 | 0 | 0 | 0 | 0 | 0 | 0 | 0 | 0 | 0 | 0 | 0 | 0
F3_Commercial_Restaurant_Existing_Food Preparation_Natural Gas_Food Prep Other_E5 | F3 | Commercial | Restaurant | Existing | Food Preparation | Natural Gas | Food Prep Other | E5 | System - kBTUs of Conusmption | 0 | 0 | 0 | 0 | 0 | 0 | 0 | 0 | 0 | 0 | 0 | 0 | 0 | 0 | 0 | 0 | 0 | 0 | 0 | 0 | 0 | 0 | 0 | 0 | 0 | 0 | 0 | 0 | 0 | 0
F3_Commercial_Restaurant_Existing_Food Preparation_Natural Gas_Food Prep Other_E6 | F3 | Commercial | Restaurant | Existing | Food Preparation | Natural Gas | Food Prep Other | E6 | System - kBTUs of Conusmption | 0 | 0 | 0 | 0 | 0 | 0 | 0 | 0 | 0 | 0 | 0 | 0 | 0 | 0 | 0 | 0 | 0 | 0 | 0 | 0 | 0 | 0 | 0 | 0 | 0 | 0 | 0 | 0 | 0 | 0
F3_Commercial_Restaurant_Existing_Food Preparation_Natural Gas_Food Prep Other_E7 | F3 | Commercial | Restaurant | Existing | Food Preparation | Natural Gas | Food Prep Other | E7 | System - kBTUs of Conusmption | 0 | 0 | 0 | 0 | 0 | 0 | 0 | 0 | 0 | 0 | 0 | 0 | 0 | 0 | 0 | 0 | 0 | 0 | 0 | 0 | 0 | 0 | 0 | 0 | 0 | 0 | 0 | 0 | 0 | 0
F3_Commercial_Restaurant_Existing_Food Preparation_Natural Gas_Food Prep Other_E8 | F3 | Commercial | Restaurant | Existing | Food Preparation | Natural Gas | Food Prep Other | E8 | System - kBTUs of Conusmption | 0 | 0 | 0 | 0 | 0 | 0 | 0 | 0 | 0 | 0 | 0 | 0 | 0 | 0 | 0 | 0 | 0 | 0 | 0 | 0 | 0 | 0 | 0 | 0 | 0 | 0 | 0 | 0 | 0 | 0
F3_Commercial_Restaurant_Existing_Food Preparation_Natural Gas_Food Prep Other_E9 | F3 | Commercial | Restaurant | Existing | Food Preparation | Natural Gas | Food Prep Other | E9 | System - kBTUs of Conusmption | 0 | 0 | 0 | 0 | 0 | 0 | 0 | 0 | 0 | 0 | 0 | 0 | 0 | 0 | 0 | 0 | 0 | 0 | 0 | 0 | 0 | 0 | 0 | 0 | 0 | 0 | 0 | 0 | 0 | 0
F3_Commercial_Restaurant_Existing_Food Preparation_Natural Gas_Food Prep Other_E10 | F3 | Commercial | Restaurant | Existing | Food Preparation | Natural Gas | Food Prep Other | E10 | System - kBTUs of Conusmption | 0 | 0 | 0 | 0 | 0 | 0 | 0 | 0 | 0 | 0 | 0 | 0 | 0 | 0 | 0 | 0 | 0 | 0 | 0 | 0 | 0 | 0 | 0 | 0 | 0 | 0 | 0 | 0 | 0 | 0
F4_Commercial_Restaurant_Existing_Food Preparation_Natural Gas_Food Prep Other_E1 | F4 | Commercial | Restaurant | Existing | Food Preparation | Natural Gas | Food Prep Other | E1 | Utility - Cost of Equipment | 0.07225 | 0.07225 | 0.07225 | 0.07225 | 0.07225 | 0.07225 | 0.07225 | 0.07225 | 0.07225 | 0.07225 | 0.07225 | 0.07225 | 0.07225 | 0.07225 | 0.07225 | 0.07225 | 0.07225 | 0.07225 | 0.07225 | 0.07225 | 0.07225 | 0.07225 | 0 | 0 | 0 | 0 | 0 | 0 | 0 | 0
F4_Commercial_Restaurant_Existing_Food Preparation_Natural Gas_Food Prep Other_E2 | F4 | Commercial | Restaurant | Existing | Food Preparation | Natural Gas | Food Prep Other | E2 | Utility - Cost of Equipment | 0.072322 | 0.072322 | 0.072322 | 0.072322 | 0.072322 | 0.072322 | 0.072322 | 0.072322 | 0.072322 | 0.072322 | 0.072322 | 0.072322 | 0.072322 | 0.072322 | 0.072322 | 0.072322 | 0.072322 | 0.072322 | 0.072322 | 0.072322 | 0.072322 | 0.072322 | 0 | 0 | 0 | 0 | 0 | 0 | 0 | 0
F4_Commercial_Restaurant_Existing_Food Preparation_Natural Gas_Food Prep Other_E3 | F4 | Commercial | Restaurant | Existing | Food Preparation | Natural Gas | Food Prep Other | E3 | Utility - Cost of Equipment | 0 | 0 | 0 | 0 | 0 | 0 | 0 | 0 | 0 | 0 | 0 | 0 | 0 | 0 | 0 | 0 | 0 | 0 | 0 | 0 | 0 | 0 | 0 | 0 | 0 | 0 | 0 | 0 | 0 | 0
F4_Commercial_Restaurant_Existing_Food Preparation_Natural Gas_Food Prep Other_E4 | F4 | Commercial | Restaurant | Existing | Food Preparation | Natural Gas | Food Prep Other | E4 | Utility - Cost of Equipment | 0 | 0 | 0 | 0 | 0 | 0 | 0 | 0 | 0 | 0 | 0 | 0 | 0 | 0 | 0 | 0 | 0 | 0 | 0 | 0 | 0 | 0 | 0 | 0 | 0 | 0 | 0 | 0 | 0 | 0
F4_Commercial_Restaurant_Existing_Food Preparation_Natural Gas_Food Prep Other_E5 | F4 | Commercial | Restaurant | Existing | Food Preparation | Natural Gas | Food Prep Other | E5 | Utility - Cost of Equipment | 0 | 0 | 0 | 0 | 0 | 0 | 0 | 0 | 0 | 0 | 0 | 0 | 0 | 0 | 0 | 0 | 0 | 0 | 0 | 0 | 0 | 0 | 0 | 0 | 0 | 0 | 0 | 0 | 0 | 0
F4_Commercial_Restaurant_Existing_Food Preparation_Natural Gas_Food Prep Other_E6 | F4 | Commercial | Restaurant | Existing | Food Preparation | Natural Gas | Food Prep Other | E6 | Utility - Cost of Equipment | 0 | 0 | 0 | 0 | 0 | 0 | 0 | 0 | 0 | 0 | 0 | 0 | 0 | 0 | 0 | 0 | 0 | 0 | 0 | 0 | 0 | 0 | 0 | 0 | 0 | 0 | 0 | 0 | 0 | 0
F4_Commercial_Restaurant_Existing_Food Preparation_Natural Gas_Food Prep Other_E7 | F4 | Commercial | Restaurant | Existing | Food Preparation | Natural Gas | Food Prep Other | E7 | Utility - Cost of Equipment | 0 | 0 | 0 | 0 | 0 | 0 | 0 | 0 | 0 | 0 | 0 | 0 | 0 | 0 | 0 | 0 | 0 | 0 | 0 | 0 | 0 | 0 | 0 | 0 | 0 | 0 | 0 | 0 | 0 | 0
F4_Commercial_Restaurant_Existing_Food Preparation_Natural Gas_Food Prep Other_E8 | F4 | Commercial | Restaurant | Existing | Food Preparation | Natural Gas | Food Prep Other | E8 | Utility - Cost of Equipment | 0 | 0 | 0 | 0 | 0 | 0 | 0 | 0 | 0 | 0 | 0 | 0 | 0 | 0 | 0 | 0 | 0 | 0 | 0 | 0 | 0 | 0 | 0 | 0 | 0 | 0 | 0 | 0 | 0 | 0
F4_Commercial_Restaurant_Existing_Food Preparation_Natural Gas_Food Prep Other_E9 | F4 | Commercial | Restaurant | Existing | Food Preparation | Natural Gas | Food Prep Other | E9 | Utility - Cost of Equipment | 0 | 0 | 0 | 0 | 0 | 0 | 0 | 0 | 0 | 0 | 0 | 0 | 0 | 0 | 0 | 0 | 0 | 0 | 0 | 0 | 0 | 0 | 0 | 0 | 0 | 0 | 0 | 0 | 0 | 0
F4_Commercial_Restaurant_Existing_Food Preparation_Natural Gas_Food Prep Other_E10 | F4 | Commercial | Restaurant | Existing | Food Preparation | Natural Gas | Food Prep Other | E10 | Utility - Cost of Equipment | 0 | 0 | 0 | 0 | 0 | 0 | 0 | 0 | 0 | 0 | 0 | 0 | 0 | 0 | 0 | 0 | 0 | 0 | 0 | 0 | 0 | 0 | 0 | 0 | 0 | 0 | 0 | 0 | 0 | 0
F5_Commercial_Restaurant_Existing_Food Preparation_Natural Gas_Food Prep Other_E1 | F5 | Commercial | Restaurant | Existing | Food Preparation | Natural Gas | Food Prep Other | E1 | Utility - Cost of Operation | 0.65654 | 0.66091 | 0.66658 | 0.67753 | 0.69272 | 0.71101 | 0.72761 | 0.74183 | 0.75533 | 0.76912 | 0.78389 | 0.79829 | 0.8119 | 0.82562 | 0.83774 | 0.84921 | 0.86162 | 0.87408 | 0.88661 | 0.89914 | 0.91143 | 0.92343 | 0 | 0 | 0 | 0 | 0 | 0 | 0 | 0
F5_Commercial_Restaurant_Existing_Food Preparation_Natural Gas_Food Prep Other_E2 | F5 | Commercial | Restaurant | Existing | Food Preparation | Natural Gas | Food Prep Other | E2 | Utility - Cost of Operation | 0.65653 | 0.66091 | 0.66658 | 0.67752 | 0.69272 | 0.711 | 0.7276 | 0.74183 | 0.75533 | 0.76912 | 0.78388 | 0.79828 | 0.8119 | 0.82561 | 0.83773 | 0.8492 | 0.86162 | 0.87408 | 0.8866 | 0.89913 | 0.91143 | 0.92343 | 0 | 0 | 0 | 0 | 0 | 0 | 0 | 0
F5_Commercial_Restaurant_Existing_Food Preparation_Natural Gas_Food Prep Other_E3 | F5 | Commercial | Restaurant | Existing | Food Preparation | Natural Gas | Food Prep Other | E3 | Utility - Cost of Operation | 0 | 0 | 0 | 0 | 0 | 0 | 0 | 0 | 0 | 0 | 0 | 0 | 0 | 0 | 0 | 0 | 0 | 0 | 0 | 0 | 0 | 0 | 0 | 0 | 0 | 0 | 0 | 0 | 0 | 0
F5_Commercial_Restaurant_Existing_Food Preparation_Natural Gas_Food Prep Other_E4 | F5 | Commercial | Restaurant | Existing | Food Preparation | Natural Gas | Food Prep Other | E4 | Utility - Cost of Operation | 0 | 0 | 0 | 0 | 0 | 0 | 0 | 0 | 0 | 0 | 0 | 0 | 0 | 0 | 0 | 0 | 0 | 0 | 0 | 0 | 0 | 0 | 0 | 0 | 0 | 0 | 0 | 0 | 0 | 0
F5_Commercial_Restaurant_Existing_Food Preparation_Natural Gas_Food Prep Other_E5 | F5 | Commercial | Restaurant | Existing | Food Preparation | Natural Gas | Food Prep Other | E5 | Utility - Cost of Operation | 0 | 0 | 0 | 0 | 0 | 0 | 0 | 0 | 0 | 0 | 0 | 0 | 0 | 0 | 0 | 0 | 0 | 0 | 0 | 0 | 0 | 0 | 0 | 0 | 0 | 0 | 0 | 0 | 0 | 0
F5_Commercial_Restaurant_Existing_Food Preparation_Natural Gas_Food Prep Other_E6 | F5 | Commercial | Restaurant | Existing | Food Preparation | Natural Gas | Food Prep Other | E6 | Utility - Cost of Operation | 0 | 0 | 0 | 0 | 0 | 0 | 0 | 0 | 0 | 0 | 0 | 0 | 0 | 0 | 0 | 0 | 0 | 0 | 0 | 0 | 0 | 0 | 0 | 0 | 0 | 0 | 0 | 0 | 0 | 0
F5_Commercial_Restaurant_Existing_Food Preparation_Natural Gas_Food Prep Other_E7 | F5 | Commercial | Restaurant | Existing | Food Preparation | Natural Gas | Food Prep Other | E7 | Utility - Cost of Operation | 0 | 0 | 0 | 0 | 0 | 0 | 0 | 0 | 0 | 0 | 0 | 0 | 0 | 0 | 0 | 0 | 0 | 0 | 0 | 0 | 0 | 0 | 0 | 0 | 0 | 0 | 0 | 0 | 0 | 0
F5_Commercial_Restaurant_Existing_Food Preparation_Natural Gas_Food Prep Other_E8 | F5 | Commercial | Restaurant | Existing | Food Preparation | Natural Gas | Food Prep Other | E8 | Utility - Cost of Operation | 0 | 0 | 0 | 0 | 0 | 0 | 0 | 0 | 0 | 0 | 0 | 0 | 0 | 0 | 0 | 0 | 0 | 0 | 0 | 0 | 0 | 0 | 0 | 0 | 0 | 0 | 0 | 0 | 0 | 0
F5_Commercial_Restaurant_Existing_Food Preparation_Natural Gas_Food Prep Other_E9 | F5 | Commercial | Restaurant | Existing | Food Preparation | Natural Gas | Food Prep Other | E9 | Utility - Cost of Operation | 0 | 0 | 0 | 0 | 0 | 0 | 0 | 0 | 0 | 0 | 0 | 0 | 0 | 0 | 0 | 0 | 0 | 0 | 0 | 0 | 0 | 0 | 0 | 0 | 0 | 0 | 0 | 0 | 0 | 0
F5_Commercial_Restaurant_Existing_Food Preparation_Natural Gas_Food Prep Other_E10 | F5 | Commercial | Restaurant | Existing | Food Preparation | Natural Gas | Food Prep Other | E10 | Utility - Cost of Operation | 0 | 0 | 0 | 0 | 0 | 0 | 0 | 0 | 0 | 0 | 0 | 0 | 0 | 0 | 0 | 0 | 0 | 0 | 0 | 0 | 0 | 0 | 0 | 0 | 0 | 0 | 0 | 0 | 0 | 0
F6_Commercial_Restaurant_Existing_Food Preparation_Natural Gas_Food Prep Other_E1 | F6 | Commercial | Restaurant | Existing | Food Preparation | Natural Gas | Food Prep Other | E1 | Utility - Value of Sales | 0.78657 | 0.79182 | 0.79861 | 0.81172 | 0.82993 | 0.85183 | 0.87172 | 0.88876 | 0.90494 | 0.92146 | 0.93915 | 0.9564 | 0.97271 | 0.98914 | 1.0037 | 1.0174 | 1.0323 | 1.0472 | 1.0622 | 1.0772 | 1.092 | 1.1063 | 0 | 0 | 0 | 0 | 0 | 0 | 0 | 0
F6_Commercial_Restaurant_Existing_Food Preparation_Natural Gas_Food Prep Other_E2 | F6 | Commercial | Restaurant | Existing | Food Preparation | Natural Gas | Food Prep Other | E2 | Utility - Value of Sales | 0.78657 | 0.79181 | 0.7986 | 0.81172 | 0.82992 | 0.85183 | 0.87172 | 0.88876 | 0.90493 | 0.92145 | 0.93914 | 0.95639 | 0.97271 | 0.98914 | 1.0037 | 1.0174 | 1.0323 | 1.0472 | 1.0622 | 1.0772 | 1.0919 | 1.1063 | 0 | 0 | 0 | 0 | 0 | 0 | 0 | 0
F6_Commercial_Restaurant_Existing_Food Preparation_Natural Gas_Food Prep Other_E3 | F6 | Commercial | Restaurant | Existing | Food Preparation | Natural Gas | Food Prep Other | E3 | Utility - Value of Sales | 0 | 0 | 0 | 0 | 0 | 0 | 0 | 0 | 0 | 0 | 0 | 0 | 0 | 0 | 0 | 0 | 0 | 0 | 0 | 0 | 0 | 0 | 0 | 0 | 0 | 0 | 0 | 0 | 0 | 0
F6_Commercial_Restaurant_Existing_Food Preparation_Natural Gas_Food Prep Other_E4 | F6 | Commercial | Restaurant | Existing | Food Preparation | Natural Gas | Food Prep Other | E4 | Utility - Value of Sales | 0 | 0 | 0 | 0 | 0 | 0 | 0 | 0 | 0 | 0 | 0 | 0 | 0 | 0 | 0 | 0 | 0 | 0 | 0 | 0 | 0 | 0 | 0 | 0 | 0 | 0 | 0 | 0 | 0 | 0
F6_Commercial_Restaurant_Existing_Food Preparation_Natural Gas_Food Prep Other_E5 | F6 | Commercial | Restaurant | Existing | Food Preparation | Natural Gas | Food Prep Other | E5 | Utility - Value of Sales | 0 | 0 | 0 | 0 | 0 | 0 | 0 | 0 | 0 | 0 | 0 | 0 | 0 | 0 | 0 | 0 | 0 | 0 | 0 | 0 | 0 | 0 | 0 | 0 | 0 | 0 | 0 | 0 | 0 | 0
F6_Commercial_Restaurant_Existing_Food Preparation_Natural Gas_Food Prep Other_E6 | F6 | Commercial | Restaurant | Existing | Food Preparation | Natural Gas | Food Prep Other | E6 | Utility - Value of Sales | 0 | 0 | 0 | 0 | 0 | 0 | 0 | 0 | 0 | 0 | 0 | 0 | 0 | 0 | 0 | 0 | 0 | 0 | 0 | 0 | 0 | 0 | 0 | 0 | 0 | 0 | 0 | 0 | 0 | 0
F6_Commercial_Restaurant_Existing_Food Preparation_Natural Gas_Food Prep Other_E7 | F6 | Commercial | Restaurant | Existing | Food Preparation | Natural Gas | Food Prep Other | E7 | Utility - Value of Sales | 0 | 0 | 0 | 0 | 0 | 0 | 0 | 0 | 0 | 0 | 0 | 0 | 0 | 0 | 0 | 0 | 0 | 0 | 0 | 0 | 0 | 0 | 0 | 0 | 0 | 0 | 0 | 0 | 0 | 0
F6_Commercial_Restaurant_Existing_Food Preparation_Natural Gas_Food Prep Other_E8 | F6 | Commercial | Restaurant | Existing | Food Preparation | Natural Gas | Food Prep Other | E8 | Utility - Value of Sales | 0 | 0 | 0 | 0 | 0 | 0 | 0 | 0 | 0 | 0 | 0 | 0 | 0 | 0 | 0 | 0 | 0 | 0 | 0 | 0 | 0 | 0 | 0 | 0 | 0 | 0 | 0 | 0 | 0 | 0
F6_Commercial_Restaurant_Existing_Food Preparation_Natural Gas_Food Prep Other_E9 | F6 | Commercial | Restaurant | Existing | Food Preparation | Natural Gas | Food Prep Other | E9 | Utility - Value of Sales | 0 | 0 | 0 | 0 | 0 | 0 | 0 | 0 | 0 | 0 | 0 | 0 | 0 | 0 | 0 | 0 | 0 | 0 | 0 | 0 | 0 | 0 | 0 | 0 | 0 | 0 | 0 | 0 | 0 | 0
F6_Commercial_Restaurant_Existing_Food Preparation_Natural Gas_Food Prep Other_E10 | F6 | Commercial | Restaurant | Existing | Food Preparation | Natural Gas | Food Prep Other | E10 | Utility - Value of Sales | 0 | 0 | 0 | 0 | 0 | 0 | 0 | 0 | 0 | 0 | 0 | 0 | 0 | 0 | 0 | 0 | 0 | 0 | 0 | 0 | 0 | 0 | 0 | 0 | 0 | 0 | 0 | 0 | 0 | 0
F1_Commercial_Restaurant_Existing_Miscellaneous_Natural Gas_Pool Heater_E1 | F1 | Commercial | Restaurant | Existing | Miscellaneous | Natural Gas | Pool Heater | E1 | Participant - Cost of Equipment | 0.00013336 | 0.00013336 | 0.00013336 | 0.00013336 | 0.00013336 | 0.00013336 | 0.00013336 | 0.00013336 | 0.00013336 | 0.00013336 | 0.00013336 | 0.00013336 | 0.00013336 | 0.00013336 | 0.00013336 | 0.00013336 | 0.00013336 | 0.00013336 | 0.00013336 | 0.00013336 | 0.00013336 | 0.00013336 | 0 | 0 | 0 | 0 | 0 | 0 | 0 | 0
F1_Commercial_Restaurant_Existing_Miscellaneous_Natural Gas_Pool Heater_E2 | F1 | Commercial | Restaurant | Existing | Miscellaneous | Natural Gas | Pool Heater | E2 | Participant - Cost of Equipment | 0.00021836 | 0.00021836 | 0.00021836 | 0.00021836 | 0.00021836 | 0.00021836 | 0.00021836 | 0.00021836 | 0.00021836 | 0.00021836 | 0.00021836 | 0.00021836 | 0.00021836 | 0.00021836 | 0.00021836 | 0.00021836 | 0.00021836 | 0.00021836 | 0.00021836 | 0.00021836 | 0.00021836 | 0.00021836 | 0 | 0 | 0 | 0 | 0 | 0 | 0 | 0
F1_Commercial_Restaurant_Existing_Miscellaneous_Natural Gas_Pool Heater_E3 | F1 | Commercial | Restaurant | Existing | Miscellaneous | Natural Gas | Pool Heater | E3 | Participant - Cost of Equipment | 0 | 0 | 0 | 0 | 0 | 0 | 0 | 0 | 0 | 0 | 0 | 0 | 0 | 0 | 0 | 0 | 0 | 0 | 0 | 0 | 0 | 0 | 0 | 0 | 0 | 0 | 0 | 0 | 0 | 0
F1_Commercial_Restaurant_Existing_Miscellaneous_Natural Gas_Pool Heater_E4 | F1 | Commercial | Restaurant | Existing | Miscellaneous | Natural Gas | Pool Heater | E4 | Participant - Cost of Equipment | 0 | 0 | 0 | 0 | 0 | 0 | 0 | 0 | 0 | 0 | 0 | 0 | 0 | 0 | 0 | 0 | 0 | 0 | 0 | 0 | 0 | 0 | 0 | 0 | 0 | 0 | 0 | 0 | 0 | 0
F1_Commercial_Restaurant_Existing_Miscellaneous_Natural Gas_Pool Heater_E5 | F1 | Commercial | Restaurant | Existing | Miscellaneous | Natural Gas | Pool Heater | E5 | Participant - Cost of Equipment | 0 | 0 | 0 | 0 | 0 | 0 | 0 | 0 | 0 | 0 | 0 | 0 | 0 | 0 | 0 | 0 | 0 | 0 | 0 | 0 | 0 | 0 | 0 | 0 | 0 | 0 | 0 | 0 | 0 | 0
F1_Commercial_Restaurant_Existing_Miscellaneous_Natural Gas_Pool Heater_E6 | F1 | Commercial | Restaurant | Existing | Miscellaneous | Natural Gas | Pool Heater | E6 | Participant - Cost of Equipment | 0 | 0 | 0 | 0 | 0 | 0 | 0 | 0 | 0 | 0 | 0 | 0 | 0 | 0 | 0 | 0 | 0 | 0 | 0 | 0 | 0 | 0 | 0 | 0 | 0 | 0 | 0 | 0 | 0 | 0
F1_Commercial_Restaurant_Existing_Miscellaneous_Natural Gas_Pool Heater_E7 | F1 | Commercial | Restaurant | Existing | Miscellaneous | Natural Gas | Pool Heater | E7 | Participant - Cost of Equipment | 0 | 0 | 0 | 0 | 0 | 0 | 0 | 0 | 0 | 0 | 0 | 0 | 0 | 0 | 0 | 0 | 0 | 0 | 0 | 0 | 0 | 0 | 0 | 0 | 0 | 0 | 0 | 0 | 0 | 0
F1_Commercial_Restaurant_Existing_Miscellaneous_Natural Gas_Pool Heater_E8 | F1 | Commercial | Restaurant | Existing | Miscellaneous | Natural Gas | Pool Heater | E8 | Participant - Cost of Equipment | 0 | 0 | 0 | 0 | 0 | 0 | 0 | 0 | 0 | 0 | 0 | 0 | 0 | 0 | 0 | 0 | 0 | 0 | 0 | 0 | 0 | 0 | 0 | 0 | 0 | 0 | 0 | 0 | 0 | 0
F1_Commercial_Restaurant_Existing_Miscellaneous_Natural Gas_Pool Heater_E9 | F1 | Commercial | Restaurant | Existing | Miscellaneous | Natural Gas | Pool Heater | E9 | Participant - Cost of Equipment | 0 | 0 | 0 | 0 | 0 | 0 | 0 | 0 | 0 | 0 | 0 | 0 | 0 | 0 | 0 | 0 | 0 | 0 | 0 | 0 | 0 | 0 | 0 | 0 | 0 | 0 | 0 | 0 | 0 | 0
F1_Commercial_Restaurant_Existing_Miscellaneous_Natural Gas_Pool Heater_E10 | F1 | Commercial | Restaurant | Existing | Miscellaneous | Natural Gas | Pool Heater | E10 | Participant - Cost of Equipment | 0 | 0 | 0 | 0 | 0 | 0 | 0 | 0 | 0 | 0 | 0 | 0 | 0 | 0 | 0 | 0 | 0 | 0 | 0 | 0 | 0 | 0 | 0 | 0 | 0 | 0 | 0 | 0 | 0 | 0
F2_Commercial_Restaurant_Existing_Miscellaneous_Natural Gas_Pool Heater_E1 | F2 | Commercial | Restaurant | Existing | Miscellaneous | Natural Gas | Pool Heater | E1 | Participant - Cost of Operation | 0.00056683 | 0.00056438 | 0.00056486 | 0.00057322 | 0.00058762 | 0.00060611 | 0.00062205 | 0.00063473 | 0.00064619 | 0.00065752 | 0.00066987 | 0.0006824 | 0.00069476 | 0.00070861 | 0.00072177 | 0.00073428 | 0.00074691 | 0.00075822 | 0.00076806 | 0.00077621 | 0.00078385 | 0.0007909 | 0 | 0 | 0 | 0 | 0 | 0 | 0 | 0
F2_Commercial_Restaurant_Existing_Miscellaneous_Natural Gas_Pool Heater_E2 | F2 | Commercial | Restaurant | Existing | Miscellaneous | Natural Gas | Pool Heater | E2 | Participant - Cost of Operation | 0.00048181 | 0.00047972 | 0.00048013 | 0.00048724 | 0.00049948 | 0.0005152 | 0.00052874 | 0.00053952 | 0.00054926 | 0.00055889 | 0.00056939 | 0.00058004 | 0.00059055 | 0.00060232 | 0.0006135 | 0.00062414 | 0.00063487 | 0.00064449 | 0.00065285 | 0.00065978 | 0.00066627 | 0.00067227 | 0 | 0 | 0 | 0 | 0 | 0 | 0 | 0
F2_Commercial_Restaurant_Existing_Miscellaneous_Natural Gas_Pool Heater_E3 | F2 | Commercial | Restaurant | Existing | Miscellaneous | Natural Gas | Pool Heater | E3 | Participant - Cost of Operation | 0 | 0 | 0 | 0 | 0 | 0 | 0 | 0 | 0 | 0 | 0 | 0 | 0 | 0 | 0 | 0 | 0 | 0 | 0 | 0 | 0 | 0 | 0 | 0 | 0 | 0 | 0 | 0 | 0 | 0
F2_Commercial_Restaurant_Existing_Miscellaneous_Natural Gas_Pool Heater_E4 | F2 | Commercial | Restaurant | Existing | Miscellaneous | Natural Gas | Pool Heater | E4 | Participant - Cost of Operation | 0 | 0 | 0 | 0 | 0 | 0 | 0 | 0 | 0 | 0 | 0 | 0 | 0 | 0 | 0 | 0 | 0 | 0 | 0 | 0 | 0 | 0 | 0 | 0 | 0 | 0 | 0 | 0 | 0 | 0
F2_Commercial_Restaurant_Existing_Miscellaneous_Natural Gas_Pool Heater_E5 | F2 | Commercial | Restaurant | Existing | Miscellaneous | Natural Gas | Pool Heater | E5 | Participant - Cost of Operation | 0 | 0 | 0 | 0 | 0 | 0 | 0 | 0 | 0 | 0 | 0 | 0 | 0 | 0 | 0 | 0 | 0 | 0 | 0 | 0 | 0 | 0 | 0 | 0 | 0 | 0 | 0 | 0 | 0 | 0
F2_Commercial_Restaurant_Existing_Miscellaneous_Natural Gas_Pool Heater_E6 | F2 | Commercial | Restaurant | Existing | Miscellaneous | Natural Gas | Pool Heater | E6 | Participant - Cost of Operation | 0 | 0 | 0 | 0 | 0 | 0 | 0 | 0 | 0 | 0 | 0 | 0 | 0 | 0 | 0 | 0 | 0 | 0 | 0 | 0 | 0 | 0 | 0 | 0 | 0 | 0 | 0 | 0 | 0 | 0
F2_Commercial_Restaurant_Existing_Miscellaneous_Natural Gas_Pool Heater_E7 | F2 | Commercial | Restaurant | Existing | Miscellaneous | Natural Gas | Pool Heater | E7 | Participant - Cost of Operation | 0 | 0 | 0 | 0 | 0 | 0 | 0 | 0 | 0 | 0 | 0 | 0 | 0 | 0 | 0 | 0 | 0 | 0 | 0 | 0 | 0 | 0 | 0 | 0 | 0 | 0 | 0 | 0 | 0 | 0
F2_Commercial_Restaurant_Existing_Miscellaneous_Natural Gas_Pool Heater_E8 | F2 | Commercial | Restaurant | Existing | Miscellaneous | Natural Gas | Pool Heater | E8 | Participant - Cost of Operation | 0 | 0 | 0 | 0 | 0 | 0 | 0 | 0 | 0 | 0 | 0 | 0 | 0 | 0 | 0 | 0 | 0 | 0 | 0 | 0 | 0 | 0 | 0 | 0 | 0 | 0 | 0 | 0 | 0 | 0
F2_Commercial_Restaurant_Existing_Miscellaneous_Natural Gas_Pool Heater_E9 | F2 | Commercial | Restaurant | Existing | Miscellaneous | Natural Gas | Pool Heater | E9 | Participant - Cost of Operation | 0 | 0 | 0 | 0 | 0 | 0 | 0 | 0 | 0 | 0 | 0 | 0 | 0 | 0 | 0 | 0 | 0 | 0 | 0 | 0 | 0 | 0 | 0 | 0 | 0 | 0 | 0 | 0 | 0 | 0
F2_Commercial_Restaurant_Existing_Miscellaneous_Natural Gas_Pool Heater_E10 | F2 | Commercial | Restaurant | Existing | Miscellaneous | Natural Gas | Pool Heater | E10 | Participant - Cost of Operation | 0 | 0 | 0 | 0 | 0 | 0 | 0 | 0 | 0 | 0 | 0 | 0 | 0 | 0 | 0 | 0 | 0 | 0 | 0 | 0 | 0 | 0 | 0 | 0 | 0 | 0 | 0 | 0 | 0 | 0
F3_Commercial_Restaurant_Existing_Miscellaneous_Natural Gas_Pool Heater_E1 | F3 | Commercial | Restaurant | Existing | Miscellaneous | Natural Gas | Pool Heater | E1 | System - kBTUs of Conusmption | 0.054491 | 0.054509 | 0.054608 | 0.055199 | 0.055707 | 0.056127 | 0.056423 | 0.056726 | 0.057005 | 0.05726 | 0.057467 | 0.057679 | 0.057872 | 0.058047 | 0.058173 | 0.058206 | 0.058109 | 0.05788 | 0.057481 | 0.056984 | 0.056467 | 0.055937 | 0 | 0 | 0 | 0 | 0 | 0 | 0 | 0
F3_Commercial_Restaurant_Existing_Miscellaneous_Natural Gas_Pool Heater_E2 | F3 | Commercial | Restaurant | Existing | Miscellaneous | Natural Gas | Pool Heater | E2 | System - kBTUs of Conusmption | 0.046317 | 0.046333 | 0.046417 | 0.046919 | 0.047351 | 0.047708 | 0.047959 | 0.048217 | 0.048454 | 0.048671 | 0.048847 | 0.049028 | 0.049191 | 0.04934 | 0.049447 | 0.049475 | 0.049393 | 0.049198 | 0.048859 | 0.048436 | 0.047997 | 0.047546 | 0 | 0 | 0 | 0 | 0 | 0 | 0 | 0
F3_Commercial_Restaurant_Existing_Miscellaneous_Natural Gas_Pool Heater_E3 | F3 | Commercial | Restaurant | Existing | Miscellaneous | Natural Gas | Pool Heater | E3 | System - kBTUs of Conusmption | 0 | 0 | 0 | 0 | 0 | 0 | 0 | 0 | 0 | 0 | 0 | 0 | 0 | 0 | 0 | 0 | 0 | 0 | 0 | 0 | 0 | 0 | 0 | 0 | 0 | 0 | 0 | 0 | 0 | 0
F3_Commercial_Restaurant_Existing_Miscellaneous_Natural Gas_Pool Heater_E4 | F3 | Commercial | Restaurant | Existing | Miscellaneous | Natural Gas | Pool Heater | E4 | System - kBTUs of Conusmption | 0 | 0 | 0 | 0 | 0 | 0 | 0 | 0 | 0 | 0 | 0 | 0 | 0 | 0 | 0 | 0 | 0 | 0 | 0 | 0 | 0 | 0 | 0 | 0 | 0 | 0 | 0 | 0 | 0 | 0
F3_Commercial_Restaurant_Existing_Miscellaneous_Natural Gas_Pool Heater_E5 | F3 | Commercial | Restaurant | Existing | Miscellaneous | Natural Gas | Pool Heater | E5 | System - kBTUs of Conusmption | 0 | 0 | 0 | 0 | 0 | 0 | 0 | 0 | 0 | 0 | 0 | 0 | 0 | 0 | 0 | 0 | 0 | 0 | 0 | 0 | 0 | 0 | 0 | 0 | 0 | 0 | 0 | 0 | 0 | 0
F3_Commercial_Restaurant_Existing_Miscellaneous_Natural Gas_Pool Heater_E6 | F3 | Commercial | Restaurant | Existing | Miscellaneous | Natural Gas | Pool Heater | E6 | System - kBTUs of Conusmption | 0 | 0 | 0 | 0 | 0 | 0 | 0 | 0 | 0 | 0 | 0 | 0 | 0 | 0 | 0 | 0 | 0 | 0 | 0 | 0 | 0 | 0 | 0 | 0 | 0 | 0 | 0 | 0 | 0 | 0
F3_Commercial_Restaurant_Existing_Miscellaneous_Natural Gas_Pool Heater_E7 | F3 | Commercial | Restaurant | Existing | Miscellaneous | Natural Gas | Pool Heater | E7 | System - kBTUs of Conusmption | 0 | 0 | 0 | 0 | 0 | 0 | 0 | 0 | 0 | 0 | 0 | 0 | 0 | 0 | 0 | 0 | 0 | 0 | 0 | 0 | 0 | 0 | 0 | 0 | 0 | 0 | 0 | 0 | 0 | 0
F3_Commercial_Restaurant_Existing_Miscellaneous_Natural Gas_Pool Heater_E8 | F3 | Commercial | Restaurant | Existing | Miscellaneous | Natural Gas | Pool Heater | E8 | System - kBTUs of Conusmption | 0 | 0 | 0 | 0 | 0 | 0 | 0 | 0 | 0 | 0 | 0 | 0 | 0 | 0 | 0 | 0 | 0 | 0 | 0 | 0 | 0 | 0 | 0 | 0 | 0 | 0 | 0 | 0 | 0 | 0
F3_Commercial_Restaurant_Existing_Miscellaneous_Natural Gas_Pool Heater_E9 | F3 | Commercial | Restaurant | Existing | Miscellaneous | Natural Gas | Pool Heater | E9 | System - kBTUs of Conusmption | 0 | 0 | 0 | 0 | 0 | 0 | 0 | 0 | 0 | 0 | 0 | 0 | 0 | 0 | 0 | 0 | 0 | 0 | 0 | 0 | 0 | 0 | 0 | 0 | 0 | 0 | 0 | 0 | 0 | 0
F3_Commercial_Restaurant_Existing_Miscellaneous_Natural Gas_Pool Heater_E10 | F3 | Commercial | Restaurant | Existing | Miscellaneous | Natural Gas | Pool Heater | E10 | System - kBTUs of Conusmption | 0 | 0 | 0 | 0 | 0 | 0 | 0 | 0 | 0 | 0 | 0 | 0 | 0 | 0 | 0 | 0 | 0 | 0 | 0 | 0 | 0 | 0 | 0 | 0 | 0 | 0 | 0 | 0 | 0 | 0
F4_Commercial_Restaurant_Existing_Miscellaneous_Natural Gas_Pool Heater_E1 | F4 | Commercial | Restaurant | Existing | Miscellaneous | Natural Gas | Pool Heater | E1 | Utility - Cost of Equipment | 0.00013336 | 0.00013336 | 0.00013336 | 0.00013336 | 0.00013336 | 0.00013336 | 0.00013336 | 0.00013336 | 0.00013336 | 0.00013336 | 0.00013336 | 0.00013336 | 0.00013336 | 0.00013336 | 0.00013336 | 0.00013336 | 0.00013336 | 0.00013336 | 0.00013336 | 0.00013336 | 0.00013336 | 0.00013336 | 0 | 0 | 0 | 0 | 0 | 0 | 0 | 0
F4_Commercial_Restaurant_Existing_Miscellaneous_Natural Gas_Pool Heater_E2 | F4 | Commercial | Restaurant | Existing | Miscellaneous | Natural Gas | Pool Heater | E2 | Utility - Cost of Equipment | 0.00021836 | 0.00021836 | 0.00021836 | 0.00021836 | 0.00021836 | 0.00021836 | 0.00021836 | 0.00021836 | 0.00021836 | 0.00021836 | 0.00021836 | 0.00021836 | 0.00021836 | 0.00021836 | 0.00021836 | 0.00021836 | 0.00021836 | 0.00021836 | 0.00021836 | 0.00021836 | 0.00021836 | 0.00021836 | 0 | 0 | 0 | 0 | 0 | 0 | 0 | 0
F4_Commercial_Restaurant_Existing_Miscellaneous_Natural Gas_Pool Heater_E3 | F4 | Commercial | Restaurant | Existing | Miscellaneous | Natural Gas | Pool Heater | E3 | Utility - Cost of Equipment | 0 | 0 | 0 | 0 | 0 | 0 | 0 | 0 | 0 | 0 | 0 | 0 | 0 | 0 | 0 | 0 | 0 | 0 | 0 | 0 | 0 | 0 | 0 | 0 | 0 | 0 | 0 | 0 | 0 | 0
F4_Commercial_Restaurant_Existing_Miscellaneous_Natural Gas_Pool Heater_E4 | F4 | Commercial | Restaurant | Existing | Miscellaneous | Natural Gas | Pool Heater | E4 | Utility - Cost of Equipment | 0 | 0 | 0 | 0 | 0 | 0 | 0 | 0 | 0 | 0 | 0 | 0 | 0 | 0 | 0 | 0 | 0 | 0 | 0 | 0 | 0 | 0 | 0 | 0 | 0 | 0 | 0 | 0 | 0 | 0
F4_Commercial_Restaurant_Existing_Miscellaneous_Natural Gas_Pool Heater_E5 | F4 | Commercial | Restaurant | Existing | Miscellaneous | Natural Gas | Pool Heater | E5 | Utility - Cost of Equipment | 0 | 0 | 0 | 0 | 0 | 0 | 0 | 0 | 0 | 0 | 0 | 0 | 0 | 0 | 0 | 0 | 0 | 0 | 0 | 0 | 0 | 0 | 0 | 0 | 0 | 0 | 0 | 0 | 0 | 0
F4_Commercial_Restaurant_Existing_Miscellaneous_Natural Gas_Pool Heater_E6 | F4 | Commercial | Restaurant | Existing | Miscellaneous | Natural Gas | Pool Heater | E6 | Utility - Cost of Equipment | 0 | 0 | 0 | 0 | 0 | 0 | 0 | 0 | 0 | 0 | 0 | 0 | 0 | 0 | 0 | 0 | 0 | 0 | 0 | 0 | 0 | 0 | 0 | 0 | 0 | 0 | 0 | 0 | 0 | 0
F4_Commercial_Restaurant_Existing_Miscellaneous_Natural Gas_Pool Heater_E7 | F4 | Commercial | Restaurant | Existing | Miscellaneous | Natural Gas | Pool Heater | E7 | Utility - Cost of Equipment | 0 | 0 | 0 | 0 | 0 | 0 | 0 | 0 | 0 | 0 | 0 | 0 | 0 | 0 | 0 | 0 | 0 | 0 | 0 | 0 | 0 | 0 | 0 | 0 | 0 | 0 | 0 | 0 | 0 | 0
F4_Commercial_Restaurant_Existing_Miscellaneous_Natural Gas_Pool Heater_E8 | F4 | Commercial | Restaurant | Existing | Miscellaneous | Natural Gas | Pool Heater | E8 | Utility - Cost of Equipment | 0 | 0 | 0 | 0 | 0 | 0 | 0 | 0 | 0 | 0 | 0 | 0 | 0 | 0 | 0 | 0 | 0 | 0 | 0 | 0 | 0 | 0 | 0 | 0 | 0 | 0 | 0 | 0 | 0 | 0
F4_Commercial_Restaurant_Existing_Miscellaneous_Natural Gas_Pool Heater_E9 | F4 | Commercial | Restaurant | Existing | Miscellaneous | Natural Gas | Pool Heater | E9 | Utility - Cost of Equipment | 0 | 0 | 0 | 0 | 0 | 0 | 0 | 0 | 0 | 0 | 0 | 0 | 0 | 0 | 0 | 0 | 0 | 0 | 0 | 0 | 0 | 0 | 0 | 0 | 0 | 0 | 0 | 0 | 0 | 0
F4_Commercial_Restaurant_Existing_Miscellaneous_Natural Gas_Pool Heater_E10 | F4 | Commercial | Restaurant | Existing | Miscellaneous | Natural Gas | Pool Heater | E10 | Utility - Cost of Equipment | 0 | 0 | 0 | 0 | 0 | 0 | 0 | 0 | 0 | 0 | 0 | 0 | 0 | 0 | 0 | 0 | 0 | 0 | 0 | 0 | 0 | 0 | 0 | 0 | 0 | 0 | 0 | 0 | 0 | 0
F5_Commercial_Restaurant_Existing_Miscellaneous_Natural Gas_Pool Heater_E1 | F5 | Commercial | Restaurant | Existing | Miscellaneous | Natural Gas | Pool Heater | E1 | Utility - Cost of Operation | 0.00047312 | 0.00047108 | 0.00047147 | 0.00047845 | 0.00049047 | 0.00050591 | 0.00051921 | 0.0005298 | 0.00053936 | 0.00054882 | 0.00055913 | 0.00056959 | 0.0005799 | 0.00059146 | 0.00060245 | 0.00061289 | 0.00062343 | 0.00063287 | 0.00064108 | 0.00064789 | 0.00065426 | 0.00066015 | 0 | 0 | 0 | 0 | 0 | 0 | 0 | 0
F5_Commercial_Restaurant_Existing_Miscellaneous_Natural Gas_Pool Heater_E2 | F5 | Commercial | Restaurant | Existing | Miscellaneous | Natural Gas | Pool Heater | E2 | Utility - Cost of Operation | 0.00040215 | 0.00040042 | 0.00040075 | 0.00040669 | 0.0004169 | 0.00043002 | 0.00044133 | 0.00045033 | 0.00045846 | 0.0004665 | 0.00047526 | 0.00048415 | 0.00049292 | 0.00050274 | 0.00051208 | 0.00052095 | 0.00052991 | 0.00053794 | 0.00054492 | 0.0005507 | 0.00055613 | 0.00056113 | 0 | 0 | 0 | 0 | 0 | 0 | 0 | 0
F5_Commercial_Restaurant_Existing_Miscellaneous_Natural Gas_Pool Heater_E3 | F5 | Commercial | Restaurant | Existing | Miscellaneous | Natural Gas | Pool Heater | E3 | Utility - Cost of Operation | 0 | 0 | 0 | 0 | 0 | 0 | 0 | 0 | 0 | 0 | 0 | 0 | 0 | 0 | 0 | 0 | 0 | 0 | 0 | 0 | 0 | 0 | 0 | 0 | 0 | 0 | 0 | 0 | 0 | 0
F5_Commercial_Restaurant_Existing_Miscellaneous_Natural Gas_Pool Heater_E4 | F5 | Commercial | Restaurant | Existing | Miscellaneous | Natural Gas | Pool Heater | E4 | Utility - Cost of Operation | 0 | 0 | 0 | 0 | 0 | 0 | 0 | 0 | 0 | 0 | 0 | 0 | 0 | 0 | 0 | 0 | 0 | 0 | 0 | 0 | 0 | 0 | 0 | 0 | 0 | 0 | 0 | 0 | 0 | 0
F5_Commercial_Restaurant_Existing_Miscellaneous_Natural Gas_Pool Heater_E5 | F5 | Commercial | Restaurant | Existing | Miscellaneous | Natural Gas | Pool Heater | E5 | Utility - Cost of Operation | 0 | 0 | 0 | 0 | 0 | 0 | 0 | 0 | 0 | 0 | 0 | 0 | 0 | 0 | 0 | 0 | 0 | 0 | 0 | 0 | 0 | 0 | 0 | 0 | 0 | 0 | 0 | 0 | 0 | 0
F5_Commercial_Restaurant_Existing_Miscellaneous_Natural Gas_Pool Heater_E6 | F5 | Commercial | Restaurant | Existing | Miscellaneous | Natural Gas | Pool Heater | E6 | Utility - Cost of Operation | 0 | 0 | 0 | 0 | 0 | 0 | 0 | 0 | 0 | 0 | 0 | 0 | 0 | 0 | 0 | 0 | 0 | 0 | 0 | 0 | 0 | 0 | 0 | 0 | 0 | 0 | 0 | 0 | 0 | 0
F5_Commercial_Restaurant_Existing_Miscellaneous_Natural Gas_Pool Heater_E7 | F5 | Commercial | Restaurant | Existing | Miscellaneous | Natural Gas | Pool Heater | E7 | Utility - Cost of Operation | 0 | 0 | 0 | 0 | 0 | 0 | 0 | 0 | 0 | 0 | 0 | 0 | 0 | 0 | 0 | 0 | 0 | 0 | 0 | 0 | 0 | 0 | 0 | 0 | 0 | 0 | 0 | 0 | 0 | 0
F5_Commercial_Restaurant_Existing_Miscellaneous_Natural Gas_Pool Heater_E8 | F5 | Commercial | Restaurant | Existing | Miscellaneous | Natural Gas | Pool Heater | E8 | Utility - Cost of Operation | 0 | 0 | 0 | 0 | 0 | 0 | 0 | 0 | 0 | 0 | 0 | 0 | 0 | 0 | 0 | 0 | 0 | 0 | 0 | 0 | 0 | 0 | 0 | 0 | 0 | 0 | 0 | 0 | 0 | 0
F5_Commercial_Restaurant_Existing_Miscellaneous_Natural Gas_Pool Heater_E9 | F5 | Commercial | Restaurant | Existing | Miscellaneous | Natural Gas | Pool Heater | E9 | Utility - Cost of Operation | 0 | 0 | 0 | 0 | 0 | 0 | 0 | 0 | 0 | 0 | 0 | 0 | 0 | 0 | 0 | 0 | 0 | 0 | 0 | 0 | 0 | 0 | 0 | 0 | 0 | 0 | 0 | 0 | 0 | 0
F5_Commercial_Restaurant_Existing_Miscellaneous_Natural Gas_Pool Heater_E10 | F5 | Commercial | Restaurant | Existing | Miscellaneous | Natural Gas | Pool Heater | E10 | Utility - Cost of Operation | 0 | 0 | 0 | 0 | 0 | 0 | 0 | 0 | 0 | 0 | 0 | 0 | 0 | 0 | 0 | 0 | 0 | 0 | 0 | 0 | 0 | 0 | 0 | 0 | 0 | 0 | 0 | 0 | 0 | 0
F6_Commercial_Restaurant_Existing_Miscellaneous_Natural Gas_Pool Heater_E1 | F6 | Commercial | Restaurant | Existing | Miscellaneous | Natural Gas | Pool Heater | E1 | Utility - Value of Sales | 0.00056683 | 0.00056438 | 0.00056486 | 0.00057322 | 0.00058762 | 0.00060611 | 0.00062205 | 0.00063473 | 0.00064619 | 0.00065752 | 0.00066987 | 0.0006824 | 0.00069476 | 0.00070861 | 0.00072177 | 0.00073428 | 0.00074691 | 0.00075822 | 0.00076806 | 0.00077621 | 0.00078385 | 0.0007909 | 0 | 0 | 0 | 0 | 0 | 0 | 0 | 0
F6_Commercial_Restaurant_Existing_Miscellaneous_Natural Gas_Pool Heater_E2 | F6 | Commercial | Restaurant | Existing | Miscellaneous | Natural Gas | Pool Heater | E2 | Utility - Value of Sales | 0.00048181 | 0.00047972 | 0.00048013 | 0.00048724 | 0.00049948 | 0.0005152 | 0.00052874 | 0.00053952 | 0.00054926 | 0.00055889 | 0.00056939 | 0.00058004 | 0.00059055 | 0.00060232 | 0.0006135 | 0.00062414 | 0.00063487 | 0.00064449 | 0.00065285 | 0.00065978 | 0.00066627 | 0.00067227 | 0 | 0 | 0 | 0 | 0 | 0 | 0 | 0
F6_Commercial_Restaurant_Existing_Miscellaneous_Natural Gas_Pool Heater_E3 | F6 | Commercial | Restaurant | Existing | Miscellaneous | Natural Gas | Pool Heater | E3 | Utility - Value of Sales | 0 | 0 | 0 | 0 | 0 | 0 | 0 | 0 | 0 | 0 | 0 | 0 | 0 | 0 | 0 | 0 | 0 | 0 | 0 | 0 | 0 | 0 | 0 | 0 | 0 | 0 | 0 | 0 | 0 | 0
F6_Commercial_Restaurant_Existing_Miscellaneous_Natural Gas_Pool Heater_E4 | F6 | Commercial | Restaurant | Existing | Miscellaneous | Natural Gas | Pool Heater | E4 | Utility - Value of Sales | 0 | 0 | 0 | 0 | 0 | 0 | 0 | 0 | 0 | 0 | 0 | 0 | 0 | 0 | 0 | 0 | 0 | 0 | 0 | 0 | 0 | 0 | 0 | 0 | 0 | 0 | 0 | 0 | 0 | 0
F6_Commercial_Restaurant_Existing_Miscellaneous_Natural Gas_Pool Heater_E5 | F6 | Commercial | Restaurant | Existing | Miscellaneous | Natural Gas | Pool Heater | E5 | Utility - Value of Sales | 0 | 0 | 0 | 0 | 0 | 0 | 0 | 0 | 0 | 0 | 0 | 0 | 0 | 0 | 0 | 0 | 0 | 0 | 0 | 0 | 0 | 0 | 0 | 0 | 0 | 0 | 0 | 0 | 0 | 0
F6_Commercial_Restaurant_Existing_Miscellaneous_Natural Gas_Pool Heater_E6 | F6 | Commercial | Restaurant | Existing | Miscellaneous | Natural Gas | Pool Heater | E6 | Utility - Value of Sales | 0 | 0 | 0 | 0 | 0 | 0 | 0 | 0 | 0 | 0 | 0 | 0 | 0 | 0 | 0 | 0 | 0 | 0 | 0 | 0 | 0 | 0 | 0 | 0 | 0 | 0 | 0 | 0 | 0 | 0
F6_Commercial_Restaurant_Existing_Miscellaneous_Natural Gas_Pool Heater_E7 | F6 | Commercial | Restaurant | Existing | Miscellaneous | Natural Gas | Pool Heater | E7 | Utility - Value of Sales | 0 | 0 | 0 | 0 | 0 | 0 | 0 | 0 | 0 | 0 | 0 | 0 | 0 | 0 | 0 | 0 | 0 | 0 | 0 | 0 | 0 | 0 | 0 | 0 | 0 | 0 | 0 | 0 | 0 | 0
F6_Commercial_Restaurant_Existing_Miscellaneous_Natural Gas_Pool Heater_E8 | F6 | Commercial | Restaurant | Existing | Miscellaneous | Natural Gas | Pool Heater | E8 | Utility - Value of Sales | 0 | 0 | 0 | 0 | 0 | 0 | 0 | 0 | 0 | 0 | 0 | 0 | 0 | 0 | 0 | 0 | 0 | 0 | 0 | 0 | 0 | 0 | 0 | 0 | 0 | 0 | 0 | 0 | 0 | 0
F6_Commercial_Restaurant_Existing_Miscellaneous_Natural Gas_Pool Heater_E9 | F6 | Commercial | Restaurant | Existing | Miscellaneous | Natural Gas | Pool Heater | E9 | Utility - Value of Sales | 0 | 0 | 0 | 0 | 0 | 0 | 0 | 0 | 0 | 0 | 0 | 0 | 0 | 0 | 0 | 0 | 0 | 0 | 0 | 0 | 0 | 0 | 0 | 0 | 0 | 0 | 0 | 0 | 0 | 0
F6_Commercial_Restaurant_Existing_Miscellaneous_Natural Gas_Pool Heater_E10 | F6 | Commercial | Restaurant | Existing | Miscellaneous | Natural Gas | Pool Heater | E10 | Utility - Value of Sales | 0 | 0 | 0 | 0 | 0 | 0 | 0 | 0 | 0 | 0 | 0 | 0 | 0 | 0 | 0 | 0 | 0 | 0 | 0 | 0 | 0 | 0 | 0 | 0 | 0 | 0 | 0 | 0 | 0 | 0
F1_Commercial_Restaurant_Existing_Miscellaneous_Natural Gas_Miscellaneous_E1 | F1 | Commercial | Restaurant | Existing | Miscellaneous | Natural Gas | Miscellaneous | E1 | Participant - Cost of Equipment | 0.00011771 | 0.00011771 | 0.00011771 | 0.00011771 | 0.00011771 | 0.00011771 | 0.00011771 | 0.00011771 | 0.00011771 | 0.00011771 | 0.00011771 | 0.00011771 | 0.00011771 | 0.00011771 | 0.00011771 | 0.00011771 | 0.00011771 | 0.00011771 | 0.00011771 | 0.00011771 | 0.00011771 | 0.00011771 | 0 | 0 | 0 | 0 | 0 | 0 | 0 | 0
F1_Commercial_Restaurant_Existing_Miscellaneous_Natural Gas_Miscellaneous_E2 | F1 | Commercial | Restaurant | Existing | Miscellaneous | Natural Gas | Miscellaneous | E2 | Participant - Cost of Equipment | 0 | 0 | 0 | 0 | 0 | 0 | 0 | 0 | 0 | 0 | 0 | 0 | 0 | 0 | 0 | 0 | 0 | 0 | 0 | 0 | 0 | 0 | 0 | 0 | 0 | 0 | 0 | 0 | 0 | 0
F1_Commercial_Restaurant_Existing_Miscellaneous_Natural Gas_Miscellaneous_E3 | F1 | Commercial | Restaurant | Existing | Miscellaneous | Natural Gas | Miscellaneous | E3 | Participant - Cost of Equipment | 0 | 0 | 0 | 0 | 0 | 0 | 0 | 0 | 0 | 0 | 0 | 0 | 0 | 0 | 0 | 0 | 0 | 0 | 0 | 0 | 0 | 0 | 0 | 0 | 0 | 0 | 0 | 0 | 0 | 0
F1_Commercial_Restaurant_Existing_Miscellaneous_Natural Gas_Miscellaneous_E4 | F1 | Commercial | Restaurant | Existing | Miscellaneous | Natural Gas | Miscellaneous | E4 | Participant - Cost of Equipment | 0 | 0 | 0 | 0 | 0 | 0 | 0 | 0 | 0 | 0 | 0 | 0 | 0 | 0 | 0 | 0 | 0 | 0 | 0 | 0 | 0 | 0 | 0 | 0 | 0 | 0 | 0 | 0 | 0 | 0
F1_Commercial_Restaurant_Existing_Miscellaneous_Natural Gas_Miscellaneous_E5 | F1 | Commercial | Restaurant | Existing | Miscellaneous | Natural Gas | Miscellaneous | E5 | Participant - Cost of Equipment | 0 | 0 | 0 | 0 | 0 | 0 | 0 | 0 | 0 | 0 | 0 | 0 | 0 | 0 | 0 | 0 | 0 | 0 | 0 | 0 | 0 | 0 | 0 | 0 | 0 | 0 | 0 | 0 | 0 | 0
F1_Commercial_Restaurant_Existing_Miscellaneous_Natural Gas_Miscellaneous_E6 | F1 | Commercial | Restaurant | Existing | Miscellaneous | Natural Gas | Miscellaneous | E6 | Participant - Cost of Equipment | 0 | 0 | 0 | 0 | 0 | 0 | 0 | 0 | 0 | 0 | 0 | 0 | 0 | 0 | 0 | 0 | 0 | 0 | 0 | 0 | 0 | 0 | 0 | 0 | 0 | 0 | 0 | 0 | 0 | 0
F1_Commercial_Restaurant_Existing_Miscellaneous_Natural Gas_Miscellaneous_E7 | F1 | Commercial | Restaurant | Existing | Miscellaneous | Natural Gas | Miscellaneous | E7 | Participant - Cost of Equipment | 0 | 0 | 0 | 0 | 0 | 0 | 0 | 0 | 0 | 0 | 0 | 0 | 0 | 0 | 0 | 0 | 0 | 0 | 0 | 0 | 0 | 0 | 0 | 0 | 0 | 0 | 0 | 0 | 0 | 0
F1_Commercial_Restaurant_Existing_Miscellaneous_Natural Gas_Miscellaneous_E8 | F1 | Commercial | Restaurant | Existing | Miscellaneous | Natural Gas | Miscellaneous | E8 | Participant - Cost of Equipment | 0 | 0 | 0 | 0 | 0 | 0 | 0 | 0 | 0 | 0 | 0 | 0 | 0 | 0 | 0 | 0 | 0 | 0 | 0 | 0 | 0 | 0 | 0 | 0 | 0 | 0 | 0 | 0 | 0 | 0
F1_Commercial_Restaurant_Existing_Miscellaneous_Natural Gas_Miscellaneous_E9 | F1 | Commercial | Restaurant | Existing | Miscellaneous | Natural Gas | Miscellaneous | E9 | Participant - Cost of Equipment | 0 | 0 | 0 | 0 | 0 | 0 | 0 | 0 | 0 | 0 | 0 | 0 | 0 | 0 | 0 | 0 | 0 | 0 | 0 | 0 | 0 | 0 | 0 | 0 | 0 | 0 | 0 | 0 | 0 | 0
F1_Commercial_Restaurant_Existing_Miscellaneous_Natural Gas_Miscellaneous_E10 | F1 | Commercial | Restaurant | Existing | Miscellaneous | Natural Gas | Miscellaneous | E10 | Participant - Cost of Equipment | 0 | 0 | 0 | 0 | 0 | 0 | 0 | 0 | 0 | 0 | 0 | 0 | 0 | 0 | 0 | 0 | 0 | 0 | 0 | 0 | 0 | 0 | 0 | 0 | 0 | 0 | 0 | 0 | 0 | 0
F2_Commercial_Restaurant_Existing_Miscellaneous_Natural Gas_Miscellaneous_E1 | F2 | Commercial | Restaurant | Existing | Miscellaneous | Natural Gas | Miscellaneous | E1 | Participant - Cost of Operation | 0.00052406 | 0.00052005 | 0.00051743 | 0.00052296 | 0.0005359 | 0.00055404 | 0.0005696 | 0.00058145 | 0.00059184 | 0.00060214 | 0.00061342 | 0.00062493 | 0.00063635 | 0.00064909 | 0.00066082 | 0.00067219 | 0.00068407 | 0.00069502 | 0.00070498 | 0.00071368 | 0.00072061 | 0.00072558 | 0 | 0 | 0 | 0 | 0 | 0 | 0 | 0
F2_Commercial_Restaurant_Existing_Miscellaneous_Natural Gas_Miscellaneous_E2 | F2 | Commercial | Restaurant | Existing | Miscellaneous | Natural Gas | Miscellaneous | E2 | Participant - Cost of Operation | 0 | 0 | 0 | 0 | 0 | 0 | 0 | 0 | 0 | 0 | 0 | 0 | 0 | 0 | 0 | 0 | 0 | 0 | 0 | 0 | 0 | 0 | 0 | 0 | 0 | 0 | 0 | 0 | 0 | 0
F2_Commercial_Restaurant_Existing_Miscellaneous_Natural Gas_Miscellaneous_E3 | F2 | Commercial | Restaurant | Existing | Miscellaneous | Natural Gas | Miscellaneous | E3 | Participant - Cost of Operation | 0 | 0 | 0 | 0 | 0 | 0 | 0 | 0 | 0 | 0 | 0 | 0 | 0 | 0 | 0 | 0 | 0 | 0 | 0 | 0 | 0 | 0 | 0 | 0 | 0 | 0 | 0 | 0 | 0 | 0
F2_Commercial_Restaurant_Existing_Miscellaneous_Natural Gas_Miscellaneous_E4 | F2 | Commercial | Restaurant | Existing | Miscellaneous | Natural Gas | Miscellaneous | E4 | Participant - Cost of Operation | 0 | 0 | 0 | 0 | 0 | 0 | 0 | 0 | 0 | 0 | 0 | 0 | 0 | 0 | 0 | 0 | 0 | 0 | 0 | 0 | 0 | 0 | 0 | 0 | 0 | 0 | 0 | 0 | 0 | 0
F2_Commercial_Restaurant_Existing_Miscellaneous_Natural Gas_Miscellaneous_E5 | F2 | Commercial | Restaurant | Existing | Miscellaneous | Natural Gas | Miscellaneous | E5 | Participant - Cost of Operation | 0 | 0 | 0 | 0 | 0 | 0 | 0 | 0 | 0 | 0 | 0 | 0 | 0 | 0 | 0 | 0 | 0 | 0 | 0 | 0 | 0 | 0 | 0 | 0 | 0 | 0 | 0 | 0 | 0 | 0
F2_Commercial_Restaurant_Existing_Miscellaneous_Natural Gas_Miscellaneous_E6 | F2 | Commercial | Restaurant | Existing | Miscellaneous | Natural Gas | Miscellaneous | E6 | Participant - Cost of Operation | 0 | 0 | 0 | 0 | 0 | 0 | 0 | 0 | 0 | 0 | 0 | 0 | 0 | 0 | 0 | 0 | 0 | 0 | 0 | 0 | 0 | 0 | 0 | 0 | 0 | 0 | 0 | 0 | 0 | 0
F2_Commercial_Restaurant_Existing_Miscellaneous_Natural Gas_Miscellaneous_E7 | F2 | Commercial | Restaurant | Existing | Miscellaneous | Natural Gas | Miscellaneous | E7 | Participant - Cost of Operation | 0 | 0 | 0 | 0 | 0 | 0 | 0 | 0 | 0 | 0 | 0 | 0 | 0 | 0 | 0 | 0 | 0 | 0 | 0 | 0 | 0 | 0 | 0 | 0 | 0 | 0 | 0 | 0 | 0 | 0
F2_Commercial_Restaurant_Existing_Miscellaneous_Natural Gas_Miscellaneous_E8 | F2 | Commercial | Restaurant | Existing | Miscellaneous | Natural Gas | Miscellaneous | E8 | Participant - Cost of Operation | 0 | 0 | 0 | 0 | 0 | 0 | 0 | 0 | 0 | 0 | 0 | 0 | 0 | 0 | 0 | 0 | 0 | 0 | 0 | 0 | 0 | 0 | 0 | 0 | 0 | 0 | 0 | 0 | 0 | 0
F2_Commercial_Restaurant_Existing_Miscellaneous_Natural Gas_Miscellaneous_E9 | F2 | Commercial | Restaurant | Existing | Miscellaneous | Natural Gas | Miscellaneous | E9 | Participant - Cost of Operation | 0 | 0 | 0 | 0 | 0 | 0 | 0 | 0 | 0 | 0 | 0 | 0 | 0 | 0 | 0 | 0 | 0 | 0 | 0 | 0 | 0 | 0 | 0 | 0 | 0 | 0 | 0 | 0 | 0 | 0
F2_Commercial_Restaurant_Existing_Miscellaneous_Natural Gas_Miscellaneous_E10 | F2 | Commercial | Restaurant | Existing | Miscellaneous | Natural Gas | Miscellaneous | E10 | Participant - Cost of Operation | 0 | 0 | 0 | 0 | 0 | 0 | 0 | 0 | 0 | 0 | 0 | 0 | 0 | 0 | 0 | 0 | 0 | 0 | 0 | 0 | 0 | 0 | 0 | 0 | 0 | 0 | 0 | 0 | 0 | 0
F3_Commercial_Restaurant_Existing_Miscellaneous_Natural Gas_Miscellaneous_E1 | F3 | Commercial | Restaurant | Existing | Miscellaneous | Natural Gas | Miscellaneous | E1 | System - kBTUs of Conusmption | 0.050559 | 0.050454 | 0.050456 | 0.05104 | 0.051546 | 0.051953 | 0.052225 | 0.052516 | 0.052786 | 0.053027 | 0.053216 | 0.053423 | 0.053612 | 0.053776 | 0.053887 | 0.053942 | 0.053892 | 0.053727 | 0.053412 | 0.053036 | 0.052555 | 0.051965 | 0 | 0 | 0 | 0 | 0 | 0 | 0 | 0
F3_Commercial_Restaurant_Existing_Miscellaneous_Natural Gas_Miscellaneous_E2 | F3 | Commercial | Restaurant | Existing | Miscellaneous | Natural Gas | Miscellaneous | E2 | System - kBTUs of Conusmption | 0 | 0 | 0 | 0 | 0 | 0 | 0 | 0 | 0 | 0 | 0 | 0 | 0 | 0 | 0 | 0 | 0 | 0 | 0 | 0 | 0 | 0 | 0 | 0 | 0 | 0 | 0 | 0 | 0 | 0
F3_Commercial_Restaurant_Existing_Miscellaneous_Natural Gas_Miscellaneous_E3 | F3 | Commercial | Restaurant | Existing | Miscellaneous | Natural Gas | Miscellaneous | E3 | System - kBTUs of Conusmption | 0 | 0 | 0 | 0 | 0 | 0 | 0 | 0 | 0 | 0 | 0 | 0 | 0 | 0 | 0 | 0 | 0 | 0 | 0 | 0 | 0 | 0 | 0 | 0 | 0 | 0 | 0 | 0 | 0 | 0
F3_Commercial_Restaurant_Existing_Miscellaneous_Natural Gas_Miscellaneous_E4 | F3 | Commercial | Restaurant | Existing | Miscellaneous | Natural Gas | Miscellaneous | E4 | System - kBTUs of Conusmption | 0 | 0 | 0 | 0 | 0 | 0 | 0 | 0 | 0 | 0 | 0 | 0 | 0 | 0 | 0 | 0 | 0 | 0 | 0 | 0 | 0 | 0 | 0 | 0 | 0 | 0 | 0 | 0 | 0 | 0
F3_Commercial_Restaurant_Existing_Miscellaneous_Natural Gas_Miscellaneous_E5 | F3 | Commercial | Restaurant | Existing | Miscellaneous | Natural Gas | Miscellaneous | E5 | System - kBTUs of Conusmption | 0 | 0 | 0 | 0 | 0 | 0 | 0 | 0 | 0 | 0 | 0 | 0 | 0 | 0 | 0 | 0 | 0 | 0 | 0 | 0 | 0 | 0 | 0 | 0 | 0 | 0 | 0 | 0 | 0 | 0
F3_Commercial_Restaurant_Existing_Miscellaneous_Natural Gas_Miscellaneous_E6 | F3 | Commercial | Restaurant | Existing | Miscellaneous | Natural Gas | Miscellaneous | E6 | System - kBTUs of Conusmption | 0 | 0 | 0 | 0 | 0 | 0 | 0 | 0 | 0 | 0 | 0 | 0 | 0 | 0 | 0 | 0 | 0 | 0 | 0 | 0 | 0 | 0 | 0 | 0 | 0 | 0 | 0 | 0 | 0 | 0
F3_Commercial_Restaurant_Existing_Miscellaneous_Natural Gas_Miscellaneous_E7 | F3 | Commercial | Restaurant | Existing | Miscellaneous | Natural Gas | Miscellaneous | E7 | System - kBTUs of Conusmption | 0 | 0 | 0 | 0 | 0 | 0 | 0 | 0 | 0 | 0 | 0 | 0 | 0 | 0 | 0 | 0 | 0 | 0 | 0 | 0 | 0 | 0 | 0 | 0 | 0 | 0 | 0 | 0 | 0 | 0
F3_Commercial_Restaurant_Existing_Miscellaneous_Natural Gas_Miscellaneous_E8 | F3 | Commercial | Restaurant | Existing | Miscellaneous | Natural Gas | Miscellaneous | E8 | System - kBTUs of Conusmption | 0 | 0 | 0 | 0 | 0 | 0 | 0 | 0 | 0 | 0 | 0 | 0 | 0 | 0 | 0 | 0 | 0 | 0 | 0 | 0 | 0 | 0 | 0 | 0 | 0 | 0 | 0 | 0 | 0 | 0
F3_Commercial_Restaurant_Existing_Miscellaneous_Natural Gas_Miscellaneous_E9 | F3 | Commercial | Restaurant | Existing | Miscellaneous | Natural Gas | Miscellaneous | E9 | System - kBTUs of Conusmption | 0 | 0 | 0 | 0 | 0 | 0 | 0 | 0 | 0 | 0 | 0 | 0 | 0 | 0 | 0 | 0 | 0 | 0 | 0 | 0 | 0 | 0 | 0 | 0 | 0 | 0 | 0 | 0 | 0 | 0
F3_Commercial_Restaurant_Existing_Miscellaneous_Natural Gas_Miscellaneous_E10 | F3 | Commercial | Restaurant | Existing | Miscellaneous | Natural Gas | Miscellaneous | E10 | System - kBTUs of Conusmption | 0 | 0 | 0 | 0 | 0 | 0 | 0 | 0 | 0 | 0 | 0 | 0 | 0 | 0 | 0 | 0 | 0 | 0 | 0 | 0 | 0 | 0 | 0 | 0 | 0 | 0 | 0 | 0 | 0 | 0
F4_Commercial_Restaurant_Existing_Miscellaneous_Natural Gas_Miscellaneous_E1 | F4 | Commercial | Restaurant | Existing | Miscellaneous | Natural Gas | Miscellaneous | E1 | Utility - Cost of Equipment | 0.00011771 | 0.00011771 | 0.00011771 | 0.00011771 | 0.00011771 | 0.00011771 | 0.00011771 | 0.00011771 | 0.00011771 | 0.00011771 | 0.00011771 | 0.00011771 | 0.00011771 | 0.00011771 | 0.00011771 | 0.00011771 | 0.00011771 | 0.00011771 | 0.00011771 | 0.00011771 | 0.00011771 | 0.00011771 | 0 | 0 | 0 | 0 | 0 | 0 | 0 | 0
F4_Commercial_Restaurant_Existing_Miscellaneous_Natural Gas_Miscellaneous_E2 | F4 | Commercial | Restaurant | Existing | Miscellaneous | Natural Gas | Miscellaneous | E2 | Utility - Cost of Equipment | 0 | 0 | 0 | 0 | 0 | 0 | 0 | 0 | 0 | 0 | 0 | 0 | 0 | 0 | 0 | 0 | 0 | 0 | 0 | 0 | 0 | 0 | 0 | 0 | 0 | 0 | 0 | 0 | 0 | 0
F4_Commercial_Restaurant_Existing_Miscellaneous_Natural Gas_Miscellaneous_E3 | F4 | Commercial | Restaurant | Existing | Miscellaneous | Natural Gas | Miscellaneous | E3 | Utility - Cost of Equipment | 0 | 0 | 0 | 0 | 0 | 0 | 0 | 0 | 0 | 0 | 0 | 0 | 0 | 0 | 0 | 0 | 0 | 0 | 0 | 0 | 0 | 0 | 0 | 0 | 0 | 0 | 0 | 0 | 0 | 0
F4_Commercial_Restaurant_Existing_Miscellaneous_Natural Gas_Miscellaneous_E4 | F4 | Commercial | Restaurant | Existing | Miscellaneous | Natural Gas | Miscellaneous | E4 | Utility - Cost of Equipment | 0 | 0 | 0 | 0 | 0 | 0 | 0 | 0 | 0 | 0 | 0 | 0 | 0 | 0 | 0 | 0 | 0 | 0 | 0 | 0 | 0 | 0 | 0 | 0 | 0 | 0 | 0 | 0 | 0 | 0
F4_Commercial_Restaurant_Existing_Miscellaneous_Natural Gas_Miscellaneous_E5 | F4 | Commercial | Restaurant | Existing | Miscellaneous | Natural Gas | Miscellaneous | E5 | Utility - Cost of Equipment | 0 | 0 | 0 | 0 | 0 | 0 | 0 | 0 | 0 | 0 | 0 | 0 | 0 | 0 | 0 | 0 | 0 | 0 | 0 | 0 | 0 | 0 | 0 | 0 | 0 | 0 | 0 | 0 | 0 | 0
F4_Commercial_Restaurant_Existing_Miscellaneous_Natural Gas_Miscellaneous_E6 | F4 | Commercial | Restaurant | Existing | Miscellaneous | Natural Gas | Miscellaneous | E6 | Utility - Cost of Equipment | 0 | 0 | 0 | 0 | 0 | 0 | 0 | 0 | 0 | 0 | 0 | 0 | 0 | 0 | 0 | 0 | 0 | 0 | 0 | 0 | 0 | 0 | 0 | 0 | 0 | 0 | 0 | 0 | 0 | 0
F4_Commercial_Restaurant_Existing_Miscellaneous_Natural Gas_Miscellaneous_E7 | F4 | Commercial | Restaurant | Existing | Miscellaneous | Natural Gas | Miscellaneous | E7 | Utility - Cost of Equipment | 0 | 0 | 0 | 0 | 0 | 0 | 0 | 0 | 0 | 0 | 0 | 0 | 0 | 0 | 0 | 0 | 0 | 0 | 0 | 0 | 0 | 0 | 0 | 0 | 0 | 0 | 0 | 0 | 0 | 0
F4_Commercial_Restaurant_Existing_Miscellaneous_Natural Gas_Miscellaneous_E8 | F4 | Commercial | Restaurant | Existing | Miscellaneous | Natural Gas | Miscellaneous | E8 | Utility - Cost of Equipment | 0 | 0 | 0 | 0 | 0 | 0 | 0 | 0 | 0 | 0 | 0 | 0 | 0 | 0 | 0 | 0 | 0 | 0 | 0 | 0 | 0 | 0 | 0 | 0 | 0 | 0 | 0 | 0 | 0 | 0
F4_Commercial_Restaurant_Existing_Miscellaneous_Natural Gas_Miscellaneous_E9 | F4 | Commercial | Restaurant | Existing | Miscellaneous | Natural Gas | Miscellaneous | E9 | Utility - Cost of Equipment | 0 | 0 | 0 | 0 | 0 | 0 | 0 | 0 | 0 | 0 | 0 | 0 | 0 | 0 | 0 | 0 | 0 | 0 | 0 | 0 | 0 | 0 | 0 | 0 | 0 | 0 | 0 | 0 | 0 | 0
F4_Commercial_Restaurant_Existing_Miscellaneous_Natural Gas_Miscellaneous_E10 | F4 | Commercial | Restaurant | Existing | Miscellaneous | Natural Gas | Miscellaneous | E10 | Utility - Cost of Equipment | 0 | 0 | 0 | 0 | 0 | 0 | 0 | 0 | 0 | 0 | 0 | 0 | 0 | 0 | 0 | 0 | 0 | 0 | 0 | 0 | 0 | 0 | 0 | 0 | 0 | 0 | 0 | 0 | 0 | 0
F5_Commercial_Restaurant_Existing_Miscellaneous_Natural Gas_Miscellaneous_E1 | F5 | Commercial | Restaurant | Existing | Miscellaneous | Natural Gas | Miscellaneous | E1 | Utility - Cost of Operation | 0.00043742 | 0.00043407 | 0.00043189 | 0.0004365 | 0.0004473 | 0.00046245 | 0.00047543 | 0.00048533 | 0.000494 | 0.00050259 | 0.00051201 | 0.00052162 | 0.00053115 | 0.00054179 | 0.00055158 | 0.00056106 | 0.00057098 | 0.00058012 | 0.00058843 | 0.0005957 | 0.00060148 | 0.00060563 | 0 | 0 | 0 | 0 | 0 | 0 | 0 | 0
F5_Commercial_Restaurant_Existing_Miscellaneous_Natural Gas_Miscellaneous_E2 | F5 | Commercial | Restaurant | Existing | Miscellaneous | Natural Gas | Miscellaneous | E2 | Utility - Cost of Operation | 0 | 0 | 0 | 0 | 0 | 0 | 0 | 0 | 0 | 0 | 0 | 0 | 0 | 0 | 0 | 0 | 0 | 0 | 0 | 0 | 0 | 0 | 0 | 0 | 0 | 0 | 0 | 0 | 0 | 0
F5_Commercial_Restaurant_Existing_Miscellaneous_Natural Gas_Miscellaneous_E3 | F5 | Commercial | Restaurant | Existing | Miscellaneous | Natural Gas | Miscellaneous | E3 | Utility - Cost of Operation | 0 | 0 | 0 | 0 | 0 | 0 | 0 | 0 | 0 | 0 | 0 | 0 | 0 | 0 | 0 | 0 | 0 | 0 | 0 | 0 | 0 | 0 | 0 | 0 | 0 | 0 | 0 | 0 | 0 | 0
F5_Commercial_Restaurant_Existing_Miscellaneous_Natural Gas_Miscellaneous_E4 | F5 | Commercial | Restaurant | Existing | Miscellaneous | Natural Gas | Miscellaneous | E4 | Utility - Cost of Operation | 0 | 0 | 0 | 0 | 0 | 0 | 0 | 0 | 0 | 0 | 0 | 0 | 0 | 0 | 0 | 0 | 0 | 0 | 0 | 0 | 0 | 0 | 0 | 0 | 0 | 0 | 0 | 0 | 0 | 0
F5_Commercial_Restaurant_Existing_Miscellaneous_Natural Gas_Miscellaneous_E5 | F5 | Commercial | Restaurant | Existing | Miscellaneous | Natural Gas | Miscellaneous | E5 | Utility - Cost of Operation | 0 | 0 | 0 | 0 | 0 | 0 | 0 | 0 | 0 | 0 | 0 | 0 | 0 | 0 | 0 | 0 | 0 | 0 | 0 | 0 | 0 | 0 | 0 | 0 | 0 | 0 | 0 | 0 | 0 | 0
F5_Commercial_Restaurant_Existing_Miscellaneous_Natural Gas_Miscellaneous_E6 | F5 | Commercial | Restaurant | Existing | Miscellaneous | Natural Gas | Miscellaneous | E6 | Utility - Cost of Operation | 0 | 0 | 0 | 0 | 0 | 0 | 0 | 0 | 0 | 0 | 0 | 0 | 0 | 0 | 0 | 0 | 0 | 0 | 0 | 0 | 0 | 0 | 0 | 0 | 0 | 0 | 0 | 0 | 0 | 0
F5_Commercial_Restaurant_Existing_Miscellaneous_Natural Gas_Miscellaneous_E7 | F5 | Commercial | Restaurant | Existing | Miscellaneous | Natural Gas | Miscellaneous | E7 | Utility - Cost of Operation | 0 | 0 | 0 | 0 | 0 | 0 | 0 | 0 | 0 | 0 | 0 | 0 | 0 | 0 | 0 | 0 | 0 | 0 | 0 | 0 | 0 | 0 | 0 | 0 | 0 | 0 | 0 | 0 | 0 | 0
F5_Commercial_Restaurant_Existing_Miscellaneous_Natural Gas_Miscellaneous_E8 | F5 | Commercial | Restaurant | Existing | Miscellaneous | Natural Gas | Miscellaneous | E8 | Utility - Cost of Operation | 0 | 0 | 0 | 0 | 0 | 0 | 0 | 0 | 0 | 0 | 0 | 0 | 0 | 0 | 0 | 0 | 0 | 0 | 0 | 0 | 0 | 0 | 0 | 0 | 0 | 0 | 0 | 0 | 0 | 0
F5_Commercial_Restaurant_Existing_Miscellaneous_Natural Gas_Miscellaneous_E9 | F5 | Commercial | Restaurant | Existing | Miscellaneous | Natural Gas | Miscellaneous | E9 | Utility - Cost of Operation | 0 | 0 | 0 | 0 | 0 | 0 | 0 | 0 | 0 | 0 | 0 | 0 | 0 | 0 | 0 | 0 | 0 | 0 | 0 | 0 | 0 | 0 | 0 | 0 | 0 | 0 | 0 | 0 | 0 | 0
F5_Commercial_Restaurant_Existing_Miscellaneous_Natural Gas_Miscellaneous_E10 | F5 | Commercial | Restaurant | Existing | Miscellaneous | Natural Gas | Miscellaneous | E10 | Utility - Cost of Operation | 0 | 0 | 0 | 0 | 0 | 0 | 0 | 0 | 0 | 0 | 0 | 0 | 0 | 0 | 0 | 0 | 0 | 0 | 0 | 0 | 0 | 0 | 0 | 0 | 0 | 0 | 0 | 0 | 0 | 0
F6_Commercial_Restaurant_Existing_Miscellaneous_Natural Gas_Miscellaneous_E1 | F6 | Commercial | Restaurant | Existing | Miscellaneous | Natural Gas | Miscellaneous | E1 | Utility - Value of Sales | 0.00052406 | 0.00052005 | 0.00051743 | 0.00052296 | 0.0005359 | 0.00055404 | 0.0005696 | 0.00058145 | 0.00059184 | 0.00060214 | 0.00061342 | 0.00062493 | 0.00063635 | 0.00064909 | 0.00066082 | 0.00067219 | 0.00068407 | 0.00069502 | 0.00070498 | 0.00071368 | 0.00072061 | 0.00072558 | 0 | 0 | 0 | 0 | 0 | 0 | 0 | 0
F6_Commercial_Restaurant_Existing_Miscellaneous_Natural Gas_Miscellaneous_E2 | F6 | Commercial | Restaurant | Existing | Miscellaneous | Natural Gas | Miscellaneous | E2 | Utility - Value of Sales | 0 | 0 | 0 | 0 | 0 | 0 | 0 | 0 | 0 | 0 | 0 | 0 | 0 | 0 | 0 | 0 | 0 | 0 | 0 | 0 | 0 | 0 | 0 | 0 | 0 | 0 | 0 | 0 | 0 | 0
F6_Commercial_Restaurant_Existing_Miscellaneous_Natural Gas_Miscellaneous_E3 | F6 | Commercial | Restaurant | Existing | Miscellaneous | Natural Gas | Miscellaneous | E3 | Utility - Value of Sales | 0 | 0 | 0 | 0 | 0 | 0 | 0 | 0 | 0 | 0 | 0 | 0 | 0 | 0 | 0 | 0 | 0 | 0 | 0 | 0 | 0 | 0 | 0 | 0 | 0 | 0 | 0 | 0 | 0 | 0
F6_Commercial_Restaurant_Existing_Miscellaneous_Natural Gas_Miscellaneous_E4 | F6 | Commercial | Restaurant | Existing | Miscellaneous | Natural Gas | Miscellaneous | E4 | Utility - Value of Sales | 0 | 0 | 0 | 0 | 0 | 0 | 0 | 0 | 0 | 0 | 0 | 0 | 0 | 0 | 0 | 0 | 0 | 0 | 0 | 0 | 0 | 0 | 0 | 0 | 0 | 0 | 0 | 0 | 0 | 0
F6_Commercial_Restaurant_Existing_Miscellaneous_Natural Gas_Miscellaneous_E5 | F6 | Commercial | Restaurant | Existing | Miscellaneous | Natural Gas | Miscellaneous | E5 | Utility - Value of Sales | 0 | 0 | 0 | 0 | 0 | 0 | 0 | 0 | 0 | 0 | 0 | 0 | 0 | 0 | 0 | 0 | 0 | 0 | 0 | 0 | 0 | 0 | 0 | 0 | 0 | 0 | 0 | 0 | 0 | 0
F6_Commercial_Restaurant_Existing_Miscellaneous_Natural Gas_Miscellaneous_E6 | F6 | Commercial | Restaurant | Existing | Miscellaneous | Natural Gas | Miscellaneous | E6 | Utility - Value of Sales | 0 | 0 | 0 | 0 | 0 | 0 | 0 | 0 | 0 | 0 | 0 | 0 | 0 | 0 | 0 | 0 | 0 | 0 | 0 | 0 | 0 | 0 | 0 | 0 | 0 | 0 | 0 | 0 | 0 | 0
F6_Commercial_Restaurant_Existing_Miscellaneous_Natural Gas_Miscellaneous_E7 | F6 | Commercial | Restaurant | Existing | Miscellaneous | Natural Gas | Miscellaneous | E7 | Utility - Value of Sales | 0 | 0 | 0 | 0 | 0 | 0 | 0 | 0 | 0 | 0 | 0 | 0 | 0 | 0 | 0 | 0 | 0 | 0 | 0 | 0 | 0 | 0 | 0 | 0 | 0 | 0 | 0 | 0 | 0 | 0
F6_Commercial_Restaurant_Existing_Miscellaneous_Natural Gas_Miscellaneous_E8 | F6 | Commercial | Restaurant | Existing | Miscellaneous | Natural Gas | Miscellaneous | E8 | Utility - Value of Sales | 0 | 0 | 0 | 0 | 0 | 0 | 0 | 0 | 0 | 0 | 0 | 0 | 0 | 0 | 0 | 0 | 0 | 0 | 0 | 0 | 0 | 0 | 0 | 0 | 0 | 0 | 0 | 0 | 0 | 0
F6_Commercial_Restaurant_Existing_Miscellaneous_Natural Gas_Miscellaneous_E9 | F6 | Commercial | Restaurant | Existing | Miscellaneous | Natural Gas | Miscellaneous | E9 | Utility - Value of Sales | 0 | 0 | 0 | 0 | 0 | 0 | 0 | 0 | 0 | 0 | 0 | 0 | 0 | 0 | 0 | 0 | 0 | 0 | 0 | 0 | 0 | 0 | 0 | 0 | 0 | 0 | 0 | 0 | 0 | 0
F6_Commercial_Restaurant_Existing_Miscellaneous_Natural Gas_Miscellaneous_E10 | F6 | Commercial | Restaurant | Existing | Miscellaneous | Natural Gas | Miscellaneous | E10 | Utility - Value of Sales | 0 | 0 | 0 | 0 | 0 | 0 | 0 | 0 | 0 | 0 | 0 | 0 | 0 | 0 | 0 | 0 | 0 | 0 | 0 | 0 | 0 | 0 | 0 | 0 | 0 | 0 | 0 | 0 | 0 | 0
F1_Commercial_Restaurant_New_Space Heating_Natural Gas_Furnace_E1 | F1 | Commercial | Restaurant | New | Space Heating | Natural Gas | Furnace | E1 | Participant - Cost of Equipment | 0.054081 | 0.054081 | 0.054081 | 0.054081 | 0.054081 | 0.054081 | 0.054081 | 0.054081 | 0.054081 | 0.054081 | 0.054081 | 0.054081 | 0.054081 | 0.054081 | 0.054081 | 0.054081 | 0.054081 | 0.054081 | 0.054081 | 0.054081 | 0.054081 | 0.054081 | 0 | 0 | 0 | 0 | 0 | 0 | 0 | 0
F1_Commercial_Restaurant_New_Space Heating_Natural Gas_Furnace_E2 | F1 | Commercial | Restaurant | New | Space Heating | Natural Gas | Furnace | E2 | Participant - Cost of Equipment | 0.064898 | 0.064898 | 0.064898 | 0.064898 | 0.064898 | 0.064898 | 0.064898 | 0.064898 | 0.064898 | 0.064898 | 0.064898 | 0.064898 | 0.064898 | 0.064898 | 0.064898 | 0.064898 | 0.064898 | 0.064898 | 0.064898 | 0.064898 | 0.064898 | 0.064898 | 0 | 0 | 0 | 0 | 0 | 0 | 0 | 0
F1_Commercial_Restaurant_New_Space Heating_Natural Gas_Furnace_E3 | F1 | Commercial | Restaurant | New | Space Heating | Natural Gas | Furnace | E3 | Participant - Cost of Equipment | 0.075714 | 0.075714 | 0.075714 | 0.075714 | 0.075714 | 0.075714 | 0.075714 | 0.075714 | 0.075714 | 0.075714 | 0.075714 | 0.075714 | 0.075714 | 0.075714 | 0.075714 | 0.075714 | 0.075714 | 0.075714 | 0.075714 | 0.075714 | 0.075714 | 0.075714 | 0 | 0 | 0 | 0 | 0 | 0 | 0 | 0
F1_Commercial_Restaurant_New_Space Heating_Natural Gas_Furnace_E4 | F1 | Commercial | Restaurant | New | Space Heating | Natural Gas | Furnace | E4 | Participant - Cost of Equipment | 0 | 0 | 0 | 0 | 0 | 0 | 0 | 0 | 0 | 0 | 0 | 0 | 0 | 0 | 0 | 0 | 0 | 0 | 0 | 0 | 0 | 0 | 0 | 0 | 0 | 0 | 0 | 0 | 0 | 0
F1_Commercial_Restaurant_New_Space Heating_Natural Gas_Furnace_E5 | F1 | Commercial | Restaurant | New | Space Heating | Natural Gas | Furnace | E5 | Participant - Cost of Equipment | 0 | 0 | 0 | 0 | 0 | 0 | 0 | 0 | 0 | 0 | 0 | 0 | 0 | 0 | 0 | 0 | 0 | 0 | 0 | 0 | 0 | 0 | 0 | 0 | 0 | 0 | 0 | 0 | 0 | 0
F1_Commercial_Restaurant_New_Space Heating_Natural Gas_Furnace_E6 | F1 | Commercial | Restaurant | New | Space Heating | Natural Gas | Furnace | E6 | Participant - Cost of Equipment | 0 | 0 | 0 | 0 | 0 | 0 | 0 | 0 | 0 | 0 | 0 | 0 | 0 | 0 | 0 | 0 | 0 | 0 | 0 | 0 | 0 | 0 | 0 | 0 | 0 | 0 | 0 | 0 | 0 | 0
F1_Commercial_Restaurant_New_Space Heating_Natural Gas_Furnace_E7 | F1 | Commercial | Restaurant | New | Space Heating | Natural Gas | Furnace | E7 | Participant - Cost of Equipment | 0 | 0 | 0 | 0 | 0 | 0 | 0 | 0 | 0 | 0 | 0 | 0 | 0 | 0 | 0 | 0 | 0 | 0 | 0 | 0 | 0 | 0 | 0 | 0 | 0 | 0 | 0 | 0 | 0 | 0
F1_Commercial_Restaurant_New_Space Heating_Natural Gas_Furnace_E8 | F1 | Commercial | Restaurant | New | Space Heating | Natural Gas | Furnace | E8 | Participant - Cost of Equipment | 0 | 0 | 0 | 0 | 0 | 0 | 0 | 0 | 0 | 0 | 0 | 0 | 0 | 0 | 0 | 0 | 0 | 0 | 0 | 0 | 0 | 0 | 0 | 0 | 0 | 0 | 0 | 0 | 0 | 0
F1_Commercial_Restaurant_New_Space Heating_Natural Gas_Furnace_E9 | F1 | Commercial | Restaurant | New | Space Heating | Natural Gas | Furnace | E9 | Participant - Cost of Equipment | 0 | 0 | 0 | 0 | 0 | 0 | 0 | 0 | 0 | 0 | 0 | 0 | 0 | 0 | 0 | 0 | 0 | 0 | 0 | 0 | 0 | 0 | 0 | 0 | 0 | 0 | 0 | 0 | 0 | 0
F1_Commercial_Restaurant_New_Space Heating_Natural Gas_Furnace_E10 | F1 | Commercial | Restaurant | New | Space Heating | Natural Gas | Furnace | E10 | Participant - Cost of Equipment | 0 | 0 | 0 | 0 | 0 | 0 | 0 | 0 | 0 | 0 | 0 | 0 | 0 | 0 | 0 | 0 | 0 | 0 | 0 | 0 | 0 | 0 | 0 | 0 | 0 | 0 | 0 | 0 | 0 | 0
F2_Commercial_Restaurant_New_Space Heating_Natural Gas_Furnace_E1 | F2 | Commercial | Restaurant | New | Space Heating | Natural Gas | Furnace | E1 | Participant - Cost of Operation | 0.42192 | 0.42694 | 0.43237 | 0.43942 | 0.44779 | 0.45712 | 0.46589 | 0.47401 | 0.48196 | 0.49001 | 0.49836 | 0.50688 | 0.51545 | 0.52439 | 0.53322 | 0.54225 | 0.55168 | 0.56124 | 0.57093 | 0.58073 | 0.59056 | 0.60035 | 0 | 0 | 0 | 0 | 0 | 0 | 0 | 0
F2_Commercial_Restaurant_New_Space Heating_Natural Gas_Furnace_E2 | F2 | Commercial | Restaurant | New | Space Heating | Natural Gas | Furnace | E2 | Participant - Cost of Operation | 0.37481 | 0.37927 | 0.38409 | 0.39035 | 0.39779 | 0.40607 | 0.41387 | 0.42108 | 0.42814 | 0.43529 | 0.44271 | 0.45027 | 0.45789 | 0.46583 | 0.47368 | 0.4817 | 0.49007 | 0.49856 | 0.50717 | 0.51588 | 0.52461 | 0.5333 | 0 | 0 | 0 | 0 | 0 | 0 | 0 | 0
F2_Commercial_Restaurant_New_Space Heating_Natural Gas_Furnace_E3 | F2 | Commercial | Restaurant | New | Space Heating | Natural Gas | Furnace | E3 | Participant - Cost of Operation | 0.3553 | 0.35953 | 0.3641 | 0.37004 | 0.37709 | 0.38494 | 0.39233 | 0.39917 | 0.40586 | 0.41264 | 0.41967 | 0.42684 | 0.43406 | 0.4416 | 0.44903 | 0.45663 | 0.46457 | 0.47262 | 0.48078 | 0.48904 | 0.49731 | 0.50555 | 0 | 0 | 0 | 0 | 0 | 0 | 0 | 0
F2_Commercial_Restaurant_New_Space Heating_Natural Gas_Furnace_E4 | F2 | Commercial | Restaurant | New | Space Heating | Natural Gas | Furnace | E4 | Participant - Cost of Operation | 0 | 0 | 0 | 0 | 0 | 0 | 0 | 0 | 0 | 0 | 0 | 0 | 0 | 0 | 0 | 0 | 0 | 0 | 0 | 0 | 0 | 0 | 0 | 0 | 0 | 0 | 0 | 0 | 0 | 0
F2_Commercial_Restaurant_New_Space Heating_Natural Gas_Furnace_E5 | F2 | Commercial | Restaurant | New | Space Heating | Natural Gas | Furnace | E5 | Participant - Cost of Operation | 0 | 0 | 0 | 0 | 0 | 0 | 0 | 0 | 0 | 0 | 0 | 0 | 0 | 0 | 0 | 0 | 0 | 0 | 0 | 0 | 0 | 0 | 0 | 0 | 0 | 0 | 0 | 0 | 0 | 0
F2_Commercial_Restaurant_New_Space Heating_Natural Gas_Furnace_E6 | F2 | Commercial | Restaurant | New | Space Heating | Natural Gas | Furnace | E6 | Participant - Cost of Operation | 0 | 0 | 0 | 0 | 0 | 0 | 0 | 0 | 0 | 0 | 0 | 0 | 0 | 0 | 0 | 0 | 0 | 0 | 0 | 0 | 0 | 0 | 0 | 0 | 0 | 0 | 0 | 0 | 0 | 0
F2_Commercial_Restaurant_New_Space Heating_Natural Gas_Furnace_E7 | F2 | Commercial | Restaurant | New | Space Heating | Natural Gas | Furnace | E7 | Participant - Cost of Operation | 0 | 0 | 0 | 0 | 0 | 0 | 0 | 0 | 0 | 0 | 0 | 0 | 0 | 0 | 0 | 0 | 0 | 0 | 0 | 0 | 0 | 0 | 0 | 0 | 0 | 0 | 0 | 0 | 0 | 0
F2_Commercial_Restaurant_New_Space Heating_Natural Gas_Furnace_E8 | F2 | Commercial | Restaurant | New | Space Heating | Natural Gas | Furnace | E8 | Participant - Cost of Operation | 0 | 0 | 0 | 0 | 0 | 0 | 0 | 0 | 0 | 0 | 0 | 0 | 0 | 0 | 0 | 0 | 0 | 0 | 0 | 0 | 0 | 0 | 0 | 0 | 0 | 0 | 0 | 0 | 0 | 0
F2_Commercial_Restaurant_New_Space Heating_Natural Gas_Furnace_E9 | F2 | Commercial | Restaurant | New | Space Heating | Natural Gas | Furnace | E9 | Participant - Cost of Operation | 0 | 0 | 0 | 0 | 0 | 0 | 0 | 0 | 0 | 0 | 0 | 0 | 0 | 0 | 0 | 0 | 0 | 0 | 0 | 0 | 0 | 0 | 0 | 0 | 0 | 0 | 0 | 0 | 0 | 0
F2_Commercial_Restaurant_New_Space Heating_Natural Gas_Furnace_E10 | F2 | Commercial | Restaurant | New | Space Heating | Natural Gas | Furnace | E10 | Participant - Cost of Operation | 0 | 0 | 0 | 0 | 0 | 0 | 0 | 0 | 0 | 0 | 0 | 0 | 0 | 0 | 0 | 0 | 0 | 0 | 0 | 0 | 0 | 0 | 0 | 0 | 0 | 0 | 0 | 0 | 0 | 0
F3_Commercial_Restaurant_New_Space Heating_Natural Gas_Furnace_E1 | F3 | Commercial | Restaurant | New | Space Heating | Natural Gas | Furnace | E1 | System - kBTUs of Conusmption | 37.2352 | 37.2703 | 37.2985 | 37.3965 | 37.4644 | 37.5019 | 37.5014 | 37.4966 | 37.4814 | 37.4566 | 37.4169 | 37.3748 | 37.3252 | 37.2689 | 37.1994 | 37.1317 | 37.0589 | 36.981 | 36.8921 | 36.8065 | 36.7177 | 36.6263 | 0 | 0 | 0 | 0 | 0 | 0 | 0 | 0
F3_Commercial_Restaurant_New_Space Heating_Natural Gas_Furnace_E2 | F3 | Commercial | Restaurant | New | Space Heating | Natural Gas | Furnace | E2 | System - kBTUs of Conusmption | 33.0772 | 33.1083 | 33.1333 | 33.2204 | 33.2807 | 33.314 | 33.3136 | 33.3093 | 33.2959 | 33.2738 | 33.2385 | 33.2011 | 33.1571 | 33.107 | 33.0453 | 32.9851 | 32.9205 | 32.8513 | 32.7724 | 32.6963 | 32.6174 | 32.5362 | 0 | 0 | 0 | 0 | 0 | 0 | 0 | 0
F3_Commercial_Restaurant_New_Space Heating_Natural Gas_Furnace_E3 | F3 | Commercial | Restaurant | New | Space Heating | Natural Gas | Furnace | E3 | System - kBTUs of Conusmption | 31.356 | 31.3855 | 31.4092 | 31.4918 | 31.549 | 31.5806 | 31.5802 | 31.5761 | 31.5633 | 31.5424 | 31.5089 | 31.4735 | 31.4318 | 31.3843 | 31.3258 | 31.2688 | 31.2075 | 31.1419 | 31.0671 | 30.995 | 30.9201 | 30.8432 | 0 | 0 | 0 | 0 | 0 | 0 | 0 | 0
F3_Commercial_Restaurant_New_Space Heating_Natural Gas_Furnace_E4 | F3 | Commercial | Restaurant | New | Space Heating | Natural Gas | Furnace | E4 | System - kBTUs of Conusmption | 0 | 0 | 0 | 0 | 0 | 0 | 0 | 0 | 0 | 0 | 0 | 0 | 0 | 0 | 0 | 0 | 0 | 0 | 0 | 0 | 0 | 0 | 0 | 0 | 0 | 0 | 0 | 0 | 0 | 0
F3_Commercial_Restaurant_New_Space Heating_Natural Gas_Furnace_E5 | F3 | Commercial | Restaurant | New | Space Heating | Natural Gas | Furnace | E5 | System - kBTUs of Conusmption | 0 | 0 | 0 | 0 | 0 | 0 | 0 | 0 | 0 | 0 | 0 | 0 | 0 | 0 | 0 | 0 | 0 | 0 | 0 | 0 | 0 | 0 | 0 | 0 | 0 | 0 | 0 | 0 | 0 | 0
F3_Commercial_Restaurant_New_Space Heating_Natural Gas_Furnace_E6 | F3 | Commercial | Restaurant | New | Space Heating | Natural Gas | Furnace | E6 | System - kBTUs of Conusmption | 0 | 0 | 0 | 0 | 0 | 0 | 0 | 0 | 0 | 0 | 0 | 0 | 0 | 0 | 0 | 0 | 0 | 0 | 0 | 0 | 0 | 0 | 0 | 0 | 0 | 0 | 0 | 0 | 0 | 0
F3_Commercial_Restaurant_New_Space Heating_Natural Gas_Furnace_E7 | F3 | Commercial | Restaurant | New | Space Heating | Natural Gas | Furnace | E7 | System - kBTUs of Conusmption | 0 | 0 | 0 | 0 | 0 | 0 | 0 | 0 | 0 | 0 | 0 | 0 | 0 | 0 | 0 | 0 | 0 | 0 | 0 | 0 | 0 | 0 | 0 | 0 | 0 | 0 | 0 | 0 | 0 | 0
F3_Commercial_Restaurant_New_Space Heating_Natural Gas_Furnace_E8 | F3 | Commercial | Restaurant | New | Space Heating | Natural Gas | Furnace | E8 | System - kBTUs of Conusmption | 0 | 0 | 0 | 0 | 0 | 0 | 0 | 0 | 0 | 0 | 0 | 0 | 0 | 0 | 0 | 0 | 0 | 0 | 0 | 0 | 0 | 0 | 0 | 0 | 0 | 0 | 0 | 0 | 0 | 0
F3_Commercial_Restaurant_New_Space Heating_Natural Gas_Furnace_E9 | F3 | Commercial | Restaurant | New | Space Heating | Natural Gas | Furnace | E9 | System - kBTUs of Conusmption | 0 | 0 | 0 | 0 | 0 | 0 | 0 | 0 | 0 | 0 | 0 | 0 | 0 | 0 | 0 | 0 | 0 | 0 | 0 | 0 | 0 | 0 | 0 | 0 | 0 | 0 | 0 | 0 | 0 | 0
F3_Commercial_Restaurant_New_Space Heating_Natural Gas_Furnace_E10 | F3 | Commercial | Restaurant | New | Space Heating | Natural Gas | Furnace | E10 | System - kBTUs of Conusmption | 0 | 0 | 0 | 0 | 0 | 0 | 0 | 0 | 0 | 0 | 0 | 0 | 0 | 0 | 0 | 0 | 0 | 0 | 0 | 0 | 0 | 0 | 0 | 0 | 0 | 0 | 0 | 0 | 0 | 0
F4_Commercial_Restaurant_New_Space Heating_Natural Gas_Furnace_E1 | F4 | Commercial | Restaurant | New | Space Heating | Natural Gas | Furnace | E1 | Utility - Cost of Equipment | 0.054081 | 0.054081 | 0.054081 | 0.054081 | 0.054081 | 0.054081 | 0.054081 | 0.054081 | 0.054081 | 0.054081 | 0.054081 | 0.054081 | 0.054081 | 0.054081 | 0.054081 | 0.054081 | 0.054081 | 0.054081 | 0.054081 | 0.054081 | 0.054081 | 0.054081 | 0 | 0 | 0 | 0 | 0 | 0 | 0 | 0
F4_Commercial_Restaurant_New_Space Heating_Natural Gas_Furnace_E2 | F4 | Commercial | Restaurant | New | Space Heating | Natural Gas | Furnace | E2 | Utility - Cost of Equipment | 0.064898 | 0.064898 | 0.064898 | 0.064898 | 0.064898 | 0.064898 | 0.064898 | 0.064898 | 0.064898 | 0.064898 | 0.064898 | 0.064898 | 0.064898 | 0.064898 | 0.064898 | 0.064898 | 0.064898 | 0.064898 | 0.064898 | 0.064898 | 0.064898 | 0.064898 | 0 | 0 | 0 | 0 | 0 | 0 | 0 | 0
F4_Commercial_Restaurant_New_Space Heating_Natural Gas_Furnace_E3 | F4 | Commercial | Restaurant | New | Space Heating | Natural Gas | Furnace | E3 | Utility - Cost of Equipment | 0.075714 | 0.075714 | 0.075714 | 0.075714 | 0.075714 | 0.075714 | 0.075714 | 0.075714 | 0.075714 | 0.075714 | 0.075714 | 0.075714 | 0.075714 | 0.075714 | 0.075714 | 0.075714 | 0.075714 | 0.075714 | 0.075714 | 0.075714 | 0.075714 | 0.075714 | 0 | 0 | 0 | 0 | 0 | 0 | 0 | 0
F4_Commercial_Restaurant_New_Space Heating_Natural Gas_Furnace_E4 | F4 | Commercial | Restaurant | New | Space Heating | Natural Gas | Furnace | E4 | Utility - Cost of Equipment | 0 | 0 | 0 | 0 | 0 | 0 | 0 | 0 | 0 | 0 | 0 | 0 | 0 | 0 | 0 | 0 | 0 | 0 | 0 | 0 | 0 | 0 | 0 | 0 | 0 | 0 | 0 | 0 | 0 | 0
F4_Commercial_Restaurant_New_Space Heating_Natural Gas_Furnace_E5 | F4 | Commercial | Restaurant | New | Space Heating | Natural Gas | Furnace | E5 | Utility - Cost of Equipment | 0 | 0 | 0 | 0 | 0 | 0 | 0 | 0 | 0 | 0 | 0 | 0 | 0 | 0 | 0 | 0 | 0 | 0 | 0 | 0 | 0 | 0 | 0 | 0 | 0 | 0 | 0 | 0 | 0 | 0
F4_Commercial_Restaurant_New_Space Heating_Natural Gas_Furnace_E6 | F4 | Commercial | Restaurant | New | Space Heating | Natural Gas | Furnace | E6 | Utility - Cost of Equipment | 0 | 0 | 0 | 0 | 0 | 0 | 0 | 0 | 0 | 0 | 0 | 0 | 0 | 0 | 0 | 0 | 0 | 0 | 0 | 0 | 0 | 0 | 0 | 0 | 0 | 0 | 0 | 0 | 0 | 0
F4_Commercial_Restaurant_New_Space Heating_Natural Gas_Furnace_E7 | F4 | Commercial | Restaurant | New | Space Heating | Natural Gas | Furnace | E7 | Utility - Cost of Equipment | 0 | 0 | 0 | 0 | 0 | 0 | 0 | 0 | 0 | 0 | 0 | 0 | 0 | 0 | 0 | 0 | 0 | 0 | 0 | 0 | 0 | 0 | 0 | 0 | 0 | 0 | 0 | 0 | 0 | 0
F4_Commercial_Restaurant_New_Space Heating_Natural Gas_Furnace_E8 | F4 | Commercial | Restaurant | New | Space Heating | Natural Gas | Furnace | E8 | Utility - Cost of Equipment | 0 | 0 | 0 | 0 | 0 | 0 | 0 | 0 | 0 | 0 | 0 | 0 | 0 | 0 | 0 | 0 | 0 | 0 | 0 | 0 | 0 | 0 | 0 | 0 | 0 | 0 | 0 | 0 | 0 | 0
F4_Commercial_Restaurant_New_Space Heating_Natural Gas_Furnace_E9 | F4 | Commercial | Restaurant | New | Space Heating | Natural Gas | Furnace | E9 | Utility - Cost of Equipment | 0 | 0 | 0 | 0 | 0 | 0 | 0 | 0 | 0 | 0 | 0 | 0 | 0 | 0 | 0 | 0 | 0 | 0 | 0 | 0 | 0 | 0 | 0 | 0 | 0 | 0 | 0 | 0 | 0 | 0
F4_Commercial_Restaurant_New_Space Heating_Natural Gas_Furnace_E10 | F4 | Commercial | Restaurant | New | Space Heating | Natural Gas | Furnace | E10 | Utility - Cost of Equipment | 0 | 0 | 0 | 0 | 0 | 0 | 0 | 0 | 0 | 0 | 0 | 0 | 0 | 0 | 0 | 0 | 0 | 0 | 0 | 0 | 0 | 0 | 0 | 0 | 0 | 0 | 0 | 0 | 0 | 0
F5_Commercial_Restaurant_New_Space Heating_Natural Gas_Furnace_E1 | F5 | Commercial | Restaurant | New | Space Heating | Natural Gas | Furnace | E1 | Utility - Cost of Operation | 0.35217 | 0.35636 | 0.36089 | 0.36678 | 0.37376 | 0.38155 | 0.38887 | 0.39565 | 0.40228 | 0.409 | 0.41597 | 0.42308 | 0.43024 | 0.4377 | 0.44507 | 0.45261 | 0.46048 | 0.46845 | 0.47654 | 0.48473 | 0.49293 | 0.5011 | 0 | 0 | 0 | 0 | 0 | 0 | 0 | 0
F5_Commercial_Restaurant_New_Space Heating_Natural Gas_Furnace_E2 | F5 | Commercial | Restaurant | New | Space Heating | Natural Gas | Furnace | E2 | Utility - Cost of Operation | 0.31284 | 0.31657 | 0.32059 | 0.32582 | 0.33202 | 0.33894 | 0.34544 | 0.35146 | 0.35736 | 0.36332 | 0.36952 | 0.37583 | 0.38219 | 0.38882 | 0.39537 | 0.40206 | 0.40906 | 0.41614 | 0.42333 | 0.4306 | 0.43788 | 0.44514 | 0 | 0 | 0 | 0 | 0 | 0 | 0 | 0
F5_Commercial_Restaurant_New_Space Heating_Natural Gas_Furnace_E3 | F5 | Commercial | Restaurant | New | Space Heating | Natural Gas | Furnace | E3 | Utility - Cost of Operation | 0.29657 | 0.30009 | 0.30391 | 0.30886 | 0.31475 | 0.3213 | 0.32747 | 0.33317 | 0.33876 | 0.34442 | 0.35029 | 0.35628 | 0.3623 | 0.36859 | 0.3748 | 0.38114 | 0.38777 | 0.39449 | 0.4013 | 0.40819 | 0.41509 | 0.42198 | 0 | 0 | 0 | 0 | 0 | 0 | 0 | 0
F5_Commercial_Restaurant_New_Space Heating_Natural Gas_Furnace_E4 | F5 | Commercial | Restaurant | New | Space Heating | Natural Gas | Furnace | E4 | Utility - Cost of Operation | 0 | 0 | 0 | 0 | 0 | 0 | 0 | 0 | 0 | 0 | 0 | 0 | 0 | 0 | 0 | 0 | 0 | 0 | 0 | 0 | 0 | 0 | 0 | 0 | 0 | 0 | 0 | 0 | 0 | 0
F5_Commercial_Restaurant_New_Space Heating_Natural Gas_Furnace_E5 | F5 | Commercial | Restaurant | New | Space Heating | Natural Gas | Furnace | E5 | Utility - Cost of Operation | 0 | 0 | 0 | 0 | 0 | 0 | 0 | 0 | 0 | 0 | 0 | 0 | 0 | 0 | 0 | 0 | 0 | 0 | 0 | 0 | 0 | 0 | 0 | 0 | 0 | 0 | 0 | 0 | 0 | 0
F5_Commercial_Restaurant_New_Space Heating_Natural Gas_Furnace_E6 | F5 | Commercial | Restaurant | New | Space Heating | Natural Gas | Furnace | E6 | Utility - Cost of Operation | 0 | 0 | 0 | 0 | 0 | 0 | 0 | 0 | 0 | 0 | 0 | 0 | 0 | 0 | 0 | 0 | 0 | 0 | 0 | 0 | 0 | 0 | 0 | 0 | 0 | 0 | 0 | 0 | 0 | 0
F5_Commercial_Restaurant_New_Space Heating_Natural Gas_Furnace_E7 | F5 | Commercial | Restaurant | New | Space Heating | Natural Gas | Furnace | E7 | Utility - Cost of Operation | 0 | 0 | 0 | 0 | 0 | 0 | 0 | 0 | 0 | 0 | 0 | 0 | 0 | 0 | 0 | 0 | 0 | 0 | 0 | 0 | 0 | 0 | 0 | 0 | 0 | 0 | 0 | 0 | 0 | 0
F5_Commercial_Restaurant_New_Space Heating_Natural Gas_Furnace_E8 | F5 | Commercial | Restaurant | New | Space Heating | Natural Gas | Furnace | E8 | Utility - Cost of Operation | 0 | 0 | 0 | 0 | 0 | 0 | 0 | 0 | 0 | 0 | 0 | 0 | 0 | 0 | 0 | 0 | 0 | 0 | 0 | 0 | 0 | 0 | 0 | 0 | 0 | 0 | 0 | 0 | 0 | 0
F5_Commercial_Restaurant_New_Space Heating_Natural Gas_Furnace_E9 | F5 | Commercial | Restaurant | New | Space Heating | Natural Gas | Furnace | E9 | Utility - Cost of Operation | 0 | 0 | 0 | 0 | 0 | 0 | 0 | 0 | 0 | 0 | 0 | 0 | 0 | 0 | 0 | 0 | 0 | 0 | 0 | 0 | 0 | 0 | 0 | 0 | 0 | 0 | 0 | 0 | 0 | 0
F5_Commercial_Restaurant_New_Space Heating_Natural Gas_Furnace_E10 | F5 | Commercial | Restaurant | New | Space Heating | Natural Gas | Furnace | E10 | Utility - Cost of Operation | 0 | 0 | 0 | 0 | 0 | 0 | 0 | 0 | 0 | 0 | 0 | 0 | 0 | 0 | 0 | 0 | 0 | 0 | 0 | 0 | 0 | 0 | 0 | 0 | 0 | 0 | 0 | 0 | 0 | 0
F6_Commercial_Restaurant_New_Space Heating_Natural Gas_Furnace_E1 | F6 | Commercial | Restaurant | New | Space Heating | Natural Gas | Furnace | E1 | Utility - Value of Sales | 0.42192 | 0.42694 | 0.43237 | 0.43942 | 0.44779 | 0.45712 | 0.46589 | 0.47401 | 0.48196 | 0.49001 | 0.49836 | 0.50688 | 0.51545 | 0.52439 | 0.53322 | 0.54225 | 0.55168 | 0.56124 | 0.57093 | 0.58073 | 0.59056 | 0.60035 | 0 | 0 | 0 | 0 | 0 | 0 | 0 | 0
F6_Commercial_Restaurant_New_Space Heating_Natural Gas_Furnace_E2 | F6 | Commercial | Restaurant | New | Space Heating | Natural Gas | Furnace | E2 | Utility - Value of Sales | 0.37481 | 0.37927 | 0.38409 | 0.39035 | 0.39779 | 0.40607 | 0.41387 | 0.42108 | 0.42814 | 0.43529 | 0.44271 | 0.45027 | 0.45789 | 0.46583 | 0.47368 | 0.4817 | 0.49007 | 0.49856 | 0.50717 | 0.51588 | 0.52461 | 0.5333 | 0 | 0 | 0 | 0 | 0 | 0 | 0 | 0
F6_Commercial_Restaurant_New_Space Heating_Natural Gas_Furnace_E3 | F6 | Commercial | Restaurant | New | Space Heating | Natural Gas | Furnace | E3 | Utility - Value of Sales | 0.3553 | 0.35953 | 0.3641 | 0.37004 | 0.37709 | 0.38494 | 0.39233 | 0.39917 | 0.40586 | 0.41264 | 0.41967 | 0.42684 | 0.43406 | 0.4416 | 0.44903 | 0.45663 | 0.46457 | 0.47262 | 0.48078 | 0.48904 | 0.49731 | 0.50555 | 0 | 0 | 0 | 0 | 0 | 0 | 0 | 0
F6_Commercial_Restaurant_New_Space Heating_Natural Gas_Furnace_E4 | F6 | Commercial | Restaurant | New | Space Heating | Natural Gas | Furnace | E4 | Utility - Value of Sales | 0 | 0 | 0 | 0 | 0 | 0 | 0 | 0 | 0 | 0 | 0 | 0 | 0 | 0 | 0 | 0 | 0 | 0 | 0 | 0 | 0 | 0 | 0 | 0 | 0 | 0 | 0 | 0 | 0 | 0
F6_Commercial_Restaurant_New_Space Heating_Natural Gas_Furnace_E5 | F6 | Commercial | Restaurant | New | Space Heating | Natural Gas | Furnace | E5 | Utility - Value of Sales | 0 | 0 | 0 | 0 | 0 | 0 | 0 | 0 | 0 | 0 | 0 | 0 | 0 | 0 | 0 | 0 | 0 | 0 | 0 | 0 | 0 | 0 | 0 | 0 | 0 | 0 | 0 | 0 | 0 | 0
F6_Commercial_Restaurant_New_Space Heating_Natural Gas_Furnace_E6 | F6 | Commercial | Restaurant | New | Space Heating | Natural Gas | Furnace | E6 | Utility - Value of Sales | 0 | 0 | 0 | 0 | 0 | 0 | 0 | 0 | 0 | 0 | 0 | 0 | 0 | 0 | 0 | 0 | 0 | 0 | 0 | 0 | 0 | 0 | 0 | 0 | 0 | 0 | 0 | 0 | 0 | 0
F6_Commercial_Restaurant_New_Space Heating_Natural Gas_Furnace_E7 | F6 | Commercial | Restaurant | New | Space Heating | Natural Gas | Furnace | E7 | Utility - Value of Sales | 0 | 0 | 0 | 0 | 0 | 0 | 0 | 0 | 0 | 0 | 0 | 0 | 0 | 0 | 0 | 0 | 0 | 0 | 0 | 0 | 0 | 0 | 0 | 0 | 0 | 0 | 0 | 0 | 0 | 0
F6_Commercial_Restaurant_New_Space Heating_Natural Gas_Furnace_E8 | F6 | Commercial | Restaurant | New | Space Heating | Natural Gas | Furnace | E8 | Utility - Value of Sales | 0 | 0 | 0 | 0 | 0 | 0 | 0 | 0 | 0 | 0 | 0 | 0 | 0 | 0 | 0 | 0 | 0 | 0 | 0 | 0 | 0 | 0 | 0 | 0 | 0 | 0 | 0 | 0 | 0 | 0
F6_Commercial_Restaurant_New_Space Heating_Natural Gas_Furnace_E9 | F6 | Commercial | Restaurant | New | Space Heating | Natural Gas | Furnace | E9 | Utility - Value of Sales | 0 | 0 | 0 | 0 | 0 | 0 | 0 | 0 | 0 | 0 | 0 | 0 | 0 | 0 | 0 | 0 | 0 | 0 | 0 | 0 | 0 | 0 | 0 | 0 | 0 | 0 | 0 | 0 | 0 | 0
F6_Commercial_Restaurant_New_Space Heating_Natural Gas_Furnace_E10 | F6 | Commercial | Restaurant | New | Space Heating | Natural Gas | Furnace | E10 | Utility - Value of Sales | 0 | 0 | 0 | 0 | 0 | 0 | 0 | 0 | 0 | 0 | 0 | 0 | 0 | 0 | 0 | 0 | 0 | 0 | 0 | 0 | 0 | 0 | 0 | 0 | 0 | 0 | 0 | 0 | 0 | 0
F1_Commercial_Restaurant_New_Space Heating_Natural Gas_Boiler_E1 | F1 | Commercial | Restaurant | New | Space Heating | Natural Gas | Boiler | E1 | Participant - Cost of Equipment | 0.21295 | 0.21295 | 0.21295 | 0.21295 | 0.21295 | 0.21295 | 0.21295 | 0.21295 | 0.21295 | 0.21295 | 0.21295 | 0.21295 | 0.21295 | 0.21295 | 0.21295 | 0.21295 | 0.21295 | 0.21295 | 0.21295 | 0.21295 | 0.21295 | 0.21295 | 0 | 0 | 0 | 0 | 0 | 0 | 0 | 0
F1_Commercial_Restaurant_New_Space Heating_Natural Gas_Boiler_E2 | F1 | Commercial | Restaurant | New | Space Heating | Natural Gas | Boiler | E2 | Participant - Cost of Equipment | 0.23794 | 0.23794 | 0.23794 | 0.23794 | 0.23794 | 0.23794 | 0.23794 | 0.23794 | 0.23794 | 0.23794 | 0.23794 | 0.23794 | 0.23794 | 0.23794 | 0.23794 | 0.23794 | 0.23794 | 0.23794 | 0.23794 | 0.23794 | 0.23794 | 0.23794 | 0 | 0 | 0 | 0 | 0 | 0 | 0 | 0
F1_Commercial_Restaurant_New_Space Heating_Natural Gas_Boiler_E3 | F1 | Commercial | Restaurant | New | Space Heating | Natural Gas | Boiler | E3 | Participant - Cost of Equipment | 0.28812 | 0.28812 | 0.28812 | 0.28812 | 0.28812 | 0.28812 | 0.28812 | 0.28812 | 0.28812 | 0.28812 | 0.28812 | 0.28812 | 0.28812 | 0.28812 | 0.28812 | 0.28812 | 0.28812 | 0.28812 | 0.28812 | 0.28812 | 0.28812 | 0.28812 | 0 | 0 | 0 | 0 | 0 | 0 | 0 | 0
F1_Commercial_Restaurant_New_Space Heating_Natural Gas_Boiler_E4 | F1 | Commercial | Restaurant | New | Space Heating | Natural Gas | Boiler | E4 | Participant - Cost of Equipment | 1.4709 | 1.4709 | 1.4709 | 1.4709 | 1.4709 | 1.4709 | 1.4709 | 1.4709 | 1.4709 | 1.4709 | 1.4709 | 1.4709 | 1.4709 | 1.4709 | 1.4709 | 1.4709 | 1.4709 | 1.4709 | 1.4709 | 1.4709 | 1.4709 | 1.4709 | 0 | 0 | 0 | 0 | 0 | 0 | 0 | 0
F1_Commercial_Restaurant_New_Space Heating_Natural Gas_Boiler_E5 | F1 | Commercial | Restaurant | New | Space Heating | Natural Gas | Boiler | E5 | Participant - Cost of Equipment | 0 | 0 | 0 | 0 | 0 | 0 | 0 | 0 | 0 | 0 | 0 | 0 | 0 | 0 | 0 | 0 | 0 | 0 | 0 | 0 | 0 | 0 | 0 | 0 | 0 | 0 | 0 | 0 | 0 | 0
F1_Commercial_Restaurant_New_Space Heating_Natural Gas_Boiler_E6 | F1 | Commercial | Restaurant | New | Space Heating | Natural Gas | Boiler | E6 | Participant - Cost of Equipment | 0 | 0 | 0 | 0 | 0 | 0 | 0 | 0 | 0 | 0 | 0 | 0 | 0 | 0 | 0 | 0 | 0 | 0 | 0 | 0 | 0 | 0 | 0 | 0 | 0 | 0 | 0 | 0 | 0 | 0
F1_Commercial_Restaurant_New_Space Heating_Natural Gas_Boiler_E7 | F1 | Commercial | Restaurant | New | Space Heating | Natural Gas | Boiler | E7 | Participant - Cost of Equipment | 0 | 0 | 0 | 0 | 0 | 0 | 0 | 0 | 0 | 0 | 0 | 0 | 0 | 0 | 0 | 0 | 0 | 0 | 0 | 0 | 0 | 0 | 0 | 0 | 0 | 0 | 0 | 0 | 0 | 0
F1_Commercial_Restaurant_New_Space Heating_Natural Gas_Boiler_E8 | F1 | Commercial | Restaurant | New | Space Heating | Natural Gas | Boiler | E8 | Participant - Cost of Equipment | 0 | 0 | 0 | 0 | 0 | 0 | 0 | 0 | 0 | 0 | 0 | 0 | 0 | 0 | 0 | 0 | 0 | 0 | 0 | 0 | 0 | 0 | 0 | 0 | 0 | 0 | 0 | 0 | 0 | 0
F1_Commercial_Restaurant_New_Space Heating_Natural Gas_Boiler_E9 | F1 | Commercial | Restaurant | New | Space Heating | Natural Gas | Boiler | E9 | Participant - Cost of Equipment | 0 | 0 | 0 | 0 | 0 | 0 | 0 | 0 | 0 | 0 | 0 | 0 | 0 | 0 | 0 | 0 | 0 | 0 | 0 | 0 | 0 | 0 | 0 | 0 | 0 | 0 | 0 | 0 | 0 | 0
F1_Commercial_Restaurant_New_Space Heating_Natural Gas_Boiler_E10 | F1 | Commercial | Restaurant | New | Space Heating | Natural Gas | Boiler | E10 | Participant - Cost of Equipment | 0 | 0 | 0 | 0 | 0 | 0 | 0 | 0 | 0 | 0 | 0 | 0 | 0 | 0 | 0 | 0 | 0 | 0 | 0 | 0 | 0 | 0 | 0 | 0 | 0 | 0 | 0 | 0 | 0 | 0
F2_Commercial_Restaurant_New_Space Heating_Natural Gas_Boiler_E1 | F2 | Commercial | Restaurant | New | Space Heating | Natural Gas | Boiler | E1 | Participant - Cost of Operation | 1.4973 | 1.5154 | 1.5347 | 1.5593 | 1.5885 | 1.6213 | 1.6525 | 1.6815 | 1.7101 | 1.739 | 1.769 | 1.7996 | 1.8304 | 1.8625 | 1.8943 | 1.9267 | 1.9606 | 1.9949 | 2.0297 | 2.0648 | 2.1 | 2.1348 | 0 | 0 | 0 | 0 | 0 | 0 | 0 | 0
F2_Commercial_Restaurant_New_Space Heating_Natural Gas_Boiler_E2 | F2 | Commercial | Restaurant | New | Space Heating | Natural Gas | Boiler | E2 | Participant - Cost of Operation | 1.4093 | 1.4262 | 1.4444 | 1.4676 | 1.4951 | 1.5259 | 1.5553 | 1.5826 | 1.6095 | 1.6367 | 1.665 | 1.6937 | 1.7228 | 1.7529 | 1.7828 | 1.8134 | 1.8452 | 1.8775 | 1.9103 | 1.9434 | 1.9764 | 2.0093 | 0 | 0 | 0 | 0 | 0 | 0 | 0 | 0
F2_Commercial_Restaurant_New_Space Heating_Natural Gas_Boiler_E3 | F2 | Commercial | Restaurant | New | Space Heating | Natural Gas | Boiler | E3 | Participant - Cost of Operation | 1.2349 | 1.2498 | 1.2657 | 1.286 | 1.3101 | 1.3371 | 1.3629 | 1.3868 | 1.4104 | 1.4343 | 1.459 | 1.4842 | 1.5096 | 1.5361 | 1.5623 | 1.5891 | 1.617 | 1.6453 | 1.674 | 1.703 | 1.7319 | 1.7607 | 0 | 0 | 0 | 0 | 0 | 0 | 0 | 0
F2_Commercial_Restaurant_New_Space Heating_Natural Gas_Boiler_E4 | F2 | Commercial | Restaurant | New | Space Heating | Natural Gas | Boiler | E4 | Participant - Cost of Operation | 0.79514 | 0.80338 | 0.81285 | 0.82659 | 0.84384 | 0.86359 | 0.88172 | 0.89775 | 0.913 | 0.92815 | 0.94374 | 0.95935 | 0.97464 | 0.99041 | 1.0057 | 1.0214 | 1.038 | 1.0547 | 1.0716 | 1.0887 | 1.1057 | 1.1225 | 0 | 0 | 0 | 0 | 0 | 0 | 0 | 0
F2_Commercial_Restaurant_New_Space Heating_Natural Gas_Boiler_E5 | F2 | Commercial | Restaurant | New | Space Heating | Natural Gas | Boiler | E5 | Participant - Cost of Operation | 0 | 0 | 0 | 0 | 0 | 0 | 0 | 0 | 0 | 0 | 0 | 0 | 0 | 0 | 0 | 0 | 0 | 0 | 0 | 0 | 0 | 0 | 0 | 0 | 0 | 0 | 0 | 0 | 0 | 0
F2_Commercial_Restaurant_New_Space Heating_Natural Gas_Boiler_E6 | F2 | Commercial | Restaurant | New | Space Heating | Natural Gas | Boiler | E6 | Participant - Cost of Operation | 0 | 0 | 0 | 0 | 0 | 0 | 0 | 0 | 0 | 0 | 0 | 0 | 0 | 0 | 0 | 0 | 0 | 0 | 0 | 0 | 0 | 0 | 0 | 0 | 0 | 0 | 0 | 0 | 0 | 0
F2_Commercial_Restaurant_New_Space Heating_Natural Gas_Boiler_E7 | F2 | Commercial | Restaurant | New | Space Heating | Natural Gas | Boiler | E7 | Participant - Cost of Operation | 0 | 0 | 0 | 0 | 0 | 0 | 0 | 0 | 0 | 0 | 0 | 0 | 0 | 0 | 0 | 0 | 0 | 0 | 0 | 0 | 0 | 0 | 0 | 0 | 0 | 0 | 0 | 0 | 0 | 0
F2_Commercial_Restaurant_New_Space Heating_Natural Gas_Boiler_E8 | F2 | Commercial | Restaurant | New | Space Heating | Natural Gas | Boiler | E8 | Participant - Cost of Operation | 0 | 0 | 0 | 0 | 0 | 0 | 0 | 0 | 0 | 0 | 0 | 0 | 0 | 0 | 0 | 0 | 0 | 0 | 0 | 0 | 0 | 0 | 0 | 0 | 0 | 0 | 0 | 0 | 0 | 0
F2_Commercial_Restaurant_New_Space Heating_Natural Gas_Boiler_E9 | F2 | Commercial | Restaurant | New | Space Heating | Natural Gas | Boiler | E9 | Participant - Cost of Operation | 0 | 0 | 0 | 0 | 0 | 0 | 0 | 0 | 0 | 0 | 0 | 0 | 0 | 0 | 0 | 0 | 0 | 0 | 0 | 0 | 0 | 0 | 0 | 0 | 0 | 0 | 0 | 0 | 0 | 0
F2_Commercial_Restaurant_New_Space Heating_Natural Gas_Boiler_E10 | F2 | Commercial | Restaurant | New | Space Heating | Natural Gas | Boiler | E10 | Participant - Cost of Operation | 0 | 0 | 0 | 0 | 0 | 0 | 0 | 0 | 0 | 0 | 0 | 0 | 0 | 0 | 0 | 0 | 0 | 0 | 0 | 0 | 0 | 0 | 0 | 0 | 0 | 0 | 0 | 0 | 0 | 0
F3_Commercial_Restaurant_New_Space Heating_Natural Gas_Boiler_E1 | F3 | Commercial | Restaurant | New | Space Heating | Natural Gas | Boiler | E1 | System - kBTUs of Conusmption | 130.2661 | 130.3223 | 130.3518 | 130.5977 | 130.7686 | 130.8642 | 130.8626 | 130.8471 | 130.7984 | 130.7184 | 130.5906 | 130.4553 | 130.2957 | 130.1144 | 129.8909 | 129.673 | 129.4388 | 129.1885 | 128.9025 | 128.6271 | 128.3412 | 128.0473 | 0 | 0 | 0 | 0 | 0 | 0 | 0 | 0
F3_Commercial_Restaurant_New_Space Heating_Natural Gas_Boiler_E2 | F3 | Commercial | Restaurant | New | Space Heating | Natural Gas | Boiler | E2 | System - kBTUs of Conusmption | 122.6034 | 122.6563 | 122.684 | 122.9155 | 123.0763 | 123.1663 | 123.1648 | 123.1502 | 123.1043 | 123.0291 | 122.9088 | 122.7814 | 122.6313 | 122.4606 | 122.2503 | 122.0452 | 121.8248 | 121.5892 | 121.32 | 121.0608 | 120.7917 | 120.5151 | 0 | 0 | 0 | 0 | 0 | 0 | 0 | 0
F3_Commercial_Restaurant_New_Space Heating_Natural Gas_Boiler_E3 | F3 | Commercial | Restaurant | New | Space Heating | Natural Gas | Boiler | E3 | System - kBTUs of Conusmption | 107.436 | 107.4823 | 107.5066 | 107.7094 | 107.8504 | 107.9292 | 107.9279 | 107.9151 | 107.8749 | 107.809 | 107.7036 | 107.592 | 107.4604 | 107.3109 | 107.1265 | 106.9468 | 106.7537 | 106.5472 | 106.3114 | 106.0842 | 105.8484 | 105.6061 | 0 | 0 | 0 | 0 | 0 | 0 | 0 | 0
F3_Commercial_Restaurant_New_Space Heating_Natural Gas_Boiler_E4 | F3 | Commercial | Restaurant | New | Space Heating | Natural Gas | Boiler | E4 | System - kBTUs of Conusmption | 73.7077 | 73.9279 | 74.1644 | 74.6214 | 74.9912 | 75.2699 | 75.4373 | 75.571 | 75.6515 | 75.6774 | 75.634 | 75.5586 | 75.4348 | 75.2621 | 75.0492 | 74.8417 | 74.6187 | 74.3802 | 74.1079 | 73.8456 | 73.5733 | 73.2934 | 0 | 0 | 0 | 0 | 0 | 0 | 0 | 0
F3_Commercial_Restaurant_New_Space Heating_Natural Gas_Boiler_E5 | F3 | Commercial | Restaurant | New | Space Heating | Natural Gas | Boiler | E5 | System - kBTUs of Conusmption | 0 | 0 | 0 | 0 | 0 | 0 | 0 | 0 | 0 | 0 | 0 | 0 | 0 | 0 | 0 | 0 | 0 | 0 | 0 | 0 | 0 | 0 | 0 | 0 | 0 | 0 | 0 | 0 | 0 | 0
F3_Commercial_Restaurant_New_Space Heating_Natural Gas_Boiler_E6 | F3 | Commercial | Restaurant | New | Space Heating | Natural Gas | Boiler | E6 | System - kBTUs of Conusmption | 0 | 0 | 0 | 0 | 0 | 0 | 0 | 0 | 0 | 0 | 0 | 0 | 0 | 0 | 0 | 0 | 0 | 0 | 0 | 0 | 0 | 0 | 0 | 0 | 0 | 0 | 0 | 0 | 0 | 0
F3_Commercial_Restaurant_New_Space Heating_Natural Gas_Boiler_E7 | F3 | Commercial | Restaurant | New | Space Heating | Natural Gas | Boiler | E7 | System - kBTUs of Conusmption | 0 | 0 | 0 | 0 | 0 | 0 | 0 | 0 | 0 | 0 | 0 | 0 | 0 | 0 | 0 | 0 | 0 | 0 | 0 | 0 | 0 | 0 | 0 | 0 | 0 | 0 | 0 | 0 | 0 | 0
F3_Commercial_Restaurant_New_Space Heating_Natural Gas_Boiler_E8 | F3 | Commercial | Restaurant | New | Space Heating | Natural Gas | Boiler | E8 | System - kBTUs of Conusmption | 0 | 0 | 0 | 0 | 0 | 0 | 0 | 0 | 0 | 0 | 0 | 0 | 0 | 0 | 0 | 0 | 0 | 0 | 0 | 0 | 0 | 0 | 0 | 0 | 0 | 0 | 0 | 0 | 0 | 0
F3_Commercial_Restaurant_New_Space Heating_Natural Gas_Boiler_E9 | F3 | Commercial | Restaurant | New | Space Heating | Natural Gas | Boiler | E9 | System - kBTUs of Conusmption | 0 | 0 | 0 | 0 | 0 | 0 | 0 | 0 | 0 | 0 | 0 | 0 | 0 | 0 | 0 | 0 | 0 | 0 | 0 | 0 | 0 | 0 | 0 | 0 | 0 | 0 | 0 | 0 | 0 | 0
F3_Commercial_Restaurant_New_Space Heating_Natural Gas_Boiler_E10 | F3 | Commercial | Restaurant | New | Space Heating | Natural Gas | Boiler | E10 | System - kBTUs of Conusmption | 0 | 0 | 0 | 0 | 0 | 0 | 0 | 0 | 0 | 0 | 0 | 0 | 0 | 0 | 0 | 0 | 0 | 0 | 0 | 0 | 0 | 0 | 0 | 0 | 0 | 0 | 0 | 0 | 0 | 0
F4_Commercial_Restaurant_New_Space Heating_Natural Gas_Boiler_E1 | F4 | Commercial | Restaurant | New | Space Heating | Natural Gas | Boiler | E1 | Utility - Cost of Equipment | 0.21295 | 0.21295 | 0.21295 | 0.21295 | 0.21295 | 0.21295 | 0.21295 | 0.21295 | 0.21295 | 0.21295 | 0.21295 | 0.21295 | 0.21295 | 0.21295 | 0.21295 | 0.21295 | 0.21295 | 0.21295 | 0.21295 | 0.21295 | 0.21295 | 0.21295 | 0 | 0 | 0 | 0 | 0 | 0 | 0 | 0
F4_Commercial_Restaurant_New_Space Heating_Natural Gas_Boiler_E2 | F4 | Commercial | Restaurant | New | Space Heating | Natural Gas | Boiler | E2 | Utility - Cost of Equipment | 0.23794 | 0.23794 | 0.23794 | 0.23794 | 0.23794 | 0.23794 | 0.23794 | 0.23794 | 0.23794 | 0.23794 | 0.23794 | 0.23794 | 0.23794 | 0.23794 | 0.23794 | 0.23794 | 0.23794 | 0.23794 | 0.23794 | 0.23794 | 0.23794 | 0.23794 | 0 | 0 | 0 | 0 | 0 | 0 | 0 | 0
F4_Commercial_Restaurant_New_Space Heating_Natural Gas_Boiler_E3 | F4 | Commercial | Restaurant | New | Space Heating | Natural Gas | Boiler | E3 | Utility - Cost of Equipment | 0.28812 | 0.28812 | 0.28812 | 0.28812 | 0.28812 | 0.28812 | 0.28812 | 0.28812 | 0.28812 | 0.28812 | 0.28812 | 0.28812 | 0.28812 | 0.28812 | 0.28812 | 0.28812 | 0.28812 | 0.28812 | 0.28812 | 0.28812 | 0.28812 | 0.28812 | 0 | 0 | 0 | 0 | 0 | 0 | 0 | 0
F4_Commercial_Restaurant_New_Space Heating_Natural Gas_Boiler_E4 | F4 | Commercial | Restaurant | New | Space Heating | Natural Gas | Boiler | E4 | Utility - Cost of Equipment | 1.4709 | 1.4709 | 1.4709 | 1.4709 | 1.4709 | 1.4709 | 1.4709 | 1.4709 | 1.4709 | 1.4709 | 1.4709 | 1.4709 | 1.4709 | 1.4709 | 1.4709 | 1.4709 | 1.4709 | 1.4709 | 1.4709 | 1.4709 | 1.4709 | 1.4709 | 0 | 0 | 0 | 0 | 0 | 0 | 0 | 0
F4_Commercial_Restaurant_New_Space Heating_Natural Gas_Boiler_E5 | F4 | Commercial | Restaurant | New | Space Heating | Natural Gas | Boiler | E5 | Utility - Cost of Equipment | 0 | 0 | 0 | 0 | 0 | 0 | 0 | 0 | 0 | 0 | 0 | 0 | 0 | 0 | 0 | 0 | 0 | 0 | 0 | 0 | 0 | 0 | 0 | 0 | 0 | 0 | 0 | 0 | 0 | 0
F4_Commercial_Restaurant_New_Space Heating_Natural Gas_Boiler_E6 | F4 | Commercial | Restaurant | New | Space Heating | Natural Gas | Boiler | E6 | Utility - Cost of Equipment | 0 | 0 | 0 | 0 | 0 | 0 | 0 | 0 | 0 | 0 | 0 | 0 | 0 | 0 | 0 | 0 | 0 | 0 | 0 | 0 | 0 | 0 | 0 | 0 | 0 | 0 | 0 | 0 | 0 | 0
F4_Commercial_Restaurant_New_Space Heating_Natural Gas_Boiler_E7 | F4 | Commercial | Restaurant | New | Space Heating | Natural Gas | Boiler | E7 | Utility - Cost of Equipment | 0 | 0 | 0 | 0 | 0 | 0 | 0 | 0 | 0 | 0 | 0 | 0 | 0 | 0 | 0 | 0 | 0 | 0 | 0 | 0 | 0 | 0 | 0 | 0 | 0 | 0 | 0 | 0 | 0 | 0
F4_Commercial_Restaurant_New_Space Heating_Natural Gas_Boiler_E8 | F4 | Commercial | Restaurant | New | Space Heating | Natural Gas | Boiler | E8 | Utility - Cost of Equipment | 0 | 0 | 0 | 0 | 0 | 0 | 0 | 0 | 0 | 0 | 0 | 0 | 0 | 0 | 0 | 0 | 0 | 0 | 0 | 0 | 0 | 0 | 0 | 0 | 0 | 0 | 0 | 0 | 0 | 0
F4_Commercial_Restaurant_New_Space Heating_Natural Gas_Boiler_E9 | F4 | Commercial | Restaurant | New | Space Heating | Natural Gas | Boiler | E9 | Utility - Cost of Equipment | 0 | 0 | 0 | 0 | 0 | 0 | 0 | 0 | 0 | 0 | 0 | 0 | 0 | 0 | 0 | 0 | 0 | 0 | 0 | 0 | 0 | 0 | 0 | 0 | 0 | 0 | 0 | 0 | 0 | 0
F4_Commercial_Restaurant_New_Space Heating_Natural Gas_Boiler_E10 | F4 | Commercial | Restaurant | New | Space Heating | Natural Gas | Boiler | E10 | Utility - Cost of Equipment | 0 | 0 | 0 | 0 | 0 | 0 | 0 | 0 | 0 | 0 | 0 | 0 | 0 | 0 | 0 | 0 | 0 | 0 | 0 | 0 | 0 | 0 | 0 | 0 | 0 | 0 | 0 | 0 | 0 | 0
F5_Commercial_Restaurant_New_Space Heating_Natural Gas_Boiler_E1 | F5 | Commercial | Restaurant | New | Space Heating | Natural Gas | Boiler | E1 | Utility - Cost of Operation | 1.2498 | 1.2648 | 1.281 | 1.3015 | 1.3259 | 1.3532 | 1.3793 | 1.4035 | 1.4274 | 1.4515 | 1.4766 | 1.5021 | 1.5278 | 1.5546 | 1.5811 | 1.6082 | 1.6365 | 1.6651 | 1.6942 | 1.7235 | 1.7528 | 1.7819 | 0 | 0 | 0 | 0 | 0 | 0 | 0 | 0
F5_Commercial_Restaurant_New_Space Heating_Natural Gas_Boiler_E2 | F5 | Commercial | Restaurant | New | Space Heating | Natural Gas | Boiler | E2 | Utility - Cost of Operation | 1.1763 | 1.1904 | 1.2056 | 1.225 | 1.2479 | 1.2736 | 1.2981 | 1.321 | 1.3434 | 1.3662 | 1.3897 | 1.4137 | 1.4379 | 1.4631 | 1.4881 | 1.5136 | 1.5402 | 1.5671 | 1.5945 | 1.6221 | 1.6497 | 1.6771 | 0 | 0 | 0 | 0 | 0 | 0 | 0 | 0
F5_Commercial_Restaurant_New_Space Heating_Natural Gas_Boiler_E3 | F5 | Commercial | Restaurant | New | Space Heating | Natural Gas | Boiler | E3 | Utility - Cost of Operation | 1.0308 | 1.0432 | 1.0565 | 1.0734 | 1.0935 | 1.1161 | 1.1376 | 1.1576 | 1.1772 | 1.1971 | 1.2178 | 1.2388 | 1.2601 | 1.2821 | 1.304 | 1.3263 | 1.3497 | 1.3733 | 1.3972 | 1.4214 | 1.4456 | 1.4696 | 0 | 0 | 0 | 0 | 0 | 0 | 0 | 0
F5_Commercial_Restaurant_New_Space Heating_Natural Gas_Boiler_E4 | F5 | Commercial | Restaurant | New | Space Heating | Natural Gas | Boiler | E4 | Utility - Cost of Operation | 0.66368 | 0.67056 | 0.67847 | 0.68994 | 0.70434 | 0.72082 | 0.73595 | 0.74933 | 0.76206 | 0.7747 | 0.78772 | 0.80075 | 0.81351 | 0.82668 | 0.83944 | 0.85252 | 0.86636 | 0.88034 | 0.89446 | 0.9087 | 0.92287 | 0.93695 | 0 | 0 | 0 | 0 | 0 | 0 | 0 | 0
F5_Commercial_Restaurant_New_Space Heating_Natural Gas_Boiler_E5 | F5 | Commercial | Restaurant | New | Space Heating | Natural Gas | Boiler | E5 | Utility - Cost of Operation | 0 | 0 | 0 | 0 | 0 | 0 | 0 | 0 | 0 | 0 | 0 | 0 | 0 | 0 | 0 | 0 | 0 | 0 | 0 | 0 | 0 | 0 | 0 | 0 | 0 | 0 | 0 | 0 | 0 | 0
F5_Commercial_Restaurant_New_Space Heating_Natural Gas_Boiler_E6 | F5 | Commercial | Restaurant | New | Space Heating | Natural Gas | Boiler | E6 | Utility - Cost of Operation | 0 | 0 | 0 | 0 | 0 | 0 | 0 | 0 | 0 | 0 | 0 | 0 | 0 | 0 | 0 | 0 | 0 | 0 | 0 | 0 | 0 | 0 | 0 | 0 | 0 | 0 | 0 | 0 | 0 | 0
F5_Commercial_Restaurant_New_Space Heating_Natural Gas_Boiler_E7 | F5 | Commercial | Restaurant | New | Space Heating | Natural Gas | Boiler | E7 | Utility - Cost of Operation | 0 | 0 | 0 | 0 | 0 | 0 | 0 | 0 | 0 | 0 | 0 | 0 | 0 | 0 | 0 | 0 | 0 | 0 | 0 | 0 | 0 | 0 | 0 | 0 | 0 | 0 | 0 | 0 | 0 | 0
F5_Commercial_Restaurant_New_Space Heating_Natural Gas_Boiler_E8 | F5 | Commercial | Restaurant | New | Space Heating | Natural Gas | Boiler | E8 | Utility - Cost of Operation | 0 | 0 | 0 | 0 | 0 | 0 | 0 | 0 | 0 | 0 | 0 | 0 | 0 | 0 | 0 | 0 | 0 | 0 | 0 | 0 | 0 | 0 | 0 | 0 | 0 | 0 | 0 | 0 | 0 | 0
F5_Commercial_Restaurant_New_Space Heating_Natural Gas_Boiler_E9 | F5 | Commercial | Restaurant | New | Space Heating | Natural Gas | Boiler | E9 | Utility - Cost of Operation | 0 | 0 | 0 | 0 | 0 | 0 | 0 | 0 | 0 | 0 | 0 | 0 | 0 | 0 | 0 | 0 | 0 | 0 | 0 | 0 | 0 | 0 | 0 | 0 | 0 | 0 | 0 | 0 | 0 | 0
F5_Commercial_Restaurant_New_Space Heating_Natural Gas_Boiler_E10 | F5 | Commercial | Restaurant | New | Space Heating | Natural Gas | Boiler | E10 | Utility - Cost of Operation | 0 | 0 | 0 | 0 | 0 | 0 | 0 | 0 | 0 | 0 | 0 | 0 | 0 | 0 | 0 | 0 | 0 | 0 | 0 | 0 | 0 | 0 | 0 | 0 | 0 | 0 | 0 | 0 | 0 | 0
F6_Commercial_Restaurant_New_Space Heating_Natural Gas_Boiler_E1 | F6 | Commercial | Restaurant | New | Space Heating | Natural Gas | Boiler | E1 | Utility - Value of Sales | 1.4973 | 1.5154 | 1.5347 | 1.5593 | 1.5885 | 1.6213 | 1.6525 | 1.6815 | 1.7101 | 1.739 | 1.769 | 1.7996 | 1.8304 | 1.8625 | 1.8943 | 1.9267 | 1.9606 | 1.9949 | 2.0297 | 2.0648 | 2.1 | 2.1348 | 0 | 0 | 0 | 0 | 0 | 0 | 0 | 0
F6_Commercial_Restaurant_New_Space Heating_Natural Gas_Boiler_E2 | F6 | Commercial | Restaurant | New | Space Heating | Natural Gas | Boiler | E2 | Utility - Value of Sales | 1.4093 | 1.4262 | 1.4444 | 1.4676 | 1.4951 | 1.5259 | 1.5553 | 1.5826 | 1.6095 | 1.6367 | 1.665 | 1.6937 | 1.7228 | 1.7529 | 1.7828 | 1.8134 | 1.8452 | 1.8775 | 1.9103 | 1.9434 | 1.9764 | 2.0093 | 0 | 0 | 0 | 0 | 0 | 0 | 0 | 0
F6_Commercial_Restaurant_New_Space Heating_Natural Gas_Boiler_E3 | F6 | Commercial | Restaurant | New | Space Heating | Natural Gas | Boiler | E3 | Utility - Value of Sales | 1.2349 | 1.2498 | 1.2657 | 1.286 | 1.3101 | 1.3371 | 1.3629 | 1.3868 | 1.4104 | 1.4343 | 1.459 | 1.4842 | 1.5096 | 1.5361 | 1.5623 | 1.5891 | 1.617 | 1.6453 | 1.674 | 1.703 | 1.7319 | 1.7607 | 0 | 0 | 0 | 0 | 0 | 0 | 0 | 0
F6_Commercial_Restaurant_New_Space Heating_Natural Gas_Boiler_E4 | F6 | Commercial | Restaurant | New | Space Heating | Natural Gas | Boiler | E4 | Utility - Value of Sales | 0.79514 | 0.80338 | 0.81285 | 0.82659 | 0.84384 | 0.86359 | 0.88172 | 0.89775 | 0.913 | 0.92815 | 0.94374 | 0.95935 | 0.97464 | 0.99041 | 1.0057 | 1.0214 | 1.038 | 1.0547 | 1.0716 | 1.0887 | 1.1057 | 1.1225 | 0 | 0 | 0 | 0 | 0 | 0 | 0 | 0
F6_Commercial_Restaurant_New_Space Heating_Natural Gas_Boiler_E5 | F6 | Commercial | Restaurant | New | Space Heating | Natural Gas | Boiler | E5 | Utility - Value of Sales | 0 | 0 | 0 | 0 | 0 | 0 | 0 | 0 | 0 | 0 | 0 | 0 | 0 | 0 | 0 | 0 | 0 | 0 | 0 | 0 | 0 | 0 | 0 | 0 | 0 | 0 | 0 | 0 | 0 | 0
F6_Commercial_Restaurant_New_Space Heating_Natural Gas_Boiler_E6 | F6 | Commercial | Restaurant | New | Space Heating | Natural Gas | Boiler | E6 | Utility - Value of Sales | 0 | 0 | 0 | 0 | 0 | 0 | 0 | 0 | 0 | 0 | 0 | 0 | 0 | 0 | 0 | 0 | 0 | 0 | 0 | 0 | 0 | 0 | 0 | 0 | 0 | 0 | 0 | 0 | 0 | 0
F6_Commercial_Restaurant_New_Space Heating_Natural Gas_Boiler_E7 | F6 | Commercial | Restaurant | New | Space Heating | Natural Gas | Boiler | E7 | Utility - Value of Sales | 0 | 0 | 0 | 0 | 0 | 0 | 0 | 0 | 0 | 0 | 0 | 0 | 0 | 0 | 0 | 0 | 0 | 0 | 0 | 0 | 0 | 0 | 0 | 0 | 0 | 0 | 0 | 0 | 0 | 0
F6_Commercial_Restaurant_New_Space Heating_Natural Gas_Boiler_E8 | F6 | Commercial | Restaurant | New | Space Heating | Natural Gas | Boiler | E8 | Utility - Value of Sales | 0 | 0 | 0 | 0 | 0 | 0 | 0 | 0 | 0 | 0 | 0 | 0 | 0 | 0 | 0 | 0 | 0 | 0 | 0 | 0 | 0 | 0 | 0 | 0 | 0 | 0 | 0 | 0 | 0 | 0
F6_Commercial_Restaurant_New_Space Heating_Natural Gas_Boiler_E9 | F6 | Commercial | Restaurant | New | Space Heating | Natural Gas | Boiler | E9 | Utility - Value of Sales | 0 | 0 | 0 | 0 | 0 | 0 | 0 | 0 | 0 | 0 | 0 | 0 | 0 | 0 | 0 | 0 | 0 | 0 | 0 | 0 | 0 | 0 | 0 | 0 | 0 | 0 | 0 | 0 | 0 | 0
F6_Commercial_Restaurant_New_Space Heating_Natural Gas_Boiler_E10 | F6 | Commercial | Restaurant | New | Space Heating | Natural Gas | Boiler | E10 | Utility - Value of Sales | 0 | 0 | 0 | 0 | 0 | 0 | 0 | 0 | 0 | 0 | 0 | 0 | 0 | 0 | 0 | 0 | 0 | 0 | 0 | 0 | 0 | 0 | 0 | 0 | 0 | 0 | 0 | 0 | 0 | 0
F1_Commercial_Restaurant_New_Space Heating_Natural Gas_Unit Heater_E1 | F1 | Commercial | Restaurant | New | Space Heating | Natural Gas | Unit Heater | E1 | Participant - Cost of Equipment | 0.068826 | 0.068826 | 0.068826 | 0.068826 | 0.068826 | 0.068826 | 0.068826 | 0.068826 | 0.068826 | 0.068826 | 0.068826 | 0.068826 | 0.068826 | 0.068826 | 0.068826 | 0.068826 | 0.068826 | 0.068826 | 0.068826 | 0.068826 | 0.068826 | 0.068826 | 0 | 0 | 0 | 0 | 0 | 0 | 0 | 0
F1_Commercial_Restaurant_New_Space Heating_Natural Gas_Unit Heater_E2 | F1 | Commercial | Restaurant | New | Space Heating | Natural Gas | Unit Heater | E2 | Participant - Cost of Equipment | 0.15095 | 0.15095 | 0.15095 | 0.15095 | 0.15095 | 0.15095 | 0.15095 | 0.15095 | 0.15095 | 0.15095 | 0.15095 | 0.15095 | 0.15095 | 0.15095 | 0.15095 | 0.15095 | 0.15095 | 0.15095 | 0.15095 | 0.15095 | 0.15095 | 0.15095 | 0 | 0 | 0 | 0 | 0 | 0 | 0 | 0
F1_Commercial_Restaurant_New_Space Heating_Natural Gas_Unit Heater_E3 | F1 | Commercial | Restaurant | New | Space Heating | Natural Gas | Unit Heater | E3 | Participant - Cost of Equipment | 0.080466 | 0.080466 | 0.080466 | 0.080466 | 0.080466 | 0.080466 | 0.080466 | 0.080466 | 0.080466 | 0.080466 | 0.080466 | 0.080466 | 0.080466 | 0.080466 | 0.080466 | 0.080466 | 0.080466 | 0.080466 | 0.080466 | 0.080466 | 0.080466 | 0.080466 | 0 | 0 | 0 | 0 | 0 | 0 | 0 | 0
F1_Commercial_Restaurant_New_Space Heating_Natural Gas_Unit Heater_E4 | F1 | Commercial | Restaurant | New | Space Heating | Natural Gas | Unit Heater | E4 | Participant - Cost of Equipment | 0 | 0 | 0 | 0 | 0 | 0 | 0 | 0 | 0 | 0 | 0 | 0 | 0 | 0 | 0 | 0 | 0 | 0 | 0 | 0 | 0 | 0 | 0 | 0 | 0 | 0 | 0 | 0 | 0 | 0
F1_Commercial_Restaurant_New_Space Heating_Natural Gas_Unit Heater_E5 | F1 | Commercial | Restaurant | New | Space Heating | Natural Gas | Unit Heater | E5 | Participant - Cost of Equipment | 0 | 0 | 0 | 0 | 0 | 0 | 0 | 0 | 0 | 0 | 0 | 0 | 0 | 0 | 0 | 0 | 0 | 0 | 0 | 0 | 0 | 0 | 0 | 0 | 0 | 0 | 0 | 0 | 0 | 0
F1_Commercial_Restaurant_New_Space Heating_Natural Gas_Unit Heater_E6 | F1 | Commercial | Restaurant | New | Space Heating | Natural Gas | Unit Heater | E6 | Participant - Cost of Equipment | 0 | 0 | 0 | 0 | 0 | 0 | 0 | 0 | 0 | 0 | 0 | 0 | 0 | 0 | 0 | 0 | 0 | 0 | 0 | 0 | 0 | 0 | 0 | 0 | 0 | 0 | 0 | 0 | 0 | 0
F1_Commercial_Restaurant_New_Space Heating_Natural Gas_Unit Heater_E7 | F1 | Commercial | Restaurant | New | Space Heating | Natural Gas | Unit Heater | E7 | Participant - Cost of Equipment | 0 | 0 | 0 | 0 | 0 | 0 | 0 | 0 | 0 | 0 | 0 | 0 | 0 | 0 | 0 | 0 | 0 | 0 | 0 | 0 | 0 | 0 | 0 | 0 | 0 | 0 | 0 | 0 | 0 | 0
F1_Commercial_Restaurant_New_Space Heating_Natural Gas_Unit Heater_E8 | F1 | Commercial | Restaurant | New | Space Heating | Natural Gas | Unit Heater | E8 | Participant - Cost of Equipment | 0 | 0 | 0 | 0 | 0 | 0 | 0 | 0 | 0 | 0 | 0 | 0 | 0 | 0 | 0 | 0 | 0 | 0 | 0 | 0 | 0 | 0 | 0 | 0 | 0 | 0 | 0 | 0 | 0 | 0
F1_Commercial_Restaurant_New_Space Heating_Natural Gas_Unit Heater_E9 | F1 | Commercial | Restaurant | New | Space Heating | Natural Gas | Unit Heater | E9 | Participant - Cost of Equipment | 0 | 0 | 0 | 0 | 0 | 0 | 0 | 0 | 0 | 0 | 0 | 0 | 0 | 0 | 0 | 0 | 0 | 0 | 0 | 0 | 0 | 0 | 0 | 0 | 0 | 0 | 0 | 0 | 0 | 0
F1_Commercial_Restaurant_New_Space Heating_Natural Gas_Unit Heater_E10 | F1 | Commercial | Restaurant | New | Space Heating | Natural Gas | Unit Heater | E10 | Participant - Cost of Equipment | 0 | 0 | 0 | 0 | 0 | 0 | 0 | 0 | 0 | 0 | 0 | 0 | 0 | 0 | 0 | 0 | 0 | 0 | 0 | 0 | 0 | 0 | 0 | 0 | 0 | 0 | 0 | 0 | 0 | 0
F2_Commercial_Restaurant_New_Space Heating_Natural Gas_Unit Heater_E1 | F2 | Commercial | Restaurant | New | Space Heating | Natural Gas | Unit Heater | E1 | Participant - Cost of Operation | 0.96585 | 0.97411 | 0.98401 | 1.0004 | 1.0222 | 1.0479 | 1.0716 | 1.0927 | 1.1131 | 1.1329 | 1.1529 | 1.1723 | 1.1906 | 1.2089 | 1.2264 | 1.2444 | 1.2636 | 1.2829 | 1.3024 | 1.322 | 1.3413 | 1.3604 | 0 | 0 | 0 | 0 | 0 | 0 | 0 | 0
F2_Commercial_Restaurant_New_Space Heating_Natural Gas_Unit Heater_E2 | F2 | Commercial | Restaurant | New | Space Heating | Natural Gas | Unit Heater | E2 | Participant - Cost of Operation | 0.91988 | 0.92775 | 0.93717 | 0.95276 | 0.97354 | 0.99806 | 1.0206 | 1.0407 | 1.0601 | 1.079 | 1.098 | 1.1165 | 1.1339 | 1.1514 | 1.1681 | 1.1851 | 1.2034 | 1.2218 | 1.2404 | 1.259 | 1.2775 | 1.2956 | 0 | 0 | 0 | 0 | 0 | 0 | 0 | 0
F2_Commercial_Restaurant_New_Space Heating_Natural Gas_Unit Heater_E3 | F2 | Commercial | Restaurant | New | Space Heating | Natural Gas | Unit Heater | E3 | Participant - Cost of Operation | 0.83893 | 0.8476 | 0.85755 | 0.87233 | 0.89069 | 0.91165 | 0.93089 | 0.94788 | 0.96398 | 0.97989 | 0.99619 | 1.0124 | 1.0282 | 1.0448 | 1.061 | 1.0775 | 1.095 | 1.1127 | 1.1305 | 1.1485 | 1.1664 | 1.1842 | 0 | 0 | 0 | 0 | 0 | 0 | 0 | 0
F2_Commercial_Restaurant_New_Space Heating_Natural Gas_Unit Heater_E4 | F2 | Commercial | Restaurant | New | Space Heating | Natural Gas | Unit Heater | E4 | Participant - Cost of Operation | 0 | 0 | 0 | 0 | 0 | 0 | 0 | 0 | 0 | 0 | 0 | 0 | 0 | 0 | 0 | 0 | 0 | 0 | 0 | 0 | 0 | 0 | 0 | 0 | 0 | 0 | 0 | 0 | 0 | 0
F2_Commercial_Restaurant_New_Space Heating_Natural Gas_Unit Heater_E5 | F2 | Commercial | Restaurant | New | Space Heating | Natural Gas | Unit Heater | E5 | Participant - Cost of Operation | 0 | 0 | 0 | 0 | 0 | 0 | 0 | 0 | 0 | 0 | 0 | 0 | 0 | 0 | 0 | 0 | 0 | 0 | 0 | 0 | 0 | 0 | 0 | 0 | 0 | 0 | 0 | 0 | 0 | 0
F2_Commercial_Restaurant_New_Space Heating_Natural Gas_Unit Heater_E6 | F2 | Commercial | Restaurant | New | Space Heating | Natural Gas | Unit Heater | E6 | Participant - Cost of Operation | 0 | 0 | 0 | 0 | 0 | 0 | 0 | 0 | 0 | 0 | 0 | 0 | 0 | 0 | 0 | 0 | 0 | 0 | 0 | 0 | 0 | 0 | 0 | 0 | 0 | 0 | 0 | 0 | 0 | 0
F2_Commercial_Restaurant_New_Space Heating_Natural Gas_Unit Heater_E7 | F2 | Commercial | Restaurant | New | Space Heating | Natural Gas | Unit Heater | E7 | Participant - Cost of Operation | 0 | 0 | 0 | 0 | 0 | 0 | 0 | 0 | 0 | 0 | 0 | 0 | 0 | 0 | 0 | 0 | 0 | 0 | 0 | 0 | 0 | 0 | 0 | 0 | 0 | 0 | 0 | 0 | 0 | 0
F2_Commercial_Restaurant_New_Space Heating_Natural Gas_Unit Heater_E8 | F2 | Commercial | Restaurant | New | Space Heating | Natural Gas | Unit Heater | E8 | Participant - Cost of Operation | 0 | 0 | 0 | 0 | 0 | 0 | 0 | 0 | 0 | 0 | 0 | 0 | 0 | 0 | 0 | 0 | 0 | 0 | 0 | 0 | 0 | 0 | 0 | 0 | 0 | 0 | 0 | 0 | 0 | 0
F2_Commercial_Restaurant_New_Space Heating_Natural Gas_Unit Heater_E9 | F2 | Commercial | Restaurant | New | Space Heating | Natural Gas | Unit Heater | E9 | Participant - Cost of Operation | 0 | 0 | 0 | 0 | 0 | 0 | 0 | 0 | 0 | 0 | 0 | 0 | 0 | 0 | 0 | 0 | 0 | 0 | 0 | 0 | 0 | 0 | 0 | 0 | 0 | 0 | 0 | 0 | 0 | 0
F2_Commercial_Restaurant_New_Space Heating_Natural Gas_Unit Heater_E10 | F2 | Commercial | Restaurant | New | Space Heating | Natural Gas | Unit Heater | E10 | Participant - Cost of Operation | 0 | 0 | 0 | 0 | 0 | 0 | 0 | 0 | 0 | 0 | 0 | 0 | 0 | 0 | 0 | 0 | 0 | 0 | 0 | 0 | 0 | 0 | 0 | 0 | 0 | 0 | 0 | 0 | 0 | 0
F3_Commercial_Restaurant_New_Space Heating_Natural Gas_Unit Heater_E1 | F3 | Commercial | Restaurant | New | Space Heating | Natural Gas | Unit Heater | E1 | System - kBTUs of Conusmption | 90.5825 | 90.8533 | 91.1533 | 91.8429 | 92.4527 | 92.9667 | 93.3575 | 93.7452 | 94.1057 | 94.3358 | 94.414 | 94.3967 | 94.257 | 93.9895 | 93.6597 | 93.3382 | 92.9926 | 92.6232 | 92.2013 | 91.7949 | 91.373 | 90.9394 | 0 | 0 | 0 | 0 | 0 | 0 | 0 | 0
F3_Commercial_Restaurant_New_Space Heating_Natural Gas_Unit Heater_E2 | F3 | Commercial | Restaurant | New | Space Heating | Natural Gas | Unit Heater | E2 | System - kBTUs of Conusmption | 86.2711 | 86.529 | 86.8146 | 87.4714 | 88.0522 | 88.5418 | 88.9139 | 89.2832 | 89.6266 | 89.8457 | 89.9201 | 89.9037 | 89.7707 | 89.5158 | 89.2018 | 88.8956 | 88.5664 | 88.2146 | 87.8128 | 87.4257 | 87.0239 | 86.611 | 0 | 0 | 0 | 0 | 0 | 0 | 0 | 0
F3_Commercial_Restaurant_New_Space Heating_Natural Gas_Unit Heater_E3 | F3 | Commercial | Restaurant | New | Space Heating | Natural Gas | Unit Heater | E3 | System - kBTUs of Conusmption | 77.6254 | 77.8611 | 78.1117 | 78.6251 | 79.0382 | 79.3515 | 79.5412 | 79.689 | 79.7716 | 79.7922 | 79.7328 | 79.6332 | 79.4731 | 79.2912 | 79.067 | 78.8483 | 78.6133 | 78.3622 | 78.0752 | 77.7989 | 77.512 | 77.2172 | 0 | 0 | 0 | 0 | 0 | 0 | 0 | 0
F3_Commercial_Restaurant_New_Space Heating_Natural Gas_Unit Heater_E4 | F3 | Commercial | Restaurant | New | Space Heating | Natural Gas | Unit Heater | E4 | System - kBTUs of Conusmption | 0 | 0 | 0 | 0 | 0 | 0 | 0 | 0 | 0 | 0 | 0 | 0 | 0 | 0 | 0 | 0 | 0 | 0 | 0 | 0 | 0 | 0 | 0 | 0 | 0 | 0 | 0 | 0 | 0 | 0
F3_Commercial_Restaurant_New_Space Heating_Natural Gas_Unit Heater_E5 | F3 | Commercial | Restaurant | New | Space Heating | Natural Gas | Unit Heater | E5 | System - kBTUs of Conusmption | 0 | 0 | 0 | 0 | 0 | 0 | 0 | 0 | 0 | 0 | 0 | 0 | 0 | 0 | 0 | 0 | 0 | 0 | 0 | 0 | 0 | 0 | 0 | 0 | 0 | 0 | 0 | 0 | 0 | 0
F3_Commercial_Restaurant_New_Space Heating_Natural Gas_Unit Heater_E6 | F3 | Commercial | Restaurant | New | Space Heating | Natural Gas | Unit Heater | E6 | System - kBTUs of Conusmption | 0 | 0 | 0 | 0 | 0 | 0 | 0 | 0 | 0 | 0 | 0 | 0 | 0 | 0 | 0 | 0 | 0 | 0 | 0 | 0 | 0 | 0 | 0 | 0 | 0 | 0 | 0 | 0 | 0 | 0
F3_Commercial_Restaurant_New_Space Heating_Natural Gas_Unit Heater_E7 | F3 | Commercial | Restaurant | New | Space Heating | Natural Gas | Unit Heater | E7 | System - kBTUs of Conusmption | 0 | 0 | 0 | 0 | 0 | 0 | 0 | 0 | 0 | 0 | 0 | 0 | 0 | 0 | 0 | 0 | 0 | 0 | 0 | 0 | 0 | 0 | 0 | 0 | 0 | 0 | 0 | 0 | 0 | 0
F3_Commercial_Restaurant_New_Space Heating_Natural Gas_Unit Heater_E8 | F3 | Commercial | Restaurant | New | Space Heating | Natural Gas | Unit Heater | E8 | System - kBTUs of Conusmption | 0 | 0 | 0 | 0 | 0 | 0 | 0 | 0 | 0 | 0 | 0 | 0 | 0 | 0 | 0 | 0 | 0 | 0 | 0 | 0 | 0 | 0 | 0 | 0 | 0 | 0 | 0 | 0 | 0 | 0
F3_Commercial_Restaurant_New_Space Heating_Natural Gas_Unit Heater_E9 | F3 | Commercial | Restaurant | New | Space Heating | Natural Gas | Unit Heater | E9 | System - kBTUs of Conusmption | 0 | 0 | 0 | 0 | 0 | 0 | 0 | 0 | 0 | 0 | 0 | 0 | 0 | 0 | 0 | 0 | 0 | 0 | 0 | 0 | 0 | 0 | 0 | 0 | 0 | 0 | 0 | 0 | 0 | 0
F3_Commercial_Restaurant_New_Space Heating_Natural Gas_Unit Heater_E10 | F3 | Commercial | Restaurant | New | Space Heating | Natural Gas | Unit Heater | E10 | System - kBTUs of Conusmption | 0 | 0 | 0 | 0 | 0 | 0 | 0 | 0 | 0 | 0 | 0 | 0 | 0 | 0 | 0 | 0 | 0 | 0 | 0 | 0 | 0 | 0 | 0 | 0 | 0 | 0 | 0 | 0 | 0 | 0
F4_Commercial_Restaurant_New_Space Heating_Natural Gas_Unit Heater_E1 | F4 | Commercial | Restaurant | New | Space Heating | Natural Gas | Unit Heater | E1 | Utility - Cost of Equipment | 0.068826 | 0.068826 | 0.068826 | 0.068826 | 0.068826 | 0.068826 | 0.068826 | 0.068826 | 0.068826 | 0.068826 | 0.068826 | 0.068826 | 0.068826 | 0.068826 | 0.068826 | 0.068826 | 0.068826 | 0.068826 | 0.068826 | 0.068826 | 0.068826 | 0.068826 | 0 | 0 | 0 | 0 | 0 | 0 | 0 | 0
F4_Commercial_Restaurant_New_Space Heating_Natural Gas_Unit Heater_E2 | F4 | Commercial | Restaurant | New | Space Heating | Natural Gas | Unit Heater | E2 | Utility - Cost of Equipment | 0.15095 | 0.15095 | 0.15095 | 0.15095 | 0.15095 | 0.15095 | 0.15095 | 0.15095 | 0.15095 | 0.15095 | 0.15095 | 0.15095 | 0.15095 | 0.15095 | 0.15095 | 0.15095 | 0.15095 | 0.15095 | 0.15095 | 0.15095 | 0.15095 | 0.15095 | 0 | 0 | 0 | 0 | 0 | 0 | 0 | 0
F4_Commercial_Restaurant_New_Space Heating_Natural Gas_Unit Heater_E3 | F4 | Commercial | Restaurant | New | Space Heating | Natural Gas | Unit Heater | E3 | Utility - Cost of Equipment | 0.080466 | 0.080466 | 0.080466 | 0.080466 | 0.080466 | 0.080466 | 0.080466 | 0.080466 | 0.080466 | 0.080466 | 0.080466 | 0.080466 | 0.080466 | 0.080466 | 0.080466 | 0.080466 | 0.080466 | 0.080466 | 0.080466 | 0.080466 | 0.080466 | 0.080466 | 0 | 0 | 0 | 0 | 0 | 0 | 0 | 0
F4_Commercial_Restaurant_New_Space Heating_Natural Gas_Unit Heater_E4 | F4 | Commercial | Restaurant | New | Space Heating | Natural Gas | Unit Heater | E4 | Utility - Cost of Equipment | 0 | 0 | 0 | 0 | 0 | 0 | 0 | 0 | 0 | 0 | 0 | 0 | 0 | 0 | 0 | 0 | 0 | 0 | 0 | 0 | 0 | 0 | 0 | 0 | 0 | 0 | 0 | 0 | 0 | 0
F4_Commercial_Restaurant_New_Space Heating_Natural Gas_Unit Heater_E5 | F4 | Commercial | Restaurant | New | Space Heating | Natural Gas | Unit Heater | E5 | Utility - Cost of Equipment | 0 | 0 | 0 | 0 | 0 | 0 | 0 | 0 | 0 | 0 | 0 | 0 | 0 | 0 | 0 | 0 | 0 | 0 | 0 | 0 | 0 | 0 | 0 | 0 | 0 | 0 | 0 | 0 | 0 | 0
F4_Commercial_Restaurant_New_Space Heating_Natural Gas_Unit Heater_E6 | F4 | Commercial | Restaurant | New | Space Heating | Natural Gas | Unit Heater | E6 | Utility - Cost of Equipment | 0 | 0 | 0 | 0 | 0 | 0 | 0 | 0 | 0 | 0 | 0 | 0 | 0 | 0 | 0 | 0 | 0 | 0 | 0 | 0 | 0 | 0 | 0 | 0 | 0 | 0 | 0 | 0 | 0 | 0
F4_Commercial_Restaurant_New_Space Heating_Natural Gas_Unit Heater_E7 | F4 | Commercial | Restaurant | New | Space Heating | Natural Gas | Unit Heater | E7 | Utility - Cost of Equipment | 0 | 0 | 0 | 0 | 0 | 0 | 0 | 0 | 0 | 0 | 0 | 0 | 0 | 0 | 0 | 0 | 0 | 0 | 0 | 0 | 0 | 0 | 0 | 0 | 0 | 0 | 0 | 0 | 0 | 0
F4_Commercial_Restaurant_New_Space Heating_Natural Gas_Unit Heater_E8 | F4 | Commercial | Restaurant | New | Space Heating | Natural Gas | Unit Heater | E8 | Utility - Cost of Equipment | 0 | 0 | 0 | 0 | 0 | 0 | 0 | 0 | 0 | 0 | 0 | 0 | 0 | 0 | 0 | 0 | 0 | 0 | 0 | 0 | 0 | 0 | 0 | 0 | 0 | 0 | 0 | 0 | 0 | 0
F4_Commercial_Restaurant_New_Space Heating_Natural Gas_Unit Heater_E9 | F4 | Commercial | Restaurant | New | Space Heating | Natural Gas | Unit Heater | E9 | Utility - Cost of Equipment | 0 | 0 | 0 | 0 | 0 | 0 | 0 | 0 | 0 | 0 | 0 | 0 | 0 | 0 | 0 | 0 | 0 | 0 | 0 | 0 | 0 | 0 | 0 | 0 | 0 | 0 | 0 | 0 | 0 | 0
F4_Commercial_Restaurant_New_Space Heating_Natural Gas_Unit Heater_E10 | F4 | Commercial | Restaurant | New | Space Heating | Natural Gas | Unit Heater | E10 | Utility - Cost of Equipment | 0 | 0 | 0 | 0 | 0 | 0 | 0 | 0 | 0 | 0 | 0 | 0 | 0 | 0 | 0 | 0 | 0 | 0 | 0 | 0 | 0 | 0 | 0 | 0 | 0 | 0 | 0 | 0 | 0 | 0
F5_Commercial_Restaurant_New_Space Heating_Natural Gas_Unit Heater_E1 | F5 | Commercial | Restaurant | New | Space Heating | Natural Gas | Unit Heater | E1 | Utility - Cost of Operation | 0.80618 | 0.81307 | 0.82133 | 0.83499 | 0.85321 | 0.87469 | 0.89444 | 0.91202 | 0.92907 | 0.94561 | 0.96229 | 0.97851 | 0.99377 | 1.0091 | 1.0237 | 1.0387 | 1.0547 | 1.0708 | 1.0871 | 1.1034 | 1.1196 | 1.1355 | 0 | 0 | 0 | 0 | 0 | 0 | 0 | 0
F5_Commercial_Restaurant_New_Space Heating_Natural Gas_Unit Heater_E2 | F5 | Commercial | Restaurant | New | Space Heating | Natural Gas | Unit Heater | E2 | Utility - Cost of Operation | 0.76781 | 0.77437 | 0.78224 | 0.79525 | 0.8126 | 0.83306 | 0.85187 | 0.86861 | 0.88485 | 0.9006 | 0.91649 | 0.93193 | 0.94647 | 0.96103 | 0.97495 | 0.98922 | 1.0045 | 1.0198 | 1.0353 | 1.0509 | 1.0663 | 1.0814 | 0 | 0 | 0 | 0 | 0 | 0 | 0 | 0
F5_Commercial_Restaurant_New_Space Heating_Natural Gas_Unit Heater_E3 | F5 | Commercial | Restaurant | New | Space Heating | Natural Gas | Unit Heater | E3 | Utility - Cost of Operation | 0.70024 | 0.70747 | 0.71578 | 0.72811 | 0.74344 | 0.76094 | 0.777 | 0.79117 | 0.80461 | 0.8179 | 0.8315 | 0.84502 | 0.85819 | 0.87208 | 0.88556 | 0.89936 | 0.91396 | 0.92871 | 0.94362 | 0.95864 | 0.9736 | 0.98846 | 0 | 0 | 0 | 0 | 0 | 0 | 0 | 0
F5_Commercial_Restaurant_New_Space Heating_Natural Gas_Unit Heater_E4 | F5 | Commercial | Restaurant | New | Space Heating | Natural Gas | Unit Heater | E4 | Utility - Cost of Operation | 0 | 0 | 0 | 0 | 0 | 0 | 0 | 0 | 0 | 0 | 0 | 0 | 0 | 0 | 0 | 0 | 0 | 0 | 0 | 0 | 0 | 0 | 0 | 0 | 0 | 0 | 0 | 0 | 0 | 0
F5_Commercial_Restaurant_New_Space Heating_Natural Gas_Unit Heater_E5 | F5 | Commercial | Restaurant | New | Space Heating | Natural Gas | Unit Heater | E5 | Utility - Cost of Operation | 0 | 0 | 0 | 0 | 0 | 0 | 0 | 0 | 0 | 0 | 0 | 0 | 0 | 0 | 0 | 0 | 0 | 0 | 0 | 0 | 0 | 0 | 0 | 0 | 0 | 0 | 0 | 0 | 0 | 0
F5_Commercial_Restaurant_New_Space Heating_Natural Gas_Unit Heater_E6 | F5 | Commercial | Restaurant | New | Space Heating | Natural Gas | Unit Heater | E6 | Utility - Cost of Operation | 0 | 0 | 0 | 0 | 0 | 0 | 0 | 0 | 0 | 0 | 0 | 0 | 0 | 0 | 0 | 0 | 0 | 0 | 0 | 0 | 0 | 0 | 0 | 0 | 0 | 0 | 0 | 0 | 0 | 0
F5_Commercial_Restaurant_New_Space Heating_Natural Gas_Unit Heater_E7 | F5 | Commercial | Restaurant | New | Space Heating | Natural Gas | Unit Heater | E7 | Utility - Cost of Operation | 0 | 0 | 0 | 0 | 0 | 0 | 0 | 0 | 0 | 0 | 0 | 0 | 0 | 0 | 0 | 0 | 0 | 0 | 0 | 0 | 0 | 0 | 0 | 0 | 0 | 0 | 0 | 0 | 0 | 0
F5_Commercial_Restaurant_New_Space Heating_Natural Gas_Unit Heater_E8 | F5 | Commercial | Restaurant | New | Space Heating | Natural Gas | Unit Heater | E8 | Utility - Cost of Operation | 0 | 0 | 0 | 0 | 0 | 0 | 0 | 0 | 0 | 0 | 0 | 0 | 0 | 0 | 0 | 0 | 0 | 0 | 0 | 0 | 0 | 0 | 0 | 0 | 0 | 0 | 0 | 0 | 0 | 0
F5_Commercial_Restaurant_New_Space Heating_Natural Gas_Unit Heater_E9 | F5 | Commercial | Restaurant | New | Space Heating | Natural Gas | Unit Heater | E9 | Utility - Cost of Operation | 0 | 0 | 0 | 0 | 0 | 0 | 0 | 0 | 0 | 0 | 0 | 0 | 0 | 0 | 0 | 0 | 0 | 0 | 0 | 0 | 0 | 0 | 0 | 0 | 0 | 0 | 0 | 0 | 0 | 0
F5_Commercial_Restaurant_New_Space Heating_Natural Gas_Unit Heater_E10 | F5 | Commercial | Restaurant | New | Space Heating | Natural Gas | Unit Heater | E10 | Utility - Cost of Operation | 0 | 0 | 0 | 0 | 0 | 0 | 0 | 0 | 0 | 0 | 0 | 0 | 0 | 0 | 0 | 0 | 0 | 0 | 0 | 0 | 0 | 0 | 0 | 0 | 0 | 0 | 0 | 0 | 0 | 0
F6_Commercial_Restaurant_New_Space Heating_Natural Gas_Unit Heater_E1 | F6 | Commercial | Restaurant | New | Space Heating | Natural Gas | Unit Heater | E1 | Utility - Value of Sales | 0.96585 | 0.97411 | 0.98401 | 1.0004 | 1.0222 | 1.0479 | 1.0716 | 1.0927 | 1.1131 | 1.1329 | 1.1529 | 1.1723 | 1.1906 | 1.2089 | 1.2264 | 1.2444 | 1.2636 | 1.2829 | 1.3024 | 1.322 | 1.3413 | 1.3604 | 0 | 0 | 0 | 0 | 0 | 0 | 0 | 0
F6_Commercial_Restaurant_New_Space Heating_Natural Gas_Unit Heater_E2 | F6 | Commercial | Restaurant | New | Space Heating | Natural Gas | Unit Heater | E2 | Utility - Value of Sales | 0.91988 | 0.92775 | 0.93717 | 0.95276 | 0.97354 | 0.99806 | 1.0206 | 1.0407 | 1.0601 | 1.079 | 1.098 | 1.1165 | 1.1339 | 1.1514 | 1.1681 | 1.1851 | 1.2034 | 1.2218 | 1.2404 | 1.259 | 1.2775 | 1.2956 | 0 | 0 | 0 | 0 | 0 | 0 | 0 | 0
F6_Commercial_Restaurant_New_Space Heating_Natural Gas_Unit Heater_E3 | F6 | Commercial | Restaurant | New | Space Heating | Natural Gas | Unit Heater | E3 | Utility - Value of Sales | 0.83893 | 0.8476 | 0.85755 | 0.87233 | 0.89069 | 0.91165 | 0.93089 | 0.94788 | 0.96398 | 0.97989 | 0.99619 | 1.0124 | 1.0282 | 1.0448 | 1.061 | 1.0775 | 1.095 | 1.1127 | 1.1305 | 1.1485 | 1.1664 | 1.1842 | 0 | 0 | 0 | 0 | 0 | 0 | 0 | 0
F6_Commercial_Restaurant_New_Space Heating_Natural Gas_Unit Heater_E4 | F6 | Commercial | Restaurant | New | Space Heating | Natural Gas | Unit Heater | E4 | Utility - Value of Sales | 0 | 0 | 0 | 0 | 0 | 0 | 0 | 0 | 0 | 0 | 0 | 0 | 0 | 0 | 0 | 0 | 0 | 0 | 0 | 0 | 0 | 0 | 0 | 0 | 0 | 0 | 0 | 0 | 0 | 0
F6_Commercial_Restaurant_New_Space Heating_Natural Gas_Unit Heater_E5 | F6 | Commercial | Restaurant | New | Space Heating | Natural Gas | Unit Heater | E5 | Utility - Value of Sales | 0 | 0 | 0 | 0 | 0 | 0 | 0 | 0 | 0 | 0 | 0 | 0 | 0 | 0 | 0 | 0 | 0 | 0 | 0 | 0 | 0 | 0 | 0 | 0 | 0 | 0 | 0 | 0 | 0 | 0
F6_Commercial_Restaurant_New_Space Heating_Natural Gas_Unit Heater_E6 | F6 | Commercial | Restaurant | New | Space Heating | Natural Gas | Unit Heater | E6 | Utility - Value of Sales | 0 | 0 | 0 | 0 | 0 | 0 | 0 | 0 | 0 | 0 | 0 | 0 | 0 | 0 | 0 | 0 | 0 | 0 | 0 | 0 | 0 | 0 | 0 | 0 | 0 | 0 | 0 | 0 | 0 | 0
F6_Commercial_Restaurant_New_Space Heating_Natural Gas_Unit Heater_E7 | F6 | Commercial | Restaurant | New | Space Heating | Natural Gas | Unit Heater | E7 | Utility - Value of Sales | 0 | 0 | 0 | 0 | 0 | 0 | 0 | 0 | 0 | 0 | 0 | 0 | 0 | 0 | 0 | 0 | 0 | 0 | 0 | 0 | 0 | 0 | 0 | 0 | 0 | 0 | 0 | 0 | 0 | 0
F6_Commercial_Restaurant_New_Space Heating_Natural Gas_Unit Heater_E8 | F6 | Commercial | Restaurant | New | Space Heating | Natural Gas | Unit Heater | E8 | Utility - Value of Sales | 0 | 0 | 0 | 0 | 0 | 0 | 0 | 0 | 0 | 0 | 0 | 0 | 0 | 0 | 0 | 0 | 0 | 0 | 0 | 0 | 0 | 0 | 0 | 0 | 0 | 0 | 0 | 0 | 0 | 0
F6_Commercial_Restaurant_New_Space Heating_Natural Gas_Unit Heater_E9 | F6 | Commercial | Restaurant | New | Space Heating | Natural Gas | Unit Heater | E9 | Utility - Value of Sales | 0 | 0 | 0 | 0 | 0 | 0 | 0 | 0 | 0 | 0 | 0 | 0 | 0 | 0 | 0 | 0 | 0 | 0 | 0 | 0 | 0 | 0 | 0 | 0 | 0 | 0 | 0 | 0 | 0 | 0
F6_Commercial_Restaurant_New_Space Heating_Natural Gas_Unit Heater_E10 | F6 | Commercial | Restaurant | New | Space Heating | Natural Gas | Unit Heater | E10 | Utility - Value of Sales | 0 | 0 | 0 | 0 | 0 | 0 | 0 | 0 | 0 | 0 | 0 | 0 | 0 | 0 | 0 | 0 | 0 | 0 | 0 | 0 | 0 | 0 | 0 | 0 | 0 | 0 | 0 | 0 | 0 | 0
F1_Commercial_Restaurant_New_Water Heating_Natural Gas_Water Heater_E1 | F1 | Commercial | Restaurant | New | Water Heating | Natural Gas | Water Heater | E1 | Participant - Cost of Equipment | 0.086693 | 0.086693 | 0.086693 | 0.086693 | 0.086693 | 0.086693 | 0.086693 | 0.086693 | 0.086693 | 0.086693 | 0.086693 | 0.086693 | 0.086693 | 0.086693 | 0.086693 | 0.086693 | 0.086693 | 0.086693 | 0.086693 | 0.086693 | 0.086693 | 0.086693 | 0 | 0 | 0 | 0 | 0 | 0 | 0 | 0
F1_Commercial_Restaurant_New_Water Heating_Natural Gas_Water Heater_E2 | F1 | Commercial | Restaurant | New | Water Heating | Natural Gas | Water Heater | E2 | Participant - Cost of Equipment | 0.085858 | 0.085858 | 0.085858 | 0.085858 | 0.085858 | 0.085858 | 0.085858 | 0.085858 | 0.085858 | 0.085858 | 0.085858 | 0.085858 | 0.085858 | 0.085858 | 0.085858 | 0.085858 | 0.085858 | 0.085858 | 0.085858 | 0.085858 | 0.085858 | 0.085858 | 0 | 0 | 0 | 0 | 0 | 0 | 0 | 0
F1_Commercial_Restaurant_New_Water Heating_Natural Gas_Water Heater_E3 | F1 | Commercial | Restaurant | New | Water Heating | Natural Gas | Water Heater | E3 | Participant - Cost of Equipment | 0.087646 | 0.087646 | 0.087646 | 0.087646 | 0.087646 | 0.087646 | 0.087646 | 0.087646 | 0.087646 | 0.087646 | 0.087646 | 0.087646 | 0.087646 | 0.087646 | 0.087646 | 0.087646 | 0.087646 | 0.087646 | 0.087646 | 0.087646 | 0.087646 | 0.087646 | 0 | 0 | 0 | 0 | 0 | 0 | 0 | 0
F1_Commercial_Restaurant_New_Water Heating_Natural Gas_Water Heater_E4 | F1 | Commercial | Restaurant | New | Water Heating | Natural Gas | Water Heater | E4 | Participant - Cost of Equipment | 0.069971 | 0.069971 | 0.069971 | 0.069971 | 0.069971 | 0.069971 | 0.069971 | 0.069971 | 0.069971 | 0.069971 | 0.069971 | 0.069971 | 0.069971 | 0.069971 | 0.069971 | 0.069971 | 0.069971 | 0.069971 | 0.069971 | 0.069971 | 0.069971 | 0.069971 | 0 | 0 | 0 | 0 | 0 | 0 | 0 | 0
F1_Commercial_Restaurant_New_Water Heating_Natural Gas_Water Heater_E5 | F1 | Commercial | Restaurant | New | Water Heating | Natural Gas | Water Heater | E5 | Participant - Cost of Equipment | 0 | 0 | 0 | 0 | 0 | 0 | 0 | 0 | 0 | 0 | 0 | 0 | 0 | 0 | 0 | 0 | 0 | 0 | 0 | 0 | 0 | 0 | 0 | 0 | 0 | 0 | 0 | 0 | 0 | 0
F1_Commercial_Restaurant_New_Water Heating_Natural Gas_Water Heater_E6 | F1 | Commercial | Restaurant | New | Water Heating | Natural Gas | Water Heater | E6 | Participant - Cost of Equipment | 0 | 0 | 0 | 0 | 0 | 0 | 0 | 0 | 0 | 0 | 0 | 0 | 0 | 0 | 0 | 0 | 0 | 0 | 0 | 0 | 0 | 0 | 0 | 0 | 0 | 0 | 0 | 0 | 0 | 0
F1_Commercial_Restaurant_New_Water Heating_Natural Gas_Water Heater_E7 | F1 | Commercial | Restaurant | New | Water Heating | Natural Gas | Water Heater | E7 | Participant - Cost of Equipment | 0 | 0 | 0 | 0 | 0 | 0 | 0 | 0 | 0 | 0 | 0 | 0 | 0 | 0 | 0 | 0 | 0 | 0 | 0 | 0 | 0 | 0 | 0 | 0 | 0 | 0 | 0 | 0 | 0 | 0
F1_Commercial_Restaurant_New_Water Heating_Natural Gas_Water Heater_E8 | F1 | Commercial | Restaurant | New | Water Heating | Natural Gas | Water Heater | E8 | Participant - Cost of Equipment | 0 | 0 | 0 | 0 | 0 | 0 | 0 | 0 | 0 | 0 | 0 | 0 | 0 | 0 | 0 | 0 | 0 | 0 | 0 | 0 | 0 | 0 | 0 | 0 | 0 | 0 | 0 | 0 | 0 | 0
F1_Commercial_Restaurant_New_Water Heating_Natural Gas_Water Heater_E9 | F1 | Commercial | Restaurant | New | Water Heating | Natural Gas | Water Heater | E9 | Participant - Cost of Equipment | 0 | 0 | 0 | 0 | 0 | 0 | 0 | 0 | 0 | 0 | 0 | 0 | 0 | 0 | 0 | 0 | 0 | 0 | 0 | 0 | 0 | 0 | 0 | 0 | 0 | 0 | 0 | 0 | 0 | 0
F1_Commercial_Restaurant_New_Water Heating_Natural Gas_Water Heater_E10 | F1 | Commercial | Restaurant | New | Water Heating | Natural Gas | Water Heater | E10 | Participant - Cost of Equipment | 0 | 0 | 0 | 0 | 0 | 0 | 0 | 0 | 0 | 0 | 0 | 0 | 0 | 0 | 0 | 0 | 0 | 0 | 0 | 0 | 0 | 0 | 0 | 0 | 0 | 0 | 0 | 0 | 0 | 0
F2_Commercial_Restaurant_New_Water Heating_Natural Gas_Water Heater_E1 | F2 | Commercial | Restaurant | New | Water Heating | Natural Gas | Water Heater | E1 | Participant - Cost of Operation | 0.8297 | 0.83523 | 0.8424 | 0.85623 | 0.87543 | 0.89854 | 0.91952 | 0.9375 | 0.95456 | 0.97198 | 0.99064 | 1.0088 | 1.026 | 1.0434 | 1.0587 | 1.0732 | 1.0889 | 1.1046 | 1.1205 | 1.1363 | 1.1518 | 1.167 | 0 | 0 | 0 | 0 | 0 | 0 | 0 | 0
F2_Commercial_Restaurant_New_Water Heating_Natural Gas_Water Heater_E2 | F2 | Commercial | Restaurant | New | Water Heating | Natural Gas | Water Heater | E2 | Participant - Cost of Operation | 0.76056 | 0.76563 | 0.7722 | 0.78488 | 0.80248 | 0.82366 | 0.84289 | 0.85937 | 0.87501 | 0.89099 | 0.90809 | 0.92477 | 0.94054 | 0.95643 | 0.97047 | 0.98376 | 0.99814 | 1.0126 | 1.0271 | 1.0416 | 1.0558 | 1.0697 | 0 | 0 | 0 | 0 | 0 | 0 | 0 | 0
F2_Commercial_Restaurant_New_Water Heating_Natural Gas_Water Heater_E3 | F2 | Commercial | Restaurant | New | Water Heating | Natural Gas | Water Heater | E3 | Participant - Cost of Operation | 0.74504 | 0.75001 | 0.75644 | 0.76886 | 0.7861 | 0.80685 | 0.82569 | 0.84183 | 0.85715 | 0.8728 | 0.88956 | 0.9059 | 0.92135 | 0.93691 | 0.95066 | 0.96368 | 0.97777 | 0.99191 | 1.0061 | 1.0203 | 1.0343 | 1.0479 | 0 | 0 | 0 | 0 | 0 | 0 | 0 | 0
F2_Commercial_Restaurant_New_Water Heating_Natural Gas_Water Heater_E4 | F2 | Commercial | Restaurant | New | Water Heating | Natural Gas | Water Heater | E4 | Participant - Cost of Operation | 0.498 | 0.50256 | 0.50794 | 0.51647 | 0.52765 | 0.54078 | 0.55296 | 0.56355 | 0.57349 | 0.58325 | 0.5932 | 0.60302 | 0.61245 | 0.62206 | 0.63129 | 0.64076 | 0.65085 | 0.66101 | 0.67127 | 0.68159 | 0.69182 | 0.70193 | 0 | 0 | 0 | 0 | 0 | 0 | 0 | 0
F2_Commercial_Restaurant_New_Water Heating_Natural Gas_Water Heater_E5 | F2 | Commercial | Restaurant | New | Water Heating | Natural Gas | Water Heater | E5 | Participant - Cost of Operation | 0 | 0 | 0 | 0 | 0 | 0 | 0 | 0 | 0 | 0 | 0 | 0 | 0 | 0 | 0 | 0 | 0 | 0 | 0 | 0 | 0 | 0 | 0 | 0 | 0 | 0 | 0 | 0 | 0 | 0
F2_Commercial_Restaurant_New_Water Heating_Natural Gas_Water Heater_E6 | F2 | Commercial | Restaurant | New | Water Heating | Natural Gas | Water Heater | E6 | Participant - Cost of Operation | 0 | 0 | 0 | 0 | 0 | 0 | 0 | 0 | 0 | 0 | 0 | 0 | 0 | 0 | 0 | 0 | 0 | 0 | 0 | 0 | 0 | 0 | 0 | 0 | 0 | 0 | 0 | 0 | 0 | 0
F2_Commercial_Restaurant_New_Water Heating_Natural Gas_Water Heater_E7 | F2 | Commercial | Restaurant | New | Water Heating | Natural Gas | Water Heater | E7 | Participant - Cost of Operation | 0 | 0 | 0 | 0 | 0 | 0 | 0 | 0 | 0 | 0 | 0 | 0 | 0 | 0 | 0 | 0 | 0 | 0 | 0 | 0 | 0 | 0 | 0 | 0 | 0 | 0 | 0 | 0 | 0 | 0
F2_Commercial_Restaurant_New_Water Heating_Natural Gas_Water Heater_E8 | F2 | Commercial | Restaurant | New | Water Heating | Natural Gas | Water Heater | E8 | Participant - Cost of Operation | 0 | 0 | 0 | 0 | 0 | 0 | 0 | 0 | 0 | 0 | 0 | 0 | 0 | 0 | 0 | 0 | 0 | 0 | 0 | 0 | 0 | 0 | 0 | 0 | 0 | 0 | 0 | 0 | 0 | 0
F2_Commercial_Restaurant_New_Water Heating_Natural Gas_Water Heater_E9 | F2 | Commercial | Restaurant | New | Water Heating | Natural Gas | Water Heater | E9 | Participant - Cost of Operation | 0 | 0 | 0 | 0 | 0 | 0 | 0 | 0 | 0 | 0 | 0 | 0 | 0 | 0 | 0 | 0 | 0 | 0 | 0 | 0 | 0 | 0 | 0 | 0 | 0 | 0 | 0 | 0 | 0 | 0
F2_Commercial_Restaurant_New_Water Heating_Natural Gas_Water Heater_E10 | F2 | Commercial | Restaurant | New | Water Heating | Natural Gas | Water Heater | E10 | Participant - Cost of Operation | 0 | 0 | 0 | 0 | 0 | 0 | 0 | 0 | 0 | 0 | 0 | 0 | 0 | 0 | 0 | 0 | 0 | 0 | 0 | 0 | 0 | 0 | 0 | 0 | 0 | 0 | 0 | 0 | 0 | 0
F3_Commercial_Restaurant_New_Water Heating_Natural Gas_Water Heater_E1 | F3 | Commercial | Restaurant | New | Water Heating | Natural Gas | Water Heater | E1 | System - kBTUs of Conusmption | 78.6137 | 78.8251 | 79.0808 | 79.7445 | 80.3227 | 80.8127 | 81.1849 | 81.5515 | 81.8878 | 82.1943 | 82.4497 | 82.6052 | 82.638 | 82.5489 | 82.3037 | 81.967 | 81.605 | 81.2182 | 80.7762 | 80.3506 | 79.9087 | 79.4546 | 0 | 0 | 0 | 0 | 0 | 0 | 0 | 0
F3_Commercial_Restaurant_New_Water Heating_Natural Gas_Water Heater_E2 | F3 | Commercial | Restaurant | New | Water Heating | Natural Gas | Water Heater | E2 | System - kBTUs of Conusmption | 72.0625 | 72.2563 | 72.4908 | 73.0991 | 73.6291 | 74.0783 | 74.4195 | 74.7555 | 75.0638 | 75.3448 | 75.5789 | 75.7214 | 75.7515 | 75.6698 | 75.445 | 75.1364 | 74.8046 | 74.45 | 74.0449 | 73.6547 | 73.2497 | 72.8334 | 0 | 0 | 0 | 0 | 0 | 0 | 0 | 0
F3_Commercial_Restaurant_New_Water Heating_Natural Gas_Water Heater_E3 | F3 | Commercial | Restaurant | New | Water Heating | Natural Gas | Water Heater | E3 | System - kBTUs of Conusmption | 70.5919 | 70.7817 | 71.0114 | 71.6073 | 72.1265 | 72.5665 | 72.9007 | 73.2299 | 73.5319 | 73.8071 | 74.0365 | 74.1761 | 74.2056 | 74.1255 | 73.9053 | 73.603 | 73.278 | 72.9306 | 72.5337 | 72.1515 | 71.7548 | 71.347 | 0 | 0 | 0 | 0 | 0 | 0 | 0 | 0
F3_Commercial_Restaurant_New_Water Heating_Natural Gas_Water Heater_E4 | F3 | Commercial | Restaurant | New | Water Heating | Natural Gas | Water Heater | E4 | System - kBTUs of Conusmption | 46.519 | 46.6587 | 46.8134 | 47.1512 | 47.447 | 47.6974 | 47.8906 | 48.0506 | 48.1627 | 48.2244 | 48.2253 | 48.1926 | 48.1136 | 47.9871 | 47.8313 | 47.6793 | 47.516 | 47.3414 | 47.1419 | 46.9499 | 46.7505 | 46.5455 | 0 | 0 | 0 | 0 | 0 | 0 | 0 | 0
F3_Commercial_Restaurant_New_Water Heating_Natural Gas_Water Heater_E5 | F3 | Commercial | Restaurant | New | Water Heating | Natural Gas | Water Heater | E5 | System - kBTUs of Conusmption | 0 | 0 | 0 | 0 | 0 | 0 | 0 | 0 | 0 | 0 | 0 | 0 | 0 | 0 | 0 | 0 | 0 | 0 | 0 | 0 | 0 | 0 | 0 | 0 | 0 | 0 | 0 | 0 | 0 | 0
F3_Commercial_Restaurant_New_Water Heating_Natural Gas_Water Heater_E6 | F3 | Commercial | Restaurant | New | Water Heating | Natural Gas | Water Heater | E6 | System - kBTUs of Conusmption | 0 | 0 | 0 | 0 | 0 | 0 | 0 | 0 | 0 | 0 | 0 | 0 | 0 | 0 | 0 | 0 | 0 | 0 | 0 | 0 | 0 | 0 | 0 | 0 | 0 | 0 | 0 | 0 | 0 | 0
F3_Commercial_Restaurant_New_Water Heating_Natural Gas_Water Heater_E7 | F3 | Commercial | Restaurant | New | Water Heating | Natural Gas | Water Heater | E7 | System - kBTUs of Conusmption | 0 | 0 | 0 | 0 | 0 | 0 | 0 | 0 | 0 | 0 | 0 | 0 | 0 | 0 | 0 | 0 | 0 | 0 | 0 | 0 | 0 | 0 | 0 | 0 | 0 | 0 | 0 | 0 | 0 | 0
F3_Commercial_Restaurant_New_Water Heating_Natural Gas_Water Heater_E8 | F3 | Commercial | Restaurant | New | Water Heating | Natural Gas | Water Heater | E8 | System - kBTUs of Conusmption | 0 | 0 | 0 | 0 | 0 | 0 | 0 | 0 | 0 | 0 | 0 | 0 | 0 | 0 | 0 | 0 | 0 | 0 | 0 | 0 | 0 | 0 | 0 | 0 | 0 | 0 | 0 | 0 | 0 | 0
F3_Commercial_Restaurant_New_Water Heating_Natural Gas_Water Heater_E9 | F3 | Commercial | Restaurant | New | Water Heating | Natural Gas | Water Heater | E9 | System - kBTUs of Conusmption | 0 | 0 | 0 | 0 | 0 | 0 | 0 | 0 | 0 | 0 | 0 | 0 | 0 | 0 | 0 | 0 | 0 | 0 | 0 | 0 | 0 | 0 | 0 | 0 | 0 | 0 | 0 | 0 | 0 | 0
F3_Commercial_Restaurant_New_Water Heating_Natural Gas_Water Heater_E10 | F3 | Commercial | Restaurant | New | Water Heating | Natural Gas | Water Heater | E10 | System - kBTUs of Conusmption | 0 | 0 | 0 | 0 | 0 | 0 | 0 | 0 | 0 | 0 | 0 | 0 | 0 | 0 | 0 | 0 | 0 | 0 | 0 | 0 | 0 | 0 | 0 | 0 | 0 | 0 | 0 | 0 | 0 | 0
F4_Commercial_Restaurant_New_Water Heating_Natural Gas_Water Heater_E1 | F4 | Commercial | Restaurant | New | Water Heating | Natural Gas | Water Heater | E1 | Utility - Cost of Equipment | 0.086693 | 0.086693 | 0.086693 | 0.086693 | 0.086693 | 0.086693 | 0.086693 | 0.086693 | 0.086693 | 0.086693 | 0.086693 | 0.086693 | 0.086693 | 0.086693 | 0.086693 | 0.086693 | 0.086693 | 0.086693 | 0.086693 | 0.086693 | 0.086693 | 0.086693 | 0 | 0 | 0 | 0 | 0 | 0 | 0 | 0
F4_Commercial_Restaurant_New_Water Heating_Natural Gas_Water Heater_E2 | F4 | Commercial | Restaurant | New | Water Heating | Natural Gas | Water Heater | E2 | Utility - Cost of Equipment | 0.085858 | 0.085858 | 0.085858 | 0.085858 | 0.085858 | 0.085858 | 0.085858 | 0.085858 | 0.085858 | 0.085858 | 0.085858 | 0.085858 | 0.085858 | 0.085858 | 0.085858 | 0.085858 | 0.085858 | 0.085858 | 0.085858 | 0.085858 | 0.085858 | 0.085858 | 0 | 0 | 0 | 0 | 0 | 0 | 0 | 0
F4_Commercial_Restaurant_New_Water Heating_Natural Gas_Water Heater_E3 | F4 | Commercial | Restaurant | New | Water Heating | Natural Gas | Water Heater | E3 | Utility - Cost of Equipment | 0.087646 | 0.087646 | 0.087646 | 0.087646 | 0.087646 | 0.087646 | 0.087646 | 0.087646 | 0.087646 | 0.087646 | 0.087646 | 0.087646 | 0.087646 | 0.087646 | 0.087646 | 0.087646 | 0.087646 | 0.087646 | 0.087646 | 0.087646 | 0.087646 | 0.087646 | 0 | 0 | 0 | 0 | 0 | 0 | 0 | 0
F4_Commercial_Restaurant_New_Water Heating_Natural Gas_Water Heater_E4 | F4 | Commercial | Restaurant | New | Water Heating | Natural Gas | Water Heater | E4 | Utility - Cost of Equipment | 0.069971 | 0.069971 | 0.069971 | 0.069971 | 0.069971 | 0.069971 | 0.069971 | 0.069971 | 0.069971 | 0.069971 | 0.069971 | 0.069971 | 0.069971 | 0.069971 | 0.069971 | 0.069971 | 0.069971 | 0.069971 | 0.069971 | 0.069971 | 0.069971 | 0.069971 | 0 | 0 | 0 | 0 | 0 | 0 | 0 | 0
F4_Commercial_Restaurant_New_Water Heating_Natural Gas_Water Heater_E5 | F4 | Commercial | Restaurant | New | Water Heating | Natural Gas | Water Heater | E5 | Utility - Cost of Equipment | 0 | 0 | 0 | 0 | 0 | 0 | 0 | 0 | 0 | 0 | 0 | 0 | 0 | 0 | 0 | 0 | 0 | 0 | 0 | 0 | 0 | 0 | 0 | 0 | 0 | 0 | 0 | 0 | 0 | 0
F4_Commercial_Restaurant_New_Water Heating_Natural Gas_Water Heater_E6 | F4 | Commercial | Restaurant | New | Water Heating | Natural Gas | Water Heater | E6 | Utility - Cost of Equipment | 0 | 0 | 0 | 0 | 0 | 0 | 0 | 0 | 0 | 0 | 0 | 0 | 0 | 0 | 0 | 0 | 0 | 0 | 0 | 0 | 0 | 0 | 0 | 0 | 0 | 0 | 0 | 0 | 0 | 0
F4_Commercial_Restaurant_New_Water Heating_Natural Gas_Water Heater_E7 | F4 | Commercial | Restaurant | New | Water Heating | Natural Gas | Water Heater | E7 | Utility - Cost of Equipment | 0 | 0 | 0 | 0 | 0 | 0 | 0 | 0 | 0 | 0 | 0 | 0 | 0 | 0 | 0 | 0 | 0 | 0 | 0 | 0 | 0 | 0 | 0 | 0 | 0 | 0 | 0 | 0 | 0 | 0
F4_Commercial_Restaurant_New_Water Heating_Natural Gas_Water Heater_E8 | F4 | Commercial | Restaurant | New | Water Heating | Natural Gas | Water Heater | E8 | Utility - Cost of Equipment | 0 | 0 | 0 | 0 | 0 | 0 | 0 | 0 | 0 | 0 | 0 | 0 | 0 | 0 | 0 | 0 | 0 | 0 | 0 | 0 | 0 | 0 | 0 | 0 | 0 | 0 | 0 | 0 | 0 | 0
F4_Commercial_Restaurant_New_Water Heating_Natural Gas_Water Heater_E9 | F4 | Commercial | Restaurant | New | Water Heating | Natural Gas | Water Heater | E9 | Utility - Cost of Equipment | 0 | 0 | 0 | 0 | 0 | 0 | 0 | 0 | 0 | 0 | 0 | 0 | 0 | 0 | 0 | 0 | 0 | 0 | 0 | 0 | 0 | 0 | 0 | 0 | 0 | 0 | 0 | 0 | 0 | 0
F4_Commercial_Restaurant_New_Water Heating_Natural Gas_Water Heater_E10 | F4 | Commercial | Restaurant | New | Water Heating | Natural Gas | Water Heater | E10 | Utility - Cost of Equipment | 0 | 0 | 0 | 0 | 0 | 0 | 0 | 0 | 0 | 0 | 0 | 0 | 0 | 0 | 0 | 0 | 0 | 0 | 0 | 0 | 0 | 0 | 0 | 0 | 0 | 0 | 0 | 0 | 0 | 0
F5_Commercial_Restaurant_New_Water Heating_Natural Gas_Water Heater_E1 | F5 | Commercial | Restaurant | New | Water Heating | Natural Gas | Water Heater | E1 | Utility - Cost of Operation | 0.69254 | 0.69715 | 0.70313 | 0.71468 | 0.73071 | 0.74999 | 0.76751 | 0.78251 | 0.79675 | 0.81129 | 0.82687 | 0.84206 | 0.85642 | 0.87089 | 0.88367 | 0.89577 | 0.90887 | 0.92201 | 0.93523 | 0.94844 | 0.96141 | 0.97407 | 0 | 0 | 0 | 0 | 0 | 0 | 0 | 0
F5_Commercial_Restaurant_New_Water Heating_Natural Gas_Water Heater_E2 | F5 | Commercial | Restaurant | New | Water Heating | Natural Gas | Water Heater | E2 | Utility - Cost of Operation | 0.63483 | 0.63906 | 0.64454 | 0.65512 | 0.66981 | 0.68749 | 0.70355 | 0.7173 | 0.73035 | 0.74369 | 0.75796 | 0.77189 | 0.78505 | 0.79831 | 0.81003 | 0.82112 | 0.83313 | 0.84518 | 0.85729 | 0.8694 | 0.88129 | 0.89289 | 0 | 0 | 0 | 0 | 0 | 0 | 0 | 0
F5_Commercial_Restaurant_New_Water Heating_Natural Gas_Water Heater_E3 | F5 | Commercial | Restaurant | New | Water Heating | Natural Gas | Water Heater | E3 | Utility - Cost of Operation | 0.62187 | 0.62601 | 0.63138 | 0.64175 | 0.65614 | 0.67346 | 0.68919 | 0.70266 | 0.71545 | 0.72851 | 0.74249 | 0.75613 | 0.76903 | 0.78202 | 0.7935 | 0.80437 | 0.81613 | 0.82793 | 0.83979 | 0.85166 | 0.86331 | 0.87467 | 0 | 0 | 0 | 0 | 0 | 0 | 0 | 0
F5_Commercial_Restaurant_New_Water Heating_Natural Gas_Water Heater_E4 | F5 | Commercial | Restaurant | New | Water Heating | Natural Gas | Water Heater | E4 | Utility - Cost of Operation | 0.41567 | 0.41948 | 0.42397 | 0.43108 | 0.44042 | 0.45138 | 0.46154 | 0.47039 | 0.47868 | 0.48682 | 0.49513 | 0.50332 | 0.5112 | 0.51922 | 0.52693 | 0.53483 | 0.54325 | 0.55173 | 0.5603 | 0.56891 | 0.57745 | 0.58589 | 0 | 0 | 0 | 0 | 0 | 0 | 0 | 0
F5_Commercial_Restaurant_New_Water Heating_Natural Gas_Water Heater_E5 | F5 | Commercial | Restaurant | New | Water Heating | Natural Gas | Water Heater | E5 | Utility - Cost of Operation | 0 | 0 | 0 | 0 | 0 | 0 | 0 | 0 | 0 | 0 | 0 | 0 | 0 | 0 | 0 | 0 | 0 | 0 | 0 | 0 | 0 | 0 | 0 | 0 | 0 | 0 | 0 | 0 | 0 | 0
F5_Commercial_Restaurant_New_Water Heating_Natural Gas_Water Heater_E6 | F5 | Commercial | Restaurant | New | Water Heating | Natural Gas | Water Heater | E6 | Utility - Cost of Operation | 0 | 0 | 0 | 0 | 0 | 0 | 0 | 0 | 0 | 0 | 0 | 0 | 0 | 0 | 0 | 0 | 0 | 0 | 0 | 0 | 0 | 0 | 0 | 0 | 0 | 0 | 0 | 0 | 0 | 0
F5_Commercial_Restaurant_New_Water Heating_Natural Gas_Water Heater_E7 | F5 | Commercial | Restaurant | New | Water Heating | Natural Gas | Water Heater | E7 | Utility - Cost of Operation | 0 | 0 | 0 | 0 | 0 | 0 | 0 | 0 | 0 | 0 | 0 | 0 | 0 | 0 | 0 | 0 | 0 | 0 | 0 | 0 | 0 | 0 | 0 | 0 | 0 | 0 | 0 | 0 | 0 | 0
F5_Commercial_Restaurant_New_Water Heating_Natural Gas_Water Heater_E8 | F5 | Commercial | Restaurant | New | Water Heating | Natural Gas | Water Heater | E8 | Utility - Cost of Operation | 0 | 0 | 0 | 0 | 0 | 0 | 0 | 0 | 0 | 0 | 0 | 0 | 0 | 0 | 0 | 0 | 0 | 0 | 0 | 0 | 0 | 0 | 0 | 0 | 0 | 0 | 0 | 0 | 0 | 0
F5_Commercial_Restaurant_New_Water Heating_Natural Gas_Water Heater_E9 | F5 | Commercial | Restaurant | New | Water Heating | Natural Gas | Water Heater | E9 | Utility - Cost of Operation | 0 | 0 | 0 | 0 | 0 | 0 | 0 | 0 | 0 | 0 | 0 | 0 | 0 | 0 | 0 | 0 | 0 | 0 | 0 | 0 | 0 | 0 | 0 | 0 | 0 | 0 | 0 | 0 | 0 | 0
F5_Commercial_Restaurant_New_Water Heating_Natural Gas_Water Heater_E10 | F5 | Commercial | Restaurant | New | Water Heating | Natural Gas | Water Heater | E10 | Utility - Cost of Operation | 0 | 0 | 0 | 0 | 0 | 0 | 0 | 0 | 0 | 0 | 0 | 0 | 0 | 0 | 0 | 0 | 0 | 0 | 0 | 0 | 0 | 0 | 0 | 0 | 0 | 0 | 0 | 0 | 0 | 0
F6_Commercial_Restaurant_New_Water Heating_Natural Gas_Water Heater_E1 | F6 | Commercial | Restaurant | New | Water Heating | Natural Gas | Water Heater | E1 | Utility - Value of Sales | 0.8297 | 0.83523 | 0.8424 | 0.85623 | 0.87543 | 0.89854 | 0.91952 | 0.9375 | 0.95456 | 0.97198 | 0.99064 | 1.0088 | 1.026 | 1.0434 | 1.0587 | 1.0732 | 1.0889 | 1.1046 | 1.1205 | 1.1363 | 1.1518 | 1.167 | 0 | 0 | 0 | 0 | 0 | 0 | 0 | 0
F6_Commercial_Restaurant_New_Water Heating_Natural Gas_Water Heater_E2 | F6 | Commercial | Restaurant | New | Water Heating | Natural Gas | Water Heater | E2 | Utility - Value of Sales | 0.76056 | 0.76563 | 0.7722 | 0.78488 | 0.80248 | 0.82366 | 0.84289 | 0.85937 | 0.87501 | 0.89099 | 0.90809 | 0.92477 | 0.94054 | 0.95643 | 0.97047 | 0.98376 | 0.99814 | 1.0126 | 1.0271 | 1.0416 | 1.0558 | 1.0697 | 0 | 0 | 0 | 0 | 0 | 0 | 0 | 0
F6_Commercial_Restaurant_New_Water Heating_Natural Gas_Water Heater_E3 | F6 | Commercial | Restaurant | New | Water Heating | Natural Gas | Water Heater | E3 | Utility - Value of Sales | 0.74504 | 0.75001 | 0.75644 | 0.76886 | 0.7861 | 0.80685 | 0.82569 | 0.84183 | 0.85715 | 0.8728 | 0.88956 | 0.9059 | 0.92135 | 0.93691 | 0.95066 | 0.96368 | 0.97777 | 0.99191 | 1.0061 | 1.0203 | 1.0343 | 1.0479 | 0 | 0 | 0 | 0 | 0 | 0 | 0 | 0
F6_Commercial_Restaurant_New_Water Heating_Natural Gas_Water Heater_E4 | F6 | Commercial | Restaurant | New | Water Heating | Natural Gas | Water Heater | E4 | Utility - Value of Sales | 0.498 | 0.50256 | 0.50794 | 0.51647 | 0.52765 | 0.54078 | 0.55296 | 0.56355 | 0.57349 | 0.58325 | 0.5932 | 0.60302 | 0.61245 | 0.62206 | 0.63129 | 0.64076 | 0.65085 | 0.66101 | 0.67127 | 0.68159 | 0.69182 | 0.70193 | 0 | 0 | 0 | 0 | 0 | 0 | 0 | 0
F6_Commercial_Restaurant_New_Water Heating_Natural Gas_Water Heater_E5 | F6 | Commercial | Restaurant | New | Water Heating | Natural Gas | Water Heater | E5 | Utility - Value of Sales | 0 | 0 | 0 | 0 | 0 | 0 | 0 | 0 | 0 | 0 | 0 | 0 | 0 | 0 | 0 | 0 | 0 | 0 | 0 | 0 | 0 | 0 | 0 | 0 | 0 | 0 | 0 | 0 | 0 | 0
F6_Commercial_Restaurant_New_Water Heating_Natural Gas_Water Heater_E6 | F6 | Commercial | Restaurant | New | Water Heating | Natural Gas | Water Heater | E6 | Utility - Value of Sales | 0 | 0 | 0 | 0 | 0 | 0 | 0 | 0 | 0 | 0 | 0 | 0 | 0 | 0 | 0 | 0 | 0 | 0 | 0 | 0 | 0 | 0 | 0 | 0 | 0 | 0 | 0 | 0 | 0 | 0
F6_Commercial_Restaurant_New_Water Heating_Natural Gas_Water Heater_E7 | F6 | Commercial | Restaurant | New | Water Heating | Natural Gas | Water Heater | E7 | Utility - Value of Sales | 0 | 0 | 0 | 0 | 0 | 0 | 0 | 0 | 0 | 0 | 0 | 0 | 0 | 0 | 0 | 0 | 0 | 0 | 0 | 0 | 0 | 0 | 0 | 0 | 0 | 0 | 0 | 0 | 0 | 0
F6_Commercial_Restaurant_New_Water Heating_Natural Gas_Water Heater_E8 | F6 | Commercial | Restaurant | New | Water Heating | Natural Gas | Water Heater | E8 | Utility - Value of Sales | 0 | 0 | 0 | 0 | 0 | 0 | 0 | 0 | 0 | 0 | 0 | 0 | 0 | 0 | 0 | 0 | 0 | 0 | 0 | 0 | 0 | 0 | 0 | 0 | 0 | 0 | 0 | 0 | 0 | 0
F6_Commercial_Restaurant_New_Water Heating_Natural Gas_Water Heater_E9 | F6 | Commercial | Restaurant | New | Water Heating | Natural Gas | Water Heater | E9 | Utility - Value of Sales | 0 | 0 | 0 | 0 | 0 | 0 | 0 | 0 | 0 | 0 | 0 | 0 | 0 | 0 | 0 | 0 | 0 | 0 | 0 | 0 | 0 | 0 | 0 | 0 | 0 | 0 | 0 | 0 | 0 | 0
F6_Commercial_Restaurant_New_Water Heating_Natural Gas_Water Heater_E10 | F6 | Commercial | Restaurant | New | Water Heating | Natural Gas | Water Heater | E10 | Utility - Value of Sales | 0 | 0 | 0 | 0 | 0 | 0 | 0 | 0 | 0 | 0 | 0 | 0 | 0 | 0 | 0 | 0 | 0 | 0 | 0 | 0 | 0 | 0 | 0 | 0 | 0 | 0 | 0 | 0 | 0 | 0
F1_Commercial_Restaurant_New_Food Preparation_Natural Gas_Oven_E1 | F1 | Commercial | Restaurant | New | Food Preparation | Natural Gas | Oven | E1 | Participant - Cost of Equipment | 0.66046 | 0.66046 | 0.66046 | 0.66046 | 0.66046 | 0.66046 | 0.66046 | 0.66046 | 0.66046 | 0.66046 | 0.66046 | 0.66046 | 0.66046 | 0.66046 | 0.66046 | 0.66046 | 0.66046 | 0.66046 | 0.66046 | 0.66046 | 0.66046 | 0.66046 | 0 | 0 | 0 | 0 | 0 | 0 | 0 | 0
F1_Commercial_Restaurant_New_Food Preparation_Natural Gas_Oven_E2 | F1 | Commercial | Restaurant | New | Food Preparation | Natural Gas | Oven | E2 | Participant - Cost of Equipment | 0.6648 | 0.6648 | 0.6648 | 0.6648 | 0.6648 | 0.6648 | 0.6648 | 0.6648 | 0.6648 | 0.6648 | 0.6648 | 0.6648 | 0.6648 | 0.6648 | 0.6648 | 0.6648 | 0.6648 | 0.6648 | 0.6648 | 0.6648 | 0.6648 | 0.6648 | 0 | 0 | 0 | 0 | 0 | 0 | 0 | 0
F1_Commercial_Restaurant_New_Food Preparation_Natural Gas_Oven_E3 | F1 | Commercial | Restaurant | New | Food Preparation | Natural Gas | Oven | E3 | Participant - Cost of Equipment | 0 | 0 | 0 | 0 | 0 | 0 | 0 | 0 | 0 | 0 | 0 | 0 | 0 | 0 | 0 | 0 | 0 | 0 | 0 | 0 | 0 | 0 | 0 | 0 | 0 | 0 | 0 | 0 | 0 | 0
F1_Commercial_Restaurant_New_Food Preparation_Natural Gas_Oven_E4 | F1 | Commercial | Restaurant | New | Food Preparation | Natural Gas | Oven | E4 | Participant - Cost of Equipment | 0 | 0 | 0 | 0 | 0 | 0 | 0 | 0 | 0 | 0 | 0 | 0 | 0 | 0 | 0 | 0 | 0 | 0 | 0 | 0 | 0 | 0 | 0 | 0 | 0 | 0 | 0 | 0 | 0 | 0
F1_Commercial_Restaurant_New_Food Preparation_Natural Gas_Oven_E5 | F1 | Commercial | Restaurant | New | Food Preparation | Natural Gas | Oven | E5 | Participant - Cost of Equipment | 0 | 0 | 0 | 0 | 0 | 0 | 0 | 0 | 0 | 0 | 0 | 0 | 0 | 0 | 0 | 0 | 0 | 0 | 0 | 0 | 0 | 0 | 0 | 0 | 0 | 0 | 0 | 0 | 0 | 0
F1_Commercial_Restaurant_New_Food Preparation_Natural Gas_Oven_E6 | F1 | Commercial | Restaurant | New | Food Preparation | Natural Gas | Oven | E6 | Participant - Cost of Equipment | 0 | 0 | 0 | 0 | 0 | 0 | 0 | 0 | 0 | 0 | 0 | 0 | 0 | 0 | 0 | 0 | 0 | 0 | 0 | 0 | 0 | 0 | 0 | 0 | 0 | 0 | 0 | 0 | 0 | 0
F1_Commercial_Restaurant_New_Food Preparation_Natural Gas_Oven_E7 | F1 | Commercial | Restaurant | New | Food Preparation | Natural Gas | Oven | E7 | Participant - Cost of Equipment | 0 | 0 | 0 | 0 | 0 | 0 | 0 | 0 | 0 | 0 | 0 | 0 | 0 | 0 | 0 | 0 | 0 | 0 | 0 | 0 | 0 | 0 | 0 | 0 | 0 | 0 | 0 | 0 | 0 | 0
F1_Commercial_Restaurant_New_Food Preparation_Natural Gas_Oven_E8 | F1 | Commercial | Restaurant | New | Food Preparation | Natural Gas | Oven | E8 | Participant - Cost of Equipment | 0 | 0 | 0 | 0 | 0 | 0 | 0 | 0 | 0 | 0 | 0 | 0 | 0 | 0 | 0 | 0 | 0 | 0 | 0 | 0 | 0 | 0 | 0 | 0 | 0 | 0 | 0 | 0 | 0 | 0
F1_Commercial_Restaurant_New_Food Preparation_Natural Gas_Oven_E9 | F1 | Commercial | Restaurant | New | Food Preparation | Natural Gas | Oven | E9 | Participant - Cost of Equipment | 0 | 0 | 0 | 0 | 0 | 0 | 0 | 0 | 0 | 0 | 0 | 0 | 0 | 0 | 0 | 0 | 0 | 0 | 0 | 0 | 0 | 0 | 0 | 0 | 0 | 0 | 0 | 0 | 0 | 0
F1_Commercial_Restaurant_New_Food Preparation_Natural Gas_Oven_E10 | F1 | Commercial | Restaurant | New | Food Preparation | Natural Gas | Oven | E10 | Participant - Cost of Equipment | 0 | 0 | 0 | 0 | 0 | 0 | 0 | 0 | 0 | 0 | 0 | 0 | 0 | 0 | 0 | 0 | 0 | 0 | 0 | 0 | 0 | 0 | 0 | 0 | 0 | 0 | 0 | 0 | 0 | 0
F2_Commercial_Restaurant_New_Food Preparation_Natural Gas_Oven_E1 | F2 | Commercial | Restaurant | New | Food Preparation | Natural Gas | Oven | E1 | Participant - Cost of Operation | 0.67422 | 0.67999 | 0.68689 | 0.69832 | 0.71355 | 0.73152 | 0.74803 | 0.76274 | 0.777 | 0.79083 | 0.80478 | 0.81834 | 0.83111 | 0.8439 | 0.85611 | 0.86865 | 0.88205 | 0.89554 | 0.90915 | 0.92281 | 0.93632 | 0.94963 | 0 | 0 | 0 | 0 | 0 | 0 | 0 | 0
F2_Commercial_Restaurant_New_Food Preparation_Natural Gas_Oven_E2 | F2 | Commercial | Restaurant | New | Food Preparation | Natural Gas | Oven | E2 | Participant - Cost of Operation | 0.46229 | 0.46624 | 0.47098 | 0.47881 | 0.48926 | 0.50158 | 0.5129 | 0.52298 | 0.53276 | 0.54225 | 0.55181 | 0.56111 | 0.56986 | 0.57863 | 0.58701 | 0.5956 | 0.60479 | 0.61404 | 0.62337 | 0.63274 | 0.642 | 0.65113 | 0 | 0 | 0 | 0 | 0 | 0 | 0 | 0
F2_Commercial_Restaurant_New_Food Preparation_Natural Gas_Oven_E3 | F2 | Commercial | Restaurant | New | Food Preparation | Natural Gas | Oven | E3 | Participant - Cost of Operation | 0 | 0 | 0 | 0 | 0 | 0 | 0 | 0 | 0 | 0 | 0 | 0 | 0 | 0 | 0 | 0 | 0 | 0 | 0 | 0 | 0 | 0 | 0 | 0 | 0 | 0 | 0 | 0 | 0 | 0
F2_Commercial_Restaurant_New_Food Preparation_Natural Gas_Oven_E4 | F2 | Commercial | Restaurant | New | Food Preparation | Natural Gas | Oven | E4 | Participant - Cost of Operation | 0 | 0 | 0 | 0 | 0 | 0 | 0 | 0 | 0 | 0 | 0 | 0 | 0 | 0 | 0 | 0 | 0 | 0 | 0 | 0 | 0 | 0 | 0 | 0 | 0 | 0 | 0 | 0 | 0 | 0
F2_Commercial_Restaurant_New_Food Preparation_Natural Gas_Oven_E5 | F2 | Commercial | Restaurant | New | Food Preparation | Natural Gas | Oven | E5 | Participant - Cost of Operation | 0 | 0 | 0 | 0 | 0 | 0 | 0 | 0 | 0 | 0 | 0 | 0 | 0 | 0 | 0 | 0 | 0 | 0 | 0 | 0 | 0 | 0 | 0 | 0 | 0 | 0 | 0 | 0 | 0 | 0
F2_Commercial_Restaurant_New_Food Preparation_Natural Gas_Oven_E6 | F2 | Commercial | Restaurant | New | Food Preparation | Natural Gas | Oven | E6 | Participant - Cost of Operation | 0 | 0 | 0 | 0 | 0 | 0 | 0 | 0 | 0 | 0 | 0 | 0 | 0 | 0 | 0 | 0 | 0 | 0 | 0 | 0 | 0 | 0 | 0 | 0 | 0 | 0 | 0 | 0 | 0 | 0
F2_Commercial_Restaurant_New_Food Preparation_Natural Gas_Oven_E7 | F2 | Commercial | Restaurant | New | Food Preparation | Natural Gas | Oven | E7 | Participant - Cost of Operation | 0 | 0 | 0 | 0 | 0 | 0 | 0 | 0 | 0 | 0 | 0 | 0 | 0 | 0 | 0 | 0 | 0 | 0 | 0 | 0 | 0 | 0 | 0 | 0 | 0 | 0 | 0 | 0 | 0 | 0
F2_Commercial_Restaurant_New_Food Preparation_Natural Gas_Oven_E8 | F2 | Commercial | Restaurant | New | Food Preparation | Natural Gas | Oven | E8 | Participant - Cost of Operation | 0 | 0 | 0 | 0 | 0 | 0 | 0 | 0 | 0 | 0 | 0 | 0 | 0 | 0 | 0 | 0 | 0 | 0 | 0 | 0 | 0 | 0 | 0 | 0 | 0 | 0 | 0 | 0 | 0 | 0
F2_Commercial_Restaurant_New_Food Preparation_Natural Gas_Oven_E9 | F2 | Commercial | Restaurant | New | Food Preparation | Natural Gas | Oven | E9 | Participant - Cost of Operation | 0 | 0 | 0 | 0 | 0 | 0 | 0 | 0 | 0 | 0 | 0 | 0 | 0 | 0 | 0 | 0 | 0 | 0 | 0 | 0 | 0 | 0 | 0 | 0 | 0 | 0 | 0 | 0 | 0 | 0
F2_Commercial_Restaurant_New_Food Preparation_Natural Gas_Oven_E10 | F2 | Commercial | Restaurant | New | Food Preparation | Natural Gas | Oven | E10 | Participant - Cost of Operation | 0 | 0 | 0 | 0 | 0 | 0 | 0 | 0 | 0 | 0 | 0 | 0 | 0 | 0 | 0 | 0 | 0 | 0 | 0 | 0 | 0 | 0 | 0 | 0 | 0 | 0 | 0 | 0 | 0 | 0
F3_Commercial_Restaurant_New_Food Preparation_Natural Gas_Oven_E1 | F3 | Commercial | Restaurant | New | Food Preparation | Natural Gas | Oven | E1 | System - kBTUs of Conusmption | 63.2318 | 63.4208 | 63.6302 | 64.1116 | 64.5372 | 64.8961 | 65.1688 | 65.4395 | 65.6911 | 65.8517 | 65.9063 | 65.8943 | 65.7968 | 65.61 | 65.3798 | 65.1554 | 64.9141 | 64.6563 | 64.3617 | 64.0781 | 63.7836 | 63.4809 | 0 | 0 | 0 | 0 | 0 | 0 | 0 | 0
F3_Commercial_Restaurant_New_Food Preparation_Natural Gas_Oven_E2 | F3 | Commercial | Restaurant | New | Food Preparation | Natural Gas | Oven | E2 | System - kBTUs of Conusmption | 43.3559 | 43.4855 | 43.6291 | 43.9592 | 44.251 | 44.4971 | 44.6841 | 44.8697 | 45.0422 | 45.1524 | 45.1898 | 45.1815 | 45.1147 | 44.9866 | 44.8288 | 44.6749 | 44.5095 | 44.3327 | 44.1307 | 43.9362 | 43.7343 | 43.5267 | 0 | 0 | 0 | 0 | 0 | 0 | 0 | 0
F3_Commercial_Restaurant_New_Food Preparation_Natural Gas_Oven_E3 | F3 | Commercial | Restaurant | New | Food Preparation | Natural Gas | Oven | E3 | System - kBTUs of Conusmption | 0 | 0 | 0 | 0 | 0 | 0 | 0 | 0 | 0 | 0 | 0 | 0 | 0 | 0 | 0 | 0 | 0 | 0 | 0 | 0 | 0 | 0 | 0 | 0 | 0 | 0 | 0 | 0 | 0 | 0
F3_Commercial_Restaurant_New_Food Preparation_Natural Gas_Oven_E4 | F3 | Commercial | Restaurant | New | Food Preparation | Natural Gas | Oven | E4 | System - kBTUs of Conusmption | 0 | 0 | 0 | 0 | 0 | 0 | 0 | 0 | 0 | 0 | 0 | 0 | 0 | 0 | 0 | 0 | 0 | 0 | 0 | 0 | 0 | 0 | 0 | 0 | 0 | 0 | 0 | 0 | 0 | 0
F3_Commercial_Restaurant_New_Food Preparation_Natural Gas_Oven_E5 | F3 | Commercial | Restaurant | New | Food Preparation | Natural Gas | Oven | E5 | System - kBTUs of Conusmption | 0 | 0 | 0 | 0 | 0 | 0 | 0 | 0 | 0 | 0 | 0 | 0 | 0 | 0 | 0 | 0 | 0 | 0 | 0 | 0 | 0 | 0 | 0 | 0 | 0 | 0 | 0 | 0 | 0 | 0
F3_Commercial_Restaurant_New_Food Preparation_Natural Gas_Oven_E6 | F3 | Commercial | Restaurant | New | Food Preparation | Natural Gas | Oven | E6 | System - kBTUs of Conusmption | 0 | 0 | 0 | 0 | 0 | 0 | 0 | 0 | 0 | 0 | 0 | 0 | 0 | 0 | 0 | 0 | 0 | 0 | 0 | 0 | 0 | 0 | 0 | 0 | 0 | 0 | 0 | 0 | 0 | 0
F3_Commercial_Restaurant_New_Food Preparation_Natural Gas_Oven_E7 | F3 | Commercial | Restaurant | New | Food Preparation | Natural Gas | Oven | E7 | System - kBTUs of Conusmption | 0 | 0 | 0 | 0 | 0 | 0 | 0 | 0 | 0 | 0 | 0 | 0 | 0 | 0 | 0 | 0 | 0 | 0 | 0 | 0 | 0 | 0 | 0 | 0 | 0 | 0 | 0 | 0 | 0 | 0
F3_Commercial_Restaurant_New_Food Preparation_Natural Gas_Oven_E8 | F3 | Commercial | Restaurant | New | Food Preparation | Natural Gas | Oven | E8 | System - kBTUs of Conusmption | 0 | 0 | 0 | 0 | 0 | 0 | 0 | 0 | 0 | 0 | 0 | 0 | 0 | 0 | 0 | 0 | 0 | 0 | 0 | 0 | 0 | 0 | 0 | 0 | 0 | 0 | 0 | 0 | 0 | 0
F3_Commercial_Restaurant_New_Food Preparation_Natural Gas_Oven_E9 | F3 | Commercial | Restaurant | New | Food Preparation | Natural Gas | Oven | E9 | System - kBTUs of Conusmption | 0 | 0 | 0 | 0 | 0 | 0 | 0 | 0 | 0 | 0 | 0 | 0 | 0 | 0 | 0 | 0 | 0 | 0 | 0 | 0 | 0 | 0 | 0 | 0 | 0 | 0 | 0 | 0 | 0 | 0
F3_Commercial_Restaurant_New_Food Preparation_Natural Gas_Oven_E10 | F3 | Commercial | Restaurant | New | Food Preparation | Natural Gas | Oven | E10 | System - kBTUs of Conusmption | 0 | 0 | 0 | 0 | 0 | 0 | 0 | 0 | 0 | 0 | 0 | 0 | 0 | 0 | 0 | 0 | 0 | 0 | 0 | 0 | 0 | 0 | 0 | 0 | 0 | 0 | 0 | 0 | 0 | 0
F4_Commercial_Restaurant_New_Food Preparation_Natural Gas_Oven_E1 | F4 | Commercial | Restaurant | New | Food Preparation | Natural Gas | Oven | E1 | Utility - Cost of Equipment | 0.66046 | 0.66046 | 0.66046 | 0.66046 | 0.66046 | 0.66046 | 0.66046 | 0.66046 | 0.66046 | 0.66046 | 0.66046 | 0.66046 | 0.66046 | 0.66046 | 0.66046 | 0.66046 | 0.66046 | 0.66046 | 0.66046 | 0.66046 | 0.66046 | 0.66046 | 0 | 0 | 0 | 0 | 0 | 0 | 0 | 0
F4_Commercial_Restaurant_New_Food Preparation_Natural Gas_Oven_E2 | F4 | Commercial | Restaurant | New | Food Preparation | Natural Gas | Oven | E2 | Utility - Cost of Equipment | 0.6648 | 0.6648 | 0.6648 | 0.6648 | 0.6648 | 0.6648 | 0.6648 | 0.6648 | 0.6648 | 0.6648 | 0.6648 | 0.6648 | 0.6648 | 0.6648 | 0.6648 | 0.6648 | 0.6648 | 0.6648 | 0.6648 | 0.6648 | 0.6648 | 0.6648 | 0 | 0 | 0 | 0 | 0 | 0 | 0 | 0
F4_Commercial_Restaurant_New_Food Preparation_Natural Gas_Oven_E3 | F4 | Commercial | Restaurant | New | Food Preparation | Natural Gas | Oven | E3 | Utility - Cost of Equipment | 0 | 0 | 0 | 0 | 0 | 0 | 0 | 0 | 0 | 0 | 0 | 0 | 0 | 0 | 0 | 0 | 0 | 0 | 0 | 0 | 0 | 0 | 0 | 0 | 0 | 0 | 0 | 0 | 0 | 0
F4_Commercial_Restaurant_New_Food Preparation_Natural Gas_Oven_E4 | F4 | Commercial | Restaurant | New | Food Preparation | Natural Gas | Oven | E4 | Utility - Cost of Equipment | 0 | 0 | 0 | 0 | 0 | 0 | 0 | 0 | 0 | 0 | 0 | 0 | 0 | 0 | 0 | 0 | 0 | 0 | 0 | 0 | 0 | 0 | 0 | 0 | 0 | 0 | 0 | 0 | 0 | 0
F4_Commercial_Restaurant_New_Food Preparation_Natural Gas_Oven_E5 | F4 | Commercial | Restaurant | New | Food Preparation | Natural Gas | Oven | E5 | Utility - Cost of Equipment | 0 | 0 | 0 | 0 | 0 | 0 | 0 | 0 | 0 | 0 | 0 | 0 | 0 | 0 | 0 | 0 | 0 | 0 | 0 | 0 | 0 | 0 | 0 | 0 | 0 | 0 | 0 | 0 | 0 | 0
F4_Commercial_Restaurant_New_Food Preparation_Natural Gas_Oven_E6 | F4 | Commercial | Restaurant | New | Food Preparation | Natural Gas | Oven | E6 | Utility - Cost of Equipment | 0 | 0 | 0 | 0 | 0 | 0 | 0 | 0 | 0 | 0 | 0 | 0 | 0 | 0 | 0 | 0 | 0 | 0 | 0 | 0 | 0 | 0 | 0 | 0 | 0 | 0 | 0 | 0 | 0 | 0
F4_Commercial_Restaurant_New_Food Preparation_Natural Gas_Oven_E7 | F4 | Commercial | Restaurant | New | Food Preparation | Natural Gas | Oven | E7 | Utility - Cost of Equipment | 0 | 0 | 0 | 0 | 0 | 0 | 0 | 0 | 0 | 0 | 0 | 0 | 0 | 0 | 0 | 0 | 0 | 0 | 0 | 0 | 0 | 0 | 0 | 0 | 0 | 0 | 0 | 0 | 0 | 0
F4_Commercial_Restaurant_New_Food Preparation_Natural Gas_Oven_E8 | F4 | Commercial | Restaurant | New | Food Preparation | Natural Gas | Oven | E8 | Utility - Cost of Equipment | 0 | 0 | 0 | 0 | 0 | 0 | 0 | 0 | 0 | 0 | 0 | 0 | 0 | 0 | 0 | 0 | 0 | 0 | 0 | 0 | 0 | 0 | 0 | 0 | 0 | 0 | 0 | 0 | 0 | 0
F4_Commercial_Restaurant_New_Food Preparation_Natural Gas_Oven_E9 | F4 | Commercial | Restaurant | New | Food Preparation | Natural Gas | Oven | E9 | Utility - Cost of Equipment | 0 | 0 | 0 | 0 | 0 | 0 | 0 | 0 | 0 | 0 | 0 | 0 | 0 | 0 | 0 | 0 | 0 | 0 | 0 | 0 | 0 | 0 | 0 | 0 | 0 | 0 | 0 | 0 | 0 | 0
F4_Commercial_Restaurant_New_Food Preparation_Natural Gas_Oven_E10 | F4 | Commercial | Restaurant | New | Food Preparation | Natural Gas | Oven | E10 | Utility - Cost of Equipment | 0 | 0 | 0 | 0 | 0 | 0 | 0 | 0 | 0 | 0 | 0 | 0 | 0 | 0 | 0 | 0 | 0 | 0 | 0 | 0 | 0 | 0 | 0 | 0 | 0 | 0 | 0 | 0 | 0 | 0
F5_Commercial_Restaurant_New_Food Preparation_Natural Gas_Oven_E1 | F5 | Commercial | Restaurant | New | Food Preparation | Natural Gas | Oven | E1 | Utility - Cost of Operation | 0.56276 | 0.56757 | 0.57334 | 0.58287 | 0.59559 | 0.61059 | 0.62437 | 0.63664 | 0.64854 | 0.66009 | 0.67173 | 0.68305 | 0.69371 | 0.70438 | 0.71458 | 0.72504 | 0.73623 | 0.74749 | 0.75885 | 0.77025 | 0.78152 | 0.79264 | 0 | 0 | 0 | 0 | 0 | 0 | 0 | 0
F5_Commercial_Restaurant_New_Food Preparation_Natural Gas_Oven_E2 | F5 | Commercial | Restaurant | New | Food Preparation | Natural Gas | Oven | E2 | Utility - Cost of Operation | 0.38586 | 0.38916 | 0.39312 | 0.39966 | 0.40837 | 0.41866 | 0.42811 | 0.43652 | 0.44469 | 0.4526 | 0.46059 | 0.46835 | 0.47565 | 0.48297 | 0.48996 | 0.49714 | 0.50481 | 0.51253 | 0.52032 | 0.52813 | 0.53587 | 0.54348 | 0 | 0 | 0 | 0 | 0 | 0 | 0 | 0
F5_Commercial_Restaurant_New_Food Preparation_Natural Gas_Oven_E3 | F5 | Commercial | Restaurant | New | Food Preparation | Natural Gas | Oven | E3 | Utility - Cost of Operation | 0 | 0 | 0 | 0 | 0 | 0 | 0 | 0 | 0 | 0 | 0 | 0 | 0 | 0 | 0 | 0 | 0 | 0 | 0 | 0 | 0 | 0 | 0 | 0 | 0 | 0 | 0 | 0 | 0 | 0
F5_Commercial_Restaurant_New_Food Preparation_Natural Gas_Oven_E4 | F5 | Commercial | Restaurant | New | Food Preparation | Natural Gas | Oven | E4 | Utility - Cost of Operation | 0 | 0 | 0 | 0 | 0 | 0 | 0 | 0 | 0 | 0 | 0 | 0 | 0 | 0 | 0 | 0 | 0 | 0 | 0 | 0 | 0 | 0 | 0 | 0 | 0 | 0 | 0 | 0 | 0 | 0
F5_Commercial_Restaurant_New_Food Preparation_Natural Gas_Oven_E5 | F5 | Commercial | Restaurant | New | Food Preparation | Natural Gas | Oven | E5 | Utility - Cost of Operation | 0 | 0 | 0 | 0 | 0 | 0 | 0 | 0 | 0 | 0 | 0 | 0 | 0 | 0 | 0 | 0 | 0 | 0 | 0 | 0 | 0 | 0 | 0 | 0 | 0 | 0 | 0 | 0 | 0 | 0
F5_Commercial_Restaurant_New_Food Preparation_Natural Gas_Oven_E6 | F5 | Commercial | Restaurant | New | Food Preparation | Natural Gas | Oven | E6 | Utility - Cost of Operation | 0 | 0 | 0 | 0 | 0 | 0 | 0 | 0 | 0 | 0 | 0 | 0 | 0 | 0 | 0 | 0 | 0 | 0 | 0 | 0 | 0 | 0 | 0 | 0 | 0 | 0 | 0 | 0 | 0 | 0
F5_Commercial_Restaurant_New_Food Preparation_Natural Gas_Oven_E7 | F5 | Commercial | Restaurant | New | Food Preparation | Natural Gas | Oven | E7 | Utility - Cost of Operation | 0 | 0 | 0 | 0 | 0 | 0 | 0 | 0 | 0 | 0 | 0 | 0 | 0 | 0 | 0 | 0 | 0 | 0 | 0 | 0 | 0 | 0 | 0 | 0 | 0 | 0 | 0 | 0 | 0 | 0
F5_Commercial_Restaurant_New_Food Preparation_Natural Gas_Oven_E8 | F5 | Commercial | Restaurant | New | Food Preparation | Natural Gas | Oven | E8 | Utility - Cost of Operation | 0 | 0 | 0 | 0 | 0 | 0 | 0 | 0 | 0 | 0 | 0 | 0 | 0 | 0 | 0 | 0 | 0 | 0 | 0 | 0 | 0 | 0 | 0 | 0 | 0 | 0 | 0 | 0 | 0 | 0
F5_Commercial_Restaurant_New_Food Preparation_Natural Gas_Oven_E9 | F5 | Commercial | Restaurant | New | Food Preparation | Natural Gas | Oven | E9 | Utility - Cost of Operation | 0 | 0 | 0 | 0 | 0 | 0 | 0 | 0 | 0 | 0 | 0 | 0 | 0 | 0 | 0 | 0 | 0 | 0 | 0 | 0 | 0 | 0 | 0 | 0 | 0 | 0 | 0 | 0 | 0 | 0
F5_Commercial_Restaurant_New_Food Preparation_Natural Gas_Oven_E10 | F5 | Commercial | Restaurant | New | Food Preparation | Natural Gas | Oven | E10 | Utility - Cost of Operation | 0 | 0 | 0 | 0 | 0 | 0 | 0 | 0 | 0 | 0 | 0 | 0 | 0 | 0 | 0 | 0 | 0 | 0 | 0 | 0 | 0 | 0 | 0 | 0 | 0 | 0 | 0 | 0 | 0 | 0
F6_Commercial_Restaurant_New_Food Preparation_Natural Gas_Oven_E1 | F6 | Commercial | Restaurant | New | Food Preparation | Natural Gas | Oven | E1 | Utility - Value of Sales | 0.67422 | 0.67999 | 0.68689 | 0.69832 | 0.71355 | 0.73152 | 0.74803 | 0.76274 | 0.777 | 0.79083 | 0.80478 | 0.81834 | 0.83111 | 0.8439 | 0.85611 | 0.86865 | 0.88205 | 0.89554 | 0.90915 | 0.92281 | 0.93632 | 0.94963 | 0 | 0 | 0 | 0 | 0 | 0 | 0 | 0
F6_Commercial_Restaurant_New_Food Preparation_Natural Gas_Oven_E2 | F6 | Commercial | Restaurant | New | Food Preparation | Natural Gas | Oven | E2 | Utility - Value of Sales | 0.46229 | 0.46624 | 0.47098 | 0.47881 | 0.48926 | 0.50158 | 0.5129 | 0.52298 | 0.53276 | 0.54225 | 0.55181 | 0.56111 | 0.56986 | 0.57863 | 0.58701 | 0.5956 | 0.60479 | 0.61404 | 0.62337 | 0.63274 | 0.642 | 0.65113 | 0 | 0 | 0 | 0 | 0 | 0 | 0 | 0
F6_Commercial_Restaurant_New_Food Preparation_Natural Gas_Oven_E3 | F6 | Commercial | Restaurant | New | Food Preparation | Natural Gas | Oven | E3 | Utility - Value of Sales | 0 | 0 | 0 | 0 | 0 | 0 | 0 | 0 | 0 | 0 | 0 | 0 | 0 | 0 | 0 | 0 | 0 | 0 | 0 | 0 | 0 | 0 | 0 | 0 | 0 | 0 | 0 | 0 | 0 | 0
F6_Commercial_Restaurant_New_Food Preparation_Natural Gas_Oven_E4 | F6 | Commercial | Restaurant | New | Food Preparation | Natural Gas | Oven | E4 | Utility - Value of Sales | 0 | 0 | 0 | 0 | 0 | 0 | 0 | 0 | 0 | 0 | 0 | 0 | 0 | 0 | 0 | 0 | 0 | 0 | 0 | 0 | 0 | 0 | 0 | 0 | 0 | 0 | 0 | 0 | 0 | 0
F6_Commercial_Restaurant_New_Food Preparation_Natural Gas_Oven_E5 | F6 | Commercial | Restaurant | New | Food Preparation | Natural Gas | Oven | E5 | Utility - Value of Sales | 0 | 0 | 0 | 0 | 0 | 0 | 0 | 0 | 0 | 0 | 0 | 0 | 0 | 0 | 0 | 0 | 0 | 0 | 0 | 0 | 0 | 0 | 0 | 0 | 0 | 0 | 0 | 0 | 0 | 0
F6_Commercial_Restaurant_New_Food Preparation_Natural Gas_Oven_E6 | F6 | Commercial | Restaurant | New | Food Preparation | Natural Gas | Oven | E6 | Utility - Value of Sales | 0 | 0 | 0 | 0 | 0 | 0 | 0 | 0 | 0 | 0 | 0 | 0 | 0 | 0 | 0 | 0 | 0 | 0 | 0 | 0 | 0 | 0 | 0 | 0 | 0 | 0 | 0 | 0 | 0 | 0
F6_Commercial_Restaurant_New_Food Preparation_Natural Gas_Oven_E7 | F6 | Commercial | Restaurant | New | Food Preparation | Natural Gas | Oven | E7 | Utility - Value of Sales | 0 | 0 | 0 | 0 | 0 | 0 | 0 | 0 | 0 | 0 | 0 | 0 | 0 | 0 | 0 | 0 | 0 | 0 | 0 | 0 | 0 | 0 | 0 | 0 | 0 | 0 | 0 | 0 | 0 | 0
F6_Commercial_Restaurant_New_Food Preparation_Natural Gas_Oven_E8 | F6 | Commercial | Restaurant | New | Food Preparation | Natural Gas | Oven | E8 | Utility - Value of Sales | 0 | 0 | 0 | 0 | 0 | 0 | 0 | 0 | 0 | 0 | 0 | 0 | 0 | 0 | 0 | 0 | 0 | 0 | 0 | 0 | 0 | 0 | 0 | 0 | 0 | 0 | 0 | 0 | 0 | 0
F6_Commercial_Restaurant_New_Food Preparation_Natural Gas_Oven_E9 | F6 | Commercial | Restaurant | New | Food Preparation | Natural Gas | Oven | E9 | Utility - Value of Sales | 0 | 0 | 0 | 0 | 0 | 0 | 0 | 0 | 0 | 0 | 0 | 0 | 0 | 0 | 0 | 0 | 0 | 0 | 0 | 0 | 0 | 0 | 0 | 0 | 0 | 0 | 0 | 0 | 0 | 0
F6_Commercial_Restaurant_New_Food Preparation_Natural Gas_Oven_E10 | F6 | Commercial | Restaurant | New | Food Preparation | Natural Gas | Oven | E10 | Utility - Value of Sales | 0 | 0 | 0 | 0 | 0 | 0 | 0 | 0 | 0 | 0 | 0 | 0 | 0 | 0 | 0 | 0 | 0 | 0 | 0 | 0 | 0 | 0 | 0 | 0 | 0 | 0 | 0 | 0 | 0 | 0
F1_Commercial_Restaurant_New_Food Preparation_Natural Gas_Conveyor Oven_E1 | F1 | Commercial | Restaurant | New | Food Preparation | Natural Gas | Conveyor Oven | E1 | Participant - Cost of Equipment | 0.29812 | 0.29812 | 0.29812 | 0.29812 | 0.29812 | 0.29812 | 0.29812 | 0.29812 | 0.29812 | 0.29812 | 0.29812 | 0.29812 | 0.29812 | 0.29812 | 0.29812 | 0.29812 | 0.29812 | 0.29812 | 0.29812 | 0.29812 | 0.29812 | 0.29812 | 0 | 0 | 0 | 0 | 0 | 0 | 0 | 0
F1_Commercial_Restaurant_New_Food Preparation_Natural Gas_Conveyor Oven_E2 | F1 | Commercial | Restaurant | New | Food Preparation | Natural Gas | Conveyor Oven | E2 | Participant - Cost of Equipment | 0.36345 | 0.36345 | 0.36345 | 0.36345 | 0.36345 | 0.36345 | 0.36345 | 0.36345 | 0.36345 | 0.36345 | 0.36345 | 0.36345 | 0.36345 | 0.36345 | 0.36345 | 0.36345 | 0.36345 | 0.36345 | 0.36345 | 0.36345 | 0.36345 | 0.36345 | 0 | 0 | 0 | 0 | 0 | 0 | 0 | 0
F1_Commercial_Restaurant_New_Food Preparation_Natural Gas_Conveyor Oven_E3 | F1 | Commercial | Restaurant | New | Food Preparation | Natural Gas | Conveyor Oven | E3 | Participant - Cost of Equipment | 0 | 0 | 0 | 0 | 0 | 0 | 0 | 0 | 0 | 0 | 0 | 0 | 0 | 0 | 0 | 0 | 0 | 0 | 0 | 0 | 0 | 0 | 0 | 0 | 0 | 0 | 0 | 0 | 0 | 0
F1_Commercial_Restaurant_New_Food Preparation_Natural Gas_Conveyor Oven_E4 | F1 | Commercial | Restaurant | New | Food Preparation | Natural Gas | Conveyor Oven | E4 | Participant - Cost of Equipment | 0 | 0 | 0 | 0 | 0 | 0 | 0 | 0 | 0 | 0 | 0 | 0 | 0 | 0 | 0 | 0 | 0 | 0 | 0 | 0 | 0 | 0 | 0 | 0 | 0 | 0 | 0 | 0 | 0 | 0
F1_Commercial_Restaurant_New_Food Preparation_Natural Gas_Conveyor Oven_E5 | F1 | Commercial | Restaurant | New | Food Preparation | Natural Gas | Conveyor Oven | E5 | Participant - Cost of Equipment | 0 | 0 | 0 | 0 | 0 | 0 | 0 | 0 | 0 | 0 | 0 | 0 | 0 | 0 | 0 | 0 | 0 | 0 | 0 | 0 | 0 | 0 | 0 | 0 | 0 | 0 | 0 | 0 | 0 | 0
F1_Commercial_Restaurant_New_Food Preparation_Natural Gas_Conveyor Oven_E6 | F1 | Commercial | Restaurant | New | Food Preparation | Natural Gas | Conveyor Oven | E6 | Participant - Cost of Equipment | 0 | 0 | 0 | 0 | 0 | 0 | 0 | 0 | 0 | 0 | 0 | 0 | 0 | 0 | 0 | 0 | 0 | 0 | 0 | 0 | 0 | 0 | 0 | 0 | 0 | 0 | 0 | 0 | 0 | 0
F1_Commercial_Restaurant_New_Food Preparation_Natural Gas_Conveyor Oven_E7 | F1 | Commercial | Restaurant | New | Food Preparation | Natural Gas | Conveyor Oven | E7 | Participant - Cost of Equipment | 0 | 0 | 0 | 0 | 0 | 0 | 0 | 0 | 0 | 0 | 0 | 0 | 0 | 0 | 0 | 0 | 0 | 0 | 0 | 0 | 0 | 0 | 0 | 0 | 0 | 0 | 0 | 0 | 0 | 0
F1_Commercial_Restaurant_New_Food Preparation_Natural Gas_Conveyor Oven_E8 | F1 | Commercial | Restaurant | New | Food Preparation | Natural Gas | Conveyor Oven | E8 | Participant - Cost of Equipment | 0 | 0 | 0 | 0 | 0 | 0 | 0 | 0 | 0 | 0 | 0 | 0 | 0 | 0 | 0 | 0 | 0 | 0 | 0 | 0 | 0 | 0 | 0 | 0 | 0 | 0 | 0 | 0 | 0 | 0
F1_Commercial_Restaurant_New_Food Preparation_Natural Gas_Conveyor Oven_E9 | F1 | Commercial | Restaurant | New | Food Preparation | Natural Gas | Conveyor Oven | E9 | Participant - Cost of Equipment | 0 | 0 | 0 | 0 | 0 | 0 | 0 | 0 | 0 | 0 | 0 | 0 | 0 | 0 | 0 | 0 | 0 | 0 | 0 | 0 | 0 | 0 | 0 | 0 | 0 | 0 | 0 | 0 | 0 | 0
F1_Commercial_Restaurant_New_Food Preparation_Natural Gas_Conveyor Oven_E10 | F1 | Commercial | Restaurant | New | Food Preparation | Natural Gas | Conveyor Oven | E10 | Participant - Cost of Equipment | 0 | 0 | 0 | 0 | 0 | 0 | 0 | 0 | 0 | 0 | 0 | 0 | 0 | 0 | 0 | 0 | 0 | 0 | 0 | 0 | 0 | 0 | 0 | 0 | 0 | 0 | 0 | 0 | 0 | 0
F2_Commercial_Restaurant_New_Food Preparation_Natural Gas_Conveyor Oven_E1 | F2 | Commercial | Restaurant | New | Food Preparation | Natural Gas | Conveyor Oven | E1 | Participant - Cost of Operation | 1.1385 | 1.1512 | 1.1657 | 1.186 | 1.2106 | 1.2381 | 1.2632 | 1.2851 | 1.3055 | 1.3261 | 1.3476 | 1.3695 | 1.3915 | 1.4146 | 1.4371 | 1.4601 | 1.4844 | 1.509 | 1.5338 | 1.5589 | 1.584 | 1.609 | 0 | 0 | 0 | 0 | 0 | 0 | 0 | 0
F2_Commercial_Restaurant_New_Food Preparation_Natural Gas_Conveyor Oven_E2 | F2 | Commercial | Restaurant | New | Food Preparation | Natural Gas | Conveyor Oven | E2 | Participant - Cost of Operation | 0.86543 | 0.8751 | 0.88608 | 0.90157 | 0.92026 | 0.94117 | 0.96024 | 0.9769 | 0.9924 | 1.008 | 1.0244 | 1.041 | 1.0577 | 1.0753 | 1.0924 | 1.1099 | 1.1284 | 1.1471 | 1.166 | 1.185 | 1.2041 | 1.2231 | 0 | 0 | 0 | 0 | 0 | 0 | 0 | 0
F2_Commercial_Restaurant_New_Food Preparation_Natural Gas_Conveyor Oven_E3 | F2 | Commercial | Restaurant | New | Food Preparation | Natural Gas | Conveyor Oven | E3 | Participant - Cost of Operation | 0 | 0 | 0 | 0 | 0 | 0 | 0 | 0 | 0 | 0 | 0 | 0 | 0 | 0 | 0 | 0 | 0 | 0 | 0 | 0 | 0 | 0 | 0 | 0 | 0 | 0 | 0 | 0 | 0 | 0
F2_Commercial_Restaurant_New_Food Preparation_Natural Gas_Conveyor Oven_E4 | F2 | Commercial | Restaurant | New | Food Preparation | Natural Gas | Conveyor Oven | E4 | Participant - Cost of Operation | 0 | 0 | 0 | 0 | 0 | 0 | 0 | 0 | 0 | 0 | 0 | 0 | 0 | 0 | 0 | 0 | 0 | 0 | 0 | 0 | 0 | 0 | 0 | 0 | 0 | 0 | 0 | 0 | 0 | 0
F2_Commercial_Restaurant_New_Food Preparation_Natural Gas_Conveyor Oven_E5 | F2 | Commercial | Restaurant | New | Food Preparation | Natural Gas | Conveyor Oven | E5 | Participant - Cost of Operation | 0 | 0 | 0 | 0 | 0 | 0 | 0 | 0 | 0 | 0 | 0 | 0 | 0 | 0 | 0 | 0 | 0 | 0 | 0 | 0 | 0 | 0 | 0 | 0 | 0 | 0 | 0 | 0 | 0 | 0
F2_Commercial_Restaurant_New_Food Preparation_Natural Gas_Conveyor Oven_E6 | F2 | Commercial | Restaurant | New | Food Preparation | Natural Gas | Conveyor Oven | E6 | Participant - Cost of Operation | 0 | 0 | 0 | 0 | 0 | 0 | 0 | 0 | 0 | 0 | 0 | 0 | 0 | 0 | 0 | 0 | 0 | 0 | 0 | 0 | 0 | 0 | 0 | 0 | 0 | 0 | 0 | 0 | 0 | 0
F2_Commercial_Restaurant_New_Food Preparation_Natural Gas_Conveyor Oven_E7 | F2 | Commercial | Restaurant | New | Food Preparation | Natural Gas | Conveyor Oven | E7 | Participant - Cost of Operation | 0 | 0 | 0 | 0 | 0 | 0 | 0 | 0 | 0 | 0 | 0 | 0 | 0 | 0 | 0 | 0 | 0 | 0 | 0 | 0 | 0 | 0 | 0 | 0 | 0 | 0 | 0 | 0 | 0 | 0
F2_Commercial_Restaurant_New_Food Preparation_Natural Gas_Conveyor Oven_E8 | F2 | Commercial | Restaurant | New | Food Preparation | Natural Gas | Conveyor Oven | E8 | Participant - Cost of Operation | 0 | 0 | 0 | 0 | 0 | 0 | 0 | 0 | 0 | 0 | 0 | 0 | 0 | 0 | 0 | 0 | 0 | 0 | 0 | 0 | 0 | 0 | 0 | 0 | 0 | 0 | 0 | 0 | 0 | 0
F2_Commercial_Restaurant_New_Food Preparation_Natural Gas_Conveyor Oven_E9 | F2 | Commercial | Restaurant | New | Food Preparation | Natural Gas | Conveyor Oven | E9 | Participant - Cost of Operation | 0 | 0 | 0 | 0 | 0 | 0 | 0 | 0 | 0 | 0 | 0 | 0 | 0 | 0 | 0 | 0 | 0 | 0 | 0 | 0 | 0 | 0 | 0 | 0 | 0 | 0 | 0 | 0 | 0 | 0
F2_Commercial_Restaurant_New_Food Preparation_Natural Gas_Conveyor Oven_E10 | F2 | Commercial | Restaurant | New | Food Preparation | Natural Gas | Conveyor Oven | E10 | Participant - Cost of Operation | 0 | 0 | 0 | 0 | 0 | 0 | 0 | 0 | 0 | 0 | 0 | 0 | 0 | 0 | 0 | 0 | 0 | 0 | 0 | 0 | 0 | 0 | 0 | 0 | 0 | 0 | 0 | 0 | 0 | 0
F3_Commercial_Restaurant_New_Food Preparation_Natural Gas_Conveyor Oven_E1 | F3 | Commercial | Restaurant | New | Food Preparation | Natural Gas | Conveyor Oven | E1 | System - kBTUs of Conusmption | 103.9171 | 104.2315 | 104.56 | 105.1962 | 105.6763 | 106.0027 | 106.1467 | 106.2049 | 106.1474 | 106.053 | 105.9021 | 105.7424 | 105.5541 | 105.3401 | 105.0763 | 104.8191 | 104.5426 | 104.2472 | 103.9096 | 103.5845 | 103.247 | 102.9002 | 0 | 0 | 0 | 0 | 0 | 0 | 0 | 0
F3_Commercial_Restaurant_New_Food Preparation_Natural Gas_Conveyor Oven_E2 | F3 | Commercial | Restaurant | New | Food Preparation | Natural Gas | Conveyor Oven | E2 | System - kBTUs of Conusmption | 78.9931 | 79.2321 | 79.4818 | 79.9655 | 80.3304 | 80.5785 | 80.688 | 80.7322 | 80.6885 | 80.6167 | 80.5021 | 80.3807 | 80.2375 | 80.0748 | 79.8743 | 79.6788 | 79.4686 | 79.244 | 78.9874 | 78.7403 | 78.4838 | 78.2201 | 0 | 0 | 0 | 0 | 0 | 0 | 0 | 0
F3_Commercial_Restaurant_New_Food Preparation_Natural Gas_Conveyor Oven_E3 | F3 | Commercial | Restaurant | New | Food Preparation | Natural Gas | Conveyor Oven | E3 | System - kBTUs of Conusmption | 0 | 0 | 0 | 0 | 0 | 0 | 0 | 0 | 0 | 0 | 0 | 0 | 0 | 0 | 0 | 0 | 0 | 0 | 0 | 0 | 0 | 0 | 0 | 0 | 0 | 0 | 0 | 0 | 0 | 0
F3_Commercial_Restaurant_New_Food Preparation_Natural Gas_Conveyor Oven_E4 | F3 | Commercial | Restaurant | New | Food Preparation | Natural Gas | Conveyor Oven | E4 | System - kBTUs of Conusmption | 0 | 0 | 0 | 0 | 0 | 0 | 0 | 0 | 0 | 0 | 0 | 0 | 0 | 0 | 0 | 0 | 0 | 0 | 0 | 0 | 0 | 0 | 0 | 0 | 0 | 0 | 0 | 0 | 0 | 0
F3_Commercial_Restaurant_New_Food Preparation_Natural Gas_Conveyor Oven_E5 | F3 | Commercial | Restaurant | New | Food Preparation | Natural Gas | Conveyor Oven | E5 | System - kBTUs of Conusmption | 0 | 0 | 0 | 0 | 0 | 0 | 0 | 0 | 0 | 0 | 0 | 0 | 0 | 0 | 0 | 0 | 0 | 0 | 0 | 0 | 0 | 0 | 0 | 0 | 0 | 0 | 0 | 0 | 0 | 0
F3_Commercial_Restaurant_New_Food Preparation_Natural Gas_Conveyor Oven_E6 | F3 | Commercial | Restaurant | New | Food Preparation | Natural Gas | Conveyor Oven | E6 | System - kBTUs of Conusmption | 0 | 0 | 0 | 0 | 0 | 0 | 0 | 0 | 0 | 0 | 0 | 0 | 0 | 0 | 0 | 0 | 0 | 0 | 0 | 0 | 0 | 0 | 0 | 0 | 0 | 0 | 0 | 0 | 0 | 0
F3_Commercial_Restaurant_New_Food Preparation_Natural Gas_Conveyor Oven_E7 | F3 | Commercial | Restaurant | New | Food Preparation | Natural Gas | Conveyor Oven | E7 | System - kBTUs of Conusmption | 0 | 0 | 0 | 0 | 0 | 0 | 0 | 0 | 0 | 0 | 0 | 0 | 0 | 0 | 0 | 0 | 0 | 0 | 0 | 0 | 0 | 0 | 0 | 0 | 0 | 0 | 0 | 0 | 0 | 0
F3_Commercial_Restaurant_New_Food Preparation_Natural Gas_Conveyor Oven_E8 | F3 | Commercial | Restaurant | New | Food Preparation | Natural Gas | Conveyor Oven | E8 | System - kBTUs of Conusmption | 0 | 0 | 0 | 0 | 0 | 0 | 0 | 0 | 0 | 0 | 0 | 0 | 0 | 0 | 0 | 0 | 0 | 0 | 0 | 0 | 0 | 0 | 0 | 0 | 0 | 0 | 0 | 0 | 0 | 0
F3_Commercial_Restaurant_New_Food Preparation_Natural Gas_Conveyor Oven_E9 | F3 | Commercial | Restaurant | New | Food Preparation | Natural Gas | Conveyor Oven | E9 | System - kBTUs of Conusmption | 0 | 0 | 0 | 0 | 0 | 0 | 0 | 0 | 0 | 0 | 0 | 0 | 0 | 0 | 0 | 0 | 0 | 0 | 0 | 0 | 0 | 0 | 0 | 0 | 0 | 0 | 0 | 0 | 0 | 0
F3_Commercial_Restaurant_New_Food Preparation_Natural Gas_Conveyor Oven_E10 | F3 | Commercial | Restaurant | New | Food Preparation | Natural Gas | Conveyor Oven | E10 | System - kBTUs of Conusmption | 0 | 0 | 0 | 0 | 0 | 0 | 0 | 0 | 0 | 0 | 0 | 0 | 0 | 0 | 0 | 0 | 0 | 0 | 0 | 0 | 0 | 0 | 0 | 0 | 0 | 0 | 0 | 0 | 0 | 0
F4_Commercial_Restaurant_New_Food Preparation_Natural Gas_Conveyor Oven_E1 | F4 | Commercial | Restaurant | New | Food Preparation | Natural Gas | Conveyor Oven | E1 | Utility - Cost of Equipment | 0.29812 | 0.29812 | 0.29812 | 0.29812 | 0.29812 | 0.29812 | 0.29812 | 0.29812 | 0.29812 | 0.29812 | 0.29812 | 0.29812 | 0.29812 | 0.29812 | 0.29812 | 0.29812 | 0.29812 | 0.29812 | 0.29812 | 0.29812 | 0.29812 | 0.29812 | 0 | 0 | 0 | 0 | 0 | 0 | 0 | 0
F4_Commercial_Restaurant_New_Food Preparation_Natural Gas_Conveyor Oven_E2 | F4 | Commercial | Restaurant | New | Food Preparation | Natural Gas | Conveyor Oven | E2 | Utility - Cost of Equipment | 0.36345 | 0.36345 | 0.36345 | 0.36345 | 0.36345 | 0.36345 | 0.36345 | 0.36345 | 0.36345 | 0.36345 | 0.36345 | 0.36345 | 0.36345 | 0.36345 | 0.36345 | 0.36345 | 0.36345 | 0.36345 | 0.36345 | 0.36345 | 0.36345 | 0.36345 | 0 | 0 | 0 | 0 | 0 | 0 | 0 | 0
F4_Commercial_Restaurant_New_Food Preparation_Natural Gas_Conveyor Oven_E3 | F4 | Commercial | Restaurant | New | Food Preparation | Natural Gas | Conveyor Oven | E3 | Utility - Cost of Equipment | 0 | 0 | 0 | 0 | 0 | 0 | 0 | 0 | 0 | 0 | 0 | 0 | 0 | 0 | 0 | 0 | 0 | 0 | 0 | 0 | 0 | 0 | 0 | 0 | 0 | 0 | 0 | 0 | 0 | 0
F4_Commercial_Restaurant_New_Food Preparation_Natural Gas_Conveyor Oven_E4 | F4 | Commercial | Restaurant | New | Food Preparation | Natural Gas | Conveyor Oven | E4 | Utility - Cost of Equipment | 0 | 0 | 0 | 0 | 0 | 0 | 0 | 0 | 0 | 0 | 0 | 0 | 0 | 0 | 0 | 0 | 0 | 0 | 0 | 0 | 0 | 0 | 0 | 0 | 0 | 0 | 0 | 0 | 0 | 0
F4_Commercial_Restaurant_New_Food Preparation_Natural Gas_Conveyor Oven_E5 | F4 | Commercial | Restaurant | New | Food Preparation | Natural Gas | Conveyor Oven | E5 | Utility - Cost of Equipment | 0 | 0 | 0 | 0 | 0 | 0 | 0 | 0 | 0 | 0 | 0 | 0 | 0 | 0 | 0 | 0 | 0 | 0 | 0 | 0 | 0 | 0 | 0 | 0 | 0 | 0 | 0 | 0 | 0 | 0
F4_Commercial_Restaurant_New_Food Preparation_Natural Gas_Conveyor Oven_E6 | F4 | Commercial | Restaurant | New | Food Preparation | Natural Gas | Conveyor Oven | E6 | Utility - Cost of Equipment | 0 | 0 | 0 | 0 | 0 | 0 | 0 | 0 | 0 | 0 | 0 | 0 | 0 | 0 | 0 | 0 | 0 | 0 | 0 | 0 | 0 | 0 | 0 | 0 | 0 | 0 | 0 | 0 | 0 | 0
F4_Commercial_Restaurant_New_Food Preparation_Natural Gas_Conveyor Oven_E7 | F4 | Commercial | Restaurant | New | Food Preparation | Natural Gas | Conveyor Oven | E7 | Utility - Cost of Equipment | 0 | 0 | 0 | 0 | 0 | 0 | 0 | 0 | 0 | 0 | 0 | 0 | 0 | 0 | 0 | 0 | 0 | 0 | 0 | 0 | 0 | 0 | 0 | 0 | 0 | 0 | 0 | 0 | 0 | 0
F4_Commercial_Restaurant_New_Food Preparation_Natural Gas_Conveyor Oven_E8 | F4 | Commercial | Restaurant | New | Food Preparation | Natural Gas | Conveyor Oven | E8 | Utility - Cost of Equipment | 0 | 0 | 0 | 0 | 0 | 0 | 0 | 0 | 0 | 0 | 0 | 0 | 0 | 0 | 0 | 0 | 0 | 0 | 0 | 0 | 0 | 0 | 0 | 0 | 0 | 0 | 0 | 0 | 0 | 0
F4_Commercial_Restaurant_New_Food Preparation_Natural Gas_Conveyor Oven_E9 | F4 | Commercial | Restaurant | New | Food Preparation | Natural Gas | Conveyor Oven | E9 | Utility - Cost of Equipment | 0 | 0 | 0 | 0 | 0 | 0 | 0 | 0 | 0 | 0 | 0 | 0 | 0 | 0 | 0 | 0 | 0 | 0 | 0 | 0 | 0 | 0 | 0 | 0 | 0 | 0 | 0 | 0 | 0 | 0
F4_Commercial_Restaurant_New_Food Preparation_Natural Gas_Conveyor Oven_E10 | F4 | Commercial | Restaurant | New | Food Preparation | Natural Gas | Conveyor Oven | E10 | Utility - Cost of Equipment | 0 | 0 | 0 | 0 | 0 | 0 | 0 | 0 | 0 | 0 | 0 | 0 | 0 | 0 | 0 | 0 | 0 | 0 | 0 | 0 | 0 | 0 | 0 | 0 | 0 | 0 | 0 | 0 | 0 | 0
F5_Commercial_Restaurant_New_Food Preparation_Natural Gas_Conveyor Oven_E1 | F5 | Commercial | Restaurant | New | Food Preparation | Natural Gas | Conveyor Oven | E1 | Utility - Cost of Operation | 0.95028 | 0.96089 | 0.97295 | 0.98996 | 1.0105 | 1.0334 | 1.0544 | 1.0727 | 1.0897 | 1.1069 | 1.1248 | 1.1431 | 1.1614 | 1.1807 | 1.1995 | 1.2188 | 1.239 | 1.2595 | 1.2803 | 1.3012 | 1.3221 | 1.343 | 0 | 0 | 0 | 0 | 0 | 0 | 0 | 0
F5_Commercial_Restaurant_New_Food Preparation_Natural Gas_Conveyor Oven_E2 | F5 | Commercial | Restaurant | New | Food Preparation | Natural Gas | Conveyor Oven | E2 | Utility - Cost of Operation | 0.72236 | 0.73043 | 0.73959 | 0.75252 | 0.76812 | 0.78558 | 0.80149 | 0.8154 | 0.82834 | 0.84139 | 0.85503 | 0.86894 | 0.88287 | 0.89752 | 0.91181 | 0.92644 | 0.94185 | 0.95743 | 0.9732 | 0.98911 | 1.005 | 1.0209 | 0 | 0 | 0 | 0 | 0 | 0 | 0 | 0
F5_Commercial_Restaurant_New_Food Preparation_Natural Gas_Conveyor Oven_E3 | F5 | Commercial | Restaurant | New | Food Preparation | Natural Gas | Conveyor Oven | E3 | Utility - Cost of Operation | 0 | 0 | 0 | 0 | 0 | 0 | 0 | 0 | 0 | 0 | 0 | 0 | 0 | 0 | 0 | 0 | 0 | 0 | 0 | 0 | 0 | 0 | 0 | 0 | 0 | 0 | 0 | 0 | 0 | 0
F5_Commercial_Restaurant_New_Food Preparation_Natural Gas_Conveyor Oven_E4 | F5 | Commercial | Restaurant | New | Food Preparation | Natural Gas | Conveyor Oven | E4 | Utility - Cost of Operation | 0 | 0 | 0 | 0 | 0 | 0 | 0 | 0 | 0 | 0 | 0 | 0 | 0 | 0 | 0 | 0 | 0 | 0 | 0 | 0 | 0 | 0 | 0 | 0 | 0 | 0 | 0 | 0 | 0 | 0
F5_Commercial_Restaurant_New_Food Preparation_Natural Gas_Conveyor Oven_E5 | F5 | Commercial | Restaurant | New | Food Preparation | Natural Gas | Conveyor Oven | E5 | Utility - Cost of Operation | 0 | 0 | 0 | 0 | 0 | 0 | 0 | 0 | 0 | 0 | 0 | 0 | 0 | 0 | 0 | 0 | 0 | 0 | 0 | 0 | 0 | 0 | 0 | 0 | 0 | 0 | 0 | 0 | 0 | 0
F5_Commercial_Restaurant_New_Food Preparation_Natural Gas_Conveyor Oven_E6 | F5 | Commercial | Restaurant | New | Food Preparation | Natural Gas | Conveyor Oven | E6 | Utility - Cost of Operation | 0 | 0 | 0 | 0 | 0 | 0 | 0 | 0 | 0 | 0 | 0 | 0 | 0 | 0 | 0 | 0 | 0 | 0 | 0 | 0 | 0 | 0 | 0 | 0 | 0 | 0 | 0 | 0 | 0 | 0
F5_Commercial_Restaurant_New_Food Preparation_Natural Gas_Conveyor Oven_E7 | F5 | Commercial | Restaurant | New | Food Preparation | Natural Gas | Conveyor Oven | E7 | Utility - Cost of Operation | 0 | 0 | 0 | 0 | 0 | 0 | 0 | 0 | 0 | 0 | 0 | 0 | 0 | 0 | 0 | 0 | 0 | 0 | 0 | 0 | 0 | 0 | 0 | 0 | 0 | 0 | 0 | 0 | 0 | 0
F5_Commercial_Restaurant_New_Food Preparation_Natural Gas_Conveyor Oven_E8 | F5 | Commercial | Restaurant | New | Food Preparation | Natural Gas | Conveyor Oven | E8 | Utility - Cost of Operation | 0 | 0 | 0 | 0 | 0 | 0 | 0 | 0 | 0 | 0 | 0 | 0 | 0 | 0 | 0 | 0 | 0 | 0 | 0 | 0 | 0 | 0 | 0 | 0 | 0 | 0 | 0 | 0 | 0 | 0
F5_Commercial_Restaurant_New_Food Preparation_Natural Gas_Conveyor Oven_E9 | F5 | Commercial | Restaurant | New | Food Preparation | Natural Gas | Conveyor Oven | E9 | Utility - Cost of Operation | 0 | 0 | 0 | 0 | 0 | 0 | 0 | 0 | 0 | 0 | 0 | 0 | 0 | 0 | 0 | 0 | 0 | 0 | 0 | 0 | 0 | 0 | 0 | 0 | 0 | 0 | 0 | 0 | 0 | 0
F5_Commercial_Restaurant_New_Food Preparation_Natural Gas_Conveyor Oven_E10 | F5 | Commercial | Restaurant | New | Food Preparation | Natural Gas | Conveyor Oven | E10 | Utility - Cost of Operation | 0 | 0 | 0 | 0 | 0 | 0 | 0 | 0 | 0 | 0 | 0 | 0 | 0 | 0 | 0 | 0 | 0 | 0 | 0 | 0 | 0 | 0 | 0 | 0 | 0 | 0 | 0 | 0 | 0 | 0
F6_Commercial_Restaurant_New_Food Preparation_Natural Gas_Conveyor Oven_E1 | F6 | Commercial | Restaurant | New | Food Preparation | Natural Gas | Conveyor Oven | E1 | Utility - Value of Sales | 1.1385 | 1.1512 | 1.1657 | 1.186 | 1.2106 | 1.2381 | 1.2632 | 1.2851 | 1.3055 | 1.3261 | 1.3476 | 1.3695 | 1.3915 | 1.4146 | 1.4371 | 1.4601 | 1.4844 | 1.509 | 1.5338 | 1.5589 | 1.584 | 1.609 | 0 | 0 | 0 | 0 | 0 | 0 | 0 | 0
F6_Commercial_Restaurant_New_Food Preparation_Natural Gas_Conveyor Oven_E2 | F6 | Commercial | Restaurant | New | Food Preparation | Natural Gas | Conveyor Oven | E2 | Utility - Value of Sales | 0.86543 | 0.8751 | 0.88608 | 0.90157 | 0.92026 | 0.94117 | 0.96024 | 0.9769 | 0.9924 | 1.008 | 1.0244 | 1.041 | 1.0577 | 1.0753 | 1.0924 | 1.1099 | 1.1284 | 1.1471 | 1.166 | 1.185 | 1.2041 | 1.2231 | 0 | 0 | 0 | 0 | 0 | 0 | 0 | 0
F6_Commercial_Restaurant_New_Food Preparation_Natural Gas_Conveyor Oven_E3 | F6 | Commercial | Restaurant | New | Food Preparation | Natural Gas | Conveyor Oven | E3 | Utility - Value of Sales | 0 | 0 | 0 | 0 | 0 | 0 | 0 | 0 | 0 | 0 | 0 | 0 | 0 | 0 | 0 | 0 | 0 | 0 | 0 | 0 | 0 | 0 | 0 | 0 | 0 | 0 | 0 | 0 | 0 | 0
F6_Commercial_Restaurant_New_Food Preparation_Natural Gas_Conveyor Oven_E4 | F6 | Commercial | Restaurant | New | Food Preparation | Natural Gas | Conveyor Oven | E4 | Utility - Value of Sales | 0 | 0 | 0 | 0 | 0 | 0 | 0 | 0 | 0 | 0 | 0 | 0 | 0 | 0 | 0 | 0 | 0 | 0 | 0 | 0 | 0 | 0 | 0 | 0 | 0 | 0 | 0 | 0 | 0 | 0
F6_Commercial_Restaurant_New_Food Preparation_Natural Gas_Conveyor Oven_E5 | F6 | Commercial | Restaurant | New | Food Preparation | Natural Gas | Conveyor Oven | E5 | Utility - Value of Sales | 0 | 0 | 0 | 0 | 0 | 0 | 0 | 0 | 0 | 0 | 0 | 0 | 0 | 0 | 0 | 0 | 0 | 0 | 0 | 0 | 0 | 0 | 0 | 0 | 0 | 0 | 0 | 0 | 0 | 0
F6_Commercial_Restaurant_New_Food Preparation_Natural Gas_Conveyor Oven_E6 | F6 | Commercial | Restaurant | New | Food Preparation | Natural Gas | Conveyor Oven | E6 | Utility - Value of Sales | 0 | 0 | 0 | 0 | 0 | 0 | 0 | 0 | 0 | 0 | 0 | 0 | 0 | 0 | 0 | 0 | 0 | 0 | 0 | 0 | 0 | 0 | 0 | 0 | 0 | 0 | 0 | 0 | 0 | 0
F6_Commercial_Restaurant_New_Food Preparation_Natural Gas_Conveyor Oven_E7 | F6 | Commercial | Restaurant | New | Food Preparation | Natural Gas | Conveyor Oven | E7 | Utility - Value of Sales | 0 | 0 | 0 | 0 | 0 | 0 | 0 | 0 | 0 | 0 | 0 | 0 | 0 | 0 | 0 | 0 | 0 | 0 | 0 | 0 | 0 | 0 | 0 | 0 | 0 | 0 | 0 | 0 | 0 | 0
F6_Commercial_Restaurant_New_Food Preparation_Natural Gas_Conveyor Oven_E8 | F6 | Commercial | Restaurant | New | Food Preparation | Natural Gas | Conveyor Oven | E8 | Utility - Value of Sales | 0 | 0 | 0 | 0 | 0 | 0 | 0 | 0 | 0 | 0 | 0 | 0 | 0 | 0 | 0 | 0 | 0 | 0 | 0 | 0 | 0 | 0 | 0 | 0 | 0 | 0 | 0 | 0 | 0 | 0
F6_Commercial_Restaurant_New_Food Preparation_Natural Gas_Conveyor Oven_E9 | F6 | Commercial | Restaurant | New | Food Preparation | Natural Gas | Conveyor Oven | E9 | Utility - Value of Sales | 0 | 0 | 0 | 0 | 0 | 0 | 0 | 0 | 0 | 0 | 0 | 0 | 0 | 0 | 0 | 0 | 0 | 0 | 0 | 0 | 0 | 0 | 0 | 0 | 0 | 0 | 0 | 0 | 0 | 0
F6_Commercial_Restaurant_New_Food Preparation_Natural Gas_Conveyor Oven_E10 | F6 | Commercial | Restaurant | New | Food Preparation | Natural Gas | Conveyor Oven | E10 | Utility - Value of Sales | 0 | 0 | 0 | 0 | 0 | 0 | 0 | 0 | 0 | 0 | 0 | 0 | 0 | 0 | 0 | 0 | 0 | 0 | 0 | 0 | 0 | 0 | 0 | 0 | 0 | 0 | 0 | 0 | 0 | 0
F1_Commercial_Restaurant_New_Food Preparation_Natural Gas_Double Rack Oven_E1 | F1 | Commercial | Restaurant | New | Food Preparation | Natural Gas | Double Rack Oven | E1 | Participant - Cost of Equipment | 0.57515 | 0.57515 | 0.57515 | 0.57515 | 0.57515 | 0.57515 | 0.57515 | 0.57515 | 0.57515 | 0.57515 | 0.57515 | 0.57515 | 0.57515 | 0.57515 | 0.57515 | 0.57515 | 0.57515 | 0.57515 | 0.57515 | 0.57515 | 0.57515 | 0.57515 | 0 | 0 | 0 | 0 | 0 | 0 | 0 | 0
F1_Commercial_Restaurant_New_Food Preparation_Natural Gas_Double Rack Oven_E2 | F1 | Commercial | Restaurant | New | Food Preparation | Natural Gas | Double Rack Oven | E2 | Participant - Cost of Equipment | 0.76489 | 0.76489 | 0.76489 | 0.76489 | 0.76489 | 0.76489 | 0.76489 | 0.76489 | 0.76489 | 0.76489 | 0.76489 | 0.76489 | 0.76489 | 0.76489 | 0.76489 | 0.76489 | 0.76489 | 0.76489 | 0.76489 | 0.76489 | 0.76489 | 0.76489 | 0 | 0 | 0 | 0 | 0 | 0 | 0 | 0
F1_Commercial_Restaurant_New_Food Preparation_Natural Gas_Double Rack Oven_E3 | F1 | Commercial | Restaurant | New | Food Preparation | Natural Gas | Double Rack Oven | E3 | Participant - Cost of Equipment | 0 | 0 | 0 | 0 | 0 | 0 | 0 | 0 | 0 | 0 | 0 | 0 | 0 | 0 | 0 | 0 | 0 | 0 | 0 | 0 | 0 | 0 | 0 | 0 | 0 | 0 | 0 | 0 | 0 | 0
F1_Commercial_Restaurant_New_Food Preparation_Natural Gas_Double Rack Oven_E4 | F1 | Commercial | Restaurant | New | Food Preparation | Natural Gas | Double Rack Oven | E4 | Participant - Cost of Equipment | 0 | 0 | 0 | 0 | 0 | 0 | 0 | 0 | 0 | 0 | 0 | 0 | 0 | 0 | 0 | 0 | 0 | 0 | 0 | 0 | 0 | 0 | 0 | 0 | 0 | 0 | 0 | 0 | 0 | 0
F1_Commercial_Restaurant_New_Food Preparation_Natural Gas_Double Rack Oven_E5 | F1 | Commercial | Restaurant | New | Food Preparation | Natural Gas | Double Rack Oven | E5 | Participant - Cost of Equipment | 0 | 0 | 0 | 0 | 0 | 0 | 0 | 0 | 0 | 0 | 0 | 0 | 0 | 0 | 0 | 0 | 0 | 0 | 0 | 0 | 0 | 0 | 0 | 0 | 0 | 0 | 0 | 0 | 0 | 0
F1_Commercial_Restaurant_New_Food Preparation_Natural Gas_Double Rack Oven_E6 | F1 | Commercial | Restaurant | New | Food Preparation | Natural Gas | Double Rack Oven | E6 | Participant - Cost of Equipment | 0 | 0 | 0 | 0 | 0 | 0 | 0 | 0 | 0 | 0 | 0 | 0 | 0 | 0 | 0 | 0 | 0 | 0 | 0 | 0 | 0 | 0 | 0 | 0 | 0 | 0 | 0 | 0 | 0 | 0
F1_Commercial_Restaurant_New_Food Preparation_Natural Gas_Double Rack Oven_E7 | F1 | Commercial | Restaurant | New | Food Preparation | Natural Gas | Double Rack Oven | E7 | Participant - Cost of Equipment | 0 | 0 | 0 | 0 | 0 | 0 | 0 | 0 | 0 | 0 | 0 | 0 | 0 | 0 | 0 | 0 | 0 | 0 | 0 | 0 | 0 | 0 | 0 | 0 | 0 | 0 | 0 | 0 | 0 | 0
F1_Commercial_Restaurant_New_Food Preparation_Natural Gas_Double Rack Oven_E8 | F1 | Commercial | Restaurant | New | Food Preparation | Natural Gas | Double Rack Oven | E8 | Participant - Cost of Equipment | 0 | 0 | 0 | 0 | 0 | 0 | 0 | 0 | 0 | 0 | 0 | 0 | 0 | 0 | 0 | 0 | 0 | 0 | 0 | 0 | 0 | 0 | 0 | 0 | 0 | 0 | 0 | 0 | 0 | 0
F1_Commercial_Restaurant_New_Food Preparation_Natural Gas_Double Rack Oven_E9 | F1 | Commercial | Restaurant | New | Food Preparation | Natural Gas | Double Rack Oven | E9 | Participant - Cost of Equipment | 0 | 0 | 0 | 0 | 0 | 0 | 0 | 0 | 0 | 0 | 0 | 0 | 0 | 0 | 0 | 0 | 0 | 0 | 0 | 0 | 0 | 0 | 0 | 0 | 0 | 0 | 0 | 0 | 0 | 0
F1_Commercial_Restaurant_New_Food Preparation_Natural Gas_Double Rack Oven_E10 | F1 | Commercial | Restaurant | New | Food Preparation | Natural Gas | Double Rack Oven | E10 | Participant - Cost of Equipment | 0 | 0 | 0 | 0 | 0 | 0 | 0 | 0 | 0 | 0 | 0 | 0 | 0 | 0 | 0 | 0 | 0 | 0 | 0 | 0 | 0 | 0 | 0 | 0 | 0 | 0 | 0 | 0 | 0 | 0
F2_Commercial_Restaurant_New_Food Preparation_Natural Gas_Double Rack Oven_E1 | F2 | Commercial | Restaurant | New | Food Preparation | Natural Gas | Double Rack Oven | E1 | Participant - Cost of Operation | 1.9507 | 1.9674 | 1.9874 | 2.0204 | 2.0645 | 2.1165 | 2.1643 | 2.2068 | 2.2481 | 2.2881 | 2.3284 | 2.3677 | 2.4046 | 2.4416 | 2.477 | 2.5132 | 2.552 | 2.591 | 2.6304 | 2.6699 | 2.709 | 2.7475 | 0 | 0 | 0 | 0 | 0 | 0 | 0 | 0
F2_Commercial_Restaurant_New_Food Preparation_Natural Gas_Double Rack Oven_E2 | F2 | Commercial | Restaurant | New | Food Preparation | Natural Gas | Double Rack Oven | E2 | Participant - Cost of Operation | 1.064 | 1.0731 | 1.084 | 1.102 | 1.1261 | 1.1544 | 1.1805 | 1.2037 | 1.2262 | 1.248 | 1.2701 | 1.2915 | 1.3116 | 1.3318 | 1.3511 | 1.3708 | 1.392 | 1.4133 | 1.4348 | 1.4563 | 1.4776 | 1.4987 | 0 | 0 | 0 | 0 | 0 | 0 | 0 | 0
F2_Commercial_Restaurant_New_Food Preparation_Natural Gas_Double Rack Oven_E3 | F2 | Commercial | Restaurant | New | Food Preparation | Natural Gas | Double Rack Oven | E3 | Participant - Cost of Operation | 0 | 0 | 0 | 0 | 0 | 0 | 0 | 0 | 0 | 0 | 0 | 0 | 0 | 0 | 0 | 0 | 0 | 0 | 0 | 0 | 0 | 0 | 0 | 0 | 0 | 0 | 0 | 0 | 0 | 0
F2_Commercial_Restaurant_New_Food Preparation_Natural Gas_Double Rack Oven_E4 | F2 | Commercial | Restaurant | New | Food Preparation | Natural Gas | Double Rack Oven | E4 | Participant - Cost of Operation | 0 | 0 | 0 | 0 | 0 | 0 | 0 | 0 | 0 | 0 | 0 | 0 | 0 | 0 | 0 | 0 | 0 | 0 | 0 | 0 | 0 | 0 | 0 | 0 | 0 | 0 | 0 | 0 | 0 | 0
F2_Commercial_Restaurant_New_Food Preparation_Natural Gas_Double Rack Oven_E5 | F2 | Commercial | Restaurant | New | Food Preparation | Natural Gas | Double Rack Oven | E5 | Participant - Cost of Operation | 0 | 0 | 0 | 0 | 0 | 0 | 0 | 0 | 0 | 0 | 0 | 0 | 0 | 0 | 0 | 0 | 0 | 0 | 0 | 0 | 0 | 0 | 0 | 0 | 0 | 0 | 0 | 0 | 0 | 0
F2_Commercial_Restaurant_New_Food Preparation_Natural Gas_Double Rack Oven_E6 | F2 | Commercial | Restaurant | New | Food Preparation | Natural Gas | Double Rack Oven | E6 | Participant - Cost of Operation | 0 | 0 | 0 | 0 | 0 | 0 | 0 | 0 | 0 | 0 | 0 | 0 | 0 | 0 | 0 | 0 | 0 | 0 | 0 | 0 | 0 | 0 | 0 | 0 | 0 | 0 | 0 | 0 | 0 | 0
F2_Commercial_Restaurant_New_Food Preparation_Natural Gas_Double Rack Oven_E7 | F2 | Commercial | Restaurant | New | Food Preparation | Natural Gas | Double Rack Oven | E7 | Participant - Cost of Operation | 0 | 0 | 0 | 0 | 0 | 0 | 0 | 0 | 0 | 0 | 0 | 0 | 0 | 0 | 0 | 0 | 0 | 0 | 0 | 0 | 0 | 0 | 0 | 0 | 0 | 0 | 0 | 0 | 0 | 0
F2_Commercial_Restaurant_New_Food Preparation_Natural Gas_Double Rack Oven_E8 | F2 | Commercial | Restaurant | New | Food Preparation | Natural Gas | Double Rack Oven | E8 | Participant - Cost of Operation | 0 | 0 | 0 | 0 | 0 | 0 | 0 | 0 | 0 | 0 | 0 | 0 | 0 | 0 | 0 | 0 | 0 | 0 | 0 | 0 | 0 | 0 | 0 | 0 | 0 | 0 | 0 | 0 | 0 | 0
F2_Commercial_Restaurant_New_Food Preparation_Natural Gas_Double Rack Oven_E9 | F2 | Commercial | Restaurant | New | Food Preparation | Natural Gas | Double Rack Oven | E9 | Participant - Cost of Operation | 0 | 0 | 0 | 0 | 0 | 0 | 0 | 0 | 0 | 0 | 0 | 0 | 0 | 0 | 0 | 0 | 0 | 0 | 0 | 0 | 0 | 0 | 0 | 0 | 0 | 0 | 0 | 0 | 0 | 0
F2_Commercial_Restaurant_New_Food Preparation_Natural Gas_Double Rack Oven_E10 | F2 | Commercial | Restaurant | New | Food Preparation | Natural Gas | Double Rack Oven | E10 | Participant - Cost of Operation | 0 | 0 | 0 | 0 | 0 | 0 | 0 | 0 | 0 | 0 | 0 | 0 | 0 | 0 | 0 | 0 | 0 | 0 | 0 | 0 | 0 | 0 | 0 | 0 | 0 | 0 | 0 | 0 | 0 | 0
F3_Commercial_Restaurant_New_Food Preparation_Natural Gas_Double Rack Oven_E1 | F3 | Commercial | Restaurant | New | Food Preparation | Natural Gas | Double Rack Oven | E1 | System - kBTUs of Conusmption | 182.9463 | 183.4932 | 184.099 | 185.4918 | 186.7233 | 187.7616 | 188.5508 | 189.3338 | 190.062 | 190.5266 | 190.6846 | 190.6498 | 190.3676 | 189.8272 | 189.1611 | 188.5118 | 187.8139 | 187.0679 | 186.2156 | 185.3949 | 184.5428 | 183.6671 | 0 | 0 | 0 | 0 | 0 | 0 | 0 | 0
F3_Commercial_Restaurant_New_Food Preparation_Natural Gas_Double Rack Oven_E2 | F3 | Commercial | Restaurant | New | Food Preparation | Natural Gas | Double Rack Oven | E2 | System - kBTUs of Conusmption | 99.7889 | 100.0872 | 100.4177 | 101.1774 | 101.8491 | 102.4154 | 102.8459 | 103.273 | 103.6702 | 103.9236 | 104.0098 | 103.9908 | 103.8368 | 103.5421 | 103.1788 | 102.8246 | 102.4439 | 102.037 | 101.5722 | 101.1245 | 100.6597 | 100.182 | 0 | 0 | 0 | 0 | 0 | 0 | 0 | 0
F3_Commercial_Restaurant_New_Food Preparation_Natural Gas_Double Rack Oven_E3 | F3 | Commercial | Restaurant | New | Food Preparation | Natural Gas | Double Rack Oven | E3 | System - kBTUs of Conusmption | 0 | 0 | 0 | 0 | 0 | 0 | 0 | 0 | 0 | 0 | 0 | 0 | 0 | 0 | 0 | 0 | 0 | 0 | 0 | 0 | 0 | 0 | 0 | 0 | 0 | 0 | 0 | 0 | 0 | 0
F3_Commercial_Restaurant_New_Food Preparation_Natural Gas_Double Rack Oven_E4 | F3 | Commercial | Restaurant | New | Food Preparation | Natural Gas | Double Rack Oven | E4 | System - kBTUs of Conusmption | 0 | 0 | 0 | 0 | 0 | 0 | 0 | 0 | 0 | 0 | 0 | 0 | 0 | 0 | 0 | 0 | 0 | 0 | 0 | 0 | 0 | 0 | 0 | 0 | 0 | 0 | 0 | 0 | 0 | 0
F3_Commercial_Restaurant_New_Food Preparation_Natural Gas_Double Rack Oven_E5 | F3 | Commercial | Restaurant | New | Food Preparation | Natural Gas | Double Rack Oven | E5 | System - kBTUs of Conusmption | 0 | 0 | 0 | 0 | 0 | 0 | 0 | 0 | 0 | 0 | 0 | 0 | 0 | 0 | 0 | 0 | 0 | 0 | 0 | 0 | 0 | 0 | 0 | 0 | 0 | 0 | 0 | 0 | 0 | 0
F3_Commercial_Restaurant_New_Food Preparation_Natural Gas_Double Rack Oven_E6 | F3 | Commercial | Restaurant | New | Food Preparation | Natural Gas | Double Rack Oven | E6 | System - kBTUs of Conusmption | 0 | 0 | 0 | 0 | 0 | 0 | 0 | 0 | 0 | 0 | 0 | 0 | 0 | 0 | 0 | 0 | 0 | 0 | 0 | 0 | 0 | 0 | 0 | 0 | 0 | 0 | 0 | 0 | 0 | 0
F3_Commercial_Restaurant_New_Food Preparation_Natural Gas_Double Rack Oven_E7 | F3 | Commercial | Restaurant | New | Food Preparation | Natural Gas | Double Rack Oven | E7 | System - kBTUs of Conusmption | 0 | 0 | 0 | 0 | 0 | 0 | 0 | 0 | 0 | 0 | 0 | 0 | 0 | 0 | 0 | 0 | 0 | 0 | 0 | 0 | 0 | 0 | 0 | 0 | 0 | 0 | 0 | 0 | 0 | 0
F3_Commercial_Restaurant_New_Food Preparation_Natural Gas_Double Rack Oven_E8 | F3 | Commercial | Restaurant | New | Food Preparation | Natural Gas | Double Rack Oven | E8 | System - kBTUs of Conusmption | 0 | 0 | 0 | 0 | 0 | 0 | 0 | 0 | 0 | 0 | 0 | 0 | 0 | 0 | 0 | 0 | 0 | 0 | 0 | 0 | 0 | 0 | 0 | 0 | 0 | 0 | 0 | 0 | 0 | 0
F3_Commercial_Restaurant_New_Food Preparation_Natural Gas_Double Rack Oven_E9 | F3 | Commercial | Restaurant | New | Food Preparation | Natural Gas | Double Rack Oven | E9 | System - kBTUs of Conusmption | 0 | 0 | 0 | 0 | 0 | 0 | 0 | 0 | 0 | 0 | 0 | 0 | 0 | 0 | 0 | 0 | 0 | 0 | 0 | 0 | 0 | 0 | 0 | 0 | 0 | 0 | 0 | 0 | 0 | 0
F3_Commercial_Restaurant_New_Food Preparation_Natural Gas_Double Rack Oven_E10 | F3 | Commercial | Restaurant | New | Food Preparation | Natural Gas | Double Rack Oven | E10 | System - kBTUs of Conusmption | 0 | 0 | 0 | 0 | 0 | 0 | 0 | 0 | 0 | 0 | 0 | 0 | 0 | 0 | 0 | 0 | 0 | 0 | 0 | 0 | 0 | 0 | 0 | 0 | 0 | 0 | 0 | 0 | 0 | 0
F4_Commercial_Restaurant_New_Food Preparation_Natural Gas_Double Rack Oven_E1 | F4 | Commercial | Restaurant | New | Food Preparation | Natural Gas | Double Rack Oven | E1 | Utility - Cost of Equipment | 0.57515 | 0.57515 | 0.57515 | 0.57515 | 0.57515 | 0.57515 | 0.57515 | 0.57515 | 0.57515 | 0.57515 | 0.57515 | 0.57515 | 0.57515 | 0.57515 | 0.57515 | 0.57515 | 0.57515 | 0.57515 | 0.57515 | 0.57515 | 0.57515 | 0.57515 | 0 | 0 | 0 | 0 | 0 | 0 | 0 | 0
F4_Commercial_Restaurant_New_Food Preparation_Natural Gas_Double Rack Oven_E2 | F4 | Commercial | Restaurant | New | Food Preparation | Natural Gas | Double Rack Oven | E2 | Utility - Cost of Equipment | 0.76489 | 0.76489 | 0.76489 | 0.76489 | 0.76489 | 0.76489 | 0.76489 | 0.76489 | 0.76489 | 0.76489 | 0.76489 | 0.76489 | 0.76489 | 0.76489 | 0.76489 | 0.76489 | 0.76489 | 0.76489 | 0.76489 | 0.76489 | 0.76489 | 0.76489 | 0 | 0 | 0 | 0 | 0 | 0 | 0 | 0
F4_Commercial_Restaurant_New_Food Preparation_Natural Gas_Double Rack Oven_E3 | F4 | Commercial | Restaurant | New | Food Preparation | Natural Gas | Double Rack Oven | E3 | Utility - Cost of Equipment | 0 | 0 | 0 | 0 | 0 | 0 | 0 | 0 | 0 | 0 | 0 | 0 | 0 | 0 | 0 | 0 | 0 | 0 | 0 | 0 | 0 | 0 | 0 | 0 | 0 | 0 | 0 | 0 | 0 | 0
F4_Commercial_Restaurant_New_Food Preparation_Natural Gas_Double Rack Oven_E4 | F4 | Commercial | Restaurant | New | Food Preparation | Natural Gas | Double Rack Oven | E4 | Utility - Cost of Equipment | 0 | 0 | 0 | 0 | 0 | 0 | 0 | 0 | 0 | 0 | 0 | 0 | 0 | 0 | 0 | 0 | 0 | 0 | 0 | 0 | 0 | 0 | 0 | 0 | 0 | 0 | 0 | 0 | 0 | 0
F4_Commercial_Restaurant_New_Food Preparation_Natural Gas_Double Rack Oven_E5 | F4 | Commercial | Restaurant | New | Food Preparation | Natural Gas | Double Rack Oven | E5 | Utility - Cost of Equipment | 0 | 0 | 0 | 0 | 0 | 0 | 0 | 0 | 0 | 0 | 0 | 0 | 0 | 0 | 0 | 0 | 0 | 0 | 0 | 0 | 0 | 0 | 0 | 0 | 0 | 0 | 0 | 0 | 0 | 0
F4_Commercial_Restaurant_New_Food Preparation_Natural Gas_Double Rack Oven_E6 | F4 | Commercial | Restaurant | New | Food Preparation | Natural Gas | Double Rack Oven | E6 | Utility - Cost of Equipment | 0 | 0 | 0 | 0 | 0 | 0 | 0 | 0 | 0 | 0 | 0 | 0 | 0 | 0 | 0 | 0 | 0 | 0 | 0 | 0 | 0 | 0 | 0 | 0 | 0 | 0 | 0 | 0 | 0 | 0
F4_Commercial_Restaurant_New_Food Preparation_Natural Gas_Double Rack Oven_E7 | F4 | Commercial | Restaurant | New | Food Preparation | Natural Gas | Double Rack Oven | E7 | Utility - Cost of Equipment | 0 | 0 | 0 | 0 | 0 | 0 | 0 | 0 | 0 | 0 | 0 | 0 | 0 | 0 | 0 | 0 | 0 | 0 | 0 | 0 | 0 | 0 | 0 | 0 | 0 | 0 | 0 | 0 | 0 | 0
F4_Commercial_Restaurant_New_Food Preparation_Natural Gas_Double Rack Oven_E8 | F4 | Commercial | Restaurant | New | Food Preparation | Natural Gas | Double Rack Oven | E8 | Utility - Cost of Equipment | 0 | 0 | 0 | 0 | 0 | 0 | 0 | 0 | 0 | 0 | 0 | 0 | 0 | 0 | 0 | 0 | 0 | 0 | 0 | 0 | 0 | 0 | 0 | 0 | 0 | 0 | 0 | 0 | 0 | 0
F4_Commercial_Restaurant_New_Food Preparation_Natural Gas_Double Rack Oven_E9 | F4 | Commercial | Restaurant | New | Food Preparation | Natural Gas | Double Rack Oven | E9 | Utility - Cost of Equipment | 0 | 0 | 0 | 0 | 0 | 0 | 0 | 0 | 0 | 0 | 0 | 0 | 0 | 0 | 0 | 0 | 0 | 0 | 0 | 0 | 0 | 0 | 0 | 0 | 0 | 0 | 0 | 0 | 0 | 0
F4_Commercial_Restaurant_New_Food Preparation_Natural Gas_Double Rack Oven_E10 | F4 | Commercial | Restaurant | New | Food Preparation | Natural Gas | Double Rack Oven | E10 | Utility - Cost of Equipment | 0 | 0 | 0 | 0 | 0 | 0 | 0 | 0 | 0 | 0 | 0 | 0 | 0 | 0 | 0 | 0 | 0 | 0 | 0 | 0 | 0 | 0 | 0 | 0 | 0 | 0 | 0 | 0 | 0 | 0
F5_Commercial_Restaurant_New_Food Preparation_Natural Gas_Double Rack Oven_E1 | F5 | Commercial | Restaurant | New | Food Preparation | Natural Gas | Double Rack Oven | E1 | Utility - Cost of Operation | 1.6282 | 1.6421 | 1.6588 | 1.6864 | 1.7232 | 1.7666 | 1.8065 | 1.842 | 1.8764 | 1.9098 | 1.9435 | 1.9763 | 2.0071 | 2.038 | 2.0675 | 2.0977 | 2.1301 | 2.1627 | 2.1955 | 2.2285 | 2.2612 | 2.2933 | 0 | 0 | 0 | 0 | 0 | 0 | 0 | 0
F5_Commercial_Restaurant_New_Food Preparation_Natural Gas_Double Rack Oven_E2 | F5 | Commercial | Restaurant | New | Food Preparation | Natural Gas | Double Rack Oven | E2 | Utility - Cost of Operation | 0.88811 | 0.89571 | 0.90481 | 0.91986 | 0.93992 | 0.96359 | 0.98534 | 1.0047 | 1.0235 | 1.0417 | 1.0601 | 1.078 | 1.0948 | 1.1116 | 1.1277 | 1.1442 | 1.1619 | 1.1796 | 1.1976 | 1.2156 | 1.2334 | 1.2509 | 0 | 0 | 0 | 0 | 0 | 0 | 0 | 0
F5_Commercial_Restaurant_New_Food Preparation_Natural Gas_Double Rack Oven_E3 | F5 | Commercial | Restaurant | New | Food Preparation | Natural Gas | Double Rack Oven | E3 | Utility - Cost of Operation | 0 | 0 | 0 | 0 | 0 | 0 | 0 | 0 | 0 | 0 | 0 | 0 | 0 | 0 | 0 | 0 | 0 | 0 | 0 | 0 | 0 | 0 | 0 | 0 | 0 | 0 | 0 | 0 | 0 | 0
F5_Commercial_Restaurant_New_Food Preparation_Natural Gas_Double Rack Oven_E4 | F5 | Commercial | Restaurant | New | Food Preparation | Natural Gas | Double Rack Oven | E4 | Utility - Cost of Operation | 0 | 0 | 0 | 0 | 0 | 0 | 0 | 0 | 0 | 0 | 0 | 0 | 0 | 0 | 0 | 0 | 0 | 0 | 0 | 0 | 0 | 0 | 0 | 0 | 0 | 0 | 0 | 0 | 0 | 0
F5_Commercial_Restaurant_New_Food Preparation_Natural Gas_Double Rack Oven_E5 | F5 | Commercial | Restaurant | New | Food Preparation | Natural Gas | Double Rack Oven | E5 | Utility - Cost of Operation | 0 | 0 | 0 | 0 | 0 | 0 | 0 | 0 | 0 | 0 | 0 | 0 | 0 | 0 | 0 | 0 | 0 | 0 | 0 | 0 | 0 | 0 | 0 | 0 | 0 | 0 | 0 | 0 | 0 | 0
F5_Commercial_Restaurant_New_Food Preparation_Natural Gas_Double Rack Oven_E6 | F5 | Commercial | Restaurant | New | Food Preparation | Natural Gas | Double Rack Oven | E6 | Utility - Cost of Operation | 0 | 0 | 0 | 0 | 0 | 0 | 0 | 0 | 0 | 0 | 0 | 0 | 0 | 0 | 0 | 0 | 0 | 0 | 0 | 0 | 0 | 0 | 0 | 0 | 0 | 0 | 0 | 0 | 0 | 0
F5_Commercial_Restaurant_New_Food Preparation_Natural Gas_Double Rack Oven_E7 | F5 | Commercial | Restaurant | New | Food Preparation | Natural Gas | Double Rack Oven | E7 | Utility - Cost of Operation | 0 | 0 | 0 | 0 | 0 | 0 | 0 | 0 | 0 | 0 | 0 | 0 | 0 | 0 | 0 | 0 | 0 | 0 | 0 | 0 | 0 | 0 | 0 | 0 | 0 | 0 | 0 | 0 | 0 | 0
F5_Commercial_Restaurant_New_Food Preparation_Natural Gas_Double Rack Oven_E8 | F5 | Commercial | Restaurant | New | Food Preparation | Natural Gas | Double Rack Oven | E8 | Utility - Cost of Operation | 0 | 0 | 0 | 0 | 0 | 0 | 0 | 0 | 0 | 0 | 0 | 0 | 0 | 0 | 0 | 0 | 0 | 0 | 0 | 0 | 0 | 0 | 0 | 0 | 0 | 0 | 0 | 0 | 0 | 0
F5_Commercial_Restaurant_New_Food Preparation_Natural Gas_Double Rack Oven_E9 | F5 | Commercial | Restaurant | New | Food Preparation | Natural Gas | Double Rack Oven | E9 | Utility - Cost of Operation | 0 | 0 | 0 | 0 | 0 | 0 | 0 | 0 | 0 | 0 | 0 | 0 | 0 | 0 | 0 | 0 | 0 | 0 | 0 | 0 | 0 | 0 | 0 | 0 | 0 | 0 | 0 | 0 | 0 | 0
F5_Commercial_Restaurant_New_Food Preparation_Natural Gas_Double Rack Oven_E10 | F5 | Commercial | Restaurant | New | Food Preparation | Natural Gas | Double Rack Oven | E10 | Utility - Cost of Operation | 0 | 0 | 0 | 0 | 0 | 0 | 0 | 0 | 0 | 0 | 0 | 0 | 0 | 0 | 0 | 0 | 0 | 0 | 0 | 0 | 0 | 0 | 0 | 0 | 0 | 0 | 0 | 0 | 0 | 0
F6_Commercial_Restaurant_New_Food Preparation_Natural Gas_Double Rack Oven_E1 | F6 | Commercial | Restaurant | New | Food Preparation | Natural Gas | Double Rack Oven | E1 | Utility - Value of Sales | 1.9507 | 1.9674 | 1.9874 | 2.0204 | 2.0645 | 2.1165 | 2.1643 | 2.2068 | 2.2481 | 2.2881 | 2.3284 | 2.3677 | 2.4046 | 2.4416 | 2.477 | 2.5132 | 2.552 | 2.591 | 2.6304 | 2.6699 | 2.709 | 2.7475 | 0 | 0 | 0 | 0 | 0 | 0 | 0 | 0
F6_Commercial_Restaurant_New_Food Preparation_Natural Gas_Double Rack Oven_E2 | F6 | Commercial | Restaurant | New | Food Preparation | Natural Gas | Double Rack Oven | E2 | Utility - Value of Sales | 1.064 | 1.0731 | 1.084 | 1.102 | 1.1261 | 1.1544 | 1.1805 | 1.2037 | 1.2262 | 1.248 | 1.2701 | 1.2915 | 1.3116 | 1.3318 | 1.3511 | 1.3708 | 1.392 | 1.4133 | 1.4348 | 1.4563 | 1.4776 | 1.4987 | 0 | 0 | 0 | 0 | 0 | 0 | 0 | 0
F6_Commercial_Restaurant_New_Food Preparation_Natural Gas_Double Rack Oven_E3 | F6 | Commercial | Restaurant | New | Food Preparation | Natural Gas | Double Rack Oven | E3 | Utility - Value of Sales | 0 | 0 | 0 | 0 | 0 | 0 | 0 | 0 | 0 | 0 | 0 | 0 | 0 | 0 | 0 | 0 | 0 | 0 | 0 | 0 | 0 | 0 | 0 | 0 | 0 | 0 | 0 | 0 | 0 | 0
F6_Commercial_Restaurant_New_Food Preparation_Natural Gas_Double Rack Oven_E4 | F6 | Commercial | Restaurant | New | Food Preparation | Natural Gas | Double Rack Oven | E4 | Utility - Value of Sales | 0 | 0 | 0 | 0 | 0 | 0 | 0 | 0 | 0 | 0 | 0 | 0 | 0 | 0 | 0 | 0 | 0 | 0 | 0 | 0 | 0 | 0 | 0 | 0 | 0 | 0 | 0 | 0 | 0 | 0
F6_Commercial_Restaurant_New_Food Preparation_Natural Gas_Double Rack Oven_E5 | F6 | Commercial | Restaurant | New | Food Preparation | Natural Gas | Double Rack Oven | E5 | Utility - Value of Sales | 0 | 0 | 0 | 0 | 0 | 0 | 0 | 0 | 0 | 0 | 0 | 0 | 0 | 0 | 0 | 0 | 0 | 0 | 0 | 0 | 0 | 0 | 0 | 0 | 0 | 0 | 0 | 0 | 0 | 0
F6_Commercial_Restaurant_New_Food Preparation_Natural Gas_Double Rack Oven_E6 | F6 | Commercial | Restaurant | New | Food Preparation | Natural Gas | Double Rack Oven | E6 | Utility - Value of Sales | 0 | 0 | 0 | 0 | 0 | 0 | 0 | 0 | 0 | 0 | 0 | 0 | 0 | 0 | 0 | 0 | 0 | 0 | 0 | 0 | 0 | 0 | 0 | 0 | 0 | 0 | 0 | 0 | 0 | 0
F6_Commercial_Restaurant_New_Food Preparation_Natural Gas_Double Rack Oven_E7 | F6 | Commercial | Restaurant | New | Food Preparation | Natural Gas | Double Rack Oven | E7 | Utility - Value of Sales | 0 | 0 | 0 | 0 | 0 | 0 | 0 | 0 | 0 | 0 | 0 | 0 | 0 | 0 | 0 | 0 | 0 | 0 | 0 | 0 | 0 | 0 | 0 | 0 | 0 | 0 | 0 | 0 | 0 | 0
F6_Commercial_Restaurant_New_Food Preparation_Natural Gas_Double Rack Oven_E8 | F6 | Commercial | Restaurant | New | Food Preparation | Natural Gas | Double Rack Oven | E8 | Utility - Value of Sales | 0 | 0 | 0 | 0 | 0 | 0 | 0 | 0 | 0 | 0 | 0 | 0 | 0 | 0 | 0 | 0 | 0 | 0 | 0 | 0 | 0 | 0 | 0 | 0 | 0 | 0 | 0 | 0 | 0 | 0
F6_Commercial_Restaurant_New_Food Preparation_Natural Gas_Double Rack Oven_E9 | F6 | Commercial | Restaurant | New | Food Preparation | Natural Gas | Double Rack Oven | E9 | Utility - Value of Sales | 0 | 0 | 0 | 0 | 0 | 0 | 0 | 0 | 0 | 0 | 0 | 0 | 0 | 0 | 0 | 0 | 0 | 0 | 0 | 0 | 0 | 0 | 0 | 0 | 0 | 0 | 0 | 0 | 0 | 0
F6_Commercial_Restaurant_New_Food Preparation_Natural Gas_Double Rack Oven_E10 | F6 | Commercial | Restaurant | New | Food Preparation | Natural Gas | Double Rack Oven | E10 | Utility - Value of Sales | 0 | 0 | 0 | 0 | 0 | 0 | 0 | 0 | 0 | 0 | 0 | 0 | 0 | 0 | 0 | 0 | 0 | 0 | 0 | 0 | 0 | 0 | 0 | 0 | 0 | 0 | 0 | 0 | 0 | 0
F1_Commercial_Restaurant_New_Food Preparation_Natural Gas_Fryer_E1 | F1 | Commercial | Restaurant | New | Food Preparation | Natural Gas | Fryer | E1 | Participant - Cost of Equipment | 0.58054 | 0.58054 | 0.58054 | 0.58054 | 0.58054 | 0.58054 | 0.58054 | 0.58054 | 0.58054 | 0.58054 | 0.58054 | 0.58054 | 0.58054 | 0.58054 | 0.58054 | 0.58054 | 0.58054 | 0.58054 | 0.58054 | 0.58054 | 0.58054 | 0.58054 | 0 | 0 | 0 | 0 | 0 | 0 | 0 | 0
F1_Commercial_Restaurant_New_Food Preparation_Natural Gas_Fryer_E2 | F1 | Commercial | Restaurant | New | Food Preparation | Natural Gas | Fryer | E2 | Participant - Cost of Equipment | 0.72974 | 0.72974 | 0.72974 | 0.72974 | 0.72974 | 0.72974 | 0.72974 | 0.72974 | 0.72974 | 0.72974 | 0.72974 | 0.72974 | 0.72974 | 0.72974 | 0.72974 | 0.72974 | 0.72974 | 0.72974 | 0.72974 | 0.72974 | 0.72974 | 0.72974 | 0 | 0 | 0 | 0 | 0 | 0 | 0 | 0
F1_Commercial_Restaurant_New_Food Preparation_Natural Gas_Fryer_E3 | F1 | Commercial | Restaurant | New | Food Preparation | Natural Gas | Fryer | E3 | Participant - Cost of Equipment | 0 | 0 | 0 | 0 | 0 | 0 | 0 | 0 | 0 | 0 | 0 | 0 | 0 | 0 | 0 | 0 | 0 | 0 | 0 | 0 | 0 | 0 | 0 | 0 | 0 | 0 | 0 | 0 | 0 | 0
F1_Commercial_Restaurant_New_Food Preparation_Natural Gas_Fryer_E4 | F1 | Commercial | Restaurant | New | Food Preparation | Natural Gas | Fryer | E4 | Participant - Cost of Equipment | 0 | 0 | 0 | 0 | 0 | 0 | 0 | 0 | 0 | 0 | 0 | 0 | 0 | 0 | 0 | 0 | 0 | 0 | 0 | 0 | 0 | 0 | 0 | 0 | 0 | 0 | 0 | 0 | 0 | 0
F1_Commercial_Restaurant_New_Food Preparation_Natural Gas_Fryer_E5 | F1 | Commercial | Restaurant | New | Food Preparation | Natural Gas | Fryer | E5 | Participant - Cost of Equipment | 0 | 0 | 0 | 0 | 0 | 0 | 0 | 0 | 0 | 0 | 0 | 0 | 0 | 0 | 0 | 0 | 0 | 0 | 0 | 0 | 0 | 0 | 0 | 0 | 0 | 0 | 0 | 0 | 0 | 0
F1_Commercial_Restaurant_New_Food Preparation_Natural Gas_Fryer_E6 | F1 | Commercial | Restaurant | New | Food Preparation | Natural Gas | Fryer | E6 | Participant - Cost of Equipment | 0 | 0 | 0 | 0 | 0 | 0 | 0 | 0 | 0 | 0 | 0 | 0 | 0 | 0 | 0 | 0 | 0 | 0 | 0 | 0 | 0 | 0 | 0 | 0 | 0 | 0 | 0 | 0 | 0 | 0
F1_Commercial_Restaurant_New_Food Preparation_Natural Gas_Fryer_E7 | F1 | Commercial | Restaurant | New | Food Preparation | Natural Gas | Fryer | E7 | Participant - Cost of Equipment | 0 | 0 | 0 | 0 | 0 | 0 | 0 | 0 | 0 | 0 | 0 | 0 | 0 | 0 | 0 | 0 | 0 | 0 | 0 | 0 | 0 | 0 | 0 | 0 | 0 | 0 | 0 | 0 | 0 | 0
F1_Commercial_Restaurant_New_Food Preparation_Natural Gas_Fryer_E8 | F1 | Commercial | Restaurant | New | Food Preparation | Natural Gas | Fryer | E8 | Participant - Cost of Equipment | 0 | 0 | 0 | 0 | 0 | 0 | 0 | 0 | 0 | 0 | 0 | 0 | 0 | 0 | 0 | 0 | 0 | 0 | 0 | 0 | 0 | 0 | 0 | 0 | 0 | 0 | 0 | 0 | 0 | 0
F1_Commercial_Restaurant_New_Food Preparation_Natural Gas_Fryer_E9 | F1 | Commercial | Restaurant | New | Food Preparation | Natural Gas | Fryer | E9 | Participant - Cost of Equipment | 0 | 0 | 0 | 0 | 0 | 0 | 0 | 0 | 0 | 0 | 0 | 0 | 0 | 0 | 0 | 0 | 0 | 0 | 0 | 0 | 0 | 0 | 0 | 0 | 0 | 0 | 0 | 0 | 0 | 0
F1_Commercial_Restaurant_New_Food Preparation_Natural Gas_Fryer_E10 | F1 | Commercial | Restaurant | New | Food Preparation | Natural Gas | Fryer | E10 | Participant - Cost of Equipment | 0 | 0 | 0 | 0 | 0 | 0 | 0 | 0 | 0 | 0 | 0 | 0 | 0 | 0 | 0 | 0 | 0 | 0 | 0 | 0 | 0 | 0 | 0 | 0 | 0 | 0 | 0 | 0 | 0 | 0
F2_Commercial_Restaurant_New_Food Preparation_Natural Gas_Fryer_E1 | F2 | Commercial | Restaurant | New | Food Preparation | Natural Gas | Fryer | E1 | Participant - Cost of Operation | 0.94674 | 0.93968 | 0.93869 | 0.9523 | 0.97675 | 1.0088 | 1.0358 | 1.057 | 1.0762 | 1.0951 | 1.1157 | 1.1365 | 1.1567 | 1.1796 | 1.2012 | 1.2242 | 1.2469 | 1.2666 | 1.283 | 1.2956 | 1.3073 | 1.3178 | 0 | 0 | 0 | 0 | 0 | 0 | 0 | 0
F2_Commercial_Restaurant_New_Food Preparation_Natural Gas_Fryer_E2 | F2 | Commercial | Restaurant | New | Food Preparation | Natural Gas | Fryer | E2 | Participant - Cost of Operation | 0.58026 | 0.57593 | 0.57532 | 0.58367 | 0.59865 | 0.61831 | 0.63485 | 0.64781 | 0.65961 | 0.67117 | 0.68382 | 0.69657 | 0.70897 | 0.72295 | 0.73621 | 0.7503 | 0.76421 | 0.77631 | 0.78634 | 0.79408 | 0.80123 | 0.80769 | 0 | 0 | 0 | 0 | 0 | 0 | 0 | 0
F2_Commercial_Restaurant_New_Food Preparation_Natural Gas_Fryer_E3 | F2 | Commercial | Restaurant | New | Food Preparation | Natural Gas | Fryer | E3 | Participant - Cost of Operation | 0 | 0 | 0 | 0 | 0 | 0 | 0 | 0 | 0 | 0 | 0 | 0 | 0 | 0 | 0 | 0 | 0 | 0 | 0 | 0 | 0 | 0 | 0 | 0 | 0 | 0 | 0 | 0 | 0 | 0
F2_Commercial_Restaurant_New_Food Preparation_Natural Gas_Fryer_E4 | F2 | Commercial | Restaurant | New | Food Preparation | Natural Gas | Fryer | E4 | Participant - Cost of Operation | 0 | 0 | 0 | 0 | 0 | 0 | 0 | 0 | 0 | 0 | 0 | 0 | 0 | 0 | 0 | 0 | 0 | 0 | 0 | 0 | 0 | 0 | 0 | 0 | 0 | 0 | 0 | 0 | 0 | 0
F2_Commercial_Restaurant_New_Food Preparation_Natural Gas_Fryer_E5 | F2 | Commercial | Restaurant | New | Food Preparation | Natural Gas | Fryer | E5 | Participant - Cost of Operation | 0 | 0 | 0 | 0 | 0 | 0 | 0 | 0 | 0 | 0 | 0 | 0 | 0 | 0 | 0 | 0 | 0 | 0 | 0 | 0 | 0 | 0 | 0 | 0 | 0 | 0 | 0 | 0 | 0 | 0
F2_Commercial_Restaurant_New_Food Preparation_Natural Gas_Fryer_E6 | F2 | Commercial | Restaurant | New | Food Preparation | Natural Gas | Fryer | E6 | Participant - Cost of Operation | 0 | 0 | 0 | 0 | 0 | 0 | 0 | 0 | 0 | 0 | 0 | 0 | 0 | 0 | 0 | 0 | 0 | 0 | 0 | 0 | 0 | 0 | 0 | 0 | 0 | 0 | 0 | 0 | 0 | 0
F2_Commercial_Restaurant_New_Food Preparation_Natural Gas_Fryer_E7 | F2 | Commercial | Restaurant | New | Food Preparation | Natural Gas | Fryer | E7 | Participant - Cost of Operation | 0 | 0 | 0 | 0 | 0 | 0 | 0 | 0 | 0 | 0 | 0 | 0 | 0 | 0 | 0 | 0 | 0 | 0 | 0 | 0 | 0 | 0 | 0 | 0 | 0 | 0 | 0 | 0 | 0 | 0
F2_Commercial_Restaurant_New_Food Preparation_Natural Gas_Fryer_E8 | F2 | Commercial | Restaurant | New | Food Preparation | Natural Gas | Fryer | E8 | Participant - Cost of Operation | 0 | 0 | 0 | 0 | 0 | 0 | 0 | 0 | 0 | 0 | 0 | 0 | 0 | 0 | 0 | 0 | 0 | 0 | 0 | 0 | 0 | 0 | 0 | 0 | 0 | 0 | 0 | 0 | 0 | 0
F2_Commercial_Restaurant_New_Food Preparation_Natural Gas_Fryer_E9 | F2 | Commercial | Restaurant | New | Food Preparation | Natural Gas | Fryer | E9 | Participant - Cost of Operation | 0 | 0 | 0 | 0 | 0 | 0 | 0 | 0 | 0 | 0 | 0 | 0 | 0 | 0 | 0 | 0 | 0 | 0 | 0 | 0 | 0 | 0 | 0 | 0 | 0 | 0 | 0 | 0 | 0 | 0
F2_Commercial_Restaurant_New_Food Preparation_Natural Gas_Fryer_E10 | F2 | Commercial | Restaurant | New | Food Preparation | Natural Gas | Fryer | E10 | Participant - Cost of Operation | 0 | 0 | 0 | 0 | 0 | 0 | 0 | 0 | 0 | 0 | 0 | 0 | 0 | 0 | 0 | 0 | 0 | 0 | 0 | 0 | 0 | 0 | 0 | 0 | 0 | 0 | 0 | 0 | 0 | 0
F3_Commercial_Restaurant_New_Food Preparation_Natural Gas_Fryer_E1 | F3 | Commercial | Restaurant | New | Food Preparation | Natural Gas | Fryer | E1 | System - kBTUs of Conusmption | 90.92 | 90.8955 | 91.0155 | 92.0491 | 92.9342 | 93.6627 | 94.1547 | 94.6794 | 95.1628 | 95.6049 | 95.9462 | 96.3143 | 96.6499 | 96.9564 | 97.1599 | 97.4133 | 97.3863 | 97.0708 | 96.3962 | 95.4894 | 94.548 | 93.5805 | 0 | 0 | 0 | 0 | 0 | 0 | 0 | 0
F3_Commercial_Restaurant_New_Food Preparation_Natural Gas_Fryer_E2 | F3 | Commercial | Restaurant | New | Food Preparation | Natural Gas | Fryer | E2 | System - kBTUs of Conusmption | 55.7252 | 55.7102 | 55.7837 | 56.4172 | 56.9596 | 57.4062 | 57.7077 | 58.0293 | 58.3256 | 58.5965 | 58.8057 | 59.0314 | 59.2371 | 59.4249 | 59.5496 | 59.7049 | 59.6884 | 59.495 | 59.0815 | 58.5258 | 57.9488 | 57.3558 | 0 | 0 | 0 | 0 | 0 | 0 | 0 | 0
F3_Commercial_Restaurant_New_Food Preparation_Natural Gas_Fryer_E3 | F3 | Commercial | Restaurant | New | Food Preparation | Natural Gas | Fryer | E3 | System - kBTUs of Conusmption | 0 | 0 | 0 | 0 | 0 | 0 | 0 | 0 | 0 | 0 | 0 | 0 | 0 | 0 | 0 | 0 | 0 | 0 | 0 | 0 | 0 | 0 | 0 | 0 | 0 | 0 | 0 | 0 | 0 | 0
F3_Commercial_Restaurant_New_Food Preparation_Natural Gas_Fryer_E4 | F3 | Commercial | Restaurant | New | Food Preparation | Natural Gas | Fryer | E4 | System - kBTUs of Conusmption | 0 | 0 | 0 | 0 | 0 | 0 | 0 | 0 | 0 | 0 | 0 | 0 | 0 | 0 | 0 | 0 | 0 | 0 | 0 | 0 | 0 | 0 | 0 | 0 | 0 | 0 | 0 | 0 | 0 | 0
F3_Commercial_Restaurant_New_Food Preparation_Natural Gas_Fryer_E5 | F3 | Commercial | Restaurant | New | Food Preparation | Natural Gas | Fryer | E5 | System - kBTUs of Conusmption | 0 | 0 | 0 | 0 | 0 | 0 | 0 | 0 | 0 | 0 | 0 | 0 | 0 | 0 | 0 | 0 | 0 | 0 | 0 | 0 | 0 | 0 | 0 | 0 | 0 | 0 | 0 | 0 | 0 | 0
F3_Commercial_Restaurant_New_Food Preparation_Natural Gas_Fryer_E6 | F3 | Commercial | Restaurant | New | Food Preparation | Natural Gas | Fryer | E6 | System - kBTUs of Conusmption | 0 | 0 | 0 | 0 | 0 | 0 | 0 | 0 | 0 | 0 | 0 | 0 | 0 | 0 | 0 | 0 | 0 | 0 | 0 | 0 | 0 | 0 | 0 | 0 | 0 | 0 | 0 | 0 | 0 | 0
F3_Commercial_Restaurant_New_Food Preparation_Natural Gas_Fryer_E7 | F3 | Commercial | Restaurant | New | Food Preparation | Natural Gas | Fryer | E7 | System - kBTUs of Conusmption | 0 | 0 | 0 | 0 | 0 | 0 | 0 | 0 | 0 | 0 | 0 | 0 | 0 | 0 | 0 | 0 | 0 | 0 | 0 | 0 | 0 | 0 | 0 | 0 | 0 | 0 | 0 | 0 | 0 | 0
F3_Commercial_Restaurant_New_Food Preparation_Natural Gas_Fryer_E8 | F3 | Commercial | Restaurant | New | Food Preparation | Natural Gas | Fryer | E8 | System - kBTUs of Conusmption | 0 | 0 | 0 | 0 | 0 | 0 | 0 | 0 | 0 | 0 | 0 | 0 | 0 | 0 | 0 | 0 | 0 | 0 | 0 | 0 | 0 | 0 | 0 | 0 | 0 | 0 | 0 | 0 | 0 | 0
F3_Commercial_Restaurant_New_Food Preparation_Natural Gas_Fryer_E9 | F3 | Commercial | Restaurant | New | Food Preparation | Natural Gas | Fryer | E9 | System - kBTUs of Conusmption | 0 | 0 | 0 | 0 | 0 | 0 | 0 | 0 | 0 | 0 | 0 | 0 | 0 | 0 | 0 | 0 | 0 | 0 | 0 | 0 | 0 | 0 | 0 | 0 | 0 | 0 | 0 | 0 | 0 | 0
F3_Commercial_Restaurant_New_Food Preparation_Natural Gas_Fryer_E10 | F3 | Commercial | Restaurant | New | Food Preparation | Natural Gas | Fryer | E10 | System - kBTUs of Conusmption | 0 | 0 | 0 | 0 | 0 | 0 | 0 | 0 | 0 | 0 | 0 | 0 | 0 | 0 | 0 | 0 | 0 | 0 | 0 | 0 | 0 | 0 | 0 | 0 | 0 | 0 | 0 | 0 | 0 | 0
F4_Commercial_Restaurant_New_Food Preparation_Natural Gas_Fryer_E1 | F4 | Commercial | Restaurant | New | Food Preparation | Natural Gas | Fryer | E1 | Utility - Cost of Equipment | 0.58054 | 0.58054 | 0.58054 | 0.58054 | 0.58054 | 0.58054 | 0.58054 | 0.58054 | 0.58054 | 0.58054 | 0.58054 | 0.58054 | 0.58054 | 0.58054 | 0.58054 | 0.58054 | 0.58054 | 0.58054 | 0.58054 | 0.58054 | 0.58054 | 0.58054 | 0 | 0 | 0 | 0 | 0 | 0 | 0 | 0
F4_Commercial_Restaurant_New_Food Preparation_Natural Gas_Fryer_E2 | F4 | Commercial | Restaurant | New | Food Preparation | Natural Gas | Fryer | E2 | Utility - Cost of Equipment | 0.72974 | 0.72974 | 0.72974 | 0.72974 | 0.72974 | 0.72974 | 0.72974 | 0.72974 | 0.72974 | 0.72974 | 0.72974 | 0.72974 | 0.72974 | 0.72974 | 0.72974 | 0.72974 | 0.72974 | 0.72974 | 0.72974 | 0.72974 | 0.72974 | 0.72974 | 0 | 0 | 0 | 0 | 0 | 0 | 0 | 0
F4_Commercial_Restaurant_New_Food Preparation_Natural Gas_Fryer_E3 | F4 | Commercial | Restaurant | New | Food Preparation | Natural Gas | Fryer | E3 | Utility - Cost of Equipment | 0 | 0 | 0 | 0 | 0 | 0 | 0 | 0 | 0 | 0 | 0 | 0 | 0 | 0 | 0 | 0 | 0 | 0 | 0 | 0 | 0 | 0 | 0 | 0 | 0 | 0 | 0 | 0 | 0 | 0
F4_Commercial_Restaurant_New_Food Preparation_Natural Gas_Fryer_E4 | F4 | Commercial | Restaurant | New | Food Preparation | Natural Gas | Fryer | E4 | Utility - Cost of Equipment | 0 | 0 | 0 | 0 | 0 | 0 | 0 | 0 | 0 | 0 | 0 | 0 | 0 | 0 | 0 | 0 | 0 | 0 | 0 | 0 | 0 | 0 | 0 | 0 | 0 | 0 | 0 | 0 | 0 | 0
F4_Commercial_Restaurant_New_Food Preparation_Natural Gas_Fryer_E5 | F4 | Commercial | Restaurant | New | Food Preparation | Natural Gas | Fryer | E5 | Utility - Cost of Equipment | 0 | 0 | 0 | 0 | 0 | 0 | 0 | 0 | 0 | 0 | 0 | 0 | 0 | 0 | 0 | 0 | 0 | 0 | 0 | 0 | 0 | 0 | 0 | 0 | 0 | 0 | 0 | 0 | 0 | 0
F4_Commercial_Restaurant_New_Food Preparation_Natural Gas_Fryer_E6 | F4 | Commercial | Restaurant | New | Food Preparation | Natural Gas | Fryer | E6 | Utility - Cost of Equipment | 0 | 0 | 0 | 0 | 0 | 0 | 0 | 0 | 0 | 0 | 0 | 0 | 0 | 0 | 0 | 0 | 0 | 0 | 0 | 0 | 0 | 0 | 0 | 0 | 0 | 0 | 0 | 0 | 0 | 0
F4_Commercial_Restaurant_New_Food Preparation_Natural Gas_Fryer_E7 | F4 | Commercial | Restaurant | New | Food Preparation | Natural Gas | Fryer | E7 | Utility - Cost of Equipment | 0 | 0 | 0 | 0 | 0 | 0 | 0 | 0 | 0 | 0 | 0 | 0 | 0 | 0 | 0 | 0 | 0 | 0 | 0 | 0 | 0 | 0 | 0 | 0 | 0 | 0 | 0 | 0 | 0 | 0
F4_Commercial_Restaurant_New_Food Preparation_Natural Gas_Fryer_E8 | F4 | Commercial | Restaurant | New | Food Preparation | Natural Gas | Fryer | E8 | Utility - Cost of Equipment | 0 | 0 | 0 | 0 | 0 | 0 | 0 | 0 | 0 | 0 | 0 | 0 | 0 | 0 | 0 | 0 | 0 | 0 | 0 | 0 | 0 | 0 | 0 | 0 | 0 | 0 | 0 | 0 | 0 | 0
F4_Commercial_Restaurant_New_Food Preparation_Natural Gas_Fryer_E9 | F4 | Commercial | Restaurant | New | Food Preparation | Natural Gas | Fryer | E9 | Utility - Cost of Equipment | 0 | 0 | 0 | 0 | 0 | 0 | 0 | 0 | 0 | 0 | 0 | 0 | 0 | 0 | 0 | 0 | 0 | 0 | 0 | 0 | 0 | 0 | 0 | 0 | 0 | 0 | 0 | 0 | 0 | 0
F4_Commercial_Restaurant_New_Food Preparation_Natural Gas_Fryer_E10 | F4 | Commercial | Restaurant | New | Food Preparation | Natural Gas | Fryer | E10 | Utility - Cost of Equipment | 0 | 0 | 0 | 0 | 0 | 0 | 0 | 0 | 0 | 0 | 0 | 0 | 0 | 0 | 0 | 0 | 0 | 0 | 0 | 0 | 0 | 0 | 0 | 0 | 0 | 0 | 0 | 0 | 0 | 0
F5_Commercial_Restaurant_New_Food Preparation_Natural Gas_Fryer_E1 | F5 | Commercial | Restaurant | New | Food Preparation | Natural Gas | Fryer | E1 | Utility - Cost of Operation | 0.79023 | 0.78433 | 0.7835 | 0.79486 | 0.81527 | 0.84204 | 0.86457 | 0.88222 | 0.89829 | 0.91403 | 0.93126 | 0.94862 | 0.96551 | 0.98455 | 1.0026 | 1.0218 | 1.0407 | 1.0572 | 1.0709 | 1.0814 | 1.0911 | 1.0999 | 0 | 0 | 0 | 0 | 0 | 0 | 0 | 0
F5_Commercial_Restaurant_New_Food Preparation_Natural Gas_Fryer_E2 | F5 | Commercial | Restaurant | New | Food Preparation | Natural Gas | Fryer | E2 | Utility - Cost of Operation | 0.48433 | 0.48072 | 0.48021 | 0.48717 | 0.49968 | 0.51609 | 0.52989 | 0.54072 | 0.55056 | 0.56021 | 0.57077 | 0.58141 | 0.59177 | 0.60343 | 0.6145 | 0.62626 | 0.63787 | 0.64797 | 0.65635 | 0.6628 | 0.66877 | 0.67416 | 0 | 0 | 0 | 0 | 0 | 0 | 0 | 0
F5_Commercial_Restaurant_New_Food Preparation_Natural Gas_Fryer_E3 | F5 | Commercial | Restaurant | New | Food Preparation | Natural Gas | Fryer | E3 | Utility - Cost of Operation | 0 | 0 | 0 | 0 | 0 | 0 | 0 | 0 | 0 | 0 | 0 | 0 | 0 | 0 | 0 | 0 | 0 | 0 | 0 | 0 | 0 | 0 | 0 | 0 | 0 | 0 | 0 | 0 | 0 | 0
F5_Commercial_Restaurant_New_Food Preparation_Natural Gas_Fryer_E4 | F5 | Commercial | Restaurant | New | Food Preparation | Natural Gas | Fryer | E4 | Utility - Cost of Operation | 0 | 0 | 0 | 0 | 0 | 0 | 0 | 0 | 0 | 0 | 0 | 0 | 0 | 0 | 0 | 0 | 0 | 0 | 0 | 0 | 0 | 0 | 0 | 0 | 0 | 0 | 0 | 0 | 0 | 0
F5_Commercial_Restaurant_New_Food Preparation_Natural Gas_Fryer_E5 | F5 | Commercial | Restaurant | New | Food Preparation | Natural Gas | Fryer | E5 | Utility - Cost of Operation | 0 | 0 | 0 | 0 | 0 | 0 | 0 | 0 | 0 | 0 | 0 | 0 | 0 | 0 | 0 | 0 | 0 | 0 | 0 | 0 | 0 | 0 | 0 | 0 | 0 | 0 | 0 | 0 | 0 | 0
F5_Commercial_Restaurant_New_Food Preparation_Natural Gas_Fryer_E6 | F5 | Commercial | Restaurant | New | Food Preparation | Natural Gas | Fryer | E6 | Utility - Cost of Operation | 0 | 0 | 0 | 0 | 0 | 0 | 0 | 0 | 0 | 0 | 0 | 0 | 0 | 0 | 0 | 0 | 0 | 0 | 0 | 0 | 0 | 0 | 0 | 0 | 0 | 0 | 0 | 0 | 0 | 0
F5_Commercial_Restaurant_New_Food Preparation_Natural Gas_Fryer_E7 | F5 | Commercial | Restaurant | New | Food Preparation | Natural Gas | Fryer | E7 | Utility - Cost of Operation | 0 | 0 | 0 | 0 | 0 | 0 | 0 | 0 | 0 | 0 | 0 | 0 | 0 | 0 | 0 | 0 | 0 | 0 | 0 | 0 | 0 | 0 | 0 | 0 | 0 | 0 | 0 | 0 | 0 | 0
F5_Commercial_Restaurant_New_Food Preparation_Natural Gas_Fryer_E8 | F5 | Commercial | Restaurant | New | Food Preparation | Natural Gas | Fryer | E8 | Utility - Cost of Operation | 0 | 0 | 0 | 0 | 0 | 0 | 0 | 0 | 0 | 0 | 0 | 0 | 0 | 0 | 0 | 0 | 0 | 0 | 0 | 0 | 0 | 0 | 0 | 0 | 0 | 0 | 0 | 0 | 0 | 0
F5_Commercial_Restaurant_New_Food Preparation_Natural Gas_Fryer_E9 | F5 | Commercial | Restaurant | New | Food Preparation | Natural Gas | Fryer | E9 | Utility - Cost of Operation | 0 | 0 | 0 | 0 | 0 | 0 | 0 | 0 | 0 | 0 | 0 | 0 | 0 | 0 | 0 | 0 | 0 | 0 | 0 | 0 | 0 | 0 | 0 | 0 | 0 | 0 | 0 | 0 | 0 | 0
F5_Commercial_Restaurant_New_Food Preparation_Natural Gas_Fryer_E10 | F5 | Commercial | Restaurant | New | Food Preparation | Natural Gas | Fryer | E10 | Utility - Cost of Operation | 0 | 0 | 0 | 0 | 0 | 0 | 0 | 0 | 0 | 0 | 0 | 0 | 0 | 0 | 0 | 0 | 0 | 0 | 0 | 0 | 0 | 0 | 0 | 0 | 0 | 0 | 0 | 0 | 0 | 0
F6_Commercial_Restaurant_New_Food Preparation_Natural Gas_Fryer_E1 | F6 | Commercial | Restaurant | New | Food Preparation | Natural Gas | Fryer | E1 | Utility - Value of Sales | 0.94674 | 0.93968 | 0.93869 | 0.9523 | 0.97675 | 1.0088 | 1.0358 | 1.057 | 1.0762 | 1.0951 | 1.1157 | 1.1365 | 1.1567 | 1.1796 | 1.2012 | 1.2242 | 1.2469 | 1.2666 | 1.283 | 1.2956 | 1.3073 | 1.3178 | 0 | 0 | 0 | 0 | 0 | 0 | 0 | 0
F6_Commercial_Restaurant_New_Food Preparation_Natural Gas_Fryer_E2 | F6 | Commercial | Restaurant | New | Food Preparation | Natural Gas | Fryer | E2 | Utility - Value of Sales | 0.58026 | 0.57593 | 0.57532 | 0.58367 | 0.59865 | 0.61831 | 0.63485 | 0.64781 | 0.65961 | 0.67117 | 0.68382 | 0.69657 | 0.70897 | 0.72295 | 0.73621 | 0.7503 | 0.76421 | 0.77631 | 0.78634 | 0.79408 | 0.80123 | 0.80769 | 0 | 0 | 0 | 0 | 0 | 0 | 0 | 0
F6_Commercial_Restaurant_New_Food Preparation_Natural Gas_Fryer_E3 | F6 | Commercial | Restaurant | New | Food Preparation | Natural Gas | Fryer | E3 | Utility - Value of Sales | 0 | 0 | 0 | 0 | 0 | 0 | 0 | 0 | 0 | 0 | 0 | 0 | 0 | 0 | 0 | 0 | 0 | 0 | 0 | 0 | 0 | 0 | 0 | 0 | 0 | 0 | 0 | 0 | 0 | 0
F6_Commercial_Restaurant_New_Food Preparation_Natural Gas_Fryer_E4 | F6 | Commercial | Restaurant | New | Food Preparation | Natural Gas | Fryer | E4 | Utility - Value of Sales | 0 | 0 | 0 | 0 | 0 | 0 | 0 | 0 | 0 | 0 | 0 | 0 | 0 | 0 | 0 | 0 | 0 | 0 | 0 | 0 | 0 | 0 | 0 | 0 | 0 | 0 | 0 | 0 | 0 | 0
F6_Commercial_Restaurant_New_Food Preparation_Natural Gas_Fryer_E5 | F6 | Commercial | Restaurant | New | Food Preparation | Natural Gas | Fryer | E5 | Utility - Value of Sales | 0 | 0 | 0 | 0 | 0 | 0 | 0 | 0 | 0 | 0 | 0 | 0 | 0 | 0 | 0 | 0 | 0 | 0 | 0 | 0 | 0 | 0 | 0 | 0 | 0 | 0 | 0 | 0 | 0 | 0
F6_Commercial_Restaurant_New_Food Preparation_Natural Gas_Fryer_E6 | F6 | Commercial | Restaurant | New | Food Preparation | Natural Gas | Fryer | E6 | Utility - Value of Sales | 0 | 0 | 0 | 0 | 0 | 0 | 0 | 0 | 0 | 0 | 0 | 0 | 0 | 0 | 0 | 0 | 0 | 0 | 0 | 0 | 0 | 0 | 0 | 0 | 0 | 0 | 0 | 0 | 0 | 0
F6_Commercial_Restaurant_New_Food Preparation_Natural Gas_Fryer_E7 | F6 | Commercial | Restaurant | New | Food Preparation | Natural Gas | Fryer | E7 | Utility - Value of Sales | 0 | 0 | 0 | 0 | 0 | 0 | 0 | 0 | 0 | 0 | 0 | 0 | 0 | 0 | 0 | 0 | 0 | 0 | 0 | 0 | 0 | 0 | 0 | 0 | 0 | 0 | 0 | 0 | 0 | 0
F6_Commercial_Restaurant_New_Food Preparation_Natural Gas_Fryer_E8 | F6 | Commercial | Restaurant | New | Food Preparation | Natural Gas | Fryer | E8 | Utility - Value of Sales | 0 | 0 | 0 | 0 | 0 | 0 | 0 | 0 | 0 | 0 | 0 | 0 | 0 | 0 | 0 | 0 | 0 | 0 | 0 | 0 | 0 | 0 | 0 | 0 | 0 | 0 | 0 | 0 | 0 | 0
F6_Commercial_Restaurant_New_Food Preparation_Natural Gas_Fryer_E9 | F6 | Commercial | Restaurant | New | Food Preparation | Natural Gas | Fryer | E9 | Utility - Value of Sales | 0 | 0 | 0 | 0 | 0 | 0 | 0 | 0 | 0 | 0 | 0 | 0 | 0 | 0 | 0 | 0 | 0 | 0 | 0 | 0 | 0 | 0 | 0 | 0 | 0 | 0 | 0 | 0 | 0 | 0
F6_Commercial_Restaurant_New_Food Preparation_Natural Gas_Fryer_E10 | F6 | Commercial | Restaurant | New | Food Preparation | Natural Gas | Fryer | E10 | Utility - Value of Sales | 0 | 0 | 0 | 0 | 0 | 0 | 0 | 0 | 0 | 0 | 0 | 0 | 0 | 0 | 0 | 0 | 0 | 0 | 0 | 0 | 0 | 0 | 0 | 0 | 0 | 0 | 0 | 0 | 0 | 0
F1_Commercial_Restaurant_New_Food Preparation_Natural Gas_Broiler_E1 | F1 | Commercial | Restaurant | New | Food Preparation | Natural Gas | Broiler | E1 | Participant - Cost of Equipment | 0.40689 | 0.40689 | 0.40689 | 0.40689 | 0.40689 | 0.40689 | 0.40689 | 0.40689 | 0.40689 | 0.40689 | 0.40689 | 0.40689 | 0.40689 | 0.40689 | 0.40689 | 0.40689 | 0.40689 | 0.40689 | 0.40689 | 0.40689 | 0.40689 | 0.40689 | 0 | 0 | 0 | 0 | 0 | 0 | 0 | 0
F1_Commercial_Restaurant_New_Food Preparation_Natural Gas_Broiler_E2 | F1 | Commercial | Restaurant | New | Food Preparation | Natural Gas | Broiler | E2 | Participant - Cost of Equipment | 0.56965 | 0.56965 | 0.56965 | 0.56965 | 0.56965 | 0.56965 | 0.56965 | 0.56965 | 0.56965 | 0.56965 | 0.56965 | 0.56965 | 0.56965 | 0.56965 | 0.56965 | 0.56965 | 0.56965 | 0.56965 | 0.56965 | 0.56965 | 0.56965 | 0.56965 | 0 | 0 | 0 | 0 | 0 | 0 | 0 | 0
F1_Commercial_Restaurant_New_Food Preparation_Natural Gas_Broiler_E3 | F1 | Commercial | Restaurant | New | Food Preparation | Natural Gas | Broiler | E3 | Participant - Cost of Equipment | 0 | 0 | 0 | 0 | 0 | 0 | 0 | 0 | 0 | 0 | 0 | 0 | 0 | 0 | 0 | 0 | 0 | 0 | 0 | 0 | 0 | 0 | 0 | 0 | 0 | 0 | 0 | 0 | 0 | 0
F1_Commercial_Restaurant_New_Food Preparation_Natural Gas_Broiler_E4 | F1 | Commercial | Restaurant | New | Food Preparation | Natural Gas | Broiler | E4 | Participant - Cost of Equipment | 0 | 0 | 0 | 0 | 0 | 0 | 0 | 0 | 0 | 0 | 0 | 0 | 0 | 0 | 0 | 0 | 0 | 0 | 0 | 0 | 0 | 0 | 0 | 0 | 0 | 0 | 0 | 0 | 0 | 0
F1_Commercial_Restaurant_New_Food Preparation_Natural Gas_Broiler_E5 | F1 | Commercial | Restaurant | New | Food Preparation | Natural Gas | Broiler | E5 | Participant - Cost of Equipment | 0 | 0 | 0 | 0 | 0 | 0 | 0 | 0 | 0 | 0 | 0 | 0 | 0 | 0 | 0 | 0 | 0 | 0 | 0 | 0 | 0 | 0 | 0 | 0 | 0 | 0 | 0 | 0 | 0 | 0
F1_Commercial_Restaurant_New_Food Preparation_Natural Gas_Broiler_E6 | F1 | Commercial | Restaurant | New | Food Preparation | Natural Gas | Broiler | E6 | Participant - Cost of Equipment | 0 | 0 | 0 | 0 | 0 | 0 | 0 | 0 | 0 | 0 | 0 | 0 | 0 | 0 | 0 | 0 | 0 | 0 | 0 | 0 | 0 | 0 | 0 | 0 | 0 | 0 | 0 | 0 | 0 | 0
F1_Commercial_Restaurant_New_Food Preparation_Natural Gas_Broiler_E7 | F1 | Commercial | Restaurant | New | Food Preparation | Natural Gas | Broiler | E7 | Participant - Cost of Equipment | 0 | 0 | 0 | 0 | 0 | 0 | 0 | 0 | 0 | 0 | 0 | 0 | 0 | 0 | 0 | 0 | 0 | 0 | 0 | 0 | 0 | 0 | 0 | 0 | 0 | 0 | 0 | 0 | 0 | 0
F1_Commercial_Restaurant_New_Food Preparation_Natural Gas_Broiler_E8 | F1 | Commercial | Restaurant | New | Food Preparation | Natural Gas | Broiler | E8 | Participant - Cost of Equipment | 0 | 0 | 0 | 0 | 0 | 0 | 0 | 0 | 0 | 0 | 0 | 0 | 0 | 0 | 0 | 0 | 0 | 0 | 0 | 0 | 0 | 0 | 0 | 0 | 0 | 0 | 0 | 0 | 0 | 0
F1_Commercial_Restaurant_New_Food Preparation_Natural Gas_Broiler_E9 | F1 | Commercial | Restaurant | New | Food Preparation | Natural Gas | Broiler | E9 | Participant - Cost of Equipment | 0 | 0 | 0 | 0 | 0 | 0 | 0 | 0 | 0 | 0 | 0 | 0 | 0 | 0 | 0 | 0 | 0 | 0 | 0 | 0 | 0 | 0 | 0 | 0 | 0 | 0 | 0 | 0 | 0 | 0
F1_Commercial_Restaurant_New_Food Preparation_Natural Gas_Broiler_E10 | F1 | Commercial | Restaurant | New | Food Preparation | Natural Gas | Broiler | E10 | Participant - Cost of Equipment | 0 | 0 | 0 | 0 | 0 | 0 | 0 | 0 | 0 | 0 | 0 | 0 | 0 | 0 | 0 | 0 | 0 | 0 | 0 | 0 | 0 | 0 | 0 | 0 | 0 | 0 | 0 | 0 | 0 | 0
F2_Commercial_Restaurant_New_Food Preparation_Natural Gas_Broiler_E1 | F2 | Commercial | Restaurant | New | Food Preparation | Natural Gas | Broiler | E1 | Participant - Cost of Operation | 1.0059 | 1.0145 | 1.0248 | 1.0419 | 1.0646 | 1.0914 | 1.116 | 1.138 | 1.1592 | 1.1799 | 1.2007 | 1.2209 | 1.24 | 1.259 | 1.2773 | 1.296 | 1.316 | 1.3361 | 1.3564 | 1.3768 | 1.3969 | 1.4168 | 0 | 0 | 0 | 0 | 0 | 0 | 0 | 0
F2_Commercial_Restaurant_New_Food Preparation_Natural Gas_Broiler_E2 | F2 | Commercial | Restaurant | New | Food Preparation | Natural Gas | Broiler | E2 | Participant - Cost of Operation | 0.64665 | 0.65218 | 0.65881 | 0.66976 | 0.68437 | 0.70161 | 0.71745 | 0.73155 | 0.74523 | 0.75849 | 0.77187 | 0.78488 | 0.79712 | 0.80939 | 0.82111 | 0.83313 | 0.84598 | 0.85892 | 0.87197 | 0.88507 | 0.89803 | 0.9108 | 0 | 0 | 0 | 0 | 0 | 0 | 0 | 0
F2_Commercial_Restaurant_New_Food Preparation_Natural Gas_Broiler_E3 | F2 | Commercial | Restaurant | New | Food Preparation | Natural Gas | Broiler | E3 | Participant - Cost of Operation | 0 | 0 | 0 | 0 | 0 | 0 | 0 | 0 | 0 | 0 | 0 | 0 | 0 | 0 | 0 | 0 | 0 | 0 | 0 | 0 | 0 | 0 | 0 | 0 | 0 | 0 | 0 | 0 | 0 | 0
F2_Commercial_Restaurant_New_Food Preparation_Natural Gas_Broiler_E4 | F2 | Commercial | Restaurant | New | Food Preparation | Natural Gas | Broiler | E4 | Participant - Cost of Operation | 0 | 0 | 0 | 0 | 0 | 0 | 0 | 0 | 0 | 0 | 0 | 0 | 0 | 0 | 0 | 0 | 0 | 0 | 0 | 0 | 0 | 0 | 0 | 0 | 0 | 0 | 0 | 0 | 0 | 0
F2_Commercial_Restaurant_New_Food Preparation_Natural Gas_Broiler_E5 | F2 | Commercial | Restaurant | New | Food Preparation | Natural Gas | Broiler | E5 | Participant - Cost of Operation | 0 | 0 | 0 | 0 | 0 | 0 | 0 | 0 | 0 | 0 | 0 | 0 | 0 | 0 | 0 | 0 | 0 | 0 | 0 | 0 | 0 | 0 | 0 | 0 | 0 | 0 | 0 | 0 | 0 | 0
F2_Commercial_Restaurant_New_Food Preparation_Natural Gas_Broiler_E6 | F2 | Commercial | Restaurant | New | Food Preparation | Natural Gas | Broiler | E6 | Participant - Cost of Operation | 0 | 0 | 0 | 0 | 0 | 0 | 0 | 0 | 0 | 0 | 0 | 0 | 0 | 0 | 0 | 0 | 0 | 0 | 0 | 0 | 0 | 0 | 0 | 0 | 0 | 0 | 0 | 0 | 0 | 0
F2_Commercial_Restaurant_New_Food Preparation_Natural Gas_Broiler_E7 | F2 | Commercial | Restaurant | New | Food Preparation | Natural Gas | Broiler | E7 | Participant - Cost of Operation | 0 | 0 | 0 | 0 | 0 | 0 | 0 | 0 | 0 | 0 | 0 | 0 | 0 | 0 | 0 | 0 | 0 | 0 | 0 | 0 | 0 | 0 | 0 | 0 | 0 | 0 | 0 | 0 | 0 | 0
F2_Commercial_Restaurant_New_Food Preparation_Natural Gas_Broiler_E8 | F2 | Commercial | Restaurant | New | Food Preparation | Natural Gas | Broiler | E8 | Participant - Cost of Operation | 0 | 0 | 0 | 0 | 0 | 0 | 0 | 0 | 0 | 0 | 0 | 0 | 0 | 0 | 0 | 0 | 0 | 0 | 0 | 0 | 0 | 0 | 0 | 0 | 0 | 0 | 0 | 0 | 0 | 0
F2_Commercial_Restaurant_New_Food Preparation_Natural Gas_Broiler_E9 | F2 | Commercial | Restaurant | New | Food Preparation | Natural Gas | Broiler | E9 | Participant - Cost of Operation | 0 | 0 | 0 | 0 | 0 | 0 | 0 | 0 | 0 | 0 | 0 | 0 | 0 | 0 | 0 | 0 | 0 | 0 | 0 | 0 | 0 | 0 | 0 | 0 | 0 | 0 | 0 | 0 | 0 | 0
F2_Commercial_Restaurant_New_Food Preparation_Natural Gas_Broiler_E10 | F2 | Commercial | Restaurant | New | Food Preparation | Natural Gas | Broiler | E10 | Participant - Cost of Operation | 0 | 0 | 0 | 0 | 0 | 0 | 0 | 0 | 0 | 0 | 0 | 0 | 0 | 0 | 0 | 0 | 0 | 0 | 0 | 0 | 0 | 0 | 0 | 0 | 0 | 0 | 0 | 0 | 0 | 0
F3_Commercial_Restaurant_New_Food Preparation_Natural Gas_Broiler_E1 | F3 | Commercial | Restaurant | New | Food Preparation | Natural Gas | Broiler | E1 | System - kBTUs of Conusmption | 94.3384 | 94.6204 | 94.9328 | 95.651 | 96.286 | 96.8214 | 97.2284 | 97.6321 | 98.0076 | 98.2472 | 98.3287 | 98.3107 | 98.1652 | 97.8866 | 97.5431 | 97.2083 | 96.8484 | 96.4637 | 96.0242 | 95.601 | 95.1616 | 94.71 | 0 | 0 | 0 | 0 | 0 | 0 | 0 | 0
F3_Commercial_Restaurant_New_Food Preparation_Natural Gas_Broiler_E2 | F3 | Commercial | Restaurant | New | Food Preparation | Natural Gas | Broiler | E2 | System - kBTUs of Conusmption | 60.6461 | 60.8274 | 61.0282 | 61.4899 | 61.8982 | 62.2424 | 62.504 | 62.7635 | 63.0049 | 63.1589 | 63.2113 | 63.1998 | 63.1062 | 62.9271 | 62.7063 | 62.4911 | 62.2597 | 62.0124 | 61.7299 | 61.4578 | 61.1753 | 60.885 | 0 | 0 | 0 | 0 | 0 | 0 | 0 | 0
F3_Commercial_Restaurant_New_Food Preparation_Natural Gas_Broiler_E3 | F3 | Commercial | Restaurant | New | Food Preparation | Natural Gas | Broiler | E3 | System - kBTUs of Conusmption | 0 | 0 | 0 | 0 | 0 | 0 | 0 | 0 | 0 | 0 | 0 | 0 | 0 | 0 | 0 | 0 | 0 | 0 | 0 | 0 | 0 | 0 | 0 | 0 | 0 | 0 | 0 | 0 | 0 | 0
F3_Commercial_Restaurant_New_Food Preparation_Natural Gas_Broiler_E4 | F3 | Commercial | Restaurant | New | Food Preparation | Natural Gas | Broiler | E4 | System - kBTUs of Conusmption | 0 | 0 | 0 | 0 | 0 | 0 | 0 | 0 | 0 | 0 | 0 | 0 | 0 | 0 | 0 | 0 | 0 | 0 | 0 | 0 | 0 | 0 | 0 | 0 | 0 | 0 | 0 | 0 | 0 | 0
F3_Commercial_Restaurant_New_Food Preparation_Natural Gas_Broiler_E5 | F3 | Commercial | Restaurant | New | Food Preparation | Natural Gas | Broiler | E5 | System - kBTUs of Conusmption | 0 | 0 | 0 | 0 | 0 | 0 | 0 | 0 | 0 | 0 | 0 | 0 | 0 | 0 | 0 | 0 | 0 | 0 | 0 | 0 | 0 | 0 | 0 | 0 | 0 | 0 | 0 | 0 | 0 | 0
F3_Commercial_Restaurant_New_Food Preparation_Natural Gas_Broiler_E6 | F3 | Commercial | Restaurant | New | Food Preparation | Natural Gas | Broiler | E6 | System - kBTUs of Conusmption | 0 | 0 | 0 | 0 | 0 | 0 | 0 | 0 | 0 | 0 | 0 | 0 | 0 | 0 | 0 | 0 | 0 | 0 | 0 | 0 | 0 | 0 | 0 | 0 | 0 | 0 | 0 | 0 | 0 | 0
F3_Commercial_Restaurant_New_Food Preparation_Natural Gas_Broiler_E7 | F3 | Commercial | Restaurant | New | Food Preparation | Natural Gas | Broiler | E7 | System - kBTUs of Conusmption | 0 | 0 | 0 | 0 | 0 | 0 | 0 | 0 | 0 | 0 | 0 | 0 | 0 | 0 | 0 | 0 | 0 | 0 | 0 | 0 | 0 | 0 | 0 | 0 | 0 | 0 | 0 | 0 | 0 | 0
F3_Commercial_Restaurant_New_Food Preparation_Natural Gas_Broiler_E8 | F3 | Commercial | Restaurant | New | Food Preparation | Natural Gas | Broiler | E8 | System - kBTUs of Conusmption | 0 | 0 | 0 | 0 | 0 | 0 | 0 | 0 | 0 | 0 | 0 | 0 | 0 | 0 | 0 | 0 | 0 | 0 | 0 | 0 | 0 | 0 | 0 | 0 | 0 | 0 | 0 | 0 | 0 | 0
F3_Commercial_Restaurant_New_Food Preparation_Natural Gas_Broiler_E9 | F3 | Commercial | Restaurant | New | Food Preparation | Natural Gas | Broiler | E9 | System - kBTUs of Conusmption | 0 | 0 | 0 | 0 | 0 | 0 | 0 | 0 | 0 | 0 | 0 | 0 | 0 | 0 | 0 | 0 | 0 | 0 | 0 | 0 | 0 | 0 | 0 | 0 | 0 | 0 | 0 | 0 | 0 | 0
F3_Commercial_Restaurant_New_Food Preparation_Natural Gas_Broiler_E10 | F3 | Commercial | Restaurant | New | Food Preparation | Natural Gas | Broiler | E10 | System - kBTUs of Conusmption | 0 | 0 | 0 | 0 | 0 | 0 | 0 | 0 | 0 | 0 | 0 | 0 | 0 | 0 | 0 | 0 | 0 | 0 | 0 | 0 | 0 | 0 | 0 | 0 | 0 | 0 | 0 | 0 | 0 | 0
F4_Commercial_Restaurant_New_Food Preparation_Natural Gas_Broiler_E1 | F4 | Commercial | Restaurant | New | Food Preparation | Natural Gas | Broiler | E1 | Utility - Cost of Equipment | 0.40689 | 0.40689 | 0.40689 | 0.40689 | 0.40689 | 0.40689 | 0.40689 | 0.40689 | 0.40689 | 0.40689 | 0.40689 | 0.40689 | 0.40689 | 0.40689 | 0.40689 | 0.40689 | 0.40689 | 0.40689 | 0.40689 | 0.40689 | 0.40689 | 0.40689 | 0 | 0 | 0 | 0 | 0 | 0 | 0 | 0
F4_Commercial_Restaurant_New_Food Preparation_Natural Gas_Broiler_E2 | F4 | Commercial | Restaurant | New | Food Preparation | Natural Gas | Broiler | E2 | Utility - Cost of Equipment | 0.56965 | 0.56965 | 0.56965 | 0.56965 | 0.56965 | 0.56965 | 0.56965 | 0.56965 | 0.56965 | 0.56965 | 0.56965 | 0.56965 | 0.56965 | 0.56965 | 0.56965 | 0.56965 | 0.56965 | 0.56965 | 0.56965 | 0.56965 | 0.56965 | 0.56965 | 0 | 0 | 0 | 0 | 0 | 0 | 0 | 0
F4_Commercial_Restaurant_New_Food Preparation_Natural Gas_Broiler_E3 | F4 | Commercial | Restaurant | New | Food Preparation | Natural Gas | Broiler | E3 | Utility - Cost of Equipment | 0 | 0 | 0 | 0 | 0 | 0 | 0 | 0 | 0 | 0 | 0 | 0 | 0 | 0 | 0 | 0 | 0 | 0 | 0 | 0 | 0 | 0 | 0 | 0 | 0 | 0 | 0 | 0 | 0 | 0
F4_Commercial_Restaurant_New_Food Preparation_Natural Gas_Broiler_E4 | F4 | Commercial | Restaurant | New | Food Preparation | Natural Gas | Broiler | E4 | Utility - Cost of Equipment | 0 | 0 | 0 | 0 | 0 | 0 | 0 | 0 | 0 | 0 | 0 | 0 | 0 | 0 | 0 | 0 | 0 | 0 | 0 | 0 | 0 | 0 | 0 | 0 | 0 | 0 | 0 | 0 | 0 | 0
F4_Commercial_Restaurant_New_Food Preparation_Natural Gas_Broiler_E5 | F4 | Commercial | Restaurant | New | Food Preparation | Natural Gas | Broiler | E5 | Utility - Cost of Equipment | 0 | 0 | 0 | 0 | 0 | 0 | 0 | 0 | 0 | 0 | 0 | 0 | 0 | 0 | 0 | 0 | 0 | 0 | 0 | 0 | 0 | 0 | 0 | 0 | 0 | 0 | 0 | 0 | 0 | 0
F4_Commercial_Restaurant_New_Food Preparation_Natural Gas_Broiler_E6 | F4 | Commercial | Restaurant | New | Food Preparation | Natural Gas | Broiler | E6 | Utility - Cost of Equipment | 0 | 0 | 0 | 0 | 0 | 0 | 0 | 0 | 0 | 0 | 0 | 0 | 0 | 0 | 0 | 0 | 0 | 0 | 0 | 0 | 0 | 0 | 0 | 0 | 0 | 0 | 0 | 0 | 0 | 0
F4_Commercial_Restaurant_New_Food Preparation_Natural Gas_Broiler_E7 | F4 | Commercial | Restaurant | New | Food Preparation | Natural Gas | Broiler | E7 | Utility - Cost of Equipment | 0 | 0 | 0 | 0 | 0 | 0 | 0 | 0 | 0 | 0 | 0 | 0 | 0 | 0 | 0 | 0 | 0 | 0 | 0 | 0 | 0 | 0 | 0 | 0 | 0 | 0 | 0 | 0 | 0 | 0
F4_Commercial_Restaurant_New_Food Preparation_Natural Gas_Broiler_E8 | F4 | Commercial | Restaurant | New | Food Preparation | Natural Gas | Broiler | E8 | Utility - Cost of Equipment | 0 | 0 | 0 | 0 | 0 | 0 | 0 | 0 | 0 | 0 | 0 | 0 | 0 | 0 | 0 | 0 | 0 | 0 | 0 | 0 | 0 | 0 | 0 | 0 | 0 | 0 | 0 | 0 | 0 | 0
F4_Commercial_Restaurant_New_Food Preparation_Natural Gas_Broiler_E9 | F4 | Commercial | Restaurant | New | Food Preparation | Natural Gas | Broiler | E9 | Utility - Cost of Equipment | 0 | 0 | 0 | 0 | 0 | 0 | 0 | 0 | 0 | 0 | 0 | 0 | 0 | 0 | 0 | 0 | 0 | 0 | 0 | 0 | 0 | 0 | 0 | 0 | 0 | 0 | 0 | 0 | 0 | 0
F4_Commercial_Restaurant_New_Food Preparation_Natural Gas_Broiler_E10 | F4 | Commercial | Restaurant | New | Food Preparation | Natural Gas | Broiler | E10 | Utility - Cost of Equipment | 0 | 0 | 0 | 0 | 0 | 0 | 0 | 0 | 0 | 0 | 0 | 0 | 0 | 0 | 0 | 0 | 0 | 0 | 0 | 0 | 0 | 0 | 0 | 0 | 0 | 0 | 0 | 0 | 0 | 0
F5_Commercial_Restaurant_New_Food Preparation_Natural Gas_Broiler_E1 | F5 | Commercial | Restaurant | New | Food Preparation | Natural Gas | Broiler | E1 | Utility - Cost of Operation | 0.8396 | 0.84679 | 0.85539 | 0.86961 | 0.88858 | 0.91096 | 0.93152 | 0.94983 | 0.96759 | 0.98482 | 1.0022 | 1.0191 | 1.035 | 1.0509 | 1.0661 | 1.0817 | 1.0984 | 1.1152 | 1.1322 | 1.1492 | 1.166 | 1.1826 | 0 | 0 | 0 | 0 | 0 | 0 | 0 | 0
F5_Commercial_Restaurant_New_Food Preparation_Natural Gas_Broiler_E2 | F5 | Commercial | Restaurant | New | Food Preparation | Natural Gas | Broiler | E2 | Utility - Cost of Operation | 0.53975 | 0.54436 | 0.54989 | 0.55904 | 0.57123 | 0.58562 | 0.59884 | 0.61061 | 0.62202 | 0.6331 | 0.64427 | 0.65512 | 0.66534 | 0.67558 | 0.68536 | 0.69539 | 0.70612 | 0.71692 | 0.72782 | 0.73875 | 0.74957 | 0.76022 | 0 | 0 | 0 | 0 | 0 | 0 | 0 | 0
F5_Commercial_Restaurant_New_Food Preparation_Natural Gas_Broiler_E3 | F5 | Commercial | Restaurant | New | Food Preparation | Natural Gas | Broiler | E3 | Utility - Cost of Operation | 0 | 0 | 0 | 0 | 0 | 0 | 0 | 0 | 0 | 0 | 0 | 0 | 0 | 0 | 0 | 0 | 0 | 0 | 0 | 0 | 0 | 0 | 0 | 0 | 0 | 0 | 0 | 0 | 0 | 0
F5_Commercial_Restaurant_New_Food Preparation_Natural Gas_Broiler_E4 | F5 | Commercial | Restaurant | New | Food Preparation | Natural Gas | Broiler | E4 | Utility - Cost of Operation | 0 | 0 | 0 | 0 | 0 | 0 | 0 | 0 | 0 | 0 | 0 | 0 | 0 | 0 | 0 | 0 | 0 | 0 | 0 | 0 | 0 | 0 | 0 | 0 | 0 | 0 | 0 | 0 | 0 | 0
F5_Commercial_Restaurant_New_Food Preparation_Natural Gas_Broiler_E5 | F5 | Commercial | Restaurant | New | Food Preparation | Natural Gas | Broiler | E5 | Utility - Cost of Operation | 0 | 0 | 0 | 0 | 0 | 0 | 0 | 0 | 0 | 0 | 0 | 0 | 0 | 0 | 0 | 0 | 0 | 0 | 0 | 0 | 0 | 0 | 0 | 0 | 0 | 0 | 0 | 0 | 0 | 0
F5_Commercial_Restaurant_New_Food Preparation_Natural Gas_Broiler_E6 | F5 | Commercial | Restaurant | New | Food Preparation | Natural Gas | Broiler | E6 | Utility - Cost of Operation | 0 | 0 | 0 | 0 | 0 | 0 | 0 | 0 | 0 | 0 | 0 | 0 | 0 | 0 | 0 | 0 | 0 | 0 | 0 | 0 | 0 | 0 | 0 | 0 | 0 | 0 | 0 | 0 | 0 | 0
F5_Commercial_Restaurant_New_Food Preparation_Natural Gas_Broiler_E7 | F5 | Commercial | Restaurant | New | Food Preparation | Natural Gas | Broiler | E7 | Utility - Cost of Operation | 0 | 0 | 0 | 0 | 0 | 0 | 0 | 0 | 0 | 0 | 0 | 0 | 0 | 0 | 0 | 0 | 0 | 0 | 0 | 0 | 0 | 0 | 0 | 0 | 0 | 0 | 0 | 0 | 0 | 0
F5_Commercial_Restaurant_New_Food Preparation_Natural Gas_Broiler_E8 | F5 | Commercial | Restaurant | New | Food Preparation | Natural Gas | Broiler | E8 | Utility - Cost of Operation | 0 | 0 | 0 | 0 | 0 | 0 | 0 | 0 | 0 | 0 | 0 | 0 | 0 | 0 | 0 | 0 | 0 | 0 | 0 | 0 | 0 | 0 | 0 | 0 | 0 | 0 | 0 | 0 | 0 | 0
F5_Commercial_Restaurant_New_Food Preparation_Natural Gas_Broiler_E9 | F5 | Commercial | Restaurant | New | Food Preparation | Natural Gas | Broiler | E9 | Utility - Cost of Operation | 0 | 0 | 0 | 0 | 0 | 0 | 0 | 0 | 0 | 0 | 0 | 0 | 0 | 0 | 0 | 0 | 0 | 0 | 0 | 0 | 0 | 0 | 0 | 0 | 0 | 0 | 0 | 0 | 0 | 0
F5_Commercial_Restaurant_New_Food Preparation_Natural Gas_Broiler_E10 | F5 | Commercial | Restaurant | New | Food Preparation | Natural Gas | Broiler | E10 | Utility - Cost of Operation | 0 | 0 | 0 | 0 | 0 | 0 | 0 | 0 | 0 | 0 | 0 | 0 | 0 | 0 | 0 | 0 | 0 | 0 | 0 | 0 | 0 | 0 | 0 | 0 | 0 | 0 | 0 | 0 | 0 | 0
F6_Commercial_Restaurant_New_Food Preparation_Natural Gas_Broiler_E1 | F6 | Commercial | Restaurant | New | Food Preparation | Natural Gas | Broiler | E1 | Utility - Value of Sales | 1.0059 | 1.0145 | 1.0248 | 1.0419 | 1.0646 | 1.0914 | 1.116 | 1.138 | 1.1592 | 1.1799 | 1.2007 | 1.2209 | 1.24 | 1.259 | 1.2773 | 1.296 | 1.316 | 1.3361 | 1.3564 | 1.3768 | 1.3969 | 1.4168 | 0 | 0 | 0 | 0 | 0 | 0 | 0 | 0
F6_Commercial_Restaurant_New_Food Preparation_Natural Gas_Broiler_E2 | F6 | Commercial | Restaurant | New | Food Preparation | Natural Gas | Broiler | E2 | Utility - Value of Sales | 0.64665 | 0.65218 | 0.65881 | 0.66976 | 0.68437 | 0.70161 | 0.71745 | 0.73155 | 0.74523 | 0.75849 | 0.77187 | 0.78488 | 0.79712 | 0.80939 | 0.82111 | 0.83313 | 0.84598 | 0.85892 | 0.87197 | 0.88507 | 0.89803 | 0.9108 | 0 | 0 | 0 | 0 | 0 | 0 | 0 | 0
F6_Commercial_Restaurant_New_Food Preparation_Natural Gas_Broiler_E3 | F6 | Commercial | Restaurant | New | Food Preparation | Natural Gas | Broiler | E3 | Utility - Value of Sales | 0 | 0 | 0 | 0 | 0 | 0 | 0 | 0 | 0 | 0 | 0 | 0 | 0 | 0 | 0 | 0 | 0 | 0 | 0 | 0 | 0 | 0 | 0 | 0 | 0 | 0 | 0 | 0 | 0 | 0
F6_Commercial_Restaurant_New_Food Preparation_Natural Gas_Broiler_E4 | F6 | Commercial | Restaurant | New | Food Preparation | Natural Gas | Broiler | E4 | Utility - Value of Sales | 0 | 0 | 0 | 0 | 0 | 0 | 0 | 0 | 0 | 0 | 0 | 0 | 0 | 0 | 0 | 0 | 0 | 0 | 0 | 0 | 0 | 0 | 0 | 0 | 0 | 0 | 0 | 0 | 0 | 0
F6_Commercial_Restaurant_New_Food Preparation_Natural Gas_Broiler_E5 | F6 | Commercial | Restaurant | New | Food Preparation | Natural Gas | Broiler | E5 | Utility - Value of Sales | 0 | 0 | 0 | 0 | 0 | 0 | 0 | 0 | 0 | 0 | 0 | 0 | 0 | 0 | 0 | 0 | 0 | 0 | 0 | 0 | 0 | 0 | 0 | 0 | 0 | 0 | 0 | 0 | 0 | 0
F6_Commercial_Restaurant_New_Food Preparation_Natural Gas_Broiler_E6 | F6 | Commercial | Restaurant | New | Food Preparation | Natural Gas | Broiler | E6 | Utility - Value of Sales | 0 | 0 | 0 | 0 | 0 | 0 | 0 | 0 | 0 | 0 | 0 | 0 | 0 | 0 | 0 | 0 | 0 | 0 | 0 | 0 | 0 | 0 | 0 | 0 | 0 | 0 | 0 | 0 | 0 | 0
F6_Commercial_Restaurant_New_Food Preparation_Natural Gas_Broiler_E7 | F6 | Commercial | Restaurant | New | Food Preparation | Natural Gas | Broiler | E7 | Utility - Value of Sales | 0 | 0 | 0 | 0 | 0 | 0 | 0 | 0 | 0 | 0 | 0 | 0 | 0 | 0 | 0 | 0 | 0 | 0 | 0 | 0 | 0 | 0 | 0 | 0 | 0 | 0 | 0 | 0 | 0 | 0
F6_Commercial_Restaurant_New_Food Preparation_Natural Gas_Broiler_E8 | F6 | Commercial | Restaurant | New | Food Preparation | Natural Gas | Broiler | E8 | Utility - Value of Sales | 0 | 0 | 0 | 0 | 0 | 0 | 0 | 0 | 0 | 0 | 0 | 0 | 0 | 0 | 0 | 0 | 0 | 0 | 0 | 0 | 0 | 0 | 0 | 0 | 0 | 0 | 0 | 0 | 0 | 0
F6_Commercial_Restaurant_New_Food Preparation_Natural Gas_Broiler_E9 | F6 | Commercial | Restaurant | New | Food Preparation | Natural Gas | Broiler | E9 | Utility - Value of Sales | 0 | 0 | 0 | 0 | 0 | 0 | 0 | 0 | 0 | 0 | 0 | 0 | 0 | 0 | 0 | 0 | 0 | 0 | 0 | 0 | 0 | 0 | 0 | 0 | 0 | 0 | 0 | 0 | 0 | 0
F6_Commercial_Restaurant_New_Food Preparation_Natural Gas_Broiler_E10 | F6 | Commercial | Restaurant | New | Food Preparation | Natural Gas | Broiler | E10 | Utility - Value of Sales | 0 | 0 | 0 | 0 | 0 | 0 | 0 | 0 | 0 | 0 | 0 | 0 | 0 | 0 | 0 | 0 | 0 | 0 | 0 | 0 | 0 | 0 | 0 | 0 | 0 | 0 | 0 | 0 | 0 | 0
F1_Commercial_Restaurant_New_Food Preparation_Natural Gas_Griddle_E1 | F1 | Commercial | Restaurant | New | Food Preparation | Natural Gas | Griddle | E1 | Participant - Cost of Equipment | 0.29598 | 0.29598 | 0.29598 | 0.29598 | 0.29598 | 0.29598 | 0.29598 | 0.29598 | 0.29598 | 0.29598 | 0.29598 | 0.29598 | 0.29598 | 0.29598 | 0.29598 | 0.29598 | 0.29598 | 0.29598 | 0.29598 | 0.29598 | 0.29598 | 0.29598 | 0 | 0 | 0 | 0 | 0 | 0 | 0 | 0
F1_Commercial_Restaurant_New_Food Preparation_Natural Gas_Griddle_E2 | F1 | Commercial | Restaurant | New | Food Preparation | Natural Gas | Griddle | E2 | Participant - Cost of Equipment | 0.31666 | 0.31666 | 0.31666 | 0.31666 | 0.31666 | 0.31666 | 0.31666 | 0.31666 | 0.31666 | 0.31666 | 0.31666 | 0.31666 | 0.31666 | 0.31666 | 0.31666 | 0.31666 | 0.31666 | 0.31666 | 0.31666 | 0.31666 | 0.31666 | 0.31666 | 0 | 0 | 0 | 0 | 0 | 0 | 0 | 0
F1_Commercial_Restaurant_New_Food Preparation_Natural Gas_Griddle_E3 | F1 | Commercial | Restaurant | New | Food Preparation | Natural Gas | Griddle | E3 | Participant - Cost of Equipment | 0 | 0 | 0 | 0 | 0 | 0 | 0 | 0 | 0 | 0 | 0 | 0 | 0 | 0 | 0 | 0 | 0 | 0 | 0 | 0 | 0 | 0 | 0 | 0 | 0 | 0 | 0 | 0 | 0 | 0
F1_Commercial_Restaurant_New_Food Preparation_Natural Gas_Griddle_E4 | F1 | Commercial | Restaurant | New | Food Preparation | Natural Gas | Griddle | E4 | Participant - Cost of Equipment | 0 | 0 | 0 | 0 | 0 | 0 | 0 | 0 | 0 | 0 | 0 | 0 | 0 | 0 | 0 | 0 | 0 | 0 | 0 | 0 | 0 | 0 | 0 | 0 | 0 | 0 | 0 | 0 | 0 | 0
F1_Commercial_Restaurant_New_Food Preparation_Natural Gas_Griddle_E5 | F1 | Commercial | Restaurant | New | Food Preparation | Natural Gas | Griddle | E5 | Participant - Cost of Equipment | 0 | 0 | 0 | 0 | 0 | 0 | 0 | 0 | 0 | 0 | 0 | 0 | 0 | 0 | 0 | 0 | 0 | 0 | 0 | 0 | 0 | 0 | 0 | 0 | 0 | 0 | 0 | 0 | 0 | 0
F1_Commercial_Restaurant_New_Food Preparation_Natural Gas_Griddle_E6 | F1 | Commercial | Restaurant | New | Food Preparation | Natural Gas | Griddle | E6 | Participant - Cost of Equipment | 0 | 0 | 0 | 0 | 0 | 0 | 0 | 0 | 0 | 0 | 0 | 0 | 0 | 0 | 0 | 0 | 0 | 0 | 0 | 0 | 0 | 0 | 0 | 0 | 0 | 0 | 0 | 0 | 0 | 0
F1_Commercial_Restaurant_New_Food Preparation_Natural Gas_Griddle_E7 | F1 | Commercial | Restaurant | New | Food Preparation | Natural Gas | Griddle | E7 | Participant - Cost of Equipment | 0 | 0 | 0 | 0 | 0 | 0 | 0 | 0 | 0 | 0 | 0 | 0 | 0 | 0 | 0 | 0 | 0 | 0 | 0 | 0 | 0 | 0 | 0 | 0 | 0 | 0 | 0 | 0 | 0 | 0
F1_Commercial_Restaurant_New_Food Preparation_Natural Gas_Griddle_E8 | F1 | Commercial | Restaurant | New | Food Preparation | Natural Gas | Griddle | E8 | Participant - Cost of Equipment | 0 | 0 | 0 | 0 | 0 | 0 | 0 | 0 | 0 | 0 | 0 | 0 | 0 | 0 | 0 | 0 | 0 | 0 | 0 | 0 | 0 | 0 | 0 | 0 | 0 | 0 | 0 | 0 | 0 | 0
F1_Commercial_Restaurant_New_Food Preparation_Natural Gas_Griddle_E9 | F1 | Commercial | Restaurant | New | Food Preparation | Natural Gas | Griddle | E9 | Participant - Cost of Equipment | 0 | 0 | 0 | 0 | 0 | 0 | 0 | 0 | 0 | 0 | 0 | 0 | 0 | 0 | 0 | 0 | 0 | 0 | 0 | 0 | 0 | 0 | 0 | 0 | 0 | 0 | 0 | 0 | 0 | 0
F1_Commercial_Restaurant_New_Food Preparation_Natural Gas_Griddle_E10 | F1 | Commercial | Restaurant | New | Food Preparation | Natural Gas | Griddle | E10 | Participant - Cost of Equipment | 0 | 0 | 0 | 0 | 0 | 0 | 0 | 0 | 0 | 0 | 0 | 0 | 0 | 0 | 0 | 0 | 0 | 0 | 0 | 0 | 0 | 0 | 0 | 0 | 0 | 0 | 0 | 0 | 0 | 0
F2_Commercial_Restaurant_New_Food Preparation_Natural Gas_Griddle_E1 | F2 | Commercial | Restaurant | New | Food Preparation | Natural Gas | Griddle | E1 | Participant - Cost of Operation | 0.67527 | 0.68105 | 0.68796 | 0.69941 | 0.71466 | 0.73266 | 0.7492 | 0.76393 | 0.77821 | 0.79206 | 0.80604 | 0.81962 | 0.83241 | 0.84521 | 0.85745 | 0.87 | 0.88342 | 0.89694 | 0.91056 | 0.92424 | 0.93778 | 0.95111 | 0 | 0 | 0 | 0 | 0 | 0 | 0 | 0
F2_Commercial_Restaurant_New_Food Preparation_Natural Gas_Griddle_E2 | F2 | Commercial | Restaurant | New | Food Preparation | Natural Gas | Griddle | E2 | Participant - Cost of Operation | 0.58321 | 0.5882 | 0.59417 | 0.60406 | 0.61723 | 0.63278 | 0.64706 | 0.65978 | 0.67211 | 0.68408 | 0.69615 | 0.70788 | 0.71892 | 0.72998 | 0.74055 | 0.75139 | 0.76299 | 0.77466 | 0.78642 | 0.79824 | 0.80993 | 0.82144 | 0 | 0 | 0 | 0 | 0 | 0 | 0 | 0
F2_Commercial_Restaurant_New_Food Preparation_Natural Gas_Griddle_E3 | F2 | Commercial | Restaurant | New | Food Preparation | Natural Gas | Griddle | E3 | Participant - Cost of Operation | 0 | 0 | 0 | 0 | 0 | 0 | 0 | 0 | 0 | 0 | 0 | 0 | 0 | 0 | 0 | 0 | 0 | 0 | 0 | 0 | 0 | 0 | 0 | 0 | 0 | 0 | 0 | 0 | 0 | 0
F2_Commercial_Restaurant_New_Food Preparation_Natural Gas_Griddle_E4 | F2 | Commercial | Restaurant | New | Food Preparation | Natural Gas | Griddle | E4 | Participant - Cost of Operation | 0 | 0 | 0 | 0 | 0 | 0 | 0 | 0 | 0 | 0 | 0 | 0 | 0 | 0 | 0 | 0 | 0 | 0 | 0 | 0 | 0 | 0 | 0 | 0 | 0 | 0 | 0 | 0 | 0 | 0
F2_Commercial_Restaurant_New_Food Preparation_Natural Gas_Griddle_E5 | F2 | Commercial | Restaurant | New | Food Preparation | Natural Gas | Griddle | E5 | Participant - Cost of Operation | 0 | 0 | 0 | 0 | 0 | 0 | 0 | 0 | 0 | 0 | 0 | 0 | 0 | 0 | 0 | 0 | 0 | 0 | 0 | 0 | 0 | 0 | 0 | 0 | 0 | 0 | 0 | 0 | 0 | 0
F2_Commercial_Restaurant_New_Food Preparation_Natural Gas_Griddle_E6 | F2 | Commercial | Restaurant | New | Food Preparation | Natural Gas | Griddle | E6 | Participant - Cost of Operation | 0 | 0 | 0 | 0 | 0 | 0 | 0 | 0 | 0 | 0 | 0 | 0 | 0 | 0 | 0 | 0 | 0 | 0 | 0 | 0 | 0 | 0 | 0 | 0 | 0 | 0 | 0 | 0 | 0 | 0
F2_Commercial_Restaurant_New_Food Preparation_Natural Gas_Griddle_E7 | F2 | Commercial | Restaurant | New | Food Preparation | Natural Gas | Griddle | E7 | Participant - Cost of Operation | 0 | 0 | 0 | 0 | 0 | 0 | 0 | 0 | 0 | 0 | 0 | 0 | 0 | 0 | 0 | 0 | 0 | 0 | 0 | 0 | 0 | 0 | 0 | 0 | 0 | 0 | 0 | 0 | 0 | 0
F2_Commercial_Restaurant_New_Food Preparation_Natural Gas_Griddle_E8 | F2 | Commercial | Restaurant | New | Food Preparation | Natural Gas | Griddle | E8 | Participant - Cost of Operation | 0 | 0 | 0 | 0 | 0 | 0 | 0 | 0 | 0 | 0 | 0 | 0 | 0 | 0 | 0 | 0 | 0 | 0 | 0 | 0 | 0 | 0 | 0 | 0 | 0 | 0 | 0 | 0 | 0 | 0
F2_Commercial_Restaurant_New_Food Preparation_Natural Gas_Griddle_E9 | F2 | Commercial | Restaurant | New | Food Preparation | Natural Gas | Griddle | E9 | Participant - Cost of Operation | 0 | 0 | 0 | 0 | 0 | 0 | 0 | 0 | 0 | 0 | 0 | 0 | 0 | 0 | 0 | 0 | 0 | 0 | 0 | 0 | 0 | 0 | 0 | 0 | 0 | 0 | 0 | 0 | 0 | 0
F2_Commercial_Restaurant_New_Food Preparation_Natural Gas_Griddle_E10 | F2 | Commercial | Restaurant | New | Food Preparation | Natural Gas | Griddle | E10 | Participant - Cost of Operation | 0 | 0 | 0 | 0 | 0 | 0 | 0 | 0 | 0 | 0 | 0 | 0 | 0 | 0 | 0 | 0 | 0 | 0 | 0 | 0 | 0 | 0 | 0 | 0 | 0 | 0 | 0 | 0 | 0 | 0
F3_Commercial_Restaurant_New_Food Preparation_Natural Gas_Griddle_E1 | F3 | Commercial | Restaurant | New | Food Preparation | Natural Gas | Griddle | E1 | System - kBTUs of Conusmption | 63.3303 | 63.5196 | 63.7294 | 64.2115 | 64.6378 | 64.9972 | 65.2704 | 65.5415 | 65.7935 | 65.9544 | 66.0091 | 65.997 | 65.8993 | 65.7123 | 65.4817 | 65.2569 | 65.0153 | 64.7571 | 64.4621 | 64.178 | 63.883 | 63.5798 | 0 | 0 | 0 | 0 | 0 | 0 | 0 | 0
F3_Commercial_Restaurant_New_Food Preparation_Natural Gas_Griddle_E2 | F3 | Commercial | Restaurant | New | Food Preparation | Natural Gas | Griddle | E2 | System - kBTUs of Conusmption | 54.6964 | 54.8599 | 55.041 | 55.4574 | 55.8256 | 56.136 | 56.372 | 56.6061 | 56.8238 | 56.9627 | 57.0099 | 56.9995 | 56.9151 | 56.7536 | 56.5544 | 56.3603 | 56.1516 | 55.9286 | 55.6738 | 55.4284 | 55.1737 | 54.9119 | 0 | 0 | 0 | 0 | 0 | 0 | 0 | 0
F3_Commercial_Restaurant_New_Food Preparation_Natural Gas_Griddle_E3 | F3 | Commercial | Restaurant | New | Food Preparation | Natural Gas | Griddle | E3 | System - kBTUs of Conusmption | 0 | 0 | 0 | 0 | 0 | 0 | 0 | 0 | 0 | 0 | 0 | 0 | 0 | 0 | 0 | 0 | 0 | 0 | 0 | 0 | 0 | 0 | 0 | 0 | 0 | 0 | 0 | 0 | 0 | 0
F3_Commercial_Restaurant_New_Food Preparation_Natural Gas_Griddle_E4 | F3 | Commercial | Restaurant | New | Food Preparation | Natural Gas | Griddle | E4 | System - kBTUs of Conusmption | 0 | 0 | 0 | 0 | 0 | 0 | 0 | 0 | 0 | 0 | 0 | 0 | 0 | 0 | 0 | 0 | 0 | 0 | 0 | 0 | 0 | 0 | 0 | 0 | 0 | 0 | 0 | 0 | 0 | 0
F3_Commercial_Restaurant_New_Food Preparation_Natural Gas_Griddle_E5 | F3 | Commercial | Restaurant | New | Food Preparation | Natural Gas | Griddle | E5 | System - kBTUs of Conusmption | 0 | 0 | 0 | 0 | 0 | 0 | 0 | 0 | 0 | 0 | 0 | 0 | 0 | 0 | 0 | 0 | 0 | 0 | 0 | 0 | 0 | 0 | 0 | 0 | 0 | 0 | 0 | 0 | 0 | 0
F3_Commercial_Restaurant_New_Food Preparation_Natural Gas_Griddle_E6 | F3 | Commercial | Restaurant | New | Food Preparation | Natural Gas | Griddle | E6 | System - kBTUs of Conusmption | 0 | 0 | 0 | 0 | 0 | 0 | 0 | 0 | 0 | 0 | 0 | 0 | 0 | 0 | 0 | 0 | 0 | 0 | 0 | 0 | 0 | 0 | 0 | 0 | 0 | 0 | 0 | 0 | 0 | 0
F3_Commercial_Restaurant_New_Food Preparation_Natural Gas_Griddle_E7 | F3 | Commercial | Restaurant | New | Food Preparation | Natural Gas | Griddle | E7 | System - kBTUs of Conusmption | 0 | 0 | 0 | 0 | 0 | 0 | 0 | 0 | 0 | 0 | 0 | 0 | 0 | 0 | 0 | 0 | 0 | 0 | 0 | 0 | 0 | 0 | 0 | 0 | 0 | 0 | 0 | 0 | 0 | 0
F3_Commercial_Restaurant_New_Food Preparation_Natural Gas_Griddle_E8 | F3 | Commercial | Restaurant | New | Food Preparation | Natural Gas | Griddle | E8 | System - kBTUs of Conusmption | 0 | 0 | 0 | 0 | 0 | 0 | 0 | 0 | 0 | 0 | 0 | 0 | 0 | 0 | 0 | 0 | 0 | 0 | 0 | 0 | 0 | 0 | 0 | 0 | 0 | 0 | 0 | 0 | 0 | 0
F3_Commercial_Restaurant_New_Food Preparation_Natural Gas_Griddle_E9 | F3 | Commercial | Restaurant | New | Food Preparation | Natural Gas | Griddle | E9 | System - kBTUs of Conusmption | 0 | 0 | 0 | 0 | 0 | 0 | 0 | 0 | 0 | 0 | 0 | 0 | 0 | 0 | 0 | 0 | 0 | 0 | 0 | 0 | 0 | 0 | 0 | 0 | 0 | 0 | 0 | 0 | 0 | 0
F3_Commercial_Restaurant_New_Food Preparation_Natural Gas_Griddle_E10 | F3 | Commercial | Restaurant | New | Food Preparation | Natural Gas | Griddle | E10 | System - kBTUs of Conusmption | 0 | 0 | 0 | 0 | 0 | 0 | 0 | 0 | 0 | 0 | 0 | 0 | 0 | 0 | 0 | 0 | 0 | 0 | 0 | 0 | 0 | 0 | 0 | 0 | 0 | 0 | 0 | 0 | 0 | 0
F4_Commercial_Restaurant_New_Food Preparation_Natural Gas_Griddle_E1 | F4 | Commercial | Restaurant | New | Food Preparation | Natural Gas | Griddle | E1 | Utility - Cost of Equipment | 0.29598 | 0.29598 | 0.29598 | 0.29598 | 0.29598 | 0.29598 | 0.29598 | 0.29598 | 0.29598 | 0.29598 | 0.29598 | 0.29598 | 0.29598 | 0.29598 | 0.29598 | 0.29598 | 0.29598 | 0.29598 | 0.29598 | 0.29598 | 0.29598 | 0.29598 | 0 | 0 | 0 | 0 | 0 | 0 | 0 | 0
F4_Commercial_Restaurant_New_Food Preparation_Natural Gas_Griddle_E2 | F4 | Commercial | Restaurant | New | Food Preparation | Natural Gas | Griddle | E2 | Utility - Cost of Equipment | 0.31666 | 0.31666 | 0.31666 | 0.31666 | 0.31666 | 0.31666 | 0.31666 | 0.31666 | 0.31666 | 0.31666 | 0.31666 | 0.31666 | 0.31666 | 0.31666 | 0.31666 | 0.31666 | 0.31666 | 0.31666 | 0.31666 | 0.31666 | 0.31666 | 0.31666 | 0 | 0 | 0 | 0 | 0 | 0 | 0 | 0
F4_Commercial_Restaurant_New_Food Preparation_Natural Gas_Griddle_E3 | F4 | Commercial | Restaurant | New | Food Preparation | Natural Gas | Griddle | E3 | Utility - Cost of Equipment | 0 | 0 | 0 | 0 | 0 | 0 | 0 | 0 | 0 | 0 | 0 | 0 | 0 | 0 | 0 | 0 | 0 | 0 | 0 | 0 | 0 | 0 | 0 | 0 | 0 | 0 | 0 | 0 | 0 | 0
F4_Commercial_Restaurant_New_Food Preparation_Natural Gas_Griddle_E4 | F4 | Commercial | Restaurant | New | Food Preparation | Natural Gas | Griddle | E4 | Utility - Cost of Equipment | 0 | 0 | 0 | 0 | 0 | 0 | 0 | 0 | 0 | 0 | 0 | 0 | 0 | 0 | 0 | 0 | 0 | 0 | 0 | 0 | 0 | 0 | 0 | 0 | 0 | 0 | 0 | 0 | 0 | 0
F4_Commercial_Restaurant_New_Food Preparation_Natural Gas_Griddle_E5 | F4 | Commercial | Restaurant | New | Food Preparation | Natural Gas | Griddle | E5 | Utility - Cost of Equipment | 0 | 0 | 0 | 0 | 0 | 0 | 0 | 0 | 0 | 0 | 0 | 0 | 0 | 0 | 0 | 0 | 0 | 0 | 0 | 0 | 0 | 0 | 0 | 0 | 0 | 0 | 0 | 0 | 0 | 0
F4_Commercial_Restaurant_New_Food Preparation_Natural Gas_Griddle_E6 | F4 | Commercial | Restaurant | New | Food Preparation | Natural Gas | Griddle | E6 | Utility - Cost of Equipment | 0 | 0 | 0 | 0 | 0 | 0 | 0 | 0 | 0 | 0 | 0 | 0 | 0 | 0 | 0 | 0 | 0 | 0 | 0 | 0 | 0 | 0 | 0 | 0 | 0 | 0 | 0 | 0 | 0 | 0
F4_Commercial_Restaurant_New_Food Preparation_Natural Gas_Griddle_E7 | F4 | Commercial | Restaurant | New | Food Preparation | Natural Gas | Griddle | E7 | Utility - Cost of Equipment | 0 | 0 | 0 | 0 | 0 | 0 | 0 | 0 | 0 | 0 | 0 | 0 | 0 | 0 | 0 | 0 | 0 | 0 | 0 | 0 | 0 | 0 | 0 | 0 | 0 | 0 | 0 | 0 | 0 | 0
F4_Commercial_Restaurant_New_Food Preparation_Natural Gas_Griddle_E8 | F4 | Commercial | Restaurant | New | Food Preparation | Natural Gas | Griddle | E8 | Utility - Cost of Equipment | 0 | 0 | 0 | 0 | 0 | 0 | 0 | 0 | 0 | 0 | 0 | 0 | 0 | 0 | 0 | 0 | 0 | 0 | 0 | 0 | 0 | 0 | 0 | 0 | 0 | 0 | 0 | 0 | 0 | 0
F4_Commercial_Restaurant_New_Food Preparation_Natural Gas_Griddle_E9 | F4 | Commercial | Restaurant | New | Food Preparation | Natural Gas | Griddle | E9 | Utility - Cost of Equipment | 0 | 0 | 0 | 0 | 0 | 0 | 0 | 0 | 0 | 0 | 0 | 0 | 0 | 0 | 0 | 0 | 0 | 0 | 0 | 0 | 0 | 0 | 0 | 0 | 0 | 0 | 0 | 0 | 0 | 0
F4_Commercial_Restaurant_New_Food Preparation_Natural Gas_Griddle_E10 | F4 | Commercial | Restaurant | New | Food Preparation | Natural Gas | Griddle | E10 | Utility - Cost of Equipment | 0 | 0 | 0 | 0 | 0 | 0 | 0 | 0 | 0 | 0 | 0 | 0 | 0 | 0 | 0 | 0 | 0 | 0 | 0 | 0 | 0 | 0 | 0 | 0 | 0 | 0 | 0 | 0 | 0 | 0
F5_Commercial_Restaurant_New_Food Preparation_Natural Gas_Griddle_E1 | F5 | Commercial | Restaurant | New | Food Preparation | Natural Gas | Griddle | E1 | Utility - Cost of Operation | 0.56364 | 0.56846 | 0.57423 | 0.58378 | 0.59652 | 0.61154 | 0.62534 | 0.63763 | 0.64956 | 0.66112 | 0.67278 | 0.68412 | 0.69479 | 0.70548 | 0.7157 | 0.72617 | 0.73738 | 0.74866 | 0.76003 | 0.77145 | 0.78274 | 0.79387 | 0 | 0 | 0 | 0 | 0 | 0 | 0 | 0
F5_Commercial_Restaurant_New_Food Preparation_Natural Gas_Griddle_E2 | F5 | Commercial | Restaurant | New | Food Preparation | Natural Gas | Griddle | E2 | Utility - Cost of Operation | 0.48679 | 0.49096 | 0.49594 | 0.50419 | 0.51519 | 0.52817 | 0.54009 | 0.5507 | 0.561 | 0.57099 | 0.58106 | 0.59085 | 0.60007 | 0.6093 | 0.61812 | 0.62717 | 0.63685 | 0.64659 | 0.65641 | 0.66627 | 0.67603 | 0.68564 | 0 | 0 | 0 | 0 | 0 | 0 | 0 | 0
F5_Commercial_Restaurant_New_Food Preparation_Natural Gas_Griddle_E3 | F5 | Commercial | Restaurant | New | Food Preparation | Natural Gas | Griddle | E3 | Utility - Cost of Operation | 0 | 0 | 0 | 0 | 0 | 0 | 0 | 0 | 0 | 0 | 0 | 0 | 0 | 0 | 0 | 0 | 0 | 0 | 0 | 0 | 0 | 0 | 0 | 0 | 0 | 0 | 0 | 0 | 0 | 0
F5_Commercial_Restaurant_New_Food Preparation_Natural Gas_Griddle_E4 | F5 | Commercial | Restaurant | New | Food Preparation | Natural Gas | Griddle | E4 | Utility - Cost of Operation | 0 | 0 | 0 | 0 | 0 | 0 | 0 | 0 | 0 | 0 | 0 | 0 | 0 | 0 | 0 | 0 | 0 | 0 | 0 | 0 | 0 | 0 | 0 | 0 | 0 | 0 | 0 | 0 | 0 | 0
F5_Commercial_Restaurant_New_Food Preparation_Natural Gas_Griddle_E5 | F5 | Commercial | Restaurant | New | Food Preparation | Natural Gas | Griddle | E5 | Utility - Cost of Operation | 0 | 0 | 0 | 0 | 0 | 0 | 0 | 0 | 0 | 0 | 0 | 0 | 0 | 0 | 0 | 0 | 0 | 0 | 0 | 0 | 0 | 0 | 0 | 0 | 0 | 0 | 0 | 0 | 0 | 0
F5_Commercial_Restaurant_New_Food Preparation_Natural Gas_Griddle_E6 | F5 | Commercial | Restaurant | New | Food Preparation | Natural Gas | Griddle | E6 | Utility - Cost of Operation | 0 | 0 | 0 | 0 | 0 | 0 | 0 | 0 | 0 | 0 | 0 | 0 | 0 | 0 | 0 | 0 | 0 | 0 | 0 | 0 | 0 | 0 | 0 | 0 | 0 | 0 | 0 | 0 | 0 | 0
F5_Commercial_Restaurant_New_Food Preparation_Natural Gas_Griddle_E7 | F5 | Commercial | Restaurant | New | Food Preparation | Natural Gas | Griddle | E7 | Utility - Cost of Operation | 0 | 0 | 0 | 0 | 0 | 0 | 0 | 0 | 0 | 0 | 0 | 0 | 0 | 0 | 0 | 0 | 0 | 0 | 0 | 0 | 0 | 0 | 0 | 0 | 0 | 0 | 0 | 0 | 0 | 0
F5_Commercial_Restaurant_New_Food Preparation_Natural Gas_Griddle_E8 | F5 | Commercial | Restaurant | New | Food Preparation | Natural Gas | Griddle | E8 | Utility - Cost of Operation | 0 | 0 | 0 | 0 | 0 | 0 | 0 | 0 | 0 | 0 | 0 | 0 | 0 | 0 | 0 | 0 | 0 | 0 | 0 | 0 | 0 | 0 | 0 | 0 | 0 | 0 | 0 | 0 | 0 | 0
F5_Commercial_Restaurant_New_Food Preparation_Natural Gas_Griddle_E9 | F5 | Commercial | Restaurant | New | Food Preparation | Natural Gas | Griddle | E9 | Utility - Cost of Operation | 0 | 0 | 0 | 0 | 0 | 0 | 0 | 0 | 0 | 0 | 0 | 0 | 0 | 0 | 0 | 0 | 0 | 0 | 0 | 0 | 0 | 0 | 0 | 0 | 0 | 0 | 0 | 0 | 0 | 0
F5_Commercial_Restaurant_New_Food Preparation_Natural Gas_Griddle_E10 | F5 | Commercial | Restaurant | New | Food Preparation | Natural Gas | Griddle | E10 | Utility - Cost of Operation | 0 | 0 | 0 | 0 | 0 | 0 | 0 | 0 | 0 | 0 | 0 | 0 | 0 | 0 | 0 | 0 | 0 | 0 | 0 | 0 | 0 | 0 | 0 | 0 | 0 | 0 | 0 | 0 | 0 | 0
F6_Commercial_Restaurant_New_Food Preparation_Natural Gas_Griddle_E1 | F6 | Commercial | Restaurant | New | Food Preparation | Natural Gas | Griddle | E1 | Utility - Value of Sales | 0.67527 | 0.68105 | 0.68796 | 0.69941 | 0.71466 | 0.73266 | 0.7492 | 0.76393 | 0.77821 | 0.79206 | 0.80604 | 0.81962 | 0.83241 | 0.84521 | 0.85745 | 0.87 | 0.88342 | 0.89694 | 0.91056 | 0.92424 | 0.93778 | 0.95111 | 0 | 0 | 0 | 0 | 0 | 0 | 0 | 0
F6_Commercial_Restaurant_New_Food Preparation_Natural Gas_Griddle_E2 | F6 | Commercial | Restaurant | New | Food Preparation | Natural Gas | Griddle | E2 | Utility - Value of Sales | 0.58321 | 0.5882 | 0.59417 | 0.60406 | 0.61723 | 0.63278 | 0.64706 | 0.65978 | 0.67211 | 0.68408 | 0.69615 | 0.70788 | 0.71892 | 0.72998 | 0.74055 | 0.75139 | 0.76299 | 0.77466 | 0.78642 | 0.79824 | 0.80993 | 0.82144 | 0 | 0 | 0 | 0 | 0 | 0 | 0 | 0
F6_Commercial_Restaurant_New_Food Preparation_Natural Gas_Griddle_E3 | F6 | Commercial | Restaurant | New | Food Preparation | Natural Gas | Griddle | E3 | Utility - Value of Sales | 0 | 0 | 0 | 0 | 0 | 0 | 0 | 0 | 0 | 0 | 0 | 0 | 0 | 0 | 0 | 0 | 0 | 0 | 0 | 0 | 0 | 0 | 0 | 0 | 0 | 0 | 0 | 0 | 0 | 0
F6_Commercial_Restaurant_New_Food Preparation_Natural Gas_Griddle_E4 | F6 | Commercial | Restaurant | New | Food Preparation | Natural Gas | Griddle | E4 | Utility - Value of Sales | 0 | 0 | 0 | 0 | 0 | 0 | 0 | 0 | 0 | 0 | 0 | 0 | 0 | 0 | 0 | 0 | 0 | 0 | 0 | 0 | 0 | 0 | 0 | 0 | 0 | 0 | 0 | 0 | 0 | 0
F6_Commercial_Restaurant_New_Food Preparation_Natural Gas_Griddle_E5 | F6 | Commercial | Restaurant | New | Food Preparation | Natural Gas | Griddle | E5 | Utility - Value of Sales | 0 | 0 | 0 | 0 | 0 | 0 | 0 | 0 | 0 | 0 | 0 | 0 | 0 | 0 | 0 | 0 | 0 | 0 | 0 | 0 | 0 | 0 | 0 | 0 | 0 | 0 | 0 | 0 | 0 | 0
F6_Commercial_Restaurant_New_Food Preparation_Natural Gas_Griddle_E6 | F6 | Commercial | Restaurant | New | Food Preparation | Natural Gas | Griddle | E6 | Utility - Value of Sales | 0 | 0 | 0 | 0 | 0 | 0 | 0 | 0 | 0 | 0 | 0 | 0 | 0 | 0 | 0 | 0 | 0 | 0 | 0 | 0 | 0 | 0 | 0 | 0 | 0 | 0 | 0 | 0 | 0 | 0
F6_Commercial_Restaurant_New_Food Preparation_Natural Gas_Griddle_E7 | F6 | Commercial | Restaurant | New | Food Preparation | Natural Gas | Griddle | E7 | Utility - Value of Sales | 0 | 0 | 0 | 0 | 0 | 0 | 0 | 0 | 0 | 0 | 0 | 0 | 0 | 0 | 0 | 0 | 0 | 0 | 0 | 0 | 0 | 0 | 0 | 0 | 0 | 0 | 0 | 0 | 0 | 0
F6_Commercial_Restaurant_New_Food Preparation_Natural Gas_Griddle_E8 | F6 | Commercial | Restaurant | New | Food Preparation | Natural Gas | Griddle | E8 | Utility - Value of Sales | 0 | 0 | 0 | 0 | 0 | 0 | 0 | 0 | 0 | 0 | 0 | 0 | 0 | 0 | 0 | 0 | 0 | 0 | 0 | 0 | 0 | 0 | 0 | 0 | 0 | 0 | 0 | 0 | 0 | 0
F6_Commercial_Restaurant_New_Food Preparation_Natural Gas_Griddle_E9 | F6 | Commercial | Restaurant | New | Food Preparation | Natural Gas | Griddle | E9 | Utility - Value of Sales | 0 | 0 | 0 | 0 | 0 | 0 | 0 | 0 | 0 | 0 | 0 | 0 | 0 | 0 | 0 | 0 | 0 | 0 | 0 | 0 | 0 | 0 | 0 | 0 | 0 | 0 | 0 | 0 | 0 | 0
F6_Commercial_Restaurant_New_Food Preparation_Natural Gas_Griddle_E10 | F6 | Commercial | Restaurant | New | Food Preparation | Natural Gas | Griddle | E10 | Utility - Value of Sales | 0 | 0 | 0 | 0 | 0 | 0 | 0 | 0 | 0 | 0 | 0 | 0 | 0 | 0 | 0 | 0 | 0 | 0 | 0 | 0 | 0 | 0 | 0 | 0 | 0 | 0 | 0 | 0 | 0 | 0
F1_Commercial_Restaurant_New_Food Preparation_Natural Gas_Range_E1 | F1 | Commercial | Restaurant | New | Food Preparation | Natural Gas | Range | E1 | Participant - Cost of Equipment | 0.56419 | 0.56419 | 0.56419 | 0.56419 | 0.56419 | 0.56419 | 0.56419 | 0.56419 | 0.56419 | 0.56419 | 0.56419 | 0.56419 | 0.56419 | 0.56419 | 0.56419 | 0.56419 | 0.56419 | 0.56419 | 0.56419 | 0.56419 | 0.56419 | 0.56419 | 0 | 0 | 0 | 0 | 0 | 0 | 0 | 0
F1_Commercial_Restaurant_New_Food Preparation_Natural Gas_Range_E2 | F1 | Commercial | Restaurant | New | Food Preparation | Natural Gas | Range | E2 | Participant - Cost of Equipment | 0.56426 | 0.56426 | 0.56426 | 0.56426 | 0.56426 | 0.56426 | 0.56426 | 0.56426 | 0.56426 | 0.56426 | 0.56426 | 0.56426 | 0.56426 | 0.56426 | 0.56426 | 0.56426 | 0.56426 | 0.56426 | 0.56426 | 0.56426 | 0.56426 | 0.56426 | 0 | 0 | 0 | 0 | 0 | 0 | 0 | 0
F1_Commercial_Restaurant_New_Food Preparation_Natural Gas_Range_E3 | F1 | Commercial | Restaurant | New | Food Preparation | Natural Gas | Range | E3 | Participant - Cost of Equipment | 0 | 0 | 0 | 0 | 0 | 0 | 0 | 0 | 0 | 0 | 0 | 0 | 0 | 0 | 0 | 0 | 0 | 0 | 0 | 0 | 0 | 0 | 0 | 0 | 0 | 0 | 0 | 0 | 0 | 0
F1_Commercial_Restaurant_New_Food Preparation_Natural Gas_Range_E4 | F1 | Commercial | Restaurant | New | Food Preparation | Natural Gas | Range | E4 | Participant - Cost of Equipment | 0 | 0 | 0 | 0 | 0 | 0 | 0 | 0 | 0 | 0 | 0 | 0 | 0 | 0 | 0 | 0 | 0 | 0 | 0 | 0 | 0 | 0 | 0 | 0 | 0 | 0 | 0 | 0 | 0 | 0
F1_Commercial_Restaurant_New_Food Preparation_Natural Gas_Range_E5 | F1 | Commercial | Restaurant | New | Food Preparation | Natural Gas | Range | E5 | Participant - Cost of Equipment | 0 | 0 | 0 | 0 | 0 | 0 | 0 | 0 | 0 | 0 | 0 | 0 | 0 | 0 | 0 | 0 | 0 | 0 | 0 | 0 | 0 | 0 | 0 | 0 | 0 | 0 | 0 | 0 | 0 | 0
F1_Commercial_Restaurant_New_Food Preparation_Natural Gas_Range_E6 | F1 | Commercial | Restaurant | New | Food Preparation | Natural Gas | Range | E6 | Participant - Cost of Equipment | 0 | 0 | 0 | 0 | 0 | 0 | 0 | 0 | 0 | 0 | 0 | 0 | 0 | 0 | 0 | 0 | 0 | 0 | 0 | 0 | 0 | 0 | 0 | 0 | 0 | 0 | 0 | 0 | 0 | 0
F1_Commercial_Restaurant_New_Food Preparation_Natural Gas_Range_E7 | F1 | Commercial | Restaurant | New | Food Preparation | Natural Gas | Range | E7 | Participant - Cost of Equipment | 0 | 0 | 0 | 0 | 0 | 0 | 0 | 0 | 0 | 0 | 0 | 0 | 0 | 0 | 0 | 0 | 0 | 0 | 0 | 0 | 0 | 0 | 0 | 0 | 0 | 0 | 0 | 0 | 0 | 0
F1_Commercial_Restaurant_New_Food Preparation_Natural Gas_Range_E8 | F1 | Commercial | Restaurant | New | Food Preparation | Natural Gas | Range | E8 | Participant - Cost of Equipment | 0 | 0 | 0 | 0 | 0 | 0 | 0 | 0 | 0 | 0 | 0 | 0 | 0 | 0 | 0 | 0 | 0 | 0 | 0 | 0 | 0 | 0 | 0 | 0 | 0 | 0 | 0 | 0 | 0 | 0
F1_Commercial_Restaurant_New_Food Preparation_Natural Gas_Range_E9 | F1 | Commercial | Restaurant | New | Food Preparation | Natural Gas | Range | E9 | Participant - Cost of Equipment | 0 | 0 | 0 | 0 | 0 | 0 | 0 | 0 | 0 | 0 | 0 | 0 | 0 | 0 | 0 | 0 | 0 | 0 | 0 | 0 | 0 | 0 | 0 | 0 | 0 | 0 | 0 | 0 | 0 | 0
F1_Commercial_Restaurant_New_Food Preparation_Natural Gas_Range_E10 | F1 | Commercial | Restaurant | New | Food Preparation | Natural Gas | Range | E10 | Participant - Cost of Equipment | 0 | 0 | 0 | 0 | 0 | 0 | 0 | 0 | 0 | 0 | 0 | 0 | 0 | 0 | 0 | 0 | 0 | 0 | 0 | 0 | 0 | 0 | 0 | 0 | 0 | 0 | 0 | 0 | 0 | 0
F2_Commercial_Restaurant_New_Food Preparation_Natural Gas_Range_E1 | F2 | Commercial | Restaurant | New | Food Preparation | Natural Gas | Range | E1 | Participant - Cost of Operation | 0.77673 | 0.78191 | 0.78861 | 0.80156 | 0.81954 | 0.84117 | 0.86081 | 0.87764 | 0.89361 | 0.90993 | 0.92739 | 0.94443 | 0.96054 | 0.97676 | 0.9911 | 1.0047 | 1.0194 | 1.0341 | 1.0489 | 1.0637 | 1.0783 | 1.0925 | 0 | 0 | 0 | 0 | 0 | 0 | 0 | 0
F2_Commercial_Restaurant_New_Food Preparation_Natural Gas_Range_E2 | F2 | Commercial | Restaurant | New | Food Preparation | Natural Gas | Range | E2 | Participant - Cost of Operation | 0.58255 | 0.58643 | 0.59146 | 0.60117 | 0.61465 | 0.63088 | 0.64561 | 0.65823 | 0.67021 | 0.68245 | 0.69554 | 0.70832 | 0.72041 | 0.73257 | 0.74333 | 0.75351 | 0.76452 | 0.77558 | 0.78669 | 0.79781 | 0.80872 | 0.81937 | 0 | 0 | 0 | 0 | 0 | 0 | 0 | 0
F2_Commercial_Restaurant_New_Food Preparation_Natural Gas_Range_E3 | F2 | Commercial | Restaurant | New | Food Preparation | Natural Gas | Range | E3 | Participant - Cost of Operation | 0 | 0 | 0 | 0 | 0 | 0 | 0 | 0 | 0 | 0 | 0 | 0 | 0 | 0 | 0 | 0 | 0 | 0 | 0 | 0 | 0 | 0 | 0 | 0 | 0 | 0 | 0 | 0 | 0 | 0
F2_Commercial_Restaurant_New_Food Preparation_Natural Gas_Range_E4 | F2 | Commercial | Restaurant | New | Food Preparation | Natural Gas | Range | E4 | Participant - Cost of Operation | 0 | 0 | 0 | 0 | 0 | 0 | 0 | 0 | 0 | 0 | 0 | 0 | 0 | 0 | 0 | 0 | 0 | 0 | 0 | 0 | 0 | 0 | 0 | 0 | 0 | 0 | 0 | 0 | 0 | 0
F2_Commercial_Restaurant_New_Food Preparation_Natural Gas_Range_E5 | F2 | Commercial | Restaurant | New | Food Preparation | Natural Gas | Range | E5 | Participant - Cost of Operation | 0 | 0 | 0 | 0 | 0 | 0 | 0 | 0 | 0 | 0 | 0 | 0 | 0 | 0 | 0 | 0 | 0 | 0 | 0 | 0 | 0 | 0 | 0 | 0 | 0 | 0 | 0 | 0 | 0 | 0
F2_Commercial_Restaurant_New_Food Preparation_Natural Gas_Range_E6 | F2 | Commercial | Restaurant | New | Food Preparation | Natural Gas | Range | E6 | Participant - Cost of Operation | 0 | 0 | 0 | 0 | 0 | 0 | 0 | 0 | 0 | 0 | 0 | 0 | 0 | 0 | 0 | 0 | 0 | 0 | 0 | 0 | 0 | 0 | 0 | 0 | 0 | 0 | 0 | 0 | 0 | 0
F2_Commercial_Restaurant_New_Food Preparation_Natural Gas_Range_E7 | F2 | Commercial | Restaurant | New | Food Preparation | Natural Gas | Range | E7 | Participant - Cost of Operation | 0 | 0 | 0 | 0 | 0 | 0 | 0 | 0 | 0 | 0 | 0 | 0 | 0 | 0 | 0 | 0 | 0 | 0 | 0 | 0 | 0 | 0 | 0 | 0 | 0 | 0 | 0 | 0 | 0 | 0
F2_Commercial_Restaurant_New_Food Preparation_Natural Gas_Range_E8 | F2 | Commercial | Restaurant | New | Food Preparation | Natural Gas | Range | E8 | Participant - Cost of Operation | 0 | 0 | 0 | 0 | 0 | 0 | 0 | 0 | 0 | 0 | 0 | 0 | 0 | 0 | 0 | 0 | 0 | 0 | 0 | 0 | 0 | 0 | 0 | 0 | 0 | 0 | 0 | 0 | 0 | 0
F2_Commercial_Restaurant_New_Food Preparation_Natural Gas_Range_E9 | F2 | Commercial | Restaurant | New | Food Preparation | Natural Gas | Range | E9 | Participant - Cost of Operation | 0 | 0 | 0 | 0 | 0 | 0 | 0 | 0 | 0 | 0 | 0 | 0 | 0 | 0 | 0 | 0 | 0 | 0 | 0 | 0 | 0 | 0 | 0 | 0 | 0 | 0 | 0 | 0 | 0 | 0
F2_Commercial_Restaurant_New_Food Preparation_Natural Gas_Range_E10 | F2 | Commercial | Restaurant | New | Food Preparation | Natural Gas | Range | E10 | Participant - Cost of Operation | 0 | 0 | 0 | 0 | 0 | 0 | 0 | 0 | 0 | 0 | 0 | 0 | 0 | 0 | 0 | 0 | 0 | 0 | 0 | 0 | 0 | 0 | 0 | 0 | 0 | 0 | 0 | 0 | 0 | 0
F3_Commercial_Restaurant_New_Food Preparation_Natural Gas_Range_E1 | F3 | Commercial | Restaurant | New | Food Preparation | Natural Gas | Range | E1 | System - kBTUs of Conusmption | 73.5946 | 73.7924 | 74.0319 | 74.6531 | 75.1944 | 75.6532 | 76.0016 | 76.3448 | 76.6596 | 76.9466 | 77.1857 | 77.3312 | 77.362 | 77.2785 | 77.049 | 76.7337 | 76.3949 | 76.0327 | 75.619 | 75.2206 | 74.8069 | 74.3818 | 0 | 0 | 0 | 0 | 0 | 0 | 0 | 0
F3_Commercial_Restaurant_New_Food Preparation_Natural Gas_Range_E2 | F3 | Commercial | Restaurant | New | Food Preparation | Natural Gas | Range | E2 | System - kBTUs of Conusmption | 55.1959 | 55.3443 | 55.5239 | 55.9899 | 56.3958 | 56.7399 | 57.0012 | 57.2586 | 57.4947 | 57.7099 | 57.8893 | 57.9984 | 58.0215 | 57.9589 | 57.7867 | 57.5503 | 57.2962 | 57.0246 | 56.7143 | 56.4154 | 56.1052 | 55.7863 | 0 | 0 | 0 | 0 | 0 | 0 | 0 | 0
F3_Commercial_Restaurant_New_Food Preparation_Natural Gas_Range_E3 | F3 | Commercial | Restaurant | New | Food Preparation | Natural Gas | Range | E3 | System - kBTUs of Conusmption | 0 | 0 | 0 | 0 | 0 | 0 | 0 | 0 | 0 | 0 | 0 | 0 | 0 | 0 | 0 | 0 | 0 | 0 | 0 | 0 | 0 | 0 | 0 | 0 | 0 | 0 | 0 | 0 | 0 | 0
F3_Commercial_Restaurant_New_Food Preparation_Natural Gas_Range_E4 | F3 | Commercial | Restaurant | New | Food Preparation | Natural Gas | Range | E4 | System - kBTUs of Conusmption | 0 | 0 | 0 | 0 | 0 | 0 | 0 | 0 | 0 | 0 | 0 | 0 | 0 | 0 | 0 | 0 | 0 | 0 | 0 | 0 | 0 | 0 | 0 | 0 | 0 | 0 | 0 | 0 | 0 | 0
F3_Commercial_Restaurant_New_Food Preparation_Natural Gas_Range_E5 | F3 | Commercial | Restaurant | New | Food Preparation | Natural Gas | Range | E5 | System - kBTUs of Conusmption | 0 | 0 | 0 | 0 | 0 | 0 | 0 | 0 | 0 | 0 | 0 | 0 | 0 | 0 | 0 | 0 | 0 | 0 | 0 | 0 | 0 | 0 | 0 | 0 | 0 | 0 | 0 | 0 | 0 | 0
F3_Commercial_Restaurant_New_Food Preparation_Natural Gas_Range_E6 | F3 | Commercial | Restaurant | New | Food Preparation | Natural Gas | Range | E6 | System - kBTUs of Conusmption | 0 | 0 | 0 | 0 | 0 | 0 | 0 | 0 | 0 | 0 | 0 | 0 | 0 | 0 | 0 | 0 | 0 | 0 | 0 | 0 | 0 | 0 | 0 | 0 | 0 | 0 | 0 | 0 | 0 | 0
F3_Commercial_Restaurant_New_Food Preparation_Natural Gas_Range_E7 | F3 | Commercial | Restaurant | New | Food Preparation | Natural Gas | Range | E7 | System - kBTUs of Conusmption | 0 | 0 | 0 | 0 | 0 | 0 | 0 | 0 | 0 | 0 | 0 | 0 | 0 | 0 | 0 | 0 | 0 | 0 | 0 | 0 | 0 | 0 | 0 | 0 | 0 | 0 | 0 | 0 | 0 | 0
F3_Commercial_Restaurant_New_Food Preparation_Natural Gas_Range_E8 | F3 | Commercial | Restaurant | New | Food Preparation | Natural Gas | Range | E8 | System - kBTUs of Conusmption | 0 | 0 | 0 | 0 | 0 | 0 | 0 | 0 | 0 | 0 | 0 | 0 | 0 | 0 | 0 | 0 | 0 | 0 | 0 | 0 | 0 | 0 | 0 | 0 | 0 | 0 | 0 | 0 | 0 | 0
F3_Commercial_Restaurant_New_Food Preparation_Natural Gas_Range_E9 | F3 | Commercial | Restaurant | New | Food Preparation | Natural Gas | Range | E9 | System - kBTUs of Conusmption | 0 | 0 | 0 | 0 | 0 | 0 | 0 | 0 | 0 | 0 | 0 | 0 | 0 | 0 | 0 | 0 | 0 | 0 | 0 | 0 | 0 | 0 | 0 | 0 | 0 | 0 | 0 | 0 | 0 | 0
F3_Commercial_Restaurant_New_Food Preparation_Natural Gas_Range_E10 | F3 | Commercial | Restaurant | New | Food Preparation | Natural Gas | Range | E10 | System - kBTUs of Conusmption | 0 | 0 | 0 | 0 | 0 | 0 | 0 | 0 | 0 | 0 | 0 | 0 | 0 | 0 | 0 | 0 | 0 | 0 | 0 | 0 | 0 | 0 | 0 | 0 | 0 | 0 | 0 | 0 | 0 | 0
F4_Commercial_Restaurant_New_Food Preparation_Natural Gas_Range_E1 | F4 | Commercial | Restaurant | New | Food Preparation | Natural Gas | Range | E1 | Utility - Cost of Equipment | 0.56419 | 0.56419 | 0.56419 | 0.56419 | 0.56419 | 0.56419 | 0.56419 | 0.56419 | 0.56419 | 0.56419 | 0.56419 | 0.56419 | 0.56419 | 0.56419 | 0.56419 | 0.56419 | 0.56419 | 0.56419 | 0.56419 | 0.56419 | 0.56419 | 0.56419 | 0 | 0 | 0 | 0 | 0 | 0 | 0 | 0
F4_Commercial_Restaurant_New_Food Preparation_Natural Gas_Range_E2 | F4 | Commercial | Restaurant | New | Food Preparation | Natural Gas | Range | E2 | Utility - Cost of Equipment | 0.56426 | 0.56426 | 0.56426 | 0.56426 | 0.56426 | 0.56426 | 0.56426 | 0.56426 | 0.56426 | 0.56426 | 0.56426 | 0.56426 | 0.56426 | 0.56426 | 0.56426 | 0.56426 | 0.56426 | 0.56426 | 0.56426 | 0.56426 | 0.56426 | 0.56426 | 0 | 0 | 0 | 0 | 0 | 0 | 0 | 0
F4_Commercial_Restaurant_New_Food Preparation_Natural Gas_Range_E3 | F4 | Commercial | Restaurant | New | Food Preparation | Natural Gas | Range | E3 | Utility - Cost of Equipment | 0 | 0 | 0 | 0 | 0 | 0 | 0 | 0 | 0 | 0 | 0 | 0 | 0 | 0 | 0 | 0 | 0 | 0 | 0 | 0 | 0 | 0 | 0 | 0 | 0 | 0 | 0 | 0 | 0 | 0
F4_Commercial_Restaurant_New_Food Preparation_Natural Gas_Range_E4 | F4 | Commercial | Restaurant | New | Food Preparation | Natural Gas | Range | E4 | Utility - Cost of Equipment | 0 | 0 | 0 | 0 | 0 | 0 | 0 | 0 | 0 | 0 | 0 | 0 | 0 | 0 | 0 | 0 | 0 | 0 | 0 | 0 | 0 | 0 | 0 | 0 | 0 | 0 | 0 | 0 | 0 | 0
F4_Commercial_Restaurant_New_Food Preparation_Natural Gas_Range_E5 | F4 | Commercial | Restaurant | New | Food Preparation | Natural Gas | Range | E5 | Utility - Cost of Equipment | 0 | 0 | 0 | 0 | 0 | 0 | 0 | 0 | 0 | 0 | 0 | 0 | 0 | 0 | 0 | 0 | 0 | 0 | 0 | 0 | 0 | 0 | 0 | 0 | 0 | 0 | 0 | 0 | 0 | 0
F4_Commercial_Restaurant_New_Food Preparation_Natural Gas_Range_E6 | F4 | Commercial | Restaurant | New | Food Preparation | Natural Gas | Range | E6 | Utility - Cost of Equipment | 0 | 0 | 0 | 0 | 0 | 0 | 0 | 0 | 0 | 0 | 0 | 0 | 0 | 0 | 0 | 0 | 0 | 0 | 0 | 0 | 0 | 0 | 0 | 0 | 0 | 0 | 0 | 0 | 0 | 0
F4_Commercial_Restaurant_New_Food Preparation_Natural Gas_Range_E7 | F4 | Commercial | Restaurant | New | Food Preparation | Natural Gas | Range | E7 | Utility - Cost of Equipment | 0 | 0 | 0 | 0 | 0 | 0 | 0 | 0 | 0 | 0 | 0 | 0 | 0 | 0 | 0 | 0 | 0 | 0 | 0 | 0 | 0 | 0 | 0 | 0 | 0 | 0 | 0 | 0 | 0 | 0
F4_Commercial_Restaurant_New_Food Preparation_Natural Gas_Range_E8 | F4 | Commercial | Restaurant | New | Food Preparation | Natural Gas | Range | E8 | Utility - Cost of Equipment | 0 | 0 | 0 | 0 | 0 | 0 | 0 | 0 | 0 | 0 | 0 | 0 | 0 | 0 | 0 | 0 | 0 | 0 | 0 | 0 | 0 | 0 | 0 | 0 | 0 | 0 | 0 | 0 | 0 | 0
F4_Commercial_Restaurant_New_Food Preparation_Natural Gas_Range_E9 | F4 | Commercial | Restaurant | New | Food Preparation | Natural Gas | Range | E9 | Utility - Cost of Equipment | 0 | 0 | 0 | 0 | 0 | 0 | 0 | 0 | 0 | 0 | 0 | 0 | 0 | 0 | 0 | 0 | 0 | 0 | 0 | 0 | 0 | 0 | 0 | 0 | 0 | 0 | 0 | 0 | 0 | 0
F4_Commercial_Restaurant_New_Food Preparation_Natural Gas_Range_E10 | F4 | Commercial | Restaurant | New | Food Preparation | Natural Gas | Range | E10 | Utility - Cost of Equipment | 0 | 0 | 0 | 0 | 0 | 0 | 0 | 0 | 0 | 0 | 0 | 0 | 0 | 0 | 0 | 0 | 0 | 0 | 0 | 0 | 0 | 0 | 0 | 0 | 0 | 0 | 0 | 0 | 0 | 0
F5_Commercial_Restaurant_New_Food Preparation_Natural Gas_Range_E1 | F5 | Commercial | Restaurant | New | Food Preparation | Natural Gas | Range | E1 | Utility - Cost of Operation | 0.64832 | 0.65264 | 0.65824 | 0.66905 | 0.68405 | 0.70211 | 0.7185 | 0.73255 | 0.74588 | 0.7595 | 0.77408 | 0.7883 | 0.80174 | 0.81528 | 0.82725 | 0.83858 | 0.85084 | 0.86315 | 0.87552 | 0.88789 | 0.90003 | 0.91188 | 0 | 0 | 0 | 0 | 0 | 0 | 0 | 0
F5_Commercial_Restaurant_New_Food Preparation_Natural Gas_Range_E2 | F5 | Commercial | Restaurant | New | Food Preparation | Natural Gas | Range | E2 | Utility - Cost of Operation | 0.48624 | 0.48948 | 0.49368 | 0.50179 | 0.51304 | 0.52658 | 0.53888 | 0.54941 | 0.55941 | 0.56962 | 0.58056 | 0.59122 | 0.60131 | 0.61146 | 0.62044 | 0.62894 | 0.63813 | 0.64736 | 0.65664 | 0.66592 | 0.67502 | 0.68391 | 0 | 0 | 0 | 0 | 0 | 0 | 0 | 0
F5_Commercial_Restaurant_New_Food Preparation_Natural Gas_Range_E3 | F5 | Commercial | Restaurant | New | Food Preparation | Natural Gas | Range | E3 | Utility - Cost of Operation | 0 | 0 | 0 | 0 | 0 | 0 | 0 | 0 | 0 | 0 | 0 | 0 | 0 | 0 | 0 | 0 | 0 | 0 | 0 | 0 | 0 | 0 | 0 | 0 | 0 | 0 | 0 | 0 | 0 | 0
F5_Commercial_Restaurant_New_Food Preparation_Natural Gas_Range_E4 | F5 | Commercial | Restaurant | New | Food Preparation | Natural Gas | Range | E4 | Utility - Cost of Operation | 0 | 0 | 0 | 0 | 0 | 0 | 0 | 0 | 0 | 0 | 0 | 0 | 0 | 0 | 0 | 0 | 0 | 0 | 0 | 0 | 0 | 0 | 0 | 0 | 0 | 0 | 0 | 0 | 0 | 0
F5_Commercial_Restaurant_New_Food Preparation_Natural Gas_Range_E5 | F5 | Commercial | Restaurant | New | Food Preparation | Natural Gas | Range | E5 | Utility - Cost of Operation | 0 | 0 | 0 | 0 | 0 | 0 | 0 | 0 | 0 | 0 | 0 | 0 | 0 | 0 | 0 | 0 | 0 | 0 | 0 | 0 | 0 | 0 | 0 | 0 | 0 | 0 | 0 | 0 | 0 | 0
F5_Commercial_Restaurant_New_Food Preparation_Natural Gas_Range_E6 | F5 | Commercial | Restaurant | New | Food Preparation | Natural Gas | Range | E6 | Utility - Cost of Operation | 0 | 0 | 0 | 0 | 0 | 0 | 0 | 0 | 0 | 0 | 0 | 0 | 0 | 0 | 0 | 0 | 0 | 0 | 0 | 0 | 0 | 0 | 0 | 0 | 0 | 0 | 0 | 0 | 0 | 0
F5_Commercial_Restaurant_New_Food Preparation_Natural Gas_Range_E7 | F5 | Commercial | Restaurant | New | Food Preparation | Natural Gas | Range | E7 | Utility - Cost of Operation | 0 | 0 | 0 | 0 | 0 | 0 | 0 | 0 | 0 | 0 | 0 | 0 | 0 | 0 | 0 | 0 | 0 | 0 | 0 | 0 | 0 | 0 | 0 | 0 | 0 | 0 | 0 | 0 | 0 | 0
F5_Commercial_Restaurant_New_Food Preparation_Natural Gas_Range_E8 | F5 | Commercial | Restaurant | New | Food Preparation | Natural Gas | Range | E8 | Utility - Cost of Operation | 0 | 0 | 0 | 0 | 0 | 0 | 0 | 0 | 0 | 0 | 0 | 0 | 0 | 0 | 0 | 0 | 0 | 0 | 0 | 0 | 0 | 0 | 0 | 0 | 0 | 0 | 0 | 0 | 0 | 0
F5_Commercial_Restaurant_New_Food Preparation_Natural Gas_Range_E9 | F5 | Commercial | Restaurant | New | Food Preparation | Natural Gas | Range | E9 | Utility - Cost of Operation | 0 | 0 | 0 | 0 | 0 | 0 | 0 | 0 | 0 | 0 | 0 | 0 | 0 | 0 | 0 | 0 | 0 | 0 | 0 | 0 | 0 | 0 | 0 | 0 | 0 | 0 | 0 | 0 | 0 | 0
F5_Commercial_Restaurant_New_Food Preparation_Natural Gas_Range_E10 | F5 | Commercial | Restaurant | New | Food Preparation | Natural Gas | Range | E10 | Utility - Cost of Operation | 0 | 0 | 0 | 0 | 0 | 0 | 0 | 0 | 0 | 0 | 0 | 0 | 0 | 0 | 0 | 0 | 0 | 0 | 0 | 0 | 0 | 0 | 0 | 0 | 0 | 0 | 0 | 0 | 0 | 0
F6_Commercial_Restaurant_New_Food Preparation_Natural Gas_Range_E1 | F6 | Commercial | Restaurant | New | Food Preparation | Natural Gas | Range | E1 | Utility - Value of Sales | 0.77673 | 0.78191 | 0.78861 | 0.80156 | 0.81954 | 0.84117 | 0.86081 | 0.87764 | 0.89361 | 0.90993 | 0.92739 | 0.94443 | 0.96054 | 0.97676 | 0.9911 | 1.0047 | 1.0194 | 1.0341 | 1.0489 | 1.0637 | 1.0783 | 1.0925 | 0 | 0 | 0 | 0 | 0 | 0 | 0 | 0
F6_Commercial_Restaurant_New_Food Preparation_Natural Gas_Range_E2 | F6 | Commercial | Restaurant | New | Food Preparation | Natural Gas | Range | E2 | Utility - Value of Sales | 0.58255 | 0.58643 | 0.59146 | 0.60117 | 0.61465 | 0.63088 | 0.64561 | 0.65823 | 0.67021 | 0.68245 | 0.69554 | 0.70832 | 0.72041 | 0.73257 | 0.74333 | 0.75351 | 0.76452 | 0.77558 | 0.78669 | 0.79781 | 0.80872 | 0.81937 | 0 | 0 | 0 | 0 | 0 | 0 | 0 | 0
F6_Commercial_Restaurant_New_Food Preparation_Natural Gas_Range_E3 | F6 | Commercial | Restaurant | New | Food Preparation | Natural Gas | Range | E3 | Utility - Value of Sales | 0 | 0 | 0 | 0 | 0 | 0 | 0 | 0 | 0 | 0 | 0 | 0 | 0 | 0 | 0 | 0 | 0 | 0 | 0 | 0 | 0 | 0 | 0 | 0 | 0 | 0 | 0 | 0 | 0 | 0
F6_Commercial_Restaurant_New_Food Preparation_Natural Gas_Range_E4 | F6 | Commercial | Restaurant | New | Food Preparation | Natural Gas | Range | E4 | Utility - Value of Sales | 0 | 0 | 0 | 0 | 0 | 0 | 0 | 0 | 0 | 0 | 0 | 0 | 0 | 0 | 0 | 0 | 0 | 0 | 0 | 0 | 0 | 0 | 0 | 0 | 0 | 0 | 0 | 0 | 0 | 0
F6_Commercial_Restaurant_New_Food Preparation_Natural Gas_Range_E5 | F6 | Commercial | Restaurant | New | Food Preparation | Natural Gas | Range | E5 | Utility - Value of Sales | 0 | 0 | 0 | 0 | 0 | 0 | 0 | 0 | 0 | 0 | 0 | 0 | 0 | 0 | 0 | 0 | 0 | 0 | 0 | 0 | 0 | 0 | 0 | 0 | 0 | 0 | 0 | 0 | 0 | 0
F6_Commercial_Restaurant_New_Food Preparation_Natural Gas_Range_E6 | F6 | Commercial | Restaurant | New | Food Preparation | Natural Gas | Range | E6 | Utility - Value of Sales | 0 | 0 | 0 | 0 | 0 | 0 | 0 | 0 | 0 | 0 | 0 | 0 | 0 | 0 | 0 | 0 | 0 | 0 | 0 | 0 | 0 | 0 | 0 | 0 | 0 | 0 | 0 | 0 | 0 | 0
F6_Commercial_Restaurant_New_Food Preparation_Natural Gas_Range_E7 | F6 | Commercial | Restaurant | New | Food Preparation | Natural Gas | Range | E7 | Utility - Value of Sales | 0 | 0 | 0 | 0 | 0 | 0 | 0 | 0 | 0 | 0 | 0 | 0 | 0 | 0 | 0 | 0 | 0 | 0 | 0 | 0 | 0 | 0 | 0 | 0 | 0 | 0 | 0 | 0 | 0 | 0
F6_Commercial_Restaurant_New_Food Preparation_Natural Gas_Range_E8 | F6 | Commercial | Restaurant | New | Food Preparation | Natural Gas | Range | E8 | Utility - Value of Sales | 0 | 0 | 0 | 0 | 0 | 0 | 0 | 0 | 0 | 0 | 0 | 0 | 0 | 0 | 0 | 0 | 0 | 0 | 0 | 0 | 0 | 0 | 0 | 0 | 0 | 0 | 0 | 0 | 0 | 0
F6_Commercial_Restaurant_New_Food Preparation_Natural Gas_Range_E9 | F6 | Commercial | Restaurant | New | Food Preparation | Natural Gas | Range | E9 | Utility - Value of Sales | 0 | 0 | 0 | 0 | 0 | 0 | 0 | 0 | 0 | 0 | 0 | 0 | 0 | 0 | 0 | 0 | 0 | 0 | 0 | 0 | 0 | 0 | 0 | 0 | 0 | 0 | 0 | 0 | 0 | 0
F6_Commercial_Restaurant_New_Food Preparation_Natural Gas_Range_E10 | F6 | Commercial | Restaurant | New | Food Preparation | Natural Gas | Range | E10 | Utility - Value of Sales | 0 | 0 | 0 | 0 | 0 | 0 | 0 | 0 | 0 | 0 | 0 | 0 | 0 | 0 | 0 | 0 | 0 | 0 | 0 | 0 | 0 | 0 | 0 | 0 | 0 | 0 | 0 | 0 | 0 | 0
F1_Commercial_Restaurant_New_Food Preparation_Natural Gas_Steamer_E1 | F1 | Commercial | Restaurant | New | Food Preparation | Natural Gas | Steamer | E1 | Participant - Cost of Equipment | 1.7053 | 1.7053 | 1.7053 | 1.7053 | 1.7053 | 1.7053 | 1.7053 | 1.7053 | 1.7053 | 1.7053 | 1.7053 | 1.7053 | 1.7053 | 1.7053 | 1.7053 | 1.7053 | 1.7053 | 1.7053 | 1.7053 | 1.7053 | 1.7053 | 1.7053 | 0 | 0 | 0 | 0 | 0 | 0 | 0 | 0
F1_Commercial_Restaurant_New_Food Preparation_Natural Gas_Steamer_E2 | F1 | Commercial | Restaurant | New | Food Preparation | Natural Gas | Steamer | E2 | Participant - Cost of Equipment | 1.8318 | 1.8318 | 1.8318 | 1.8318 | 1.8318 | 1.8318 | 1.8318 | 1.8318 | 1.8318 | 1.8318 | 1.8318 | 1.8318 | 1.8318 | 1.8318 | 1.8318 | 1.8318 | 1.8318 | 1.8318 | 1.8318 | 1.8318 | 1.8318 | 1.8318 | 0 | 0 | 0 | 0 | 0 | 0 | 0 | 0
F1_Commercial_Restaurant_New_Food Preparation_Natural Gas_Steamer_E3 | F1 | Commercial | Restaurant | New | Food Preparation | Natural Gas | Steamer | E3 | Participant - Cost of Equipment | 0 | 0 | 0 | 0 | 0 | 0 | 0 | 0 | 0 | 0 | 0 | 0 | 0 | 0 | 0 | 0 | 0 | 0 | 0 | 0 | 0 | 0 | 0 | 0 | 0 | 0 | 0 | 0 | 0 | 0
F1_Commercial_Restaurant_New_Food Preparation_Natural Gas_Steamer_E4 | F1 | Commercial | Restaurant | New | Food Preparation | Natural Gas | Steamer | E4 | Participant - Cost of Equipment | 0 | 0 | 0 | 0 | 0 | 0 | 0 | 0 | 0 | 0 | 0 | 0 | 0 | 0 | 0 | 0 | 0 | 0 | 0 | 0 | 0 | 0 | 0 | 0 | 0 | 0 | 0 | 0 | 0 | 0
F1_Commercial_Restaurant_New_Food Preparation_Natural Gas_Steamer_E5 | F1 | Commercial | Restaurant | New | Food Preparation | Natural Gas | Steamer | E5 | Participant - Cost of Equipment | 0 | 0 | 0 | 0 | 0 | 0 | 0 | 0 | 0 | 0 | 0 | 0 | 0 | 0 | 0 | 0 | 0 | 0 | 0 | 0 | 0 | 0 | 0 | 0 | 0 | 0 | 0 | 0 | 0 | 0
F1_Commercial_Restaurant_New_Food Preparation_Natural Gas_Steamer_E6 | F1 | Commercial | Restaurant | New | Food Preparation | Natural Gas | Steamer | E6 | Participant - Cost of Equipment | 0 | 0 | 0 | 0 | 0 | 0 | 0 | 0 | 0 | 0 | 0 | 0 | 0 | 0 | 0 | 0 | 0 | 0 | 0 | 0 | 0 | 0 | 0 | 0 | 0 | 0 | 0 | 0 | 0 | 0
F1_Commercial_Restaurant_New_Food Preparation_Natural Gas_Steamer_E7 | F1 | Commercial | Restaurant | New | Food Preparation | Natural Gas | Steamer | E7 | Participant - Cost of Equipment | 0 | 0 | 0 | 0 | 0 | 0 | 0 | 0 | 0 | 0 | 0 | 0 | 0 | 0 | 0 | 0 | 0 | 0 | 0 | 0 | 0 | 0 | 0 | 0 | 0 | 0 | 0 | 0 | 0 | 0
F1_Commercial_Restaurant_New_Food Preparation_Natural Gas_Steamer_E8 | F1 | Commercial | Restaurant | New | Food Preparation | Natural Gas | Steamer | E8 | Participant - Cost of Equipment | 0 | 0 | 0 | 0 | 0 | 0 | 0 | 0 | 0 | 0 | 0 | 0 | 0 | 0 | 0 | 0 | 0 | 0 | 0 | 0 | 0 | 0 | 0 | 0 | 0 | 0 | 0 | 0 | 0 | 0
F1_Commercial_Restaurant_New_Food Preparation_Natural Gas_Steamer_E9 | F1 | Commercial | Restaurant | New | Food Preparation | Natural Gas | Steamer | E9 | Participant - Cost of Equipment | 0 | 0 | 0 | 0 | 0 | 0 | 0 | 0 | 0 | 0 | 0 | 0 | 0 | 0 | 0 | 0 | 0 | 0 | 0 | 0 | 0 | 0 | 0 | 0 | 0 | 0 | 0 | 0 | 0 | 0
F1_Commercial_Restaurant_New_Food Preparation_Natural Gas_Steamer_E10 | F1 | Commercial | Restaurant | New | Food Preparation | Natural Gas | Steamer | E10 | Participant - Cost of Equipment | 0 | 0 | 0 | 0 | 0 | 0 | 0 | 0 | 0 | 0 | 0 | 0 | 0 | 0 | 0 | 0 | 0 | 0 | 0 | 0 | 0 | 0 | 0 | 0 | 0 | 0 | 0 | 0 | 0 | 0
F2_Commercial_Restaurant_New_Food Preparation_Natural Gas_Steamer_E1 | F2 | Commercial | Restaurant | New | Food Preparation | Natural Gas | Steamer | E1 | Participant - Cost of Operation | 1.8545 | 1.8703 | 1.8891 | 1.9206 | 1.9625 | 2.0123 | 2.0583 | 2.0979 | 2.135 | 2.1715 | 2.2091 | 2.2466 | 2.2831 | 2.3207 | 2.3555 | 2.39 | 2.4268 | 2.4639 | 2.5013 | 2.5389 | 2.576 | 2.6126 | 0 | 0 | 0 | 0 | 0 | 0 | 0 | 0
F2_Commercial_Restaurant_New_Food Preparation_Natural Gas_Steamer_E2 | F2 | Commercial | Restaurant | New | Food Preparation | Natural Gas | Steamer | E2 | Participant - Cost of Operation | 0.38684 | 0.39012 | 0.39405 | 0.40062 | 0.40937 | 0.41975 | 0.42934 | 0.43761 | 0.44533 | 0.45296 | 0.46081 | 0.46863 | 0.47623 | 0.48407 | 0.49134 | 0.49852 | 0.50621 | 0.51395 | 0.52175 | 0.52958 | 0.53733 | 0.54496 | 0 | 0 | 0 | 0 | 0 | 0 | 0 | 0
F2_Commercial_Restaurant_New_Food Preparation_Natural Gas_Steamer_E3 | F2 | Commercial | Restaurant | New | Food Preparation | Natural Gas | Steamer | E3 | Participant - Cost of Operation | 0 | 0 | 0 | 0 | 0 | 0 | 0 | 0 | 0 | 0 | 0 | 0 | 0 | 0 | 0 | 0 | 0 | 0 | 0 | 0 | 0 | 0 | 0 | 0 | 0 | 0 | 0 | 0 | 0 | 0
F2_Commercial_Restaurant_New_Food Preparation_Natural Gas_Steamer_E4 | F2 | Commercial | Restaurant | New | Food Preparation | Natural Gas | Steamer | E4 | Participant - Cost of Operation | 0 | 0 | 0 | 0 | 0 | 0 | 0 | 0 | 0 | 0 | 0 | 0 | 0 | 0 | 0 | 0 | 0 | 0 | 0 | 0 | 0 | 0 | 0 | 0 | 0 | 0 | 0 | 0 | 0 | 0
F2_Commercial_Restaurant_New_Food Preparation_Natural Gas_Steamer_E5 | F2 | Commercial | Restaurant | New | Food Preparation | Natural Gas | Steamer | E5 | Participant - Cost of Operation | 0 | 0 | 0 | 0 | 0 | 0 | 0 | 0 | 0 | 0 | 0 | 0 | 0 | 0 | 0 | 0 | 0 | 0 | 0 | 0 | 0 | 0 | 0 | 0 | 0 | 0 | 0 | 0 | 0 | 0
F2_Commercial_Restaurant_New_Food Preparation_Natural Gas_Steamer_E6 | F2 | Commercial | Restaurant | New | Food Preparation | Natural Gas | Steamer | E6 | Participant - Cost of Operation | 0 | 0 | 0 | 0 | 0 | 0 | 0 | 0 | 0 | 0 | 0 | 0 | 0 | 0 | 0 | 0 | 0 | 0 | 0 | 0 | 0 | 0 | 0 | 0 | 0 | 0 | 0 | 0 | 0 | 0
F2_Commercial_Restaurant_New_Food Preparation_Natural Gas_Steamer_E7 | F2 | Commercial | Restaurant | New | Food Preparation | Natural Gas | Steamer | E7 | Participant - Cost of Operation | 0 | 0 | 0 | 0 | 0 | 0 | 0 | 0 | 0 | 0 | 0 | 0 | 0 | 0 | 0 | 0 | 0 | 0 | 0 | 0 | 0 | 0 | 0 | 0 | 0 | 0 | 0 | 0 | 0 | 0
F2_Commercial_Restaurant_New_Food Preparation_Natural Gas_Steamer_E8 | F2 | Commercial | Restaurant | New | Food Preparation | Natural Gas | Steamer | E8 | Participant - Cost of Operation | 0 | 0 | 0 | 0 | 0 | 0 | 0 | 0 | 0 | 0 | 0 | 0 | 0 | 0 | 0 | 0 | 0 | 0 | 0 | 0 | 0 | 0 | 0 | 0 | 0 | 0 | 0 | 0 | 0 | 0
F2_Commercial_Restaurant_New_Food Preparation_Natural Gas_Steamer_E9 | F2 | Commercial | Restaurant | New | Food Preparation | Natural Gas | Steamer | E9 | Participant - Cost of Operation | 0 | 0 | 0 | 0 | 0 | 0 | 0 | 0 | 0 | 0 | 0 | 0 | 0 | 0 | 0 | 0 | 0 | 0 | 0 | 0 | 0 | 0 | 0 | 0 | 0 | 0 | 0 | 0 | 0 | 0
F2_Commercial_Restaurant_New_Food Preparation_Natural Gas_Steamer_E10 | F2 | Commercial | Restaurant | New | Food Preparation | Natural Gas | Steamer | E10 | Participant - Cost of Operation | 0 | 0 | 0 | 0 | 0 | 0 | 0 | 0 | 0 | 0 | 0 | 0 | 0 | 0 | 0 | 0 | 0 | 0 | 0 | 0 | 0 | 0 | 0 | 0 | 0 | 0 | 0 | 0 | 0 | 0
F3_Commercial_Restaurant_New_Food Preparation_Natural Gas_Steamer_E1 | F3 | Commercial | Restaurant | New | Food Preparation | Natural Gas | Steamer | E1 | System - kBTUs of Conusmption | 174.5264 | 175.0345 | 175.6077 | 176.926 | 178.0786 | 179.0599 | 179.8102 | 180.4503 | 180.9273 | 181.2417 | 181.3412 | 181.3291 | 181.1612 | 180.8412 | 180.3087 | 179.6898 | 179.0245 | 178.3134 | 177.501 | 176.7187 | 175.9065 | 175.0717 | 0 | 0 | 0 | 0 | 0 | 0 | 0 | 0
F3_Commercial_Restaurant_New_Food Preparation_Natural Gas_Steamer_E2 | F3 | Commercial | Restaurant | New | Food Preparation | Natural Gas | Steamer | E2 | System - kBTUs of Conusmption | 36.4047 | 36.5106 | 36.6302 | 36.9052 | 37.1456 | 37.3503 | 37.5068 | 37.6403 | 37.7398 | 37.8054 | 37.8261 | 37.8236 | 37.7886 | 37.7219 | 37.6108 | 37.4817 | 37.3429 | 37.1946 | 37.0251 | 36.8619 | 36.6925 | 36.5184 | 0 | 0 | 0 | 0 | 0 | 0 | 0 | 0
F3_Commercial_Restaurant_New_Food Preparation_Natural Gas_Steamer_E3 | F3 | Commercial | Restaurant | New | Food Preparation | Natural Gas | Steamer | E3 | System - kBTUs of Conusmption | 0 | 0 | 0 | 0 | 0 | 0 | 0 | 0 | 0 | 0 | 0 | 0 | 0 | 0 | 0 | 0 | 0 | 0 | 0 | 0 | 0 | 0 | 0 | 0 | 0 | 0 | 0 | 0 | 0 | 0
F3_Commercial_Restaurant_New_Food Preparation_Natural Gas_Steamer_E4 | F3 | Commercial | Restaurant | New | Food Preparation | Natural Gas | Steamer | E4 | System - kBTUs of Conusmption | 0 | 0 | 0 | 0 | 0 | 0 | 0 | 0 | 0 | 0 | 0 | 0 | 0 | 0 | 0 | 0 | 0 | 0 | 0 | 0 | 0 | 0 | 0 | 0 | 0 | 0 | 0 | 0 | 0 | 0
F3_Commercial_Restaurant_New_Food Preparation_Natural Gas_Steamer_E5 | F3 | Commercial | Restaurant | New | Food Preparation | Natural Gas | Steamer | E5 | System - kBTUs of Conusmption | 0 | 0 | 0 | 0 | 0 | 0 | 0 | 0 | 0 | 0 | 0 | 0 | 0 | 0 | 0 | 0 | 0 | 0 | 0 | 0 | 0 | 0 | 0 | 0 | 0 | 0 | 0 | 0 | 0 | 0
F3_Commercial_Restaurant_New_Food Preparation_Natural Gas_Steamer_E6 | F3 | Commercial | Restaurant | New | Food Preparation | Natural Gas | Steamer | E6 | System - kBTUs of Conusmption | 0 | 0 | 0 | 0 | 0 | 0 | 0 | 0 | 0 | 0 | 0 | 0 | 0 | 0 | 0 | 0 | 0 | 0 | 0 | 0 | 0 | 0 | 0 | 0 | 0 | 0 | 0 | 0 | 0 | 0
F3_Commercial_Restaurant_New_Food Preparation_Natural Gas_Steamer_E7 | F3 | Commercial | Restaurant | New | Food Preparation | Natural Gas | Steamer | E7 | System - kBTUs of Conusmption | 0 | 0 | 0 | 0 | 0 | 0 | 0 | 0 | 0 | 0 | 0 | 0 | 0 | 0 | 0 | 0 | 0 | 0 | 0 | 0 | 0 | 0 | 0 | 0 | 0 | 0 | 0 | 0 | 0 | 0
F3_Commercial_Restaurant_New_Food Preparation_Natural Gas_Steamer_E8 | F3 | Commercial | Restaurant | New | Food Preparation | Natural Gas | Steamer | E8 | System - kBTUs of Conusmption | 0 | 0 | 0 | 0 | 0 | 0 | 0 | 0 | 0 | 0 | 0 | 0 | 0 | 0 | 0 | 0 | 0 | 0 | 0 | 0 | 0 | 0 | 0 | 0 | 0 | 0 | 0 | 0 | 0 | 0
F3_Commercial_Restaurant_New_Food Preparation_Natural Gas_Steamer_E9 | F3 | Commercial | Restaurant | New | Food Preparation | Natural Gas | Steamer | E9 | System - kBTUs of Conusmption | 0 | 0 | 0 | 0 | 0 | 0 | 0 | 0 | 0 | 0 | 0 | 0 | 0 | 0 | 0 | 0 | 0 | 0 | 0 | 0 | 0 | 0 | 0 | 0 | 0 | 0 | 0 | 0 | 0 | 0
F3_Commercial_Restaurant_New_Food Preparation_Natural Gas_Steamer_E10 | F3 | Commercial | Restaurant | New | Food Preparation | Natural Gas | Steamer | E10 | System - kBTUs of Conusmption | 0 | 0 | 0 | 0 | 0 | 0 | 0 | 0 | 0 | 0 | 0 | 0 | 0 | 0 | 0 | 0 | 0 | 0 | 0 | 0 | 0 | 0 | 0 | 0 | 0 | 0 | 0 | 0 | 0 | 0
F4_Commercial_Restaurant_New_Food Preparation_Natural Gas_Steamer_E1 | F4 | Commercial | Restaurant | New | Food Preparation | Natural Gas | Steamer | E1 | Utility - Cost of Equipment | 1.7053 | 1.7053 | 1.7053 | 1.7053 | 1.7053 | 1.7053 | 1.7053 | 1.7053 | 1.7053 | 1.7053 | 1.7053 | 1.7053 | 1.7053 | 1.7053 | 1.7053 | 1.7053 | 1.7053 | 1.7053 | 1.7053 | 1.7053 | 1.7053 | 1.7053 | 0 | 0 | 0 | 0 | 0 | 0 | 0 | 0
F4_Commercial_Restaurant_New_Food Preparation_Natural Gas_Steamer_E2 | F4 | Commercial | Restaurant | New | Food Preparation | Natural Gas | Steamer | E2 | Utility - Cost of Equipment | 1.8318 | 1.8318 | 1.8318 | 1.8318 | 1.8318 | 1.8318 | 1.8318 | 1.8318 | 1.8318 | 1.8318 | 1.8318 | 1.8318 | 1.8318 | 1.8318 | 1.8318 | 1.8318 | 1.8318 | 1.8318 | 1.8318 | 1.8318 | 1.8318 | 1.8318 | 0 | 0 | 0 | 0 | 0 | 0 | 0 | 0
F4_Commercial_Restaurant_New_Food Preparation_Natural Gas_Steamer_E3 | F4 | Commercial | Restaurant | New | Food Preparation | Natural Gas | Steamer | E3 | Utility - Cost of Equipment | 0 | 0 | 0 | 0 | 0 | 0 | 0 | 0 | 0 | 0 | 0 | 0 | 0 | 0 | 0 | 0 | 0 | 0 | 0 | 0 | 0 | 0 | 0 | 0 | 0 | 0 | 0 | 0 | 0 | 0
F4_Commercial_Restaurant_New_Food Preparation_Natural Gas_Steamer_E4 | F4 | Commercial | Restaurant | New | Food Preparation | Natural Gas | Steamer | E4 | Utility - Cost of Equipment | 0 | 0 | 0 | 0 | 0 | 0 | 0 | 0 | 0 | 0 | 0 | 0 | 0 | 0 | 0 | 0 | 0 | 0 | 0 | 0 | 0 | 0 | 0 | 0 | 0 | 0 | 0 | 0 | 0 | 0
F4_Commercial_Restaurant_New_Food Preparation_Natural Gas_Steamer_E5 | F4 | Commercial | Restaurant | New | Food Preparation | Natural Gas | Steamer | E5 | Utility - Cost of Equipment | 0 | 0 | 0 | 0 | 0 | 0 | 0 | 0 | 0 | 0 | 0 | 0 | 0 | 0 | 0 | 0 | 0 | 0 | 0 | 0 | 0 | 0 | 0 | 0 | 0 | 0 | 0 | 0 | 0 | 0
F4_Commercial_Restaurant_New_Food Preparation_Natural Gas_Steamer_E6 | F4 | Commercial | Restaurant | New | Food Preparation | Natural Gas | Steamer | E6 | Utility - Cost of Equipment | 0 | 0 | 0 | 0 | 0 | 0 | 0 | 0 | 0 | 0 | 0 | 0 | 0 | 0 | 0 | 0 | 0 | 0 | 0 | 0 | 0 | 0 | 0 | 0 | 0 | 0 | 0 | 0 | 0 | 0
F4_Commercial_Restaurant_New_Food Preparation_Natural Gas_Steamer_E7 | F4 | Commercial | Restaurant | New | Food Preparation | Natural Gas | Steamer | E7 | Utility - Cost of Equipment | 0 | 0 | 0 | 0 | 0 | 0 | 0 | 0 | 0 | 0 | 0 | 0 | 0 | 0 | 0 | 0 | 0 | 0 | 0 | 0 | 0 | 0 | 0 | 0 | 0 | 0 | 0 | 0 | 0 | 0
F4_Commercial_Restaurant_New_Food Preparation_Natural Gas_Steamer_E8 | F4 | Commercial | Restaurant | New | Food Preparation | Natural Gas | Steamer | E8 | Utility - Cost of Equipment | 0 | 0 | 0 | 0 | 0 | 0 | 0 | 0 | 0 | 0 | 0 | 0 | 0 | 0 | 0 | 0 | 0 | 0 | 0 | 0 | 0 | 0 | 0 | 0 | 0 | 0 | 0 | 0 | 0 | 0
F4_Commercial_Restaurant_New_Food Preparation_Natural Gas_Steamer_E9 | F4 | Commercial | Restaurant | New | Food Preparation | Natural Gas | Steamer | E9 | Utility - Cost of Equipment | 0 | 0 | 0 | 0 | 0 | 0 | 0 | 0 | 0 | 0 | 0 | 0 | 0 | 0 | 0 | 0 | 0 | 0 | 0 | 0 | 0 | 0 | 0 | 0 | 0 | 0 | 0 | 0 | 0 | 0
F4_Commercial_Restaurant_New_Food Preparation_Natural Gas_Steamer_E10 | F4 | Commercial | Restaurant | New | Food Preparation | Natural Gas | Steamer | E10 | Utility - Cost of Equipment | 0 | 0 | 0 | 0 | 0 | 0 | 0 | 0 | 0 | 0 | 0 | 0 | 0 | 0 | 0 | 0 | 0 | 0 | 0 | 0 | 0 | 0 | 0 | 0 | 0 | 0 | 0 | 0 | 0 | 0
F5_Commercial_Restaurant_New_Food Preparation_Natural Gas_Steamer_E1 | F5 | Commercial | Restaurant | New | Food Preparation | Natural Gas | Steamer | E1 | Utility - Cost of Operation | 1.5479 | 1.5611 | 1.5768 | 1.6031 | 1.6381 | 1.6796 | 1.718 | 1.7511 | 1.782 | 1.8125 | 1.8439 | 1.8752 | 1.9056 | 1.937 | 1.9661 | 1.9949 | 2.0256 | 2.0566 | 2.0878 | 2.1191 | 2.1501 | 2.1807 | 0 | 0 | 0 | 0 | 0 | 0 | 0 | 0
F5_Commercial_Restaurant_New_Food Preparation_Natural Gas_Steamer_E2 | F5 | Commercial | Restaurant | New | Food Preparation | Natural Gas | Steamer | E2 | Utility - Cost of Operation | 0.32289 | 0.32562 | 0.3289 | 0.33439 | 0.34169 | 0.35035 | 0.35836 | 0.36526 | 0.37171 | 0.37807 | 0.38463 | 0.39115 | 0.3975 | 0.40404 | 0.41011 | 0.41611 | 0.42252 | 0.42898 | 0.43549 | 0.44203 | 0.4485 | 0.45487 | 0 | 0 | 0 | 0 | 0 | 0 | 0 | 0
F5_Commercial_Restaurant_New_Food Preparation_Natural Gas_Steamer_E3 | F5 | Commercial | Restaurant | New | Food Preparation | Natural Gas | Steamer | E3 | Utility - Cost of Operation | 0 | 0 | 0 | 0 | 0 | 0 | 0 | 0 | 0 | 0 | 0 | 0 | 0 | 0 | 0 | 0 | 0 | 0 | 0 | 0 | 0 | 0 | 0 | 0 | 0 | 0 | 0 | 0 | 0 | 0
F5_Commercial_Restaurant_New_Food Preparation_Natural Gas_Steamer_E4 | F5 | Commercial | Restaurant | New | Food Preparation | Natural Gas | Steamer | E4 | Utility - Cost of Operation | 0 | 0 | 0 | 0 | 0 | 0 | 0 | 0 | 0 | 0 | 0 | 0 | 0 | 0 | 0 | 0 | 0 | 0 | 0 | 0 | 0 | 0 | 0 | 0 | 0 | 0 | 0 | 0 | 0 | 0
F5_Commercial_Restaurant_New_Food Preparation_Natural Gas_Steamer_E5 | F5 | Commercial | Restaurant | New | Food Preparation | Natural Gas | Steamer | E5 | Utility - Cost of Operation | 0 | 0 | 0 | 0 | 0 | 0 | 0 | 0 | 0 | 0 | 0 | 0 | 0 | 0 | 0 | 0 | 0 | 0 | 0 | 0 | 0 | 0 | 0 | 0 | 0 | 0 | 0 | 0 | 0 | 0
F5_Commercial_Restaurant_New_Food Preparation_Natural Gas_Steamer_E6 | F5 | Commercial | Restaurant | New | Food Preparation | Natural Gas | Steamer | E6 | Utility - Cost of Operation | 0 | 0 | 0 | 0 | 0 | 0 | 0 | 0 | 0 | 0 | 0 | 0 | 0 | 0 | 0 | 0 | 0 | 0 | 0 | 0 | 0 | 0 | 0 | 0 | 0 | 0 | 0 | 0 | 0 | 0
F5_Commercial_Restaurant_New_Food Preparation_Natural Gas_Steamer_E7 | F5 | Commercial | Restaurant | New | Food Preparation | Natural Gas | Steamer | E7 | Utility - Cost of Operation | 0 | 0 | 0 | 0 | 0 | 0 | 0 | 0 | 0 | 0 | 0 | 0 | 0 | 0 | 0 | 0 | 0 | 0 | 0 | 0 | 0 | 0 | 0 | 0 | 0 | 0 | 0 | 0 | 0 | 0
F5_Commercial_Restaurant_New_Food Preparation_Natural Gas_Steamer_E8 | F5 | Commercial | Restaurant | New | Food Preparation | Natural Gas | Steamer | E8 | Utility - Cost of Operation | 0 | 0 | 0 | 0 | 0 | 0 | 0 | 0 | 0 | 0 | 0 | 0 | 0 | 0 | 0 | 0 | 0 | 0 | 0 | 0 | 0 | 0 | 0 | 0 | 0 | 0 | 0 | 0 | 0 | 0
F5_Commercial_Restaurant_New_Food Preparation_Natural Gas_Steamer_E9 | F5 | Commercial | Restaurant | New | Food Preparation | Natural Gas | Steamer | E9 | Utility - Cost of Operation | 0 | 0 | 0 | 0 | 0 | 0 | 0 | 0 | 0 | 0 | 0 | 0 | 0 | 0 | 0 | 0 | 0 | 0 | 0 | 0 | 0 | 0 | 0 | 0 | 0 | 0 | 0 | 0 | 0 | 0
F5_Commercial_Restaurant_New_Food Preparation_Natural Gas_Steamer_E10 | F5 | Commercial | Restaurant | New | Food Preparation | Natural Gas | Steamer | E10 | Utility - Cost of Operation | 0 | 0 | 0 | 0 | 0 | 0 | 0 | 0 | 0 | 0 | 0 | 0 | 0 | 0 | 0 | 0 | 0 | 0 | 0 | 0 | 0 | 0 | 0 | 0 | 0 | 0 | 0 | 0 | 0 | 0
F6_Commercial_Restaurant_New_Food Preparation_Natural Gas_Steamer_E1 | F6 | Commercial | Restaurant | New | Food Preparation | Natural Gas | Steamer | E1 | Utility - Value of Sales | 1.8545 | 1.8703 | 1.8891 | 1.9206 | 1.9625 | 2.0123 | 2.0583 | 2.0979 | 2.135 | 2.1715 | 2.2091 | 2.2466 | 2.2831 | 2.3207 | 2.3555 | 2.39 | 2.4268 | 2.4639 | 2.5013 | 2.5389 | 2.576 | 2.6126 | 0 | 0 | 0 | 0 | 0 | 0 | 0 | 0
F6_Commercial_Restaurant_New_Food Preparation_Natural Gas_Steamer_E2 | F6 | Commercial | Restaurant | New | Food Preparation | Natural Gas | Steamer | E2 | Utility - Value of Sales | 0.38684 | 0.39012 | 0.39405 | 0.40062 | 0.40937 | 0.41975 | 0.42934 | 0.43761 | 0.44533 | 0.45296 | 0.46081 | 0.46863 | 0.47623 | 0.48407 | 0.49134 | 0.49852 | 0.50621 | 0.51395 | 0.52175 | 0.52958 | 0.53733 | 0.54496 | 0 | 0 | 0 | 0 | 0 | 0 | 0 | 0
F6_Commercial_Restaurant_New_Food Preparation_Natural Gas_Steamer_E3 | F6 | Commercial | Restaurant | New | Food Preparation | Natural Gas | Steamer | E3 | Utility - Value of Sales | 0 | 0 | 0 | 0 | 0 | 0 | 0 | 0 | 0 | 0 | 0 | 0 | 0 | 0 | 0 | 0 | 0 | 0 | 0 | 0 | 0 | 0 | 0 | 0 | 0 | 0 | 0 | 0 | 0 | 0
F6_Commercial_Restaurant_New_Food Preparation_Natural Gas_Steamer_E4 | F6 | Commercial | Restaurant | New | Food Preparation | Natural Gas | Steamer | E4 | Utility - Value of Sales | 0 | 0 | 0 | 0 | 0 | 0 | 0 | 0 | 0 | 0 | 0 | 0 | 0 | 0 | 0 | 0 | 0 | 0 | 0 | 0 | 0 | 0 | 0 | 0 | 0 | 0 | 0 | 0 | 0 | 0
F6_Commercial_Restaurant_New_Food Preparation_Natural Gas_Steamer_E5 | F6 | Commercial | Restaurant | New | Food Preparation | Natural Gas | Steamer | E5 | Utility - Value of Sales | 0 | 0 | 0 | 0 | 0 | 0 | 0 | 0 | 0 | 0 | 0 | 0 | 0 | 0 | 0 | 0 | 0 | 0 | 0 | 0 | 0 | 0 | 0 | 0 | 0 | 0 | 0 | 0 | 0 | 0
F6_Commercial_Restaurant_New_Food Preparation_Natural Gas_Steamer_E6 | F6 | Commercial | Restaurant | New | Food Preparation | Natural Gas | Steamer | E6 | Utility - Value of Sales | 0 | 0 | 0 | 0 | 0 | 0 | 0 | 0 | 0 | 0 | 0 | 0 | 0 | 0 | 0 | 0 | 0 | 0 | 0 | 0 | 0 | 0 | 0 | 0 | 0 | 0 | 0 | 0 | 0 | 0
F6_Commercial_Restaurant_New_Food Preparation_Natural Gas_Steamer_E7 | F6 | Commercial | Restaurant | New | Food Preparation | Natural Gas | Steamer | E7 | Utility - Value of Sales | 0 | 0 | 0 | 0 | 0 | 0 | 0 | 0 | 0 | 0 | 0 | 0 | 0 | 0 | 0 | 0 | 0 | 0 | 0 | 0 | 0 | 0 | 0 | 0 | 0 | 0 | 0 | 0 | 0 | 0
F6_Commercial_Restaurant_New_Food Preparation_Natural Gas_Steamer_E8 | F6 | Commercial | Restaurant | New | Food Preparation | Natural Gas | Steamer | E8 | Utility - Value of Sales | 0 | 0 | 0 | 0 | 0 | 0 | 0 | 0 | 0 | 0 | 0 | 0 | 0 | 0 | 0 | 0 | 0 | 0 | 0 | 0 | 0 | 0 | 0 | 0 | 0 | 0 | 0 | 0 | 0 | 0
F6_Commercial_Restaurant_New_Food Preparation_Natural Gas_Steamer_E9 | F6 | Commercial | Restaurant | New | Food Preparation | Natural Gas | Steamer | E9 | Utility - Value of Sales | 0 | 0 | 0 | 0 | 0 | 0 | 0 | 0 | 0 | 0 | 0 | 0 | 0 | 0 | 0 | 0 | 0 | 0 | 0 | 0 | 0 | 0 | 0 | 0 | 0 | 0 | 0 | 0 | 0 | 0
F6_Commercial_Restaurant_New_Food Preparation_Natural Gas_Steamer_E10 | F6 | Commercial | Restaurant | New | Food Preparation | Natural Gas | Steamer | E10 | Utility - Value of Sales | 0 | 0 | 0 | 0 | 0 | 0 | 0 | 0 | 0 | 0 | 0 | 0 | 0 | 0 | 0 | 0 | 0 | 0 | 0 | 0 | 0 | 0 | 0 | 0 | 0 | 0 | 0 | 0 | 0 | 0
F1_Commercial_Restaurant_New_Food Preparation_Natural Gas_Food Prep Other_E1 | F1 | Commercial | Restaurant | New | Food Preparation | Natural Gas | Food Prep Other | E1 | Participant - Cost of Equipment | 0.07225 | 0.07225 | 0.07225 | 0.07225 | 0.07225 | 0.07225 | 0.07225 | 0.07225 | 0.07225 | 0.07225 | 0.07225 | 0.07225 | 0.07225 | 0.07225 | 0.07225 | 0.07225 | 0.07225 | 0.07225 | 0.07225 | 0.07225 | 0.07225 | 0.07225 | 0 | 0 | 0 | 0 | 0 | 0 | 0 | 0
F1_Commercial_Restaurant_New_Food Preparation_Natural Gas_Food Prep Other_E2 | F1 | Commercial | Restaurant | New | Food Preparation | Natural Gas | Food Prep Other | E2 | Participant - Cost of Equipment | 0.072322 | 0.072322 | 0.072322 | 0.072322 | 0.072322 | 0.072322 | 0.072322 | 0.072322 | 0.072322 | 0.072322 | 0.072322 | 0.072322 | 0.072322 | 0.072322 | 0.072322 | 0.072322 | 0.072322 | 0.072322 | 0.072322 | 0.072322 | 0.072322 | 0.072322 | 0 | 0 | 0 | 0 | 0 | 0 | 0 | 0
F1_Commercial_Restaurant_New_Food Preparation_Natural Gas_Food Prep Other_E3 | F1 | Commercial | Restaurant | New | Food Preparation | Natural Gas | Food Prep Other | E3 | Participant - Cost of Equipment | 0 | 0 | 0 | 0 | 0 | 0 | 0 | 0 | 0 | 0 | 0 | 0 | 0 | 0 | 0 | 0 | 0 | 0 | 0 | 0 | 0 | 0 | 0 | 0 | 0 | 0 | 0 | 0 | 0 | 0
F1_Commercial_Restaurant_New_Food Preparation_Natural Gas_Food Prep Other_E4 | F1 | Commercial | Restaurant | New | Food Preparation | Natural Gas | Food Prep Other | E4 | Participant - Cost of Equipment | 0 | 0 | 0 | 0 | 0 | 0 | 0 | 0 | 0 | 0 | 0 | 0 | 0 | 0 | 0 | 0 | 0 | 0 | 0 | 0 | 0 | 0 | 0 | 0 | 0 | 0 | 0 | 0 | 0 | 0
F1_Commercial_Restaurant_New_Food Preparation_Natural Gas_Food Prep Other_E5 | F1 | Commercial | Restaurant | New | Food Preparation | Natural Gas | Food Prep Other | E5 | Participant - Cost of Equipment | 0 | 0 | 0 | 0 | 0 | 0 | 0 | 0 | 0 | 0 | 0 | 0 | 0 | 0 | 0 | 0 | 0 | 0 | 0 | 0 | 0 | 0 | 0 | 0 | 0 | 0 | 0 | 0 | 0 | 0
F1_Commercial_Restaurant_New_Food Preparation_Natural Gas_Food Prep Other_E6 | F1 | Commercial | Restaurant | New | Food Preparation | Natural Gas | Food Prep Other | E6 | Participant - Cost of Equipment | 0 | 0 | 0 | 0 | 0 | 0 | 0 | 0 | 0 | 0 | 0 | 0 | 0 | 0 | 0 | 0 | 0 | 0 | 0 | 0 | 0 | 0 | 0 | 0 | 0 | 0 | 0 | 0 | 0 | 0
F1_Commercial_Restaurant_New_Food Preparation_Natural Gas_Food Prep Other_E7 | F1 | Commercial | Restaurant | New | Food Preparation | Natural Gas | Food Prep Other | E7 | Participant - Cost of Equipment | 0 | 0 | 0 | 0 | 0 | 0 | 0 | 0 | 0 | 0 | 0 | 0 | 0 | 0 | 0 | 0 | 0 | 0 | 0 | 0 | 0 | 0 | 0 | 0 | 0 | 0 | 0 | 0 | 0 | 0
F1_Commercial_Restaurant_New_Food Preparation_Natural Gas_Food Prep Other_E8 | F1 | Commercial | Restaurant | New | Food Preparation | Natural Gas | Food Prep Other | E8 | Participant - Cost of Equipment | 0 | 0 | 0 | 0 | 0 | 0 | 0 | 0 | 0 | 0 | 0 | 0 | 0 | 0 | 0 | 0 | 0 | 0 | 0 | 0 | 0 | 0 | 0 | 0 | 0 | 0 | 0 | 0 | 0 | 0
F1_Commercial_Restaurant_New_Food Preparation_Natural Gas_Food Prep Other_E9 | F1 | Commercial | Restaurant | New | Food Preparation | Natural Gas | Food Prep Other | E9 | Participant - Cost of Equipment | 0 | 0 | 0 | 0 | 0 | 0 | 0 | 0 | 0 | 0 | 0 | 0 | 0 | 0 | 0 | 0 | 0 | 0 | 0 | 0 | 0 | 0 | 0 | 0 | 0 | 0 | 0 | 0 | 0 | 0
F1_Commercial_Restaurant_New_Food Preparation_Natural Gas_Food Prep Other_E10 | F1 | Commercial | Restaurant | New | Food Preparation | Natural Gas | Food Prep Other | E10 | Participant - Cost of Equipment | 0 | 0 | 0 | 0 | 0 | 0 | 0 | 0 | 0 | 0 | 0 | 0 | 0 | 0 | 0 | 0 | 0 | 0 | 0 | 0 | 0 | 0 | 0 | 0 | 0 | 0 | 0 | 0 | 0 | 0
F2_Commercial_Restaurant_New_Food Preparation_Natural Gas_Food Prep Other_E1 | F2 | Commercial | Restaurant | New | Food Preparation | Natural Gas | Food Prep Other | E1 | Participant - Cost of Operation | 0.78657 | 0.79182 | 0.79861 | 0.81172 | 0.82993 | 0.85183 | 0.87172 | 0.88876 | 0.90494 | 0.92146 | 0.93915 | 0.9564 | 0.97271 | 0.98914 | 1.0037 | 1.0174 | 1.0323 | 1.0472 | 1.0622 | 1.0772 | 1.092 | 1.1063 | 0 | 0 | 0 | 0 | 0 | 0 | 0 | 0
F2_Commercial_Restaurant_New_Food Preparation_Natural Gas_Food Prep Other_E2 | F2 | Commercial | Restaurant | New | Food Preparation | Natural Gas | Food Prep Other | E2 | Participant - Cost of Operation | 0.78657 | 0.79181 | 0.7986 | 0.81172 | 0.82992 | 0.85183 | 0.87172 | 0.88876 | 0.90493 | 0.92145 | 0.93914 | 0.95639 | 0.97271 | 0.98914 | 1.0037 | 1.0174 | 1.0323 | 1.0472 | 1.0622 | 1.0772 | 1.0919 | 1.1063 | 0 | 0 | 0 | 0 | 0 | 0 | 0 | 0
F2_Commercial_Restaurant_New_Food Preparation_Natural Gas_Food Prep Other_E3 | F2 | Commercial | Restaurant | New | Food Preparation | Natural Gas | Food Prep Other | E3 | Participant - Cost of Operation | 0 | 0 | 0 | 0 | 0 | 0 | 0 | 0 | 0 | 0 | 0 | 0 | 0 | 0 | 0 | 0 | 0 | 0 | 0 | 0 | 0 | 0 | 0 | 0 | 0 | 0 | 0 | 0 | 0 | 0
F2_Commercial_Restaurant_New_Food Preparation_Natural Gas_Food Prep Other_E4 | F2 | Commercial | Restaurant | New | Food Preparation | Natural Gas | Food Prep Other | E4 | Participant - Cost of Operation | 0 | 0 | 0 | 0 | 0 | 0 | 0 | 0 | 0 | 0 | 0 | 0 | 0 | 0 | 0 | 0 | 0 | 0 | 0 | 0 | 0 | 0 | 0 | 0 | 0 | 0 | 0 | 0 | 0 | 0
F2_Commercial_Restaurant_New_Food Preparation_Natural Gas_Food Prep Other_E5 | F2 | Commercial | Restaurant | New | Food Preparation | Natural Gas | Food Prep Other | E5 | Participant - Cost of Operation | 0 | 0 | 0 | 0 | 0 | 0 | 0 | 0 | 0 | 0 | 0 | 0 | 0 | 0 | 0 | 0 | 0 | 0 | 0 | 0 | 0 | 0 | 0 | 0 | 0 | 0 | 0 | 0 | 0 | 0
F2_Commercial_Restaurant_New_Food Preparation_Natural Gas_Food Prep Other_E6 | F2 | Commercial | Restaurant | New | Food Preparation | Natural Gas | Food Prep Other | E6 | Participant - Cost of Operation | 0 | 0 | 0 | 0 | 0 | 0 | 0 | 0 | 0 | 0 | 0 | 0 | 0 | 0 | 0 | 0 | 0 | 0 | 0 | 0 | 0 | 0 | 0 | 0 | 0 | 0 | 0 | 0 | 0 | 0
F2_Commercial_Restaurant_New_Food Preparation_Natural Gas_Food Prep Other_E7 | F2 | Commercial | Restaurant | New | Food Preparation | Natural Gas | Food Prep Other | E7 | Participant - Cost of Operation | 0 | 0 | 0 | 0 | 0 | 0 | 0 | 0 | 0 | 0 | 0 | 0 | 0 | 0 | 0 | 0 | 0 | 0 | 0 | 0 | 0 | 0 | 0 | 0 | 0 | 0 | 0 | 0 | 0 | 0
F2_Commercial_Restaurant_New_Food Preparation_Natural Gas_Food Prep Other_E8 | F2 | Commercial | Restaurant | New | Food Preparation | Natural Gas | Food Prep Other | E8 | Participant - Cost of Operation | 0 | 0 | 0 | 0 | 0 | 0 | 0 | 0 | 0 | 0 | 0 | 0 | 0 | 0 | 0 | 0 | 0 | 0 | 0 | 0 | 0 | 0 | 0 | 0 | 0 | 0 | 0 | 0 | 0 | 0
F2_Commercial_Restaurant_New_Food Preparation_Natural Gas_Food Prep Other_E9 | F2 | Commercial | Restaurant | New | Food Preparation | Natural Gas | Food Prep Other | E9 | Participant - Cost of Operation | 0 | 0 | 0 | 0 | 0 | 0 | 0 | 0 | 0 | 0 | 0 | 0 | 0 | 0 | 0 | 0 | 0 | 0 | 0 | 0 | 0 | 0 | 0 | 0 | 0 | 0 | 0 | 0 | 0 | 0
F2_Commercial_Restaurant_New_Food Preparation_Natural Gas_Food Prep Other_E10 | F2 | Commercial | Restaurant | New | Food Preparation | Natural Gas | Food Prep Other | E10 | Participant - Cost of Operation | 0 | 0 | 0 | 0 | 0 | 0 | 0 | 0 | 0 | 0 | 0 | 0 | 0 | 0 | 0 | 0 | 0 | 0 | 0 | 0 | 0 | 0 | 0 | 0 | 0 | 0 | 0 | 0 | 0 | 0
F3_Commercial_Restaurant_New_Food Preparation_Natural Gas_Food Prep Other_E1 | F3 | Commercial | Restaurant | New | Food Preparation | Natural Gas | Food Prep Other | E1 | System - kBTUs of Conusmption | 74.5272 | 74.7276 | 74.9701 | 75.5992 | 76.1474 | 76.6119 | 76.9648 | 77.3123 | 77.6311 | 77.9217 | 78.1639 | 78.3112 | 78.3424 | 78.2578 | 78.0254 | 77.7062 | 77.363 | 76.9963 | 76.5773 | 76.1738 | 75.7549 | 75.3244 | 0 | 0 | 0 | 0 | 0 | 0 | 0 | 0
F3_Commercial_Restaurant_New_Food Preparation_Natural Gas_Food Prep Other_E2 | F3 | Commercial | Restaurant | New | Food Preparation | Natural Gas | Food Prep Other | E2 | System - kBTUs of Conusmption | 74.5267 | 74.7271 | 74.9695 | 75.5987 | 76.1468 | 76.6114 | 76.9642 | 77.3117 | 77.6306 | 77.9212 | 78.1633 | 78.3107 | 78.3418 | 78.2573 | 78.0248 | 77.7056 | 77.3625 | 76.9958 | 76.5768 | 76.1733 | 75.7544 | 75.3239 | 0 | 0 | 0 | 0 | 0 | 0 | 0 | 0
F3_Commercial_Restaurant_New_Food Preparation_Natural Gas_Food Prep Other_E3 | F3 | Commercial | Restaurant | New | Food Preparation | Natural Gas | Food Prep Other | E3 | System - kBTUs of Conusmption | 0 | 0 | 0 | 0 | 0 | 0 | 0 | 0 | 0 | 0 | 0 | 0 | 0 | 0 | 0 | 0 | 0 | 0 | 0 | 0 | 0 | 0 | 0 | 0 | 0 | 0 | 0 | 0 | 0 | 0
F3_Commercial_Restaurant_New_Food Preparation_Natural Gas_Food Prep Other_E4 | F3 | Commercial | Restaurant | New | Food Preparation | Natural Gas | Food Prep Other | E4 | System - kBTUs of Conusmption | 0 | 0 | 0 | 0 | 0 | 0 | 0 | 0 | 0 | 0 | 0 | 0 | 0 | 0 | 0 | 0 | 0 | 0 | 0 | 0 | 0 | 0 | 0 | 0 | 0 | 0 | 0 | 0 | 0 | 0
F3_Commercial_Restaurant_New_Food Preparation_Natural Gas_Food Prep Other_E5 | F3 | Commercial | Restaurant | New | Food Preparation | Natural Gas | Food Prep Other | E5 | System - kBTUs of Conusmption | 0 | 0 | 0 | 0 | 0 | 0 | 0 | 0 | 0 | 0 | 0 | 0 | 0 | 0 | 0 | 0 | 0 | 0 | 0 | 0 | 0 | 0 | 0 | 0 | 0 | 0 | 0 | 0 | 0 | 0
F3_Commercial_Restaurant_New_Food Preparation_Natural Gas_Food Prep Other_E6 | F3 | Commercial | Restaurant | New | Food Preparation | Natural Gas | Food Prep Other | E6 | System - kBTUs of Conusmption | 0 | 0 | 0 | 0 | 0 | 0 | 0 | 0 | 0 | 0 | 0 | 0 | 0 | 0 | 0 | 0 | 0 | 0 | 0 | 0 | 0 | 0 | 0 | 0 | 0 | 0 | 0 | 0 | 0 | 0
F3_Commercial_Restaurant_New_Food Preparation_Natural Gas_Food Prep Other_E7 | F3 | Commercial | Restaurant | New | Food Preparation | Natural Gas | Food Prep Other | E7 | System - kBTUs of Conusmption | 0 | 0 | 0 | 0 | 0 | 0 | 0 | 0 | 0 | 0 | 0 | 0 | 0 | 0 | 0 | 0 | 0 | 0 | 0 | 0 | 0 | 0 | 0 | 0 | 0 | 0 | 0 | 0 | 0 | 0
F3_Commercial_Restaurant_New_Food Preparation_Natural Gas_Food Prep Other_E8 | F3 | Commercial | Restaurant | New | Food Preparation | Natural Gas | Food Prep Other | E8 | System - kBTUs of Conusmption | 0 | 0 | 0 | 0 | 0 | 0 | 0 | 0 | 0 | 0 | 0 | 0 | 0 | 0 | 0 | 0 | 0 | 0 | 0 | 0 | 0 | 0 | 0 | 0 | 0 | 0 | 0 | 0 | 0 | 0
F3_Commercial_Restaurant_New_Food Preparation_Natural Gas_Food Prep Other_E9 | F3 | Commercial | Restaurant | New | Food Preparation | Natural Gas | Food Prep Other | E9 | System - kBTUs of Conusmption | 0 | 0 | 0 | 0 | 0 | 0 | 0 | 0 | 0 | 0 | 0 | 0 | 0 | 0 | 0 | 0 | 0 | 0 | 0 | 0 | 0 | 0 | 0 | 0 | 0 | 0 | 0 | 0 | 0 | 0
F3_Commercial_Restaurant_New_Food Preparation_Natural Gas_Food Prep Other_E10 | F3 | Commercial | Restaurant | New | Food Preparation | Natural Gas | Food Prep Other | E10 | System - kBTUs of Conusmption | 0 | 0 | 0 | 0 | 0 | 0 | 0 | 0 | 0 | 0 | 0 | 0 | 0 | 0 | 0 | 0 | 0 | 0 | 0 | 0 | 0 | 0 | 0 | 0 | 0 | 0 | 0 | 0 | 0 | 0
F4_Commercial_Restaurant_New_Food Preparation_Natural Gas_Food Prep Other_E1 | F4 | Commercial | Restaurant | New | Food Preparation | Natural Gas | Food Prep Other | E1 | Utility - Cost of Equipment | 0.07225 | 0.07225 | 0.07225 | 0.07225 | 0.07225 | 0.07225 | 0.07225 | 0.07225 | 0.07225 | 0.07225 | 0.07225 | 0.07225 | 0.07225 | 0.07225 | 0.07225 | 0.07225 | 0.07225 | 0.07225 | 0.07225 | 0.07225 | 0.07225 | 0.07225 | 0 | 0 | 0 | 0 | 0 | 0 | 0 | 0
F4_Commercial_Restaurant_New_Food Preparation_Natural Gas_Food Prep Other_E2 | F4 | Commercial | Restaurant | New | Food Preparation | Natural Gas | Food Prep Other | E2 | Utility - Cost of Equipment | 0.072322 | 0.072322 | 0.072322 | 0.072322 | 0.072322 | 0.072322 | 0.072322 | 0.072322 | 0.072322 | 0.072322 | 0.072322 | 0.072322 | 0.072322 | 0.072322 | 0.072322 | 0.072322 | 0.072322 | 0.072322 | 0.072322 | 0.072322 | 0.072322 | 0.072322 | 0 | 0 | 0 | 0 | 0 | 0 | 0 | 0
F4_Commercial_Restaurant_New_Food Preparation_Natural Gas_Food Prep Other_E3 | F4 | Commercial | Restaurant | New | Food Preparation | Natural Gas | Food Prep Other | E3 | Utility - Cost of Equipment | 0 | 0 | 0 | 0 | 0 | 0 | 0 | 0 | 0 | 0 | 0 | 0 | 0 | 0 | 0 | 0 | 0 | 0 | 0 | 0 | 0 | 0 | 0 | 0 | 0 | 0 | 0 | 0 | 0 | 0
F4_Commercial_Restaurant_New_Food Preparation_Natural Gas_Food Prep Other_E4 | F4 | Commercial | Restaurant | New | Food Preparation | Natural Gas | Food Prep Other | E4 | Utility - Cost of Equipment | 0 | 0 | 0 | 0 | 0 | 0 | 0 | 0 | 0 | 0 | 0 | 0 | 0 | 0 | 0 | 0 | 0 | 0 | 0 | 0 | 0 | 0 | 0 | 0 | 0 | 0 | 0 | 0 | 0 | 0
F4_Commercial_Restaurant_New_Food Preparation_Natural Gas_Food Prep Other_E5 | F4 | Commercial | Restaurant | New | Food Preparation | Natural Gas | Food Prep Other | E5 | Utility - Cost of Equipment | 0 | 0 | 0 | 0 | 0 | 0 | 0 | 0 | 0 | 0 | 0 | 0 | 0 | 0 | 0 | 0 | 0 | 0 | 0 | 0 | 0 | 0 | 0 | 0 | 0 | 0 | 0 | 0 | 0 | 0
F4_Commercial_Restaurant_New_Food Preparation_Natural Gas_Food Prep Other_E6 | F4 | Commercial | Restaurant | New | Food Preparation | Natural Gas | Food Prep Other | E6 | Utility - Cost of Equipment | 0 | 0 | 0 | 0 | 0 | 0 | 0 | 0 | 0 | 0 | 0 | 0 | 0 | 0 | 0 | 0 | 0 | 0 | 0 | 0 | 0 | 0 | 0 | 0 | 0 | 0 | 0 | 0 | 0 | 0
F4_Commercial_Restaurant_New_Food Preparation_Natural Gas_Food Prep Other_E7 | F4 | Commercial | Restaurant | New | Food Preparation | Natural Gas | Food Prep Other | E7 | Utility - Cost of Equipment | 0 | 0 | 0 | 0 | 0 | 0 | 0 | 0 | 0 | 0 | 0 | 0 | 0 | 0 | 0 | 0 | 0 | 0 | 0 | 0 | 0 | 0 | 0 | 0 | 0 | 0 | 0 | 0 | 0 | 0
F4_Commercial_Restaurant_New_Food Preparation_Natural Gas_Food Prep Other_E8 | F4 | Commercial | Restaurant | New | Food Preparation | Natural Gas | Food Prep Other | E8 | Utility - Cost of Equipment | 0 | 0 | 0 | 0 | 0 | 0 | 0 | 0 | 0 | 0 | 0 | 0 | 0 | 0 | 0 | 0 | 0 | 0 | 0 | 0 | 0 | 0 | 0 | 0 | 0 | 0 | 0 | 0 | 0 | 0
F4_Commercial_Restaurant_New_Food Preparation_Natural Gas_Food Prep Other_E9 | F4 | Commercial | Restaurant | New | Food Preparation | Natural Gas | Food Prep Other | E9 | Utility - Cost of Equipment | 0 | 0 | 0 | 0 | 0 | 0 | 0 | 0 | 0 | 0 | 0 | 0 | 0 | 0 | 0 | 0 | 0 | 0 | 0 | 0 | 0 | 0 | 0 | 0 | 0 | 0 | 0 | 0 | 0 | 0
F4_Commercial_Restaurant_New_Food Preparation_Natural Gas_Food Prep Other_E10 | F4 | Commercial | Restaurant | New | Food Preparation | Natural Gas | Food Prep Other | E10 | Utility - Cost of Equipment | 0 | 0 | 0 | 0 | 0 | 0 | 0 | 0 | 0 | 0 | 0 | 0 | 0 | 0 | 0 | 0 | 0 | 0 | 0 | 0 | 0 | 0 | 0 | 0 | 0 | 0 | 0 | 0 | 0 | 0
F5_Commercial_Restaurant_New_Food Preparation_Natural Gas_Food Prep Other_E1 | F5 | Commercial | Restaurant | New | Food Preparation | Natural Gas | Food Prep Other | E1 | Utility - Cost of Operation | 0.65654 | 0.66091 | 0.66658 | 0.67753 | 0.69272 | 0.71101 | 0.72761 | 0.74183 | 0.75533 | 0.76912 | 0.78389 | 0.79829 | 0.8119 | 0.82562 | 0.83774 | 0.84921 | 0.86162 | 0.87408 | 0.88661 | 0.89914 | 0.91143 | 0.92343 | 0 | 0 | 0 | 0 | 0 | 0 | 0 | 0
F5_Commercial_Restaurant_New_Food Preparation_Natural Gas_Food Prep Other_E2 | F5 | Commercial | Restaurant | New | Food Preparation | Natural Gas | Food Prep Other | E2 | Utility - Cost of Operation | 0.65653 | 0.66091 | 0.66658 | 0.67752 | 0.69272 | 0.711 | 0.7276 | 0.74183 | 0.75533 | 0.76912 | 0.78388 | 0.79828 | 0.8119 | 0.82561 | 0.83773 | 0.8492 | 0.86162 | 0.87408 | 0.8866 | 0.89913 | 0.91143 | 0.92343 | 0 | 0 | 0 | 0 | 0 | 0 | 0 | 0
F5_Commercial_Restaurant_New_Food Preparation_Natural Gas_Food Prep Other_E3 | F5 | Commercial | Restaurant | New | Food Preparation | Natural Gas | Food Prep Other | E3 | Utility - Cost of Operation | 0 | 0 | 0 | 0 | 0 | 0 | 0 | 0 | 0 | 0 | 0 | 0 | 0 | 0 | 0 | 0 | 0 | 0 | 0 | 0 | 0 | 0 | 0 | 0 | 0 | 0 | 0 | 0 | 0 | 0
F5_Commercial_Restaurant_New_Food Preparation_Natural Gas_Food Prep Other_E4 | F5 | Commercial | Restaurant | New | Food Preparation | Natural Gas | Food Prep Other | E4 | Utility - Cost of Operation | 0 | 0 | 0 | 0 | 0 | 0 | 0 | 0 | 0 | 0 | 0 | 0 | 0 | 0 | 0 | 0 | 0 | 0 | 0 | 0 | 0 | 0 | 0 | 0 | 0 | 0 | 0 | 0 | 0 | 0
F5_Commercial_Restaurant_New_Food Preparation_Natural Gas_Food Prep Other_E5 | F5 | Commercial | Restaurant | New | Food Preparation | Natural Gas | Food Prep Other | E5 | Utility - Cost of Operation | 0 | 0 | 0 | 0 | 0 | 0 | 0 | 0 | 0 | 0 | 0 | 0 | 0 | 0 | 0 | 0 | 0 | 0 | 0 | 0 | 0 | 0 | 0 | 0 | 0 | 0 | 0 | 0 | 0 | 0
F5_Commercial_Restaurant_New_Food Preparation_Natural Gas_Food Prep Other_E6 | F5 | Commercial | Restaurant | New | Food Preparation | Natural Gas | Food Prep Other | E6 | Utility - Cost of Operation | 0 | 0 | 0 | 0 | 0 | 0 | 0 | 0 | 0 | 0 | 0 | 0 | 0 | 0 | 0 | 0 | 0 | 0 | 0 | 0 | 0 | 0 | 0 | 0 | 0 | 0 | 0 | 0 | 0 | 0
F5_Commercial_Restaurant_New_Food Preparation_Natural Gas_Food Prep Other_E7 | F5 | Commercial | Restaurant | New | Food Preparation | Natural Gas | Food Prep Other | E7 | Utility - Cost of Operation | 0 | 0 | 0 | 0 | 0 | 0 | 0 | 0 | 0 | 0 | 0 | 0 | 0 | 0 | 0 | 0 | 0 | 0 | 0 | 0 | 0 | 0 | 0 | 0 | 0 | 0 | 0 | 0 | 0 | 0
F5_Commercial_Restaurant_New_Food Preparation_Natural Gas_Food Prep Other_E8 | F5 | Commercial | Restaurant | New | Food Preparation | Natural Gas | Food Prep Other | E8 | Utility - Cost of Operation | 0 | 0 | 0 | 0 | 0 | 0 | 0 | 0 | 0 | 0 | 0 | 0 | 0 | 0 | 0 | 0 | 0 | 0 | 0 | 0 | 0 | 0 | 0 | 0 | 0 | 0 | 0 | 0 | 0 | 0
F5_Commercial_Restaurant_New_Food Preparation_Natural Gas_Food Prep Other_E9 | F5 | Commercial | Restaurant | New | Food Preparation | Natural Gas | Food Prep Other | E9 | Utility - Cost of Operation | 0 | 0 | 0 | 0 | 0 | 0 | 0 | 0 | 0 | 0 | 0 | 0 | 0 | 0 | 0 | 0 | 0 | 0 | 0 | 0 | 0 | 0 | 0 | 0 | 0 | 0 | 0 | 0 | 0 | 0
F5_Commercial_Restaurant_New_Food Preparation_Natural Gas_Food Prep Other_E10 | F5 | Commercial | Restaurant | New | Food Preparation | Natural Gas | Food Prep Other | E10 | Utility - Cost of Operation | 0 | 0 | 0 | 0 | 0 | 0 | 0 | 0 | 0 | 0 | 0 | 0 | 0 | 0 | 0 | 0 | 0 | 0 | 0 | 0 | 0 | 0 | 0 | 0 | 0 | 0 | 0 | 0 | 0 | 0
F6_Commercial_Restaurant_New_Food Preparation_Natural Gas_Food Prep Other_E1 | F6 | Commercial | Restaurant | New | Food Preparation | Natural Gas | Food Prep Other | E1 | Utility - Value of Sales | 0.78657 | 0.79182 | 0.79861 | 0.81172 | 0.82993 | 0.85183 | 0.87172 | 0.88876 | 0.90494 | 0.92146 | 0.93915 | 0.9564 | 0.97271 | 0.98914 | 1.0037 | 1.0174 | 1.0323 | 1.0472 | 1.0622 | 1.0772 | 1.092 | 1.1063 | 0 | 0 | 0 | 0 | 0 | 0 | 0 | 0
F6_Commercial_Restaurant_New_Food Preparation_Natural Gas_Food Prep Other_E2 | F6 | Commercial | Restaurant | New | Food Preparation | Natural Gas | Food Prep Other | E2 | Utility - Value of Sales | 0.78657 | 0.79181 | 0.7986 | 0.81172 | 0.82992 | 0.85183 | 0.87172 | 0.88876 | 0.90493 | 0.92145 | 0.93914 | 0.95639 | 0.97271 | 0.98914 | 1.0037 | 1.0174 | 1.0323 | 1.0472 | 1.0622 | 1.0772 | 1.0919 | 1.1063 | 0 | 0 | 0 | 0 | 0 | 0 | 0 | 0
F6_Commercial_Restaurant_New_Food Preparation_Natural Gas_Food Prep Other_E3 | F6 | Commercial | Restaurant | New | Food Preparation | Natural Gas | Food Prep Other | E3 | Utility - Value of Sales | 0 | 0 | 0 | 0 | 0 | 0 | 0 | 0 | 0 | 0 | 0 | 0 | 0 | 0 | 0 | 0 | 0 | 0 | 0 | 0 | 0 | 0 | 0 | 0 | 0 | 0 | 0 | 0 | 0 | 0
F6_Commercial_Restaurant_New_Food Preparation_Natural Gas_Food Prep Other_E4 | F6 | Commercial | Restaurant | New | Food Preparation | Natural Gas | Food Prep Other | E4 | Utility - Value of Sales | 0 | 0 | 0 | 0 | 0 | 0 | 0 | 0 | 0 | 0 | 0 | 0 | 0 | 0 | 0 | 0 | 0 | 0 | 0 | 0 | 0 | 0 | 0 | 0 | 0 | 0 | 0 | 0 | 0 | 0
F6_Commercial_Restaurant_New_Food Preparation_Natural Gas_Food Prep Other_E5 | F6 | Commercial | Restaurant | New | Food Preparation | Natural Gas | Food Prep Other | E5 | Utility - Value of Sales | 0 | 0 | 0 | 0 | 0 | 0 | 0 | 0 | 0 | 0 | 0 | 0 | 0 | 0 | 0 | 0 | 0 | 0 | 0 | 0 | 0 | 0 | 0 | 0 | 0 | 0 | 0 | 0 | 0 | 0
F6_Commercial_Restaurant_New_Food Preparation_Natural Gas_Food Prep Other_E6 | F6 | Commercial | Restaurant | New | Food Preparation | Natural Gas | Food Prep Other | E6 | Utility - Value of Sales | 0 | 0 | 0 | 0 | 0 | 0 | 0 | 0 | 0 | 0 | 0 | 0 | 0 | 0 | 0 | 0 | 0 | 0 | 0 | 0 | 0 | 0 | 0 | 0 | 0 | 0 | 0 | 0 | 0 | 0
F6_Commercial_Restaurant_New_Food Preparation_Natural Gas_Food Prep Other_E7 | F6 | Commercial | Restaurant | New | Food Preparation | Natural Gas | Food Prep Other | E7 | Utility - Value of Sales | 0 | 0 | 0 | 0 | 0 | 0 | 0 | 0 | 0 | 0 | 0 | 0 | 0 | 0 | 0 | 0 | 0 | 0 | 0 | 0 | 0 | 0 | 0 | 0 | 0 | 0 | 0 | 0 | 0 | 0
F6_Commercial_Restaurant_New_Food Preparation_Natural Gas_Food Prep Other_E8 | F6 | Commercial | Restaurant | New | Food Preparation | Natural Gas | Food Prep Other | E8 | Utility - Value of Sales | 0 | 0 | 0 | 0 | 0 | 0 | 0 | 0 | 0 | 0 | 0 | 0 | 0 | 0 | 0 | 0 | 0 | 0 | 0 | 0 | 0 | 0 | 0 | 0 | 0 | 0 | 0 | 0 | 0 | 0
F6_Commercial_Restaurant_New_Food Preparation_Natural Gas_Food Prep Other_E9 | F6 | Commercial | Restaurant | New | Food Preparation | Natural Gas | Food Prep Other | E9 | Utility - Value of Sales | 0 | 0 | 0 | 0 | 0 | 0 | 0 | 0 | 0 | 0 | 0 | 0 | 0 | 0 | 0 | 0 | 0 | 0 | 0 | 0 | 0 | 0 | 0 | 0 | 0 | 0 | 0 | 0 | 0 | 0
F6_Commercial_Restaurant_New_Food Preparation_Natural Gas_Food Prep Other_E10 | F6 | Commercial | Restaurant | New | Food Preparation | Natural Gas | Food Prep Other | E10 | Utility - Value of Sales | 0 | 0 | 0 | 0 | 0 | 0 | 0 | 0 | 0 | 0 | 0 | 0 | 0 | 0 | 0 | 0 | 0 | 0 | 0 | 0 | 0 | 0 | 0 | 0 | 0 | 0 | 0 | 0 | 0 | 0
F1_Commercial_Restaurant_New_Miscellaneous_Natural Gas_Pool Heater_E1 | F1 | Commercial | Restaurant | New | Miscellaneous | Natural Gas | Pool Heater | E1 | Participant - Cost of Equipment | 0.00013336 | 0.00013336 | 0.00013336 | 0.00013336 | 0.00013336 | 0.00013336 | 0.00013336 | 0.00013336 | 0.00013336 | 0.00013336 | 0.00013336 | 0.00013336 | 0.00013336 | 0.00013336 | 0.00013336 | 0.00013336 | 0.00013336 | 0.00013336 | 0.00013336 | 0.00013336 | 0.00013336 | 0.00013336 | 0 | 0 | 0 | 0 | 0 | 0 | 0 | 0
F1_Commercial_Restaurant_New_Miscellaneous_Natural Gas_Pool Heater_E2 | F1 | Commercial | Restaurant | New | Miscellaneous | Natural Gas | Pool Heater | E2 | Participant - Cost of Equipment | 0.00021836 | 0.00021836 | 0.00021836 | 0.00021836 | 0.00021836 | 0.00021836 | 0.00021836 | 0.00021836 | 0.00021836 | 0.00021836 | 0.00021836 | 0.00021836 | 0.00021836 | 0.00021836 | 0.00021836 | 0.00021836 | 0.00021836 | 0.00021836 | 0.00021836 | 0.00021836 | 0.00021836 | 0.00021836 | 0 | 0 | 0 | 0 | 0 | 0 | 0 | 0
F1_Commercial_Restaurant_New_Miscellaneous_Natural Gas_Pool Heater_E3 | F1 | Commercial | Restaurant | New | Miscellaneous | Natural Gas | Pool Heater | E3 | Participant - Cost of Equipment | 0 | 0 | 0 | 0 | 0 | 0 | 0 | 0 | 0 | 0 | 0 | 0 | 0 | 0 | 0 | 0 | 0 | 0 | 0 | 0 | 0 | 0 | 0 | 0 | 0 | 0 | 0 | 0 | 0 | 0
F1_Commercial_Restaurant_New_Miscellaneous_Natural Gas_Pool Heater_E4 | F1 | Commercial | Restaurant | New | Miscellaneous | Natural Gas | Pool Heater | E4 | Participant - Cost of Equipment | 0 | 0 | 0 | 0 | 0 | 0 | 0 | 0 | 0 | 0 | 0 | 0 | 0 | 0 | 0 | 0 | 0 | 0 | 0 | 0 | 0 | 0 | 0 | 0 | 0 | 0 | 0 | 0 | 0 | 0
F1_Commercial_Restaurant_New_Miscellaneous_Natural Gas_Pool Heater_E5 | F1 | Commercial | Restaurant | New | Miscellaneous | Natural Gas | Pool Heater | E5 | Participant - Cost of Equipment | 0 | 0 | 0 | 0 | 0 | 0 | 0 | 0 | 0 | 0 | 0 | 0 | 0 | 0 | 0 | 0 | 0 | 0 | 0 | 0 | 0 | 0 | 0 | 0 | 0 | 0 | 0 | 0 | 0 | 0
F1_Commercial_Restaurant_New_Miscellaneous_Natural Gas_Pool Heater_E6 | F1 | Commercial | Restaurant | New | Miscellaneous | Natural Gas | Pool Heater | E6 | Participant - Cost of Equipment | 0 | 0 | 0 | 0 | 0 | 0 | 0 | 0 | 0 | 0 | 0 | 0 | 0 | 0 | 0 | 0 | 0 | 0 | 0 | 0 | 0 | 0 | 0 | 0 | 0 | 0 | 0 | 0 | 0 | 0
F1_Commercial_Restaurant_New_Miscellaneous_Natural Gas_Pool Heater_E7 | F1 | Commercial | Restaurant | New | Miscellaneous | Natural Gas | Pool Heater | E7 | Participant - Cost of Equipment | 0 | 0 | 0 | 0 | 0 | 0 | 0 | 0 | 0 | 0 | 0 | 0 | 0 | 0 | 0 | 0 | 0 | 0 | 0 | 0 | 0 | 0 | 0 | 0 | 0 | 0 | 0 | 0 | 0 | 0
F1_Commercial_Restaurant_New_Miscellaneous_Natural Gas_Pool Heater_E8 | F1 | Commercial | Restaurant | New | Miscellaneous | Natural Gas | Pool Heater | E8 | Participant - Cost of Equipment | 0 | 0 | 0 | 0 | 0 | 0 | 0 | 0 | 0 | 0 | 0 | 0 | 0 | 0 | 0 | 0 | 0 | 0 | 0 | 0 | 0 | 0 | 0 | 0 | 0 | 0 | 0 | 0 | 0 | 0
F1_Commercial_Restaurant_New_Miscellaneous_Natural Gas_Pool Heater_E9 | F1 | Commercial | Restaurant | New | Miscellaneous | Natural Gas | Pool Heater | E9 | Participant - Cost of Equipment | 0 | 0 | 0 | 0 | 0 | 0 | 0 | 0 | 0 | 0 | 0 | 0 | 0 | 0 | 0 | 0 | 0 | 0 | 0 | 0 | 0 | 0 | 0 | 0 | 0 | 0 | 0 | 0 | 0 | 0
F1_Commercial_Restaurant_New_Miscellaneous_Natural Gas_Pool Heater_E10 | F1 | Commercial | Restaurant | New | Miscellaneous | Natural Gas | Pool Heater | E10 | Participant - Cost of Equipment | 0 | 0 | 0 | 0 | 0 | 0 | 0 | 0 | 0 | 0 | 0 | 0 | 0 | 0 | 0 | 0 | 0 | 0 | 0 | 0 | 0 | 0 | 0 | 0 | 0 | 0 | 0 | 0 | 0 | 0
F2_Commercial_Restaurant_New_Miscellaneous_Natural Gas_Pool Heater_E1 | F2 | Commercial | Restaurant | New | Miscellaneous | Natural Gas | Pool Heater | E1 | Participant - Cost of Operation | 0.00056683 | 0.00056438 | 0.00056486 | 0.00057322 | 0.00058762 | 0.00060611 | 0.00062205 | 0.00063473 | 0.00064619 | 0.00065752 | 0.00066987 | 0.0006824 | 0.00069476 | 0.00070861 | 0.00072177 | 0.00073428 | 0.00074691 | 0.00075822 | 0.00076806 | 0.00077621 | 0.00078385 | 0.0007909 | 0 | 0 | 0 | 0 | 0 | 0 | 0 | 0
F2_Commercial_Restaurant_New_Miscellaneous_Natural Gas_Pool Heater_E2 | F2 | Commercial | Restaurant | New | Miscellaneous | Natural Gas | Pool Heater | E2 | Participant - Cost of Operation | 0.00048181 | 0.00047972 | 0.00048013 | 0.00048724 | 0.00049948 | 0.0005152 | 0.00052874 | 0.00053952 | 0.00054926 | 0.00055889 | 0.00056939 | 0.00058004 | 0.00059055 | 0.00060232 | 0.0006135 | 0.00062414 | 0.00063487 | 0.00064449 | 0.00065285 | 0.00065978 | 0.00066627 | 0.00067227 | 0 | 0 | 0 | 0 | 0 | 0 | 0 | 0
F2_Commercial_Restaurant_New_Miscellaneous_Natural Gas_Pool Heater_E3 | F2 | Commercial | Restaurant | New | Miscellaneous | Natural Gas | Pool Heater | E3 | Participant - Cost of Operation | 0 | 0 | 0 | 0 | 0 | 0 | 0 | 0 | 0 | 0 | 0 | 0 | 0 | 0 | 0 | 0 | 0 | 0 | 0 | 0 | 0 | 0 | 0 | 0 | 0 | 0 | 0 | 0 | 0 | 0
F2_Commercial_Restaurant_New_Miscellaneous_Natural Gas_Pool Heater_E4 | F2 | Commercial | Restaurant | New | Miscellaneous | Natural Gas | Pool Heater | E4 | Participant - Cost of Operation | 0 | 0 | 0 | 0 | 0 | 0 | 0 | 0 | 0 | 0 | 0 | 0 | 0 | 0 | 0 | 0 | 0 | 0 | 0 | 0 | 0 | 0 | 0 | 0 | 0 | 0 | 0 | 0 | 0 | 0
F2_Commercial_Restaurant_New_Miscellaneous_Natural Gas_Pool Heater_E5 | F2 | Commercial | Restaurant | New | Miscellaneous | Natural Gas | Pool Heater | E5 | Participant - Cost of Operation | 0 | 0 | 0 | 0 | 0 | 0 | 0 | 0 | 0 | 0 | 0 | 0 | 0 | 0 | 0 | 0 | 0 | 0 | 0 | 0 | 0 | 0 | 0 | 0 | 0 | 0 | 0 | 0 | 0 | 0
F2_Commercial_Restaurant_New_Miscellaneous_Natural Gas_Pool Heater_E6 | F2 | Commercial | Restaurant | New | Miscellaneous | Natural Gas | Pool Heater | E6 | Participant - Cost of Operation | 0 | 0 | 0 | 0 | 0 | 0 | 0 | 0 | 0 | 0 | 0 | 0 | 0 | 0 | 0 | 0 | 0 | 0 | 0 | 0 | 0 | 0 | 0 | 0 | 0 | 0 | 0 | 0 | 0 | 0
F2_Commercial_Restaurant_New_Miscellaneous_Natural Gas_Pool Heater_E7 | F2 | Commercial | Restaurant | New | Miscellaneous | Natural Gas | Pool Heater | E7 | Participant - Cost of Operation | 0 | 0 | 0 | 0 | 0 | 0 | 0 | 0 | 0 | 0 | 0 | 0 | 0 | 0 | 0 | 0 | 0 | 0 | 0 | 0 | 0 | 0 | 0 | 0 | 0 | 0 | 0 | 0 | 0 | 0
F2_Commercial_Restaurant_New_Miscellaneous_Natural Gas_Pool Heater_E8 | F2 | Commercial | Restaurant | New | Miscellaneous | Natural Gas | Pool Heater | E8 | Participant - Cost of Operation | 0 | 0 | 0 | 0 | 0 | 0 | 0 | 0 | 0 | 0 | 0 | 0 | 0 | 0 | 0 | 0 | 0 | 0 | 0 | 0 | 0 | 0 | 0 | 0 | 0 | 0 | 0 | 0 | 0 | 0
F2_Commercial_Restaurant_New_Miscellaneous_Natural Gas_Pool Heater_E9 | F2 | Commercial | Restaurant | New | Miscellaneous | Natural Gas | Pool Heater | E9 | Participant - Cost of Operation | 0 | 0 | 0 | 0 | 0 | 0 | 0 | 0 | 0 | 0 | 0 | 0 | 0 | 0 | 0 | 0 | 0 | 0 | 0 | 0 | 0 | 0 | 0 | 0 | 0 | 0 | 0 | 0 | 0 | 0
F2_Commercial_Restaurant_New_Miscellaneous_Natural Gas_Pool Heater_E10 | F2 | Commercial | Restaurant | New | Miscellaneous | Natural Gas | Pool Heater | E10 | Participant - Cost of Operation | 0 | 0 | 0 | 0 | 0 | 0 | 0 | 0 | 0 | 0 | 0 | 0 | 0 | 0 | 0 | 0 | 0 | 0 | 0 | 0 | 0 | 0 | 0 | 0 | 0 | 0 | 0 | 0 | 0 | 0
F3_Commercial_Restaurant_New_Miscellaneous_Natural Gas_Pool Heater_E1 | F3 | Commercial | Restaurant | New | Miscellaneous | Natural Gas | Pool Heater | E1 | System - kBTUs of Conusmption | 0.054491 | 0.054509 | 0.054608 | 0.055199 | 0.055707 | 0.056127 | 0.056423 | 0.056726 | 0.057005 | 0.05726 | 0.057467 | 0.057679 | 0.057872 | 0.058047 | 0.058173 | 0.058206 | 0.058109 | 0.05788 | 0.057481 | 0.056984 | 0.056467 | 0.055937 | 0 | 0 | 0 | 0 | 0 | 0 | 0 | 0
F3_Commercial_Restaurant_New_Miscellaneous_Natural Gas_Pool Heater_E2 | F3 | Commercial | Restaurant | New | Miscellaneous | Natural Gas | Pool Heater | E2 | System - kBTUs of Conusmption | 0.046317 | 0.046333 | 0.046417 | 0.046919 | 0.047351 | 0.047708 | 0.047959 | 0.048217 | 0.048454 | 0.048671 | 0.048847 | 0.049028 | 0.049191 | 0.04934 | 0.049447 | 0.049475 | 0.049393 | 0.049198 | 0.048859 | 0.048436 | 0.047997 | 0.047546 | 0 | 0 | 0 | 0 | 0 | 0 | 0 | 0
F3_Commercial_Restaurant_New_Miscellaneous_Natural Gas_Pool Heater_E3 | F3 | Commercial | Restaurant | New | Miscellaneous | Natural Gas | Pool Heater | E3 | System - kBTUs of Conusmption | 0 | 0 | 0 | 0 | 0 | 0 | 0 | 0 | 0 | 0 | 0 | 0 | 0 | 0 | 0 | 0 | 0 | 0 | 0 | 0 | 0 | 0 | 0 | 0 | 0 | 0 | 0 | 0 | 0 | 0
F3_Commercial_Restaurant_New_Miscellaneous_Natural Gas_Pool Heater_E4 | F3 | Commercial | Restaurant | New | Miscellaneous | Natural Gas | Pool Heater | E4 | System - kBTUs of Conusmption | 0 | 0 | 0 | 0 | 0 | 0 | 0 | 0 | 0 | 0 | 0 | 0 | 0 | 0 | 0 | 0 | 0 | 0 | 0 | 0 | 0 | 0 | 0 | 0 | 0 | 0 | 0 | 0 | 0 | 0
F3_Commercial_Restaurant_New_Miscellaneous_Natural Gas_Pool Heater_E5 | F3 | Commercial | Restaurant | New | Miscellaneous | Natural Gas | Pool Heater | E5 | System - kBTUs of Conusmption | 0 | 0 | 0 | 0 | 0 | 0 | 0 | 0 | 0 | 0 | 0 | 0 | 0 | 0 | 0 | 0 | 0 | 0 | 0 | 0 | 0 | 0 | 0 | 0 | 0 | 0 | 0 | 0 | 0 | 0
F3_Commercial_Restaurant_New_Miscellaneous_Natural Gas_Pool Heater_E6 | F3 | Commercial | Restaurant | New | Miscellaneous | Natural Gas | Pool Heater | E6 | System - kBTUs of Conusmption | 0 | 0 | 0 | 0 | 0 | 0 | 0 | 0 | 0 | 0 | 0 | 0 | 0 | 0 | 0 | 0 | 0 | 0 | 0 | 0 | 0 | 0 | 0 | 0 | 0 | 0 | 0 | 0 | 0 | 0
F3_Commercial_Restaurant_New_Miscellaneous_Natural Gas_Pool Heater_E7 | F3 | Commercial | Restaurant | New | Miscellaneous | Natural Gas | Pool Heater | E7 | System - kBTUs of Conusmption | 0 | 0 | 0 | 0 | 0 | 0 | 0 | 0 | 0 | 0 | 0 | 0 | 0 | 0 | 0 | 0 | 0 | 0 | 0 | 0 | 0 | 0 | 0 | 0 | 0 | 0 | 0 | 0 | 0 | 0
F3_Commercial_Restaurant_New_Miscellaneous_Natural Gas_Pool Heater_E8 | F3 | Commercial | Restaurant | New | Miscellaneous | Natural Gas | Pool Heater | E8 | System - kBTUs of Conusmption | 0 | 0 | 0 | 0 | 0 | 0 | 0 | 0 | 0 | 0 | 0 | 0 | 0 | 0 | 0 | 0 | 0 | 0 | 0 | 0 | 0 | 0 | 0 | 0 | 0 | 0 | 0 | 0 | 0 | 0
F3_Commercial_Restaurant_New_Miscellaneous_Natural Gas_Pool Heater_E9 | F3 | Commercial | Restaurant | New | Miscellaneous | Natural Gas | Pool Heater | E9 | System - kBTUs of Conusmption | 0 | 0 | 0 | 0 | 0 | 0 | 0 | 0 | 0 | 0 | 0 | 0 | 0 | 0 | 0 | 0 | 0 | 0 | 0 | 0 | 0 | 0 | 0 | 0 | 0 | 0 | 0 | 0 | 0 | 0
F3_Commercial_Restaurant_New_Miscellaneous_Natural Gas_Pool Heater_E10 | F3 | Commercial | Restaurant | New | Miscellaneous | Natural Gas | Pool Heater | E10 | System - kBTUs of Conusmption | 0 | 0 | 0 | 0 | 0 | 0 | 0 | 0 | 0 | 0 | 0 | 0 | 0 | 0 | 0 | 0 | 0 | 0 | 0 | 0 | 0 | 0 | 0 | 0 | 0 | 0 | 0 | 0 | 0 | 0
F4_Commercial_Restaurant_New_Miscellaneous_Natural Gas_Pool Heater_E1 | F4 | Commercial | Restaurant | New | Miscellaneous | Natural Gas | Pool Heater | E1 | Utility - Cost of Equipment | 0.00013336 | 0.00013336 | 0.00013336 | 0.00013336 | 0.00013336 | 0.00013336 | 0.00013336 | 0.00013336 | 0.00013336 | 0.00013336 | 0.00013336 | 0.00013336 | 0.00013336 | 0.00013336 | 0.00013336 | 0.00013336 | 0.00013336 | 0.00013336 | 0.00013336 | 0.00013336 | 0.00013336 | 0.00013336 | 0 | 0 | 0 | 0 | 0 | 0 | 0 | 0
F4_Commercial_Restaurant_New_Miscellaneous_Natural Gas_Pool Heater_E2 | F4 | Commercial | Restaurant | New | Miscellaneous | Natural Gas | Pool Heater | E2 | Utility - Cost of Equipment | 0.00021836 | 0.00021836 | 0.00021836 | 0.00021836 | 0.00021836 | 0.00021836 | 0.00021836 | 0.00021836 | 0.00021836 | 0.00021836 | 0.00021836 | 0.00021836 | 0.00021836 | 0.00021836 | 0.00021836 | 0.00021836 | 0.00021836 | 0.00021836 | 0.00021836 | 0.00021836 | 0.00021836 | 0.00021836 | 0 | 0 | 0 | 0 | 0 | 0 | 0 | 0
F4_Commercial_Restaurant_New_Miscellaneous_Natural Gas_Pool Heater_E3 | F4 | Commercial | Restaurant | New | Miscellaneous | Natural Gas | Pool Heater | E3 | Utility - Cost of Equipment | 0 | 0 | 0 | 0 | 0 | 0 | 0 | 0 | 0 | 0 | 0 | 0 | 0 | 0 | 0 | 0 | 0 | 0 | 0 | 0 | 0 | 0 | 0 | 0 | 0 | 0 | 0 | 0 | 0 | 0
F4_Commercial_Restaurant_New_Miscellaneous_Natural Gas_Pool Heater_E4 | F4 | Commercial | Restaurant | New | Miscellaneous | Natural Gas | Pool Heater | E4 | Utility - Cost of Equipment | 0 | 0 | 0 | 0 | 0 | 0 | 0 | 0 | 0 | 0 | 0 | 0 | 0 | 0 | 0 | 0 | 0 | 0 | 0 | 0 | 0 | 0 | 0 | 0 | 0 | 0 | 0 | 0 | 0 | 0
F4_Commercial_Restaurant_New_Miscellaneous_Natural Gas_Pool Heater_E5 | F4 | Commercial | Restaurant | New | Miscellaneous | Natural Gas | Pool Heater | E5 | Utility - Cost of Equipment | 0 | 0 | 0 | 0 | 0 | 0 | 0 | 0 | 0 | 0 | 0 | 0 | 0 | 0 | 0 | 0 | 0 | 0 | 0 | 0 | 0 | 0 | 0 | 0 | 0 | 0 | 0 | 0 | 0 | 0
F4_Commercial_Restaurant_New_Miscellaneous_Natural Gas_Pool Heater_E6 | F4 | Commercial | Restaurant | New | Miscellaneous | Natural Gas | Pool Heater | E6 | Utility - Cost of Equipment | 0 | 0 | 0 | 0 | 0 | 0 | 0 | 0 | 0 | 0 | 0 | 0 | 0 | 0 | 0 | 0 | 0 | 0 | 0 | 0 | 0 | 0 | 0 | 0 | 0 | 0 | 0 | 0 | 0 | 0
F4_Commercial_Restaurant_New_Miscellaneous_Natural Gas_Pool Heater_E7 | F4 | Commercial | Restaurant | New | Miscellaneous | Natural Gas | Pool Heater | E7 | Utility - Cost of Equipment | 0 | 0 | 0 | 0 | 0 | 0 | 0 | 0 | 0 | 0 | 0 | 0 | 0 | 0 | 0 | 0 | 0 | 0 | 0 | 0 | 0 | 0 | 0 | 0 | 0 | 0 | 0 | 0 | 0 | 0
F4_Commercial_Restaurant_New_Miscellaneous_Natural Gas_Pool Heater_E8 | F4 | Commercial | Restaurant | New | Miscellaneous | Natural Gas | Pool Heater | E8 | Utility - Cost of Equipment | 0 | 0 | 0 | 0 | 0 | 0 | 0 | 0 | 0 | 0 | 0 | 0 | 0 | 0 | 0 | 0 | 0 | 0 | 0 | 0 | 0 | 0 | 0 | 0 | 0 | 0 | 0 | 0 | 0 | 0
F4_Commercial_Restaurant_New_Miscellaneous_Natural Gas_Pool Heater_E9 | F4 | Commercial | Restaurant | New | Miscellaneous | Natural Gas | Pool Heater | E9 | Utility - Cost of Equipment | 0 | 0 | 0 | 0 | 0 | 0 | 0 | 0 | 0 | 0 | 0 | 0 | 0 | 0 | 0 | 0 | 0 | 0 | 0 | 0 | 0 | 0 | 0 | 0 | 0 | 0 | 0 | 0 | 0 | 0
F4_Commercial_Restaurant_New_Miscellaneous_Natural Gas_Pool Heater_E10 | F4 | Commercial | Restaurant | New | Miscellaneous | Natural Gas | Pool Heater | E10 | Utility - Cost of Equipment | 0 | 0 | 0 | 0 | 0 | 0 | 0 | 0 | 0 | 0 | 0 | 0 | 0 | 0 | 0 | 0 | 0 | 0 | 0 | 0 | 0 | 0 | 0 | 0 | 0 | 0 | 0 | 0 | 0 | 0
F5_Commercial_Restaurant_New_Miscellaneous_Natural Gas_Pool Heater_E1 | F5 | Commercial | Restaurant | New | Miscellaneous | Natural Gas | Pool Heater | E1 | Utility - Cost of Operation | 0.00047312 | 0.00047108 | 0.00047147 | 0.00047845 | 0.00049047 | 0.00050591 | 0.00051921 | 0.0005298 | 0.00053936 | 0.00054882 | 0.00055913 | 0.00056959 | 0.0005799 | 0.00059146 | 0.00060245 | 0.00061289 | 0.00062343 | 0.00063287 | 0.00064108 | 0.00064789 | 0.00065426 | 0.00066015 | 0 | 0 | 0 | 0 | 0 | 0 | 0 | 0
F5_Commercial_Restaurant_New_Miscellaneous_Natural Gas_Pool Heater_E2 | F5 | Commercial | Restaurant | New | Miscellaneous | Natural Gas | Pool Heater | E2 | Utility - Cost of Operation | 0.00040215 | 0.00040042 | 0.00040075 | 0.00040669 | 0.0004169 | 0.00043002 | 0.00044133 | 0.00045033 | 0.00045846 | 0.0004665 | 0.00047526 | 0.00048415 | 0.00049292 | 0.00050274 | 0.00051208 | 0.00052095 | 0.00052991 | 0.00053794 | 0.00054492 | 0.0005507 | 0.00055613 | 0.00056113 | 0 | 0 | 0 | 0 | 0 | 0 | 0 | 0
F5_Commercial_Restaurant_New_Miscellaneous_Natural Gas_Pool Heater_E3 | F5 | Commercial | Restaurant | New | Miscellaneous | Natural Gas | Pool Heater | E3 | Utility - Cost of Operation | 0 | 0 | 0 | 0 | 0 | 0 | 0 | 0 | 0 | 0 | 0 | 0 | 0 | 0 | 0 | 0 | 0 | 0 | 0 | 0 | 0 | 0 | 0 | 0 | 0 | 0 | 0 | 0 | 0 | 0
F5_Commercial_Restaurant_New_Miscellaneous_Natural Gas_Pool Heater_E4 | F5 | Commercial | Restaurant | New | Miscellaneous | Natural Gas | Pool Heater | E4 | Utility - Cost of Operation | 0 | 0 | 0 | 0 | 0 | 0 | 0 | 0 | 0 | 0 | 0 | 0 | 0 | 0 | 0 | 0 | 0 | 0 | 0 | 0 | 0 | 0 | 0 | 0 | 0 | 0 | 0 | 0 | 0 | 0
F5_Commercial_Restaurant_New_Miscellaneous_Natural Gas_Pool Heater_E5 | F5 | Commercial | Restaurant | New | Miscellaneous | Natural Gas | Pool Heater | E5 | Utility - Cost of Operation | 0 | 0 | 0 | 0 | 0 | 0 | 0 | 0 | 0 | 0 | 0 | 0 | 0 | 0 | 0 | 0 | 0 | 0 | 0 | 0 | 0 | 0 | 0 | 0 | 0 | 0 | 0 | 0 | 0 | 0
F5_Commercial_Restaurant_New_Miscellaneous_Natural Gas_Pool Heater_E6 | F5 | Commercial | Restaurant | New | Miscellaneous | Natural Gas | Pool Heater | E6 | Utility - Cost of Operation | 0 | 0 | 0 | 0 | 0 | 0 | 0 | 0 | 0 | 0 | 0 | 0 | 0 | 0 | 0 | 0 | 0 | 0 | 0 | 0 | 0 | 0 | 0 | 0 | 0 | 0 | 0 | 0 | 0 | 0
F5_Commercial_Restaurant_New_Miscellaneous_Natural Gas_Pool Heater_E7 | F5 | Commercial | Restaurant | New | Miscellaneous | Natural Gas | Pool Heater | E7 | Utility - Cost of Operation | 0 | 0 | 0 | 0 | 0 | 0 | 0 | 0 | 0 | 0 | 0 | 0 | 0 | 0 | 0 | 0 | 0 | 0 | 0 | 0 | 0 | 0 | 0 | 0 | 0 | 0 | 0 | 0 | 0 | 0
F5_Commercial_Restaurant_New_Miscellaneous_Natural Gas_Pool Heater_E8 | F5 | Commercial | Restaurant | New | Miscellaneous | Natural Gas | Pool Heater | E8 | Utility - Cost of Operation | 0 | 0 | 0 | 0 | 0 | 0 | 0 | 0 | 0 | 0 | 0 | 0 | 0 | 0 | 0 | 0 | 0 | 0 | 0 | 0 | 0 | 0 | 0 | 0 | 0 | 0 | 0 | 0 | 0 | 0
F5_Commercial_Restaurant_New_Miscellaneous_Natural Gas_Pool Heater_E9 | F5 | Commercial | Restaurant | New | Miscellaneous | Natural Gas | Pool Heater | E9 | Utility - Cost of Operation | 0 | 0 | 0 | 0 | 0 | 0 | 0 | 0 | 0 | 0 | 0 | 0 | 0 | 0 | 0 | 0 | 0 | 0 | 0 | 0 | 0 | 0 | 0 | 0 | 0 | 0 | 0 | 0 | 0 | 0
F5_Commercial_Restaurant_New_Miscellaneous_Natural Gas_Pool Heater_E10 | F5 | Commercial | Restaurant | New | Miscellaneous | Natural Gas | Pool Heater | E10 | Utility - Cost of Operation | 0 | 0 | 0 | 0 | 0 | 0 | 0 | 0 | 0 | 0 | 0 | 0 | 0 | 0 | 0 | 0 | 0 | 0 | 0 | 0 | 0 | 0 | 0 | 0 | 0 | 0 | 0 | 0 | 0 | 0
F6_Commercial_Restaurant_New_Miscellaneous_Natural Gas_Pool Heater_E1 | F6 | Commercial | Restaurant | New | Miscellaneous | Natural Gas | Pool Heater | E1 | Utility - Value of Sales | 0.00056683 | 0.00056438 | 0.00056486 | 0.00057322 | 0.00058762 | 0.00060611 | 0.00062205 | 0.00063473 | 0.00064619 | 0.00065752 | 0.00066987 | 0.0006824 | 0.00069476 | 0.00070861 | 0.00072177 | 0.00073428 | 0.00074691 | 0.00075822 | 0.00076806 | 0.00077621 | 0.00078385 | 0.0007909 | 0 | 0 | 0 | 0 | 0 | 0 | 0 | 0
F6_Commercial_Restaurant_New_Miscellaneous_Natural Gas_Pool Heater_E2 | F6 | Commercial | Restaurant | New | Miscellaneous | Natural Gas | Pool Heater | E2 | Utility - Value of Sales | 0.00048181 | 0.00047972 | 0.00048013 | 0.00048724 | 0.00049948 | 0.0005152 | 0.00052874 | 0.00053952 | 0.00054926 | 0.00055889 | 0.00056939 | 0.00058004 | 0.00059055 | 0.00060232 | 0.0006135 | 0.00062414 | 0.00063487 | 0.00064449 | 0.00065285 | 0.00065978 | 0.00066627 | 0.00067227 | 0 | 0 | 0 | 0 | 0 | 0 | 0 | 0
F6_Commercial_Restaurant_New_Miscellaneous_Natural Gas_Pool Heater_E3 | F6 | Commercial | Restaurant | New | Miscellaneous | Natural Gas | Pool Heater | E3 | Utility - Value of Sales | 0 | 0 | 0 | 0 | 0 | 0 | 0 | 0 | 0 | 0 | 0 | 0 | 0 | 0 | 0 | 0 | 0 | 0 | 0 | 0 | 0 | 0 | 0 | 0 | 0 | 0 | 0 | 0 | 0 | 0
F6_Commercial_Restaurant_New_Miscellaneous_Natural Gas_Pool Heater_E4 | F6 | Commercial | Restaurant | New | Miscellaneous | Natural Gas | Pool Heater | E4 | Utility - Value of Sales | 0 | 0 | 0 | 0 | 0 | 0 | 0 | 0 | 0 | 0 | 0 | 0 | 0 | 0 | 0 | 0 | 0 | 0 | 0 | 0 | 0 | 0 | 0 | 0 | 0 | 0 | 0 | 0 | 0 | 0
F6_Commercial_Restaurant_New_Miscellaneous_Natural Gas_Pool Heater_E5 | F6 | Commercial | Restaurant | New | Miscellaneous | Natural Gas | Pool Heater | E5 | Utility - Value of Sales | 0 | 0 | 0 | 0 | 0 | 0 | 0 | 0 | 0 | 0 | 0 | 0 | 0 | 0 | 0 | 0 | 0 | 0 | 0 | 0 | 0 | 0 | 0 | 0 | 0 | 0 | 0 | 0 | 0 | 0
F6_Commercial_Restaurant_New_Miscellaneous_Natural Gas_Pool Heater_E6 | F6 | Commercial | Restaurant | New | Miscellaneous | Natural Gas | Pool Heater | E6 | Utility - Value of Sales | 0 | 0 | 0 | 0 | 0 | 0 | 0 | 0 | 0 | 0 | 0 | 0 | 0 | 0 | 0 | 0 | 0 | 0 | 0 | 0 | 0 | 0 | 0 | 0 | 0 | 0 | 0 | 0 | 0 | 0
F6_Commercial_Restaurant_New_Miscellaneous_Natural Gas_Pool Heater_E7 | F6 | Commercial | Restaurant | New | Miscellaneous | Natural Gas | Pool Heater | E7 | Utility - Value of Sales | 0 | 0 | 0 | 0 | 0 | 0 | 0 | 0 | 0 | 0 | 0 | 0 | 0 | 0 | 0 | 0 | 0 | 0 | 0 | 0 | 0 | 0 | 0 | 0 | 0 | 0 | 0 | 0 | 0 | 0
F6_Commercial_Restaurant_New_Miscellaneous_Natural Gas_Pool Heater_E8 | F6 | Commercial | Restaurant | New | Miscellaneous | Natural Gas | Pool Heater | E8 | Utility - Value of Sales | 0 | 0 | 0 | 0 | 0 | 0 | 0 | 0 | 0 | 0 | 0 | 0 | 0 | 0 | 0 | 0 | 0 | 0 | 0 | 0 | 0 | 0 | 0 | 0 | 0 | 0 | 0 | 0 | 0 | 0
F6_Commercial_Restaurant_New_Miscellaneous_Natural Gas_Pool Heater_E9 | F6 | Commercial | Restaurant | New | Miscellaneous | Natural Gas | Pool Heater | E9 | Utility - Value of Sales | 0 | 0 | 0 | 0 | 0 | 0 | 0 | 0 | 0 | 0 | 0 | 0 | 0 | 0 | 0 | 0 | 0 | 0 | 0 | 0 | 0 | 0 | 0 | 0 | 0 | 0 | 0 | 0 | 0 | 0
F6_Commercial_Restaurant_New_Miscellaneous_Natural Gas_Pool Heater_E10 | F6 | Commercial | Restaurant | New | Miscellaneous | Natural Gas | Pool Heater | E10 | Utility - Value of Sales | 0 | 0 | 0 | 0 | 0 | 0 | 0 | 0 | 0 | 0 | 0 | 0 | 0 | 0 | 0 | 0 | 0 | 0 | 0 | 0 | 0 | 0 | 0 | 0 | 0 | 0 | 0 | 0 | 0 | 0
F1_Commercial_Restaurant_New_Miscellaneous_Natural Gas_Miscellaneous_E1 | F1 | Commercial | Restaurant | New | Miscellaneous | Natural Gas | Miscellaneous | E1 | Participant - Cost of Equipment | 0.22938 | 0.22938 | 0.22938 | 0.22938 | 0.22938 | 0.22938 | 0.22938 | 0.22938 | 0.22938 | 0.22938 | 0.22938 | 0.22938 | 0.22938 | 0.22938 | 0.22938 | 0.22938 | 0.22938 | 0.22938 | 0.22938 | 0.22938 | 0.22938 | 0.22938 | 0 | 0 | 0 | 0 | 0 | 0 | 0 | 0
F1_Commercial_Restaurant_New_Miscellaneous_Natural Gas_Miscellaneous_E2 | F1 | Commercial | Restaurant | New | Miscellaneous | Natural Gas | Miscellaneous | E2 | Participant - Cost of Equipment | 0 | 0 | 0 | 0 | 0 | 0 | 0 | 0 | 0 | 0 | 0 | 0 | 0 | 0 | 0 | 0 | 0 | 0 | 0 | 0 | 0 | 0 | 0 | 0 | 0 | 0 | 0 | 0 | 0 | 0
F1_Commercial_Restaurant_New_Miscellaneous_Natural Gas_Miscellaneous_E3 | F1 | Commercial | Restaurant | New | Miscellaneous | Natural Gas | Miscellaneous | E3 | Participant - Cost of Equipment | 0 | 0 | 0 | 0 | 0 | 0 | 0 | 0 | 0 | 0 | 0 | 0 | 0 | 0 | 0 | 0 | 0 | 0 | 0 | 0 | 0 | 0 | 0 | 0 | 0 | 0 | 0 | 0 | 0 | 0
F1_Commercial_Restaurant_New_Miscellaneous_Natural Gas_Miscellaneous_E4 | F1 | Commercial | Restaurant | New | Miscellaneous | Natural Gas | Miscellaneous | E4 | Participant - Cost of Equipment | 0 | 0 | 0 | 0 | 0 | 0 | 0 | 0 | 0 | 0 | 0 | 0 | 0 | 0 | 0 | 0 | 0 | 0 | 0 | 0 | 0 | 0 | 0 | 0 | 0 | 0 | 0 | 0 | 0 | 0
F1_Commercial_Restaurant_New_Miscellaneous_Natural Gas_Miscellaneous_E5 | F1 | Commercial | Restaurant | New | Miscellaneous | Natural Gas | Miscellaneous | E5 | Participant - Cost of Equipment | 0 | 0 | 0 | 0 | 0 | 0 | 0 | 0 | 0 | 0 | 0 | 0 | 0 | 0 | 0 | 0 | 0 | 0 | 0 | 0 | 0 | 0 | 0 | 0 | 0 | 0 | 0 | 0 | 0 | 0
F1_Commercial_Restaurant_New_Miscellaneous_Natural Gas_Miscellaneous_E6 | F1 | Commercial | Restaurant | New | Miscellaneous | Natural Gas | Miscellaneous | E6 | Participant - Cost of Equipment | 0 | 0 | 0 | 0 | 0 | 0 | 0 | 0 | 0 | 0 | 0 | 0 | 0 | 0 | 0 | 0 | 0 | 0 | 0 | 0 | 0 | 0 | 0 | 0 | 0 | 0 | 0 | 0 | 0 | 0
F1_Commercial_Restaurant_New_Miscellaneous_Natural Gas_Miscellaneous_E7 | F1 | Commercial | Restaurant | New | Miscellaneous | Natural Gas | Miscellaneous | E7 | Participant - Cost of Equipment | 0 | 0 | 0 | 0 | 0 | 0 | 0 | 0 | 0 | 0 | 0 | 0 | 0 | 0 | 0 | 0 | 0 | 0 | 0 | 0 | 0 | 0 | 0 | 0 | 0 | 0 | 0 | 0 | 0 | 0
F1_Commercial_Restaurant_New_Miscellaneous_Natural Gas_Miscellaneous_E8 | F1 | Commercial | Restaurant | New | Miscellaneous | Natural Gas | Miscellaneous | E8 | Participant - Cost of Equipment | 0 | 0 | 0 | 0 | 0 | 0 | 0 | 0 | 0 | 0 | 0 | 0 | 0 | 0 | 0 | 0 | 0 | 0 | 0 | 0 | 0 | 0 | 0 | 0 | 0 | 0 | 0 | 0 | 0 | 0
F1_Commercial_Restaurant_New_Miscellaneous_Natural Gas_Miscellaneous_E9 | F1 | Commercial | Restaurant | New | Miscellaneous | Natural Gas | Miscellaneous | E9 | Participant - Cost of Equipment | 0 | 0 | 0 | 0 | 0 | 0 | 0 | 0 | 0 | 0 | 0 | 0 | 0 | 0 | 0 | 0 | 0 | 0 | 0 | 0 | 0 | 0 | 0 | 0 | 0 | 0 | 0 | 0 | 0 | 0
F1_Commercial_Restaurant_New_Miscellaneous_Natural Gas_Miscellaneous_E10 | F1 | Commercial | Restaurant | New | Miscellaneous | Natural Gas | Miscellaneous | E10 | Participant - Cost of Equipment | 0 | 0 | 0 | 0 | 0 | 0 | 0 | 0 | 0 | 0 | 0 | 0 | 0 | 0 | 0 | 0 | 0 | 0 | 0 | 0 | 0 | 0 | 0 | 0 | 0 | 0 | 0 | 0 | 0 | 0
F2_Commercial_Restaurant_New_Miscellaneous_Natural Gas_Miscellaneous_E1 | F2 | Commercial | Restaurant | New | Miscellaneous | Natural Gas | Miscellaneous | E1 | Participant - Cost of Operation | 0.00052406 | 0.00052005 | 0.00051743 | 0.00052296 | 0.0005359 | 0.00055404 | 0.0005696 | 0.00058145 | 0.00059184 | 0.00060214 | 0.00061342 | 0.00062493 | 0.00063635 | 0.00064909 | 0.00066082 | 0.00067219 | 0.00068407 | 0.00069502 | 0.00070498 | 0.00071368 | 0.00072061 | 0.00072558 | 0 | 0 | 0 | 0 | 0 | 0 | 0 | 0
F2_Commercial_Restaurant_New_Miscellaneous_Natural Gas_Miscellaneous_E2 | F2 | Commercial | Restaurant | New | Miscellaneous | Natural Gas | Miscellaneous | E2 | Participant - Cost of Operation | 0 | 0 | 0 | 0 | 0 | 0 | 0 | 0 | 0 | 0 | 0 | 0 | 0 | 0 | 0 | 0 | 0 | 0 | 0 | 0 | 0 | 0 | 0 | 0 | 0 | 0 | 0 | 0 | 0 | 0
F2_Commercial_Restaurant_New_Miscellaneous_Natural Gas_Miscellaneous_E3 | F2 | Commercial | Restaurant | New | Miscellaneous | Natural Gas | Miscellaneous | E3 | Participant - Cost of Operation | 0 | 0 | 0 | 0 | 0 | 0 | 0 | 0 | 0 | 0 | 0 | 0 | 0 | 0 | 0 | 0 | 0 | 0 | 0 | 0 | 0 | 0 | 0 | 0 | 0 | 0 | 0 | 0 | 0 | 0
F2_Commercial_Restaurant_New_Miscellaneous_Natural Gas_Miscellaneous_E4 | F2 | Commercial | Restaurant | New | Miscellaneous | Natural Gas | Miscellaneous | E4 | Participant - Cost of Operation | 0 | 0 | 0 | 0 | 0 | 0 | 0 | 0 | 0 | 0 | 0 | 0 | 0 | 0 | 0 | 0 | 0 | 0 | 0 | 0 | 0 | 0 | 0 | 0 | 0 | 0 | 0 | 0 | 0 | 0
F2_Commercial_Restaurant_New_Miscellaneous_Natural Gas_Miscellaneous_E5 | F2 | Commercial | Restaurant | New | Miscellaneous | Natural Gas | Miscellaneous | E5 | Participant - Cost of Operation | 0 | 0 | 0 | 0 | 0 | 0 | 0 | 0 | 0 | 0 | 0 | 0 | 0 | 0 | 0 | 0 | 0 | 0 | 0 | 0 | 0 | 0 | 0 | 0 | 0 | 0 | 0 | 0 | 0 | 0
F2_Commercial_Restaurant_New_Miscellaneous_Natural Gas_Miscellaneous_E6 | F2 | Commercial | Restaurant | New | Miscellaneous | Natural Gas | Miscellaneous | E6 | Participant - Cost of Operation | 0 | 0 | 0 | 0 | 0 | 0 | 0 | 0 | 0 | 0 | 0 | 0 | 0 | 0 | 0 | 0 | 0 | 0 | 0 | 0 | 0 | 0 | 0 | 0 | 0 | 0 | 0 | 0 | 0 | 0
F2_Commercial_Restaurant_New_Miscellaneous_Natural Gas_Miscellaneous_E7 | F2 | Commercial | Restaurant | New | Miscellaneous | Natural Gas | Miscellaneous | E7 | Participant - Cost of Operation | 0 | 0 | 0 | 0 | 0 | 0 | 0 | 0 | 0 | 0 | 0 | 0 | 0 | 0 | 0 | 0 | 0 | 0 | 0 | 0 | 0 | 0 | 0 | 0 | 0 | 0 | 0 | 0 | 0 | 0
F2_Commercial_Restaurant_New_Miscellaneous_Natural Gas_Miscellaneous_E8 | F2 | Commercial | Restaurant | New | Miscellaneous | Natural Gas | Miscellaneous | E8 | Participant - Cost of Operation | 0 | 0 | 0 | 0 | 0 | 0 | 0 | 0 | 0 | 0 | 0 | 0 | 0 | 0 | 0 | 0 | 0 | 0 | 0 | 0 | 0 | 0 | 0 | 0 | 0 | 0 | 0 | 0 | 0 | 0
F2_Commercial_Restaurant_New_Miscellaneous_Natural Gas_Miscellaneous_E9 | F2 | Commercial | Restaurant | New | Miscellaneous | Natural Gas | Miscellaneous | E9 | Participant - Cost of Operation | 0 | 0 | 0 | 0 | 0 | 0 | 0 | 0 | 0 | 0 | 0 | 0 | 0 | 0 | 0 | 0 | 0 | 0 | 0 | 0 | 0 | 0 | 0 | 0 | 0 | 0 | 0 | 0 | 0 | 0
F2_Commercial_Restaurant_New_Miscellaneous_Natural Gas_Miscellaneous_E10 | F2 | Commercial | Restaurant | New | Miscellaneous | Natural Gas | Miscellaneous | E10 | Participant - Cost of Operation | 0 | 0 | 0 | 0 | 0 | 0 | 0 | 0 | 0 | 0 | 0 | 0 | 0 | 0 | 0 | 0 | 0 | 0 | 0 | 0 | 0 | 0 | 0 | 0 | 0 | 0 | 0 | 0 | 0 | 0
F3_Commercial_Restaurant_New_Miscellaneous_Natural Gas_Miscellaneous_E1 | F3 | Commercial | Restaurant | New | Miscellaneous | Natural Gas | Miscellaneous | E1 | System - kBTUs of Conusmption | 0.050559 | 0.050454 | 0.050456 | 0.05104 | 0.051546 | 0.051953 | 0.052225 | 0.052516 | 0.052786 | 0.053027 | 0.053216 | 0.053423 | 0.053612 | 0.053776 | 0.053887 | 0.053942 | 0.053892 | 0.053727 | 0.053412 | 0.053036 | 0.052555 | 0.051965 | 0 | 0 | 0 | 0 | 0 | 0 | 0 | 0
F3_Commercial_Restaurant_New_Miscellaneous_Natural Gas_Miscellaneous_E2 | F3 | Commercial | Restaurant | New | Miscellaneous | Natural Gas | Miscellaneous | E2 | System - kBTUs of Conusmption | 0 | 0 | 0 | 0 | 0 | 0 | 0 | 0 | 0 | 0 | 0 | 0 | 0 | 0 | 0 | 0 | 0 | 0 | 0 | 0 | 0 | 0 | 0 | 0 | 0 | 0 | 0 | 0 | 0 | 0
F3_Commercial_Restaurant_New_Miscellaneous_Natural Gas_Miscellaneous_E3 | F3 | Commercial | Restaurant | New | Miscellaneous | Natural Gas | Miscellaneous | E3 | System - kBTUs of Conusmption | 0 | 0 | 0 | 0 | 0 | 0 | 0 | 0 | 0 | 0 | 0 | 0 | 0 | 0 | 0 | 0 | 0 | 0 | 0 | 0 | 0 | 0 | 0 | 0 | 0 | 0 | 0 | 0 | 0 | 0
F3_Commercial_Restaurant_New_Miscellaneous_Natural Gas_Miscellaneous_E4 | F3 | Commercial | Restaurant | New | Miscellaneous | Natural Gas | Miscellaneous | E4 | System - kBTUs of Conusmption | 0 | 0 | 0 | 0 | 0 | 0 | 0 | 0 | 0 | 0 | 0 | 0 | 0 | 0 | 0 | 0 | 0 | 0 | 0 | 0 | 0 | 0 | 0 | 0 | 0 | 0 | 0 | 0 | 0 | 0
F3_Commercial_Restaurant_New_Miscellaneous_Natural Gas_Miscellaneous_E5 | F3 | Commercial | Restaurant | New | Miscellaneous | Natural Gas | Miscellaneous | E5 | System - kBTUs of Conusmption | 0 | 0 | 0 | 0 | 0 | 0 | 0 | 0 | 0 | 0 | 0 | 0 | 0 | 0 | 0 | 0 | 0 | 0 | 0 | 0 | 0 | 0 | 0 | 0 | 0 | 0 | 0 | 0 | 0 | 0
F3_Commercial_Restaurant_New_Miscellaneous_Natural Gas_Miscellaneous_E6 | F3 | Commercial | Restaurant | New | Miscellaneous | Natural Gas | Miscellaneous | E6 | System - kBTUs of Conusmption | 0 | 0 | 0 | 0 | 0 | 0 | 0 | 0 | 0 | 0 | 0 | 0 | 0 | 0 | 0 | 0 | 0 | 0 | 0 | 0 | 0 | 0 | 0 | 0 | 0 | 0 | 0 | 0 | 0 | 0
F3_Commercial_Restaurant_New_Miscellaneous_Natural Gas_Miscellaneous_E7 | F3 | Commercial | Restaurant | New | Miscellaneous | Natural Gas | Miscellaneous | E7 | System - kBTUs of Conusmption | 0 | 0 | 0 | 0 | 0 | 0 | 0 | 0 | 0 | 0 | 0 | 0 | 0 | 0 | 0 | 0 | 0 | 0 | 0 | 0 | 0 | 0 | 0 | 0 | 0 | 0 | 0 | 0 | 0 | 0
F3_Commercial_Restaurant_New_Miscellaneous_Natural Gas_Miscellaneous_E8 | F3 | Commercial | Restaurant | New | Miscellaneous | Natural Gas | Miscellaneous | E8 | System - kBTUs of Conusmption | 0 | 0 | 0 | 0 | 0 | 0 | 0 | 0 | 0 | 0 | 0 | 0 | 0 | 0 | 0 | 0 | 0 | 0 | 0 | 0 | 0 | 0 | 0 | 0 | 0 | 0 | 0 | 0 | 0 | 0
F3_Commercial_Restaurant_New_Miscellaneous_Natural Gas_Miscellaneous_E9 | F3 | Commercial | Restaurant | New | Miscellaneous | Natural Gas | Miscellaneous | E9 | System - kBTUs of Conusmption | 0 | 0 | 0 | 0 | 0 | 0 | 0 | 0 | 0 | 0 | 0 | 0 | 0 | 0 | 0 | 0 | 0 | 0 | 0 | 0 | 0 | 0 | 0 | 0 | 0 | 0 | 0 | 0 | 0 | 0
F3_Commercial_Restaurant_New_Miscellaneous_Natural Gas_Miscellaneous_E10 | F3 | Commercial | Restaurant | New | Miscellaneous | Natural Gas | Miscellaneous | E10 | System - kBTUs of Conusmption | 0 | 0 | 0 | 0 | 0 | 0 | 0 | 0 | 0 | 0 | 0 | 0 | 0 | 0 | 0 | 0 | 0 | 0 | 0 | 0 | 0 | 0 | 0 | 0 | 0 | 0 | 0 | 0 | 0 | 0
F4_Commercial_Restaurant_New_Miscellaneous_Natural Gas_Miscellaneous_E1 | F4 | Commercial | Restaurant | New | Miscellaneous | Natural Gas | Miscellaneous | E1 | Utility - Cost of Equipment | 0.22938 | 0.22938 | 0.22938 | 0.22938 | 0.22938 | 0.22938 | 0.22938 | 0.22938 | 0.22938 | 0.22938 | 0.22938 | 0.22938 | 0.22938 | 0.22938 | 0.22938 | 0.22938 | 0.22938 | 0.22938 | 0.22938 | 0.22938 | 0.22938 | 0.22938 | 0 | 0 | 0 | 0 | 0 | 0 | 0 | 0
F4_Commercial_Restaurant_New_Miscellaneous_Natural Gas_Miscellaneous_E2 | F4 | Commercial | Restaurant | New | Miscellaneous | Natural Gas | Miscellaneous | E2 | Utility - Cost of Equipment | 0 | 0 | 0 | 0 | 0 | 0 | 0 | 0 | 0 | 0 | 0 | 0 | 0 | 0 | 0 | 0 | 0 | 0 | 0 | 0 | 0 | 0 | 0 | 0 | 0 | 0 | 0 | 0 | 0 | 0
F4_Commercial_Restaurant_New_Miscellaneous_Natural Gas_Miscellaneous_E3 | F4 | Commercial | Restaurant | New | Miscellaneous | Natural Gas | Miscellaneous | E3 | Utility - Cost of Equipment | 0 | 0 | 0 | 0 | 0 | 0 | 0 | 0 | 0 | 0 | 0 | 0 | 0 | 0 | 0 | 0 | 0 | 0 | 0 | 0 | 0 | 0 | 0 | 0 | 0 | 0 | 0 | 0 | 0 | 0
F4_Commercial_Restaurant_New_Miscellaneous_Natural Gas_Miscellaneous_E4 | F4 | Commercial | Restaurant | New | Miscellaneous | Natural Gas | Miscellaneous | E4 | Utility - Cost of Equipment | 0 | 0 | 0 | 0 | 0 | 0 | 0 | 0 | 0 | 0 | 0 | 0 | 0 | 0 | 0 | 0 | 0 | 0 | 0 | 0 | 0 | 0 | 0 | 0 | 0 | 0 | 0 | 0 | 0 | 0
F4_Commercial_Restaurant_New_Miscellaneous_Natural Gas_Miscellaneous_E5 | F4 | Commercial | Restaurant | New | Miscellaneous | Natural Gas | Miscellaneous | E5 | Utility - Cost of Equipment | 0 | 0 | 0 | 0 | 0 | 0 | 0 | 0 | 0 | 0 | 0 | 0 | 0 | 0 | 0 | 0 | 0 | 0 | 0 | 0 | 0 | 0 | 0 | 0 | 0 | 0 | 0 | 0 | 0 | 0
F4_Commercial_Restaurant_New_Miscellaneous_Natural Gas_Miscellaneous_E6 | F4 | Commercial | Restaurant | New | Miscellaneous | Natural Gas | Miscellaneous | E6 | Utility - Cost of Equipment | 0 | 0 | 0 | 0 | 0 | 0 | 0 | 0 | 0 | 0 | 0 | 0 | 0 | 0 | 0 | 0 | 0 | 0 | 0 | 0 | 0 | 0 | 0 | 0 | 0 | 0 | 0 | 0 | 0 | 0
F4_Commercial_Restaurant_New_Miscellaneous_Natural Gas_Miscellaneous_E7 | F4 | Commercial | Restaurant | New | Miscellaneous | Natural Gas | Miscellaneous | E7 | Utility - Cost of Equipment | 0 | 0 | 0 | 0 | 0 | 0 | 0 | 0 | 0 | 0 | 0 | 0 | 0 | 0 | 0 | 0 | 0 | 0 | 0 | 0 | 0 | 0 | 0 | 0 | 0 | 0 | 0 | 0 | 0 | 0
F4_Commercial_Restaurant_New_Miscellaneous_Natural Gas_Miscellaneous_E8 | F4 | Commercial | Restaurant | New | Miscellaneous | Natural Gas | Miscellaneous | E8 | Utility - Cost of Equipment | 0 | 0 | 0 | 0 | 0 | 0 | 0 | 0 | 0 | 0 | 0 | 0 | 0 | 0 | 0 | 0 | 0 | 0 | 0 | 0 | 0 | 0 | 0 | 0 | 0 | 0 | 0 | 0 | 0 | 0
F4_Commercial_Restaurant_New_Miscellaneous_Natural Gas_Miscellaneous_E9 | F4 | Commercial | Restaurant | New | Miscellaneous | Natural Gas | Miscellaneous | E9 | Utility - Cost of Equipment | 0 | 0 | 0 | 0 | 0 | 0 | 0 | 0 | 0 | 0 | 0 | 0 | 0 | 0 | 0 | 0 | 0 | 0 | 0 | 0 | 0 | 0 | 0 | 0 | 0 | 0 | 0 | 0 | 0 | 0
F4_Commercial_Restaurant_New_Miscellaneous_Natural Gas_Miscellaneous_E10 | F4 | Commercial | Restaurant | New | Miscellaneous | Natural Gas | Miscellaneous | E10 | Utility - Cost of Equipment | 0 | 0 | 0 | 0 | 0 | 0 | 0 | 0 | 0 | 0 | 0 | 0 | 0 | 0 | 0 | 0 | 0 | 0 | 0 | 0 | 0 | 0 | 0 | 0 | 0 | 0 | 0 | 0 | 0 | 0
F5_Commercial_Restaurant_New_Miscellaneous_Natural Gas_Miscellaneous_E1 | F5 | Commercial | Restaurant | New | Miscellaneous | Natural Gas | Miscellaneous | E1 | Utility - Cost of Operation | 0.00043742 | 0.00043407 | 0.00043189 | 0.0004365 | 0.0004473 | 0.00046245 | 0.00047543 | 0.00048533 | 0.000494 | 0.00050259 | 0.00051201 | 0.00052162 | 0.00053115 | 0.00054179 | 0.00055158 | 0.00056106 | 0.00057098 | 0.00058012 | 0.00058843 | 0.0005957 | 0.00060148 | 0.00060563 | 0 | 0 | 0 | 0 | 0 | 0 | 0 | 0
F5_Commercial_Restaurant_New_Miscellaneous_Natural Gas_Miscellaneous_E2 | F5 | Commercial | Restaurant | New | Miscellaneous | Natural Gas | Miscellaneous | E2 | Utility - Cost of Operation | 0 | 0 | 0 | 0 | 0 | 0 | 0 | 0 | 0 | 0 | 0 | 0 | 0 | 0 | 0 | 0 | 0 | 0 | 0 | 0 | 0 | 0 | 0 | 0 | 0 | 0 | 0 | 0 | 0 | 0
F5_Commercial_Restaurant_New_Miscellaneous_Natural Gas_Miscellaneous_E3 | F5 | Commercial | Restaurant | New | Miscellaneous | Natural Gas | Miscellaneous | E3 | Utility - Cost of Operation | 0 | 0 | 0 | 0 | 0 | 0 | 0 | 0 | 0 | 0 | 0 | 0 | 0 | 0 | 0 | 0 | 0 | 0 | 0 | 0 | 0 | 0 | 0 | 0 | 0 | 0 | 0 | 0 | 0 | 0
F5_Commercial_Restaurant_New_Miscellaneous_Natural Gas_Miscellaneous_E4 | F5 | Commercial | Restaurant | New | Miscellaneous | Natural Gas | Miscellaneous | E4 | Utility - Cost of Operation | 0 | 0 | 0 | 0 | 0 | 0 | 0 | 0 | 0 | 0 | 0 | 0 | 0 | 0 | 0 | 0 | 0 | 0 | 0 | 0 | 0 | 0 | 0 | 0 | 0 | 0 | 0 | 0 | 0 | 0
F5_Commercial_Restaurant_New_Miscellaneous_Natural Gas_Miscellaneous_E5 | F5 | Commercial | Restaurant | New | Miscellaneous | Natural Gas | Miscellaneous | E5 | Utility - Cost of Operation | 0 | 0 | 0 | 0 | 0 | 0 | 0 | 0 | 0 | 0 | 0 | 0 | 0 | 0 | 0 | 0 | 0 | 0 | 0 | 0 | 0 | 0 | 0 | 0 | 0 | 0 | 0 | 0 | 0 | 0
F5_Commercial_Restaurant_New_Miscellaneous_Natural Gas_Miscellaneous_E6 | F5 | Commercial | Restaurant | New | Miscellaneous | Natural Gas | Miscellaneous | E6 | Utility - Cost of Operation | 0 | 0 | 0 | 0 | 0 | 0 | 0 | 0 | 0 | 0 | 0 | 0 | 0 | 0 | 0 | 0 | 0 | 0 | 0 | 0 | 0 | 0 | 0 | 0 | 0 | 0 | 0 | 0 | 0 | 0
F5_Commercial_Restaurant_New_Miscellaneous_Natural Gas_Miscellaneous_E7 | F5 | Commercial | Restaurant | New | Miscellaneous | Natural Gas | Miscellaneous | E7 | Utility - Cost of Operation | 0 | 0 | 0 | 0 | 0 | 0 | 0 | 0 | 0 | 0 | 0 | 0 | 0 | 0 | 0 | 0 | 0 | 0 | 0 | 0 | 0 | 0 | 0 | 0 | 0 | 0 | 0 | 0 | 0 | 0
F5_Commercial_Restaurant_New_Miscellaneous_Natural Gas_Miscellaneous_E8 | F5 | Commercial | Restaurant | New | Miscellaneous | Natural Gas | Miscellaneous | E8 | Utility - Cost of Operation | 0 | 0 | 0 | 0 | 0 | 0 | 0 | 0 | 0 | 0 | 0 | 0 | 0 | 0 | 0 | 0 | 0 | 0 | 0 | 0 | 0 | 0 | 0 | 0 | 0 | 0 | 0 | 0 | 0 | 0
F5_Commercial_Restaurant_New_Miscellaneous_Natural Gas_Miscellaneous_E9 | F5 | Commercial | Restaurant | New | Miscellaneous | Natural Gas | Miscellaneous | E9 | Utility - Cost of Operation | 0 | 0 | 0 | 0 | 0 | 0 | 0 | 0 | 0 | 0 | 0 | 0 | 0 | 0 | 0 | 0 | 0 | 0 | 0 | 0 | 0 | 0 | 0 | 0 | 0 | 0 | 0 | 0 | 0 | 0
F5_Commercial_Restaurant_New_Miscellaneous_Natural Gas_Miscellaneous_E10 | F5 | Commercial | Restaurant | New | Miscellaneous | Natural Gas | Miscellaneous | E10 | Utility - Cost of Operation | 0 | 0 | 0 | 0 | 0 | 0 | 0 | 0 | 0 | 0 | 0 | 0 | 0 | 0 | 0 | 0 | 0 | 0 | 0 | 0 | 0 | 0 | 0 | 0 | 0 | 0 | 0 | 0 | 0 | 0
F6_Commercial_Restaurant_New_Miscellaneous_Natural Gas_Miscellaneous_E1 | F6 | Commercial | Restaurant | New | Miscellaneous | Natural Gas | Miscellaneous | E1 | Utility - Value of Sales | 0.00052406 | 0.00052005 | 0.00051743 | 0.00052296 | 0.0005359 | 0.00055404 | 0.0005696 | 0.00058145 | 0.00059184 | 0.00060214 | 0.00061342 | 0.00062493 | 0.00063635 | 0.00064909 | 0.00066082 | 0.00067219 | 0.00068407 | 0.00069502 | 0.00070498 | 0.00071368 | 0.00072061 | 0.00072558 | 0 | 0 | 0 | 0 | 0 | 0 | 0 | 0
F6_Commercial_Restaurant_New_Miscellaneous_Natural Gas_Miscellaneous_E2 | F6 | Commercial | Restaurant | New | Miscellaneous | Natural Gas | Miscellaneous | E2 | Utility - Value of Sales | 0 | 0 | 0 | 0 | 0 | 0 | 0 | 0 | 0 | 0 | 0 | 0 | 0 | 0 | 0 | 0 | 0 | 0 | 0 | 0 | 0 | 0 | 0 | 0 | 0 | 0 | 0 | 0 | 0 | 0
F6_Commercial_Restaurant_New_Miscellaneous_Natural Gas_Miscellaneous_E3 | F6 | Commercial | Restaurant | New | Miscellaneous | Natural Gas | Miscellaneous | E3 | Utility - Value of Sales | 0 | 0 | 0 | 0 | 0 | 0 | 0 | 0 | 0 | 0 | 0 | 0 | 0 | 0 | 0 | 0 | 0 | 0 | 0 | 0 | 0 | 0 | 0 | 0 | 0 | 0 | 0 | 0 | 0 | 0
F6_Commercial_Restaurant_New_Miscellaneous_Natural Gas_Miscellaneous_E4 | F6 | Commercial | Restaurant | New | Miscellaneous | Natural Gas | Miscellaneous | E4 | Utility - Value of Sales | 0 | 0 | 0 | 0 | 0 | 0 | 0 | 0 | 0 | 0 | 0 | 0 | 0 | 0 | 0 | 0 | 0 | 0 | 0 | 0 | 0 | 0 | 0 | 0 | 0 | 0 | 0 | 0 | 0 | 0
F6_Commercial_Restaurant_New_Miscellaneous_Natural Gas_Miscellaneous_E5 | F6 | Commercial | Restaurant | New | Miscellaneous | Natural Gas | Miscellaneous | E5 | Utility - Value of Sales | 0 | 0 | 0 | 0 | 0 | 0 | 0 | 0 | 0 | 0 | 0 | 0 | 0 | 0 | 0 | 0 | 0 | 0 | 0 | 0 | 0 | 0 | 0 | 0 | 0 | 0 | 0 | 0 | 0 | 0
F6_Commercial_Restaurant_New_Miscellaneous_Natural Gas_Miscellaneous_E6 | F6 | Commercial | Restaurant | New | Miscellaneous | Natural Gas | Miscellaneous | E6 | Utility - Value of Sales | 0 | 0 | 0 | 0 | 0 | 0 | 0 | 0 | 0 | 0 | 0 | 0 | 0 | 0 | 0 | 0 | 0 | 0 | 0 | 0 | 0 | 0 | 0 | 0 | 0 | 0 | 0 | 0 | 0 | 0
F6_Commercial_Restaurant_New_Miscellaneous_Natural Gas_Miscellaneous_E7 | F6 | Commercial | Restaurant | New | Miscellaneous | Natural Gas | Miscellaneous | E7 | Utility - Value of Sales | 0 | 0 | 0 | 0 | 0 | 0 | 0 | 0 | 0 | 0 | 0 | 0 | 0 | 0 | 0 | 0 | 0 | 0 | 0 | 0 | 0 | 0 | 0 | 0 | 0 | 0 | 0 | 0 | 0 | 0
F6_Commercial_Restaurant_New_Miscellaneous_Natural Gas_Miscellaneous_E8 | F6 | Commercial | Restaurant | New | Miscellaneous | Natural Gas | Miscellaneous | E8 | Utility - Value of Sales | 0 | 0 | 0 | 0 | 0 | 0 | 0 | 0 | 0 | 0 | 0 | 0 | 0 | 0 | 0 | 0 | 0 | 0 | 0 | 0 | 0 | 0 | 0 | 0 | 0 | 0 | 0 | 0 | 0 | 0
F6_Commercial_Restaurant_New_Miscellaneous_Natural Gas_Miscellaneous_E9 | F6 | Commercial | Restaurant | New | Miscellaneous | Natural Gas | Miscellaneous | E9 | Utility - Value of Sales | 0 | 0 | 0 | 0 | 0 | 0 | 0 | 0 | 0 | 0 | 0 | 0 | 0 | 0 | 0 | 0 | 0 | 0 | 0 | 0 | 0 | 0 | 0 | 0 | 0 | 0 | 0 | 0 | 0 | 0
F6_Commercial_Restaurant_New_Miscellaneous_Natural Gas_Miscellaneous_E10 | F6 | Commercial | Restaurant | New | Miscellaneous | Natural Gas | Miscellaneous | E10 | Utility - Value of Sales | 0 | 0 | 0 | 0 | 0 | 0 | 0 | 0 | 0 | 0 | 0 | 0 | 0 | 0 | 0 | 0 | 0 | 0 | 0 | 0 | 0 | 0 | 0 | 0 | 0 | 0 | 0 | 0 | 0 | 0
F1_Commercial_Grocery_Existing_Space Heating_Natural Gas_Furnace_E1 | F1 | Commercial | Grocery | Existing | Space Heating | Natural Gas | Furnace | E1 | Participant - Cost of Equipment | 0.031547 | 0.031547 | 0.031547 | 0.031547 | 0.031547 | 0.031547 | 0.031547 | 0.031547 | 0.031547 | 0.031547 | 0.031547 | 0.031547 | 0.031547 | 0.031547 | 0.031547 | 0.031547 | 0.031547 | 0.031547 | 0.031547 | 0.031547 | 0.031547 | 0.031547 | 0 | 0 | 0 | 0 | 0 | 0 | 0 | 0
F1_Commercial_Grocery_Existing_Space Heating_Natural Gas_Furnace_E2 | F1 | Commercial | Grocery | Existing | Space Heating | Natural Gas | Furnace | E2 | Participant - Cost of Equipment | 0.037857 | 0.037857 | 0.037857 | 0.037857 | 0.037857 | 0.037857 | 0.037857 | 0.037857 | 0.037857 | 0.037857 | 0.037857 | 0.037857 | 0.037857 | 0.037857 | 0.037857 | 0.037857 | 0.037857 | 0.037857 | 0.037857 | 0.037857 | 0.037857 | 0.037857 | 0 | 0 | 0 | 0 | 0 | 0 | 0 | 0
F1_Commercial_Grocery_Existing_Space Heating_Natural Gas_Furnace_E3 | F1 | Commercial | Grocery | Existing | Space Heating | Natural Gas | Furnace | E3 | Participant - Cost of Equipment | 0.044167 | 0.044167 | 0.044167 | 0.044167 | 0.044167 | 0.044167 | 0.044167 | 0.044167 | 0.044167 | 0.044167 | 0.044167 | 0.044167 | 0.044167 | 0.044167 | 0.044167 | 0.044167 | 0.044167 | 0.044167 | 0.044167 | 0.044167 | 0.044167 | 0.044167 | 0 | 0 | 0 | 0 | 0 | 0 | 0 | 0
F1_Commercial_Grocery_Existing_Space Heating_Natural Gas_Furnace_E4 | F1 | Commercial | Grocery | Existing | Space Heating | Natural Gas | Furnace | E4 | Participant - Cost of Equipment | 0 | 0 | 0 | 0 | 0 | 0 | 0 | 0 | 0 | 0 | 0 | 0 | 0 | 0 | 0 | 0 | 0 | 0 | 0 | 0 | 0 | 0 | 0 | 0 | 0 | 0 | 0 | 0 | 0 | 0
F1_Commercial_Grocery_Existing_Space Heating_Natural Gas_Furnace_E5 | F1 | Commercial | Grocery | Existing | Space Heating | Natural Gas | Furnace | E5 | Participant - Cost of Equipment | 0 | 0 | 0 | 0 | 0 | 0 | 0 | 0 | 0 | 0 | 0 | 0 | 0 | 0 | 0 | 0 | 0 | 0 | 0 | 0 | 0 | 0 | 0 | 0 | 0 | 0 | 0 | 0 | 0 | 0
F1_Commercial_Grocery_Existing_Space Heating_Natural Gas_Furnace_E6 | F1 | Commercial | Grocery | Existing | Space Heating | Natural Gas | Furnace | E6 | Participant - Cost of Equipment | 0 | 0 | 0 | 0 | 0 | 0 | 0 | 0 | 0 | 0 | 0 | 0 | 0 | 0 | 0 | 0 | 0 | 0 | 0 | 0 | 0 | 0 | 0 | 0 | 0 | 0 | 0 | 0 | 0 | 0
F1_Commercial_Grocery_Existing_Space Heating_Natural Gas_Furnace_E7 | F1 | Commercial | Grocery | Existing | Space Heating | Natural Gas | Furnace | E7 | Participant - Cost of Equipment | 0 | 0 | 0 | 0 | 0 | 0 | 0 | 0 | 0 | 0 | 0 | 0 | 0 | 0 | 0 | 0 | 0 | 0 | 0 | 0 | 0 | 0 | 0 | 0 | 0 | 0 | 0 | 0 | 0 | 0
F1_Commercial_Grocery_Existing_Space Heating_Natural Gas_Furnace_E8 | F1 | Commercial | Grocery | Existing | Space Heating | Natural Gas | Furnace | E8 | Participant - Cost of Equipment | 0 | 0 | 0 | 0 | 0 | 0 | 0 | 0 | 0 | 0 | 0 | 0 | 0 | 0 | 0 | 0 | 0 | 0 | 0 | 0 | 0 | 0 | 0 | 0 | 0 | 0 | 0 | 0 | 0 | 0
F1_Commercial_Grocery_Existing_Space Heating_Natural Gas_Furnace_E9 | F1 | Commercial | Grocery | Existing | Space Heating | Natural Gas | Furnace | E9 | Participant - Cost of Equipment | 0 | 0 | 0 | 0 | 0 | 0 | 0 | 0 | 0 | 0 | 0 | 0 | 0 | 0 | 0 | 0 | 0 | 0 | 0 | 0 | 0 | 0 | 0 | 0 | 0 | 0 | 0 | 0 | 0 | 0
F1_Commercial_Grocery_Existing_Space Heating_Natural Gas_Furnace_E10 | F1 | Commercial | Grocery | Existing | Space Heating | Natural Gas | Furnace | E10 | Participant - Cost of Equipment | 0 | 0 | 0 | 0 | 0 | 0 | 0 | 0 | 0 | 0 | 0 | 0 | 0 | 0 | 0 | 0 | 0 | 0 | 0 | 0 | 0 | 0 | 0 | 0 | 0 | 0 | 0 | 0 | 0 | 0
F2_Commercial_Grocery_Existing_Space Heating_Natural Gas_Furnace_E1 | F2 | Commercial | Grocery | Existing | Space Heating | Natural Gas | Furnace | E1 | Participant - Cost of Operation | 0.48596 | 0.49174 | 0.498 | 0.50612 | 0.51576 | 0.5265 | 0.5366 | 0.54595 | 0.55511 | 0.56438 | 0.574 | 0.58381 | 0.59369 | 0.60399 | 0.61415 | 0.62455 | 0.63542 | 0.64642 | 0.65758 | 0.66888 | 0.68019 | 0.69147 | 0 | 0 | 0 | 0 | 0 | 0 | 0 | 0
F2_Commercial_Grocery_Existing_Space Heating_Natural Gas_Furnace_E2 | F2 | Commercial | Grocery | Existing | Space Heating | Natural Gas | Furnace | E2 | Participant - Cost of Operation | 0.43198 | 0.43711 | 0.44267 | 0.44989 | 0.45846 | 0.46801 | 0.47699 | 0.4853 | 0.49344 | 0.50168 | 0.51023 | 0.51895 | 0.52773 | 0.53689 | 0.54593 | 0.55517 | 0.56482 | 0.57461 | 0.58453 | 0.59457 | 0.60463 | 0.61465 | 0 | 0 | 0 | 0 | 0 | 0 | 0 | 0
F2_Commercial_Grocery_Existing_Space Heating_Natural Gas_Furnace_E3 | F2 | Commercial | Grocery | Existing | Space Heating | Natural Gas | Furnace | E3 | Participant - Cost of Operation | 0.40923 | 0.4141 | 0.41937 | 0.4262 | 0.43432 | 0.44337 | 0.45188 | 0.45975 | 0.46746 | 0.47527 | 0.48337 | 0.49163 | 0.49995 | 0.50862 | 0.51718 | 0.52594 | 0.53509 | 0.54435 | 0.55375 | 0.56327 | 0.57279 | 0.58229 | 0 | 0 | 0 | 0 | 0 | 0 | 0 | 0
F2_Commercial_Grocery_Existing_Space Heating_Natural Gas_Furnace_E4 | F2 | Commercial | Grocery | Existing | Space Heating | Natural Gas | Furnace | E4 | Participant - Cost of Operation | 0 | 0 | 0 | 0 | 0 | 0 | 0 | 0 | 0 | 0 | 0 | 0 | 0 | 0 | 0 | 0 | 0 | 0 | 0 | 0 | 0 | 0 | 0 | 0 | 0 | 0 | 0 | 0 | 0 | 0
F2_Commercial_Grocery_Existing_Space Heating_Natural Gas_Furnace_E5 | F2 | Commercial | Grocery | Existing | Space Heating | Natural Gas | Furnace | E5 | Participant - Cost of Operation | 0 | 0 | 0 | 0 | 0 | 0 | 0 | 0 | 0 | 0 | 0 | 0 | 0 | 0 | 0 | 0 | 0 | 0 | 0 | 0 | 0 | 0 | 0 | 0 | 0 | 0 | 0 | 0 | 0 | 0
F2_Commercial_Grocery_Existing_Space Heating_Natural Gas_Furnace_E6 | F2 | Commercial | Grocery | Existing | Space Heating | Natural Gas | Furnace | E6 | Participant - Cost of Operation | 0 | 0 | 0 | 0 | 0 | 0 | 0 | 0 | 0 | 0 | 0 | 0 | 0 | 0 | 0 | 0 | 0 | 0 | 0 | 0 | 0 | 0 | 0 | 0 | 0 | 0 | 0 | 0 | 0 | 0
F2_Commercial_Grocery_Existing_Space Heating_Natural Gas_Furnace_E7 | F2 | Commercial | Grocery | Existing | Space Heating | Natural Gas | Furnace | E7 | Participant - Cost of Operation | 0 | 0 | 0 | 0 | 0 | 0 | 0 | 0 | 0 | 0 | 0 | 0 | 0 | 0 | 0 | 0 | 0 | 0 | 0 | 0 | 0 | 0 | 0 | 0 | 0 | 0 | 0 | 0 | 0 | 0
F2_Commercial_Grocery_Existing_Space Heating_Natural Gas_Furnace_E8 | F2 | Commercial | Grocery | Existing | Space Heating | Natural Gas | Furnace | E8 | Participant - Cost of Operation | 0 | 0 | 0 | 0 | 0 | 0 | 0 | 0 | 0 | 0 | 0 | 0 | 0 | 0 | 0 | 0 | 0 | 0 | 0 | 0 | 0 | 0 | 0 | 0 | 0 | 0 | 0 | 0 | 0 | 0
F2_Commercial_Grocery_Existing_Space Heating_Natural Gas_Furnace_E9 | F2 | Commercial | Grocery | Existing | Space Heating | Natural Gas | Furnace | E9 | Participant - Cost of Operation | 0 | 0 | 0 | 0 | 0 | 0 | 0 | 0 | 0 | 0 | 0 | 0 | 0 | 0 | 0 | 0 | 0 | 0 | 0 | 0 | 0 | 0 | 0 | 0 | 0 | 0 | 0 | 0 | 0 | 0
F2_Commercial_Grocery_Existing_Space Heating_Natural Gas_Furnace_E10 | F2 | Commercial | Grocery | Existing | Space Heating | Natural Gas | Furnace | E10 | Participant - Cost of Operation | 0 | 0 | 0 | 0 | 0 | 0 | 0 | 0 | 0 | 0 | 0 | 0 | 0 | 0 | 0 | 0 | 0 | 0 | 0 | 0 | 0 | 0 | 0 | 0 | 0 | 0 | 0 | 0 | 0 | 0
F3_Commercial_Grocery_Existing_Space Heating_Natural Gas_Furnace_E1 | F3 | Commercial | Grocery | Existing | Space Heating | Natural Gas | Furnace | E1 | System - kBTUs of Conusmption | 42.8868 | 42.9271 | 42.9596 | 43.0726 | 43.1508 | 43.1939 | 43.1934 | 43.1878 | 43.1703 | 43.1417 | 43.096 | 43.0475 | 42.9904 | 42.9255 | 42.8455 | 42.7675 | 42.6836 | 42.594 | 42.4916 | 42.393 | 42.2906 | 42.1854 | 0 | 0 | 0 | 0 | 0 | 0 | 0 | 0
F3_Commercial_Grocery_Existing_Space Heating_Natural Gas_Furnace_E2 | F3 | Commercial | Grocery | Existing | Space Heating | Natural Gas | Furnace | E2 | System - kBTUs of Conusmption | 38.1223 | 38.1582 | 38.187 | 38.2874 | 38.357 | 38.3953 | 38.3948 | 38.3899 | 38.3744 | 38.3489 | 38.3083 | 38.2652 | 38.2144 | 38.1567 | 38.0856 | 38.0162 | 37.9417 | 37.862 | 37.771 | 37.6834 | 37.5924 | 37.4989 | 0 | 0 | 0 | 0 | 0 | 0 | 0 | 0
F3_Commercial_Grocery_Existing_Space Heating_Natural Gas_Furnace_E3 | F3 | Commercial | Grocery | Existing | Space Heating | Natural Gas | Furnace | E3 | System - kBTUs of Conusmption | 36.1152 | 36.1492 | 36.1765 | 36.2716 | 36.3375 | 36.3738 | 36.3734 | 36.3687 | 36.354 | 36.3299 | 36.2913 | 36.2505 | 36.2024 | 36.1478 | 36.0804 | 36.0147 | 35.9441 | 35.8686 | 35.7824 | 35.6994 | 35.6132 | 35.5246 | 0 | 0 | 0 | 0 | 0 | 0 | 0 | 0
F3_Commercial_Grocery_Existing_Space Heating_Natural Gas_Furnace_E4 | F3 | Commercial | Grocery | Existing | Space Heating | Natural Gas | Furnace | E4 | System - kBTUs of Conusmption | 0 | 0 | 0 | 0 | 0 | 0 | 0 | 0 | 0 | 0 | 0 | 0 | 0 | 0 | 0 | 0 | 0 | 0 | 0 | 0 | 0 | 0 | 0 | 0 | 0 | 0 | 0 | 0 | 0 | 0
F3_Commercial_Grocery_Existing_Space Heating_Natural Gas_Furnace_E5 | F3 | Commercial | Grocery | Existing | Space Heating | Natural Gas | Furnace | E5 | System - kBTUs of Conusmption | 0 | 0 | 0 | 0 | 0 | 0 | 0 | 0 | 0 | 0 | 0 | 0 | 0 | 0 | 0 | 0 | 0 | 0 | 0 | 0 | 0 | 0 | 0 | 0 | 0 | 0 | 0 | 0 | 0 | 0
F3_Commercial_Grocery_Existing_Space Heating_Natural Gas_Furnace_E6 | F3 | Commercial | Grocery | Existing | Space Heating | Natural Gas | Furnace | E6 | System - kBTUs of Conusmption | 0 | 0 | 0 | 0 | 0 | 0 | 0 | 0 | 0 | 0 | 0 | 0 | 0 | 0 | 0 | 0 | 0 | 0 | 0 | 0 | 0 | 0 | 0 | 0 | 0 | 0 | 0 | 0 | 0 | 0
F3_Commercial_Grocery_Existing_Space Heating_Natural Gas_Furnace_E7 | F3 | Commercial | Grocery | Existing | Space Heating | Natural Gas | Furnace | E7 | System - kBTUs of Conusmption | 0 | 0 | 0 | 0 | 0 | 0 | 0 | 0 | 0 | 0 | 0 | 0 | 0 | 0 | 0 | 0 | 0 | 0 | 0 | 0 | 0 | 0 | 0 | 0 | 0 | 0 | 0 | 0 | 0 | 0
F3_Commercial_Grocery_Existing_Space Heating_Natural Gas_Furnace_E8 | F3 | Commercial | Grocery | Existing | Space Heating | Natural Gas | Furnace | E8 | System - kBTUs of Conusmption | 0 | 0 | 0 | 0 | 0 | 0 | 0 | 0 | 0 | 0 | 0 | 0 | 0 | 0 | 0 | 0 | 0 | 0 | 0 | 0 | 0 | 0 | 0 | 0 | 0 | 0 | 0 | 0 | 0 | 0
F3_Commercial_Grocery_Existing_Space Heating_Natural Gas_Furnace_E9 | F3 | Commercial | Grocery | Existing | Space Heating | Natural Gas | Furnace | E9 | System - kBTUs of Conusmption | 0 | 0 | 0 | 0 | 0 | 0 | 0 | 0 | 0 | 0 | 0 | 0 | 0 | 0 | 0 | 0 | 0 | 0 | 0 | 0 | 0 | 0 | 0 | 0 | 0 | 0 | 0 | 0 | 0 | 0
F3_Commercial_Grocery_Existing_Space Heating_Natural Gas_Furnace_E10 | F3 | Commercial | Grocery | Existing | Space Heating | Natural Gas | Furnace | E10 | System - kBTUs of Conusmption | 0 | 0 | 0 | 0 | 0 | 0 | 0 | 0 | 0 | 0 | 0 | 0 | 0 | 0 | 0 | 0 | 0 | 0 | 0 | 0 | 0 | 0 | 0 | 0 | 0 | 0 | 0 | 0 | 0 | 0
F4_Commercial_Grocery_Existing_Space Heating_Natural Gas_Furnace_E1 | F4 | Commercial | Grocery | Existing | Space Heating | Natural Gas | Furnace | E1 | Utility - Cost of Equipment | 0.031547 | 0.031547 | 0.031547 | 0.031547 | 0.031547 | 0.031547 | 0.031547 | 0.031547 | 0.031547 | 0.031547 | 0.031547 | 0.031547 | 0.031547 | 0.031547 | 0.031547 | 0.031547 | 0.031547 | 0.031547 | 0.031547 | 0.031547 | 0.031547 | 0.031547 | 0 | 0 | 0 | 0 | 0 | 0 | 0 | 0
F4_Commercial_Grocery_Existing_Space Heating_Natural Gas_Furnace_E2 | F4 | Commercial | Grocery | Existing | Space Heating | Natural Gas | Furnace | E2 | Utility - Cost of Equipment | 0.037857 | 0.037857 | 0.037857 | 0.037857 | 0.037857 | 0.037857 | 0.037857 | 0.037857 | 0.037857 | 0.037857 | 0.037857 | 0.037857 | 0.037857 | 0.037857 | 0.037857 | 0.037857 | 0.037857 | 0.037857 | 0.037857 | 0.037857 | 0.037857 | 0.037857 | 0 | 0 | 0 | 0 | 0 | 0 | 0 | 0
F4_Commercial_Grocery_Existing_Space Heating_Natural Gas_Furnace_E3 | F4 | Commercial | Grocery | Existing | Space Heating | Natural Gas | Furnace | E3 | Utility - Cost of Equipment | 0.044167 | 0.044167 | 0.044167 | 0.044167 | 0.044167 | 0.044167 | 0.044167 | 0.044167 | 0.044167 | 0.044167 | 0.044167 | 0.044167 | 0.044167 | 0.044167 | 0.044167 | 0.044167 | 0.044167 | 0.044167 | 0.044167 | 0.044167 | 0.044167 | 0.044167 | 0 | 0 | 0 | 0 | 0 | 0 | 0 | 0
F4_Commercial_Grocery_Existing_Space Heating_Natural Gas_Furnace_E4 | F4 | Commercial | Grocery | Existing | Space Heating | Natural Gas | Furnace | E4 | Utility - Cost of Equipment | 0 | 0 | 0 | 0 | 0 | 0 | 0 | 0 | 0 | 0 | 0 | 0 | 0 | 0 | 0 | 0 | 0 | 0 | 0 | 0 | 0 | 0 | 0 | 0 | 0 | 0 | 0 | 0 | 0 | 0
F4_Commercial_Grocery_Existing_Space Heating_Natural Gas_Furnace_E5 | F4 | Commercial | Grocery | Existing | Space Heating | Natural Gas | Furnace | E5 | Utility - Cost of Equipment | 0 | 0 | 0 | 0 | 0 | 0 | 0 | 0 | 0 | 0 | 0 | 0 | 0 | 0 | 0 | 0 | 0 | 0 | 0 | 0 | 0 | 0 | 0 | 0 | 0 | 0 | 0 | 0 | 0 | 0
F4_Commercial_Grocery_Existing_Space Heating_Natural Gas_Furnace_E6 | F4 | Commercial | Grocery | Existing | Space Heating | Natural Gas | Furnace | E6 | Utility - Cost of Equipment | 0 | 0 | 0 | 0 | 0 | 0 | 0 | 0 | 0 | 0 | 0 | 0 | 0 | 0 | 0 | 0 | 0 | 0 | 0 | 0 | 0 | 0 | 0 | 0 | 0 | 0 | 0 | 0 | 0 | 0
F4_Commercial_Grocery_Existing_Space Heating_Natural Gas_Furnace_E7 | F4 | Commercial | Grocery | Existing | Space Heating | Natural Gas | Furnace | E7 | Utility - Cost of Equipment | 0 | 0 | 0 | 0 | 0 | 0 | 0 | 0 | 0 | 0 | 0 | 0 | 0 | 0 | 0 | 0 | 0 | 0 | 0 | 0 | 0 | 0 | 0 | 0 | 0 | 0 | 0 | 0 | 0 | 0
F4_Commercial_Grocery_Existing_Space Heating_Natural Gas_Furnace_E8 | F4 | Commercial | Grocery | Existing | Space Heating | Natural Gas | Furnace | E8 | Utility - Cost of Equipment | 0 | 0 | 0 | 0 | 0 | 0 | 0 | 0 | 0 | 0 | 0 | 0 | 0 | 0 | 0 | 0 | 0 | 0 | 0 | 0 | 0 | 0 | 0 | 0 | 0 | 0 | 0 | 0 | 0 | 0
F4_Commercial_Grocery_Existing_Space Heating_Natural Gas_Furnace_E9 | F4 | Commercial | Grocery | Existing | Space Heating | Natural Gas | Furnace | E9 | Utility - Cost of Equipment | 0 | 0 | 0 | 0 | 0 | 0 | 0 | 0 | 0 | 0 | 0 | 0 | 0 | 0 | 0 | 0 | 0 | 0 | 0 | 0 | 0 | 0 | 0 | 0 | 0 | 0 | 0 | 0 | 0 | 0
F4_Commercial_Grocery_Existing_Space Heating_Natural Gas_Furnace_E10 | F4 | Commercial | Grocery | Existing | Space Heating | Natural Gas | Furnace | E10 | Utility - Cost of Equipment | 0 | 0 | 0 | 0 | 0 | 0 | 0 | 0 | 0 | 0 | 0 | 0 | 0 | 0 | 0 | 0 | 0 | 0 | 0 | 0 | 0 | 0 | 0 | 0 | 0 | 0 | 0 | 0 | 0 | 0
F5_Commercial_Grocery_Existing_Space Heating_Natural Gas_Furnace_E1 | F5 | Commercial | Grocery | Existing | Space Heating | Natural Gas | Furnace | E1 | Utility - Cost of Operation | 0.40562 | 0.41045 | 0.41567 | 0.42245 | 0.43049 | 0.43946 | 0.44789 | 0.4557 | 0.46334 | 0.47108 | 0.47911 | 0.48729 | 0.49554 | 0.50413 | 0.51262 | 0.5213 | 0.53037 | 0.53955 | 0.54887 | 0.5583 | 0.56774 | 0.57715 | 0 | 0 | 0 | 0 | 0 | 0 | 0 | 0
F5_Commercial_Grocery_Existing_Space Heating_Natural Gas_Furnace_E2 | F5 | Commercial | Grocery | Existing | Space Heating | Natural Gas | Furnace | E2 | Utility - Cost of Operation | 0.36056 | 0.36485 | 0.36949 | 0.37551 | 0.38267 | 0.39064 | 0.39813 | 0.40507 | 0.41187 | 0.41874 | 0.42588 | 0.43316 | 0.44049 | 0.44813 | 0.45567 | 0.46339 | 0.47145 | 0.47961 | 0.48789 | 0.49627 | 0.50467 | 0.51303 | 0 | 0 | 0 | 0 | 0 | 0 | 0 | 0
F5_Commercial_Grocery_Existing_Space Heating_Natural Gas_Furnace_E3 | F5 | Commercial | Grocery | Existing | Space Heating | Natural Gas | Furnace | E3 | Utility - Cost of Operation | 0.34158 | 0.34564 | 0.35004 | 0.35574 | 0.36252 | 0.37007 | 0.37717 | 0.38374 | 0.39018 | 0.39669 | 0.40346 | 0.41035 | 0.4173 | 0.42453 | 0.43168 | 0.43899 | 0.44663 | 0.45436 | 0.46221 | 0.47015 | 0.4781 | 0.48602 | 0 | 0 | 0 | 0 | 0 | 0 | 0 | 0
F5_Commercial_Grocery_Existing_Space Heating_Natural Gas_Furnace_E4 | F5 | Commercial | Grocery | Existing | Space Heating | Natural Gas | Furnace | E4 | Utility - Cost of Operation | 0 | 0 | 0 | 0 | 0 | 0 | 0 | 0 | 0 | 0 | 0 | 0 | 0 | 0 | 0 | 0 | 0 | 0 | 0 | 0 | 0 | 0 | 0 | 0 | 0 | 0 | 0 | 0 | 0 | 0
F5_Commercial_Grocery_Existing_Space Heating_Natural Gas_Furnace_E5 | F5 | Commercial | Grocery | Existing | Space Heating | Natural Gas | Furnace | E5 | Utility - Cost of Operation | 0 | 0 | 0 | 0 | 0 | 0 | 0 | 0 | 0 | 0 | 0 | 0 | 0 | 0 | 0 | 0 | 0 | 0 | 0 | 0 | 0 | 0 | 0 | 0 | 0 | 0 | 0 | 0 | 0 | 0
F5_Commercial_Grocery_Existing_Space Heating_Natural Gas_Furnace_E6 | F5 | Commercial | Grocery | Existing | Space Heating | Natural Gas | Furnace | E6 | Utility - Cost of Operation | 0 | 0 | 0 | 0 | 0 | 0 | 0 | 0 | 0 | 0 | 0 | 0 | 0 | 0 | 0 | 0 | 0 | 0 | 0 | 0 | 0 | 0 | 0 | 0 | 0 | 0 | 0 | 0 | 0 | 0
F5_Commercial_Grocery_Existing_Space Heating_Natural Gas_Furnace_E7 | F5 | Commercial | Grocery | Existing | Space Heating | Natural Gas | Furnace | E7 | Utility - Cost of Operation | 0 | 0 | 0 | 0 | 0 | 0 | 0 | 0 | 0 | 0 | 0 | 0 | 0 | 0 | 0 | 0 | 0 | 0 | 0 | 0 | 0 | 0 | 0 | 0 | 0 | 0 | 0 | 0 | 0 | 0
F5_Commercial_Grocery_Existing_Space Heating_Natural Gas_Furnace_E8 | F5 | Commercial | Grocery | Existing | Space Heating | Natural Gas | Furnace | E8 | Utility - Cost of Operation | 0 | 0 | 0 | 0 | 0 | 0 | 0 | 0 | 0 | 0 | 0 | 0 | 0 | 0 | 0 | 0 | 0 | 0 | 0 | 0 | 0 | 0 | 0 | 0 | 0 | 0 | 0 | 0 | 0 | 0
F5_Commercial_Grocery_Existing_Space Heating_Natural Gas_Furnace_E9 | F5 | Commercial | Grocery | Existing | Space Heating | Natural Gas | Furnace | E9 | Utility - Cost of Operation | 0 | 0 | 0 | 0 | 0 | 0 | 0 | 0 | 0 | 0 | 0 | 0 | 0 | 0 | 0 | 0 | 0 | 0 | 0 | 0 | 0 | 0 | 0 | 0 | 0 | 0 | 0 | 0 | 0 | 0
F5_Commercial_Grocery_Existing_Space Heating_Natural Gas_Furnace_E10 | F5 | Commercial | Grocery | Existing | Space Heating | Natural Gas | Furnace | E10 | Utility - Cost of Operation | 0 | 0 | 0 | 0 | 0 | 0 | 0 | 0 | 0 | 0 | 0 | 0 | 0 | 0 | 0 | 0 | 0 | 0 | 0 | 0 | 0 | 0 | 0 | 0 | 0 | 0 | 0 | 0 | 0 | 0
F6_Commercial_Grocery_Existing_Space Heating_Natural Gas_Furnace_E1 | F6 | Commercial | Grocery | Existing | Space Heating | Natural Gas | Furnace | E1 | Utility - Value of Sales | 0.48596 | 0.49174 | 0.498 | 0.50612 | 0.51576 | 0.5265 | 0.5366 | 0.54595 | 0.55511 | 0.56438 | 0.574 | 0.58381 | 0.59369 | 0.60399 | 0.61415 | 0.62455 | 0.63542 | 0.64642 | 0.65758 | 0.66888 | 0.68019 | 0.69147 | 0 | 0 | 0 | 0 | 0 | 0 | 0 | 0
F6_Commercial_Grocery_Existing_Space Heating_Natural Gas_Furnace_E2 | F6 | Commercial | Grocery | Existing | Space Heating | Natural Gas | Furnace | E2 | Utility - Value of Sales | 0.43198 | 0.43711 | 0.44267 | 0.44989 | 0.45846 | 0.46801 | 0.47699 | 0.4853 | 0.49344 | 0.50168 | 0.51023 | 0.51895 | 0.52773 | 0.53689 | 0.54593 | 0.55517 | 0.56482 | 0.57461 | 0.58453 | 0.59457 | 0.60463 | 0.61465 | 0 | 0 | 0 | 0 | 0 | 0 | 0 | 0
F6_Commercial_Grocery_Existing_Space Heating_Natural Gas_Furnace_E3 | F6 | Commercial | Grocery | Existing | Space Heating | Natural Gas | Furnace | E3 | Utility - Value of Sales | 0.40923 | 0.4141 | 0.41937 | 0.4262 | 0.43432 | 0.44337 | 0.45188 | 0.45975 | 0.46746 | 0.47527 | 0.48337 | 0.49163 | 0.49995 | 0.50862 | 0.51718 | 0.52594 | 0.53509 | 0.54435 | 0.55375 | 0.56327 | 0.57279 | 0.58229 | 0 | 0 | 0 | 0 | 0 | 0 | 0 | 0
F6_Commercial_Grocery_Existing_Space Heating_Natural Gas_Furnace_E4 | F6 | Commercial | Grocery | Existing | Space Heating | Natural Gas | Furnace | E4 | Utility - Value of Sales | 0 | 0 | 0 | 0 | 0 | 0 | 0 | 0 | 0 | 0 | 0 | 0 | 0 | 0 | 0 | 0 | 0 | 0 | 0 | 0 | 0 | 0 | 0 | 0 | 0 | 0 | 0 | 0 | 0 | 0
F6_Commercial_Grocery_Existing_Space Heating_Natural Gas_Furnace_E5 | F6 | Commercial | Grocery | Existing | Space Heating | Natural Gas | Furnace | E5 | Utility - Value of Sales | 0 | 0 | 0 | 0 | 0 | 0 | 0 | 0 | 0 | 0 | 0 | 0 | 0 | 0 | 0 | 0 | 0 | 0 | 0 | 0 | 0 | 0 | 0 | 0 | 0 | 0 | 0 | 0 | 0 | 0
F6_Commercial_Grocery_Existing_Space Heating_Natural Gas_Furnace_E6 | F6 | Commercial | Grocery | Existing | Space Heating | Natural Gas | Furnace | E6 | Utility - Value of Sales | 0 | 0 | 0 | 0 | 0 | 0 | 0 | 0 | 0 | 0 | 0 | 0 | 0 | 0 | 0 | 0 | 0 | 0 | 0 | 0 | 0 | 0 | 0 | 0 | 0 | 0 | 0 | 0 | 0 | 0
F6_Commercial_Grocery_Existing_Space Heating_Natural Gas_Furnace_E7 | F6 | Commercial | Grocery | Existing | Space Heating | Natural Gas | Furnace | E7 | Utility - Value of Sales | 0 | 0 | 0 | 0 | 0 | 0 | 0 | 0 | 0 | 0 | 0 | 0 | 0 | 0 | 0 | 0 | 0 | 0 | 0 | 0 | 0 | 0 | 0 | 0 | 0 | 0 | 0 | 0 | 0 | 0
F6_Commercial_Grocery_Existing_Space Heating_Natural Gas_Furnace_E8 | F6 | Commercial | Grocery | Existing | Space Heating | Natural Gas | Furnace | E8 | Utility - Value of Sales | 0 | 0 | 0 | 0 | 0 | 0 | 0 | 0 | 0 | 0 | 0 | 0 | 0 | 0 | 0 | 0 | 0 | 0 | 0 | 0 | 0 | 0 | 0 | 0 | 0 | 0 | 0 | 0 | 0 | 0
F6_Commercial_Grocery_Existing_Space Heating_Natural Gas_Furnace_E9 | F6 | Commercial | Grocery | Existing | Space Heating | Natural Gas | Furnace | E9 | Utility - Value of Sales | 0 | 0 | 0 | 0 | 0 | 0 | 0 | 0 | 0 | 0 | 0 | 0 | 0 | 0 | 0 | 0 | 0 | 0 | 0 | 0 | 0 | 0 | 0 | 0 | 0 | 0 | 0 | 0 | 0 | 0
F6_Commercial_Grocery_Existing_Space Heating_Natural Gas_Furnace_E10 | F6 | Commercial | Grocery | Existing | Space Heating | Natural Gas | Furnace | E10 | Utility - Value of Sales | 0 | 0 | 0 | 0 | 0 | 0 | 0 | 0 | 0 | 0 | 0 | 0 | 0 | 0 | 0 | 0 | 0 | 0 | 0 | 0 | 0 | 0 | 0 | 0 | 0 | 0 | 0 | 0 | 0 | 0
F1_Commercial_Grocery_Existing_Space Heating_Natural Gas_Boiler_E1 | F1 | Commercial | Grocery | Existing | Space Heating | Natural Gas | Boiler | E1 | Participant - Cost of Equipment | 0.12422 | 0.12422 | 0.12422 | 0.12422 | 0.12422 | 0.12422 | 0.12422 | 0.12422 | 0.12422 | 0.12422 | 0.12422 | 0.12422 | 0.12422 | 0.12422 | 0.12422 | 0.12422 | 0.12422 | 0.12422 | 0.12422 | 0.12422 | 0.12422 | 0.12422 | 0 | 0 | 0 | 0 | 0 | 0 | 0 | 0
F1_Commercial_Grocery_Existing_Space Heating_Natural Gas_Boiler_E2 | F1 | Commercial | Grocery | Existing | Space Heating | Natural Gas | Boiler | E2 | Participant - Cost of Equipment | 0.1388 | 0.1388 | 0.1388 | 0.1388 | 0.1388 | 0.1388 | 0.1388 | 0.1388 | 0.1388 | 0.1388 | 0.1388 | 0.1388 | 0.1388 | 0.1388 | 0.1388 | 0.1388 | 0.1388 | 0.1388 | 0.1388 | 0.1388 | 0.1388 | 0.1388 | 0 | 0 | 0 | 0 | 0 | 0 | 0 | 0
F1_Commercial_Grocery_Existing_Space Heating_Natural Gas_Boiler_E3 | F1 | Commercial | Grocery | Existing | Space Heating | Natural Gas | Boiler | E3 | Participant - Cost of Equipment | 0.16807 | 0.16807 | 0.16807 | 0.16807 | 0.16807 | 0.16807 | 0.16807 | 0.16807 | 0.16807 | 0.16807 | 0.16807 | 0.16807 | 0.16807 | 0.16807 | 0.16807 | 0.16807 | 0.16807 | 0.16807 | 0.16807 | 0.16807 | 0.16807 | 0.16807 | 0 | 0 | 0 | 0 | 0 | 0 | 0 | 0
F1_Commercial_Grocery_Existing_Space Heating_Natural Gas_Boiler_E4 | F1 | Commercial | Grocery | Existing | Space Heating | Natural Gas | Boiler | E4 | Participant - Cost of Equipment | 0.858 | 0.858 | 0.858 | 0.858 | 0.858 | 0.858 | 0.858 | 0.858 | 0.858 | 0.858 | 0.858 | 0.858 | 0.858 | 0.858 | 0.858 | 0.858 | 0.858 | 0.858 | 0.858 | 0.858 | 0.858 | 0.858 | 0 | 0 | 0 | 0 | 0 | 0 | 0 | 0
F1_Commercial_Grocery_Existing_Space Heating_Natural Gas_Boiler_E5 | F1 | Commercial | Grocery | Existing | Space Heating | Natural Gas | Boiler | E5 | Participant - Cost of Equipment | 0 | 0 | 0 | 0 | 0 | 0 | 0 | 0 | 0 | 0 | 0 | 0 | 0 | 0 | 0 | 0 | 0 | 0 | 0 | 0 | 0 | 0 | 0 | 0 | 0 | 0 | 0 | 0 | 0 | 0
F1_Commercial_Grocery_Existing_Space Heating_Natural Gas_Boiler_E6 | F1 | Commercial | Grocery | Existing | Space Heating | Natural Gas | Boiler | E6 | Participant - Cost of Equipment | 0 | 0 | 0 | 0 | 0 | 0 | 0 | 0 | 0 | 0 | 0 | 0 | 0 | 0 | 0 | 0 | 0 | 0 | 0 | 0 | 0 | 0 | 0 | 0 | 0 | 0 | 0 | 0 | 0 | 0
F1_Commercial_Grocery_Existing_Space Heating_Natural Gas_Boiler_E7 | F1 | Commercial | Grocery | Existing | Space Heating | Natural Gas | Boiler | E7 | Participant - Cost of Equipment | 0 | 0 | 0 | 0 | 0 | 0 | 0 | 0 | 0 | 0 | 0 | 0 | 0 | 0 | 0 | 0 | 0 | 0 | 0 | 0 | 0 | 0 | 0 | 0 | 0 | 0 | 0 | 0 | 0 | 0
F1_Commercial_Grocery_Existing_Space Heating_Natural Gas_Boiler_E8 | F1 | Commercial | Grocery | Existing | Space Heating | Natural Gas | Boiler | E8 | Participant - Cost of Equipment | 0 | 0 | 0 | 0 | 0 | 0 | 0 | 0 | 0 | 0 | 0 | 0 | 0 | 0 | 0 | 0 | 0 | 0 | 0 | 0 | 0 | 0 | 0 | 0 | 0 | 0 | 0 | 0 | 0 | 0
F1_Commercial_Grocery_Existing_Space Heating_Natural Gas_Boiler_E9 | F1 | Commercial | Grocery | Existing | Space Heating | Natural Gas | Boiler | E9 | Participant - Cost of Equipment | 0 | 0 | 0 | 0 | 0 | 0 | 0 | 0 | 0 | 0 | 0 | 0 | 0 | 0 | 0 | 0 | 0 | 0 | 0 | 0 | 0 | 0 | 0 | 0 | 0 | 0 | 0 | 0 | 0 | 0
F1_Commercial_Grocery_Existing_Space Heating_Natural Gas_Boiler_E10 | F1 | Commercial | Grocery | Existing | Space Heating | Natural Gas | Boiler | E10 | Participant - Cost of Equipment | 0 | 0 | 0 | 0 | 0 | 0 | 0 | 0 | 0 | 0 | 0 | 0 | 0 | 0 | 0 | 0 | 0 | 0 | 0 | 0 | 0 | 0 | 0 | 0 | 0 | 0 | 0 | 0 | 0 | 0
F2_Commercial_Grocery_Existing_Space Heating_Natural Gas_Boiler_E1 | F2 | Commercial | Grocery | Existing | Space Heating | Natural Gas | Boiler | E1 | Participant - Cost of Operation | 2.1123 | 2.1377 | 2.165 | 2.1997 | 2.2409 | 2.2871 | 2.3311 | 2.3721 | 2.4124 | 2.4532 | 2.4956 | 2.5387 | 2.5822 | 2.6274 | 2.6722 | 2.718 | 2.7658 | 2.8142 | 2.8633 | 2.9129 | 2.9624 | 3.0116 | 0 | 0 | 0 | 0 | 0 | 0 | 0 | 0
F2_Commercial_Grocery_Existing_Space Heating_Natural Gas_Boiler_E2 | F2 | Commercial | Grocery | Existing | Space Heating | Natural Gas | Boiler | E2 | Participant - Cost of Operation | 1.988 | 2.012 | 2.0376 | 2.0703 | 2.1091 | 2.1526 | 2.194 | 2.2326 | 2.2705 | 2.3089 | 2.3488 | 2.3894 | 2.4303 | 2.4729 | 2.515 | 2.5581 | 2.6031 | 2.6486 | 2.6949 | 2.7415 | 2.7881 | 2.8345 | 0 | 0 | 0 | 0 | 0 | 0 | 0 | 0
F2_Commercial_Grocery_Existing_Space Heating_Natural Gas_Boiler_E3 | F2 | Commercial | Grocery | Existing | Space Heating | Natural Gas | Boiler | E3 | Participant - Cost of Operation | 1.7421 | 1.7631 | 1.7855 | 1.8142 | 1.8482 | 1.8863 | 1.9226 | 1.9564 | 1.9896 | 2.0233 | 2.0582 | 2.0938 | 2.1296 | 2.1669 | 2.2039 | 2.2417 | 2.281 | 2.321 | 2.3615 | 2.4024 | 2.4432 | 2.4838 | 0 | 0 | 0 | 0 | 0 | 0 | 0 | 0
F2_Commercial_Grocery_Existing_Space Heating_Natural Gas_Boiler_E4 | F2 | Commercial | Grocery | Existing | Space Heating | Natural Gas | Boiler | E4 | Participant - Cost of Operation | 1.1217 | 1.1333 | 1.1467 | 1.1661 | 1.1904 | 1.2183 | 1.2438 | 1.2664 | 1.288 | 1.3093 | 1.3313 | 1.3533 | 1.3749 | 1.3972 | 1.4187 | 1.4408 | 1.4642 | 1.4879 | 1.5117 | 1.5358 | 1.5597 | 1.5835 | 0 | 0 | 0 | 0 | 0 | 0 | 0 | 0
F2_Commercial_Grocery_Existing_Space Heating_Natural Gas_Boiler_E5 | F2 | Commercial | Grocery | Existing | Space Heating | Natural Gas | Boiler | E5 | Participant - Cost of Operation | 0 | 0 | 0 | 0 | 0 | 0 | 0 | 0 | 0 | 0 | 0 | 0 | 0 | 0 | 0 | 0 | 0 | 0 | 0 | 0 | 0 | 0 | 0 | 0 | 0 | 0 | 0 | 0 | 0 | 0
F2_Commercial_Grocery_Existing_Space Heating_Natural Gas_Boiler_E6 | F2 | Commercial | Grocery | Existing | Space Heating | Natural Gas | Boiler | E6 | Participant - Cost of Operation | 0 | 0 | 0 | 0 | 0 | 0 | 0 | 0 | 0 | 0 | 0 | 0 | 0 | 0 | 0 | 0 | 0 | 0 | 0 | 0 | 0 | 0 | 0 | 0 | 0 | 0 | 0 | 0 | 0 | 0
F2_Commercial_Grocery_Existing_Space Heating_Natural Gas_Boiler_E7 | F2 | Commercial | Grocery | Existing | Space Heating | Natural Gas | Boiler | E7 | Participant - Cost of Operation | 0 | 0 | 0 | 0 | 0 | 0 | 0 | 0 | 0 | 0 | 0 | 0 | 0 | 0 | 0 | 0 | 0 | 0 | 0 | 0 | 0 | 0 | 0 | 0 | 0 | 0 | 0 | 0 | 0 | 0
F2_Commercial_Grocery_Existing_Space Heating_Natural Gas_Boiler_E8 | F2 | Commercial | Grocery | Existing | Space Heating | Natural Gas | Boiler | E8 | Participant - Cost of Operation | 0 | 0 | 0 | 0 | 0 | 0 | 0 | 0 | 0 | 0 | 0 | 0 | 0 | 0 | 0 | 0 | 0 | 0 | 0 | 0 | 0 | 0 | 0 | 0 | 0 | 0 | 0 | 0 | 0 | 0
F2_Commercial_Grocery_Existing_Space Heating_Natural Gas_Boiler_E9 | F2 | Commercial | Grocery | Existing | Space Heating | Natural Gas | Boiler | E9 | Participant - Cost of Operation | 0 | 0 | 0 | 0 | 0 | 0 | 0 | 0 | 0 | 0 | 0 | 0 | 0 | 0 | 0 | 0 | 0 | 0 | 0 | 0 | 0 | 0 | 0 | 0 | 0 | 0 | 0 | 0 | 0 | 0
F2_Commercial_Grocery_Existing_Space Heating_Natural Gas_Boiler_E10 | F2 | Commercial | Grocery | Existing | Space Heating | Natural Gas | Boiler | E10 | Participant - Cost of Operation | 0 | 0 | 0 | 0 | 0 | 0 | 0 | 0 | 0 | 0 | 0 | 0 | 0 | 0 | 0 | 0 | 0 | 0 | 0 | 0 | 0 | 0 | 0 | 0 | 0 | 0 | 0 | 0 | 0 | 0
F3_Commercial_Grocery_Existing_Space Heating_Natural Gas_Boiler_E1 | F3 | Commercial | Grocery | Existing | Space Heating | Natural Gas | Boiler | E1 | System - kBTUs of Conusmption | 183.7653 | 183.8446 | 183.8861 | 184.2331 | 184.4741 | 184.609 | 184.6068 | 184.5849 | 184.5161 | 184.4033 | 184.223 | 184.0322 | 183.8071 | 183.5513 | 183.236 | 182.9287 | 182.5983 | 182.2451 | 181.8417 | 181.4532 | 181.0498 | 180.6353 | 0 | 0 | 0 | 0 | 0 | 0 | 0 | 0
F3_Commercial_Grocery_Existing_Space Heating_Natural Gas_Boiler_E2 | F3 | Commercial | Grocery | Existing | Space Heating | Natural Gas | Boiler | E2 | System - kBTUs of Conusmption | 172.9556 | 173.0302 | 173.0693 | 173.3958 | 173.6227 | 173.7497 | 173.7476 | 173.7269 | 173.6623 | 173.5561 | 173.3864 | 173.2068 | 172.9949 | 172.7542 | 172.4574 | 172.1682 | 171.8572 | 171.5248 | 171.1452 | 170.7795 | 170.3999 | 170.0097 | 0 | 0 | 0 | 0 | 0 | 0 | 0 | 0
F3_Commercial_Grocery_Existing_Space Heating_Natural Gas_Boiler_E3 | F3 | Commercial | Grocery | Existing | Space Heating | Natural Gas | Boiler | E3 | System - kBTUs of Conusmption | 151.559 | 151.6244 | 151.6587 | 151.9448 | 152.1436 | 152.2549 | 152.253 | 152.2349 | 152.1783 | 152.0852 | 151.9365 | 151.7791 | 151.5935 | 151.3825 | 151.1225 | 150.869 | 150.5965 | 150.3053 | 149.9726 | 149.6521 | 149.3195 | 148.9776 | 0 | 0 | 0 | 0 | 0 | 0 | 0 | 0
F3_Commercial_Grocery_Existing_Space Heating_Natural Gas_Boiler_E4 | F3 | Commercial | Grocery | Existing | Space Heating | Natural Gas | Boiler | E4 | System - kBTUs of Conusmption | 103.9788 | 104.2894 | 104.6231 | 105.2678 | 105.7894 | 106.1827 | 106.4187 | 106.6074 | 106.7209 | 106.7575 | 106.6962 | 106.5899 | 106.4152 | 106.1716 | 105.8713 | 105.5786 | 105.2639 | 104.9276 | 104.5434 | 104.1734 | 103.7892 | 103.3944 | 0 | 0 | 0 | 0 | 0 | 0 | 0 | 0
F3_Commercial_Grocery_Existing_Space Heating_Natural Gas_Boiler_E5 | F3 | Commercial | Grocery | Existing | Space Heating | Natural Gas | Boiler | E5 | System - kBTUs of Conusmption | 0 | 0 | 0 | 0 | 0 | 0 | 0 | 0 | 0 | 0 | 0 | 0 | 0 | 0 | 0 | 0 | 0 | 0 | 0 | 0 | 0 | 0 | 0 | 0 | 0 | 0 | 0 | 0 | 0 | 0
F3_Commercial_Grocery_Existing_Space Heating_Natural Gas_Boiler_E6 | F3 | Commercial | Grocery | Existing | Space Heating | Natural Gas | Boiler | E6 | System - kBTUs of Conusmption | 0 | 0 | 0 | 0 | 0 | 0 | 0 | 0 | 0 | 0 | 0 | 0 | 0 | 0 | 0 | 0 | 0 | 0 | 0 | 0 | 0 | 0 | 0 | 0 | 0 | 0 | 0 | 0 | 0 | 0
F3_Commercial_Grocery_Existing_Space Heating_Natural Gas_Boiler_E7 | F3 | Commercial | Grocery | Existing | Space Heating | Natural Gas | Boiler | E7 | System - kBTUs of Conusmption | 0 | 0 | 0 | 0 | 0 | 0 | 0 | 0 | 0 | 0 | 0 | 0 | 0 | 0 | 0 | 0 | 0 | 0 | 0 | 0 | 0 | 0 | 0 | 0 | 0 | 0 | 0 | 0 | 0 | 0
F3_Commercial_Grocery_Existing_Space Heating_Natural Gas_Boiler_E8 | F3 | Commercial | Grocery | Existing | Space Heating | Natural Gas | Boiler | E8 | System - kBTUs of Conusmption | 0 | 0 | 0 | 0 | 0 | 0 | 0 | 0 | 0 | 0 | 0 | 0 | 0 | 0 | 0 | 0 | 0 | 0 | 0 | 0 | 0 | 0 | 0 | 0 | 0 | 0 | 0 | 0 | 0 | 0
F3_Commercial_Grocery_Existing_Space Heating_Natural Gas_Boiler_E9 | F3 | Commercial | Grocery | Existing | Space Heating | Natural Gas | Boiler | E9 | System - kBTUs of Conusmption | 0 | 0 | 0 | 0 | 0 | 0 | 0 | 0 | 0 | 0 | 0 | 0 | 0 | 0 | 0 | 0 | 0 | 0 | 0 | 0 | 0 | 0 | 0 | 0 | 0 | 0 | 0 | 0 | 0 | 0
F3_Commercial_Grocery_Existing_Space Heating_Natural Gas_Boiler_E10 | F3 | Commercial | Grocery | Existing | Space Heating | Natural Gas | Boiler | E10 | System - kBTUs of Conusmption | 0 | 0 | 0 | 0 | 0 | 0 | 0 | 0 | 0 | 0 | 0 | 0 | 0 | 0 | 0 | 0 | 0 | 0 | 0 | 0 | 0 | 0 | 0 | 0 | 0 | 0 | 0 | 0 | 0 | 0
F4_Commercial_Grocery_Existing_Space Heating_Natural Gas_Boiler_E1 | F4 | Commercial | Grocery | Existing | Space Heating | Natural Gas | Boiler | E1 | Utility - Cost of Equipment | 0.12422 | 0.12422 | 0.12422 | 0.12422 | 0.12422 | 0.12422 | 0.12422 | 0.12422 | 0.12422 | 0.12422 | 0.12422 | 0.12422 | 0.12422 | 0.12422 | 0.12422 | 0.12422 | 0.12422 | 0.12422 | 0.12422 | 0.12422 | 0.12422 | 0.12422 | 0 | 0 | 0 | 0 | 0 | 0 | 0 | 0
F4_Commercial_Grocery_Existing_Space Heating_Natural Gas_Boiler_E2 | F4 | Commercial | Grocery | Existing | Space Heating | Natural Gas | Boiler | E2 | Utility - Cost of Equipment | 0.1388 | 0.1388 | 0.1388 | 0.1388 | 0.1388 | 0.1388 | 0.1388 | 0.1388 | 0.1388 | 0.1388 | 0.1388 | 0.1388 | 0.1388 | 0.1388 | 0.1388 | 0.1388 | 0.1388 | 0.1388 | 0.1388 | 0.1388 | 0.1388 | 0.1388 | 0 | 0 | 0 | 0 | 0 | 0 | 0 | 0
F4_Commercial_Grocery_Existing_Space Heating_Natural Gas_Boiler_E3 | F4 | Commercial | Grocery | Existing | Space Heating | Natural Gas | Boiler | E3 | Utility - Cost of Equipment | 0.16807 | 0.16807 | 0.16807 | 0.16807 | 0.16807 | 0.16807 | 0.16807 | 0.16807 | 0.16807 | 0.16807 | 0.16807 | 0.16807 | 0.16807 | 0.16807 | 0.16807 | 0.16807 | 0.16807 | 0.16807 | 0.16807 | 0.16807 | 0.16807 | 0.16807 | 0 | 0 | 0 | 0 | 0 | 0 | 0 | 0
F4_Commercial_Grocery_Existing_Space Heating_Natural Gas_Boiler_E4 | F4 | Commercial | Grocery | Existing | Space Heating | Natural Gas | Boiler | E4 | Utility - Cost of Equipment | 0.858 | 0.858 | 0.858 | 0.858 | 0.858 | 0.858 | 0.858 | 0.858 | 0.858 | 0.858 | 0.858 | 0.858 | 0.858 | 0.858 | 0.858 | 0.858 | 0.858 | 0.858 | 0.858 | 0.858 | 0.858 | 0.858 | 0 | 0 | 0 | 0 | 0 | 0 | 0 | 0
F4_Commercial_Grocery_Existing_Space Heating_Natural Gas_Boiler_E5 | F4 | Commercial | Grocery | Existing | Space Heating | Natural Gas | Boiler | E5 | Utility - Cost of Equipment | 0 | 0 | 0 | 0 | 0 | 0 | 0 | 0 | 0 | 0 | 0 | 0 | 0 | 0 | 0 | 0 | 0 | 0 | 0 | 0 | 0 | 0 | 0 | 0 | 0 | 0 | 0 | 0 | 0 | 0
F4_Commercial_Grocery_Existing_Space Heating_Natural Gas_Boiler_E6 | F4 | Commercial | Grocery | Existing | Space Heating | Natural Gas | Boiler | E6 | Utility - Cost of Equipment | 0 | 0 | 0 | 0 | 0 | 0 | 0 | 0 | 0 | 0 | 0 | 0 | 0 | 0 | 0 | 0 | 0 | 0 | 0 | 0 | 0 | 0 | 0 | 0 | 0 | 0 | 0 | 0 | 0 | 0
F4_Commercial_Grocery_Existing_Space Heating_Natural Gas_Boiler_E7 | F4 | Commercial | Grocery | Existing | Space Heating | Natural Gas | Boiler | E7 | Utility - Cost of Equipment | 0 | 0 | 0 | 0 | 0 | 0 | 0 | 0 | 0 | 0 | 0 | 0 | 0 | 0 | 0 | 0 | 0 | 0 | 0 | 0 | 0 | 0 | 0 | 0 | 0 | 0 | 0 | 0 | 0 | 0
F4_Commercial_Grocery_Existing_Space Heating_Natural Gas_Boiler_E8 | F4 | Commercial | Grocery | Existing | Space Heating | Natural Gas | Boiler | E8 | Utility - Cost of Equipment | 0 | 0 | 0 | 0 | 0 | 0 | 0 | 0 | 0 | 0 | 0 | 0 | 0 | 0 | 0 | 0 | 0 | 0 | 0 | 0 | 0 | 0 | 0 | 0 | 0 | 0 | 0 | 0 | 0 | 0
F4_Commercial_Grocery_Existing_Space Heating_Natural Gas_Boiler_E9 | F4 | Commercial | Grocery | Existing | Space Heating | Natural Gas | Boiler | E9 | Utility - Cost of Equipment | 0 | 0 | 0 | 0 | 0 | 0 | 0 | 0 | 0 | 0 | 0 | 0 | 0 | 0 | 0 | 0 | 0 | 0 | 0 | 0 | 0 | 0 | 0 | 0 | 0 | 0 | 0 | 0 | 0 | 0
F4_Commercial_Grocery_Existing_Space Heating_Natural Gas_Boiler_E10 | F4 | Commercial | Grocery | Existing | Space Heating | Natural Gas | Boiler | E10 | Utility - Cost of Equipment | 0 | 0 | 0 | 0 | 0 | 0 | 0 | 0 | 0 | 0 | 0 | 0 | 0 | 0 | 0 | 0 | 0 | 0 | 0 | 0 | 0 | 0 | 0 | 0 | 0 | 0 | 0 | 0 | 0 | 0
F5_Commercial_Grocery_Existing_Space Heating_Natural Gas_Boiler_E1 | F5 | Commercial | Grocery | Existing | Space Heating | Natural Gas | Boiler | E1 | Utility - Cost of Operation | 1.7631 | 1.7843 | 1.8071 | 1.836 | 1.8705 | 1.909 | 1.9457 | 1.98 | 2.0136 | 2.0477 | 2.083 | 2.119 | 2.1553 | 2.1931 | 2.2304 | 2.2687 | 2.3085 | 2.3489 | 2.3899 | 2.4313 | 2.4726 | 2.5137 | 0 | 0 | 0 | 0 | 0 | 0 | 0 | 0
F5_Commercial_Grocery_Existing_Space Heating_Natural Gas_Boiler_E2 | F5 | Commercial | Grocery | Existing | Space Heating | Natural Gas | Boiler | E2 | Utility - Cost of Operation | 1.6594 | 1.6794 | 1.7008 | 1.728 | 1.7604 | 1.7967 | 1.8313 | 1.8635 | 1.8952 | 1.9272 | 1.9605 | 1.9943 | 2.0285 | 2.064 | 2.0992 | 2.1352 | 2.1727 | 2.2108 | 2.2493 | 2.2883 | 2.3272 | 2.3659 | 0 | 0 | 0 | 0 | 0 | 0 | 0 | 0
F5_Commercial_Grocery_Existing_Space Heating_Natural Gas_Boiler_E3 | F5 | Commercial | Grocery | Existing | Space Heating | Natural Gas | Boiler | E3 | Utility - Cost of Operation | 1.4541 | 1.4716 | 1.4904 | 1.5143 | 1.5427 | 1.5744 | 1.6047 | 1.633 | 1.6607 | 1.6888 | 1.7179 | 1.7476 | 1.7775 | 1.8087 | 1.8395 | 1.8711 | 1.9039 | 1.9373 | 1.9711 | 2.0052 | 2.0393 | 2.0732 | 0 | 0 | 0 | 0 | 0 | 0 | 0 | 0
F5_Commercial_Grocery_Existing_Space Heating_Natural Gas_Boiler_E4 | F5 | Commercial | Grocery | Existing | Space Heating | Natural Gas | Boiler | E4 | Utility - Cost of Operation | 0.93625 | 0.94595 | 0.95711 | 0.97329 | 0.9936 | 1.0169 | 1.0382 | 1.0571 | 1.075 | 1.0929 | 1.1112 | 1.1296 | 1.1476 | 1.1662 | 1.1842 | 1.2026 | 1.2222 | 1.2419 | 1.2618 | 1.2819 | 1.3019 | 1.3218 | 0 | 0 | 0 | 0 | 0 | 0 | 0 | 0
F5_Commercial_Grocery_Existing_Space Heating_Natural Gas_Boiler_E5 | F5 | Commercial | Grocery | Existing | Space Heating | Natural Gas | Boiler | E5 | Utility - Cost of Operation | 0 | 0 | 0 | 0 | 0 | 0 | 0 | 0 | 0 | 0 | 0 | 0 | 0 | 0 | 0 | 0 | 0 | 0 | 0 | 0 | 0 | 0 | 0 | 0 | 0 | 0 | 0 | 0 | 0 | 0
F5_Commercial_Grocery_Existing_Space Heating_Natural Gas_Boiler_E6 | F5 | Commercial | Grocery | Existing | Space Heating | Natural Gas | Boiler | E6 | Utility - Cost of Operation | 0 | 0 | 0 | 0 | 0 | 0 | 0 | 0 | 0 | 0 | 0 | 0 | 0 | 0 | 0 | 0 | 0 | 0 | 0 | 0 | 0 | 0 | 0 | 0 | 0 | 0 | 0 | 0 | 0 | 0
F5_Commercial_Grocery_Existing_Space Heating_Natural Gas_Boiler_E7 | F5 | Commercial | Grocery | Existing | Space Heating | Natural Gas | Boiler | E7 | Utility - Cost of Operation | 0 | 0 | 0 | 0 | 0 | 0 | 0 | 0 | 0 | 0 | 0 | 0 | 0 | 0 | 0 | 0 | 0 | 0 | 0 | 0 | 0 | 0 | 0 | 0 | 0 | 0 | 0 | 0 | 0 | 0
F5_Commercial_Grocery_Existing_Space Heating_Natural Gas_Boiler_E8 | F5 | Commercial | Grocery | Existing | Space Heating | Natural Gas | Boiler | E8 | Utility - Cost of Operation | 0 | 0 | 0 | 0 | 0 | 0 | 0 | 0 | 0 | 0 | 0 | 0 | 0 | 0 | 0 | 0 | 0 | 0 | 0 | 0 | 0 | 0 | 0 | 0 | 0 | 0 | 0 | 0 | 0 | 0
F5_Commercial_Grocery_Existing_Space Heating_Natural Gas_Boiler_E9 | F5 | Commercial | Grocery | Existing | Space Heating | Natural Gas | Boiler | E9 | Utility - Cost of Operation | 0 | 0 | 0 | 0 | 0 | 0 | 0 | 0 | 0 | 0 | 0 | 0 | 0 | 0 | 0 | 0 | 0 | 0 | 0 | 0 | 0 | 0 | 0 | 0 | 0 | 0 | 0 | 0 | 0 | 0
F5_Commercial_Grocery_Existing_Space Heating_Natural Gas_Boiler_E10 | F5 | Commercial | Grocery | Existing | Space Heating | Natural Gas | Boiler | E10 | Utility - Cost of Operation | 0 | 0 | 0 | 0 | 0 | 0 | 0 | 0 | 0 | 0 | 0 | 0 | 0 | 0 | 0 | 0 | 0 | 0 | 0 | 0 | 0 | 0 | 0 | 0 | 0 | 0 | 0 | 0 | 0 | 0
F6_Commercial_Grocery_Existing_Space Heating_Natural Gas_Boiler_E1 | F6 | Commercial | Grocery | Existing | Space Heating | Natural Gas | Boiler | E1 | Utility - Value of Sales | 2.1123 | 2.1377 | 2.165 | 2.1997 | 2.2409 | 2.2871 | 2.3311 | 2.3721 | 2.4124 | 2.4532 | 2.4956 | 2.5387 | 2.5822 | 2.6274 | 2.6722 | 2.718 | 2.7658 | 2.8142 | 2.8633 | 2.9129 | 2.9624 | 3.0116 | 0 | 0 | 0 | 0 | 0 | 0 | 0 | 0
F6_Commercial_Grocery_Existing_Space Heating_Natural Gas_Boiler_E2 | F6 | Commercial | Grocery | Existing | Space Heating | Natural Gas | Boiler | E2 | Utility - Value of Sales | 1.988 | 2.012 | 2.0376 | 2.0703 | 2.1091 | 2.1526 | 2.194 | 2.2326 | 2.2705 | 2.3089 | 2.3488 | 2.3894 | 2.4303 | 2.4729 | 2.515 | 2.5581 | 2.6031 | 2.6486 | 2.6949 | 2.7415 | 2.7881 | 2.8345 | 0 | 0 | 0 | 0 | 0 | 0 | 0 | 0
F6_Commercial_Grocery_Existing_Space Heating_Natural Gas_Boiler_E3 | F6 | Commercial | Grocery | Existing | Space Heating | Natural Gas | Boiler | E3 | Utility - Value of Sales | 1.7421 | 1.7631 | 1.7855 | 1.8142 | 1.8482 | 1.8863 | 1.9226 | 1.9564 | 1.9896 | 2.0233 | 2.0582 | 2.0938 | 2.1296 | 2.1669 | 2.2039 | 2.2417 | 2.281 | 2.321 | 2.3615 | 2.4024 | 2.4432 | 2.4838 | 0 | 0 | 0 | 0 | 0 | 0 | 0 | 0
F6_Commercial_Grocery_Existing_Space Heating_Natural Gas_Boiler_E4 | F6 | Commercial | Grocery | Existing | Space Heating | Natural Gas | Boiler | E4 | Utility - Value of Sales | 1.1217 | 1.1333 | 1.1467 | 1.1661 | 1.1904 | 1.2183 | 1.2438 | 1.2664 | 1.288 | 1.3093 | 1.3313 | 1.3533 | 1.3749 | 1.3972 | 1.4187 | 1.4408 | 1.4642 | 1.4879 | 1.5117 | 1.5358 | 1.5597 | 1.5835 | 0 | 0 | 0 | 0 | 0 | 0 | 0 | 0
F6_Commercial_Grocery_Existing_Space Heating_Natural Gas_Boiler_E5 | F6 | Commercial | Grocery | Existing | Space Heating | Natural Gas | Boiler | E5 | Utility - Value of Sales | 0 | 0 | 0 | 0 | 0 | 0 | 0 | 0 | 0 | 0 | 0 | 0 | 0 | 0 | 0 | 0 | 0 | 0 | 0 | 0 | 0 | 0 | 0 | 0 | 0 | 0 | 0 | 0 | 0 | 0
F6_Commercial_Grocery_Existing_Space Heating_Natural Gas_Boiler_E6 | F6 | Commercial | Grocery | Existing | Space Heating | Natural Gas | Boiler | E6 | Utility - Value of Sales | 0 | 0 | 0 | 0 | 0 | 0 | 0 | 0 | 0 | 0 | 0 | 0 | 0 | 0 | 0 | 0 | 0 | 0 | 0 | 0 | 0 | 0 | 0 | 0 | 0 | 0 | 0 | 0 | 0 | 0
F6_Commercial_Grocery_Existing_Space Heating_Natural Gas_Boiler_E7 | F6 | Commercial | Grocery | Existing | Space Heating | Natural Gas | Boiler | E7 | Utility - Value of Sales | 0 | 0 | 0 | 0 | 0 | 0 | 0 | 0 | 0 | 0 | 0 | 0 | 0 | 0 | 0 | 0 | 0 | 0 | 0 | 0 | 0 | 0 | 0 | 0 | 0 | 0 | 0 | 0 | 0 | 0
F6_Commercial_Grocery_Existing_Space Heating_Natural Gas_Boiler_E8 | F6 | Commercial | Grocery | Existing | Space Heating | Natural Gas | Boiler | E8 | Utility - Value of Sales | 0 | 0 | 0 | 0 | 0 | 0 | 0 | 0 | 0 | 0 | 0 | 0 | 0 | 0 | 0 | 0 | 0 | 0 | 0 | 0 | 0 | 0 | 0 | 0 | 0 | 0 | 0 | 0 | 0 | 0
F6_Commercial_Grocery_Existing_Space Heating_Natural Gas_Boiler_E9 | F6 | Commercial | Grocery | Existing | Space Heating | Natural Gas | Boiler | E9 | Utility - Value of Sales | 0 | 0 | 0 | 0 | 0 | 0 | 0 | 0 | 0 | 0 | 0 | 0 | 0 | 0 | 0 | 0 | 0 | 0 | 0 | 0 | 0 | 0 | 0 | 0 | 0 | 0 | 0 | 0 | 0 | 0
F6_Commercial_Grocery_Existing_Space Heating_Natural Gas_Boiler_E10 | F6 | Commercial | Grocery | Existing | Space Heating | Natural Gas | Boiler | E10 | Utility - Value of Sales | 0 | 0 | 0 | 0 | 0 | 0 | 0 | 0 | 0 | 0 | 0 | 0 | 0 | 0 | 0 | 0 | 0 | 0 | 0 | 0 | 0 | 0 | 0 | 0 | 0 | 0 | 0 | 0 | 0 | 0
F1_Commercial_Grocery_Existing_Space Heating_Natural Gas_Unit Heater_E1 | F1 | Commercial | Grocery | Existing | Space Heating | Natural Gas | Unit Heater | E1 | Participant - Cost of Equipment | 0.097461 | 0.097461 | 0.097461 | 0.097461 | 0.097461 | 0.097461 | 0.097461 | 0.097461 | 0.097461 | 0.097461 | 0.097461 | 0.097461 | 0.097461 | 0.097461 | 0.097461 | 0.097461 | 0.097461 | 0.097461 | 0.097461 | 0.097461 | 0.097461 | 0.097461 | 0 | 0 | 0 | 0 | 0 | 0 | 0 | 0
F1_Commercial_Grocery_Existing_Space Heating_Natural Gas_Unit Heater_E2 | F1 | Commercial | Grocery | Existing | Space Heating | Natural Gas | Unit Heater | E2 | Participant - Cost of Equipment | 0.21375 | 0.21375 | 0.21375 | 0.21375 | 0.21375 | 0.21375 | 0.21375 | 0.21375 | 0.21375 | 0.21375 | 0.21375 | 0.21375 | 0.21375 | 0.21375 | 0.21375 | 0.21375 | 0.21375 | 0.21375 | 0.21375 | 0.21375 | 0.21375 | 0.21375 | 0 | 0 | 0 | 0 | 0 | 0 | 0 | 0
F1_Commercial_Grocery_Existing_Space Heating_Natural Gas_Unit Heater_E3 | F1 | Commercial | Grocery | Existing | Space Heating | Natural Gas | Unit Heater | E3 | Participant - Cost of Equipment | 0.11394 | 0.11394 | 0.11394 | 0.11394 | 0.11394 | 0.11394 | 0.11394 | 0.11394 | 0.11394 | 0.11394 | 0.11394 | 0.11394 | 0.11394 | 0.11394 | 0.11394 | 0.11394 | 0.11394 | 0.11394 | 0.11394 | 0.11394 | 0.11394 | 0.11394 | 0 | 0 | 0 | 0 | 0 | 0 | 0 | 0
F1_Commercial_Grocery_Existing_Space Heating_Natural Gas_Unit Heater_E4 | F1 | Commercial | Grocery | Existing | Space Heating | Natural Gas | Unit Heater | E4 | Participant - Cost of Equipment | 0 | 0 | 0 | 0 | 0 | 0 | 0 | 0 | 0 | 0 | 0 | 0 | 0 | 0 | 0 | 0 | 0 | 0 | 0 | 0 | 0 | 0 | 0 | 0 | 0 | 0 | 0 | 0 | 0 | 0
F1_Commercial_Grocery_Existing_Space Heating_Natural Gas_Unit Heater_E5 | F1 | Commercial | Grocery | Existing | Space Heating | Natural Gas | Unit Heater | E5 | Participant - Cost of Equipment | 0 | 0 | 0 | 0 | 0 | 0 | 0 | 0 | 0 | 0 | 0 | 0 | 0 | 0 | 0 | 0 | 0 | 0 | 0 | 0 | 0 | 0 | 0 | 0 | 0 | 0 | 0 | 0 | 0 | 0
F1_Commercial_Grocery_Existing_Space Heating_Natural Gas_Unit Heater_E6 | F1 | Commercial | Grocery | Existing | Space Heating | Natural Gas | Unit Heater | E6 | Participant - Cost of Equipment | 0 | 0 | 0 | 0 | 0 | 0 | 0 | 0 | 0 | 0 | 0 | 0 | 0 | 0 | 0 | 0 | 0 | 0 | 0 | 0 | 0 | 0 | 0 | 0 | 0 | 0 | 0 | 0 | 0 | 0
F1_Commercial_Grocery_Existing_Space Heating_Natural Gas_Unit Heater_E7 | F1 | Commercial | Grocery | Existing | Space Heating | Natural Gas | Unit Heater | E7 | Participant - Cost of Equipment | 0 | 0 | 0 | 0 | 0 | 0 | 0 | 0 | 0 | 0 | 0 | 0 | 0 | 0 | 0 | 0 | 0 | 0 | 0 | 0 | 0 | 0 | 0 | 0 | 0 | 0 | 0 | 0 | 0 | 0
F1_Commercial_Grocery_Existing_Space Heating_Natural Gas_Unit Heater_E8 | F1 | Commercial | Grocery | Existing | Space Heating | Natural Gas | Unit Heater | E8 | Participant - Cost of Equipment | 0 | 0 | 0 | 0 | 0 | 0 | 0 | 0 | 0 | 0 | 0 | 0 | 0 | 0 | 0 | 0 | 0 | 0 | 0 | 0 | 0 | 0 | 0 | 0 | 0 | 0 | 0 | 0 | 0 | 0
F1_Commercial_Grocery_Existing_Space Heating_Natural Gas_Unit Heater_E9 | F1 | Commercial | Grocery | Existing | Space Heating | Natural Gas | Unit Heater | E9 | Participant - Cost of Equipment | 0 | 0 | 0 | 0 | 0 | 0 | 0 | 0 | 0 | 0 | 0 | 0 | 0 | 0 | 0 | 0 | 0 | 0 | 0 | 0 | 0 | 0 | 0 | 0 | 0 | 0 | 0 | 0 | 0 | 0
F1_Commercial_Grocery_Existing_Space Heating_Natural Gas_Unit Heater_E10 | F1 | Commercial | Grocery | Existing | Space Heating | Natural Gas | Unit Heater | E10 | Participant - Cost of Equipment | 0 | 0 | 0 | 0 | 0 | 0 | 0 | 0 | 0 | 0 | 0 | 0 | 0 | 0 | 0 | 0 | 0 | 0 | 0 | 0 | 0 | 0 | 0 | 0 | 0 | 0 | 0 | 0 | 0 | 0
F2_Commercial_Grocery_Existing_Space Heating_Natural Gas_Unit Heater_E1 | F2 | Commercial | Grocery | Existing | Space Heating | Natural Gas | Unit Heater | E1 | Participant - Cost of Operation | 1.3677 | 1.3794 | 1.3934 | 1.4166 | 1.4475 | 1.4839 | 1.5174 | 1.5473 | 1.5762 | 1.6042 | 1.6325 | 1.6601 | 1.6859 | 1.7119 | 1.7367 | 1.7621 | 1.7893 | 1.8167 | 1.8443 | 1.872 | 1.8994 | 1.9264 | 0 | 0 | 0 | 0 | 0 | 0 | 0 | 0
F2_Commercial_Grocery_Existing_Space Heating_Natural Gas_Unit Heater_E2 | F2 | Commercial | Grocery | Existing | Space Heating | Natural Gas | Unit Heater | E2 | Participant - Cost of Operation | 1.3026 | 1.3137 | 1.3271 | 1.3492 | 1.3786 | 1.4133 | 1.4452 | 1.4736 | 1.5012 | 1.5279 | 1.5548 | 1.581 | 1.6057 | 1.6304 | 1.654 | 1.6782 | 1.7041 | 1.7302 | 1.7565 | 1.7829 | 1.809 | 1.8347 | 0 | 0 | 0 | 0 | 0 | 0 | 0 | 0
F2_Commercial_Grocery_Existing_Space Heating_Natural Gas_Unit Heater_E3 | F2 | Commercial | Grocery | Existing | Space Heating | Natural Gas | Unit Heater | E3 | Participant - Cost of Operation | 1.188 | 1.2002 | 1.2143 | 1.2353 | 1.2613 | 1.2909 | 1.3182 | 1.3422 | 1.365 | 1.3876 | 1.4106 | 1.4336 | 1.4559 | 1.4795 | 1.5024 | 1.5258 | 1.5506 | 1.5756 | 1.6009 | 1.6263 | 1.6517 | 1.6769 | 0 | 0 | 0 | 0 | 0 | 0 | 0 | 0
F2_Commercial_Grocery_Existing_Space Heating_Natural Gas_Unit Heater_E4 | F2 | Commercial | Grocery | Existing | Space Heating | Natural Gas | Unit Heater | E4 | Participant - Cost of Operation | 0 | 0 | 0 | 0 | 0 | 0 | 0 | 0 | 0 | 0 | 0 | 0 | 0 | 0 | 0 | 0 | 0 | 0 | 0 | 0 | 0 | 0 | 0 | 0 | 0 | 0 | 0 | 0 | 0 | 0
F2_Commercial_Grocery_Existing_Space Heating_Natural Gas_Unit Heater_E5 | F2 | Commercial | Grocery | Existing | Space Heating | Natural Gas | Unit Heater | E5 | Participant - Cost of Operation | 0 | 0 | 0 | 0 | 0 | 0 | 0 | 0 | 0 | 0 | 0 | 0 | 0 | 0 | 0 | 0 | 0 | 0 | 0 | 0 | 0 | 0 | 0 | 0 | 0 | 0 | 0 | 0 | 0 | 0
F2_Commercial_Grocery_Existing_Space Heating_Natural Gas_Unit Heater_E6 | F2 | Commercial | Grocery | Existing | Space Heating | Natural Gas | Unit Heater | E6 | Participant - Cost of Operation | 0 | 0 | 0 | 0 | 0 | 0 | 0 | 0 | 0 | 0 | 0 | 0 | 0 | 0 | 0 | 0 | 0 | 0 | 0 | 0 | 0 | 0 | 0 | 0 | 0 | 0 | 0 | 0 | 0 | 0
F2_Commercial_Grocery_Existing_Space Heating_Natural Gas_Unit Heater_E7 | F2 | Commercial | Grocery | Existing | Space Heating | Natural Gas | Unit Heater | E7 | Participant - Cost of Operation | 0 | 0 | 0 | 0 | 0 | 0 | 0 | 0 | 0 | 0 | 0 | 0 | 0 | 0 | 0 | 0 | 0 | 0 | 0 | 0 | 0 | 0 | 0 | 0 | 0 | 0 | 0 | 0 | 0 | 0
F2_Commercial_Grocery_Existing_Space Heating_Natural Gas_Unit Heater_E8 | F2 | Commercial | Grocery | Existing | Space Heating | Natural Gas | Unit Heater | E8 | Participant - Cost of Operation | 0 | 0 | 0 | 0 | 0 | 0 | 0 | 0 | 0 | 0 | 0 | 0 | 0 | 0 | 0 | 0 | 0 | 0 | 0 | 0 | 0 | 0 | 0 | 0 | 0 | 0 | 0 | 0 | 0 | 0
F2_Commercial_Grocery_Existing_Space Heating_Natural Gas_Unit Heater_E9 | F2 | Commercial | Grocery | Existing | Space Heating | Natural Gas | Unit Heater | E9 | Participant - Cost of Operation | 0 | 0 | 0 | 0 | 0 | 0 | 0 | 0 | 0 | 0 | 0 | 0 | 0 | 0 | 0 | 0 | 0 | 0 | 0 | 0 | 0 | 0 | 0 | 0 | 0 | 0 | 0 | 0 | 0 | 0
F2_Commercial_Grocery_Existing_Space Heating_Natural Gas_Unit Heater_E10 | F2 | Commercial | Grocery | Existing | Space Heating | Natural Gas | Unit Heater | E10 | Participant - Cost of Operation | 0 | 0 | 0 | 0 | 0 | 0 | 0 | 0 | 0 | 0 | 0 | 0 | 0 | 0 | 0 | 0 | 0 | 0 | 0 | 0 | 0 | 0 | 0 | 0 | 0 | 0 | 0 | 0 | 0 | 0
F3_Commercial_Grocery_Existing_Space Heating_Natural Gas_Unit Heater_E1 | F3 | Commercial | Grocery | Existing | Space Heating | Natural Gas | Unit Heater | E1 | System - kBTUs of Conusmption | 128.2689 | 128.6523 | 129.0771 | 130.0536 | 130.9171 | 131.645 | 132.1983 | 132.7473 | 133.2579 | 133.5837 | 133.6944 | 133.67 | 133.4721 | 133.0933 | 132.6263 | 132.1711 | 131.6817 | 131.1586 | 130.5611 | 129.9857 | 129.3882 | 128.7742 | 0 | 0 | 0 | 0 | 0 | 0 | 0 | 0
F3_Commercial_Grocery_Existing_Space Heating_Natural Gas_Unit Heater_E2 | F3 | Commercial | Grocery | Existing | Space Heating | Natural Gas | Unit Heater | E2 | System - kBTUs of Conusmption | 122.1637 | 122.5289 | 122.9334 | 123.8635 | 124.6858 | 125.3791 | 125.9061 | 126.4289 | 126.9152 | 127.2255 | 127.3309 | 127.3077 | 127.1193 | 126.7584 | 126.3137 | 125.8801 | 125.414 | 124.9159 | 124.3468 | 123.7987 | 123.2297 | 122.645 | 0 | 0 | 0 | 0 | 0 | 0 | 0 | 0
F3_Commercial_Grocery_Existing_Space Heating_Natural Gas_Unit Heater_E3 | F3 | Commercial | Grocery | Existing | Space Heating | Natural Gas | Unit Heater | E3 | System - kBTUs of Conusmption | 109.921 | 110.2547 | 110.6097 | 111.3366 | 111.9216 | 112.3653 | 112.6339 | 112.8432 | 112.9601 | 112.9892 | 112.9052 | 112.7642 | 112.5375 | 112.2799 | 111.9623 | 111.6528 | 111.32 | 110.9643 | 110.558 | 110.1667 | 109.7605 | 109.3429 | 0 | 0 | 0 | 0 | 0 | 0 | 0 | 0
F3_Commercial_Grocery_Existing_Space Heating_Natural Gas_Unit Heater_E4 | F3 | Commercial | Grocery | Existing | Space Heating | Natural Gas | Unit Heater | E4 | System - kBTUs of Conusmption | 0 | 0 | 0 | 0 | 0 | 0 | 0 | 0 | 0 | 0 | 0 | 0 | 0 | 0 | 0 | 0 | 0 | 0 | 0 | 0 | 0 | 0 | 0 | 0 | 0 | 0 | 0 | 0 | 0 | 0
F3_Commercial_Grocery_Existing_Space Heating_Natural Gas_Unit Heater_E5 | F3 | Commercial | Grocery | Existing | Space Heating | Natural Gas | Unit Heater | E5 | System - kBTUs of Conusmption | 0 | 0 | 0 | 0 | 0 | 0 | 0 | 0 | 0 | 0 | 0 | 0 | 0 | 0 | 0 | 0 | 0 | 0 | 0 | 0 | 0 | 0 | 0 | 0 | 0 | 0 | 0 | 0 | 0 | 0
F3_Commercial_Grocery_Existing_Space Heating_Natural Gas_Unit Heater_E6 | F3 | Commercial | Grocery | Existing | Space Heating | Natural Gas | Unit Heater | E6 | System - kBTUs of Conusmption | 0 | 0 | 0 | 0 | 0 | 0 | 0 | 0 | 0 | 0 | 0 | 0 | 0 | 0 | 0 | 0 | 0 | 0 | 0 | 0 | 0 | 0 | 0 | 0 | 0 | 0 | 0 | 0 | 0 | 0
F3_Commercial_Grocery_Existing_Space Heating_Natural Gas_Unit Heater_E7 | F3 | Commercial | Grocery | Existing | Space Heating | Natural Gas | Unit Heater | E7 | System - kBTUs of Conusmption | 0 | 0 | 0 | 0 | 0 | 0 | 0 | 0 | 0 | 0 | 0 | 0 | 0 | 0 | 0 | 0 | 0 | 0 | 0 | 0 | 0 | 0 | 0 | 0 | 0 | 0 | 0 | 0 | 0 | 0
F3_Commercial_Grocery_Existing_Space Heating_Natural Gas_Unit Heater_E8 | F3 | Commercial | Grocery | Existing | Space Heating | Natural Gas | Unit Heater | E8 | System - kBTUs of Conusmption | 0 | 0 | 0 | 0 | 0 | 0 | 0 | 0 | 0 | 0 | 0 | 0 | 0 | 0 | 0 | 0 | 0 | 0 | 0 | 0 | 0 | 0 | 0 | 0 | 0 | 0 | 0 | 0 | 0 | 0
F3_Commercial_Grocery_Existing_Space Heating_Natural Gas_Unit Heater_E9 | F3 | Commercial | Grocery | Existing | Space Heating | Natural Gas | Unit Heater | E9 | System - kBTUs of Conusmption | 0 | 0 | 0 | 0 | 0 | 0 | 0 | 0 | 0 | 0 | 0 | 0 | 0 | 0 | 0 | 0 | 0 | 0 | 0 | 0 | 0 | 0 | 0 | 0 | 0 | 0 | 0 | 0 | 0 | 0
F3_Commercial_Grocery_Existing_Space Heating_Natural Gas_Unit Heater_E10 | F3 | Commercial | Grocery | Existing | Space Heating | Natural Gas | Unit Heater | E10 | System - kBTUs of Conusmption | 0 | 0 | 0 | 0 | 0 | 0 | 0 | 0 | 0 | 0 | 0 | 0 | 0 | 0 | 0 | 0 | 0 | 0 | 0 | 0 | 0 | 0 | 0 | 0 | 0 | 0 | 0 | 0 | 0 | 0
F4_Commercial_Grocery_Existing_Space Heating_Natural Gas_Unit Heater_E1 | F4 | Commercial | Grocery | Existing | Space Heating | Natural Gas | Unit Heater | E1 | Utility - Cost of Equipment | 0.097461 | 0.097461 | 0.097461 | 0.097461 | 0.097461 | 0.097461 | 0.097461 | 0.097461 | 0.097461 | 0.097461 | 0.097461 | 0.097461 | 0.097461 | 0.097461 | 0.097461 | 0.097461 | 0.097461 | 0.097461 | 0.097461 | 0.097461 | 0.097461 | 0.097461 | 0 | 0 | 0 | 0 | 0 | 0 | 0 | 0
F4_Commercial_Grocery_Existing_Space Heating_Natural Gas_Unit Heater_E2 | F4 | Commercial | Grocery | Existing | Space Heating | Natural Gas | Unit Heater | E2 | Utility - Cost of Equipment | 0.21375 | 0.21375 | 0.21375 | 0.21375 | 0.21375 | 0.21375 | 0.21375 | 0.21375 | 0.21375 | 0.21375 | 0.21375 | 0.21375 | 0.21375 | 0.21375 | 0.21375 | 0.21375 | 0.21375 | 0.21375 | 0.21375 | 0.21375 | 0.21375 | 0.21375 | 0 | 0 | 0 | 0 | 0 | 0 | 0 | 0
F4_Commercial_Grocery_Existing_Space Heating_Natural Gas_Unit Heater_E3 | F4 | Commercial | Grocery | Existing | Space Heating | Natural Gas | Unit Heater | E3 | Utility - Cost of Equipment | 0.11394 | 0.11394 | 0.11394 | 0.11394 | 0.11394 | 0.11394 | 0.11394 | 0.11394 | 0.11394 | 0.11394 | 0.11394 | 0.11394 | 0.11394 | 0.11394 | 0.11394 | 0.11394 | 0.11394 | 0.11394 | 0.11394 | 0.11394 | 0.11394 | 0.11394 | 0 | 0 | 0 | 0 | 0 | 0 | 0 | 0
F4_Commercial_Grocery_Existing_Space Heating_Natural Gas_Unit Heater_E4 | F4 | Commercial | Grocery | Existing | Space Heating | Natural Gas | Unit Heater | E4 | Utility - Cost of Equipment | 0 | 0 | 0 | 0 | 0 | 0 | 0 | 0 | 0 | 0 | 0 | 0 | 0 | 0 | 0 | 0 | 0 | 0 | 0 | 0 | 0 | 0 | 0 | 0 | 0 | 0 | 0 | 0 | 0 | 0
F4_Commercial_Grocery_Existing_Space Heating_Natural Gas_Unit Heater_E5 | F4 | Commercial | Grocery | Existing | Space Heating | Natural Gas | Unit Heater | E5 | Utility - Cost of Equipment | 0 | 0 | 0 | 0 | 0 | 0 | 0 | 0 | 0 | 0 | 0 | 0 | 0 | 0 | 0 | 0 | 0 | 0 | 0 | 0 | 0 | 0 | 0 | 0 | 0 | 0 | 0 | 0 | 0 | 0
F4_Commercial_Grocery_Existing_Space Heating_Natural Gas_Unit Heater_E6 | F4 | Commercial | Grocery | Existing | Space Heating | Natural Gas | Unit Heater | E6 | Utility - Cost of Equipment | 0 | 0 | 0 | 0 | 0 | 0 | 0 | 0 | 0 | 0 | 0 | 0 | 0 | 0 | 0 | 0 | 0 | 0 | 0 | 0 | 0 | 0 | 0 | 0 | 0 | 0 | 0 | 0 | 0 | 0
F4_Commercial_Grocery_Existing_Space Heating_Natural Gas_Unit Heater_E7 | F4 | Commercial | Grocery | Existing | Space Heating | Natural Gas | Unit Heater | E7 | Utility - Cost of Equipment | 0 | 0 | 0 | 0 | 0 | 0 | 0 | 0 | 0 | 0 | 0 | 0 | 0 | 0 | 0 | 0 | 0 | 0 | 0 | 0 | 0 | 0 | 0 | 0 | 0 | 0 | 0 | 0 | 0 | 0
F4_Commercial_Grocery_Existing_Space Heating_Natural Gas_Unit Heater_E8 | F4 | Commercial | Grocery | Existing | Space Heating | Natural Gas | Unit Heater | E8 | Utility - Cost of Equipment | 0 | 0 | 0 | 0 | 0 | 0 | 0 | 0 | 0 | 0 | 0 | 0 | 0 | 0 | 0 | 0 | 0 | 0 | 0 | 0 | 0 | 0 | 0 | 0 | 0 | 0 | 0 | 0 | 0 | 0
F4_Commercial_Grocery_Existing_Space Heating_Natural Gas_Unit Heater_E9 | F4 | Commercial | Grocery | Existing | Space Heating | Natural Gas | Unit Heater | E9 | Utility - Cost of Equipment | 0 | 0 | 0 | 0 | 0 | 0 | 0 | 0 | 0 | 0 | 0 | 0 | 0 | 0 | 0 | 0 | 0 | 0 | 0 | 0 | 0 | 0 | 0 | 0 | 0 | 0 | 0 | 0 | 0 | 0
F4_Commercial_Grocery_Existing_Space Heating_Natural Gas_Unit Heater_E10 | F4 | Commercial | Grocery | Existing | Space Heating | Natural Gas | Unit Heater | E10 | Utility - Cost of Equipment | 0 | 0 | 0 | 0 | 0 | 0 | 0 | 0 | 0 | 0 | 0 | 0 | 0 | 0 | 0 | 0 | 0 | 0 | 0 | 0 | 0 | 0 | 0 | 0 | 0 | 0 | 0 | 0 | 0 | 0
F5_Commercial_Grocery_Existing_Space Heating_Natural Gas_Unit Heater_E1 | F5 | Commercial | Grocery | Existing | Space Heating | Natural Gas | Unit Heater | E1 | Utility - Cost of Operation | 1.1416 | 1.1513 | 1.163 | 1.1824 | 1.2082 | 1.2386 | 1.2666 | 1.2915 | 1.3156 | 1.339 | 1.3626 | 1.3856 | 1.4072 | 1.4289 | 1.4496 | 1.4708 | 1.4935 | 1.5163 | 1.5394 | 1.5625 | 1.5854 | 1.6079 | 0 | 0 | 0 | 0 | 0 | 0 | 0 | 0
F5_Commercial_Grocery_Existing_Space Heating_Natural Gas_Unit Heater_E2 | F5 | Commercial | Grocery | Existing | Space Heating | Natural Gas | Unit Heater | E2 | Utility - Cost of Operation | 1.0872 | 1.0965 | 1.1077 | 1.1261 | 1.1507 | 1.1797 | 1.2063 | 1.23 | 1.253 | 1.2753 | 1.2978 | 1.3197 | 1.3402 | 1.3609 | 1.3806 | 1.4008 | 1.4224 | 1.4442 | 1.4661 | 1.4881 | 1.5099 | 1.5314 | 0 | 0 | 0 | 0 | 0 | 0 | 0 | 0
F5_Commercial_Grocery_Existing_Space Heating_Natural Gas_Unit Heater_E3 | F5 | Commercial | Grocery | Existing | Space Heating | Natural Gas | Unit Heater | E3 | Utility - Cost of Operation | 0.99157 | 1.0018 | 1.0136 | 1.031 | 1.0527 | 1.0775 | 1.1003 | 1.1203 | 1.1394 | 1.1582 | 1.1774 | 1.1966 | 1.2152 | 1.2349 | 1.254 | 1.2735 | 1.2942 | 1.3151 | 1.3362 | 1.3575 | 1.3787 | 1.3997 | 0 | 0 | 0 | 0 | 0 | 0 | 0 | 0
F5_Commercial_Grocery_Existing_Space Heating_Natural Gas_Unit Heater_E4 | F5 | Commercial | Grocery | Existing | Space Heating | Natural Gas | Unit Heater | E4 | Utility - Cost of Operation | 0 | 0 | 0 | 0 | 0 | 0 | 0 | 0 | 0 | 0 | 0 | 0 | 0 | 0 | 0 | 0 | 0 | 0 | 0 | 0 | 0 | 0 | 0 | 0 | 0 | 0 | 0 | 0 | 0 | 0
F5_Commercial_Grocery_Existing_Space Heating_Natural Gas_Unit Heater_E5 | F5 | Commercial | Grocery | Existing | Space Heating | Natural Gas | Unit Heater | E5 | Utility - Cost of Operation | 0 | 0 | 0 | 0 | 0 | 0 | 0 | 0 | 0 | 0 | 0 | 0 | 0 | 0 | 0 | 0 | 0 | 0 | 0 | 0 | 0 | 0 | 0 | 0 | 0 | 0 | 0 | 0 | 0 | 0
F5_Commercial_Grocery_Existing_Space Heating_Natural Gas_Unit Heater_E6 | F5 | Commercial | Grocery | Existing | Space Heating | Natural Gas | Unit Heater | E6 | Utility - Cost of Operation | 0 | 0 | 0 | 0 | 0 | 0 | 0 | 0 | 0 | 0 | 0 | 0 | 0 | 0 | 0 | 0 | 0 | 0 | 0 | 0 | 0 | 0 | 0 | 0 | 0 | 0 | 0 | 0 | 0 | 0
F5_Commercial_Grocery_Existing_Space Heating_Natural Gas_Unit Heater_E7 | F5 | Commercial | Grocery | Existing | Space Heating | Natural Gas | Unit Heater | E7 | Utility - Cost of Operation | 0 | 0 | 0 | 0 | 0 | 0 | 0 | 0 | 0 | 0 | 0 | 0 | 0 | 0 | 0 | 0 | 0 | 0 | 0 | 0 | 0 | 0 | 0 | 0 | 0 | 0 | 0 | 0 | 0 | 0
F5_Commercial_Grocery_Existing_Space Heating_Natural Gas_Unit Heater_E8 | F5 | Commercial | Grocery | Existing | Space Heating | Natural Gas | Unit Heater | E8 | Utility - Cost of Operation | 0 | 0 | 0 | 0 | 0 | 0 | 0 | 0 | 0 | 0 | 0 | 0 | 0 | 0 | 0 | 0 | 0 | 0 | 0 | 0 | 0 | 0 | 0 | 0 | 0 | 0 | 0 | 0 | 0 | 0
F5_Commercial_Grocery_Existing_Space Heating_Natural Gas_Unit Heater_E9 | F5 | Commercial | Grocery | Existing | Space Heating | Natural Gas | Unit Heater | E9 | Utility - Cost of Operation | 0 | 0 | 0 | 0 | 0 | 0 | 0 | 0 | 0 | 0 | 0 | 0 | 0 | 0 | 0 | 0 | 0 | 0 | 0 | 0 | 0 | 0 | 0 | 0 | 0 | 0 | 0 | 0 | 0 | 0
F5_Commercial_Grocery_Existing_Space Heating_Natural Gas_Unit Heater_E10 | F5 | Commercial | Grocery | Existing | Space Heating | Natural Gas | Unit Heater | E10 | Utility - Cost of Operation | 0 | 0 | 0 | 0 | 0 | 0 | 0 | 0 | 0 | 0 | 0 | 0 | 0 | 0 | 0 | 0 | 0 | 0 | 0 | 0 | 0 | 0 | 0 | 0 | 0 | 0 | 0 | 0 | 0 | 0
F6_Commercial_Grocery_Existing_Space Heating_Natural Gas_Unit Heater_E1 | F6 | Commercial | Grocery | Existing | Space Heating | Natural Gas | Unit Heater | E1 | Utility - Value of Sales | 1.3677 | 1.3794 | 1.3934 | 1.4166 | 1.4475 | 1.4839 | 1.5174 | 1.5473 | 1.5762 | 1.6042 | 1.6325 | 1.6601 | 1.6859 | 1.7119 | 1.7367 | 1.7621 | 1.7893 | 1.8167 | 1.8443 | 1.872 | 1.8994 | 1.9264 | 0 | 0 | 0 | 0 | 0 | 0 | 0 | 0
F6_Commercial_Grocery_Existing_Space Heating_Natural Gas_Unit Heater_E2 | F6 | Commercial | Grocery | Existing | Space Heating | Natural Gas | Unit Heater | E2 | Utility - Value of Sales | 1.3026 | 1.3137 | 1.3271 | 1.3492 | 1.3786 | 1.4133 | 1.4452 | 1.4736 | 1.5012 | 1.5279 | 1.5548 | 1.581 | 1.6057 | 1.6304 | 1.654 | 1.6782 | 1.7041 | 1.7302 | 1.7565 | 1.7829 | 1.809 | 1.8347 | 0 | 0 | 0 | 0 | 0 | 0 | 0 | 0
F6_Commercial_Grocery_Existing_Space Heating_Natural Gas_Unit Heater_E3 | F6 | Commercial | Grocery | Existing | Space Heating | Natural Gas | Unit Heater | E3 | Utility - Value of Sales | 1.188 | 1.2002 | 1.2143 | 1.2353 | 1.2613 | 1.2909 | 1.3182 | 1.3422 | 1.365 | 1.3876 | 1.4106 | 1.4336 | 1.4559 | 1.4795 | 1.5024 | 1.5258 | 1.5506 | 1.5756 | 1.6009 | 1.6263 | 1.6517 | 1.6769 | 0 | 0 | 0 | 0 | 0 | 0 | 0 | 0
F6_Commercial_Grocery_Existing_Space Heating_Natural Gas_Unit Heater_E4 | F6 | Commercial | Grocery | Existing | Space Heating | Natural Gas | Unit Heater | E4 | Utility - Value of Sales | 0 | 0 | 0 | 0 | 0 | 0 | 0 | 0 | 0 | 0 | 0 | 0 | 0 | 0 | 0 | 0 | 0 | 0 | 0 | 0 | 0 | 0 | 0 | 0 | 0 | 0 | 0 | 0 | 0 | 0
F6_Commercial_Grocery_Existing_Space Heating_Natural Gas_Unit Heater_E5 | F6 | Commercial | Grocery | Existing | Space Heating | Natural Gas | Unit Heater | E5 | Utility - Value of Sales | 0 | 0 | 0 | 0 | 0 | 0 | 0 | 0 | 0 | 0 | 0 | 0 | 0 | 0 | 0 | 0 | 0 | 0 | 0 | 0 | 0 | 0 | 0 | 0 | 0 | 0 | 0 | 0 | 0 | 0
F6_Commercial_Grocery_Existing_Space Heating_Natural Gas_Unit Heater_E6 | F6 | Commercial | Grocery | Existing | Space Heating | Natural Gas | Unit Heater | E6 | Utility - Value of Sales | 0 | 0 | 0 | 0 | 0 | 0 | 0 | 0 | 0 | 0 | 0 | 0 | 0 | 0 | 0 | 0 | 0 | 0 | 0 | 0 | 0 | 0 | 0 | 0 | 0 | 0 | 0 | 0 | 0 | 0
F6_Commercial_Grocery_Existing_Space Heating_Natural Gas_Unit Heater_E7 | F6 | Commercial | Grocery | Existing | Space Heating | Natural Gas | Unit Heater | E7 | Utility - Value of Sales | 0 | 0 | 0 | 0 | 0 | 0 | 0 | 0 | 0 | 0 | 0 | 0 | 0 | 0 | 0 | 0 | 0 | 0 | 0 | 0 | 0 | 0 | 0 | 0 | 0 | 0 | 0 | 0 | 0 | 0
F6_Commercial_Grocery_Existing_Space Heating_Natural Gas_Unit Heater_E8 | F6 | Commercial | Grocery | Existing | Space Heating | Natural Gas | Unit Heater | E8 | Utility - Value of Sales | 0 | 0 | 0 | 0 | 0 | 0 | 0 | 0 | 0 | 0 | 0 | 0 | 0 | 0 | 0 | 0 | 0 | 0 | 0 | 0 | 0 | 0 | 0 | 0 | 0 | 0 | 0 | 0 | 0 | 0
F6_Commercial_Grocery_Existing_Space Heating_Natural Gas_Unit Heater_E9 | F6 | Commercial | Grocery | Existing | Space Heating | Natural Gas | Unit Heater | E9 | Utility - Value of Sales | 0 | 0 | 0 | 0 | 0 | 0 | 0 | 0 | 0 | 0 | 0 | 0 | 0 | 0 | 0 | 0 | 0 | 0 | 0 | 0 | 0 | 0 | 0 | 0 | 0 | 0 | 0 | 0 | 0 | 0
F6_Commercial_Grocery_Existing_Space Heating_Natural Gas_Unit Heater_E10 | F6 | Commercial | Grocery | Existing | Space Heating | Natural Gas | Unit Heater | E10 | Utility - Value of Sales | 0 | 0 | 0 | 0 | 0 | 0 | 0 | 0 | 0 | 0 | 0 | 0 | 0 | 0 | 0 | 0 | 0 | 0 | 0 | 0 | 0 | 0 | 0 | 0 | 0 | 0 | 0 | 0 | 0 | 0
F1_Commercial_Grocery_Existing_Water Heating_Natural Gas_Water Heater_E1 | F1 | Commercial | Grocery | Existing | Water Heating | Natural Gas | Water Heater | E1 | Participant - Cost of Equipment | 0.022412 | 0.022412 | 0.022412 | 0.022412 | 0.022412 | 0.022412 | 0.022412 | 0.022412 | 0.022412 | 0.022412 | 0.022412 | 0.022412 | 0.022412 | 0.022412 | 0.022412 | 0.022412 | 0.022412 | 0.022412 | 0.022412 | 0.022412 | 0.022412 | 0.022412 | 0 | 0 | 0 | 0 | 0 | 0 | 0 | 0
F1_Commercial_Grocery_Existing_Water Heating_Natural Gas_Water Heater_E2 | F1 | Commercial | Grocery | Existing | Water Heating | Natural Gas | Water Heater | E2 | Participant - Cost of Equipment | 0.022196 | 0.022196 | 0.022196 | 0.022196 | 0.022196 | 0.022196 | 0.022196 | 0.022196 | 0.022196 | 0.022196 | 0.022196 | 0.022196 | 0.022196 | 0.022196 | 0.022196 | 0.022196 | 0.022196 | 0.022196 | 0.022196 | 0.022196 | 0.022196 | 0.022196 | 0 | 0 | 0 | 0 | 0 | 0 | 0 | 0
F1_Commercial_Grocery_Existing_Water Heating_Natural Gas_Water Heater_E3 | F1 | Commercial | Grocery | Existing | Water Heating | Natural Gas | Water Heater | E3 | Participant - Cost of Equipment | 0.022658 | 0.022658 | 0.022658 | 0.022658 | 0.022658 | 0.022658 | 0.022658 | 0.022658 | 0.022658 | 0.022658 | 0.022658 | 0.022658 | 0.022658 | 0.022658 | 0.022658 | 0.022658 | 0.022658 | 0.022658 | 0.022658 | 0.022658 | 0.022658 | 0.022658 | 0 | 0 | 0 | 0 | 0 | 0 | 0 | 0
F1_Commercial_Grocery_Existing_Water Heating_Natural Gas_Water Heater_E4 | F1 | Commercial | Grocery | Existing | Water Heating | Natural Gas | Water Heater | E4 | Participant - Cost of Equipment | 0.018089 | 0.018089 | 0.018089 | 0.018089 | 0.018089 | 0.018089 | 0.018089 | 0.018089 | 0.018089 | 0.018089 | 0.018089 | 0.018089 | 0.018089 | 0.018089 | 0.018089 | 0.018089 | 0.018089 | 0.018089 | 0.018089 | 0.018089 | 0.018089 | 0.018089 | 0 | 0 | 0 | 0 | 0 | 0 | 0 | 0
F1_Commercial_Grocery_Existing_Water Heating_Natural Gas_Water Heater_E5 | F1 | Commercial | Grocery | Existing | Water Heating | Natural Gas | Water Heater | E5 | Participant - Cost of Equipment | 0 | 0 | 0 | 0 | 0 | 0 | 0 | 0 | 0 | 0 | 0 | 0 | 0 | 0 | 0 | 0 | 0 | 0 | 0 | 0 | 0 | 0 | 0 | 0 | 0 | 0 | 0 | 0 | 0 | 0
F1_Commercial_Grocery_Existing_Water Heating_Natural Gas_Water Heater_E6 | F1 | Commercial | Grocery | Existing | Water Heating | Natural Gas | Water Heater | E6 | Participant - Cost of Equipment | 0 | 0 | 0 | 0 | 0 | 0 | 0 | 0 | 0 | 0 | 0 | 0 | 0 | 0 | 0 | 0 | 0 | 0 | 0 | 0 | 0 | 0 | 0 | 0 | 0 | 0 | 0 | 0 | 0 | 0
F1_Commercial_Grocery_Existing_Water Heating_Natural Gas_Water Heater_E7 | F1 | Commercial | Grocery | Existing | Water Heating | Natural Gas | Water Heater | E7 | Participant - Cost of Equipment | 0 | 0 | 0 | 0 | 0 | 0 | 0 | 0 | 0 | 0 | 0 | 0 | 0 | 0 | 0 | 0 | 0 | 0 | 0 | 0 | 0 | 0 | 0 | 0 | 0 | 0 | 0 | 0 | 0 | 0
F1_Commercial_Grocery_Existing_Water Heating_Natural Gas_Water Heater_E8 | F1 | Commercial | Grocery | Existing | Water Heating | Natural Gas | Water Heater | E8 | Participant - Cost of Equipment | 0 | 0 | 0 | 0 | 0 | 0 | 0 | 0 | 0 | 0 | 0 | 0 | 0 | 0 | 0 | 0 | 0 | 0 | 0 | 0 | 0 | 0 | 0 | 0 | 0 | 0 | 0 | 0 | 0 | 0
F1_Commercial_Grocery_Existing_Water Heating_Natural Gas_Water Heater_E9 | F1 | Commercial | Grocery | Existing | Water Heating | Natural Gas | Water Heater | E9 | Participant - Cost of Equipment | 0 | 0 | 0 | 0 | 0 | 0 | 0 | 0 | 0 | 0 | 0 | 0 | 0 | 0 | 0 | 0 | 0 | 0 | 0 | 0 | 0 | 0 | 0 | 0 | 0 | 0 | 0 | 0 | 0 | 0
F1_Commercial_Grocery_Existing_Water Heating_Natural Gas_Water Heater_E10 | F1 | Commercial | Grocery | Existing | Water Heating | Natural Gas | Water Heater | E10 | Participant - Cost of Equipment | 0 | 0 | 0 | 0 | 0 | 0 | 0 | 0 | 0 | 0 | 0 | 0 | 0 | 0 | 0 | 0 | 0 | 0 | 0 | 0 | 0 | 0 | 0 | 0 | 0 | 0 | 0 | 0 | 0 | 0
F2_Commercial_Grocery_Existing_Water Heating_Natural Gas_Water Heater_E1 | F2 | Commercial | Grocery | Existing | Water Heating | Natural Gas | Water Heater | E1 | Participant - Cost of Operation | 0.1817 | 0.18291 | 0.18448 | 0.18751 | 0.19171 | 0.19677 | 0.20137 | 0.2053 | 0.20904 | 0.21285 | 0.21694 | 0.22093 | 0.22469 | 0.22849 | 0.23184 | 0.23502 | 0.23845 | 0.2419 | 0.24537 | 0.24884 | 0.25224 | 0.25556 | 0 | 0 | 0 | 0 | 0 | 0 | 0 | 0
F2_Commercial_Grocery_Existing_Water Heating_Natural Gas_Water Heater_E2 | F2 | Commercial | Grocery | Existing | Water Heating | Natural Gas | Water Heater | E2 | Participant - Cost of Operation | 0.16656 | 0.16767 | 0.1691 | 0.17188 | 0.17574 | 0.18037 | 0.18459 | 0.18819 | 0.19162 | 0.19512 | 0.19886 | 0.20252 | 0.20597 | 0.20945 | 0.21252 | 0.21543 | 0.21858 | 0.22174 | 0.22492 | 0.2281 | 0.23122 | 0.23426 | 0 | 0 | 0 | 0 | 0 | 0 | 0 | 0
F2_Commercial_Grocery_Existing_Water Heating_Natural Gas_Water Heater_E3 | F2 | Commercial | Grocery | Existing | Water Heating | Natural Gas | Water Heater | E3 | Participant - Cost of Operation | 0.16316 | 0.16424 | 0.16565 | 0.16837 | 0.17215 | 0.17669 | 0.18082 | 0.18435 | 0.18771 | 0.19114 | 0.1948 | 0.19838 | 0.20177 | 0.20517 | 0.20819 | 0.21104 | 0.21412 | 0.21722 | 0.22033 | 0.22345 | 0.2265 | 0.22948 | 0 | 0 | 0 | 0 | 0 | 0 | 0 | 0
F2_Commercial_Grocery_Existing_Water Heating_Natural Gas_Water Heater_E4 | F2 | Commercial | Grocery | Existing | Water Heating | Natural Gas | Water Heater | E4 | Participant - Cost of Operation | 0.10906 | 0.11006 | 0.11123 | 0.1131 | 0.11555 | 0.11843 | 0.12109 | 0.12341 | 0.12559 | 0.12773 | 0.1299 | 0.13205 | 0.13412 | 0.13622 | 0.13825 | 0.14032 | 0.14253 | 0.14476 | 0.147 | 0.14926 | 0.1515 | 0.15372 | 0 | 0 | 0 | 0 | 0 | 0 | 0 | 0
F2_Commercial_Grocery_Existing_Water Heating_Natural Gas_Water Heater_E5 | F2 | Commercial | Grocery | Existing | Water Heating | Natural Gas | Water Heater | E5 | Participant - Cost of Operation | 0 | 0 | 0 | 0 | 0 | 0 | 0 | 0 | 0 | 0 | 0 | 0 | 0 | 0 | 0 | 0 | 0 | 0 | 0 | 0 | 0 | 0 | 0 | 0 | 0 | 0 | 0 | 0 | 0 | 0
F2_Commercial_Grocery_Existing_Water Heating_Natural Gas_Water Heater_E6 | F2 | Commercial | Grocery | Existing | Water Heating | Natural Gas | Water Heater | E6 | Participant - Cost of Operation | 0 | 0 | 0 | 0 | 0 | 0 | 0 | 0 | 0 | 0 | 0 | 0 | 0 | 0 | 0 | 0 | 0 | 0 | 0 | 0 | 0 | 0 | 0 | 0 | 0 | 0 | 0 | 0 | 0 | 0
F2_Commercial_Grocery_Existing_Water Heating_Natural Gas_Water Heater_E7 | F2 | Commercial | Grocery | Existing | Water Heating | Natural Gas | Water Heater | E7 | Participant - Cost of Operation | 0 | 0 | 0 | 0 | 0 | 0 | 0 | 0 | 0 | 0 | 0 | 0 | 0 | 0 | 0 | 0 | 0 | 0 | 0 | 0 | 0 | 0 | 0 | 0 | 0 | 0 | 0 | 0 | 0 | 0
F2_Commercial_Grocery_Existing_Water Heating_Natural Gas_Water Heater_E8 | F2 | Commercial | Grocery | Existing | Water Heating | Natural Gas | Water Heater | E8 | Participant - Cost of Operation | 0 | 0 | 0 | 0 | 0 | 0 | 0 | 0 | 0 | 0 | 0 | 0 | 0 | 0 | 0 | 0 | 0 | 0 | 0 | 0 | 0 | 0 | 0 | 0 | 0 | 0 | 0 | 0 | 0 | 0
F2_Commercial_Grocery_Existing_Water Heating_Natural Gas_Water Heater_E9 | F2 | Commercial | Grocery | Existing | Water Heating | Natural Gas | Water Heater | E9 | Participant - Cost of Operation | 0 | 0 | 0 | 0 | 0 | 0 | 0 | 0 | 0 | 0 | 0 | 0 | 0 | 0 | 0 | 0 | 0 | 0 | 0 | 0 | 0 | 0 | 0 | 0 | 0 | 0 | 0 | 0 | 0 | 0
F2_Commercial_Grocery_Existing_Water Heating_Natural Gas_Water Heater_E10 | F2 | Commercial | Grocery | Existing | Water Heating | Natural Gas | Water Heater | E10 | Participant - Cost of Operation | 0 | 0 | 0 | 0 | 0 | 0 | 0 | 0 | 0 | 0 | 0 | 0 | 0 | 0 | 0 | 0 | 0 | 0 | 0 | 0 | 0 | 0 | 0 | 0 | 0 | 0 | 0 | 0 | 0 | 0
F3_Commercial_Grocery_Existing_Water Heating_Natural Gas_Water Heater_E1 | F3 | Commercial | Grocery | Existing | Water Heating | Natural Gas | Water Heater | E1 | System - kBTUs of Conusmption | 17.2156 | 17.2619 | 17.3179 | 17.4633 | 17.5899 | 17.6972 | 17.7787 | 17.859 | 17.9326 | 17.9997 | 18.0557 | 18.0897 | 18.0969 | 18.0774 | 18.0237 | 17.95 | 17.8707 | 17.786 | 17.6892 | 17.596 | 17.4992 | 17.3998 | 0 | 0 | 0 | 0 | 0 | 0 | 0 | 0
F3_Commercial_Grocery_Existing_Water Heating_Natural Gas_Water Heater_E2 | F3 | Commercial | Grocery | Existing | Water Heating | Natural Gas | Water Heater | E2 | System - kBTUs of Conusmption | 15.781 | 15.8234 | 15.8748 | 16.008 | 16.1241 | 16.2224 | 16.2971 | 16.3707 | 16.4382 | 16.4998 | 16.551 | 16.5822 | 16.5888 | 16.5709 | 16.5217 | 16.4541 | 16.3815 | 16.3038 | 16.2151 | 16.1297 | 16.041 | 15.9498 | 0 | 0 | 0 | 0 | 0 | 0 | 0 | 0
F3_Commercial_Grocery_Existing_Water Heating_Natural Gas_Water Heater_E3 | F3 | Commercial | Grocery | Existing | Water Heating | Natural Gas | Water Heater | E3 | System - kBTUs of Conusmption | 15.4589 | 15.5005 | 15.5508 | 15.6813 | 15.795 | 15.8914 | 15.9645 | 16.0366 | 16.1028 | 16.163 | 16.2133 | 16.2438 | 16.2503 | 16.2328 | 16.1845 | 16.1183 | 16.0472 | 15.9711 | 15.8842 | 15.8005 | 15.7136 | 15.6243 | 0 | 0 | 0 | 0 | 0 | 0 | 0 | 0
F3_Commercial_Grocery_Existing_Water Heating_Natural Gas_Water Heater_E4 | F3 | Commercial | Grocery | Existing | Water Heating | Natural Gas | Water Heater | E4 | System - kBTUs of Conusmption | 10.1872 | 10.2178 | 10.2517 | 10.3256 | 10.3904 | 10.4453 | 10.4876 | 10.5226 | 10.5471 | 10.5607 | 10.5609 | 10.5537 | 10.5364 | 10.5087 | 10.4746 | 10.4413 | 10.4055 | 10.3673 | 10.3236 | 10.2816 | 10.2379 | 10.193 | 0 | 0 | 0 | 0 | 0 | 0 | 0 | 0
F3_Commercial_Grocery_Existing_Water Heating_Natural Gas_Water Heater_E5 | F3 | Commercial | Grocery | Existing | Water Heating | Natural Gas | Water Heater | E5 | System - kBTUs of Conusmption | 0 | 0 | 0 | 0 | 0 | 0 | 0 | 0 | 0 | 0 | 0 | 0 | 0 | 0 | 0 | 0 | 0 | 0 | 0 | 0 | 0 | 0 | 0 | 0 | 0 | 0 | 0 | 0 | 0 | 0
F3_Commercial_Grocery_Existing_Water Heating_Natural Gas_Water Heater_E6 | F3 | Commercial | Grocery | Existing | Water Heating | Natural Gas | Water Heater | E6 | System - kBTUs of Conusmption | 0 | 0 | 0 | 0 | 0 | 0 | 0 | 0 | 0 | 0 | 0 | 0 | 0 | 0 | 0 | 0 | 0 | 0 | 0 | 0 | 0 | 0 | 0 | 0 | 0 | 0 | 0 | 0 | 0 | 0
F3_Commercial_Grocery_Existing_Water Heating_Natural Gas_Water Heater_E7 | F3 | Commercial | Grocery | Existing | Water Heating | Natural Gas | Water Heater | E7 | System - kBTUs of Conusmption | 0 | 0 | 0 | 0 | 0 | 0 | 0 | 0 | 0 | 0 | 0 | 0 | 0 | 0 | 0 | 0 | 0 | 0 | 0 | 0 | 0 | 0 | 0 | 0 | 0 | 0 | 0 | 0 | 0 | 0
F3_Commercial_Grocery_Existing_Water Heating_Natural Gas_Water Heater_E8 | F3 | Commercial | Grocery | Existing | Water Heating | Natural Gas | Water Heater | E8 | System - kBTUs of Conusmption | 0 | 0 | 0 | 0 | 0 | 0 | 0 | 0 | 0 | 0 | 0 | 0 | 0 | 0 | 0 | 0 | 0 | 0 | 0 | 0 | 0 | 0 | 0 | 0 | 0 | 0 | 0 | 0 | 0 | 0
F3_Commercial_Grocery_Existing_Water Heating_Natural Gas_Water Heater_E9 | F3 | Commercial | Grocery | Existing | Water Heating | Natural Gas | Water Heater | E9 | System - kBTUs of Conusmption | 0 | 0 | 0 | 0 | 0 | 0 | 0 | 0 | 0 | 0 | 0 | 0 | 0 | 0 | 0 | 0 | 0 | 0 | 0 | 0 | 0 | 0 | 0 | 0 | 0 | 0 | 0 | 0 | 0 | 0
F3_Commercial_Grocery_Existing_Water Heating_Natural Gas_Water Heater_E10 | F3 | Commercial | Grocery | Existing | Water Heating | Natural Gas | Water Heater | E10 | System - kBTUs of Conusmption | 0 | 0 | 0 | 0 | 0 | 0 | 0 | 0 | 0 | 0 | 0 | 0 | 0 | 0 | 0 | 0 | 0 | 0 | 0 | 0 | 0 | 0 | 0 | 0 | 0 | 0 | 0 | 0 | 0 | 0
F4_Commercial_Grocery_Existing_Water Heating_Natural Gas_Water Heater_E1 | F4 | Commercial | Grocery | Existing | Water Heating | Natural Gas | Water Heater | E1 | Utility - Cost of Equipment | 0.022412 | 0.022412 | 0.022412 | 0.022412 | 0.022412 | 0.022412 | 0.022412 | 0.022412 | 0.022412 | 0.022412 | 0.022412 | 0.022412 | 0.022412 | 0.022412 | 0.022412 | 0.022412 | 0.022412 | 0.022412 | 0.022412 | 0.022412 | 0.022412 | 0.022412 | 0 | 0 | 0 | 0 | 0 | 0 | 0 | 0
F4_Commercial_Grocery_Existing_Water Heating_Natural Gas_Water Heater_E2 | F4 | Commercial | Grocery | Existing | Water Heating | Natural Gas | Water Heater | E2 | Utility - Cost of Equipment | 0.022196 | 0.022196 | 0.022196 | 0.022196 | 0.022196 | 0.022196 | 0.022196 | 0.022196 | 0.022196 | 0.022196 | 0.022196 | 0.022196 | 0.022196 | 0.022196 | 0.022196 | 0.022196 | 0.022196 | 0.022196 | 0.022196 | 0.022196 | 0.022196 | 0.022196 | 0 | 0 | 0 | 0 | 0 | 0 | 0 | 0
F4_Commercial_Grocery_Existing_Water Heating_Natural Gas_Water Heater_E3 | F4 | Commercial | Grocery | Existing | Water Heating | Natural Gas | Water Heater | E3 | Utility - Cost of Equipment | 0.022658 | 0.022658 | 0.022658 | 0.022658 | 0.022658 | 0.022658 | 0.022658 | 0.022658 | 0.022658 | 0.022658 | 0.022658 | 0.022658 | 0.022658 | 0.022658 | 0.022658 | 0.022658 | 0.022658 | 0.022658 | 0.022658 | 0.022658 | 0.022658 | 0.022658 | 0 | 0 | 0 | 0 | 0 | 0 | 0 | 0
F4_Commercial_Grocery_Existing_Water Heating_Natural Gas_Water Heater_E4 | F4 | Commercial | Grocery | Existing | Water Heating | Natural Gas | Water Heater | E4 | Utility - Cost of Equipment | 0.018089 | 0.018089 | 0.018089 | 0.018089 | 0.018089 | 0.018089 | 0.018089 | 0.018089 | 0.018089 | 0.018089 | 0.018089 | 0.018089 | 0.018089 | 0.018089 | 0.018089 | 0.018089 | 0.018089 | 0.018089 | 0.018089 | 0.018089 | 0.018089 | 0.018089 | 0 | 0 | 0 | 0 | 0 | 0 | 0 | 0
F4_Commercial_Grocery_Existing_Water Heating_Natural Gas_Water Heater_E5 | F4 | Commercial | Grocery | Existing | Water Heating | Natural Gas | Water Heater | E5 | Utility - Cost of Equipment | 0 | 0 | 0 | 0 | 0 | 0 | 0 | 0 | 0 | 0 | 0 | 0 | 0 | 0 | 0 | 0 | 0 | 0 | 0 | 0 | 0 | 0 | 0 | 0 | 0 | 0 | 0 | 0 | 0 | 0
F4_Commercial_Grocery_Existing_Water Heating_Natural Gas_Water Heater_E6 | F4 | Commercial | Grocery | Existing | Water Heating | Natural Gas | Water Heater | E6 | Utility - Cost of Equipment | 0 | 0 | 0 | 0 | 0 | 0 | 0 | 0 | 0 | 0 | 0 | 0 | 0 | 0 | 0 | 0 | 0 | 0 | 0 | 0 | 0 | 0 | 0 | 0 | 0 | 0 | 0 | 0 | 0 | 0
F4_Commercial_Grocery_Existing_Water Heating_Natural Gas_Water Heater_E7 | F4 | Commercial | Grocery | Existing | Water Heating | Natural Gas | Water Heater | E7 | Utility - Cost of Equipment | 0 | 0 | 0 | 0 | 0 | 0 | 0 | 0 | 0 | 0 | 0 | 0 | 0 | 0 | 0 | 0 | 0 | 0 | 0 | 0 | 0 | 0 | 0 | 0 | 0 | 0 | 0 | 0 | 0 | 0
F4_Commercial_Grocery_Existing_Water Heating_Natural Gas_Water Heater_E8 | F4 | Commercial | Grocery | Existing | Water Heating | Natural Gas | Water Heater | E8 | Utility - Cost of Equipment | 0 | 0 | 0 | 0 | 0 | 0 | 0 | 0 | 0 | 0 | 0 | 0 | 0 | 0 | 0 | 0 | 0 | 0 | 0 | 0 | 0 | 0 | 0 | 0 | 0 | 0 | 0 | 0 | 0 | 0
F4_Commercial_Grocery_Existing_Water Heating_Natural Gas_Water Heater_E9 | F4 | Commercial | Grocery | Existing | Water Heating | Natural Gas | Water Heater | E9 | Utility - Cost of Equipment | 0 | 0 | 0 | 0 | 0 | 0 | 0 | 0 | 0 | 0 | 0 | 0 | 0 | 0 | 0 | 0 | 0 | 0 | 0 | 0 | 0 | 0 | 0 | 0 | 0 | 0 | 0 | 0 | 0 | 0
F4_Commercial_Grocery_Existing_Water Heating_Natural Gas_Water Heater_E10 | F4 | Commercial | Grocery | Existing | Water Heating | Natural Gas | Water Heater | E10 | Utility - Cost of Equipment | 0 | 0 | 0 | 0 | 0 | 0 | 0 | 0 | 0 | 0 | 0 | 0 | 0 | 0 | 0 | 0 | 0 | 0 | 0 | 0 | 0 | 0 | 0 | 0 | 0 | 0 | 0 | 0 | 0 | 0
F5_Commercial_Grocery_Existing_Water Heating_Natural Gas_Water Heater_E1 | F5 | Commercial | Grocery | Existing | Water Heating | Natural Gas | Water Heater | E1 | Utility - Cost of Operation | 0.15166 | 0.15267 | 0.15398 | 0.15651 | 0.16002 | 0.16424 | 0.16808 | 0.17136 | 0.17448 | 0.17767 | 0.18108 | 0.1844 | 0.18755 | 0.19072 | 0.19351 | 0.19617 | 0.19903 | 0.20191 | 0.20481 | 0.2077 | 0.21054 | 0.21331 | 0 | 0 | 0 | 0 | 0 | 0 | 0 | 0
F5_Commercial_Grocery_Existing_Water Heating_Natural Gas_Water Heater_E2 | F5 | Commercial | Grocery | Existing | Water Heating | Natural Gas | Water Heater | E2 | Utility - Cost of Operation | 0.13902 | 0.13995 | 0.14115 | 0.14347 | 0.14668 | 0.15055 | 0.15407 | 0.15708 | 0.15994 | 0.16286 | 0.16599 | 0.16904 | 0.17192 | 0.17482 | 0.17739 | 0.17982 | 0.18245 | 0.18509 | 0.18774 | 0.19039 | 0.19299 | 0.19554 | 0 | 0 | 0 | 0 | 0 | 0 | 0 | 0
F5_Commercial_Grocery_Existing_Water Heating_Natural Gas_Water Heater_E3 | F5 | Commercial | Grocery | Existing | Water Heating | Natural Gas | Water Heater | E3 | Utility - Cost of Operation | 0.13618 | 0.13709 | 0.13827 | 0.14054 | 0.14369 | 0.14748 | 0.15093 | 0.15388 | 0.15668 | 0.15954 | 0.1626 | 0.16559 | 0.16841 | 0.17125 | 0.17377 | 0.17615 | 0.17872 | 0.18131 | 0.18391 | 0.18651 | 0.18906 | 0.19154 | 0 | 0 | 0 | 0 | 0 | 0 | 0 | 0
F5_Commercial_Grocery_Existing_Water Heating_Natural Gas_Water Heater_E4 | F5 | Commercial | Grocery | Existing | Water Heating | Natural Gas | Water Heater | E4 | Utility - Cost of Operation | 0.091028 | 0.091862 | 0.092844 | 0.094403 | 0.096447 | 0.098848 | 0.10107 | 0.10301 | 0.10483 | 0.10661 | 0.10843 | 0.11022 | 0.11195 | 0.1137 | 0.11539 | 0.11712 | 0.11897 | 0.12082 | 0.1227 | 0.12458 | 0.12645 | 0.1283 | 0 | 0 | 0 | 0 | 0 | 0 | 0 | 0
F5_Commercial_Grocery_Existing_Water Heating_Natural Gas_Water Heater_E5 | F5 | Commercial | Grocery | Existing | Water Heating | Natural Gas | Water Heater | E5 | Utility - Cost of Operation | 0 | 0 | 0 | 0 | 0 | 0 | 0 | 0 | 0 | 0 | 0 | 0 | 0 | 0 | 0 | 0 | 0 | 0 | 0 | 0 | 0 | 0 | 0 | 0 | 0 | 0 | 0 | 0 | 0 | 0
F5_Commercial_Grocery_Existing_Water Heating_Natural Gas_Water Heater_E6 | F5 | Commercial | Grocery | Existing | Water Heating | Natural Gas | Water Heater | E6 | Utility - Cost of Operation | 0 | 0 | 0 | 0 | 0 | 0 | 0 | 0 | 0 | 0 | 0 | 0 | 0 | 0 | 0 | 0 | 0 | 0 | 0 | 0 | 0 | 0 | 0 | 0 | 0 | 0 | 0 | 0 | 0 | 0
F5_Commercial_Grocery_Existing_Water Heating_Natural Gas_Water Heater_E7 | F5 | Commercial | Grocery | Existing | Water Heating | Natural Gas | Water Heater | E7 | Utility - Cost of Operation | 0 | 0 | 0 | 0 | 0 | 0 | 0 | 0 | 0 | 0 | 0 | 0 | 0 | 0 | 0 | 0 | 0 | 0 | 0 | 0 | 0 | 0 | 0 | 0 | 0 | 0 | 0 | 0 | 0 | 0
F5_Commercial_Grocery_Existing_Water Heating_Natural Gas_Water Heater_E8 | F5 | Commercial | Grocery | Existing | Water Heating | Natural Gas | Water Heater | E8 | Utility - Cost of Operation | 0 | 0 | 0 | 0 | 0 | 0 | 0 | 0 | 0 | 0 | 0 | 0 | 0 | 0 | 0 | 0 | 0 | 0 | 0 | 0 | 0 | 0 | 0 | 0 | 0 | 0 | 0 | 0 | 0 | 0
F5_Commercial_Grocery_Existing_Water Heating_Natural Gas_Water Heater_E9 | F5 | Commercial | Grocery | Existing | Water Heating | Natural Gas | Water Heater | E9 | Utility - Cost of Operation | 0 | 0 | 0 | 0 | 0 | 0 | 0 | 0 | 0 | 0 | 0 | 0 | 0 | 0 | 0 | 0 | 0 | 0 | 0 | 0 | 0 | 0 | 0 | 0 | 0 | 0 | 0 | 0 | 0 | 0
F5_Commercial_Grocery_Existing_Water Heating_Natural Gas_Water Heater_E10 | F5 | Commercial | Grocery | Existing | Water Heating | Natural Gas | Water Heater | E10 | Utility - Cost of Operation | 0 | 0 | 0 | 0 | 0 | 0 | 0 | 0 | 0 | 0 | 0 | 0 | 0 | 0 | 0 | 0 | 0 | 0 | 0 | 0 | 0 | 0 | 0 | 0 | 0 | 0 | 0 | 0 | 0 | 0
F6_Commercial_Grocery_Existing_Water Heating_Natural Gas_Water Heater_E1 | F6 | Commercial | Grocery | Existing | Water Heating | Natural Gas | Water Heater | E1 | Utility - Value of Sales | 0.1817 | 0.18291 | 0.18448 | 0.18751 | 0.19171 | 0.19677 | 0.20137 | 0.2053 | 0.20904 | 0.21285 | 0.21694 | 0.22093 | 0.22469 | 0.22849 | 0.23184 | 0.23502 | 0.23845 | 0.2419 | 0.24537 | 0.24884 | 0.25224 | 0.25556 | 0 | 0 | 0 | 0 | 0 | 0 | 0 | 0
F6_Commercial_Grocery_Existing_Water Heating_Natural Gas_Water Heater_E2 | F6 | Commercial | Grocery | Existing | Water Heating | Natural Gas | Water Heater | E2 | Utility - Value of Sales | 0.16656 | 0.16767 | 0.1691 | 0.17188 | 0.17574 | 0.18037 | 0.18459 | 0.18819 | 0.19162 | 0.19512 | 0.19886 | 0.20252 | 0.20597 | 0.20945 | 0.21252 | 0.21543 | 0.21858 | 0.22174 | 0.22492 | 0.2281 | 0.23122 | 0.23426 | 0 | 0 | 0 | 0 | 0 | 0 | 0 | 0
F6_Commercial_Grocery_Existing_Water Heating_Natural Gas_Water Heater_E3 | F6 | Commercial | Grocery | Existing | Water Heating | Natural Gas | Water Heater | E3 | Utility - Value of Sales | 0.16316 | 0.16424 | 0.16565 | 0.16837 | 0.17215 | 0.17669 | 0.18082 | 0.18435 | 0.18771 | 0.19114 | 0.1948 | 0.19838 | 0.20177 | 0.20517 | 0.20819 | 0.21104 | 0.21412 | 0.21722 | 0.22033 | 0.22345 | 0.2265 | 0.22948 | 0 | 0 | 0 | 0 | 0 | 0 | 0 | 0
F6_Commercial_Grocery_Existing_Water Heating_Natural Gas_Water Heater_E4 | F6 | Commercial | Grocery | Existing | Water Heating | Natural Gas | Water Heater | E4 | Utility - Value of Sales | 0.10906 | 0.11006 | 0.11123 | 0.1131 | 0.11555 | 0.11843 | 0.12109 | 0.12341 | 0.12559 | 0.12773 | 0.1299 | 0.13205 | 0.13412 | 0.13622 | 0.13825 | 0.14032 | 0.14253 | 0.14476 | 0.147 | 0.14926 | 0.1515 | 0.15372 | 0 | 0 | 0 | 0 | 0 | 0 | 0 | 0
F6_Commercial_Grocery_Existing_Water Heating_Natural Gas_Water Heater_E5 | F6 | Commercial | Grocery | Existing | Water Heating | Natural Gas | Water Heater | E5 | Utility - Value of Sales | 0 | 0 | 0 | 0 | 0 | 0 | 0 | 0 | 0 | 0 | 0 | 0 | 0 | 0 | 0 | 0 | 0 | 0 | 0 | 0 | 0 | 0 | 0 | 0 | 0 | 0 | 0 | 0 | 0 | 0
F6_Commercial_Grocery_Existing_Water Heating_Natural Gas_Water Heater_E6 | F6 | Commercial | Grocery | Existing | Water Heating | Natural Gas | Water Heater | E6 | Utility - Value of Sales | 0 | 0 | 0 | 0 | 0 | 0 | 0 | 0 | 0 | 0 | 0 | 0 | 0 | 0 | 0 | 0 | 0 | 0 | 0 | 0 | 0 | 0 | 0 | 0 | 0 | 0 | 0 | 0 | 0 | 0
F6_Commercial_Grocery_Existing_Water Heating_Natural Gas_Water Heater_E7 | F6 | Commercial | Grocery | Existing | Water Heating | Natural Gas | Water Heater | E7 | Utility - Value of Sales | 0 | 0 | 0 | 0 | 0 | 0 | 0 | 0 | 0 | 0 | 0 | 0 | 0 | 0 | 0 | 0 | 0 | 0 | 0 | 0 | 0 | 0 | 0 | 0 | 0 | 0 | 0 | 0 | 0 | 0
F6_Commercial_Grocery_Existing_Water Heating_Natural Gas_Water Heater_E8 | F6 | Commercial | Grocery | Existing | Water Heating | Natural Gas | Water Heater | E8 | Utility - Value of Sales | 0 | 0 | 0 | 0 | 0 | 0 | 0 | 0 | 0 | 0 | 0 | 0 | 0 | 0 | 0 | 0 | 0 | 0 | 0 | 0 | 0 | 0 | 0 | 0 | 0 | 0 | 0 | 0 | 0 | 0
F6_Commercial_Grocery_Existing_Water Heating_Natural Gas_Water Heater_E9 | F6 | Commercial | Grocery | Existing | Water Heating | Natural Gas | Water Heater | E9 | Utility - Value of Sales | 0 | 0 | 0 | 0 | 0 | 0 | 0 | 0 | 0 | 0 | 0 | 0 | 0 | 0 | 0 | 0 | 0 | 0 | 0 | 0 | 0 | 0 | 0 | 0 | 0 | 0 | 0 | 0 | 0 | 0
F6_Commercial_Grocery_Existing_Water Heating_Natural Gas_Water Heater_E10 | F6 | Commercial | Grocery | Existing | Water Heating | Natural Gas | Water Heater | E10 | Utility - Value of Sales | 0 | 0 | 0 | 0 | 0 | 0 | 0 | 0 | 0 | 0 | 0 | 0 | 0 | 0 | 0 | 0 | 0 | 0 | 0 | 0 | 0 | 0 | 0 | 0 | 0 | 0 | 0 | 0 | 0 | 0
F1_Commercial_Grocery_Existing_Food Preparation_Natural Gas_Oven_E1 | F1 | Commercial | Grocery | Existing | Food Preparation | Natural Gas | Oven | E1 | Participant - Cost of Equipment | 0.33718 | 0.33718 | 0.33718 | 0.33718 | 0.33718 | 0.33718 | 0.33718 | 0.33718 | 0.33718 | 0.33718 | 0.33718 | 0.33718 | 0.33718 | 0.33718 | 0.33718 | 0.33718 | 0.33718 | 0.33718 | 0.33718 | 0.33718 | 0.33718 | 0.33718 | 0 | 0 | 0 | 0 | 0 | 0 | 0 | 0
F1_Commercial_Grocery_Existing_Food Preparation_Natural Gas_Oven_E2 | F1 | Commercial | Grocery | Existing | Food Preparation | Natural Gas | Oven | E2 | Participant - Cost of Equipment | 0.3394 | 0.3394 | 0.3394 | 0.3394 | 0.3394 | 0.3394 | 0.3394 | 0.3394 | 0.3394 | 0.3394 | 0.3394 | 0.3394 | 0.3394 | 0.3394 | 0.3394 | 0.3394 | 0.3394 | 0.3394 | 0.3394 | 0.3394 | 0.3394 | 0.3394 | 0 | 0 | 0 | 0 | 0 | 0 | 0 | 0
F1_Commercial_Grocery_Existing_Food Preparation_Natural Gas_Oven_E3 | F1 | Commercial | Grocery | Existing | Food Preparation | Natural Gas | Oven | E3 | Participant - Cost of Equipment | 0 | 0 | 0 | 0 | 0 | 0 | 0 | 0 | 0 | 0 | 0 | 0 | 0 | 0 | 0 | 0 | 0 | 0 | 0 | 0 | 0 | 0 | 0 | 0 | 0 | 0 | 0 | 0 | 0 | 0
F1_Commercial_Grocery_Existing_Food Preparation_Natural Gas_Oven_E4 | F1 | Commercial | Grocery | Existing | Food Preparation | Natural Gas | Oven | E4 | Participant - Cost of Equipment | 0 | 0 | 0 | 0 | 0 | 0 | 0 | 0 | 0 | 0 | 0 | 0 | 0 | 0 | 0 | 0 | 0 | 0 | 0 | 0 | 0 | 0 | 0 | 0 | 0 | 0 | 0 | 0 | 0 | 0
F1_Commercial_Grocery_Existing_Food Preparation_Natural Gas_Oven_E5 | F1 | Commercial | Grocery | Existing | Food Preparation | Natural Gas | Oven | E5 | Participant - Cost of Equipment | 0 | 0 | 0 | 0 | 0 | 0 | 0 | 0 | 0 | 0 | 0 | 0 | 0 | 0 | 0 | 0 | 0 | 0 | 0 | 0 | 0 | 0 | 0 | 0 | 0 | 0 | 0 | 0 | 0 | 0
F1_Commercial_Grocery_Existing_Food Preparation_Natural Gas_Oven_E6 | F1 | Commercial | Grocery | Existing | Food Preparation | Natural Gas | Oven | E6 | Participant - Cost of Equipment | 0 | 0 | 0 | 0 | 0 | 0 | 0 | 0 | 0 | 0 | 0 | 0 | 0 | 0 | 0 | 0 | 0 | 0 | 0 | 0 | 0 | 0 | 0 | 0 | 0 | 0 | 0 | 0 | 0 | 0
F1_Commercial_Grocery_Existing_Food Preparation_Natural Gas_Oven_E7 | F1 | Commercial | Grocery | Existing | Food Preparation | Natural Gas | Oven | E7 | Participant - Cost of Equipment | 0 | 0 | 0 | 0 | 0 | 0 | 0 | 0 | 0 | 0 | 0 | 0 | 0 | 0 | 0 | 0 | 0 | 0 | 0 | 0 | 0 | 0 | 0 | 0 | 0 | 0 | 0 | 0 | 0 | 0
F1_Commercial_Grocery_Existing_Food Preparation_Natural Gas_Oven_E8 | F1 | Commercial | Grocery | Existing | Food Preparation | Natural Gas | Oven | E8 | Participant - Cost of Equipment | 0 | 0 | 0 | 0 | 0 | 0 | 0 | 0 | 0 | 0 | 0 | 0 | 0 | 0 | 0 | 0 | 0 | 0 | 0 | 0 | 0 | 0 | 0 | 0 | 0 | 0 | 0 | 0 | 0 | 0
F1_Commercial_Grocery_Existing_Food Preparation_Natural Gas_Oven_E9 | F1 | Commercial | Grocery | Existing | Food Preparation | Natural Gas | Oven | E9 | Participant - Cost of Equipment | 0 | 0 | 0 | 0 | 0 | 0 | 0 | 0 | 0 | 0 | 0 | 0 | 0 | 0 | 0 | 0 | 0 | 0 | 0 | 0 | 0 | 0 | 0 | 0 | 0 | 0 | 0 | 0 | 0 | 0
F1_Commercial_Grocery_Existing_Food Preparation_Natural Gas_Oven_E10 | F1 | Commercial | Grocery | Existing | Food Preparation | Natural Gas | Oven | E10 | Participant - Cost of Equipment | 0 | 0 | 0 | 0 | 0 | 0 | 0 | 0 | 0 | 0 | 0 | 0 | 0 | 0 | 0 | 0 | 0 | 0 | 0 | 0 | 0 | 0 | 0 | 0 | 0 | 0 | 0 | 0 | 0 | 0
F2_Commercial_Grocery_Existing_Food Preparation_Natural Gas_Oven_E1 | F2 | Commercial | Grocery | Existing | Food Preparation | Natural Gas | Oven | E1 | Participant - Cost of Operation | 0.34421 | 0.34715 | 0.35068 | 0.35651 | 0.36429 | 0.37346 | 0.38189 | 0.3894 | 0.39668 | 0.40374 | 0.41086 | 0.41779 | 0.4243 | 0.43083 | 0.43707 | 0.44347 | 0.45031 | 0.4572 | 0.46414 | 0.47112 | 0.47802 | 0.48481 | 0 | 0 | 0 | 0 | 0 | 0 | 0 | 0
F2_Commercial_Grocery_Existing_Food Preparation_Natural Gas_Oven_E2 | F2 | Commercial | Grocery | Existing | Food Preparation | Natural Gas | Oven | E2 | Participant - Cost of Operation | 0.23601 | 0.23803 | 0.24045 | 0.24445 | 0.24978 | 0.25607 | 0.26185 | 0.267 | 0.27199 | 0.27683 | 0.28171 | 0.28646 | 0.29093 | 0.29541 | 0.29968 | 0.30407 | 0.30876 | 0.31349 | 0.31825 | 0.32303 | 0.32776 | 0.33242 | 0 | 0 | 0 | 0 | 0 | 0 | 0 | 0
F2_Commercial_Grocery_Existing_Food Preparation_Natural Gas_Oven_E3 | F2 | Commercial | Grocery | Existing | Food Preparation | Natural Gas | Oven | E3 | Participant - Cost of Operation | 0 | 0 | 0 | 0 | 0 | 0 | 0 | 0 | 0 | 0 | 0 | 0 | 0 | 0 | 0 | 0 | 0 | 0 | 0 | 0 | 0 | 0 | 0 | 0 | 0 | 0 | 0 | 0 | 0 | 0
F2_Commercial_Grocery_Existing_Food Preparation_Natural Gas_Oven_E4 | F2 | Commercial | Grocery | Existing | Food Preparation | Natural Gas | Oven | E4 | Participant - Cost of Operation | 0 | 0 | 0 | 0 | 0 | 0 | 0 | 0 | 0 | 0 | 0 | 0 | 0 | 0 | 0 | 0 | 0 | 0 | 0 | 0 | 0 | 0 | 0 | 0 | 0 | 0 | 0 | 0 | 0 | 0
F2_Commercial_Grocery_Existing_Food Preparation_Natural Gas_Oven_E5 | F2 | Commercial | Grocery | Existing | Food Preparation | Natural Gas | Oven | E5 | Participant - Cost of Operation | 0 | 0 | 0 | 0 | 0 | 0 | 0 | 0 | 0 | 0 | 0 | 0 | 0 | 0 | 0 | 0 | 0 | 0 | 0 | 0 | 0 | 0 | 0 | 0 | 0 | 0 | 0 | 0 | 0 | 0
F2_Commercial_Grocery_Existing_Food Preparation_Natural Gas_Oven_E6 | F2 | Commercial | Grocery | Existing | Food Preparation | Natural Gas | Oven | E6 | Participant - Cost of Operation | 0 | 0 | 0 | 0 | 0 | 0 | 0 | 0 | 0 | 0 | 0 | 0 | 0 | 0 | 0 | 0 | 0 | 0 | 0 | 0 | 0 | 0 | 0 | 0 | 0 | 0 | 0 | 0 | 0 | 0
F2_Commercial_Grocery_Existing_Food Preparation_Natural Gas_Oven_E7 | F2 | Commercial | Grocery | Existing | Food Preparation | Natural Gas | Oven | E7 | Participant - Cost of Operation | 0 | 0 | 0 | 0 | 0 | 0 | 0 | 0 | 0 | 0 | 0 | 0 | 0 | 0 | 0 | 0 | 0 | 0 | 0 | 0 | 0 | 0 | 0 | 0 | 0 | 0 | 0 | 0 | 0 | 0
F2_Commercial_Grocery_Existing_Food Preparation_Natural Gas_Oven_E8 | F2 | Commercial | Grocery | Existing | Food Preparation | Natural Gas | Oven | E8 | Participant - Cost of Operation | 0 | 0 | 0 | 0 | 0 | 0 | 0 | 0 | 0 | 0 | 0 | 0 | 0 | 0 | 0 | 0 | 0 | 0 | 0 | 0 | 0 | 0 | 0 | 0 | 0 | 0 | 0 | 0 | 0 | 0
F2_Commercial_Grocery_Existing_Food Preparation_Natural Gas_Oven_E9 | F2 | Commercial | Grocery | Existing | Food Preparation | Natural Gas | Oven | E9 | Participant - Cost of Operation | 0 | 0 | 0 | 0 | 0 | 0 | 0 | 0 | 0 | 0 | 0 | 0 | 0 | 0 | 0 | 0 | 0 | 0 | 0 | 0 | 0 | 0 | 0 | 0 | 0 | 0 | 0 | 0 | 0 | 0
F2_Commercial_Grocery_Existing_Food Preparation_Natural Gas_Oven_E10 | F2 | Commercial | Grocery | Existing | Food Preparation | Natural Gas | Oven | E10 | Participant - Cost of Operation | 0 | 0 | 0 | 0 | 0 | 0 | 0 | 0 | 0 | 0 | 0 | 0 | 0 | 0 | 0 | 0 | 0 | 0 | 0 | 0 | 0 | 0 | 0 | 0 | 0 | 0 | 0 | 0 | 0 | 0
F3_Commercial_Grocery_Existing_Food Preparation_Natural Gas_Oven_E1 | F3 | Commercial | Grocery | Existing | Food Preparation | Natural Gas | Oven | E1 | System - kBTUs of Conusmption | 32.2815 | 32.378 | 32.4849 | 32.7307 | 32.948 | 33.1312 | 33.2704 | 33.4086 | 33.5371 | 33.6191 | 33.6469 | 33.6408 | 33.591 | 33.4957 | 33.3781 | 33.2636 | 33.1404 | 33.0088 | 32.8584 | 32.7136 | 32.5632 | 32.4087 | 0 | 0 | 0 | 0 | 0 | 0 | 0 | 0
F3_Commercial_Grocery_Existing_Food Preparation_Natural Gas_Oven_E2 | F3 | Commercial | Grocery | Existing | Food Preparation | Natural Gas | Oven | E2 | System - kBTUs of Conusmption | 22.1344 | 22.2005 | 22.2738 | 22.4423 | 22.5913 | 22.717 | 22.8124 | 22.9072 | 22.9953 | 23.0515 | 23.0706 | 23.0664 | 23.0322 | 22.9669 | 22.8863 | 22.8077 | 22.7233 | 22.633 | 22.5299 | 22.4306 | 22.3275 | 22.2216 | 0 | 0 | 0 | 0 | 0 | 0 | 0 | 0
F3_Commercial_Grocery_Existing_Food Preparation_Natural Gas_Oven_E3 | F3 | Commercial | Grocery | Existing | Food Preparation | Natural Gas | Oven | E3 | System - kBTUs of Conusmption | 0 | 0 | 0 | 0 | 0 | 0 | 0 | 0 | 0 | 0 | 0 | 0 | 0 | 0 | 0 | 0 | 0 | 0 | 0 | 0 | 0 | 0 | 0 | 0 | 0 | 0 | 0 | 0 | 0 | 0
F3_Commercial_Grocery_Existing_Food Preparation_Natural Gas_Oven_E4 | F3 | Commercial | Grocery | Existing | Food Preparation | Natural Gas | Oven | E4 | System - kBTUs of Conusmption | 0 | 0 | 0 | 0 | 0 | 0 | 0 | 0 | 0 | 0 | 0 | 0 | 0 | 0 | 0 | 0 | 0 | 0 | 0 | 0 | 0 | 0 | 0 | 0 | 0 | 0 | 0 | 0 | 0 | 0
F3_Commercial_Grocery_Existing_Food Preparation_Natural Gas_Oven_E5 | F3 | Commercial | Grocery | Existing | Food Preparation | Natural Gas | Oven | E5 | System - kBTUs of Conusmption | 0 | 0 | 0 | 0 | 0 | 0 | 0 | 0 | 0 | 0 | 0 | 0 | 0 | 0 | 0 | 0 | 0 | 0 | 0 | 0 | 0 | 0 | 0 | 0 | 0 | 0 | 0 | 0 | 0 | 0
F3_Commercial_Grocery_Existing_Food Preparation_Natural Gas_Oven_E6 | F3 | Commercial | Grocery | Existing | Food Preparation | Natural Gas | Oven | E6 | System - kBTUs of Conusmption | 0 | 0 | 0 | 0 | 0 | 0 | 0 | 0 | 0 | 0 | 0 | 0 | 0 | 0 | 0 | 0 | 0 | 0 | 0 | 0 | 0 | 0 | 0 | 0 | 0 | 0 | 0 | 0 | 0 | 0
F3_Commercial_Grocery_Existing_Food Preparation_Natural Gas_Oven_E7 | F3 | Commercial | Grocery | Existing | Food Preparation | Natural Gas | Oven | E7 | System - kBTUs of Conusmption | 0 | 0 | 0 | 0 | 0 | 0 | 0 | 0 | 0 | 0 | 0 | 0 | 0 | 0 | 0 | 0 | 0 | 0 | 0 | 0 | 0 | 0 | 0 | 0 | 0 | 0 | 0 | 0 | 0 | 0
F3_Commercial_Grocery_Existing_Food Preparation_Natural Gas_Oven_E8 | F3 | Commercial | Grocery | Existing | Food Preparation | Natural Gas | Oven | E8 | System - kBTUs of Conusmption | 0 | 0 | 0 | 0 | 0 | 0 | 0 | 0 | 0 | 0 | 0 | 0 | 0 | 0 | 0 | 0 | 0 | 0 | 0 | 0 | 0 | 0 | 0 | 0 | 0 | 0 | 0 | 0 | 0 | 0
F3_Commercial_Grocery_Existing_Food Preparation_Natural Gas_Oven_E9 | F3 | Commercial | Grocery | Existing | Food Preparation | Natural Gas | Oven | E9 | System - kBTUs of Conusmption | 0 | 0 | 0 | 0 | 0 | 0 | 0 | 0 | 0 | 0 | 0 | 0 | 0 | 0 | 0 | 0 | 0 | 0 | 0 | 0 | 0 | 0 | 0 | 0 | 0 | 0 | 0 | 0 | 0 | 0
F3_Commercial_Grocery_Existing_Food Preparation_Natural Gas_Oven_E10 | F3 | Commercial | Grocery | Existing | Food Preparation | Natural Gas | Oven | E10 | System - kBTUs of Conusmption | 0 | 0 | 0 | 0 | 0 | 0 | 0 | 0 | 0 | 0 | 0 | 0 | 0 | 0 | 0 | 0 | 0 | 0 | 0 | 0 | 0 | 0 | 0 | 0 | 0 | 0 | 0 | 0 | 0 | 0
F4_Commercial_Grocery_Existing_Food Preparation_Natural Gas_Oven_E1 | F4 | Commercial | Grocery | Existing | Food Preparation | Natural Gas | Oven | E1 | Utility - Cost of Equipment | 0.33718 | 0.33718 | 0.33718 | 0.33718 | 0.33718 | 0.33718 | 0.33718 | 0.33718 | 0.33718 | 0.33718 | 0.33718 | 0.33718 | 0.33718 | 0.33718 | 0.33718 | 0.33718 | 0.33718 | 0.33718 | 0.33718 | 0.33718 | 0.33718 | 0.33718 | 0 | 0 | 0 | 0 | 0 | 0 | 0 | 0
F4_Commercial_Grocery_Existing_Food Preparation_Natural Gas_Oven_E2 | F4 | Commercial | Grocery | Existing | Food Preparation | Natural Gas | Oven | E2 | Utility - Cost of Equipment | 0.3394 | 0.3394 | 0.3394 | 0.3394 | 0.3394 | 0.3394 | 0.3394 | 0.3394 | 0.3394 | 0.3394 | 0.3394 | 0.3394 | 0.3394 | 0.3394 | 0.3394 | 0.3394 | 0.3394 | 0.3394 | 0.3394 | 0.3394 | 0.3394 | 0.3394 | 0 | 0 | 0 | 0 | 0 | 0 | 0 | 0
F4_Commercial_Grocery_Existing_Food Preparation_Natural Gas_Oven_E3 | F4 | Commercial | Grocery | Existing | Food Preparation | Natural Gas | Oven | E3 | Utility - Cost of Equipment | 0 | 0 | 0 | 0 | 0 | 0 | 0 | 0 | 0 | 0 | 0 | 0 | 0 | 0 | 0 | 0 | 0 | 0 | 0 | 0 | 0 | 0 | 0 | 0 | 0 | 0 | 0 | 0 | 0 | 0
F4_Commercial_Grocery_Existing_Food Preparation_Natural Gas_Oven_E4 | F4 | Commercial | Grocery | Existing | Food Preparation | Natural Gas | Oven | E4 | Utility - Cost of Equipment | 0 | 0 | 0 | 0 | 0 | 0 | 0 | 0 | 0 | 0 | 0 | 0 | 0 | 0 | 0 | 0 | 0 | 0 | 0 | 0 | 0 | 0 | 0 | 0 | 0 | 0 | 0 | 0 | 0 | 0
F4_Commercial_Grocery_Existing_Food Preparation_Natural Gas_Oven_E5 | F4 | Commercial | Grocery | Existing | Food Preparation | Natural Gas | Oven | E5 | Utility - Cost of Equipment | 0 | 0 | 0 | 0 | 0 | 0 | 0 | 0 | 0 | 0 | 0 | 0 | 0 | 0 | 0 | 0 | 0 | 0 | 0 | 0 | 0 | 0 | 0 | 0 | 0 | 0 | 0 | 0 | 0 | 0
F4_Commercial_Grocery_Existing_Food Preparation_Natural Gas_Oven_E6 | F4 | Commercial | Grocery | Existing | Food Preparation | Natural Gas | Oven | E6 | Utility - Cost of Equipment | 0 | 0 | 0 | 0 | 0 | 0 | 0 | 0 | 0 | 0 | 0 | 0 | 0 | 0 | 0 | 0 | 0 | 0 | 0 | 0 | 0 | 0 | 0 | 0 | 0 | 0 | 0 | 0 | 0 | 0
F4_Commercial_Grocery_Existing_Food Preparation_Natural Gas_Oven_E7 | F4 | Commercial | Grocery | Existing | Food Preparation | Natural Gas | Oven | E7 | Utility - Cost of Equipment | 0 | 0 | 0 | 0 | 0 | 0 | 0 | 0 | 0 | 0 | 0 | 0 | 0 | 0 | 0 | 0 | 0 | 0 | 0 | 0 | 0 | 0 | 0 | 0 | 0 | 0 | 0 | 0 | 0 | 0
F4_Commercial_Grocery_Existing_Food Preparation_Natural Gas_Oven_E8 | F4 | Commercial | Grocery | Existing | Food Preparation | Natural Gas | Oven | E8 | Utility - Cost of Equipment | 0 | 0 | 0 | 0 | 0 | 0 | 0 | 0 | 0 | 0 | 0 | 0 | 0 | 0 | 0 | 0 | 0 | 0 | 0 | 0 | 0 | 0 | 0 | 0 | 0 | 0 | 0 | 0 | 0 | 0
F4_Commercial_Grocery_Existing_Food Preparation_Natural Gas_Oven_E9 | F4 | Commercial | Grocery | Existing | Food Preparation | Natural Gas | Oven | E9 | Utility - Cost of Equipment | 0 | 0 | 0 | 0 | 0 | 0 | 0 | 0 | 0 | 0 | 0 | 0 | 0 | 0 | 0 | 0 | 0 | 0 | 0 | 0 | 0 | 0 | 0 | 0 | 0 | 0 | 0 | 0 | 0 | 0
F4_Commercial_Grocery_Existing_Food Preparation_Natural Gas_Oven_E10 | F4 | Commercial | Grocery | Existing | Food Preparation | Natural Gas | Oven | E10 | Utility - Cost of Equipment | 0 | 0 | 0 | 0 | 0 | 0 | 0 | 0 | 0 | 0 | 0 | 0 | 0 | 0 | 0 | 0 | 0 | 0 | 0 | 0 | 0 | 0 | 0 | 0 | 0 | 0 | 0 | 0 | 0 | 0
F5_Commercial_Grocery_Existing_Food Preparation_Natural Gas_Oven_E1 | F5 | Commercial | Grocery | Existing | Food Preparation | Natural Gas | Oven | E1 | Utility - Cost of Operation | 0.2873 | 0.28976 | 0.2927 | 0.29757 | 0.30406 | 0.31172 | 0.31876 | 0.32502 | 0.3311 | 0.33699 | 0.34294 | 0.34872 | 0.35416 | 0.35961 | 0.36481 | 0.37015 | 0.37586 | 0.38161 | 0.38741 | 0.39323 | 0.39899 | 0.40466 | 0 | 0 | 0 | 0 | 0 | 0 | 0 | 0
F5_Commercial_Grocery_Existing_Food Preparation_Natural Gas_Oven_E2 | F5 | Commercial | Grocery | Existing | Food Preparation | Natural Gas | Oven | E2 | Utility - Cost of Operation | 0.19699 | 0.19868 | 0.2007 | 0.20404 | 0.20849 | 0.21374 | 0.21856 | 0.22286 | 0.22702 | 0.23107 | 0.23514 | 0.2391 | 0.24283 | 0.24657 | 0.25014 | 0.2538 | 0.25772 | 0.26166 | 0.26563 | 0.26963 | 0.27357 | 0.27746 | 0 | 0 | 0 | 0 | 0 | 0 | 0 | 0
F5_Commercial_Grocery_Existing_Food Preparation_Natural Gas_Oven_E3 | F5 | Commercial | Grocery | Existing | Food Preparation | Natural Gas | Oven | E3 | Utility - Cost of Operation | 0 | 0 | 0 | 0 | 0 | 0 | 0 | 0 | 0 | 0 | 0 | 0 | 0 | 0 | 0 | 0 | 0 | 0 | 0 | 0 | 0 | 0 | 0 | 0 | 0 | 0 | 0 | 0 | 0 | 0
F5_Commercial_Grocery_Existing_Food Preparation_Natural Gas_Oven_E4 | F5 | Commercial | Grocery | Existing | Food Preparation | Natural Gas | Oven | E4 | Utility - Cost of Operation | 0 | 0 | 0 | 0 | 0 | 0 | 0 | 0 | 0 | 0 | 0 | 0 | 0 | 0 | 0 | 0 | 0 | 0 | 0 | 0 | 0 | 0 | 0 | 0 | 0 | 0 | 0 | 0 | 0 | 0
F5_Commercial_Grocery_Existing_Food Preparation_Natural Gas_Oven_E5 | F5 | Commercial | Grocery | Existing | Food Preparation | Natural Gas | Oven | E5 | Utility - Cost of Operation | 0 | 0 | 0 | 0 | 0 | 0 | 0 | 0 | 0 | 0 | 0 | 0 | 0 | 0 | 0 | 0 | 0 | 0 | 0 | 0 | 0 | 0 | 0 | 0 | 0 | 0 | 0 | 0 | 0 | 0
F5_Commercial_Grocery_Existing_Food Preparation_Natural Gas_Oven_E6 | F5 | Commercial | Grocery | Existing | Food Preparation | Natural Gas | Oven | E6 | Utility - Cost of Operation | 0 | 0 | 0 | 0 | 0 | 0 | 0 | 0 | 0 | 0 | 0 | 0 | 0 | 0 | 0 | 0 | 0 | 0 | 0 | 0 | 0 | 0 | 0 | 0 | 0 | 0 | 0 | 0 | 0 | 0
F5_Commercial_Grocery_Existing_Food Preparation_Natural Gas_Oven_E7 | F5 | Commercial | Grocery | Existing | Food Preparation | Natural Gas | Oven | E7 | Utility - Cost of Operation | 0 | 0 | 0 | 0 | 0 | 0 | 0 | 0 | 0 | 0 | 0 | 0 | 0 | 0 | 0 | 0 | 0 | 0 | 0 | 0 | 0 | 0 | 0 | 0 | 0 | 0 | 0 | 0 | 0 | 0
F5_Commercial_Grocery_Existing_Food Preparation_Natural Gas_Oven_E8 | F5 | Commercial | Grocery | Existing | Food Preparation | Natural Gas | Oven | E8 | Utility - Cost of Operation | 0 | 0 | 0 | 0 | 0 | 0 | 0 | 0 | 0 | 0 | 0 | 0 | 0 | 0 | 0 | 0 | 0 | 0 | 0 | 0 | 0 | 0 | 0 | 0 | 0 | 0 | 0 | 0 | 0 | 0
F5_Commercial_Grocery_Existing_Food Preparation_Natural Gas_Oven_E9 | F5 | Commercial | Grocery | Existing | Food Preparation | Natural Gas | Oven | E9 | Utility - Cost of Operation | 0 | 0 | 0 | 0 | 0 | 0 | 0 | 0 | 0 | 0 | 0 | 0 | 0 | 0 | 0 | 0 | 0 | 0 | 0 | 0 | 0 | 0 | 0 | 0 | 0 | 0 | 0 | 0 | 0 | 0
F5_Commercial_Grocery_Existing_Food Preparation_Natural Gas_Oven_E10 | F5 | Commercial | Grocery | Existing | Food Preparation | Natural Gas | Oven | E10 | Utility - Cost of Operation | 0 | 0 | 0 | 0 | 0 | 0 | 0 | 0 | 0 | 0 | 0 | 0 | 0 | 0 | 0 | 0 | 0 | 0 | 0 | 0 | 0 | 0 | 0 | 0 | 0 | 0 | 0 | 0 | 0 | 0
F6_Commercial_Grocery_Existing_Food Preparation_Natural Gas_Oven_E1 | F6 | Commercial | Grocery | Existing | Food Preparation | Natural Gas | Oven | E1 | Utility - Value of Sales | 0.34421 | 0.34715 | 0.35068 | 0.35651 | 0.36429 | 0.37346 | 0.38189 | 0.3894 | 0.39668 | 0.40374 | 0.41086 | 0.41779 | 0.4243 | 0.43083 | 0.43707 | 0.44347 | 0.45031 | 0.4572 | 0.46414 | 0.47112 | 0.47802 | 0.48481 | 0 | 0 | 0 | 0 | 0 | 0 | 0 | 0
F6_Commercial_Grocery_Existing_Food Preparation_Natural Gas_Oven_E2 | F6 | Commercial | Grocery | Existing | Food Preparation | Natural Gas | Oven | E2 | Utility - Value of Sales | 0.23601 | 0.23803 | 0.24045 | 0.24445 | 0.24978 | 0.25607 | 0.26185 | 0.267 | 0.27199 | 0.27683 | 0.28171 | 0.28646 | 0.29093 | 0.29541 | 0.29968 | 0.30407 | 0.30876 | 0.31349 | 0.31825 | 0.32303 | 0.32776 | 0.33242 | 0 | 0 | 0 | 0 | 0 | 0 | 0 | 0
F6_Commercial_Grocery_Existing_Food Preparation_Natural Gas_Oven_E3 | F6 | Commercial | Grocery | Existing | Food Preparation | Natural Gas | Oven | E3 | Utility - Value of Sales | 0 | 0 | 0 | 0 | 0 | 0 | 0 | 0 | 0 | 0 | 0 | 0 | 0 | 0 | 0 | 0 | 0 | 0 | 0 | 0 | 0 | 0 | 0 | 0 | 0 | 0 | 0 | 0 | 0 | 0
F6_Commercial_Grocery_Existing_Food Preparation_Natural Gas_Oven_E4 | F6 | Commercial | Grocery | Existing | Food Preparation | Natural Gas | Oven | E4 | Utility - Value of Sales | 0 | 0 | 0 | 0 | 0 | 0 | 0 | 0 | 0 | 0 | 0 | 0 | 0 | 0 | 0 | 0 | 0 | 0 | 0 | 0 | 0 | 0 | 0 | 0 | 0 | 0 | 0 | 0 | 0 | 0
F6_Commercial_Grocery_Existing_Food Preparation_Natural Gas_Oven_E5 | F6 | Commercial | Grocery | Existing | Food Preparation | Natural Gas | Oven | E5 | Utility - Value of Sales | 0 | 0 | 0 | 0 | 0 | 0 | 0 | 0 | 0 | 0 | 0 | 0 | 0 | 0 | 0 | 0 | 0 | 0 | 0 | 0 | 0 | 0 | 0 | 0 | 0 | 0 | 0 | 0 | 0 | 0
F6_Commercial_Grocery_Existing_Food Preparation_Natural Gas_Oven_E6 | F6 | Commercial | Grocery | Existing | Food Preparation | Natural Gas | Oven | E6 | Utility - Value of Sales | 0 | 0 | 0 | 0 | 0 | 0 | 0 | 0 | 0 | 0 | 0 | 0 | 0 | 0 | 0 | 0 | 0 | 0 | 0 | 0 | 0 | 0 | 0 | 0 | 0 | 0 | 0 | 0 | 0 | 0
F6_Commercial_Grocery_Existing_Food Preparation_Natural Gas_Oven_E7 | F6 | Commercial | Grocery | Existing | Food Preparation | Natural Gas | Oven | E7 | Utility - Value of Sales | 0 | 0 | 0 | 0 | 0 | 0 | 0 | 0 | 0 | 0 | 0 | 0 | 0 | 0 | 0 | 0 | 0 | 0 | 0 | 0 | 0 | 0 | 0 | 0 | 0 | 0 | 0 | 0 | 0 | 0
F6_Commercial_Grocery_Existing_Food Preparation_Natural Gas_Oven_E8 | F6 | Commercial | Grocery | Existing | Food Preparation | Natural Gas | Oven | E8 | Utility - Value of Sales | 0 | 0 | 0 | 0 | 0 | 0 | 0 | 0 | 0 | 0 | 0 | 0 | 0 | 0 | 0 | 0 | 0 | 0 | 0 | 0 | 0 | 0 | 0 | 0 | 0 | 0 | 0 | 0 | 0 | 0
F6_Commercial_Grocery_Existing_Food Preparation_Natural Gas_Oven_E9 | F6 | Commercial | Grocery | Existing | Food Preparation | Natural Gas | Oven | E9 | Utility - Value of Sales | 0 | 0 | 0 | 0 | 0 | 0 | 0 | 0 | 0 | 0 | 0 | 0 | 0 | 0 | 0 | 0 | 0 | 0 | 0 | 0 | 0 | 0 | 0 | 0 | 0 | 0 | 0 | 0 | 0 | 0
F6_Commercial_Grocery_Existing_Food Preparation_Natural Gas_Oven_E10 | F6 | Commercial | Grocery | Existing | Food Preparation | Natural Gas | Oven | E10 | Utility - Value of Sales | 0 | 0 | 0 | 0 | 0 | 0 | 0 | 0 | 0 | 0 | 0 | 0 | 0 | 0 | 0 | 0 | 0 | 0 | 0 | 0 | 0 | 0 | 0 | 0 | 0 | 0 | 0 | 0 | 0 | 0
F1_Commercial_Grocery_Existing_Food Preparation_Natural Gas_Conveyor Oven_E1 | F1 | Commercial | Grocery | Existing | Food Preparation | Natural Gas | Conveyor Oven | E1 | Participant - Cost of Equipment | 0.1522 | 0.1522 | 0.1522 | 0.1522 | 0.1522 | 0.1522 | 0.1522 | 0.1522 | 0.1522 | 0.1522 | 0.1522 | 0.1522 | 0.1522 | 0.1522 | 0.1522 | 0.1522 | 0.1522 | 0.1522 | 0.1522 | 0.1522 | 0.1522 | 0.1522 | 0 | 0 | 0 | 0 | 0 | 0 | 0 | 0
F1_Commercial_Grocery_Existing_Food Preparation_Natural Gas_Conveyor Oven_E2 | F1 | Commercial | Grocery | Existing | Food Preparation | Natural Gas | Conveyor Oven | E2 | Participant - Cost of Equipment | 0.18555 | 0.18555 | 0.18555 | 0.18555 | 0.18555 | 0.18555 | 0.18555 | 0.18555 | 0.18555 | 0.18555 | 0.18555 | 0.18555 | 0.18555 | 0.18555 | 0.18555 | 0.18555 | 0.18555 | 0.18555 | 0.18555 | 0.18555 | 0.18555 | 0.18555 | 0 | 0 | 0 | 0 | 0 | 0 | 0 | 0
F1_Commercial_Grocery_Existing_Food Preparation_Natural Gas_Conveyor Oven_E3 | F1 | Commercial | Grocery | Existing | Food Preparation | Natural Gas | Conveyor Oven | E3 | Participant - Cost of Equipment | 0 | 0 | 0 | 0 | 0 | 0 | 0 | 0 | 0 | 0 | 0 | 0 | 0 | 0 | 0 | 0 | 0 | 0 | 0 | 0 | 0 | 0 | 0 | 0 | 0 | 0 | 0 | 0 | 0 | 0
F1_Commercial_Grocery_Existing_Food Preparation_Natural Gas_Conveyor Oven_E4 | F1 | Commercial | Grocery | Existing | Food Preparation | Natural Gas | Conveyor Oven | E4 | Participant - Cost of Equipment | 0 | 0 | 0 | 0 | 0 | 0 | 0 | 0 | 0 | 0 | 0 | 0 | 0 | 0 | 0 | 0 | 0 | 0 | 0 | 0 | 0 | 0 | 0 | 0 | 0 | 0 | 0 | 0 | 0 | 0
F1_Commercial_Grocery_Existing_Food Preparation_Natural Gas_Conveyor Oven_E5 | F1 | Commercial | Grocery | Existing | Food Preparation | Natural Gas | Conveyor Oven | E5 | Participant - Cost of Equipment | 0 | 0 | 0 | 0 | 0 | 0 | 0 | 0 | 0 | 0 | 0 | 0 | 0 | 0 | 0 | 0 | 0 | 0 | 0 | 0 | 0 | 0 | 0 | 0 | 0 | 0 | 0 | 0 | 0 | 0
F1_Commercial_Grocery_Existing_Food Preparation_Natural Gas_Conveyor Oven_E6 | F1 | Commercial | Grocery | Existing | Food Preparation | Natural Gas | Conveyor Oven | E6 | Participant - Cost of Equipment | 0 | 0 | 0 | 0 | 0 | 0 | 0 | 0 | 0 | 0 | 0 | 0 | 0 | 0 | 0 | 0 | 0 | 0 | 0 | 0 | 0 | 0 | 0 | 0 | 0 | 0 | 0 | 0 | 0 | 0
F1_Commercial_Grocery_Existing_Food Preparation_Natural Gas_Conveyor Oven_E7 | F1 | Commercial | Grocery | Existing | Food Preparation | Natural Gas | Conveyor Oven | E7 | Participant - Cost of Equipment | 0 | 0 | 0 | 0 | 0 | 0 | 0 | 0 | 0 | 0 | 0 | 0 | 0 | 0 | 0 | 0 | 0 | 0 | 0 | 0 | 0 | 0 | 0 | 0 | 0 | 0 | 0 | 0 | 0 | 0
F1_Commercial_Grocery_Existing_Food Preparation_Natural Gas_Conveyor Oven_E8 | F1 | Commercial | Grocery | Existing | Food Preparation | Natural Gas | Conveyor Oven | E8 | Participant - Cost of Equipment | 0 | 0 | 0 | 0 | 0 | 0 | 0 | 0 | 0 | 0 | 0 | 0 | 0 | 0 | 0 | 0 | 0 | 0 | 0 | 0 | 0 | 0 | 0 | 0 | 0 | 0 | 0 | 0 | 0 | 0
F1_Commercial_Grocery_Existing_Food Preparation_Natural Gas_Conveyor Oven_E9 | F1 | Commercial | Grocery | Existing | Food Preparation | Natural Gas | Conveyor Oven | E9 | Participant - Cost of Equipment | 0 | 0 | 0 | 0 | 0 | 0 | 0 | 0 | 0 | 0 | 0 | 0 | 0 | 0 | 0 | 0 | 0 | 0 | 0 | 0 | 0 | 0 | 0 | 0 | 0 | 0 | 0 | 0 | 0 | 0
F1_Commercial_Grocery_Existing_Food Preparation_Natural Gas_Conveyor Oven_E10 | F1 | Commercial | Grocery | Existing | Food Preparation | Natural Gas | Conveyor Oven | E10 | Participant - Cost of Equipment | 0 | 0 | 0 | 0 | 0 | 0 | 0 | 0 | 0 | 0 | 0 | 0 | 0 | 0 | 0 | 0 | 0 | 0 | 0 | 0 | 0 | 0 | 0 | 0 | 0 | 0 | 0 | 0 | 0 | 0
F2_Commercial_Grocery_Existing_Food Preparation_Natural Gas_Conveyor Oven_E1 | F2 | Commercial | Grocery | Existing | Food Preparation | Natural Gas | Conveyor Oven | E1 | Participant - Cost of Operation | 0.58123 | 0.58772 | 0.5951 | 0.6055 | 0.61805 | 0.6321 | 0.6449 | 0.65609 | 0.66651 | 0.67701 | 0.68798 | 0.69917 | 0.71039 | 0.72217 | 0.73367 | 0.74544 | 0.75784 | 0.77038 | 0.78307 | 0.79587 | 0.80866 | 0.82142 | 0 | 0 | 0 | 0 | 0 | 0 | 0 | 0
F2_Commercial_Grocery_Existing_Food Preparation_Natural Gas_Conveyor Oven_E2 | F2 | Commercial | Grocery | Existing | Food Preparation | Natural Gas | Conveyor Oven | E2 | Participant - Cost of Operation | 0.44183 | 0.44676 | 0.45237 | 0.46028 | 0.46982 | 0.48049 | 0.49023 | 0.49873 | 0.50665 | 0.51463 | 0.52297 | 0.53148 | 0.54 | 0.54896 | 0.5577 | 0.56665 | 0.57608 | 0.58561 | 0.59525 | 0.60498 | 0.61471 | 0.6244 | 0 | 0 | 0 | 0 | 0 | 0 | 0 | 0
F2_Commercial_Grocery_Existing_Food Preparation_Natural Gas_Conveyor Oven_E3 | F2 | Commercial | Grocery | Existing | Food Preparation | Natural Gas | Conveyor Oven | E3 | Participant - Cost of Operation | 0 | 0 | 0 | 0 | 0 | 0 | 0 | 0 | 0 | 0 | 0 | 0 | 0 | 0 | 0 | 0 | 0 | 0 | 0 | 0 | 0 | 0 | 0 | 0 | 0 | 0 | 0 | 0 | 0 | 0
F2_Commercial_Grocery_Existing_Food Preparation_Natural Gas_Conveyor Oven_E4 | F2 | Commercial | Grocery | Existing | Food Preparation | Natural Gas | Conveyor Oven | E4 | Participant - Cost of Operation | 0 | 0 | 0 | 0 | 0 | 0 | 0 | 0 | 0 | 0 | 0 | 0 | 0 | 0 | 0 | 0 | 0 | 0 | 0 | 0 | 0 | 0 | 0 | 0 | 0 | 0 | 0 | 0 | 0 | 0
F2_Commercial_Grocery_Existing_Food Preparation_Natural Gas_Conveyor Oven_E5 | F2 | Commercial | Grocery | Existing | Food Preparation | Natural Gas | Conveyor Oven | E5 | Participant - Cost of Operation | 0 | 0 | 0 | 0 | 0 | 0 | 0 | 0 | 0 | 0 | 0 | 0 | 0 | 0 | 0 | 0 | 0 | 0 | 0 | 0 | 0 | 0 | 0 | 0 | 0 | 0 | 0 | 0 | 0 | 0
F2_Commercial_Grocery_Existing_Food Preparation_Natural Gas_Conveyor Oven_E6 | F2 | Commercial | Grocery | Existing | Food Preparation | Natural Gas | Conveyor Oven | E6 | Participant - Cost of Operation | 0 | 0 | 0 | 0 | 0 | 0 | 0 | 0 | 0 | 0 | 0 | 0 | 0 | 0 | 0 | 0 | 0 | 0 | 0 | 0 | 0 | 0 | 0 | 0 | 0 | 0 | 0 | 0 | 0 | 0
F2_Commercial_Grocery_Existing_Food Preparation_Natural Gas_Conveyor Oven_E7 | F2 | Commercial | Grocery | Existing | Food Preparation | Natural Gas | Conveyor Oven | E7 | Participant - Cost of Operation | 0 | 0 | 0 | 0 | 0 | 0 | 0 | 0 | 0 | 0 | 0 | 0 | 0 | 0 | 0 | 0 | 0 | 0 | 0 | 0 | 0 | 0 | 0 | 0 | 0 | 0 | 0 | 0 | 0 | 0
F2_Commercial_Grocery_Existing_Food Preparation_Natural Gas_Conveyor Oven_E8 | F2 | Commercial | Grocery | Existing | Food Preparation | Natural Gas | Conveyor Oven | E8 | Participant - Cost of Operation | 0 | 0 | 0 | 0 | 0 | 0 | 0 | 0 | 0 | 0 | 0 | 0 | 0 | 0 | 0 | 0 | 0 | 0 | 0 | 0 | 0 | 0 | 0 | 0 | 0 | 0 | 0 | 0 | 0 | 0
F2_Commercial_Grocery_Existing_Food Preparation_Natural Gas_Conveyor Oven_E9 | F2 | Commercial | Grocery | Existing | Food Preparation | Natural Gas | Conveyor Oven | E9 | Participant - Cost of Operation | 0 | 0 | 0 | 0 | 0 | 0 | 0 | 0 | 0 | 0 | 0 | 0 | 0 | 0 | 0 | 0 | 0 | 0 | 0 | 0 | 0 | 0 | 0 | 0 | 0 | 0 | 0 | 0 | 0 | 0
F2_Commercial_Grocery_Existing_Food Preparation_Natural Gas_Conveyor Oven_E10 | F2 | Commercial | Grocery | Existing | Food Preparation | Natural Gas | Conveyor Oven | E10 | Participant - Cost of Operation | 0 | 0 | 0 | 0 | 0 | 0 | 0 | 0 | 0 | 0 | 0 | 0 | 0 | 0 | 0 | 0 | 0 | 0 | 0 | 0 | 0 | 0 | 0 | 0 | 0 | 0 | 0 | 0 | 0 | 0
F3_Commercial_Grocery_Existing_Food Preparation_Natural Gas_Conveyor Oven_E1 | F3 | Commercial | Grocery | Existing | Food Preparation | Natural Gas | Conveyor Oven | E1 | System - kBTUs of Conusmption | 53.0525 | 53.213 | 53.3807 | 53.7055 | 53.9506 | 54.1172 | 54.1907 | 54.2204 | 54.1911 | 54.1429 | 54.0659 | 53.9844 | 53.8882 | 53.7789 | 53.6443 | 53.513 | 53.3718 | 53.221 | 53.0486 | 52.8827 | 52.7104 | 52.5333 | 0 | 0 | 0 | 0 | 0 | 0 | 0 | 0
F3_Commercial_Grocery_Existing_Food Preparation_Natural Gas_Conveyor Oven_E2 | F3 | Commercial | Grocery | Existing | Food Preparation | Natural Gas | Conveyor Oven | E2 | System - kBTUs of Conusmption | 40.3281 | 40.4501 | 40.5776 | 40.8245 | 41.0108 | 41.1375 | 41.1934 | 41.216 | 41.1936 | 41.157 | 41.0985 | 41.0365 | 40.9634 | 40.8803 | 40.778 | 40.6782 | 40.5709 | 40.4562 | 40.3252 | 40.199 | 40.0681 | 39.9335 | 0 | 0 | 0 | 0 | 0 | 0 | 0 | 0
F3_Commercial_Grocery_Existing_Food Preparation_Natural Gas_Conveyor Oven_E3 | F3 | Commercial | Grocery | Existing | Food Preparation | Natural Gas | Conveyor Oven | E3 | System - kBTUs of Conusmption | 0 | 0 | 0 | 0 | 0 | 0 | 0 | 0 | 0 | 0 | 0 | 0 | 0 | 0 | 0 | 0 | 0 | 0 | 0 | 0 | 0 | 0 | 0 | 0 | 0 | 0 | 0 | 0 | 0 | 0
F3_Commercial_Grocery_Existing_Food Preparation_Natural Gas_Conveyor Oven_E4 | F3 | Commercial | Grocery | Existing | Food Preparation | Natural Gas | Conveyor Oven | E4 | System - kBTUs of Conusmption | 0 | 0 | 0 | 0 | 0 | 0 | 0 | 0 | 0 | 0 | 0 | 0 | 0 | 0 | 0 | 0 | 0 | 0 | 0 | 0 | 0 | 0 | 0 | 0 | 0 | 0 | 0 | 0 | 0 | 0
F3_Commercial_Grocery_Existing_Food Preparation_Natural Gas_Conveyor Oven_E5 | F3 | Commercial | Grocery | Existing | Food Preparation | Natural Gas | Conveyor Oven | E5 | System - kBTUs of Conusmption | 0 | 0 | 0 | 0 | 0 | 0 | 0 | 0 | 0 | 0 | 0 | 0 | 0 | 0 | 0 | 0 | 0 | 0 | 0 | 0 | 0 | 0 | 0 | 0 | 0 | 0 | 0 | 0 | 0 | 0
F3_Commercial_Grocery_Existing_Food Preparation_Natural Gas_Conveyor Oven_E6 | F3 | Commercial | Grocery | Existing | Food Preparation | Natural Gas | Conveyor Oven | E6 | System - kBTUs of Conusmption | 0 | 0 | 0 | 0 | 0 | 0 | 0 | 0 | 0 | 0 | 0 | 0 | 0 | 0 | 0 | 0 | 0 | 0 | 0 | 0 | 0 | 0 | 0 | 0 | 0 | 0 | 0 | 0 | 0 | 0
F3_Commercial_Grocery_Existing_Food Preparation_Natural Gas_Conveyor Oven_E7 | F3 | Commercial | Grocery | Existing | Food Preparation | Natural Gas | Conveyor Oven | E7 | System - kBTUs of Conusmption | 0 | 0 | 0 | 0 | 0 | 0 | 0 | 0 | 0 | 0 | 0 | 0 | 0 | 0 | 0 | 0 | 0 | 0 | 0 | 0 | 0 | 0 | 0 | 0 | 0 | 0 | 0 | 0 | 0 | 0
F3_Commercial_Grocery_Existing_Food Preparation_Natural Gas_Conveyor Oven_E8 | F3 | Commercial | Grocery | Existing | Food Preparation | Natural Gas | Conveyor Oven | E8 | System - kBTUs of Conusmption | 0 | 0 | 0 | 0 | 0 | 0 | 0 | 0 | 0 | 0 | 0 | 0 | 0 | 0 | 0 | 0 | 0 | 0 | 0 | 0 | 0 | 0 | 0 | 0 | 0 | 0 | 0 | 0 | 0 | 0
F3_Commercial_Grocery_Existing_Food Preparation_Natural Gas_Conveyor Oven_E9 | F3 | Commercial | Grocery | Existing | Food Preparation | Natural Gas | Conveyor Oven | E9 | System - kBTUs of Conusmption | 0 | 0 | 0 | 0 | 0 | 0 | 0 | 0 | 0 | 0 | 0 | 0 | 0 | 0 | 0 | 0 | 0 | 0 | 0 | 0 | 0 | 0 | 0 | 0 | 0 | 0 | 0 | 0 | 0 | 0
F3_Commercial_Grocery_Existing_Food Preparation_Natural Gas_Conveyor Oven_E10 | F3 | Commercial | Grocery | Existing | Food Preparation | Natural Gas | Conveyor Oven | E10 | System - kBTUs of Conusmption | 0 | 0 | 0 | 0 | 0 | 0 | 0 | 0 | 0 | 0 | 0 | 0 | 0 | 0 | 0 | 0 | 0 | 0 | 0 | 0 | 0 | 0 | 0 | 0 | 0 | 0 | 0 | 0 | 0 | 0
F4_Commercial_Grocery_Existing_Food Preparation_Natural Gas_Conveyor Oven_E1 | F4 | Commercial | Grocery | Existing | Food Preparation | Natural Gas | Conveyor Oven | E1 | Utility - Cost of Equipment | 0.1522 | 0.1522 | 0.1522 | 0.1522 | 0.1522 | 0.1522 | 0.1522 | 0.1522 | 0.1522 | 0.1522 | 0.1522 | 0.1522 | 0.1522 | 0.1522 | 0.1522 | 0.1522 | 0.1522 | 0.1522 | 0.1522 | 0.1522 | 0.1522 | 0.1522 | 0 | 0 | 0 | 0 | 0 | 0 | 0 | 0
F4_Commercial_Grocery_Existing_Food Preparation_Natural Gas_Conveyor Oven_E2 | F4 | Commercial | Grocery | Existing | Food Preparation | Natural Gas | Conveyor Oven | E2 | Utility - Cost of Equipment | 0.18555 | 0.18555 | 0.18555 | 0.18555 | 0.18555 | 0.18555 | 0.18555 | 0.18555 | 0.18555 | 0.18555 | 0.18555 | 0.18555 | 0.18555 | 0.18555 | 0.18555 | 0.18555 | 0.18555 | 0.18555 | 0.18555 | 0.18555 | 0.18555 | 0.18555 | 0 | 0 | 0 | 0 | 0 | 0 | 0 | 0
F4_Commercial_Grocery_Existing_Food Preparation_Natural Gas_Conveyor Oven_E3 | F4 | Commercial | Grocery | Existing | Food Preparation | Natural Gas | Conveyor Oven | E3 | Utility - Cost of Equipment | 0 | 0 | 0 | 0 | 0 | 0 | 0 | 0 | 0 | 0 | 0 | 0 | 0 | 0 | 0 | 0 | 0 | 0 | 0 | 0 | 0 | 0 | 0 | 0 | 0 | 0 | 0 | 0 | 0 | 0
F4_Commercial_Grocery_Existing_Food Preparation_Natural Gas_Conveyor Oven_E4 | F4 | Commercial | Grocery | Existing | Food Preparation | Natural Gas | Conveyor Oven | E4 | Utility - Cost of Equipment | 0 | 0 | 0 | 0 | 0 | 0 | 0 | 0 | 0 | 0 | 0 | 0 | 0 | 0 | 0 | 0 | 0 | 0 | 0 | 0 | 0 | 0 | 0 | 0 | 0 | 0 | 0 | 0 | 0 | 0
F4_Commercial_Grocery_Existing_Food Preparation_Natural Gas_Conveyor Oven_E5 | F4 | Commercial | Grocery | Existing | Food Preparation | Natural Gas | Conveyor Oven | E5 | Utility - Cost of Equipment | 0 | 0 | 0 | 0 | 0 | 0 | 0 | 0 | 0 | 0 | 0 | 0 | 0 | 0 | 0 | 0 | 0 | 0 | 0 | 0 | 0 | 0 | 0 | 0 | 0 | 0 | 0 | 0 | 0 | 0
F4_Commercial_Grocery_Existing_Food Preparation_Natural Gas_Conveyor Oven_E6 | F4 | Commercial | Grocery | Existing | Food Preparation | Natural Gas | Conveyor Oven | E6 | Utility - Cost of Equipment | 0 | 0 | 0 | 0 | 0 | 0 | 0 | 0 | 0 | 0 | 0 | 0 | 0 | 0 | 0 | 0 | 0 | 0 | 0 | 0 | 0 | 0 | 0 | 0 | 0 | 0 | 0 | 0 | 0 | 0
F4_Commercial_Grocery_Existing_Food Preparation_Natural Gas_Conveyor Oven_E7 | F4 | Commercial | Grocery | Existing | Food Preparation | Natural Gas | Conveyor Oven | E7 | Utility - Cost of Equipment | 0 | 0 | 0 | 0 | 0 | 0 | 0 | 0 | 0 | 0 | 0 | 0 | 0 | 0 | 0 | 0 | 0 | 0 | 0 | 0 | 0 | 0 | 0 | 0 | 0 | 0 | 0 | 0 | 0 | 0
F4_Commercial_Grocery_Existing_Food Preparation_Natural Gas_Conveyor Oven_E8 | F4 | Commercial | Grocery | Existing | Food Preparation | Natural Gas | Conveyor Oven | E8 | Utility - Cost of Equipment | 0 | 0 | 0 | 0 | 0 | 0 | 0 | 0 | 0 | 0 | 0 | 0 | 0 | 0 | 0 | 0 | 0 | 0 | 0 | 0 | 0 | 0 | 0 | 0 | 0 | 0 | 0 | 0 | 0 | 0
F4_Commercial_Grocery_Existing_Food Preparation_Natural Gas_Conveyor Oven_E9 | F4 | Commercial | Grocery | Existing | Food Preparation | Natural Gas | Conveyor Oven | E9 | Utility - Cost of Equipment | 0 | 0 | 0 | 0 | 0 | 0 | 0 | 0 | 0 | 0 | 0 | 0 | 0 | 0 | 0 | 0 | 0 | 0 | 0 | 0 | 0 | 0 | 0 | 0 | 0 | 0 | 0 | 0 | 0 | 0
F4_Commercial_Grocery_Existing_Food Preparation_Natural Gas_Conveyor Oven_E10 | F4 | Commercial | Grocery | Existing | Food Preparation | Natural Gas | Conveyor Oven | E10 | Utility - Cost of Equipment | 0 | 0 | 0 | 0 | 0 | 0 | 0 | 0 | 0 | 0 | 0 | 0 | 0 | 0 | 0 | 0 | 0 | 0 | 0 | 0 | 0 | 0 | 0 | 0 | 0 | 0 | 0 | 0 | 0 | 0
F5_Commercial_Grocery_Existing_Food Preparation_Natural Gas_Conveyor Oven_E1 | F5 | Commercial | Grocery | Existing | Food Preparation | Natural Gas | Conveyor Oven | E1 | Utility - Cost of Operation | 0.48514 | 0.49056 | 0.49672 | 0.5054 | 0.51588 | 0.5276 | 0.53829 | 0.54763 | 0.55632 | 0.56508 | 0.57425 | 0.58358 | 0.59294 | 0.60278 | 0.61238 | 0.62221 | 0.63256 | 0.64302 | 0.65361 | 0.6643 | 0.67497 | 0.68562 | 0 | 0 | 0 | 0 | 0 | 0 | 0 | 0
F5_Commercial_Grocery_Existing_Food Preparation_Natural Gas_Conveyor Oven_E2 | F5 | Commercial | Grocery | Existing | Food Preparation | Natural Gas | Conveyor Oven | E2 | Utility - Cost of Operation | 0.36878 | 0.3729 | 0.37758 | 0.38418 | 0.39215 | 0.40106 | 0.40918 | 0.41628 | 0.42289 | 0.42955 | 0.43652 | 0.44362 | 0.45073 | 0.45821 | 0.4655 | 0.47297 | 0.48084 | 0.48879 | 0.49684 | 0.50497 | 0.51309 | 0.52118 | 0 | 0 | 0 | 0 | 0 | 0 | 0 | 0
F5_Commercial_Grocery_Existing_Food Preparation_Natural Gas_Conveyor Oven_E3 | F5 | Commercial | Grocery | Existing | Food Preparation | Natural Gas | Conveyor Oven | E3 | Utility - Cost of Operation | 0 | 0 | 0 | 0 | 0 | 0 | 0 | 0 | 0 | 0 | 0 | 0 | 0 | 0 | 0 | 0 | 0 | 0 | 0 | 0 | 0 | 0 | 0 | 0 | 0 | 0 | 0 | 0 | 0 | 0
F5_Commercial_Grocery_Existing_Food Preparation_Natural Gas_Conveyor Oven_E4 | F5 | Commercial | Grocery | Existing | Food Preparation | Natural Gas | Conveyor Oven | E4 | Utility - Cost of Operation | 0 | 0 | 0 | 0 | 0 | 0 | 0 | 0 | 0 | 0 | 0 | 0 | 0 | 0 | 0 | 0 | 0 | 0 | 0 | 0 | 0 | 0 | 0 | 0 | 0 | 0 | 0 | 0 | 0 | 0
F5_Commercial_Grocery_Existing_Food Preparation_Natural Gas_Conveyor Oven_E5 | F5 | Commercial | Grocery | Existing | Food Preparation | Natural Gas | Conveyor Oven | E5 | Utility - Cost of Operation | 0 | 0 | 0 | 0 | 0 | 0 | 0 | 0 | 0 | 0 | 0 | 0 | 0 | 0 | 0 | 0 | 0 | 0 | 0 | 0 | 0 | 0 | 0 | 0 | 0 | 0 | 0 | 0 | 0 | 0
F5_Commercial_Grocery_Existing_Food Preparation_Natural Gas_Conveyor Oven_E6 | F5 | Commercial | Grocery | Existing | Food Preparation | Natural Gas | Conveyor Oven | E6 | Utility - Cost of Operation | 0 | 0 | 0 | 0 | 0 | 0 | 0 | 0 | 0 | 0 | 0 | 0 | 0 | 0 | 0 | 0 | 0 | 0 | 0 | 0 | 0 | 0 | 0 | 0 | 0 | 0 | 0 | 0 | 0 | 0
F5_Commercial_Grocery_Existing_Food Preparation_Natural Gas_Conveyor Oven_E7 | F5 | Commercial | Grocery | Existing | Food Preparation | Natural Gas | Conveyor Oven | E7 | Utility - Cost of Operation | 0 | 0 | 0 | 0 | 0 | 0 | 0 | 0 | 0 | 0 | 0 | 0 | 0 | 0 | 0 | 0 | 0 | 0 | 0 | 0 | 0 | 0 | 0 | 0 | 0 | 0 | 0 | 0 | 0 | 0
F5_Commercial_Grocery_Existing_Food Preparation_Natural Gas_Conveyor Oven_E8 | F5 | Commercial | Grocery | Existing | Food Preparation | Natural Gas | Conveyor Oven | E8 | Utility - Cost of Operation | 0 | 0 | 0 | 0 | 0 | 0 | 0 | 0 | 0 | 0 | 0 | 0 | 0 | 0 | 0 | 0 | 0 | 0 | 0 | 0 | 0 | 0 | 0 | 0 | 0 | 0 | 0 | 0 | 0 | 0
F5_Commercial_Grocery_Existing_Food Preparation_Natural Gas_Conveyor Oven_E9 | F5 | Commercial | Grocery | Existing | Food Preparation | Natural Gas | Conveyor Oven | E9 | Utility - Cost of Operation | 0 | 0 | 0 | 0 | 0 | 0 | 0 | 0 | 0 | 0 | 0 | 0 | 0 | 0 | 0 | 0 | 0 | 0 | 0 | 0 | 0 | 0 | 0 | 0 | 0 | 0 | 0 | 0 | 0 | 0
F5_Commercial_Grocery_Existing_Food Preparation_Natural Gas_Conveyor Oven_E10 | F5 | Commercial | Grocery | Existing | Food Preparation | Natural Gas | Conveyor Oven | E10 | Utility - Cost of Operation | 0 | 0 | 0 | 0 | 0 | 0 | 0 | 0 | 0 | 0 | 0 | 0 | 0 | 0 | 0 | 0 | 0 | 0 | 0 | 0 | 0 | 0 | 0 | 0 | 0 | 0 | 0 | 0 | 0 | 0
F6_Commercial_Grocery_Existing_Food Preparation_Natural Gas_Conveyor Oven_E1 | F6 | Commercial | Grocery | Existing | Food Preparation | Natural Gas | Conveyor Oven | E1 | Utility - Value of Sales | 0.58123 | 0.58772 | 0.5951 | 0.6055 | 0.61805 | 0.6321 | 0.6449 | 0.65609 | 0.66651 | 0.67701 | 0.68798 | 0.69917 | 0.71039 | 0.72217 | 0.73367 | 0.74544 | 0.75784 | 0.77038 | 0.78307 | 0.79587 | 0.80866 | 0.82142 | 0 | 0 | 0 | 0 | 0 | 0 | 0 | 0
F6_Commercial_Grocery_Existing_Food Preparation_Natural Gas_Conveyor Oven_E2 | F6 | Commercial | Grocery | Existing | Food Preparation | Natural Gas | Conveyor Oven | E2 | Utility - Value of Sales | 0.44183 | 0.44676 | 0.45237 | 0.46028 | 0.46982 | 0.48049 | 0.49023 | 0.49873 | 0.50665 | 0.51463 | 0.52297 | 0.53148 | 0.54 | 0.54896 | 0.5577 | 0.56665 | 0.57608 | 0.58561 | 0.59525 | 0.60498 | 0.61471 | 0.6244 | 0 | 0 | 0 | 0 | 0 | 0 | 0 | 0
F6_Commercial_Grocery_Existing_Food Preparation_Natural Gas_Conveyor Oven_E3 | F6 | Commercial | Grocery | Existing | Food Preparation | Natural Gas | Conveyor Oven | E3 | Utility - Value of Sales | 0 | 0 | 0 | 0 | 0 | 0 | 0 | 0 | 0 | 0 | 0 | 0 | 0 | 0 | 0 | 0 | 0 | 0 | 0 | 0 | 0 | 0 | 0 | 0 | 0 | 0 | 0 | 0 | 0 | 0
F6_Commercial_Grocery_Existing_Food Preparation_Natural Gas_Conveyor Oven_E4 | F6 | Commercial | Grocery | Existing | Food Preparation | Natural Gas | Conveyor Oven | E4 | Utility - Value of Sales | 0 | 0 | 0 | 0 | 0 | 0 | 0 | 0 | 0 | 0 | 0 | 0 | 0 | 0 | 0 | 0 | 0 | 0 | 0 | 0 | 0 | 0 | 0 | 0 | 0 | 0 | 0 | 0 | 0 | 0
F6_Commercial_Grocery_Existing_Food Preparation_Natural Gas_Conveyor Oven_E5 | F6 | Commercial | Grocery | Existing | Food Preparation | Natural Gas | Conveyor Oven | E5 | Utility - Value of Sales | 0 | 0 | 0 | 0 | 0 | 0 | 0 | 0 | 0 | 0 | 0 | 0 | 0 | 0 | 0 | 0 | 0 | 0 | 0 | 0 | 0 | 0 | 0 | 0 | 0 | 0 | 0 | 0 | 0 | 0
F6_Commercial_Grocery_Existing_Food Preparation_Natural Gas_Conveyor Oven_E6 | F6 | Commercial | Grocery | Existing | Food Preparation | Natural Gas | Conveyor Oven | E6 | Utility - Value of Sales | 0 | 0 | 0 | 0 | 0 | 0 | 0 | 0 | 0 | 0 | 0 | 0 | 0 | 0 | 0 | 0 | 0 | 0 | 0 | 0 | 0 | 0 | 0 | 0 | 0 | 0 | 0 | 0 | 0 | 0
F6_Commercial_Grocery_Existing_Food Preparation_Natural Gas_Conveyor Oven_E7 | F6 | Commercial | Grocery | Existing | Food Preparation | Natural Gas | Conveyor Oven | E7 | Utility - Value of Sales | 0 | 0 | 0 | 0 | 0 | 0 | 0 | 0 | 0 | 0 | 0 | 0 | 0 | 0 | 0 | 0 | 0 | 0 | 0 | 0 | 0 | 0 | 0 | 0 | 0 | 0 | 0 | 0 | 0 | 0
F6_Commercial_Grocery_Existing_Food Preparation_Natural Gas_Conveyor Oven_E8 | F6 | Commercial | Grocery | Existing | Food Preparation | Natural Gas | Conveyor Oven | E8 | Utility - Value of Sales | 0 | 0 | 0 | 0 | 0 | 0 | 0 | 0 | 0 | 0 | 0 | 0 | 0 | 0 | 0 | 0 | 0 | 0 | 0 | 0 | 0 | 0 | 0 | 0 | 0 | 0 | 0 | 0 | 0 | 0
F6_Commercial_Grocery_Existing_Food Preparation_Natural Gas_Conveyor Oven_E9 | F6 | Commercial | Grocery | Existing | Food Preparation | Natural Gas | Conveyor Oven | E9 | Utility - Value of Sales | 0 | 0 | 0 | 0 | 0 | 0 | 0 | 0 | 0 | 0 | 0 | 0 | 0 | 0 | 0 | 0 | 0 | 0 | 0 | 0 | 0 | 0 | 0 | 0 | 0 | 0 | 0 | 0 | 0 | 0
F6_Commercial_Grocery_Existing_Food Preparation_Natural Gas_Conveyor Oven_E10 | F6 | Commercial | Grocery | Existing | Food Preparation | Natural Gas | Conveyor Oven | E10 | Utility - Value of Sales | 0 | 0 | 0 | 0 | 0 | 0 | 0 | 0 | 0 | 0 | 0 | 0 | 0 | 0 | 0 | 0 | 0 | 0 | 0 | 0 | 0 | 0 | 0 | 0 | 0 | 0 | 0 | 0 | 0 | 0
F1_Commercial_Grocery_Existing_Food Preparation_Natural Gas_Double Rack Oven_E1 | F1 | Commercial | Grocery | Existing | Food Preparation | Natural Gas | Double Rack Oven | E1 | Participant - Cost of Equipment | 0.29363 | 0.29363 | 0.29363 | 0.29363 | 0.29363 | 0.29363 | 0.29363 | 0.29363 | 0.29363 | 0.29363 | 0.29363 | 0.29363 | 0.29363 | 0.29363 | 0.29363 | 0.29363 | 0.29363 | 0.29363 | 0.29363 | 0.29363 | 0.29363 | 0.29363 | 0 | 0 | 0 | 0 | 0 | 0 | 0 | 0
F1_Commercial_Grocery_Existing_Food Preparation_Natural Gas_Double Rack Oven_E2 | F1 | Commercial | Grocery | Existing | Food Preparation | Natural Gas | Double Rack Oven | E2 | Participant - Cost of Equipment | 0.3905 | 0.3905 | 0.3905 | 0.3905 | 0.3905 | 0.3905 | 0.3905 | 0.3905 | 0.3905 | 0.3905 | 0.3905 | 0.3905 | 0.3905 | 0.3905 | 0.3905 | 0.3905 | 0.3905 | 0.3905 | 0.3905 | 0.3905 | 0.3905 | 0.3905 | 0 | 0 | 0 | 0 | 0 | 0 | 0 | 0
F1_Commercial_Grocery_Existing_Food Preparation_Natural Gas_Double Rack Oven_E3 | F1 | Commercial | Grocery | Existing | Food Preparation | Natural Gas | Double Rack Oven | E3 | Participant - Cost of Equipment | 0 | 0 | 0 | 0 | 0 | 0 | 0 | 0 | 0 | 0 | 0 | 0 | 0 | 0 | 0 | 0 | 0 | 0 | 0 | 0 | 0 | 0 | 0 | 0 | 0 | 0 | 0 | 0 | 0 | 0
F1_Commercial_Grocery_Existing_Food Preparation_Natural Gas_Double Rack Oven_E4 | F1 | Commercial | Grocery | Existing | Food Preparation | Natural Gas | Double Rack Oven | E4 | Participant - Cost of Equipment | 0 | 0 | 0 | 0 | 0 | 0 | 0 | 0 | 0 | 0 | 0 | 0 | 0 | 0 | 0 | 0 | 0 | 0 | 0 | 0 | 0 | 0 | 0 | 0 | 0 | 0 | 0 | 0 | 0 | 0
F1_Commercial_Grocery_Existing_Food Preparation_Natural Gas_Double Rack Oven_E5 | F1 | Commercial | Grocery | Existing | Food Preparation | Natural Gas | Double Rack Oven | E5 | Participant - Cost of Equipment | 0 | 0 | 0 | 0 | 0 | 0 | 0 | 0 | 0 | 0 | 0 | 0 | 0 | 0 | 0 | 0 | 0 | 0 | 0 | 0 | 0 | 0 | 0 | 0 | 0 | 0 | 0 | 0 | 0 | 0
F1_Commercial_Grocery_Existing_Food Preparation_Natural Gas_Double Rack Oven_E6 | F1 | Commercial | Grocery | Existing | Food Preparation | Natural Gas | Double Rack Oven | E6 | Participant - Cost of Equipment | 0 | 0 | 0 | 0 | 0 | 0 | 0 | 0 | 0 | 0 | 0 | 0 | 0 | 0 | 0 | 0 | 0 | 0 | 0 | 0 | 0 | 0 | 0 | 0 | 0 | 0 | 0 | 0 | 0 | 0
F1_Commercial_Grocery_Existing_Food Preparation_Natural Gas_Double Rack Oven_E7 | F1 | Commercial | Grocery | Existing | Food Preparation | Natural Gas | Double Rack Oven | E7 | Participant - Cost of Equipment | 0 | 0 | 0 | 0 | 0 | 0 | 0 | 0 | 0 | 0 | 0 | 0 | 0 | 0 | 0 | 0 | 0 | 0 | 0 | 0 | 0 | 0 | 0 | 0 | 0 | 0 | 0 | 0 | 0 | 0
F1_Commercial_Grocery_Existing_Food Preparation_Natural Gas_Double Rack Oven_E8 | F1 | Commercial | Grocery | Existing | Food Preparation | Natural Gas | Double Rack Oven | E8 | Participant - Cost of Equipment | 0 | 0 | 0 | 0 | 0 | 0 | 0 | 0 | 0 | 0 | 0 | 0 | 0 | 0 | 0 | 0 | 0 | 0 | 0 | 0 | 0 | 0 | 0 | 0 | 0 | 0 | 0 | 0 | 0 | 0
F1_Commercial_Grocery_Existing_Food Preparation_Natural Gas_Double Rack Oven_E9 | F1 | Commercial | Grocery | Existing | Food Preparation | Natural Gas | Double Rack Oven | E9 | Participant - Cost of Equipment | 0 | 0 | 0 | 0 | 0 | 0 | 0 | 0 | 0 | 0 | 0 | 0 | 0 | 0 | 0 | 0 | 0 | 0 | 0 | 0 | 0 | 0 | 0 | 0 | 0 | 0 | 0 | 0 | 0 | 0
F1_Commercial_Grocery_Existing_Food Preparation_Natural Gas_Double Rack Oven_E10 | F1 | Commercial | Grocery | Existing | Food Preparation | Natural Gas | Double Rack Oven | E10 | Participant - Cost of Equipment | 0 | 0 | 0 | 0 | 0 | 0 | 0 | 0 | 0 | 0 | 0 | 0 | 0 | 0 | 0 | 0 | 0 | 0 | 0 | 0 | 0 | 0 | 0 | 0 | 0 | 0 | 0 | 0 | 0 | 0
F2_Commercial_Grocery_Existing_Food Preparation_Natural Gas_Double Rack Oven_E1 | F2 | Commercial | Grocery | Existing | Food Preparation | Natural Gas | Double Rack Oven | E1 | Participant - Cost of Operation | 0.99588 | 1.0044 | 1.0146 | 1.0315 | 1.054 | 1.0805 | 1.1049 | 1.1266 | 1.1477 | 1.1681 | 1.1887 | 1.2088 | 1.2276 | 1.2465 | 1.2646 | 1.2831 | 1.3029 | 1.3228 | 1.3429 | 1.3631 | 1.383 | 1.4027 | 0 | 0 | 0 | 0 | 0 | 0 | 0 | 0
F2_Commercial_Grocery_Existing_Food Preparation_Natural Gas_Double Rack Oven_E2 | F2 | Commercial | Grocery | Existing | Food Preparation | Natural Gas | Double Rack Oven | E2 | Participant - Cost of Operation | 0.54321 | 0.54786 | 0.55342 | 0.56263 | 0.5749 | 0.58938 | 0.60268 | 0.61453 | 0.62602 | 0.63716 | 0.6484 | 0.65933 | 0.66961 | 0.67991 | 0.68976 | 0.69986 | 0.71065 | 0.72153 | 0.73249 | 0.74349 | 0.75438 | 0.7651 | 0 | 0 | 0 | 0 | 0 | 0 | 0 | 0
F2_Commercial_Grocery_Existing_Food Preparation_Natural Gas_Double Rack Oven_E3 | F2 | Commercial | Grocery | Existing | Food Preparation | Natural Gas | Double Rack Oven | E3 | Participant - Cost of Operation | 0 | 0 | 0 | 0 | 0 | 0 | 0 | 0 | 0 | 0 | 0 | 0 | 0 | 0 | 0 | 0 | 0 | 0 | 0 | 0 | 0 | 0 | 0 | 0 | 0 | 0 | 0 | 0 | 0 | 0
F2_Commercial_Grocery_Existing_Food Preparation_Natural Gas_Double Rack Oven_E4 | F2 | Commercial | Grocery | Existing | Food Preparation | Natural Gas | Double Rack Oven | E4 | Participant - Cost of Operation | 0 | 0 | 0 | 0 | 0 | 0 | 0 | 0 | 0 | 0 | 0 | 0 | 0 | 0 | 0 | 0 | 0 | 0 | 0 | 0 | 0 | 0 | 0 | 0 | 0 | 0 | 0 | 0 | 0 | 0
F2_Commercial_Grocery_Existing_Food Preparation_Natural Gas_Double Rack Oven_E5 | F2 | Commercial | Grocery | Existing | Food Preparation | Natural Gas | Double Rack Oven | E5 | Participant - Cost of Operation | 0 | 0 | 0 | 0 | 0 | 0 | 0 | 0 | 0 | 0 | 0 | 0 | 0 | 0 | 0 | 0 | 0 | 0 | 0 | 0 | 0 | 0 | 0 | 0 | 0 | 0 | 0 | 0 | 0 | 0
F2_Commercial_Grocery_Existing_Food Preparation_Natural Gas_Double Rack Oven_E6 | F2 | Commercial | Grocery | Existing | Food Preparation | Natural Gas | Double Rack Oven | E6 | Participant - Cost of Operation | 0 | 0 | 0 | 0 | 0 | 0 | 0 | 0 | 0 | 0 | 0 | 0 | 0 | 0 | 0 | 0 | 0 | 0 | 0 | 0 | 0 | 0 | 0 | 0 | 0 | 0 | 0 | 0 | 0 | 0
F2_Commercial_Grocery_Existing_Food Preparation_Natural Gas_Double Rack Oven_E7 | F2 | Commercial | Grocery | Existing | Food Preparation | Natural Gas | Double Rack Oven | E7 | Participant - Cost of Operation | 0 | 0 | 0 | 0 | 0 | 0 | 0 | 0 | 0 | 0 | 0 | 0 | 0 | 0 | 0 | 0 | 0 | 0 | 0 | 0 | 0 | 0 | 0 | 0 | 0 | 0 | 0 | 0 | 0 | 0
F2_Commercial_Grocery_Existing_Food Preparation_Natural Gas_Double Rack Oven_E8 | F2 | Commercial | Grocery | Existing | Food Preparation | Natural Gas | Double Rack Oven | E8 | Participant - Cost of Operation | 0 | 0 | 0 | 0 | 0 | 0 | 0 | 0 | 0 | 0 | 0 | 0 | 0 | 0 | 0 | 0 | 0 | 0 | 0 | 0 | 0 | 0 | 0 | 0 | 0 | 0 | 0 | 0 | 0 | 0
F2_Commercial_Grocery_Existing_Food Preparation_Natural Gas_Double Rack Oven_E9 | F2 | Commercial | Grocery | Existing | Food Preparation | Natural Gas | Double Rack Oven | E9 | Participant - Cost of Operation | 0 | 0 | 0 | 0 | 0 | 0 | 0 | 0 | 0 | 0 | 0 | 0 | 0 | 0 | 0 | 0 | 0 | 0 | 0 | 0 | 0 | 0 | 0 | 0 | 0 | 0 | 0 | 0 | 0 | 0
F2_Commercial_Grocery_Existing_Food Preparation_Natural Gas_Double Rack Oven_E10 | F2 | Commercial | Grocery | Existing | Food Preparation | Natural Gas | Double Rack Oven | E10 | Participant - Cost of Operation | 0 | 0 | 0 | 0 | 0 | 0 | 0 | 0 | 0 | 0 | 0 | 0 | 0 | 0 | 0 | 0 | 0 | 0 | 0 | 0 | 0 | 0 | 0 | 0 | 0 | 0 | 0 | 0 | 0 | 0
F3_Commercial_Grocery_Existing_Food Preparation_Natural Gas_Double Rack Oven_E1 | F3 | Commercial | Grocery | Existing | Food Preparation | Natural Gas | Double Rack Oven | E1 | System - kBTUs of Conusmption | 93.399 | 93.6782 | 93.9875 | 94.6986 | 95.3273 | 95.8573 | 96.2602 | 96.66 | 97.0317 | 97.2689 | 97.3496 | 97.3318 | 97.1877 | 96.9119 | 96.5718 | 96.2403 | 95.884 | 95.5032 | 95.0681 | 94.6491 | 94.214 | 93.767 | 0 | 0 | 0 | 0 | 0 | 0 | 0 | 0
F3_Commercial_Grocery_Existing_Food Preparation_Natural Gas_Double Rack Oven_E2 | F3 | Commercial | Grocery | Existing | Food Preparation | Natural Gas | Double Rack Oven | E2 | System - kBTUs of Conusmption | 50.9449 | 51.0972 | 51.2659 | 51.6538 | 51.9967 | 52.2858 | 52.5056 | 52.7236 | 52.9264 | 53.0558 | 53.0998 | 53.0901 | 53.0115 | 52.861 | 52.6755 | 52.4947 | 52.3004 | 52.0926 | 51.8553 | 51.6268 | 51.3895 | 51.1456 | 0 | 0 | 0 | 0 | 0 | 0 | 0 | 0
F3_Commercial_Grocery_Existing_Food Preparation_Natural Gas_Double Rack Oven_E3 | F3 | Commercial | Grocery | Existing | Food Preparation | Natural Gas | Double Rack Oven | E3 | System - kBTUs of Conusmption | 0 | 0 | 0 | 0 | 0 | 0 | 0 | 0 | 0 | 0 | 0 | 0 | 0 | 0 | 0 | 0 | 0 | 0 | 0 | 0 | 0 | 0 | 0 | 0 | 0 | 0 | 0 | 0 | 0 | 0
F3_Commercial_Grocery_Existing_Food Preparation_Natural Gas_Double Rack Oven_E4 | F3 | Commercial | Grocery | Existing | Food Preparation | Natural Gas | Double Rack Oven | E4 | System - kBTUs of Conusmption | 0 | 0 | 0 | 0 | 0 | 0 | 0 | 0 | 0 | 0 | 0 | 0 | 0 | 0 | 0 | 0 | 0 | 0 | 0 | 0 | 0 | 0 | 0 | 0 | 0 | 0 | 0 | 0 | 0 | 0
F3_Commercial_Grocery_Existing_Food Preparation_Natural Gas_Double Rack Oven_E5 | F3 | Commercial | Grocery | Existing | Food Preparation | Natural Gas | Double Rack Oven | E5 | System - kBTUs of Conusmption | 0 | 0 | 0 | 0 | 0 | 0 | 0 | 0 | 0 | 0 | 0 | 0 | 0 | 0 | 0 | 0 | 0 | 0 | 0 | 0 | 0 | 0 | 0 | 0 | 0 | 0 | 0 | 0 | 0 | 0
F3_Commercial_Grocery_Existing_Food Preparation_Natural Gas_Double Rack Oven_E6 | F3 | Commercial | Grocery | Existing | Food Preparation | Natural Gas | Double Rack Oven | E6 | System - kBTUs of Conusmption | 0 | 0 | 0 | 0 | 0 | 0 | 0 | 0 | 0 | 0 | 0 | 0 | 0 | 0 | 0 | 0 | 0 | 0 | 0 | 0 | 0 | 0 | 0 | 0 | 0 | 0 | 0 | 0 | 0 | 0
F3_Commercial_Grocery_Existing_Food Preparation_Natural Gas_Double Rack Oven_E7 | F3 | Commercial | Grocery | Existing | Food Preparation | Natural Gas | Double Rack Oven | E7 | System - kBTUs of Conusmption | 0 | 0 | 0 | 0 | 0 | 0 | 0 | 0 | 0 | 0 | 0 | 0 | 0 | 0 | 0 | 0 | 0 | 0 | 0 | 0 | 0 | 0 | 0 | 0 | 0 | 0 | 0 | 0 | 0 | 0
F3_Commercial_Grocery_Existing_Food Preparation_Natural Gas_Double Rack Oven_E8 | F3 | Commercial | Grocery | Existing | Food Preparation | Natural Gas | Double Rack Oven | E8 | System - kBTUs of Conusmption | 0 | 0 | 0 | 0 | 0 | 0 | 0 | 0 | 0 | 0 | 0 | 0 | 0 | 0 | 0 | 0 | 0 | 0 | 0 | 0 | 0 | 0 | 0 | 0 | 0 | 0 | 0 | 0 | 0 | 0
F3_Commercial_Grocery_Existing_Food Preparation_Natural Gas_Double Rack Oven_E9 | F3 | Commercial | Grocery | Existing | Food Preparation | Natural Gas | Double Rack Oven | E9 | System - kBTUs of Conusmption | 0 | 0 | 0 | 0 | 0 | 0 | 0 | 0 | 0 | 0 | 0 | 0 | 0 | 0 | 0 | 0 | 0 | 0 | 0 | 0 | 0 | 0 | 0 | 0 | 0 | 0 | 0 | 0 | 0 | 0
F3_Commercial_Grocery_Existing_Food Preparation_Natural Gas_Double Rack Oven_E10 | F3 | Commercial | Grocery | Existing | Food Preparation | Natural Gas | Double Rack Oven | E10 | System - kBTUs of Conusmption | 0 | 0 | 0 | 0 | 0 | 0 | 0 | 0 | 0 | 0 | 0 | 0 | 0 | 0 | 0 | 0 | 0 | 0 | 0 | 0 | 0 | 0 | 0 | 0 | 0 | 0 | 0 | 0 | 0 | 0
F4_Commercial_Grocery_Existing_Food Preparation_Natural Gas_Double Rack Oven_E1 | F4 | Commercial | Grocery | Existing | Food Preparation | Natural Gas | Double Rack Oven | E1 | Utility - Cost of Equipment | 0.29363 | 0.29363 | 0.29363 | 0.29363 | 0.29363 | 0.29363 | 0.29363 | 0.29363 | 0.29363 | 0.29363 | 0.29363 | 0.29363 | 0.29363 | 0.29363 | 0.29363 | 0.29363 | 0.29363 | 0.29363 | 0.29363 | 0.29363 | 0.29363 | 0.29363 | 0 | 0 | 0 | 0 | 0 | 0 | 0 | 0
F4_Commercial_Grocery_Existing_Food Preparation_Natural Gas_Double Rack Oven_E2 | F4 | Commercial | Grocery | Existing | Food Preparation | Natural Gas | Double Rack Oven | E2 | Utility - Cost of Equipment | 0.3905 | 0.3905 | 0.3905 | 0.3905 | 0.3905 | 0.3905 | 0.3905 | 0.3905 | 0.3905 | 0.3905 | 0.3905 | 0.3905 | 0.3905 | 0.3905 | 0.3905 | 0.3905 | 0.3905 | 0.3905 | 0.3905 | 0.3905 | 0.3905 | 0.3905 | 0 | 0 | 0 | 0 | 0 | 0 | 0 | 0
F4_Commercial_Grocery_Existing_Food Preparation_Natural Gas_Double Rack Oven_E3 | F4 | Commercial | Grocery | Existing | Food Preparation | Natural Gas | Double Rack Oven | E3 | Utility - Cost of Equipment | 0 | 0 | 0 | 0 | 0 | 0 | 0 | 0 | 0 | 0 | 0 | 0 | 0 | 0 | 0 | 0 | 0 | 0 | 0 | 0 | 0 | 0 | 0 | 0 | 0 | 0 | 0 | 0 | 0 | 0
F4_Commercial_Grocery_Existing_Food Preparation_Natural Gas_Double Rack Oven_E4 | F4 | Commercial | Grocery | Existing | Food Preparation | Natural Gas | Double Rack Oven | E4 | Utility - Cost of Equipment | 0 | 0 | 0 | 0 | 0 | 0 | 0 | 0 | 0 | 0 | 0 | 0 | 0 | 0 | 0 | 0 | 0 | 0 | 0 | 0 | 0 | 0 | 0 | 0 | 0 | 0 | 0 | 0 | 0 | 0
F4_Commercial_Grocery_Existing_Food Preparation_Natural Gas_Double Rack Oven_E5 | F4 | Commercial | Grocery | Existing | Food Preparation | Natural Gas | Double Rack Oven | E5 | Utility - Cost of Equipment | 0 | 0 | 0 | 0 | 0 | 0 | 0 | 0 | 0 | 0 | 0 | 0 | 0 | 0 | 0 | 0 | 0 | 0 | 0 | 0 | 0 | 0 | 0 | 0 | 0 | 0 | 0 | 0 | 0 | 0
F4_Commercial_Grocery_Existing_Food Preparation_Natural Gas_Double Rack Oven_E6 | F4 | Commercial | Grocery | Existing | Food Preparation | Natural Gas | Double Rack Oven | E6 | Utility - Cost of Equipment | 0 | 0 | 0 | 0 | 0 | 0 | 0 | 0 | 0 | 0 | 0 | 0 | 0 | 0 | 0 | 0 | 0 | 0 | 0 | 0 | 0 | 0 | 0 | 0 | 0 | 0 | 0 | 0 | 0 | 0
F4_Commercial_Grocery_Existing_Food Preparation_Natural Gas_Double Rack Oven_E7 | F4 | Commercial | Grocery | Existing | Food Preparation | Natural Gas | Double Rack Oven | E7 | Utility - Cost of Equipment | 0 | 0 | 0 | 0 | 0 | 0 | 0 | 0 | 0 | 0 | 0 | 0 | 0 | 0 | 0 | 0 | 0 | 0 | 0 | 0 | 0 | 0 | 0 | 0 | 0 | 0 | 0 | 0 | 0 | 0
F4_Commercial_Grocery_Existing_Food Preparation_Natural Gas_Double Rack Oven_E8 | F4 | Commercial | Grocery | Existing | Food Preparation | Natural Gas | Double Rack Oven | E8 | Utility - Cost of Equipment | 0 | 0 | 0 | 0 | 0 | 0 | 0 | 0 | 0 | 0 | 0 | 0 | 0 | 0 | 0 | 0 | 0 | 0 | 0 | 0 | 0 | 0 | 0 | 0 | 0 | 0 | 0 | 0 | 0 | 0
F4_Commercial_Grocery_Existing_Food Preparation_Natural Gas_Double Rack Oven_E9 | F4 | Commercial | Grocery | Existing | Food Preparation | Natural Gas | Double Rack Oven | E9 | Utility - Cost of Equipment | 0 | 0 | 0 | 0 | 0 | 0 | 0 | 0 | 0 | 0 | 0 | 0 | 0 | 0 | 0 | 0 | 0 | 0 | 0 | 0 | 0 | 0 | 0 | 0 | 0 | 0 | 0 | 0 | 0 | 0
F4_Commercial_Grocery_Existing_Food Preparation_Natural Gas_Double Rack Oven_E10 | F4 | Commercial | Grocery | Existing | Food Preparation | Natural Gas | Double Rack Oven | E10 | Utility - Cost of Equipment | 0 | 0 | 0 | 0 | 0 | 0 | 0 | 0 | 0 | 0 | 0 | 0 | 0 | 0 | 0 | 0 | 0 | 0 | 0 | 0 | 0 | 0 | 0 | 0 | 0 | 0 | 0 | 0 | 0 | 0
F5_Commercial_Grocery_Existing_Food Preparation_Natural Gas_Double Rack Oven_E1 | F5 | Commercial | Grocery | Existing | Food Preparation | Natural Gas | Double Rack Oven | E1 | Utility - Cost of Operation | 0.83124 | 0.83835 | 0.84687 | 0.86096 | 0.87974 | 0.90189 | 0.92225 | 0.94038 | 0.95796 | 0.97501 | 0.99221 | 1.0089 | 1.0247 | 1.0404 | 1.0555 | 1.071 | 1.0875 | 1.1041 | 1.1209 | 1.1377 | 1.1544 | 1.1708 | 0 | 0 | 0 | 0 | 0 | 0 | 0 | 0
F5_Commercial_Grocery_Existing_Food Preparation_Natural Gas_Double Rack Oven_E2 | F5 | Commercial | Grocery | Existing | Food Preparation | Natural Gas | Double Rack Oven | E2 | Utility - Cost of Operation | 0.45341 | 0.45728 | 0.46193 | 0.46961 | 0.47986 | 0.49194 | 0.50304 | 0.51293 | 0.52252 | 0.53183 | 0.54121 | 0.55033 | 0.55891 | 0.56751 | 0.57573 | 0.58415 | 0.59317 | 0.60224 | 0.61139 | 0.62058 | 0.62966 | 0.63862 | 0 | 0 | 0 | 0 | 0 | 0 | 0 | 0
F5_Commercial_Grocery_Existing_Food Preparation_Natural Gas_Double Rack Oven_E3 | F5 | Commercial | Grocery | Existing | Food Preparation | Natural Gas | Double Rack Oven | E3 | Utility - Cost of Operation | 0 | 0 | 0 | 0 | 0 | 0 | 0 | 0 | 0 | 0 | 0 | 0 | 0 | 0 | 0 | 0 | 0 | 0 | 0 | 0 | 0 | 0 | 0 | 0 | 0 | 0 | 0 | 0 | 0 | 0
F5_Commercial_Grocery_Existing_Food Preparation_Natural Gas_Double Rack Oven_E4 | F5 | Commercial | Grocery | Existing | Food Preparation | Natural Gas | Double Rack Oven | E4 | Utility - Cost of Operation | 0 | 0 | 0 | 0 | 0 | 0 | 0 | 0 | 0 | 0 | 0 | 0 | 0 | 0 | 0 | 0 | 0 | 0 | 0 | 0 | 0 | 0 | 0 | 0 | 0 | 0 | 0 | 0 | 0 | 0
F5_Commercial_Grocery_Existing_Food Preparation_Natural Gas_Double Rack Oven_E5 | F5 | Commercial | Grocery | Existing | Food Preparation | Natural Gas | Double Rack Oven | E5 | Utility - Cost of Operation | 0 | 0 | 0 | 0 | 0 | 0 | 0 | 0 | 0 | 0 | 0 | 0 | 0 | 0 | 0 | 0 | 0 | 0 | 0 | 0 | 0 | 0 | 0 | 0 | 0 | 0 | 0 | 0 | 0 | 0
F5_Commercial_Grocery_Existing_Food Preparation_Natural Gas_Double Rack Oven_E6 | F5 | Commercial | Grocery | Existing | Food Preparation | Natural Gas | Double Rack Oven | E6 | Utility - Cost of Operation | 0 | 0 | 0 | 0 | 0 | 0 | 0 | 0 | 0 | 0 | 0 | 0 | 0 | 0 | 0 | 0 | 0 | 0 | 0 | 0 | 0 | 0 | 0 | 0 | 0 | 0 | 0 | 0 | 0 | 0
F5_Commercial_Grocery_Existing_Food Preparation_Natural Gas_Double Rack Oven_E7 | F5 | Commercial | Grocery | Existing | Food Preparation | Natural Gas | Double Rack Oven | E7 | Utility - Cost of Operation | 0 | 0 | 0 | 0 | 0 | 0 | 0 | 0 | 0 | 0 | 0 | 0 | 0 | 0 | 0 | 0 | 0 | 0 | 0 | 0 | 0 | 0 | 0 | 0 | 0 | 0 | 0 | 0 | 0 | 0
F5_Commercial_Grocery_Existing_Food Preparation_Natural Gas_Double Rack Oven_E8 | F5 | Commercial | Grocery | Existing | Food Preparation | Natural Gas | Double Rack Oven | E8 | Utility - Cost of Operation | 0 | 0 | 0 | 0 | 0 | 0 | 0 | 0 | 0 | 0 | 0 | 0 | 0 | 0 | 0 | 0 | 0 | 0 | 0 | 0 | 0 | 0 | 0 | 0 | 0 | 0 | 0 | 0 | 0 | 0
F5_Commercial_Grocery_Existing_Food Preparation_Natural Gas_Double Rack Oven_E9 | F5 | Commercial | Grocery | Existing | Food Preparation | Natural Gas | Double Rack Oven | E9 | Utility - Cost of Operation | 0 | 0 | 0 | 0 | 0 | 0 | 0 | 0 | 0 | 0 | 0 | 0 | 0 | 0 | 0 | 0 | 0 | 0 | 0 | 0 | 0 | 0 | 0 | 0 | 0 | 0 | 0 | 0 | 0 | 0
F5_Commercial_Grocery_Existing_Food Preparation_Natural Gas_Double Rack Oven_E10 | F5 | Commercial | Grocery | Existing | Food Preparation | Natural Gas | Double Rack Oven | E10 | Utility - Cost of Operation | 0 | 0 | 0 | 0 | 0 | 0 | 0 | 0 | 0 | 0 | 0 | 0 | 0 | 0 | 0 | 0 | 0 | 0 | 0 | 0 | 0 | 0 | 0 | 0 | 0 | 0 | 0 | 0 | 0 | 0
F6_Commercial_Grocery_Existing_Food Preparation_Natural Gas_Double Rack Oven_E1 | F6 | Commercial | Grocery | Existing | Food Preparation | Natural Gas | Double Rack Oven | E1 | Utility - Value of Sales | 0.99588 | 1.0044 | 1.0146 | 1.0315 | 1.054 | 1.0805 | 1.1049 | 1.1266 | 1.1477 | 1.1681 | 1.1887 | 1.2088 | 1.2276 | 1.2465 | 1.2646 | 1.2831 | 1.3029 | 1.3228 | 1.3429 | 1.3631 | 1.383 | 1.4027 | 0 | 0 | 0 | 0 | 0 | 0 | 0 | 0
F6_Commercial_Grocery_Existing_Food Preparation_Natural Gas_Double Rack Oven_E2 | F6 | Commercial | Grocery | Existing | Food Preparation | Natural Gas | Double Rack Oven | E2 | Utility - Value of Sales | 0.54321 | 0.54786 | 0.55342 | 0.56263 | 0.5749 | 0.58938 | 0.60268 | 0.61453 | 0.62602 | 0.63716 | 0.6484 | 0.65933 | 0.66961 | 0.67991 | 0.68976 | 0.69986 | 0.71065 | 0.72153 | 0.73249 | 0.74349 | 0.75438 | 0.7651 | 0 | 0 | 0 | 0 | 0 | 0 | 0 | 0
F6_Commercial_Grocery_Existing_Food Preparation_Natural Gas_Double Rack Oven_E3 | F6 | Commercial | Grocery | Existing | Food Preparation | Natural Gas | Double Rack Oven | E3 | Utility - Value of Sales | 0 | 0 | 0 | 0 | 0 | 0 | 0 | 0 | 0 | 0 | 0 | 0 | 0 | 0 | 0 | 0 | 0 | 0 | 0 | 0 | 0 | 0 | 0 | 0 | 0 | 0 | 0 | 0 | 0 | 0
F6_Commercial_Grocery_Existing_Food Preparation_Natural Gas_Double Rack Oven_E4 | F6 | Commercial | Grocery | Existing | Food Preparation | Natural Gas | Double Rack Oven | E4 | Utility - Value of Sales | 0 | 0 | 0 | 0 | 0 | 0 | 0 | 0 | 0 | 0 | 0 | 0 | 0 | 0 | 0 | 0 | 0 | 0 | 0 | 0 | 0 | 0 | 0 | 0 | 0 | 0 | 0 | 0 | 0 | 0
F6_Commercial_Grocery_Existing_Food Preparation_Natural Gas_Double Rack Oven_E5 | F6 | Commercial | Grocery | Existing | Food Preparation | Natural Gas | Double Rack Oven | E5 | Utility - Value of Sales | 0 | 0 | 0 | 0 | 0 | 0 | 0 | 0 | 0 | 0 | 0 | 0 | 0 | 0 | 0 | 0 | 0 | 0 | 0 | 0 | 0 | 0 | 0 | 0 | 0 | 0 | 0 | 0 | 0 | 0
F6_Commercial_Grocery_Existing_Food Preparation_Natural Gas_Double Rack Oven_E6 | F6 | Commercial | Grocery | Existing | Food Preparation | Natural Gas | Double Rack Oven | E6 | Utility - Value of Sales | 0 | 0 | 0 | 0 | 0 | 0 | 0 | 0 | 0 | 0 | 0 | 0 | 0 | 0 | 0 | 0 | 0 | 0 | 0 | 0 | 0 | 0 | 0 | 0 | 0 | 0 | 0 | 0 | 0 | 0
F6_Commercial_Grocery_Existing_Food Preparation_Natural Gas_Double Rack Oven_E7 | F6 | Commercial | Grocery | Existing | Food Preparation | Natural Gas | Double Rack Oven | E7 | Utility - Value of Sales | 0 | 0 | 0 | 0 | 0 | 0 | 0 | 0 | 0 | 0 | 0 | 0 | 0 | 0 | 0 | 0 | 0 | 0 | 0 | 0 | 0 | 0 | 0 | 0 | 0 | 0 | 0 | 0 | 0 | 0
F6_Commercial_Grocery_Existing_Food Preparation_Natural Gas_Double Rack Oven_E8 | F6 | Commercial | Grocery | Existing | Food Preparation | Natural Gas | Double Rack Oven | E8 | Utility - Value of Sales | 0 | 0 | 0 | 0 | 0 | 0 | 0 | 0 | 0 | 0 | 0 | 0 | 0 | 0 | 0 | 0 | 0 | 0 | 0 | 0 | 0 | 0 | 0 | 0 | 0 | 0 | 0 | 0 | 0 | 0
F6_Commercial_Grocery_Existing_Food Preparation_Natural Gas_Double Rack Oven_E9 | F6 | Commercial | Grocery | Existing | Food Preparation | Natural Gas | Double Rack Oven | E9 | Utility - Value of Sales | 0 | 0 | 0 | 0 | 0 | 0 | 0 | 0 | 0 | 0 | 0 | 0 | 0 | 0 | 0 | 0 | 0 | 0 | 0 | 0 | 0 | 0 | 0 | 0 | 0 | 0 | 0 | 0 | 0 | 0
F6_Commercial_Grocery_Existing_Food Preparation_Natural Gas_Double Rack Oven_E10 | F6 | Commercial | Grocery | Existing | Food Preparation | Natural Gas | Double Rack Oven | E10 | Utility - Value of Sales | 0 | 0 | 0 | 0 | 0 | 0 | 0 | 0 | 0 | 0 | 0 | 0 | 0 | 0 | 0 | 0 | 0 | 0 | 0 | 0 | 0 | 0 | 0 | 0 | 0 | 0 | 0 | 0 | 0 | 0
F1_Commercial_Grocery_Existing_Food Preparation_Natural Gas_Fryer_E1 | F1 | Commercial | Grocery | Existing | Food Preparation | Natural Gas | Fryer | E1 | Participant - Cost of Equipment | 0.29638 | 0.29638 | 0.29638 | 0.29638 | 0.29638 | 0.29638 | 0.29638 | 0.29638 | 0.29638 | 0.29638 | 0.29638 | 0.29638 | 0.29638 | 0.29638 | 0.29638 | 0.29638 | 0.29638 | 0.29638 | 0.29638 | 0.29638 | 0.29638 | 0.29638 | 0 | 0 | 0 | 0 | 0 | 0 | 0 | 0
F1_Commercial_Grocery_Existing_Food Preparation_Natural Gas_Fryer_E2 | F1 | Commercial | Grocery | Existing | Food Preparation | Natural Gas | Fryer | E2 | Participant - Cost of Equipment | 0.37255 | 0.37255 | 0.37255 | 0.37255 | 0.37255 | 0.37255 | 0.37255 | 0.37255 | 0.37255 | 0.37255 | 0.37255 | 0.37255 | 0.37255 | 0.37255 | 0.37255 | 0.37255 | 0.37255 | 0.37255 | 0.37255 | 0.37255 | 0.37255 | 0.37255 | 0 | 0 | 0 | 0 | 0 | 0 | 0 | 0
F1_Commercial_Grocery_Existing_Food Preparation_Natural Gas_Fryer_E3 | F1 | Commercial | Grocery | Existing | Food Preparation | Natural Gas | Fryer | E3 | Participant - Cost of Equipment | 0 | 0 | 0 | 0 | 0 | 0 | 0 | 0 | 0 | 0 | 0 | 0 | 0 | 0 | 0 | 0 | 0 | 0 | 0 | 0 | 0 | 0 | 0 | 0 | 0 | 0 | 0 | 0 | 0 | 0
F1_Commercial_Grocery_Existing_Food Preparation_Natural Gas_Fryer_E4 | F1 | Commercial | Grocery | Existing | Food Preparation | Natural Gas | Fryer | E4 | Participant - Cost of Equipment | 0 | 0 | 0 | 0 | 0 | 0 | 0 | 0 | 0 | 0 | 0 | 0 | 0 | 0 | 0 | 0 | 0 | 0 | 0 | 0 | 0 | 0 | 0 | 0 | 0 | 0 | 0 | 0 | 0 | 0
F1_Commercial_Grocery_Existing_Food Preparation_Natural Gas_Fryer_E5 | F1 | Commercial | Grocery | Existing | Food Preparation | Natural Gas | Fryer | E5 | Participant - Cost of Equipment | 0 | 0 | 0 | 0 | 0 | 0 | 0 | 0 | 0 | 0 | 0 | 0 | 0 | 0 | 0 | 0 | 0 | 0 | 0 | 0 | 0 | 0 | 0 | 0 | 0 | 0 | 0 | 0 | 0 | 0
F1_Commercial_Grocery_Existing_Food Preparation_Natural Gas_Fryer_E6 | F1 | Commercial | Grocery | Existing | Food Preparation | Natural Gas | Fryer | E6 | Participant - Cost of Equipment | 0 | 0 | 0 | 0 | 0 | 0 | 0 | 0 | 0 | 0 | 0 | 0 | 0 | 0 | 0 | 0 | 0 | 0 | 0 | 0 | 0 | 0 | 0 | 0 | 0 | 0 | 0 | 0 | 0 | 0
F1_Commercial_Grocery_Existing_Food Preparation_Natural Gas_Fryer_E7 | F1 | Commercial | Grocery | Existing | Food Preparation | Natural Gas | Fryer | E7 | Participant - Cost of Equipment | 0 | 0 | 0 | 0 | 0 | 0 | 0 | 0 | 0 | 0 | 0 | 0 | 0 | 0 | 0 | 0 | 0 | 0 | 0 | 0 | 0 | 0 | 0 | 0 | 0 | 0 | 0 | 0 | 0 | 0
F1_Commercial_Grocery_Existing_Food Preparation_Natural Gas_Fryer_E8 | F1 | Commercial | Grocery | Existing | Food Preparation | Natural Gas | Fryer | E8 | Participant - Cost of Equipment | 0 | 0 | 0 | 0 | 0 | 0 | 0 | 0 | 0 | 0 | 0 | 0 | 0 | 0 | 0 | 0 | 0 | 0 | 0 | 0 | 0 | 0 | 0 | 0 | 0 | 0 | 0 | 0 | 0 | 0
F1_Commercial_Grocery_Existing_Food Preparation_Natural Gas_Fryer_E9 | F1 | Commercial | Grocery | Existing | Food Preparation | Natural Gas | Fryer | E9 | Participant - Cost of Equipment | 0 | 0 | 0 | 0 | 0 | 0 | 0 | 0 | 0 | 0 | 0 | 0 | 0 | 0 | 0 | 0 | 0 | 0 | 0 | 0 | 0 | 0 | 0 | 0 | 0 | 0 | 0 | 0 | 0 | 0
F1_Commercial_Grocery_Existing_Food Preparation_Natural Gas_Fryer_E10 | F1 | Commercial | Grocery | Existing | Food Preparation | Natural Gas | Fryer | E10 | Participant - Cost of Equipment | 0 | 0 | 0 | 0 | 0 | 0 | 0 | 0 | 0 | 0 | 0 | 0 | 0 | 0 | 0 | 0 | 0 | 0 | 0 | 0 | 0 | 0 | 0 | 0 | 0 | 0 | 0 | 0 | 0 | 0
F2_Commercial_Grocery_Existing_Food Preparation_Natural Gas_Fryer_E1 | F2 | Commercial | Grocery | Existing | Food Preparation | Natural Gas | Fryer | E1 | Participant - Cost of Operation | 0.48334 | 0.47973 | 0.47922 | 0.48617 | 0.49866 | 0.51503 | 0.52881 | 0.53961 | 0.54943 | 0.55906 | 0.5696 | 0.58022 | 0.59055 | 0.60219 | 0.61324 | 0.62497 | 0.63656 | 0.64664 | 0.655 | 0.66144 | 0.66739 | 0.67277 | 0 | 0 | 0 | 0 | 0 | 0 | 0 | 0
F2_Commercial_Grocery_Existing_Food Preparation_Natural Gas_Fryer_E2 | F2 | Commercial | Grocery | Existing | Food Preparation | Natural Gas | Fryer | E2 | Participant - Cost of Operation | 0.29624 | 0.29403 | 0.29372 | 0.29798 | 0.30563 | 0.31566 | 0.32411 | 0.33073 | 0.33675 | 0.34265 | 0.34911 | 0.35562 | 0.36195 | 0.36909 | 0.37586 | 0.38305 | 0.39015 | 0.39632 | 0.40145 | 0.4054 | 0.40905 | 0.41235 | 0 | 0 | 0 | 0 | 0 | 0 | 0 | 0
F2_Commercial_Grocery_Existing_Food Preparation_Natural Gas_Fryer_E3 | F2 | Commercial | Grocery | Existing | Food Preparation | Natural Gas | Fryer | E3 | Participant - Cost of Operation | 0 | 0 | 0 | 0 | 0 | 0 | 0 | 0 | 0 | 0 | 0 | 0 | 0 | 0 | 0 | 0 | 0 | 0 | 0 | 0 | 0 | 0 | 0 | 0 | 0 | 0 | 0 | 0 | 0 | 0
F2_Commercial_Grocery_Existing_Food Preparation_Natural Gas_Fryer_E4 | F2 | Commercial | Grocery | Existing | Food Preparation | Natural Gas | Fryer | E4 | Participant - Cost of Operation | 0 | 0 | 0 | 0 | 0 | 0 | 0 | 0 | 0 | 0 | 0 | 0 | 0 | 0 | 0 | 0 | 0 | 0 | 0 | 0 | 0 | 0 | 0 | 0 | 0 | 0 | 0 | 0 | 0 | 0
F2_Commercial_Grocery_Existing_Food Preparation_Natural Gas_Fryer_E5 | F2 | Commercial | Grocery | Existing | Food Preparation | Natural Gas | Fryer | E5 | Participant - Cost of Operation | 0 | 0 | 0 | 0 | 0 | 0 | 0 | 0 | 0 | 0 | 0 | 0 | 0 | 0 | 0 | 0 | 0 | 0 | 0 | 0 | 0 | 0 | 0 | 0 | 0 | 0 | 0 | 0 | 0 | 0
F2_Commercial_Grocery_Existing_Food Preparation_Natural Gas_Fryer_E6 | F2 | Commercial | Grocery | Existing | Food Preparation | Natural Gas | Fryer | E6 | Participant - Cost of Operation | 0 | 0 | 0 | 0 | 0 | 0 | 0 | 0 | 0 | 0 | 0 | 0 | 0 | 0 | 0 | 0 | 0 | 0 | 0 | 0 | 0 | 0 | 0 | 0 | 0 | 0 | 0 | 0 | 0 | 0
F2_Commercial_Grocery_Existing_Food Preparation_Natural Gas_Fryer_E7 | F2 | Commercial | Grocery | Existing | Food Preparation | Natural Gas | Fryer | E7 | Participant - Cost of Operation | 0 | 0 | 0 | 0 | 0 | 0 | 0 | 0 | 0 | 0 | 0 | 0 | 0 | 0 | 0 | 0 | 0 | 0 | 0 | 0 | 0 | 0 | 0 | 0 | 0 | 0 | 0 | 0 | 0 | 0
F2_Commercial_Grocery_Existing_Food Preparation_Natural Gas_Fryer_E8 | F2 | Commercial | Grocery | Existing | Food Preparation | Natural Gas | Fryer | E8 | Participant - Cost of Operation | 0 | 0 | 0 | 0 | 0 | 0 | 0 | 0 | 0 | 0 | 0 | 0 | 0 | 0 | 0 | 0 | 0 | 0 | 0 | 0 | 0 | 0 | 0 | 0 | 0 | 0 | 0 | 0 | 0 | 0
F2_Commercial_Grocery_Existing_Food Preparation_Natural Gas_Fryer_E9 | F2 | Commercial | Grocery | Existing | Food Preparation | Natural Gas | Fryer | E9 | Participant - Cost of Operation | 0 | 0 | 0 | 0 | 0 | 0 | 0 | 0 | 0 | 0 | 0 | 0 | 0 | 0 | 0 | 0 | 0 | 0 | 0 | 0 | 0 | 0 | 0 | 0 | 0 | 0 | 0 | 0 | 0 | 0
F2_Commercial_Grocery_Existing_Food Preparation_Natural Gas_Fryer_E10 | F2 | Commercial | Grocery | Existing | Food Preparation | Natural Gas | Fryer | E10 | Participant - Cost of Operation | 0 | 0 | 0 | 0 | 0 | 0 | 0 | 0 | 0 | 0 | 0 | 0 | 0 | 0 | 0 | 0 | 0 | 0 | 0 | 0 | 0 | 0 | 0 | 0 | 0 | 0 | 0 | 0 | 0 | 0
F3_Commercial_Grocery_Existing_Food Preparation_Natural Gas_Fryer_E1 | F3 | Commercial | Grocery | Existing | Food Preparation | Natural Gas | Fryer | E1 | System - kBTUs of Conusmption | 46.4171 | 46.4046 | 46.4659 | 46.9935 | 47.4454 | 47.8173 | 48.0685 | 48.3364 | 48.5832 | 48.8088 | 48.9831 | 49.171 | 49.3424 | 49.4988 | 49.6027 | 49.7321 | 49.7183 | 49.5573 | 49.2128 | 48.7499 | 48.2693 | 47.7754 | 0 | 0 | 0 | 0 | 0 | 0 | 0 | 0
F3_Commercial_Grocery_Existing_Food Preparation_Natural Gas_Fryer_E2 | F3 | Commercial | Grocery | Existing | Food Preparation | Natural Gas | Fryer | E2 | System - kBTUs of Conusmption | 28.4492 | 28.4415 | 28.4791 | 28.8025 | 29.0794 | 29.3074 | 29.4613 | 29.6255 | 29.7768 | 29.9151 | 30.0219 | 30.1371 | 30.2421 | 30.338 | 30.4017 | 30.481 | 30.4725 | 30.3738 | 30.1627 | 29.879 | 29.5844 | 29.2817 | 0 | 0 | 0 | 0 | 0 | 0 | 0 | 0
F3_Commercial_Grocery_Existing_Food Preparation_Natural Gas_Fryer_E3 | F3 | Commercial | Grocery | Existing | Food Preparation | Natural Gas | Fryer | E3 | System - kBTUs of Conusmption | 0 | 0 | 0 | 0 | 0 | 0 | 0 | 0 | 0 | 0 | 0 | 0 | 0 | 0 | 0 | 0 | 0 | 0 | 0 | 0 | 0 | 0 | 0 | 0 | 0 | 0 | 0 | 0 | 0 | 0
F3_Commercial_Grocery_Existing_Food Preparation_Natural Gas_Fryer_E4 | F3 | Commercial | Grocery | Existing | Food Preparation | Natural Gas | Fryer | E4 | System - kBTUs of Conusmption | 0 | 0 | 0 | 0 | 0 | 0 | 0 | 0 | 0 | 0 | 0 | 0 | 0 | 0 | 0 | 0 | 0 | 0 | 0 | 0 | 0 | 0 | 0 | 0 | 0 | 0 | 0 | 0 | 0 | 0
F3_Commercial_Grocery_Existing_Food Preparation_Natural Gas_Fryer_E5 | F3 | Commercial | Grocery | Existing | Food Preparation | Natural Gas | Fryer | E5 | System - kBTUs of Conusmption | 0 | 0 | 0 | 0 | 0 | 0 | 0 | 0 | 0 | 0 | 0 | 0 | 0 | 0 | 0 | 0 | 0 | 0 | 0 | 0 | 0 | 0 | 0 | 0 | 0 | 0 | 0 | 0 | 0 | 0
F3_Commercial_Grocery_Existing_Food Preparation_Natural Gas_Fryer_E6 | F3 | Commercial | Grocery | Existing | Food Preparation | Natural Gas | Fryer | E6 | System - kBTUs of Conusmption | 0 | 0 | 0 | 0 | 0 | 0 | 0 | 0 | 0 | 0 | 0 | 0 | 0 | 0 | 0 | 0 | 0 | 0 | 0 | 0 | 0 | 0 | 0 | 0 | 0 | 0 | 0 | 0 | 0 | 0
F3_Commercial_Grocery_Existing_Food Preparation_Natural Gas_Fryer_E7 | F3 | Commercial | Grocery | Existing | Food Preparation | Natural Gas | Fryer | E7 | System - kBTUs of Conusmption | 0 | 0 | 0 | 0 | 0 | 0 | 0 | 0 | 0 | 0 | 0 | 0 | 0 | 0 | 0 | 0 | 0 | 0 | 0 | 0 | 0 | 0 | 0 | 0 | 0 | 0 | 0 | 0 | 0 | 0
F3_Commercial_Grocery_Existing_Food Preparation_Natural Gas_Fryer_E8 | F3 | Commercial | Grocery | Existing | Food Preparation | Natural Gas | Fryer | E8 | System - kBTUs of Conusmption | 0 | 0 | 0 | 0 | 0 | 0 | 0 | 0 | 0 | 0 | 0 | 0 | 0 | 0 | 0 | 0 | 0 | 0 | 0 | 0 | 0 | 0 | 0 | 0 | 0 | 0 | 0 | 0 | 0 | 0
F3_Commercial_Grocery_Existing_Food Preparation_Natural Gas_Fryer_E9 | F3 | Commercial | Grocery | Existing | Food Preparation | Natural Gas | Fryer | E9 | System - kBTUs of Conusmption | 0 | 0 | 0 | 0 | 0 | 0 | 0 | 0 | 0 | 0 | 0 | 0 | 0 | 0 | 0 | 0 | 0 | 0 | 0 | 0 | 0 | 0 | 0 | 0 | 0 | 0 | 0 | 0 | 0 | 0
F3_Commercial_Grocery_Existing_Food Preparation_Natural Gas_Fryer_E10 | F3 | Commercial | Grocery | Existing | Food Preparation | Natural Gas | Fryer | E10 | System - kBTUs of Conusmption | 0 | 0 | 0 | 0 | 0 | 0 | 0 | 0 | 0 | 0 | 0 | 0 | 0 | 0 | 0 | 0 | 0 | 0 | 0 | 0 | 0 | 0 | 0 | 0 | 0 | 0 | 0 | 0 | 0 | 0
F4_Commercial_Grocery_Existing_Food Preparation_Natural Gas_Fryer_E1 | F4 | Commercial | Grocery | Existing | Food Preparation | Natural Gas | Fryer | E1 | Utility - Cost of Equipment | 0.29638 | 0.29638 | 0.29638 | 0.29638 | 0.29638 | 0.29638 | 0.29638 | 0.29638 | 0.29638 | 0.29638 | 0.29638 | 0.29638 | 0.29638 | 0.29638 | 0.29638 | 0.29638 | 0.29638 | 0.29638 | 0.29638 | 0.29638 | 0.29638 | 0.29638 | 0 | 0 | 0 | 0 | 0 | 0 | 0 | 0
F4_Commercial_Grocery_Existing_Food Preparation_Natural Gas_Fryer_E2 | F4 | Commercial | Grocery | Existing | Food Preparation | Natural Gas | Fryer | E2 | Utility - Cost of Equipment | 0.37255 | 0.37255 | 0.37255 | 0.37255 | 0.37255 | 0.37255 | 0.37255 | 0.37255 | 0.37255 | 0.37255 | 0.37255 | 0.37255 | 0.37255 | 0.37255 | 0.37255 | 0.37255 | 0.37255 | 0.37255 | 0.37255 | 0.37255 | 0.37255 | 0.37255 | 0 | 0 | 0 | 0 | 0 | 0 | 0 | 0
F4_Commercial_Grocery_Existing_Food Preparation_Natural Gas_Fryer_E3 | F4 | Commercial | Grocery | Existing | Food Preparation | Natural Gas | Fryer | E3 | Utility - Cost of Equipment | 0 | 0 | 0 | 0 | 0 | 0 | 0 | 0 | 0 | 0 | 0 | 0 | 0 | 0 | 0 | 0 | 0 | 0 | 0 | 0 | 0 | 0 | 0 | 0 | 0 | 0 | 0 | 0 | 0 | 0
F4_Commercial_Grocery_Existing_Food Preparation_Natural Gas_Fryer_E4 | F4 | Commercial | Grocery | Existing | Food Preparation | Natural Gas | Fryer | E4 | Utility - Cost of Equipment | 0 | 0 | 0 | 0 | 0 | 0 | 0 | 0 | 0 | 0 | 0 | 0 | 0 | 0 | 0 | 0 | 0 | 0 | 0 | 0 | 0 | 0 | 0 | 0 | 0 | 0 | 0 | 0 | 0 | 0
F4_Commercial_Grocery_Existing_Food Preparation_Natural Gas_Fryer_E5 | F4 | Commercial | Grocery | Existing | Food Preparation | Natural Gas | Fryer | E5 | Utility - Cost of Equipment | 0 | 0 | 0 | 0 | 0 | 0 | 0 | 0 | 0 | 0 | 0 | 0 | 0 | 0 | 0 | 0 | 0 | 0 | 0 | 0 | 0 | 0 | 0 | 0 | 0 | 0 | 0 | 0 | 0 | 0
F4_Commercial_Grocery_Existing_Food Preparation_Natural Gas_Fryer_E6 | F4 | Commercial | Grocery | Existing | Food Preparation | Natural Gas | Fryer | E6 | Utility - Cost of Equipment | 0 | 0 | 0 | 0 | 0 | 0 | 0 | 0 | 0 | 0 | 0 | 0 | 0 | 0 | 0 | 0 | 0 | 0 | 0 | 0 | 0 | 0 | 0 | 0 | 0 | 0 | 0 | 0 | 0 | 0
F4_Commercial_Grocery_Existing_Food Preparation_Natural Gas_Fryer_E7 | F4 | Commercial | Grocery | Existing | Food Preparation | Natural Gas | Fryer | E7 | Utility - Cost of Equipment | 0 | 0 | 0 | 0 | 0 | 0 | 0 | 0 | 0 | 0 | 0 | 0 | 0 | 0 | 0 | 0 | 0 | 0 | 0 | 0 | 0 | 0 | 0 | 0 | 0 | 0 | 0 | 0 | 0 | 0
F4_Commercial_Grocery_Existing_Food Preparation_Natural Gas_Fryer_E8 | F4 | Commercial | Grocery | Existing | Food Preparation | Natural Gas | Fryer | E8 | Utility - Cost of Equipment | 0 | 0 | 0 | 0 | 0 | 0 | 0 | 0 | 0 | 0 | 0 | 0 | 0 | 0 | 0 | 0 | 0 | 0 | 0 | 0 | 0 | 0 | 0 | 0 | 0 | 0 | 0 | 0 | 0 | 0
F4_Commercial_Grocery_Existing_Food Preparation_Natural Gas_Fryer_E9 | F4 | Commercial | Grocery | Existing | Food Preparation | Natural Gas | Fryer | E9 | Utility - Cost of Equipment | 0 | 0 | 0 | 0 | 0 | 0 | 0 | 0 | 0 | 0 | 0 | 0 | 0 | 0 | 0 | 0 | 0 | 0 | 0 | 0 | 0 | 0 | 0 | 0 | 0 | 0 | 0 | 0 | 0 | 0
F4_Commercial_Grocery_Existing_Food Preparation_Natural Gas_Fryer_E10 | F4 | Commercial | Grocery | Existing | Food Preparation | Natural Gas | Fryer | E10 | Utility - Cost of Equipment | 0 | 0 | 0 | 0 | 0 | 0 | 0 | 0 | 0 | 0 | 0 | 0 | 0 | 0 | 0 | 0 | 0 | 0 | 0 | 0 | 0 | 0 | 0 | 0 | 0 | 0 | 0 | 0 | 0 | 0
F5_Commercial_Grocery_Existing_Food Preparation_Natural Gas_Fryer_E1 | F5 | Commercial | Grocery | Existing | Food Preparation | Natural Gas | Fryer | E1 | Utility - Cost of Operation | 0.40343 | 0.40042 | 0.4 | 0.4058 | 0.41622 | 0.42988 | 0.44138 | 0.4504 | 0.4586 | 0.46664 | 0.47543 | 0.4843 | 0.49292 | 0.50264 | 0.51186 | 0.52165 | 0.53132 | 0.53973 | 0.54671 | 0.55209 | 0.55706 | 0.56155 | 0 | 0 | 0 | 0 | 0 | 0 | 0 | 0
F5_Commercial_Grocery_Existing_Food Preparation_Natural Gas_Fryer_E2 | F5 | Commercial | Grocery | Existing | Food Preparation | Natural Gas | Fryer | E2 | Utility - Cost of Operation | 0.24726 | 0.24542 | 0.24516 | 0.24872 | 0.2551 | 0.26348 | 0.27053 | 0.27605 | 0.28108 | 0.286 | 0.29139 | 0.29683 | 0.30211 | 0.30807 | 0.31372 | 0.31972 | 0.32565 | 0.3308 | 0.33508 | 0.33838 | 0.34142 | 0.34418 | 0 | 0 | 0 | 0 | 0 | 0 | 0 | 0
F5_Commercial_Grocery_Existing_Food Preparation_Natural Gas_Fryer_E3 | F5 | Commercial | Grocery | Existing | Food Preparation | Natural Gas | Fryer | E3 | Utility - Cost of Operation | 0 | 0 | 0 | 0 | 0 | 0 | 0 | 0 | 0 | 0 | 0 | 0 | 0 | 0 | 0 | 0 | 0 | 0 | 0 | 0 | 0 | 0 | 0 | 0 | 0 | 0 | 0 | 0 | 0 | 0
F5_Commercial_Grocery_Existing_Food Preparation_Natural Gas_Fryer_E4 | F5 | Commercial | Grocery | Existing | Food Preparation | Natural Gas | Fryer | E4 | Utility - Cost of Operation | 0 | 0 | 0 | 0 | 0 | 0 | 0 | 0 | 0 | 0 | 0 | 0 | 0 | 0 | 0 | 0 | 0 | 0 | 0 | 0 | 0 | 0 | 0 | 0 | 0 | 0 | 0 | 0 | 0 | 0
F5_Commercial_Grocery_Existing_Food Preparation_Natural Gas_Fryer_E5 | F5 | Commercial | Grocery | Existing | Food Preparation | Natural Gas | Fryer | E5 | Utility - Cost of Operation | 0 | 0 | 0 | 0 | 0 | 0 | 0 | 0 | 0 | 0 | 0 | 0 | 0 | 0 | 0 | 0 | 0 | 0 | 0 | 0 | 0 | 0 | 0 | 0 | 0 | 0 | 0 | 0 | 0 | 0
F5_Commercial_Grocery_Existing_Food Preparation_Natural Gas_Fryer_E6 | F5 | Commercial | Grocery | Existing | Food Preparation | Natural Gas | Fryer | E6 | Utility - Cost of Operation | 0 | 0 | 0 | 0 | 0 | 0 | 0 | 0 | 0 | 0 | 0 | 0 | 0 | 0 | 0 | 0 | 0 | 0 | 0 | 0 | 0 | 0 | 0 | 0 | 0 | 0 | 0 | 0 | 0 | 0
F5_Commercial_Grocery_Existing_Food Preparation_Natural Gas_Fryer_E7 | F5 | Commercial | Grocery | Existing | Food Preparation | Natural Gas | Fryer | E7 | Utility - Cost of Operation | 0 | 0 | 0 | 0 | 0 | 0 | 0 | 0 | 0 | 0 | 0 | 0 | 0 | 0 | 0 | 0 | 0 | 0 | 0 | 0 | 0 | 0 | 0 | 0 | 0 | 0 | 0 | 0 | 0 | 0
F5_Commercial_Grocery_Existing_Food Preparation_Natural Gas_Fryer_E8 | F5 | Commercial | Grocery | Existing | Food Preparation | Natural Gas | Fryer | E8 | Utility - Cost of Operation | 0 | 0 | 0 | 0 | 0 | 0 | 0 | 0 | 0 | 0 | 0 | 0 | 0 | 0 | 0 | 0 | 0 | 0 | 0 | 0 | 0 | 0 | 0 | 0 | 0 | 0 | 0 | 0 | 0 | 0
F5_Commercial_Grocery_Existing_Food Preparation_Natural Gas_Fryer_E9 | F5 | Commercial | Grocery | Existing | Food Preparation | Natural Gas | Fryer | E9 | Utility - Cost of Operation | 0 | 0 | 0 | 0 | 0 | 0 | 0 | 0 | 0 | 0 | 0 | 0 | 0 | 0 | 0 | 0 | 0 | 0 | 0 | 0 | 0 | 0 | 0 | 0 | 0 | 0 | 0 | 0 | 0 | 0
F5_Commercial_Grocery_Existing_Food Preparation_Natural Gas_Fryer_E10 | F5 | Commercial | Grocery | Existing | Food Preparation | Natural Gas | Fryer | E10 | Utility - Cost of Operation | 0 | 0 | 0 | 0 | 0 | 0 | 0 | 0 | 0 | 0 | 0 | 0 | 0 | 0 | 0 | 0 | 0 | 0 | 0 | 0 | 0 | 0 | 0 | 0 | 0 | 0 | 0 | 0 | 0 | 0
F6_Commercial_Grocery_Existing_Food Preparation_Natural Gas_Fryer_E1 | F6 | Commercial | Grocery | Existing | Food Preparation | Natural Gas | Fryer | E1 | Utility - Value of Sales | 0.48334 | 0.47973 | 0.47922 | 0.48617 | 0.49866 | 0.51503 | 0.52881 | 0.53961 | 0.54943 | 0.55906 | 0.5696 | 0.58022 | 0.59055 | 0.60219 | 0.61324 | 0.62497 | 0.63656 | 0.64664 | 0.655 | 0.66144 | 0.66739 | 0.67277 | 0 | 0 | 0 | 0 | 0 | 0 | 0 | 0
F6_Commercial_Grocery_Existing_Food Preparation_Natural Gas_Fryer_E2 | F6 | Commercial | Grocery | Existing | Food Preparation | Natural Gas | Fryer | E2 | Utility - Value of Sales | 0.29624 | 0.29403 | 0.29372 | 0.29798 | 0.30563 | 0.31566 | 0.32411 | 0.33073 | 0.33675 | 0.34265 | 0.34911 | 0.35562 | 0.36195 | 0.36909 | 0.37586 | 0.38305 | 0.39015 | 0.39632 | 0.40145 | 0.4054 | 0.40905 | 0.41235 | 0 | 0 | 0 | 0 | 0 | 0 | 0 | 0
F6_Commercial_Grocery_Existing_Food Preparation_Natural Gas_Fryer_E3 | F6 | Commercial | Grocery | Existing | Food Preparation | Natural Gas | Fryer | E3 | Utility - Value of Sales | 0 | 0 | 0 | 0 | 0 | 0 | 0 | 0 | 0 | 0 | 0 | 0 | 0 | 0 | 0 | 0 | 0 | 0 | 0 | 0 | 0 | 0 | 0 | 0 | 0 | 0 | 0 | 0 | 0 | 0
F6_Commercial_Grocery_Existing_Food Preparation_Natural Gas_Fryer_E4 | F6 | Commercial | Grocery | Existing | Food Preparation | Natural Gas | Fryer | E4 | Utility - Value of Sales | 0 | 0 | 0 | 0 | 0 | 0 | 0 | 0 | 0 | 0 | 0 | 0 | 0 | 0 | 0 | 0 | 0 | 0 | 0 | 0 | 0 | 0 | 0 | 0 | 0 | 0 | 0 | 0 | 0 | 0
F6_Commercial_Grocery_Existing_Food Preparation_Natural Gas_Fryer_E5 | F6 | Commercial | Grocery | Existing | Food Preparation | Natural Gas | Fryer | E5 | Utility - Value of Sales | 0 | 0 | 0 | 0 | 0 | 0 | 0 | 0 | 0 | 0 | 0 | 0 | 0 | 0 | 0 | 0 | 0 | 0 | 0 | 0 | 0 | 0 | 0 | 0 | 0 | 0 | 0 | 0 | 0 | 0
F6_Commercial_Grocery_Existing_Food Preparation_Natural Gas_Fryer_E6 | F6 | Commercial | Grocery | Existing | Food Preparation | Natural Gas | Fryer | E6 | Utility - Value of Sales | 0 | 0 | 0 | 0 | 0 | 0 | 0 | 0 | 0 | 0 | 0 | 0 | 0 | 0 | 0 | 0 | 0 | 0 | 0 | 0 | 0 | 0 | 0 | 0 | 0 | 0 | 0 | 0 | 0 | 0
F6_Commercial_Grocery_Existing_Food Preparation_Natural Gas_Fryer_E7 | F6 | Commercial | Grocery | Existing | Food Preparation | Natural Gas | Fryer | E7 | Utility - Value of Sales | 0 | 0 | 0 | 0 | 0 | 0 | 0 | 0 | 0 | 0 | 0 | 0 | 0 | 0 | 0 | 0 | 0 | 0 | 0 | 0 | 0 | 0 | 0 | 0 | 0 | 0 | 0 | 0 | 0 | 0
F6_Commercial_Grocery_Existing_Food Preparation_Natural Gas_Fryer_E8 | F6 | Commercial | Grocery | Existing | Food Preparation | Natural Gas | Fryer | E8 | Utility - Value of Sales | 0 | 0 | 0 | 0 | 0 | 0 | 0 | 0 | 0 | 0 | 0 | 0 | 0 | 0 | 0 | 0 | 0 | 0 | 0 | 0 | 0 | 0 | 0 | 0 | 0 | 0 | 0 | 0 | 0 | 0
F6_Commercial_Grocery_Existing_Food Preparation_Natural Gas_Fryer_E9 | F6 | Commercial | Grocery | Existing | Food Preparation | Natural Gas | Fryer | E9 | Utility - Value of Sales | 0 | 0 | 0 | 0 | 0 | 0 | 0 | 0 | 0 | 0 | 0 | 0 | 0 | 0 | 0 | 0 | 0 | 0 | 0 | 0 | 0 | 0 | 0 | 0 | 0 | 0 | 0 | 0 | 0 | 0
F6_Commercial_Grocery_Existing_Food Preparation_Natural Gas_Fryer_E10 | F6 | Commercial | Grocery | Existing | Food Preparation | Natural Gas | Fryer | E10 | Utility - Value of Sales | 0 | 0 | 0 | 0 | 0 | 0 | 0 | 0 | 0 | 0 | 0 | 0 | 0 | 0 | 0 | 0 | 0 | 0 | 0 | 0 | 0 | 0 | 0 | 0 | 0 | 0 | 0 | 0 | 0 | 0
F1_Commercial_Grocery_Existing_Food Preparation_Natural Gas_Broiler_E1 | F1 | Commercial | Grocery | Existing | Food Preparation | Natural Gas | Broiler | E1 | Participant - Cost of Equipment | 0.20773 | 0.20773 | 0.20773 | 0.20773 | 0.20773 | 0.20773 | 0.20773 | 0.20773 | 0.20773 | 0.20773 | 0.20773 | 0.20773 | 0.20773 | 0.20773 | 0.20773 | 0.20773 | 0.20773 | 0.20773 | 0.20773 | 0.20773 | 0.20773 | 0.20773 | 0 | 0 | 0 | 0 | 0 | 0 | 0 | 0
F1_Commercial_Grocery_Existing_Food Preparation_Natural Gas_Broiler_E2 | F1 | Commercial | Grocery | Existing | Food Preparation | Natural Gas | Broiler | E2 | Participant - Cost of Equipment | 0.29082 | 0.29082 | 0.29082 | 0.29082 | 0.29082 | 0.29082 | 0.29082 | 0.29082 | 0.29082 | 0.29082 | 0.29082 | 0.29082 | 0.29082 | 0.29082 | 0.29082 | 0.29082 | 0.29082 | 0.29082 | 0.29082 | 0.29082 | 0.29082 | 0.29082 | 0 | 0 | 0 | 0 | 0 | 0 | 0 | 0
F1_Commercial_Grocery_Existing_Food Preparation_Natural Gas_Broiler_E3 | F1 | Commercial | Grocery | Existing | Food Preparation | Natural Gas | Broiler | E3 | Participant - Cost of Equipment | 0 | 0 | 0 | 0 | 0 | 0 | 0 | 0 | 0 | 0 | 0 | 0 | 0 | 0 | 0 | 0 | 0 | 0 | 0 | 0 | 0 | 0 | 0 | 0 | 0 | 0 | 0 | 0 | 0 | 0
F1_Commercial_Grocery_Existing_Food Preparation_Natural Gas_Broiler_E4 | F1 | Commercial | Grocery | Existing | Food Preparation | Natural Gas | Broiler | E4 | Participant - Cost of Equipment | 0 | 0 | 0 | 0 | 0 | 0 | 0 | 0 | 0 | 0 | 0 | 0 | 0 | 0 | 0 | 0 | 0 | 0 | 0 | 0 | 0 | 0 | 0 | 0 | 0 | 0 | 0 | 0 | 0 | 0
F1_Commercial_Grocery_Existing_Food Preparation_Natural Gas_Broiler_E5 | F1 | Commercial | Grocery | Existing | Food Preparation | Natural Gas | Broiler | E5 | Participant - Cost of Equipment | 0 | 0 | 0 | 0 | 0 | 0 | 0 | 0 | 0 | 0 | 0 | 0 | 0 | 0 | 0 | 0 | 0 | 0 | 0 | 0 | 0 | 0 | 0 | 0 | 0 | 0 | 0 | 0 | 0 | 0
F1_Commercial_Grocery_Existing_Food Preparation_Natural Gas_Broiler_E6 | F1 | Commercial | Grocery | Existing | Food Preparation | Natural Gas | Broiler | E6 | Participant - Cost of Equipment | 0 | 0 | 0 | 0 | 0 | 0 | 0 | 0 | 0 | 0 | 0 | 0 | 0 | 0 | 0 | 0 | 0 | 0 | 0 | 0 | 0 | 0 | 0 | 0 | 0 | 0 | 0 | 0 | 0 | 0
F1_Commercial_Grocery_Existing_Food Preparation_Natural Gas_Broiler_E7 | F1 | Commercial | Grocery | Existing | Food Preparation | Natural Gas | Broiler | E7 | Participant - Cost of Equipment | 0 | 0 | 0 | 0 | 0 | 0 | 0 | 0 | 0 | 0 | 0 | 0 | 0 | 0 | 0 | 0 | 0 | 0 | 0 | 0 | 0 | 0 | 0 | 0 | 0 | 0 | 0 | 0 | 0 | 0
F1_Commercial_Grocery_Existing_Food Preparation_Natural Gas_Broiler_E8 | F1 | Commercial | Grocery | Existing | Food Preparation | Natural Gas | Broiler | E8 | Participant - Cost of Equipment | 0 | 0 | 0 | 0 | 0 | 0 | 0 | 0 | 0 | 0 | 0 | 0 | 0 | 0 | 0 | 0 | 0 | 0 | 0 | 0 | 0 | 0 | 0 | 0 | 0 | 0 | 0 | 0 | 0 | 0
F1_Commercial_Grocery_Existing_Food Preparation_Natural Gas_Broiler_E9 | F1 | Commercial | Grocery | Existing | Food Preparation | Natural Gas | Broiler | E9 | Participant - Cost of Equipment | 0 | 0 | 0 | 0 | 0 | 0 | 0 | 0 | 0 | 0 | 0 | 0 | 0 | 0 | 0 | 0 | 0 | 0 | 0 | 0 | 0 | 0 | 0 | 0 | 0 | 0 | 0 | 0 | 0 | 0
F1_Commercial_Grocery_Existing_Food Preparation_Natural Gas_Broiler_E10 | F1 | Commercial | Grocery | Existing | Food Preparation | Natural Gas | Broiler | E10 | Participant - Cost of Equipment | 0 | 0 | 0 | 0 | 0 | 0 | 0 | 0 | 0 | 0 | 0 | 0 | 0 | 0 | 0 | 0 | 0 | 0 | 0 | 0 | 0 | 0 | 0 | 0 | 0 | 0 | 0 | 0 | 0 | 0
F2_Commercial_Grocery_Existing_Food Preparation_Natural Gas_Broiler_E1 | F2 | Commercial | Grocery | Existing | Food Preparation | Natural Gas | Broiler | E1 | Participant - Cost of Operation | 0.51354 | 0.51793 | 0.52319 | 0.5319 | 0.5435 | 0.55718 | 0.56976 | 0.58096 | 0.59182 | 0.60236 | 0.61298 | 0.62331 | 0.63304 | 0.64278 | 0.65208 | 0.66163 | 0.67184 | 0.68212 | 0.69248 | 0.70288 | 0.71317 | 0.72331 | 0 | 0 | 0 | 0 | 0 | 0 | 0 | 0
F2_Commercial_Grocery_Existing_Food Preparation_Natural Gas_Broiler_E2 | F2 | Commercial | Grocery | Existing | Food Preparation | Natural Gas | Broiler | E2 | Participant - Cost of Operation | 0.33013 | 0.33296 | 0.33634 | 0.34193 | 0.34939 | 0.35819 | 0.36628 | 0.37347 | 0.38046 | 0.38723 | 0.39406 | 0.4007 | 0.40695 | 0.41321 | 0.4192 | 0.42533 | 0.4319 | 0.4385 | 0.44516 | 0.45185 | 0.45847 | 0.46499 | 0 | 0 | 0 | 0 | 0 | 0 | 0 | 0
F2_Commercial_Grocery_Existing_Food Preparation_Natural Gas_Broiler_E3 | F2 | Commercial | Grocery | Existing | Food Preparation | Natural Gas | Broiler | E3 | Participant - Cost of Operation | 0 | 0 | 0 | 0 | 0 | 0 | 0 | 0 | 0 | 0 | 0 | 0 | 0 | 0 | 0 | 0 | 0 | 0 | 0 | 0 | 0 | 0 | 0 | 0 | 0 | 0 | 0 | 0 | 0 | 0
F2_Commercial_Grocery_Existing_Food Preparation_Natural Gas_Broiler_E4 | F2 | Commercial | Grocery | Existing | Food Preparation | Natural Gas | Broiler | E4 | Participant - Cost of Operation | 0 | 0 | 0 | 0 | 0 | 0 | 0 | 0 | 0 | 0 | 0 | 0 | 0 | 0 | 0 | 0 | 0 | 0 | 0 | 0 | 0 | 0 | 0 | 0 | 0 | 0 | 0 | 0 | 0 | 0
F2_Commercial_Grocery_Existing_Food Preparation_Natural Gas_Broiler_E5 | F2 | Commercial | Grocery | Existing | Food Preparation | Natural Gas | Broiler | E5 | Participant - Cost of Operation | 0 | 0 | 0 | 0 | 0 | 0 | 0 | 0 | 0 | 0 | 0 | 0 | 0 | 0 | 0 | 0 | 0 | 0 | 0 | 0 | 0 | 0 | 0 | 0 | 0 | 0 | 0 | 0 | 0 | 0
F2_Commercial_Grocery_Existing_Food Preparation_Natural Gas_Broiler_E6 | F2 | Commercial | Grocery | Existing | Food Preparation | Natural Gas | Broiler | E6 | Participant - Cost of Operation | 0 | 0 | 0 | 0 | 0 | 0 | 0 | 0 | 0 | 0 | 0 | 0 | 0 | 0 | 0 | 0 | 0 | 0 | 0 | 0 | 0 | 0 | 0 | 0 | 0 | 0 | 0 | 0 | 0 | 0
F2_Commercial_Grocery_Existing_Food Preparation_Natural Gas_Broiler_E7 | F2 | Commercial | Grocery | Existing | Food Preparation | Natural Gas | Broiler | E7 | Participant - Cost of Operation | 0 | 0 | 0 | 0 | 0 | 0 | 0 | 0 | 0 | 0 | 0 | 0 | 0 | 0 | 0 | 0 | 0 | 0 | 0 | 0 | 0 | 0 | 0 | 0 | 0 | 0 | 0 | 0 | 0 | 0
F2_Commercial_Grocery_Existing_Food Preparation_Natural Gas_Broiler_E8 | F2 | Commercial | Grocery | Existing | Food Preparation | Natural Gas | Broiler | E8 | Participant - Cost of Operation | 0 | 0 | 0 | 0 | 0 | 0 | 0 | 0 | 0 | 0 | 0 | 0 | 0 | 0 | 0 | 0 | 0 | 0 | 0 | 0 | 0 | 0 | 0 | 0 | 0 | 0 | 0 | 0 | 0 | 0
F2_Commercial_Grocery_Existing_Food Preparation_Natural Gas_Broiler_E9 | F2 | Commercial | Grocery | Existing | Food Preparation | Natural Gas | Broiler | E9 | Participant - Cost of Operation | 0 | 0 | 0 | 0 | 0 | 0 | 0 | 0 | 0 | 0 | 0 | 0 | 0 | 0 | 0 | 0 | 0 | 0 | 0 | 0 | 0 | 0 | 0 | 0 | 0 | 0 | 0 | 0 | 0 | 0
F2_Commercial_Grocery_Existing_Food Preparation_Natural Gas_Broiler_E10 | F2 | Commercial | Grocery | Existing | Food Preparation | Natural Gas | Broiler | E10 | Participant - Cost of Operation | 0 | 0 | 0 | 0 | 0 | 0 | 0 | 0 | 0 | 0 | 0 | 0 | 0 | 0 | 0 | 0 | 0 | 0 | 0 | 0 | 0 | 0 | 0 | 0 | 0 | 0 | 0 | 0 | 0 | 0
F3_Commercial_Grocery_Existing_Food Preparation_Natural Gas_Broiler_E1 | F3 | Commercial | Grocery | Existing | Food Preparation | Natural Gas | Broiler | E1 | System - kBTUs of Conusmption | 48.1623 | 48.3062 | 48.4657 | 48.8324 | 49.1566 | 49.4299 | 49.6377 | 49.8438 | 50.0355 | 50.1578 | 50.1994 | 50.1903 | 50.116 | 49.9737 | 49.7984 | 49.6274 | 49.4437 | 49.2473 | 49.023 | 48.8069 | 48.5826 | 48.352 | 0 | 0 | 0 | 0 | 0 | 0 | 0 | 0
F3_Commercial_Grocery_Existing_Food Preparation_Natural Gas_Broiler_E2 | F3 | Commercial | Grocery | Existing | Food Preparation | Natural Gas | Broiler | E2 | System - kBTUs of Conusmption | 30.9615 | 31.054 | 31.1565 | 31.3923 | 31.6007 | 31.7764 | 31.9099 | 32.0425 | 32.1657 | 32.2443 | 32.2711 | 32.2652 | 32.2174 | 32.126 | 32.0132 | 31.9034 | 31.7852 | 31.659 | 31.5148 | 31.3758 | 31.2316 | 31.0834 | 0 | 0 | 0 | 0 | 0 | 0 | 0 | 0
F3_Commercial_Grocery_Existing_Food Preparation_Natural Gas_Broiler_E3 | F3 | Commercial | Grocery | Existing | Food Preparation | Natural Gas | Broiler | E3 | System - kBTUs of Conusmption | 0 | 0 | 0 | 0 | 0 | 0 | 0 | 0 | 0 | 0 | 0 | 0 | 0 | 0 | 0 | 0 | 0 | 0 | 0 | 0 | 0 | 0 | 0 | 0 | 0 | 0 | 0 | 0 | 0 | 0
F3_Commercial_Grocery_Existing_Food Preparation_Natural Gas_Broiler_E4 | F3 | Commercial | Grocery | Existing | Food Preparation | Natural Gas | Broiler | E4 | System - kBTUs of Conusmption | 0 | 0 | 0 | 0 | 0 | 0 | 0 | 0 | 0 | 0 | 0 | 0 | 0 | 0 | 0 | 0 | 0 | 0 | 0 | 0 | 0 | 0 | 0 | 0 | 0 | 0 | 0 | 0 | 0 | 0
F3_Commercial_Grocery_Existing_Food Preparation_Natural Gas_Broiler_E5 | F3 | Commercial | Grocery | Existing | Food Preparation | Natural Gas | Broiler | E5 | System - kBTUs of Conusmption | 0 | 0 | 0 | 0 | 0 | 0 | 0 | 0 | 0 | 0 | 0 | 0 | 0 | 0 | 0 | 0 | 0 | 0 | 0 | 0 | 0 | 0 | 0 | 0 | 0 | 0 | 0 | 0 | 0 | 0
F3_Commercial_Grocery_Existing_Food Preparation_Natural Gas_Broiler_E6 | F3 | Commercial | Grocery | Existing | Food Preparation | Natural Gas | Broiler | E6 | System - kBTUs of Conusmption | 0 | 0 | 0 | 0 | 0 | 0 | 0 | 0 | 0 | 0 | 0 | 0 | 0 | 0 | 0 | 0 | 0 | 0 | 0 | 0 | 0 | 0 | 0 | 0 | 0 | 0 | 0 | 0 | 0 | 0
F3_Commercial_Grocery_Existing_Food Preparation_Natural Gas_Broiler_E7 | F3 | Commercial | Grocery | Existing | Food Preparation | Natural Gas | Broiler | E7 | System - kBTUs of Conusmption | 0 | 0 | 0 | 0 | 0 | 0 | 0 | 0 | 0 | 0 | 0 | 0 | 0 | 0 | 0 | 0 | 0 | 0 | 0 | 0 | 0 | 0 | 0 | 0 | 0 | 0 | 0 | 0 | 0 | 0
F3_Commercial_Grocery_Existing_Food Preparation_Natural Gas_Broiler_E8 | F3 | Commercial | Grocery | Existing | Food Preparation | Natural Gas | Broiler | E8 | System - kBTUs of Conusmption | 0 | 0 | 0 | 0 | 0 | 0 | 0 | 0 | 0 | 0 | 0 | 0 | 0 | 0 | 0 | 0 | 0 | 0 | 0 | 0 | 0 | 0 | 0 | 0 | 0 | 0 | 0 | 0 | 0 | 0
F3_Commercial_Grocery_Existing_Food Preparation_Natural Gas_Broiler_E9 | F3 | Commercial | Grocery | Existing | Food Preparation | Natural Gas | Broiler | E9 | System - kBTUs of Conusmption | 0 | 0 | 0 | 0 | 0 | 0 | 0 | 0 | 0 | 0 | 0 | 0 | 0 | 0 | 0 | 0 | 0 | 0 | 0 | 0 | 0 | 0 | 0 | 0 | 0 | 0 | 0 | 0 | 0 | 0
F3_Commercial_Grocery_Existing_Food Preparation_Natural Gas_Broiler_E10 | F3 | Commercial | Grocery | Existing | Food Preparation | Natural Gas | Broiler | E10 | System - kBTUs of Conusmption | 0 | 0 | 0 | 0 | 0 | 0 | 0 | 0 | 0 | 0 | 0 | 0 | 0 | 0 | 0 | 0 | 0 | 0 | 0 | 0 | 0 | 0 | 0 | 0 | 0 | 0 | 0 | 0 | 0 | 0
F4_Commercial_Grocery_Existing_Food Preparation_Natural Gas_Broiler_E1 | F4 | Commercial | Grocery | Existing | Food Preparation | Natural Gas | Broiler | E1 | Utility - Cost of Equipment | 0.20773 | 0.20773 | 0.20773 | 0.20773 | 0.20773 | 0.20773 | 0.20773 | 0.20773 | 0.20773 | 0.20773 | 0.20773 | 0.20773 | 0.20773 | 0.20773 | 0.20773 | 0.20773 | 0.20773 | 0.20773 | 0.20773 | 0.20773 | 0.20773 | 0.20773 | 0 | 0 | 0 | 0 | 0 | 0 | 0 | 0
F4_Commercial_Grocery_Existing_Food Preparation_Natural Gas_Broiler_E2 | F4 | Commercial | Grocery | Existing | Food Preparation | Natural Gas | Broiler | E2 | Utility - Cost of Equipment | 0.29082 | 0.29082 | 0.29082 | 0.29082 | 0.29082 | 0.29082 | 0.29082 | 0.29082 | 0.29082 | 0.29082 | 0.29082 | 0.29082 | 0.29082 | 0.29082 | 0.29082 | 0.29082 | 0.29082 | 0.29082 | 0.29082 | 0.29082 | 0.29082 | 0.29082 | 0 | 0 | 0 | 0 | 0 | 0 | 0 | 0
F4_Commercial_Grocery_Existing_Food Preparation_Natural Gas_Broiler_E3 | F4 | Commercial | Grocery | Existing | Food Preparation | Natural Gas | Broiler | E3 | Utility - Cost of Equipment | 0 | 0 | 0 | 0 | 0 | 0 | 0 | 0 | 0 | 0 | 0 | 0 | 0 | 0 | 0 | 0 | 0 | 0 | 0 | 0 | 0 | 0 | 0 | 0 | 0 | 0 | 0 | 0 | 0 | 0
F4_Commercial_Grocery_Existing_Food Preparation_Natural Gas_Broiler_E4 | F4 | Commercial | Grocery | Existing | Food Preparation | Natural Gas | Broiler | E4 | Utility - Cost of Equipment | 0 | 0 | 0 | 0 | 0 | 0 | 0 | 0 | 0 | 0 | 0 | 0 | 0 | 0 | 0 | 0 | 0 | 0 | 0 | 0 | 0 | 0 | 0 | 0 | 0 | 0 | 0 | 0 | 0 | 0
F4_Commercial_Grocery_Existing_Food Preparation_Natural Gas_Broiler_E5 | F4 | Commercial | Grocery | Existing | Food Preparation | Natural Gas | Broiler | E5 | Utility - Cost of Equipment | 0 | 0 | 0 | 0 | 0 | 0 | 0 | 0 | 0 | 0 | 0 | 0 | 0 | 0 | 0 | 0 | 0 | 0 | 0 | 0 | 0 | 0 | 0 | 0 | 0 | 0 | 0 | 0 | 0 | 0
F4_Commercial_Grocery_Existing_Food Preparation_Natural Gas_Broiler_E6 | F4 | Commercial | Grocery | Existing | Food Preparation | Natural Gas | Broiler | E6 | Utility - Cost of Equipment | 0 | 0 | 0 | 0 | 0 | 0 | 0 | 0 | 0 | 0 | 0 | 0 | 0 | 0 | 0 | 0 | 0 | 0 | 0 | 0 | 0 | 0 | 0 | 0 | 0 | 0 | 0 | 0 | 0 | 0
F4_Commercial_Grocery_Existing_Food Preparation_Natural Gas_Broiler_E7 | F4 | Commercial | Grocery | Existing | Food Preparation | Natural Gas | Broiler | E7 | Utility - Cost of Equipment | 0 | 0 | 0 | 0 | 0 | 0 | 0 | 0 | 0 | 0 | 0 | 0 | 0 | 0 | 0 | 0 | 0 | 0 | 0 | 0 | 0 | 0 | 0 | 0 | 0 | 0 | 0 | 0 | 0 | 0
F4_Commercial_Grocery_Existing_Food Preparation_Natural Gas_Broiler_E8 | F4 | Commercial | Grocery | Existing | Food Preparation | Natural Gas | Broiler | E8 | Utility - Cost of Equipment | 0 | 0 | 0 | 0 | 0 | 0 | 0 | 0 | 0 | 0 | 0 | 0 | 0 | 0 | 0 | 0 | 0 | 0 | 0 | 0 | 0 | 0 | 0 | 0 | 0 | 0 | 0 | 0 | 0 | 0
F4_Commercial_Grocery_Existing_Food Preparation_Natural Gas_Broiler_E9 | F4 | Commercial | Grocery | Existing | Food Preparation | Natural Gas | Broiler | E9 | Utility - Cost of Equipment | 0 | 0 | 0 | 0 | 0 | 0 | 0 | 0 | 0 | 0 | 0 | 0 | 0 | 0 | 0 | 0 | 0 | 0 | 0 | 0 | 0 | 0 | 0 | 0 | 0 | 0 | 0 | 0 | 0 | 0
F4_Commercial_Grocery_Existing_Food Preparation_Natural Gas_Broiler_E10 | F4 | Commercial | Grocery | Existing | Food Preparation | Natural Gas | Broiler | E10 | Utility - Cost of Equipment | 0 | 0 | 0 | 0 | 0 | 0 | 0 | 0 | 0 | 0 | 0 | 0 | 0 | 0 | 0 | 0 | 0 | 0 | 0 | 0 | 0 | 0 | 0 | 0 | 0 | 0 | 0 | 0 | 0 | 0
F5_Commercial_Grocery_Existing_Food Preparation_Natural Gas_Broiler_E1 | F5 | Commercial | Grocery | Existing | Food Preparation | Natural Gas | Broiler | E1 | Utility - Cost of Operation | 0.42864 | 0.43231 | 0.4367 | 0.44396 | 0.45365 | 0.46507 | 0.47557 | 0.48492 | 0.49398 | 0.50278 | 0.51165 | 0.52027 | 0.52838 | 0.53651 | 0.54428 | 0.55225 | 0.56077 | 0.56935 | 0.578 | 0.58668 | 0.59527 | 0.60373 | 0 | 0 | 0 | 0 | 0 | 0 | 0 | 0
F5_Commercial_Grocery_Existing_Food Preparation_Natural Gas_Broiler_E2 | F5 | Commercial | Grocery | Existing | Food Preparation | Natural Gas | Broiler | E2 | Utility - Cost of Operation | 0.27555 | 0.27791 | 0.28073 | 0.2854 | 0.29163 | 0.29897 | 0.30572 | 0.31173 | 0.31756 | 0.32321 | 0.32891 | 0.33446 | 0.33968 | 0.3449 | 0.3499 | 0.35502 | 0.36049 | 0.36601 | 0.37157 | 0.37715 | 0.38267 | 0.38811 | 0 | 0 | 0 | 0 | 0 | 0 | 0 | 0
F5_Commercial_Grocery_Existing_Food Preparation_Natural Gas_Broiler_E3 | F5 | Commercial | Grocery | Existing | Food Preparation | Natural Gas | Broiler | E3 | Utility - Cost of Operation | 0 | 0 | 0 | 0 | 0 | 0 | 0 | 0 | 0 | 0 | 0 | 0 | 0 | 0 | 0 | 0 | 0 | 0 | 0 | 0 | 0 | 0 | 0 | 0 | 0 | 0 | 0 | 0 | 0 | 0
F5_Commercial_Grocery_Existing_Food Preparation_Natural Gas_Broiler_E4 | F5 | Commercial | Grocery | Existing | Food Preparation | Natural Gas | Broiler | E4 | Utility - Cost of Operation | 0 | 0 | 0 | 0 | 0 | 0 | 0 | 0 | 0 | 0 | 0 | 0 | 0 | 0 | 0 | 0 | 0 | 0 | 0 | 0 | 0 | 0 | 0 | 0 | 0 | 0 | 0 | 0 | 0 | 0
F5_Commercial_Grocery_Existing_Food Preparation_Natural Gas_Broiler_E5 | F5 | Commercial | Grocery | Existing | Food Preparation | Natural Gas | Broiler | E5 | Utility - Cost of Operation | 0 | 0 | 0 | 0 | 0 | 0 | 0 | 0 | 0 | 0 | 0 | 0 | 0 | 0 | 0 | 0 | 0 | 0 | 0 | 0 | 0 | 0 | 0 | 0 | 0 | 0 | 0 | 0 | 0 | 0
F5_Commercial_Grocery_Existing_Food Preparation_Natural Gas_Broiler_E6 | F5 | Commercial | Grocery | Existing | Food Preparation | Natural Gas | Broiler | E6 | Utility - Cost of Operation | 0 | 0 | 0 | 0 | 0 | 0 | 0 | 0 | 0 | 0 | 0 | 0 | 0 | 0 | 0 | 0 | 0 | 0 | 0 | 0 | 0 | 0 | 0 | 0 | 0 | 0 | 0 | 0 | 0 | 0
F5_Commercial_Grocery_Existing_Food Preparation_Natural Gas_Broiler_E7 | F5 | Commercial | Grocery | Existing | Food Preparation | Natural Gas | Broiler | E7 | Utility - Cost of Operation | 0 | 0 | 0 | 0 | 0 | 0 | 0 | 0 | 0 | 0 | 0 | 0 | 0 | 0 | 0 | 0 | 0 | 0 | 0 | 0 | 0 | 0 | 0 | 0 | 0 | 0 | 0 | 0 | 0 | 0
F5_Commercial_Grocery_Existing_Food Preparation_Natural Gas_Broiler_E8 | F5 | Commercial | Grocery | Existing | Food Preparation | Natural Gas | Broiler | E8 | Utility - Cost of Operation | 0 | 0 | 0 | 0 | 0 | 0 | 0 | 0 | 0 | 0 | 0 | 0 | 0 | 0 | 0 | 0 | 0 | 0 | 0 | 0 | 0 | 0 | 0 | 0 | 0 | 0 | 0 | 0 | 0 | 0
F5_Commercial_Grocery_Existing_Food Preparation_Natural Gas_Broiler_E9 | F5 | Commercial | Grocery | Existing | Food Preparation | Natural Gas | Broiler | E9 | Utility - Cost of Operation | 0 | 0 | 0 | 0 | 0 | 0 | 0 | 0 | 0 | 0 | 0 | 0 | 0 | 0 | 0 | 0 | 0 | 0 | 0 | 0 | 0 | 0 | 0 | 0 | 0 | 0 | 0 | 0 | 0 | 0
F5_Commercial_Grocery_Existing_Food Preparation_Natural Gas_Broiler_E10 | F5 | Commercial | Grocery | Existing | Food Preparation | Natural Gas | Broiler | E10 | Utility - Cost of Operation | 0 | 0 | 0 | 0 | 0 | 0 | 0 | 0 | 0 | 0 | 0 | 0 | 0 | 0 | 0 | 0 | 0 | 0 | 0 | 0 | 0 | 0 | 0 | 0 | 0 | 0 | 0 | 0 | 0 | 0
F6_Commercial_Grocery_Existing_Food Preparation_Natural Gas_Broiler_E1 | F6 | Commercial | Grocery | Existing | Food Preparation | Natural Gas | Broiler | E1 | Utility - Value of Sales | 0.51354 | 0.51793 | 0.52319 | 0.5319 | 0.5435 | 0.55718 | 0.56976 | 0.58096 | 0.59182 | 0.60236 | 0.61298 | 0.62331 | 0.63304 | 0.64278 | 0.65208 | 0.66163 | 0.67184 | 0.68212 | 0.69248 | 0.70288 | 0.71317 | 0.72331 | 0 | 0 | 0 | 0 | 0 | 0 | 0 | 0
F6_Commercial_Grocery_Existing_Food Preparation_Natural Gas_Broiler_E2 | F6 | Commercial | Grocery | Existing | Food Preparation | Natural Gas | Broiler | E2 | Utility - Value of Sales | 0.33013 | 0.33296 | 0.33634 | 0.34193 | 0.34939 | 0.35819 | 0.36628 | 0.37347 | 0.38046 | 0.38723 | 0.39406 | 0.4007 | 0.40695 | 0.41321 | 0.4192 | 0.42533 | 0.4319 | 0.4385 | 0.44516 | 0.45185 | 0.45847 | 0.46499 | 0 | 0 | 0 | 0 | 0 | 0 | 0 | 0
F6_Commercial_Grocery_Existing_Food Preparation_Natural Gas_Broiler_E3 | F6 | Commercial | Grocery | Existing | Food Preparation | Natural Gas | Broiler | E3 | Utility - Value of Sales | 0 | 0 | 0 | 0 | 0 | 0 | 0 | 0 | 0 | 0 | 0 | 0 | 0 | 0 | 0 | 0 | 0 | 0 | 0 | 0 | 0 | 0 | 0 | 0 | 0 | 0 | 0 | 0 | 0 | 0
F6_Commercial_Grocery_Existing_Food Preparation_Natural Gas_Broiler_E4 | F6 | Commercial | Grocery | Existing | Food Preparation | Natural Gas | Broiler | E4 | Utility - Value of Sales | 0 | 0 | 0 | 0 | 0 | 0 | 0 | 0 | 0 | 0 | 0 | 0 | 0 | 0 | 0 | 0 | 0 | 0 | 0 | 0 | 0 | 0 | 0 | 0 | 0 | 0 | 0 | 0 | 0 | 0
F6_Commercial_Grocery_Existing_Food Preparation_Natural Gas_Broiler_E5 | F6 | Commercial | Grocery | Existing | Food Preparation | Natural Gas | Broiler | E5 | Utility - Value of Sales | 0 | 0 | 0 | 0 | 0 | 0 | 0 | 0 | 0 | 0 | 0 | 0 | 0 | 0 | 0 | 0 | 0 | 0 | 0 | 0 | 0 | 0 | 0 | 0 | 0 | 0 | 0 | 0 | 0 | 0
F6_Commercial_Grocery_Existing_Food Preparation_Natural Gas_Broiler_E6 | F6 | Commercial | Grocery | Existing | Food Preparation | Natural Gas | Broiler | E6 | Utility - Value of Sales | 0 | 0 | 0 | 0 | 0 | 0 | 0 | 0 | 0 | 0 | 0 | 0 | 0 | 0 | 0 | 0 | 0 | 0 | 0 | 0 | 0 | 0 | 0 | 0 | 0 | 0 | 0 | 0 | 0 | 0
F6_Commercial_Grocery_Existing_Food Preparation_Natural Gas_Broiler_E7 | F6 | Commercial | Grocery | Existing | Food Preparation | Natural Gas | Broiler | E7 | Utility - Value of Sales | 0 | 0 | 0 | 0 | 0 | 0 | 0 | 0 | 0 | 0 | 0 | 0 | 0 | 0 | 0 | 0 | 0 | 0 | 0 | 0 | 0 | 0 | 0 | 0 | 0 | 0 | 0 | 0 | 0 | 0
F6_Commercial_Grocery_Existing_Food Preparation_Natural Gas_Broiler_E8 | F6 | Commercial | Grocery | Existing | Food Preparation | Natural Gas | Broiler | E8 | Utility - Value of Sales | 0 | 0 | 0 | 0 | 0 | 0 | 0 | 0 | 0 | 0 | 0 | 0 | 0 | 0 | 0 | 0 | 0 | 0 | 0 | 0 | 0 | 0 | 0 | 0 | 0 | 0 | 0 | 0 | 0 | 0
F6_Commercial_Grocery_Existing_Food Preparation_Natural Gas_Broiler_E9 | F6 | Commercial | Grocery | Existing | Food Preparation | Natural Gas | Broiler | E9 | Utility - Value of Sales | 0 | 0 | 0 | 0 | 0 | 0 | 0 | 0 | 0 | 0 | 0 | 0 | 0 | 0 | 0 | 0 | 0 | 0 | 0 | 0 | 0 | 0 | 0 | 0 | 0 | 0 | 0 | 0 | 0 | 0
F6_Commercial_Grocery_Existing_Food Preparation_Natural Gas_Broiler_E10 | F6 | Commercial | Grocery | Existing | Food Preparation | Natural Gas | Broiler | E10 | Utility - Value of Sales | 0 | 0 | 0 | 0 | 0 | 0 | 0 | 0 | 0 | 0 | 0 | 0 | 0 | 0 | 0 | 0 | 0 | 0 | 0 | 0 | 0 | 0 | 0 | 0 | 0 | 0 | 0 | 0 | 0 | 0
F1_Commercial_Grocery_Existing_Food Preparation_Natural Gas_Griddle_E1 | F1 | Commercial | Grocery | Existing | Food Preparation | Natural Gas | Griddle | E1 | Participant - Cost of Equipment | 0.1511 | 0.1511 | 0.1511 | 0.1511 | 0.1511 | 0.1511 | 0.1511 | 0.1511 | 0.1511 | 0.1511 | 0.1511 | 0.1511 | 0.1511 | 0.1511 | 0.1511 | 0.1511 | 0.1511 | 0.1511 | 0.1511 | 0.1511 | 0.1511 | 0.1511 | 0 | 0 | 0 | 0 | 0 | 0 | 0 | 0
F1_Commercial_Grocery_Existing_Food Preparation_Natural Gas_Griddle_E2 | F1 | Commercial | Grocery | Existing | Food Preparation | Natural Gas | Griddle | E2 | Participant - Cost of Equipment | 0.16167 | 0.16167 | 0.16167 | 0.16167 | 0.16167 | 0.16167 | 0.16167 | 0.16167 | 0.16167 | 0.16167 | 0.16167 | 0.16167 | 0.16167 | 0.16167 | 0.16167 | 0.16167 | 0.16167 | 0.16167 | 0.16167 | 0.16167 | 0.16167 | 0.16167 | 0 | 0 | 0 | 0 | 0 | 0 | 0 | 0
F1_Commercial_Grocery_Existing_Food Preparation_Natural Gas_Griddle_E3 | F1 | Commercial | Grocery | Existing | Food Preparation | Natural Gas | Griddle | E3 | Participant - Cost of Equipment | 0 | 0 | 0 | 0 | 0 | 0 | 0 | 0 | 0 | 0 | 0 | 0 | 0 | 0 | 0 | 0 | 0 | 0 | 0 | 0 | 0 | 0 | 0 | 0 | 0 | 0 | 0 | 0 | 0 | 0
F1_Commercial_Grocery_Existing_Food Preparation_Natural Gas_Griddle_E4 | F1 | Commercial | Grocery | Existing | Food Preparation | Natural Gas | Griddle | E4 | Participant - Cost of Equipment | 0 | 0 | 0 | 0 | 0 | 0 | 0 | 0 | 0 | 0 | 0 | 0 | 0 | 0 | 0 | 0 | 0 | 0 | 0 | 0 | 0 | 0 | 0 | 0 | 0 | 0 | 0 | 0 | 0 | 0
F1_Commercial_Grocery_Existing_Food Preparation_Natural Gas_Griddle_E5 | F1 | Commercial | Grocery | Existing | Food Preparation | Natural Gas | Griddle | E5 | Participant - Cost of Equipment | 0 | 0 | 0 | 0 | 0 | 0 | 0 | 0 | 0 | 0 | 0 | 0 | 0 | 0 | 0 | 0 | 0 | 0 | 0 | 0 | 0 | 0 | 0 | 0 | 0 | 0 | 0 | 0 | 0 | 0
F1_Commercial_Grocery_Existing_Food Preparation_Natural Gas_Griddle_E6 | F1 | Commercial | Grocery | Existing | Food Preparation | Natural Gas | Griddle | E6 | Participant - Cost of Equipment | 0 | 0 | 0 | 0 | 0 | 0 | 0 | 0 | 0 | 0 | 0 | 0 | 0 | 0 | 0 | 0 | 0 | 0 | 0 | 0 | 0 | 0 | 0 | 0 | 0 | 0 | 0 | 0 | 0 | 0
F1_Commercial_Grocery_Existing_Food Preparation_Natural Gas_Griddle_E7 | F1 | Commercial | Grocery | Existing | Food Preparation | Natural Gas | Griddle | E7 | Participant - Cost of Equipment | 0 | 0 | 0 | 0 | 0 | 0 | 0 | 0 | 0 | 0 | 0 | 0 | 0 | 0 | 0 | 0 | 0 | 0 | 0 | 0 | 0 | 0 | 0 | 0 | 0 | 0 | 0 | 0 | 0 | 0
F1_Commercial_Grocery_Existing_Food Preparation_Natural Gas_Griddle_E8 | F1 | Commercial | Grocery | Existing | Food Preparation | Natural Gas | Griddle | E8 | Participant - Cost of Equipment | 0 | 0 | 0 | 0 | 0 | 0 | 0 | 0 | 0 | 0 | 0 | 0 | 0 | 0 | 0 | 0 | 0 | 0 | 0 | 0 | 0 | 0 | 0 | 0 | 0 | 0 | 0 | 0 | 0 | 0
F1_Commercial_Grocery_Existing_Food Preparation_Natural Gas_Griddle_E9 | F1 | Commercial | Grocery | Existing | Food Preparation | Natural Gas | Griddle | E9 | Participant - Cost of Equipment | 0 | 0 | 0 | 0 | 0 | 0 | 0 | 0 | 0 | 0 | 0 | 0 | 0 | 0 | 0 | 0 | 0 | 0 | 0 | 0 | 0 | 0 | 0 | 0 | 0 | 0 | 0 | 0 | 0 | 0
F1_Commercial_Grocery_Existing_Food Preparation_Natural Gas_Griddle_E10 | F1 | Commercial | Grocery | Existing | Food Preparation | Natural Gas | Griddle | E10 | Participant - Cost of Equipment | 0 | 0 | 0 | 0 | 0 | 0 | 0 | 0 | 0 | 0 | 0 | 0 | 0 | 0 | 0 | 0 | 0 | 0 | 0 | 0 | 0 | 0 | 0 | 0 | 0 | 0 | 0 | 0 | 0 | 0
F2_Commercial_Grocery_Existing_Food Preparation_Natural Gas_Griddle_E1 | F2 | Commercial | Grocery | Existing | Food Preparation | Natural Gas | Griddle | E1 | Participant - Cost of Operation | 0.34474 | 0.34769 | 0.35122 | 0.35707 | 0.36486 | 0.37404 | 0.38249 | 0.39 | 0.3973 | 0.40437 | 0.4115 | 0.41844 | 0.42497 | 0.4315 | 0.43775 | 0.44416 | 0.45101 | 0.45791 | 0.46487 | 0.47185 | 0.47876 | 0.48557 | 0 | 0 | 0 | 0 | 0 | 0 | 0 | 0
F2_Commercial_Grocery_Existing_Food Preparation_Natural Gas_Griddle_E2 | F2 | Commercial | Grocery | Existing | Food Preparation | Natural Gas | Griddle | E2 | Participant - Cost of Operation | 0.29774 | 0.30029 | 0.30334 | 0.30839 | 0.31511 | 0.32305 | 0.33034 | 0.33683 | 0.34313 | 0.34924 | 0.3554 | 0.36139 | 0.36703 | 0.37268 | 0.37807 | 0.38361 | 0.38952 | 0.39548 | 0.40149 | 0.40752 | 0.41349 | 0.41937 | 0 | 0 | 0 | 0 | 0 | 0 | 0 | 0
F2_Commercial_Grocery_Existing_Food Preparation_Natural Gas_Griddle_E3 | F2 | Commercial | Grocery | Existing | Food Preparation | Natural Gas | Griddle | E3 | Participant - Cost of Operation | 0 | 0 | 0 | 0 | 0 | 0 | 0 | 0 | 0 | 0 | 0 | 0 | 0 | 0 | 0 | 0 | 0 | 0 | 0 | 0 | 0 | 0 | 0 | 0 | 0 | 0 | 0 | 0 | 0 | 0
F2_Commercial_Grocery_Existing_Food Preparation_Natural Gas_Griddle_E4 | F2 | Commercial | Grocery | Existing | Food Preparation | Natural Gas | Griddle | E4 | Participant - Cost of Operation | 0 | 0 | 0 | 0 | 0 | 0 | 0 | 0 | 0 | 0 | 0 | 0 | 0 | 0 | 0 | 0 | 0 | 0 | 0 | 0 | 0 | 0 | 0 | 0 | 0 | 0 | 0 | 0 | 0 | 0
F2_Commercial_Grocery_Existing_Food Preparation_Natural Gas_Griddle_E5 | F2 | Commercial | Grocery | Existing | Food Preparation | Natural Gas | Griddle | E5 | Participant - Cost of Operation | 0 | 0 | 0 | 0 | 0 | 0 | 0 | 0 | 0 | 0 | 0 | 0 | 0 | 0 | 0 | 0 | 0 | 0 | 0 | 0 | 0 | 0 | 0 | 0 | 0 | 0 | 0 | 0 | 0 | 0
F2_Commercial_Grocery_Existing_Food Preparation_Natural Gas_Griddle_E6 | F2 | Commercial | Grocery | Existing | Food Preparation | Natural Gas | Griddle | E6 | Participant - Cost of Operation | 0 | 0 | 0 | 0 | 0 | 0 | 0 | 0 | 0 | 0 | 0 | 0 | 0 | 0 | 0 | 0 | 0 | 0 | 0 | 0 | 0 | 0 | 0 | 0 | 0 | 0 | 0 | 0 | 0 | 0
F2_Commercial_Grocery_Existing_Food Preparation_Natural Gas_Griddle_E7 | F2 | Commercial | Grocery | Existing | Food Preparation | Natural Gas | Griddle | E7 | Participant - Cost of Operation | 0 | 0 | 0 | 0 | 0 | 0 | 0 | 0 | 0 | 0 | 0 | 0 | 0 | 0 | 0 | 0 | 0 | 0 | 0 | 0 | 0 | 0 | 0 | 0 | 0 | 0 | 0 | 0 | 0 | 0
F2_Commercial_Grocery_Existing_Food Preparation_Natural Gas_Griddle_E8 | F2 | Commercial | Grocery | Existing | Food Preparation | Natural Gas | Griddle | E8 | Participant - Cost of Operation | 0 | 0 | 0 | 0 | 0 | 0 | 0 | 0 | 0 | 0 | 0 | 0 | 0 | 0 | 0 | 0 | 0 | 0 | 0 | 0 | 0 | 0 | 0 | 0 | 0 | 0 | 0 | 0 | 0 | 0
F2_Commercial_Grocery_Existing_Food Preparation_Natural Gas_Griddle_E9 | F2 | Commercial | Grocery | Existing | Food Preparation | Natural Gas | Griddle | E9 | Participant - Cost of Operation | 0 | 0 | 0 | 0 | 0 | 0 | 0 | 0 | 0 | 0 | 0 | 0 | 0 | 0 | 0 | 0 | 0 | 0 | 0 | 0 | 0 | 0 | 0 | 0 | 0 | 0 | 0 | 0 | 0 | 0
F2_Commercial_Grocery_Existing_Food Preparation_Natural Gas_Griddle_E10 | F2 | Commercial | Grocery | Existing | Food Preparation | Natural Gas | Griddle | E10 | Participant - Cost of Operation | 0 | 0 | 0 | 0 | 0 | 0 | 0 | 0 | 0 | 0 | 0 | 0 | 0 | 0 | 0 | 0 | 0 | 0 | 0 | 0 | 0 | 0 | 0 | 0 | 0 | 0 | 0 | 0 | 0 | 0
F3_Commercial_Grocery_Existing_Food Preparation_Natural Gas_Griddle_E1 | F3 | Commercial | Grocery | Existing | Food Preparation | Natural Gas | Griddle | E1 | System - kBTUs of Conusmption | 32.3318 | 32.4285 | 32.5356 | 32.7817 | 32.9993 | 33.1828 | 33.3223 | 33.4607 | 33.5894 | 33.6715 | 33.6994 | 33.6932 | 33.6434 | 33.5479 | 33.4302 | 33.3154 | 33.1921 | 33.0602 | 32.9096 | 32.7646 | 32.614 | 32.4592 | 0 | 0 | 0 | 0 | 0 | 0 | 0 | 0
F3_Commercial_Grocery_Existing_Food Preparation_Natural Gas_Griddle_E2 | F3 | Commercial | Grocery | Existing | Food Preparation | Natural Gas | Griddle | E2 | System - kBTUs of Conusmption | 27.924 | 28.0074 | 28.0999 | 28.3125 | 28.5005 | 28.6589 | 28.7794 | 28.8989 | 29.0101 | 29.081 | 29.1051 | 29.0998 | 29.0567 | 28.9742 | 28.8726 | 28.7735 | 28.6669 | 28.5531 | 28.423 | 28.2977 | 28.1676 | 28.034 | 0 | 0 | 0 | 0 | 0 | 0 | 0 | 0
F3_Commercial_Grocery_Existing_Food Preparation_Natural Gas_Griddle_E3 | F3 | Commercial | Grocery | Existing | Food Preparation | Natural Gas | Griddle | E3 | System - kBTUs of Conusmption | 0 | 0 | 0 | 0 | 0 | 0 | 0 | 0 | 0 | 0 | 0 | 0 | 0 | 0 | 0 | 0 | 0 | 0 | 0 | 0 | 0 | 0 | 0 | 0 | 0 | 0 | 0 | 0 | 0 | 0
F3_Commercial_Grocery_Existing_Food Preparation_Natural Gas_Griddle_E4 | F3 | Commercial | Grocery | Existing | Food Preparation | Natural Gas | Griddle | E4 | System - kBTUs of Conusmption | 0 | 0 | 0 | 0 | 0 | 0 | 0 | 0 | 0 | 0 | 0 | 0 | 0 | 0 | 0 | 0 | 0 | 0 | 0 | 0 | 0 | 0 | 0 | 0 | 0 | 0 | 0 | 0 | 0 | 0
F3_Commercial_Grocery_Existing_Food Preparation_Natural Gas_Griddle_E5 | F3 | Commercial | Grocery | Existing | Food Preparation | Natural Gas | Griddle | E5 | System - kBTUs of Conusmption | 0 | 0 | 0 | 0 | 0 | 0 | 0 | 0 | 0 | 0 | 0 | 0 | 0 | 0 | 0 | 0 | 0 | 0 | 0 | 0 | 0 | 0 | 0 | 0 | 0 | 0 | 0 | 0 | 0 | 0
F3_Commercial_Grocery_Existing_Food Preparation_Natural Gas_Griddle_E6 | F3 | Commercial | Grocery | Existing | Food Preparation | Natural Gas | Griddle | E6 | System - kBTUs of Conusmption | 0 | 0 | 0 | 0 | 0 | 0 | 0 | 0 | 0 | 0 | 0 | 0 | 0 | 0 | 0 | 0 | 0 | 0 | 0 | 0 | 0 | 0 | 0 | 0 | 0 | 0 | 0 | 0 | 0 | 0
F3_Commercial_Grocery_Existing_Food Preparation_Natural Gas_Griddle_E7 | F3 | Commercial | Grocery | Existing | Food Preparation | Natural Gas | Griddle | E7 | System - kBTUs of Conusmption | 0 | 0 | 0 | 0 | 0 | 0 | 0 | 0 | 0 | 0 | 0 | 0 | 0 | 0 | 0 | 0 | 0 | 0 | 0 | 0 | 0 | 0 | 0 | 0 | 0 | 0 | 0 | 0 | 0 | 0
F3_Commercial_Grocery_Existing_Food Preparation_Natural Gas_Griddle_E8 | F3 | Commercial | Grocery | Existing | Food Preparation | Natural Gas | Griddle | E8 | System - kBTUs of Conusmption | 0 | 0 | 0 | 0 | 0 | 0 | 0 | 0 | 0 | 0 | 0 | 0 | 0 | 0 | 0 | 0 | 0 | 0 | 0 | 0 | 0 | 0 | 0 | 0 | 0 | 0 | 0 | 0 | 0 | 0
F3_Commercial_Grocery_Existing_Food Preparation_Natural Gas_Griddle_E9 | F3 | Commercial | Grocery | Existing | Food Preparation | Natural Gas | Griddle | E9 | System - kBTUs of Conusmption | 0 | 0 | 0 | 0 | 0 | 0 | 0 | 0 | 0 | 0 | 0 | 0 | 0 | 0 | 0 | 0 | 0 | 0 | 0 | 0 | 0 | 0 | 0 | 0 | 0 | 0 | 0 | 0 | 0 | 0
F3_Commercial_Grocery_Existing_Food Preparation_Natural Gas_Griddle_E10 | F3 | Commercial | Grocery | Existing | Food Preparation | Natural Gas | Griddle | E10 | System - kBTUs of Conusmption | 0 | 0 | 0 | 0 | 0 | 0 | 0 | 0 | 0 | 0 | 0 | 0 | 0 | 0 | 0 | 0 | 0 | 0 | 0 | 0 | 0 | 0 | 0 | 0 | 0 | 0 | 0 | 0 | 0 | 0
F4_Commercial_Grocery_Existing_Food Preparation_Natural Gas_Griddle_E1 | F4 | Commercial | Grocery | Existing | Food Preparation | Natural Gas | Griddle | E1 | Utility - Cost of Equipment | 0.1511 | 0.1511 | 0.1511 | 0.1511 | 0.1511 | 0.1511 | 0.1511 | 0.1511 | 0.1511 | 0.1511 | 0.1511 | 0.1511 | 0.1511 | 0.1511 | 0.1511 | 0.1511 | 0.1511 | 0.1511 | 0.1511 | 0.1511 | 0.1511 | 0.1511 | 0 | 0 | 0 | 0 | 0 | 0 | 0 | 0
F4_Commercial_Grocery_Existing_Food Preparation_Natural Gas_Griddle_E2 | F4 | Commercial | Grocery | Existing | Food Preparation | Natural Gas | Griddle | E2 | Utility - Cost of Equipment | 0.16167 | 0.16167 | 0.16167 | 0.16167 | 0.16167 | 0.16167 | 0.16167 | 0.16167 | 0.16167 | 0.16167 | 0.16167 | 0.16167 | 0.16167 | 0.16167 | 0.16167 | 0.16167 | 0.16167 | 0.16167 | 0.16167 | 0.16167 | 0.16167 | 0.16167 | 0 | 0 | 0 | 0 | 0 | 0 | 0 | 0
F4_Commercial_Grocery_Existing_Food Preparation_Natural Gas_Griddle_E3 | F4 | Commercial | Grocery | Existing | Food Preparation | Natural Gas | Griddle | E3 | Utility - Cost of Equipment | 0 | 0 | 0 | 0 | 0 | 0 | 0 | 0 | 0 | 0 | 0 | 0 | 0 | 0 | 0 | 0 | 0 | 0 | 0 | 0 | 0 | 0 | 0 | 0 | 0 | 0 | 0 | 0 | 0 | 0
F4_Commercial_Grocery_Existing_Food Preparation_Natural Gas_Griddle_E4 | F4 | Commercial | Grocery | Existing | Food Preparation | Natural Gas | Griddle | E4 | Utility - Cost of Equipment | 0 | 0 | 0 | 0 | 0 | 0 | 0 | 0 | 0 | 0 | 0 | 0 | 0 | 0 | 0 | 0 | 0 | 0 | 0 | 0 | 0 | 0 | 0 | 0 | 0 | 0 | 0 | 0 | 0 | 0
F4_Commercial_Grocery_Existing_Food Preparation_Natural Gas_Griddle_E5 | F4 | Commercial | Grocery | Existing | Food Preparation | Natural Gas | Griddle | E5 | Utility - Cost of Equipment | 0 | 0 | 0 | 0 | 0 | 0 | 0 | 0 | 0 | 0 | 0 | 0 | 0 | 0 | 0 | 0 | 0 | 0 | 0 | 0 | 0 | 0 | 0 | 0 | 0 | 0 | 0 | 0 | 0 | 0
F4_Commercial_Grocery_Existing_Food Preparation_Natural Gas_Griddle_E6 | F4 | Commercial | Grocery | Existing | Food Preparation | Natural Gas | Griddle | E6 | Utility - Cost of Equipment | 0 | 0 | 0 | 0 | 0 | 0 | 0 | 0 | 0 | 0 | 0 | 0 | 0 | 0 | 0 | 0 | 0 | 0 | 0 | 0 | 0 | 0 | 0 | 0 | 0 | 0 | 0 | 0 | 0 | 0
F4_Commercial_Grocery_Existing_Food Preparation_Natural Gas_Griddle_E7 | F4 | Commercial | Grocery | Existing | Food Preparation | Natural Gas | Griddle | E7 | Utility - Cost of Equipment | 0 | 0 | 0 | 0 | 0 | 0 | 0 | 0 | 0 | 0 | 0 | 0 | 0 | 0 | 0 | 0 | 0 | 0 | 0 | 0 | 0 | 0 | 0 | 0 | 0 | 0 | 0 | 0 | 0 | 0
F4_Commercial_Grocery_Existing_Food Preparation_Natural Gas_Griddle_E8 | F4 | Commercial | Grocery | Existing | Food Preparation | Natural Gas | Griddle | E8 | Utility - Cost of Equipment | 0 | 0 | 0 | 0 | 0 | 0 | 0 | 0 | 0 | 0 | 0 | 0 | 0 | 0 | 0 | 0 | 0 | 0 | 0 | 0 | 0 | 0 | 0 | 0 | 0 | 0 | 0 | 0 | 0 | 0
F4_Commercial_Grocery_Existing_Food Preparation_Natural Gas_Griddle_E9 | F4 | Commercial | Grocery | Existing | Food Preparation | Natural Gas | Griddle | E9 | Utility - Cost of Equipment | 0 | 0 | 0 | 0 | 0 | 0 | 0 | 0 | 0 | 0 | 0 | 0 | 0 | 0 | 0 | 0 | 0 | 0 | 0 | 0 | 0 | 0 | 0 | 0 | 0 | 0 | 0 | 0 | 0 | 0
F4_Commercial_Grocery_Existing_Food Preparation_Natural Gas_Griddle_E10 | F4 | Commercial | Grocery | Existing | Food Preparation | Natural Gas | Griddle | E10 | Utility - Cost of Equipment | 0 | 0 | 0 | 0 | 0 | 0 | 0 | 0 | 0 | 0 | 0 | 0 | 0 | 0 | 0 | 0 | 0 | 0 | 0 | 0 | 0 | 0 | 0 | 0 | 0 | 0 | 0 | 0 | 0 | 0
F5_Commercial_Grocery_Existing_Food Preparation_Natural Gas_Griddle_E1 | F5 | Commercial | Grocery | Existing | Food Preparation | Natural Gas | Griddle | E1 | Utility - Cost of Operation | 0.28775 | 0.29021 | 0.29316 | 0.29804 | 0.30454 | 0.31221 | 0.31925 | 0.32553 | 0.33162 | 0.33752 | 0.34347 | 0.34926 | 0.35471 | 0.36017 | 0.36538 | 0.37073 | 0.37645 | 0.38221 | 0.38801 | 0.39384 | 0.39961 | 0.40529 | 0 | 0 | 0 | 0 | 0 | 0 | 0 | 0
F5_Commercial_Grocery_Existing_Food Preparation_Natural Gas_Griddle_E2 | F5 | Commercial | Grocery | Existing | Food Preparation | Natural Gas | Griddle | E2 | Utility - Cost of Operation | 0.24852 | 0.25065 | 0.25319 | 0.2574 | 0.26302 | 0.26964 | 0.27573 | 0.28115 | 0.28641 | 0.2915 | 0.29665 | 0.30165 | 0.30635 | 0.31106 | 0.31557 | 0.32019 | 0.32513 | 0.3301 | 0.33512 | 0.34015 | 0.34513 | 0.35004 | 0 | 0 | 0 | 0 | 0 | 0 | 0 | 0
F5_Commercial_Grocery_Existing_Food Preparation_Natural Gas_Griddle_E3 | F5 | Commercial | Grocery | Existing | Food Preparation | Natural Gas | Griddle | E3 | Utility - Cost of Operation | 0 | 0 | 0 | 0 | 0 | 0 | 0 | 0 | 0 | 0 | 0 | 0 | 0 | 0 | 0 | 0 | 0 | 0 | 0 | 0 | 0 | 0 | 0 | 0 | 0 | 0 | 0 | 0 | 0 | 0
F5_Commercial_Grocery_Existing_Food Preparation_Natural Gas_Griddle_E4 | F5 | Commercial | Grocery | Existing | Food Preparation | Natural Gas | Griddle | E4 | Utility - Cost of Operation | 0 | 0 | 0 | 0 | 0 | 0 | 0 | 0 | 0 | 0 | 0 | 0 | 0 | 0 | 0 | 0 | 0 | 0 | 0 | 0 | 0 | 0 | 0 | 0 | 0 | 0 | 0 | 0 | 0 | 0
F5_Commercial_Grocery_Existing_Food Preparation_Natural Gas_Griddle_E5 | F5 | Commercial | Grocery | Existing | Food Preparation | Natural Gas | Griddle | E5 | Utility - Cost of Operation | 0 | 0 | 0 | 0 | 0 | 0 | 0 | 0 | 0 | 0 | 0 | 0 | 0 | 0 | 0 | 0 | 0 | 0 | 0 | 0 | 0 | 0 | 0 | 0 | 0 | 0 | 0 | 0 | 0 | 0
F5_Commercial_Grocery_Existing_Food Preparation_Natural Gas_Griddle_E6 | F5 | Commercial | Grocery | Existing | Food Preparation | Natural Gas | Griddle | E6 | Utility - Cost of Operation | 0 | 0 | 0 | 0 | 0 | 0 | 0 | 0 | 0 | 0 | 0 | 0 | 0 | 0 | 0 | 0 | 0 | 0 | 0 | 0 | 0 | 0 | 0 | 0 | 0 | 0 | 0 | 0 | 0 | 0
F5_Commercial_Grocery_Existing_Food Preparation_Natural Gas_Griddle_E7 | F5 | Commercial | Grocery | Existing | Food Preparation | Natural Gas | Griddle | E7 | Utility - Cost of Operation | 0 | 0 | 0 | 0 | 0 | 0 | 0 | 0 | 0 | 0 | 0 | 0 | 0 | 0 | 0 | 0 | 0 | 0 | 0 | 0 | 0 | 0 | 0 | 0 | 0 | 0 | 0 | 0 | 0 | 0
F5_Commercial_Grocery_Existing_Food Preparation_Natural Gas_Griddle_E8 | F5 | Commercial | Grocery | Existing | Food Preparation | Natural Gas | Griddle | E8 | Utility - Cost of Operation | 0 | 0 | 0 | 0 | 0 | 0 | 0 | 0 | 0 | 0 | 0 | 0 | 0 | 0 | 0 | 0 | 0 | 0 | 0 | 0 | 0 | 0 | 0 | 0 | 0 | 0 | 0 | 0 | 0 | 0
F5_Commercial_Grocery_Existing_Food Preparation_Natural Gas_Griddle_E9 | F5 | Commercial | Grocery | Existing | Food Preparation | Natural Gas | Griddle | E9 | Utility - Cost of Operation | 0 | 0 | 0 | 0 | 0 | 0 | 0 | 0 | 0 | 0 | 0 | 0 | 0 | 0 | 0 | 0 | 0 | 0 | 0 | 0 | 0 | 0 | 0 | 0 | 0 | 0 | 0 | 0 | 0 | 0
F5_Commercial_Grocery_Existing_Food Preparation_Natural Gas_Griddle_E10 | F5 | Commercial | Grocery | Existing | Food Preparation | Natural Gas | Griddle | E10 | Utility - Cost of Operation | 0 | 0 | 0 | 0 | 0 | 0 | 0 | 0 | 0 | 0 | 0 | 0 | 0 | 0 | 0 | 0 | 0 | 0 | 0 | 0 | 0 | 0 | 0 | 0 | 0 | 0 | 0 | 0 | 0 | 0
F6_Commercial_Grocery_Existing_Food Preparation_Natural Gas_Griddle_E1 | F6 | Commercial | Grocery | Existing | Food Preparation | Natural Gas | Griddle | E1 | Utility - Value of Sales | 0.34474 | 0.34769 | 0.35122 | 0.35707 | 0.36486 | 0.37404 | 0.38249 | 0.39 | 0.3973 | 0.40437 | 0.4115 | 0.41844 | 0.42497 | 0.4315 | 0.43775 | 0.44416 | 0.45101 | 0.45791 | 0.46487 | 0.47185 | 0.47876 | 0.48557 | 0 | 0 | 0 | 0 | 0 | 0 | 0 | 0
F6_Commercial_Grocery_Existing_Food Preparation_Natural Gas_Griddle_E2 | F6 | Commercial | Grocery | Existing | Food Preparation | Natural Gas | Griddle | E2 | Utility - Value of Sales | 0.29774 | 0.30029 | 0.30334 | 0.30839 | 0.31511 | 0.32305 | 0.33034 | 0.33683 | 0.34313 | 0.34924 | 0.3554 | 0.36139 | 0.36703 | 0.37268 | 0.37807 | 0.38361 | 0.38952 | 0.39548 | 0.40149 | 0.40752 | 0.41349 | 0.41937 | 0 | 0 | 0 | 0 | 0 | 0 | 0 | 0
F6_Commercial_Grocery_Existing_Food Preparation_Natural Gas_Griddle_E3 | F6 | Commercial | Grocery | Existing | Food Preparation | Natural Gas | Griddle | E3 | Utility - Value of Sales | 0 | 0 | 0 | 0 | 0 | 0 | 0 | 0 | 0 | 0 | 0 | 0 | 0 | 0 | 0 | 0 | 0 | 0 | 0 | 0 | 0 | 0 | 0 | 0 | 0 | 0 | 0 | 0 | 0 | 0
F6_Commercial_Grocery_Existing_Food Preparation_Natural Gas_Griddle_E4 | F6 | Commercial | Grocery | Existing | Food Preparation | Natural Gas | Griddle | E4 | Utility - Value of Sales | 0 | 0 | 0 | 0 | 0 | 0 | 0 | 0 | 0 | 0 | 0 | 0 | 0 | 0 | 0 | 0 | 0 | 0 | 0 | 0 | 0 | 0 | 0 | 0 | 0 | 0 | 0 | 0 | 0 | 0
F6_Commercial_Grocery_Existing_Food Preparation_Natural Gas_Griddle_E5 | F6 | Commercial | Grocery | Existing | Food Preparation | Natural Gas | Griddle | E5 | Utility - Value of Sales | 0 | 0 | 0 | 0 | 0 | 0 | 0 | 0 | 0 | 0 | 0 | 0 | 0 | 0 | 0 | 0 | 0 | 0 | 0 | 0 | 0 | 0 | 0 | 0 | 0 | 0 | 0 | 0 | 0 | 0
F6_Commercial_Grocery_Existing_Food Preparation_Natural Gas_Griddle_E6 | F6 | Commercial | Grocery | Existing | Food Preparation | Natural Gas | Griddle | E6 | Utility - Value of Sales | 0 | 0 | 0 | 0 | 0 | 0 | 0 | 0 | 0 | 0 | 0 | 0 | 0 | 0 | 0 | 0 | 0 | 0 | 0 | 0 | 0 | 0 | 0 | 0 | 0 | 0 | 0 | 0 | 0 | 0
F6_Commercial_Grocery_Existing_Food Preparation_Natural Gas_Griddle_E7 | F6 | Commercial | Grocery | Existing | Food Preparation | Natural Gas | Griddle | E7 | Utility - Value of Sales | 0 | 0 | 0 | 0 | 0 | 0 | 0 | 0 | 0 | 0 | 0 | 0 | 0 | 0 | 0 | 0 | 0 | 0 | 0 | 0 | 0 | 0 | 0 | 0 | 0 | 0 | 0 | 0 | 0 | 0
F6_Commercial_Grocery_Existing_Food Preparation_Natural Gas_Griddle_E8 | F6 | Commercial | Grocery | Existing | Food Preparation | Natural Gas | Griddle | E8 | Utility - Value of Sales | 0 | 0 | 0 | 0 | 0 | 0 | 0 | 0 | 0 | 0 | 0 | 0 | 0 | 0 | 0 | 0 | 0 | 0 | 0 | 0 | 0 | 0 | 0 | 0 | 0 | 0 | 0 | 0 | 0 | 0
F6_Commercial_Grocery_Existing_Food Preparation_Natural Gas_Griddle_E9 | F6 | Commercial | Grocery | Existing | Food Preparation | Natural Gas | Griddle | E9 | Utility - Value of Sales | 0 | 0 | 0 | 0 | 0 | 0 | 0 | 0 | 0 | 0 | 0 | 0 | 0 | 0 | 0 | 0 | 0 | 0 | 0 | 0 | 0 | 0 | 0 | 0 | 0 | 0 | 0 | 0 | 0 | 0
F6_Commercial_Grocery_Existing_Food Preparation_Natural Gas_Griddle_E10 | F6 | Commercial | Grocery | Existing | Food Preparation | Natural Gas | Griddle | E10 | Utility - Value of Sales | 0 | 0 | 0 | 0 | 0 | 0 | 0 | 0 | 0 | 0 | 0 | 0 | 0 | 0 | 0 | 0 | 0 | 0 | 0 | 0 | 0 | 0 | 0 | 0 | 0 | 0 | 0 | 0 | 0 | 0
F1_Commercial_Grocery_Existing_Food Preparation_Natural Gas_Range_E1 | F1 | Commercial | Grocery | Existing | Food Preparation | Natural Gas | Range | E1 | Participant - Cost of Equipment | 0.28803 | 0.28803 | 0.28803 | 0.28803 | 0.28803 | 0.28803 | 0.28803 | 0.28803 | 0.28803 | 0.28803 | 0.28803 | 0.28803 | 0.28803 | 0.28803 | 0.28803 | 0.28803 | 0.28803 | 0.28803 | 0.28803 | 0.28803 | 0.28803 | 0.28803 | 0 | 0 | 0 | 0 | 0 | 0 | 0 | 0
F1_Commercial_Grocery_Existing_Food Preparation_Natural Gas_Range_E2 | F1 | Commercial | Grocery | Existing | Food Preparation | Natural Gas | Range | E2 | Participant - Cost of Equipment | 0.28807 | 0.28807 | 0.28807 | 0.28807 | 0.28807 | 0.28807 | 0.28807 | 0.28807 | 0.28807 | 0.28807 | 0.28807 | 0.28807 | 0.28807 | 0.28807 | 0.28807 | 0.28807 | 0.28807 | 0.28807 | 0.28807 | 0.28807 | 0.28807 | 0.28807 | 0 | 0 | 0 | 0 | 0 | 0 | 0 | 0
F1_Commercial_Grocery_Existing_Food Preparation_Natural Gas_Range_E3 | F1 | Commercial | Grocery | Existing | Food Preparation | Natural Gas | Range | E3 | Participant - Cost of Equipment | 0 | 0 | 0 | 0 | 0 | 0 | 0 | 0 | 0 | 0 | 0 | 0 | 0 | 0 | 0 | 0 | 0 | 0 | 0 | 0 | 0 | 0 | 0 | 0 | 0 | 0 | 0 | 0 | 0 | 0
F1_Commercial_Grocery_Existing_Food Preparation_Natural Gas_Range_E4 | F1 | Commercial | Grocery | Existing | Food Preparation | Natural Gas | Range | E4 | Participant - Cost of Equipment | 0 | 0 | 0 | 0 | 0 | 0 | 0 | 0 | 0 | 0 | 0 | 0 | 0 | 0 | 0 | 0 | 0 | 0 | 0 | 0 | 0 | 0 | 0 | 0 | 0 | 0 | 0 | 0 | 0 | 0
F1_Commercial_Grocery_Existing_Food Preparation_Natural Gas_Range_E5 | F1 | Commercial | Grocery | Existing | Food Preparation | Natural Gas | Range | E5 | Participant - Cost of Equipment | 0 | 0 | 0 | 0 | 0 | 0 | 0 | 0 | 0 | 0 | 0 | 0 | 0 | 0 | 0 | 0 | 0 | 0 | 0 | 0 | 0 | 0 | 0 | 0 | 0 | 0 | 0 | 0 | 0 | 0
F1_Commercial_Grocery_Existing_Food Preparation_Natural Gas_Range_E6 | F1 | Commercial | Grocery | Existing | Food Preparation | Natural Gas | Range | E6 | Participant - Cost of Equipment | 0 | 0 | 0 | 0 | 0 | 0 | 0 | 0 | 0 | 0 | 0 | 0 | 0 | 0 | 0 | 0 | 0 | 0 | 0 | 0 | 0 | 0 | 0 | 0 | 0 | 0 | 0 | 0 | 0 | 0
F1_Commercial_Grocery_Existing_Food Preparation_Natural Gas_Range_E7 | F1 | Commercial | Grocery | Existing | Food Preparation | Natural Gas | Range | E7 | Participant - Cost of Equipment | 0 | 0 | 0 | 0 | 0 | 0 | 0 | 0 | 0 | 0 | 0 | 0 | 0 | 0 | 0 | 0 | 0 | 0 | 0 | 0 | 0 | 0 | 0 | 0 | 0 | 0 | 0 | 0 | 0 | 0
F1_Commercial_Grocery_Existing_Food Preparation_Natural Gas_Range_E8 | F1 | Commercial | Grocery | Existing | Food Preparation | Natural Gas | Range | E8 | Participant - Cost of Equipment | 0 | 0 | 0 | 0 | 0 | 0 | 0 | 0 | 0 | 0 | 0 | 0 | 0 | 0 | 0 | 0 | 0 | 0 | 0 | 0 | 0 | 0 | 0 | 0 | 0 | 0 | 0 | 0 | 0 | 0
F1_Commercial_Grocery_Existing_Food Preparation_Natural Gas_Range_E9 | F1 | Commercial | Grocery | Existing | Food Preparation | Natural Gas | Range | E9 | Participant - Cost of Equipment | 0 | 0 | 0 | 0 | 0 | 0 | 0 | 0 | 0 | 0 | 0 | 0 | 0 | 0 | 0 | 0 | 0 | 0 | 0 | 0 | 0 | 0 | 0 | 0 | 0 | 0 | 0 | 0 | 0 | 0
F1_Commercial_Grocery_Existing_Food Preparation_Natural Gas_Range_E10 | F1 | Commercial | Grocery | Existing | Food Preparation | Natural Gas | Range | E10 | Participant - Cost of Equipment | 0 | 0 | 0 | 0 | 0 | 0 | 0 | 0 | 0 | 0 | 0 | 0 | 0 | 0 | 0 | 0 | 0 | 0 | 0 | 0 | 0 | 0 | 0 | 0 | 0 | 0 | 0 | 0 | 0 | 0
F2_Commercial_Grocery_Existing_Food Preparation_Natural Gas_Range_E1 | F2 | Commercial | Grocery | Existing | Food Preparation | Natural Gas | Range | E1 | Participant - Cost of Operation | 0.39654 | 0.39918 | 0.40261 | 0.40922 | 0.4184 | 0.42944 | 0.43947 | 0.44806 | 0.45621 | 0.46454 | 0.47346 | 0.48216 | 0.49038 | 0.49866 | 0.50598 | 0.51291 | 0.52041 | 0.52794 | 0.5355 | 0.54307 | 0.5505 | 0.55774 | 0 | 0 | 0 | 0 | 0 | 0 | 0 | 0
F2_Commercial_Grocery_Existing_Food Preparation_Natural Gas_Range_E2 | F2 | Commercial | Grocery | Existing | Food Preparation | Natural Gas | Range | E2 | Participant - Cost of Operation | 0.29741 | 0.29939 | 0.30196 | 0.30692 | 0.3138 | 0.32208 | 0.3296 | 0.33604 | 0.34216 | 0.34841 | 0.35509 | 0.36162 | 0.36779 | 0.374 | 0.37949 | 0.38468 | 0.39031 | 0.39595 | 0.40163 | 0.4073 | 0.41287 | 0.41831 | 0 | 0 | 0 | 0 | 0 | 0 | 0 | 0
F2_Commercial_Grocery_Existing_Food Preparation_Natural Gas_Range_E3 | F2 | Commercial | Grocery | Existing | Food Preparation | Natural Gas | Range | E3 | Participant - Cost of Operation | 0 | 0 | 0 | 0 | 0 | 0 | 0 | 0 | 0 | 0 | 0 | 0 | 0 | 0 | 0 | 0 | 0 | 0 | 0 | 0 | 0 | 0 | 0 | 0 | 0 | 0 | 0 | 0 | 0 | 0
F2_Commercial_Grocery_Existing_Food Preparation_Natural Gas_Range_E4 | F2 | Commercial | Grocery | Existing | Food Preparation | Natural Gas | Range | E4 | Participant - Cost of Operation | 0 | 0 | 0 | 0 | 0 | 0 | 0 | 0 | 0 | 0 | 0 | 0 | 0 | 0 | 0 | 0 | 0 | 0 | 0 | 0 | 0 | 0 | 0 | 0 | 0 | 0 | 0 | 0 | 0 | 0
F2_Commercial_Grocery_Existing_Food Preparation_Natural Gas_Range_E5 | F2 | Commercial | Grocery | Existing | Food Preparation | Natural Gas | Range | E5 | Participant - Cost of Operation | 0 | 0 | 0 | 0 | 0 | 0 | 0 | 0 | 0 | 0 | 0 | 0 | 0 | 0 | 0 | 0 | 0 | 0 | 0 | 0 | 0 | 0 | 0 | 0 | 0 | 0 | 0 | 0 | 0 | 0
F2_Commercial_Grocery_Existing_Food Preparation_Natural Gas_Range_E6 | F2 | Commercial | Grocery | Existing | Food Preparation | Natural Gas | Range | E6 | Participant - Cost of Operation | 0 | 0 | 0 | 0 | 0 | 0 | 0 | 0 | 0 | 0 | 0 | 0 | 0 | 0 | 0 | 0 | 0 | 0 | 0 | 0 | 0 | 0 | 0 | 0 | 0 | 0 | 0 | 0 | 0 | 0
F2_Commercial_Grocery_Existing_Food Preparation_Natural Gas_Range_E7 | F2 | Commercial | Grocery | Existing | Food Preparation | Natural Gas | Range | E7 | Participant - Cost of Operation | 0 | 0 | 0 | 0 | 0 | 0 | 0 | 0 | 0 | 0 | 0 | 0 | 0 | 0 | 0 | 0 | 0 | 0 | 0 | 0 | 0 | 0 | 0 | 0 | 0 | 0 | 0 | 0 | 0 | 0
F2_Commercial_Grocery_Existing_Food Preparation_Natural Gas_Range_E8 | F2 | Commercial | Grocery | Existing | Food Preparation | Natural Gas | Range | E8 | Participant - Cost of Operation | 0 | 0 | 0 | 0 | 0 | 0 | 0 | 0 | 0 | 0 | 0 | 0 | 0 | 0 | 0 | 0 | 0 | 0 | 0 | 0 | 0 | 0 | 0 | 0 | 0 | 0 | 0 | 0 | 0 | 0
F2_Commercial_Grocery_Existing_Food Preparation_Natural Gas_Range_E9 | F2 | Commercial | Grocery | Existing | Food Preparation | Natural Gas | Range | E9 | Participant - Cost of Operation | 0 | 0 | 0 | 0 | 0 | 0 | 0 | 0 | 0 | 0 | 0 | 0 | 0 | 0 | 0 | 0 | 0 | 0 | 0 | 0 | 0 | 0 | 0 | 0 | 0 | 0 | 0 | 0 | 0 | 0
F2_Commercial_Grocery_Existing_Food Preparation_Natural Gas_Range_E10 | F2 | Commercial | Grocery | Existing | Food Preparation | Natural Gas | Range | E10 | Participant - Cost of Operation | 0 | 0 | 0 | 0 | 0 | 0 | 0 | 0 | 0 | 0 | 0 | 0 | 0 | 0 | 0 | 0 | 0 | 0 | 0 | 0 | 0 | 0 | 0 | 0 | 0 | 0 | 0 | 0 | 0 | 0
F3_Commercial_Grocery_Existing_Food Preparation_Natural Gas_Range_E1 | F3 | Commercial | Grocery | Existing | Food Preparation | Natural Gas | Range | E1 | System - kBTUs of Conusmption | 37.572 | 37.673 | 37.7953 | 38.1124 | 38.3888 | 38.623 | 38.8008 | 38.976 | 39.1368 | 39.2833 | 39.4054 | 39.4797 | 39.4954 | 39.4527 | 39.3356 | 39.1746 | 39.0016 | 38.8168 | 38.6055 | 38.4021 | 38.1909 | 37.9739 | 0 | 0 | 0 | 0 | 0 | 0 | 0 | 0
F3_Commercial_Grocery_Existing_Food Preparation_Natural Gas_Range_E2 | F3 | Commercial | Grocery | Existing | Food Preparation | Natural Gas | Range | E2 | System - kBTUs of Conusmption | 28.179 | 28.2548 | 28.3464 | 28.5843 | 28.7916 | 28.9672 | 29.1006 | 29.232 | 29.3526 | 29.4625 | 29.554 | 29.6097 | 29.6215 | 29.5896 | 29.5017 | 29.381 | 29.2512 | 29.1126 | 28.9542 | 28.8016 | 28.6432 | 28.4804 | 0 | 0 | 0 | 0 | 0 | 0 | 0 | 0
F3_Commercial_Grocery_Existing_Food Preparation_Natural Gas_Range_E3 | F3 | Commercial | Grocery | Existing | Food Preparation | Natural Gas | Range | E3 | System - kBTUs of Conusmption | 0 | 0 | 0 | 0 | 0 | 0 | 0 | 0 | 0 | 0 | 0 | 0 | 0 | 0 | 0 | 0 | 0 | 0 | 0 | 0 | 0 | 0 | 0 | 0 | 0 | 0 | 0 | 0 | 0 | 0
F3_Commercial_Grocery_Existing_Food Preparation_Natural Gas_Range_E4 | F3 | Commercial | Grocery | Existing | Food Preparation | Natural Gas | Range | E4 | System - kBTUs of Conusmption | 0 | 0 | 0 | 0 | 0 | 0 | 0 | 0 | 0 | 0 | 0 | 0 | 0 | 0 | 0 | 0 | 0 | 0 | 0 | 0 | 0 | 0 | 0 | 0 | 0 | 0 | 0 | 0 | 0 | 0
F3_Commercial_Grocery_Existing_Food Preparation_Natural Gas_Range_E5 | F3 | Commercial | Grocery | Existing | Food Preparation | Natural Gas | Range | E5 | System - kBTUs of Conusmption | 0 | 0 | 0 | 0 | 0 | 0 | 0 | 0 | 0 | 0 | 0 | 0 | 0 | 0 | 0 | 0 | 0 | 0 | 0 | 0 | 0 | 0 | 0 | 0 | 0 | 0 | 0 | 0 | 0 | 0
F3_Commercial_Grocery_Existing_Food Preparation_Natural Gas_Range_E6 | F3 | Commercial | Grocery | Existing | Food Preparation | Natural Gas | Range | E6 | System - kBTUs of Conusmption | 0 | 0 | 0 | 0 | 0 | 0 | 0 | 0 | 0 | 0 | 0 | 0 | 0 | 0 | 0 | 0 | 0 | 0 | 0 | 0 | 0 | 0 | 0 | 0 | 0 | 0 | 0 | 0 | 0 | 0
F3_Commercial_Grocery_Existing_Food Preparation_Natural Gas_Range_E7 | F3 | Commercial | Grocery | Existing | Food Preparation | Natural Gas | Range | E7 | System - kBTUs of Conusmption | 0 | 0 | 0 | 0 | 0 | 0 | 0 | 0 | 0 | 0 | 0 | 0 | 0 | 0 | 0 | 0 | 0 | 0 | 0 | 0 | 0 | 0 | 0 | 0 | 0 | 0 | 0 | 0 | 0 | 0
F3_Commercial_Grocery_Existing_Food Preparation_Natural Gas_Range_E8 | F3 | Commercial | Grocery | Existing | Food Preparation | Natural Gas | Range | E8 | System - kBTUs of Conusmption | 0 | 0 | 0 | 0 | 0 | 0 | 0 | 0 | 0 | 0 | 0 | 0 | 0 | 0 | 0 | 0 | 0 | 0 | 0 | 0 | 0 | 0 | 0 | 0 | 0 | 0 | 0 | 0 | 0 | 0
F3_Commercial_Grocery_Existing_Food Preparation_Natural Gas_Range_E9 | F3 | Commercial | Grocery | Existing | Food Preparation | Natural Gas | Range | E9 | System - kBTUs of Conusmption | 0 | 0 | 0 | 0 | 0 | 0 | 0 | 0 | 0 | 0 | 0 | 0 | 0 | 0 | 0 | 0 | 0 | 0 | 0 | 0 | 0 | 0 | 0 | 0 | 0 | 0 | 0 | 0 | 0 | 0
F3_Commercial_Grocery_Existing_Food Preparation_Natural Gas_Range_E10 | F3 | Commercial | Grocery | Existing | Food Preparation | Natural Gas | Range | E10 | System - kBTUs of Conusmption | 0 | 0 | 0 | 0 | 0 | 0 | 0 | 0 | 0 | 0 | 0 | 0 | 0 | 0 | 0 | 0 | 0 | 0 | 0 | 0 | 0 | 0 | 0 | 0 | 0 | 0 | 0 | 0 | 0 | 0
F4_Commercial_Grocery_Existing_Food Preparation_Natural Gas_Range_E1 | F4 | Commercial | Grocery | Existing | Food Preparation | Natural Gas | Range | E1 | Utility - Cost of Equipment | 0.28803 | 0.28803 | 0.28803 | 0.28803 | 0.28803 | 0.28803 | 0.28803 | 0.28803 | 0.28803 | 0.28803 | 0.28803 | 0.28803 | 0.28803 | 0.28803 | 0.28803 | 0.28803 | 0.28803 | 0.28803 | 0.28803 | 0.28803 | 0.28803 | 0.28803 | 0 | 0 | 0 | 0 | 0 | 0 | 0 | 0
F4_Commercial_Grocery_Existing_Food Preparation_Natural Gas_Range_E2 | F4 | Commercial | Grocery | Existing | Food Preparation | Natural Gas | Range | E2 | Utility - Cost of Equipment | 0.28807 | 0.28807 | 0.28807 | 0.28807 | 0.28807 | 0.28807 | 0.28807 | 0.28807 | 0.28807 | 0.28807 | 0.28807 | 0.28807 | 0.28807 | 0.28807 | 0.28807 | 0.28807 | 0.28807 | 0.28807 | 0.28807 | 0.28807 | 0.28807 | 0.28807 | 0 | 0 | 0 | 0 | 0 | 0 | 0 | 0
F4_Commercial_Grocery_Existing_Food Preparation_Natural Gas_Range_E3 | F4 | Commercial | Grocery | Existing | Food Preparation | Natural Gas | Range | E3 | Utility - Cost of Equipment | 0 | 0 | 0 | 0 | 0 | 0 | 0 | 0 | 0 | 0 | 0 | 0 | 0 | 0 | 0 | 0 | 0 | 0 | 0 | 0 | 0 | 0 | 0 | 0 | 0 | 0 | 0 | 0 | 0 | 0
F4_Commercial_Grocery_Existing_Food Preparation_Natural Gas_Range_E4 | F4 | Commercial | Grocery | Existing | Food Preparation | Natural Gas | Range | E4 | Utility - Cost of Equipment | 0 | 0 | 0 | 0 | 0 | 0 | 0 | 0 | 0 | 0 | 0 | 0 | 0 | 0 | 0 | 0 | 0 | 0 | 0 | 0 | 0 | 0 | 0 | 0 | 0 | 0 | 0 | 0 | 0 | 0
F4_Commercial_Grocery_Existing_Food Preparation_Natural Gas_Range_E5 | F4 | Commercial | Grocery | Existing | Food Preparation | Natural Gas | Range | E5 | Utility - Cost of Equipment | 0 | 0 | 0 | 0 | 0 | 0 | 0 | 0 | 0 | 0 | 0 | 0 | 0 | 0 | 0 | 0 | 0 | 0 | 0 | 0 | 0 | 0 | 0 | 0 | 0 | 0 | 0 | 0 | 0 | 0
F4_Commercial_Grocery_Existing_Food Preparation_Natural Gas_Range_E6 | F4 | Commercial | Grocery | Existing | Food Preparation | Natural Gas | Range | E6 | Utility - Cost of Equipment | 0 | 0 | 0 | 0 | 0 | 0 | 0 | 0 | 0 | 0 | 0 | 0 | 0 | 0 | 0 | 0 | 0 | 0 | 0 | 0 | 0 | 0 | 0 | 0 | 0 | 0 | 0 | 0 | 0 | 0
F4_Commercial_Grocery_Existing_Food Preparation_Natural Gas_Range_E7 | F4 | Commercial | Grocery | Existing | Food Preparation | Natural Gas | Range | E7 | Utility - Cost of Equipment | 0 | 0 | 0 | 0 | 0 | 0 | 0 | 0 | 0 | 0 | 0 | 0 | 0 | 0 | 0 | 0 | 0 | 0 | 0 | 0 | 0 | 0 | 0 | 0 | 0 | 0 | 0 | 0 | 0 | 0
F4_Commercial_Grocery_Existing_Food Preparation_Natural Gas_Range_E8 | F4 | Commercial | Grocery | Existing | Food Preparation | Natural Gas | Range | E8 | Utility - Cost of Equipment | 0 | 0 | 0 | 0 | 0 | 0 | 0 | 0 | 0 | 0 | 0 | 0 | 0 | 0 | 0 | 0 | 0 | 0 | 0 | 0 | 0 | 0 | 0 | 0 | 0 | 0 | 0 | 0 | 0 | 0
F4_Commercial_Grocery_Existing_Food Preparation_Natural Gas_Range_E9 | F4 | Commercial | Grocery | Existing | Food Preparation | Natural Gas | Range | E9 | Utility - Cost of Equipment | 0 | 0 | 0 | 0 | 0 | 0 | 0 | 0 | 0 | 0 | 0 | 0 | 0 | 0 | 0 | 0 | 0 | 0 | 0 | 0 | 0 | 0 | 0 | 0 | 0 | 0 | 0 | 0 | 0 | 0
F4_Commercial_Grocery_Existing_Food Preparation_Natural Gas_Range_E10 | F4 | Commercial | Grocery | Existing | Food Preparation | Natural Gas | Range | E10 | Utility - Cost of Equipment | 0 | 0 | 0 | 0 | 0 | 0 | 0 | 0 | 0 | 0 | 0 | 0 | 0 | 0 | 0 | 0 | 0 | 0 | 0 | 0 | 0 | 0 | 0 | 0 | 0 | 0 | 0 | 0 | 0 | 0
F5_Commercial_Grocery_Existing_Food Preparation_Natural Gas_Range_E1 | F5 | Commercial | Grocery | Existing | Food Preparation | Natural Gas | Range | E1 | Utility - Cost of Operation | 0.33099 | 0.33319 | 0.33605 | 0.34157 | 0.34923 | 0.35845 | 0.36682 | 0.37399 | 0.38079 | 0.38774 | 0.39519 | 0.40245 | 0.40931 | 0.41622 | 0.42233 | 0.42812 | 0.43438 | 0.44066 | 0.44697 | 0.45329 | 0.45949 | 0.46554 | 0 | 0 | 0 | 0 | 0 | 0 | 0 | 0
F5_Commercial_Grocery_Existing_Food Preparation_Natural Gas_Range_E2 | F5 | Commercial | Grocery | Existing | Food Preparation | Natural Gas | Range | E2 | Utility - Cost of Operation | 0.24824 | 0.24989 | 0.25204 | 0.25618 | 0.26192 | 0.26883 | 0.27511 | 0.28049 | 0.28559 | 0.29081 | 0.29639 | 0.30183 | 0.30698 | 0.31217 | 0.31675 | 0.32109 | 0.32578 | 0.33049 | 0.33523 | 0.33997 | 0.34462 | 0.34915 | 0 | 0 | 0 | 0 | 0 | 0 | 0 | 0
F5_Commercial_Grocery_Existing_Food Preparation_Natural Gas_Range_E3 | F5 | Commercial | Grocery | Existing | Food Preparation | Natural Gas | Range | E3 | Utility - Cost of Operation | 0 | 0 | 0 | 0 | 0 | 0 | 0 | 0 | 0 | 0 | 0 | 0 | 0 | 0 | 0 | 0 | 0 | 0 | 0 | 0 | 0 | 0 | 0 | 0 | 0 | 0 | 0 | 0 | 0 | 0
F5_Commercial_Grocery_Existing_Food Preparation_Natural Gas_Range_E4 | F5 | Commercial | Grocery | Existing | Food Preparation | Natural Gas | Range | E4 | Utility - Cost of Operation | 0 | 0 | 0 | 0 | 0 | 0 | 0 | 0 | 0 | 0 | 0 | 0 | 0 | 0 | 0 | 0 | 0 | 0 | 0 | 0 | 0 | 0 | 0 | 0 | 0 | 0 | 0 | 0 | 0 | 0
F5_Commercial_Grocery_Existing_Food Preparation_Natural Gas_Range_E5 | F5 | Commercial | Grocery | Existing | Food Preparation | Natural Gas | Range | E5 | Utility - Cost of Operation | 0 | 0 | 0 | 0 | 0 | 0 | 0 | 0 | 0 | 0 | 0 | 0 | 0 | 0 | 0 | 0 | 0 | 0 | 0 | 0 | 0 | 0 | 0 | 0 | 0 | 0 | 0 | 0 | 0 | 0
F5_Commercial_Grocery_Existing_Food Preparation_Natural Gas_Range_E6 | F5 | Commercial | Grocery | Existing | Food Preparation | Natural Gas | Range | E6 | Utility - Cost of Operation | 0 | 0 | 0 | 0 | 0 | 0 | 0 | 0 | 0 | 0 | 0 | 0 | 0 | 0 | 0 | 0 | 0 | 0 | 0 | 0 | 0 | 0 | 0 | 0 | 0 | 0 | 0 | 0 | 0 | 0
F5_Commercial_Grocery_Existing_Food Preparation_Natural Gas_Range_E7 | F5 | Commercial | Grocery | Existing | Food Preparation | Natural Gas | Range | E7 | Utility - Cost of Operation | 0 | 0 | 0 | 0 | 0 | 0 | 0 | 0 | 0 | 0 | 0 | 0 | 0 | 0 | 0 | 0 | 0 | 0 | 0 | 0 | 0 | 0 | 0 | 0 | 0 | 0 | 0 | 0 | 0 | 0
F5_Commercial_Grocery_Existing_Food Preparation_Natural Gas_Range_E8 | F5 | Commercial | Grocery | Existing | Food Preparation | Natural Gas | Range | E8 | Utility - Cost of Operation | 0 | 0 | 0 | 0 | 0 | 0 | 0 | 0 | 0 | 0 | 0 | 0 | 0 | 0 | 0 | 0 | 0 | 0 | 0 | 0 | 0 | 0 | 0 | 0 | 0 | 0 | 0 | 0 | 0 | 0
F5_Commercial_Grocery_Existing_Food Preparation_Natural Gas_Range_E9 | F5 | Commercial | Grocery | Existing | Food Preparation | Natural Gas | Range | E9 | Utility - Cost of Operation | 0 | 0 | 0 | 0 | 0 | 0 | 0 | 0 | 0 | 0 | 0 | 0 | 0 | 0 | 0 | 0 | 0 | 0 | 0 | 0 | 0 | 0 | 0 | 0 | 0 | 0 | 0 | 0 | 0 | 0
F5_Commercial_Grocery_Existing_Food Preparation_Natural Gas_Range_E10 | F5 | Commercial | Grocery | Existing | Food Preparation | Natural Gas | Range | E10 | Utility - Cost of Operation | 0 | 0 | 0 | 0 | 0 | 0 | 0 | 0 | 0 | 0 | 0 | 0 | 0 | 0 | 0 | 0 | 0 | 0 | 0 | 0 | 0 | 0 | 0 | 0 | 0 | 0 | 0 | 0 | 0 | 0
F6_Commercial_Grocery_Existing_Food Preparation_Natural Gas_Range_E1 | F6 | Commercial | Grocery | Existing | Food Preparation | Natural Gas | Range | E1 | Utility - Value of Sales | 0.39654 | 0.39918 | 0.40261 | 0.40922 | 0.4184 | 0.42944 | 0.43947 | 0.44806 | 0.45621 | 0.46454 | 0.47346 | 0.48216 | 0.49038 | 0.49866 | 0.50598 | 0.51291 | 0.52041 | 0.52794 | 0.5355 | 0.54307 | 0.5505 | 0.55774 | 0 | 0 | 0 | 0 | 0 | 0 | 0 | 0
F6_Commercial_Grocery_Existing_Food Preparation_Natural Gas_Range_E2 | F6 | Commercial | Grocery | Existing | Food Preparation | Natural Gas | Range | E2 | Utility - Value of Sales | 0.29741 | 0.29939 | 0.30196 | 0.30692 | 0.3138 | 0.32208 | 0.3296 | 0.33604 | 0.34216 | 0.34841 | 0.35509 | 0.36162 | 0.36779 | 0.374 | 0.37949 | 0.38468 | 0.39031 | 0.39595 | 0.40163 | 0.4073 | 0.41287 | 0.41831 | 0 | 0 | 0 | 0 | 0 | 0 | 0 | 0
F6_Commercial_Grocery_Existing_Food Preparation_Natural Gas_Range_E3 | F6 | Commercial | Grocery | Existing | Food Preparation | Natural Gas | Range | E3 | Utility - Value of Sales | 0 | 0 | 0 | 0 | 0 | 0 | 0 | 0 | 0 | 0 | 0 | 0 | 0 | 0 | 0 | 0 | 0 | 0 | 0 | 0 | 0 | 0 | 0 | 0 | 0 | 0 | 0 | 0 | 0 | 0
F6_Commercial_Grocery_Existing_Food Preparation_Natural Gas_Range_E4 | F6 | Commercial | Grocery | Existing | Food Preparation | Natural Gas | Range | E4 | Utility - Value of Sales | 0 | 0 | 0 | 0 | 0 | 0 | 0 | 0 | 0 | 0 | 0 | 0 | 0 | 0 | 0 | 0 | 0 | 0 | 0 | 0 | 0 | 0 | 0 | 0 | 0 | 0 | 0 | 0 | 0 | 0
F6_Commercial_Grocery_Existing_Food Preparation_Natural Gas_Range_E5 | F6 | Commercial | Grocery | Existing | Food Preparation | Natural Gas | Range | E5 | Utility - Value of Sales | 0 | 0 | 0 | 0 | 0 | 0 | 0 | 0 | 0 | 0 | 0 | 0 | 0 | 0 | 0 | 0 | 0 | 0 | 0 | 0 | 0 | 0 | 0 | 0 | 0 | 0 | 0 | 0 | 0 | 0
F6_Commercial_Grocery_Existing_Food Preparation_Natural Gas_Range_E6 | F6 | Commercial | Grocery | Existing | Food Preparation | Natural Gas | Range | E6 | Utility - Value of Sales | 0 | 0 | 0 | 0 | 0 | 0 | 0 | 0 | 0 | 0 | 0 | 0 | 0 | 0 | 0 | 0 | 0 | 0 | 0 | 0 | 0 | 0 | 0 | 0 | 0 | 0 | 0 | 0 | 0 | 0
F6_Commercial_Grocery_Existing_Food Preparation_Natural Gas_Range_E7 | F6 | Commercial | Grocery | Existing | Food Preparation | Natural Gas | Range | E7 | Utility - Value of Sales | 0 | 0 | 0 | 0 | 0 | 0 | 0 | 0 | 0 | 0 | 0 | 0 | 0 | 0 | 0 | 0 | 0 | 0 | 0 | 0 | 0 | 0 | 0 | 0 | 0 | 0 | 0 | 0 | 0 | 0
F6_Commercial_Grocery_Existing_Food Preparation_Natural Gas_Range_E8 | F6 | Commercial | Grocery | Existing | Food Preparation | Natural Gas | Range | E8 | Utility - Value of Sales | 0 | 0 | 0 | 0 | 0 | 0 | 0 | 0 | 0 | 0 | 0 | 0 | 0 | 0 | 0 | 0 | 0 | 0 | 0 | 0 | 0 | 0 | 0 | 0 | 0 | 0 | 0 | 0 | 0 | 0
F6_Commercial_Grocery_Existing_Food Preparation_Natural Gas_Range_E9 | F6 | Commercial | Grocery | Existing | Food Preparation | Natural Gas | Range | E9 | Utility - Value of Sales | 0 | 0 | 0 | 0 | 0 | 0 | 0 | 0 | 0 | 0 | 0 | 0 | 0 | 0 | 0 | 0 | 0 | 0 | 0 | 0 | 0 | 0 | 0 | 0 | 0 | 0 | 0 | 0 | 0 | 0
F6_Commercial_Grocery_Existing_Food Preparation_Natural Gas_Range_E10 | F6 | Commercial | Grocery | Existing | Food Preparation | Natural Gas | Range | E10 | Utility - Value of Sales | 0 | 0 | 0 | 0 | 0 | 0 | 0 | 0 | 0 | 0 | 0 | 0 | 0 | 0 | 0 | 0 | 0 | 0 | 0 | 0 | 0 | 0 | 0 | 0 | 0 | 0 | 0 | 0 | 0 | 0
F1_Commercial_Grocery_Existing_Food Preparation_Natural Gas_Steamer_E1 | F1 | Commercial | Grocery | Existing | Food Preparation | Natural Gas | Steamer | E1 | Participant - Cost of Equipment | 0.87061 | 0.87061 | 0.87061 | 0.87061 | 0.87061 | 0.87061 | 0.87061 | 0.87061 | 0.87061 | 0.87061 | 0.87061 | 0.87061 | 0.87061 | 0.87061 | 0.87061 | 0.87061 | 0.87061 | 0.87061 | 0.87061 | 0.87061 | 0.87061 | 0.87061 | 0 | 0 | 0 | 0 | 0 | 0 | 0 | 0
F1_Commercial_Grocery_Existing_Food Preparation_Natural Gas_Steamer_E2 | F1 | Commercial | Grocery | Existing | Food Preparation | Natural Gas | Steamer | E2 | Participant - Cost of Equipment | 0.93519 | 0.93519 | 0.93519 | 0.93519 | 0.93519 | 0.93519 | 0.93519 | 0.93519 | 0.93519 | 0.93519 | 0.93519 | 0.93519 | 0.93519 | 0.93519 | 0.93519 | 0.93519 | 0.93519 | 0.93519 | 0.93519 | 0.93519 | 0.93519 | 0.93519 | 0 | 0 | 0 | 0 | 0 | 0 | 0 | 0
F1_Commercial_Grocery_Existing_Food Preparation_Natural Gas_Steamer_E3 | F1 | Commercial | Grocery | Existing | Food Preparation | Natural Gas | Steamer | E3 | Participant - Cost of Equipment | 0 | 0 | 0 | 0 | 0 | 0 | 0 | 0 | 0 | 0 | 0 | 0 | 0 | 0 | 0 | 0 | 0 | 0 | 0 | 0 | 0 | 0 | 0 | 0 | 0 | 0 | 0 | 0 | 0 | 0
F1_Commercial_Grocery_Existing_Food Preparation_Natural Gas_Steamer_E4 | F1 | Commercial | Grocery | Existing | Food Preparation | Natural Gas | Steamer | E4 | Participant - Cost of Equipment | 0 | 0 | 0 | 0 | 0 | 0 | 0 | 0 | 0 | 0 | 0 | 0 | 0 | 0 | 0 | 0 | 0 | 0 | 0 | 0 | 0 | 0 | 0 | 0 | 0 | 0 | 0 | 0 | 0 | 0
F1_Commercial_Grocery_Existing_Food Preparation_Natural Gas_Steamer_E5 | F1 | Commercial | Grocery | Existing | Food Preparation | Natural Gas | Steamer | E5 | Participant - Cost of Equipment | 0 | 0 | 0 | 0 | 0 | 0 | 0 | 0 | 0 | 0 | 0 | 0 | 0 | 0 | 0 | 0 | 0 | 0 | 0 | 0 | 0 | 0 | 0 | 0 | 0 | 0 | 0 | 0 | 0 | 0
F1_Commercial_Grocery_Existing_Food Preparation_Natural Gas_Steamer_E6 | F1 | Commercial | Grocery | Existing | Food Preparation | Natural Gas | Steamer | E6 | Participant - Cost of Equipment | 0 | 0 | 0 | 0 | 0 | 0 | 0 | 0 | 0 | 0 | 0 | 0 | 0 | 0 | 0 | 0 | 0 | 0 | 0 | 0 | 0 | 0 | 0 | 0 | 0 | 0 | 0 | 0 | 0 | 0
F1_Commercial_Grocery_Existing_Food Preparation_Natural Gas_Steamer_E7 | F1 | Commercial | Grocery | Existing | Food Preparation | Natural Gas | Steamer | E7 | Participant - Cost of Equipment | 0 | 0 | 0 | 0 | 0 | 0 | 0 | 0 | 0 | 0 | 0 | 0 | 0 | 0 | 0 | 0 | 0 | 0 | 0 | 0 | 0 | 0 | 0 | 0 | 0 | 0 | 0 | 0 | 0 | 0
F1_Commercial_Grocery_Existing_Food Preparation_Natural Gas_Steamer_E8 | F1 | Commercial | Grocery | Existing | Food Preparation | Natural Gas | Steamer | E8 | Participant - Cost of Equipment | 0 | 0 | 0 | 0 | 0 | 0 | 0 | 0 | 0 | 0 | 0 | 0 | 0 | 0 | 0 | 0 | 0 | 0 | 0 | 0 | 0 | 0 | 0 | 0 | 0 | 0 | 0 | 0 | 0 | 0
F1_Commercial_Grocery_Existing_Food Preparation_Natural Gas_Steamer_E9 | F1 | Commercial | Grocery | Existing | Food Preparation | Natural Gas | Steamer | E9 | Participant - Cost of Equipment | 0 | 0 | 0 | 0 | 0 | 0 | 0 | 0 | 0 | 0 | 0 | 0 | 0 | 0 | 0 | 0 | 0 | 0 | 0 | 0 | 0 | 0 | 0 | 0 | 0 | 0 | 0 | 0 | 0 | 0
F1_Commercial_Grocery_Existing_Food Preparation_Natural Gas_Steamer_E10 | F1 | Commercial | Grocery | Existing | Food Preparation | Natural Gas | Steamer | E10 | Participant - Cost of Equipment | 0 | 0 | 0 | 0 | 0 | 0 | 0 | 0 | 0 | 0 | 0 | 0 | 0 | 0 | 0 | 0 | 0 | 0 | 0 | 0 | 0 | 0 | 0 | 0 | 0 | 0 | 0 | 0 | 0 | 0
F2_Commercial_Grocery_Existing_Food Preparation_Natural Gas_Steamer_E1 | F2 | Commercial | Grocery | Existing | Food Preparation | Natural Gas | Steamer | E1 | Participant - Cost of Operation | 0.94679 | 0.95482 | 0.96443 | 0.98051 | 1.0019 | 1.0273 | 1.0508 | 1.071 | 1.09 | 1.1086 | 1.1278 | 1.147 | 1.1656 | 1.1848 | 1.2026 | 1.2201 | 1.239 | 1.2579 | 1.277 | 1.2962 | 1.3151 | 1.3338 | 0 | 0 | 0 | 0 | 0 | 0 | 0 | 0
F2_Commercial_Grocery_Existing_Food Preparation_Natural Gas_Steamer_E2 | F2 | Commercial | Grocery | Existing | Food Preparation | Natural Gas | Steamer | E2 | Participant - Cost of Operation | 0.19749 | 0.19917 | 0.20117 | 0.20453 | 0.20899 | 0.21429 | 0.21919 | 0.22341 | 0.22735 | 0.23125 | 0.23525 | 0.23925 | 0.24313 | 0.24713 | 0.25084 | 0.25451 | 0.25843 | 0.26238 | 0.26637 | 0.27037 | 0.27432 | 0.27822 | 0 | 0 | 0 | 0 | 0 | 0 | 0 | 0
F2_Commercial_Grocery_Existing_Food Preparation_Natural Gas_Steamer_E3 | F2 | Commercial | Grocery | Existing | Food Preparation | Natural Gas | Steamer | E3 | Participant - Cost of Operation | 0 | 0 | 0 | 0 | 0 | 0 | 0 | 0 | 0 | 0 | 0 | 0 | 0 | 0 | 0 | 0 | 0 | 0 | 0 | 0 | 0 | 0 | 0 | 0 | 0 | 0 | 0 | 0 | 0 | 0
F2_Commercial_Grocery_Existing_Food Preparation_Natural Gas_Steamer_E4 | F2 | Commercial | Grocery | Existing | Food Preparation | Natural Gas | Steamer | E4 | Participant - Cost of Operation | 0 | 0 | 0 | 0 | 0 | 0 | 0 | 0 | 0 | 0 | 0 | 0 | 0 | 0 | 0 | 0 | 0 | 0 | 0 | 0 | 0 | 0 | 0 | 0 | 0 | 0 | 0 | 0 | 0 | 0
F2_Commercial_Grocery_Existing_Food Preparation_Natural Gas_Steamer_E5 | F2 | Commercial | Grocery | Existing | Food Preparation | Natural Gas | Steamer | E5 | Participant - Cost of Operation | 0 | 0 | 0 | 0 | 0 | 0 | 0 | 0 | 0 | 0 | 0 | 0 | 0 | 0 | 0 | 0 | 0 | 0 | 0 | 0 | 0 | 0 | 0 | 0 | 0 | 0 | 0 | 0 | 0 | 0
F2_Commercial_Grocery_Existing_Food Preparation_Natural Gas_Steamer_E6 | F2 | Commercial | Grocery | Existing | Food Preparation | Natural Gas | Steamer | E6 | Participant - Cost of Operation | 0 | 0 | 0 | 0 | 0 | 0 | 0 | 0 | 0 | 0 | 0 | 0 | 0 | 0 | 0 | 0 | 0 | 0 | 0 | 0 | 0 | 0 | 0 | 0 | 0 | 0 | 0 | 0 | 0 | 0
F2_Commercial_Grocery_Existing_Food Preparation_Natural Gas_Steamer_E7 | F2 | Commercial | Grocery | Existing | Food Preparation | Natural Gas | Steamer | E7 | Participant - Cost of Operation | 0 | 0 | 0 | 0 | 0 | 0 | 0 | 0 | 0 | 0 | 0 | 0 | 0 | 0 | 0 | 0 | 0 | 0 | 0 | 0 | 0 | 0 | 0 | 0 | 0 | 0 | 0 | 0 | 0 | 0
F2_Commercial_Grocery_Existing_Food Preparation_Natural Gas_Steamer_E8 | F2 | Commercial | Grocery | Existing | Food Preparation | Natural Gas | Steamer | E8 | Participant - Cost of Operation | 0 | 0 | 0 | 0 | 0 | 0 | 0 | 0 | 0 | 0 | 0 | 0 | 0 | 0 | 0 | 0 | 0 | 0 | 0 | 0 | 0 | 0 | 0 | 0 | 0 | 0 | 0 | 0 | 0 | 0
F2_Commercial_Grocery_Existing_Food Preparation_Natural Gas_Steamer_E9 | F2 | Commercial | Grocery | Existing | Food Preparation | Natural Gas | Steamer | E9 | Participant - Cost of Operation | 0 | 0 | 0 | 0 | 0 | 0 | 0 | 0 | 0 | 0 | 0 | 0 | 0 | 0 | 0 | 0 | 0 | 0 | 0 | 0 | 0 | 0 | 0 | 0 | 0 | 0 | 0 | 0 | 0 | 0
F2_Commercial_Grocery_Existing_Food Preparation_Natural Gas_Steamer_E10 | F2 | Commercial | Grocery | Existing | Food Preparation | Natural Gas | Steamer | E10 | Participant - Cost of Operation | 0 | 0 | 0 | 0 | 0 | 0 | 0 | 0 | 0 | 0 | 0 | 0 | 0 | 0 | 0 | 0 | 0 | 0 | 0 | 0 | 0 | 0 | 0 | 0 | 0 | 0 | 0 | 0 | 0 | 0
F3_Commercial_Grocery_Existing_Food Preparation_Natural Gas_Steamer_E1 | F3 | Commercial | Grocery | Existing | Food Preparation | Natural Gas | Steamer | E1 | System - kBTUs of Conusmption | 89.1004 | 89.3598 | 89.6524 | 90.3255 | 90.9139 | 91.4149 | 91.798 | 92.1247 | 92.3682 | 92.5287 | 92.5795 | 92.5734 | 92.4877 | 92.3243 | 92.0524 | 91.7364 | 91.3968 | 91.0338 | 90.619 | 90.2196 | 89.805 | 89.3788 | 0 | 0 | 0 | 0 | 0 | 0 | 0 | 0
F3_Commercial_Grocery_Existing_Food Preparation_Natural Gas_Steamer_E2 | F3 | Commercial | Grocery | Existing | Food Preparation | Natural Gas | Steamer | E2 | System - kBTUs of Conusmption | 18.5856 | 18.6397 | 18.7007 | 18.8411 | 18.9638 | 19.0683 | 19.1482 | 19.2164 | 19.2672 | 19.3007 | 19.3113 | 19.31 | 19.2921 | 19.258 | 19.2013 | 19.1354 | 19.0646 | 18.9888 | 18.9023 | 18.819 | 18.7325 | 18.6436 | 0 | 0 | 0 | 0 | 0 | 0 | 0 | 0
F3_Commercial_Grocery_Existing_Food Preparation_Natural Gas_Steamer_E3 | F3 | Commercial | Grocery | Existing | Food Preparation | Natural Gas | Steamer | E3 | System - kBTUs of Conusmption | 0 | 0 | 0 | 0 | 0 | 0 | 0 | 0 | 0 | 0 | 0 | 0 | 0 | 0 | 0 | 0 | 0 | 0 | 0 | 0 | 0 | 0 | 0 | 0 | 0 | 0 | 0 | 0 | 0 | 0
F3_Commercial_Grocery_Existing_Food Preparation_Natural Gas_Steamer_E4 | F3 | Commercial | Grocery | Existing | Food Preparation | Natural Gas | Steamer | E4 | System - kBTUs of Conusmption | 0 | 0 | 0 | 0 | 0 | 0 | 0 | 0 | 0 | 0 | 0 | 0 | 0 | 0 | 0 | 0 | 0 | 0 | 0 | 0 | 0 | 0 | 0 | 0 | 0 | 0 | 0 | 0 | 0 | 0
F3_Commercial_Grocery_Existing_Food Preparation_Natural Gas_Steamer_E5 | F3 | Commercial | Grocery | Existing | Food Preparation | Natural Gas | Steamer | E5 | System - kBTUs of Conusmption | 0 | 0 | 0 | 0 | 0 | 0 | 0 | 0 | 0 | 0 | 0 | 0 | 0 | 0 | 0 | 0 | 0 | 0 | 0 | 0 | 0 | 0 | 0 | 0 | 0 | 0 | 0 | 0 | 0 | 0
F3_Commercial_Grocery_Existing_Food Preparation_Natural Gas_Steamer_E6 | F3 | Commercial | Grocery | Existing | Food Preparation | Natural Gas | Steamer | E6 | System - kBTUs of Conusmption | 0 | 0 | 0 | 0 | 0 | 0 | 0 | 0 | 0 | 0 | 0 | 0 | 0 | 0 | 0 | 0 | 0 | 0 | 0 | 0 | 0 | 0 | 0 | 0 | 0 | 0 | 0 | 0 | 0 | 0
F3_Commercial_Grocery_Existing_Food Preparation_Natural Gas_Steamer_E7 | F3 | Commercial | Grocery | Existing | Food Preparation | Natural Gas | Steamer | E7 | System - kBTUs of Conusmption | 0 | 0 | 0 | 0 | 0 | 0 | 0 | 0 | 0 | 0 | 0 | 0 | 0 | 0 | 0 | 0 | 0 | 0 | 0 | 0 | 0 | 0 | 0 | 0 | 0 | 0 | 0 | 0 | 0 | 0
F3_Commercial_Grocery_Existing_Food Preparation_Natural Gas_Steamer_E8 | F3 | Commercial | Grocery | Existing | Food Preparation | Natural Gas | Steamer | E8 | System - kBTUs of Conusmption | 0 | 0 | 0 | 0 | 0 | 0 | 0 | 0 | 0 | 0 | 0 | 0 | 0 | 0 | 0 | 0 | 0 | 0 | 0 | 0 | 0 | 0 | 0 | 0 | 0 | 0 | 0 | 0 | 0 | 0
F3_Commercial_Grocery_Existing_Food Preparation_Natural Gas_Steamer_E9 | F3 | Commercial | Grocery | Existing | Food Preparation | Natural Gas | Steamer | E9 | System - kBTUs of Conusmption | 0 | 0 | 0 | 0 | 0 | 0 | 0 | 0 | 0 | 0 | 0 | 0 | 0 | 0 | 0 | 0 | 0 | 0 | 0 | 0 | 0 | 0 | 0 | 0 | 0 | 0 | 0 | 0 | 0 | 0
F3_Commercial_Grocery_Existing_Food Preparation_Natural Gas_Steamer_E10 | F3 | Commercial | Grocery | Existing | Food Preparation | Natural Gas | Steamer | E10 | System - kBTUs of Conusmption | 0 | 0 | 0 | 0 | 0 | 0 | 0 | 0 | 0 | 0 | 0 | 0 | 0 | 0 | 0 | 0 | 0 | 0 | 0 | 0 | 0 | 0 | 0 | 0 | 0 | 0 | 0 | 0 | 0 | 0
F4_Commercial_Grocery_Existing_Food Preparation_Natural Gas_Steamer_E1 | F4 | Commercial | Grocery | Existing | Food Preparation | Natural Gas | Steamer | E1 | Utility - Cost of Equipment | 0.87061 | 0.87061 | 0.87061 | 0.87061 | 0.87061 | 0.87061 | 0.87061 | 0.87061 | 0.87061 | 0.87061 | 0.87061 | 0.87061 | 0.87061 | 0.87061 | 0.87061 | 0.87061 | 0.87061 | 0.87061 | 0.87061 | 0.87061 | 0.87061 | 0.87061 | 0 | 0 | 0 | 0 | 0 | 0 | 0 | 0
F4_Commercial_Grocery_Existing_Food Preparation_Natural Gas_Steamer_E2 | F4 | Commercial | Grocery | Existing | Food Preparation | Natural Gas | Steamer | E2 | Utility - Cost of Equipment | 0.93519 | 0.93519 | 0.93519 | 0.93519 | 0.93519 | 0.93519 | 0.93519 | 0.93519 | 0.93519 | 0.93519 | 0.93519 | 0.93519 | 0.93519 | 0.93519 | 0.93519 | 0.93519 | 0.93519 | 0.93519 | 0.93519 | 0.93519 | 0.93519 | 0.93519 | 0 | 0 | 0 | 0 | 0 | 0 | 0 | 0
F4_Commercial_Grocery_Existing_Food Preparation_Natural Gas_Steamer_E3 | F4 | Commercial | Grocery | Existing | Food Preparation | Natural Gas | Steamer | E3 | Utility - Cost of Equipment | 0 | 0 | 0 | 0 | 0 | 0 | 0 | 0 | 0 | 0 | 0 | 0 | 0 | 0 | 0 | 0 | 0 | 0 | 0 | 0 | 0 | 0 | 0 | 0 | 0 | 0 | 0 | 0 | 0 | 0
F4_Commercial_Grocery_Existing_Food Preparation_Natural Gas_Steamer_E4 | F4 | Commercial | Grocery | Existing | Food Preparation | Natural Gas | Steamer | E4 | Utility - Cost of Equipment | 0 | 0 | 0 | 0 | 0 | 0 | 0 | 0 | 0 | 0 | 0 | 0 | 0 | 0 | 0 | 0 | 0 | 0 | 0 | 0 | 0 | 0 | 0 | 0 | 0 | 0 | 0 | 0 | 0 | 0
F4_Commercial_Grocery_Existing_Food Preparation_Natural Gas_Steamer_E5 | F4 | Commercial | Grocery | Existing | Food Preparation | Natural Gas | Steamer | E5 | Utility - Cost of Equipment | 0 | 0 | 0 | 0 | 0 | 0 | 0 | 0 | 0 | 0 | 0 | 0 | 0 | 0 | 0 | 0 | 0 | 0 | 0 | 0 | 0 | 0 | 0 | 0 | 0 | 0 | 0 | 0 | 0 | 0
F4_Commercial_Grocery_Existing_Food Preparation_Natural Gas_Steamer_E6 | F4 | Commercial | Grocery | Existing | Food Preparation | Natural Gas | Steamer | E6 | Utility - Cost of Equipment | 0 | 0 | 0 | 0 | 0 | 0 | 0 | 0 | 0 | 0 | 0 | 0 | 0 | 0 | 0 | 0 | 0 | 0 | 0 | 0 | 0 | 0 | 0 | 0 | 0 | 0 | 0 | 0 | 0 | 0
F4_Commercial_Grocery_Existing_Food Preparation_Natural Gas_Steamer_E7 | F4 | Commercial | Grocery | Existing | Food Preparation | Natural Gas | Steamer | E7 | Utility - Cost of Equipment | 0 | 0 | 0 | 0 | 0 | 0 | 0 | 0 | 0 | 0 | 0 | 0 | 0 | 0 | 0 | 0 | 0 | 0 | 0 | 0 | 0 | 0 | 0 | 0 | 0 | 0 | 0 | 0 | 0 | 0
F4_Commercial_Grocery_Existing_Food Preparation_Natural Gas_Steamer_E8 | F4 | Commercial | Grocery | Existing | Food Preparation | Natural Gas | Steamer | E8 | Utility - Cost of Equipment | 0 | 0 | 0 | 0 | 0 | 0 | 0 | 0 | 0 | 0 | 0 | 0 | 0 | 0 | 0 | 0 | 0 | 0 | 0 | 0 | 0 | 0 | 0 | 0 | 0 | 0 | 0 | 0 | 0 | 0
F4_Commercial_Grocery_Existing_Food Preparation_Natural Gas_Steamer_E9 | F4 | Commercial | Grocery | Existing | Food Preparation | Natural Gas | Steamer | E9 | Utility - Cost of Equipment | 0 | 0 | 0 | 0 | 0 | 0 | 0 | 0 | 0 | 0 | 0 | 0 | 0 | 0 | 0 | 0 | 0 | 0 | 0 | 0 | 0 | 0 | 0 | 0 | 0 | 0 | 0 | 0 | 0 | 0
F4_Commercial_Grocery_Existing_Food Preparation_Natural Gas_Steamer_E10 | F4 | Commercial | Grocery | Existing | Food Preparation | Natural Gas | Steamer | E10 | Utility - Cost of Equipment | 0 | 0 | 0 | 0 | 0 | 0 | 0 | 0 | 0 | 0 | 0 | 0 | 0 | 0 | 0 | 0 | 0 | 0 | 0 | 0 | 0 | 0 | 0 | 0 | 0 | 0 | 0 | 0 | 0 | 0
F5_Commercial_Grocery_Existing_Food Preparation_Natural Gas_Steamer_E1 | F5 | Commercial | Grocery | Existing | Food Preparation | Natural Gas | Steamer | E1 | Utility - Cost of Operation | 0.79026 | 0.79697 | 0.80499 | 0.81841 | 0.83629 | 0.85749 | 0.87708 | 0.89397 | 0.90976 | 0.92534 | 0.94137 | 0.95735 | 0.97287 | 0.98889 | 1.0037 | 1.0184 | 1.0341 | 1.0499 | 1.0659 | 1.0819 | 1.0977 | 1.1133 | 0 | 0 | 0 | 0 | 0 | 0 | 0 | 0
F5_Commercial_Grocery_Existing_Food Preparation_Natural Gas_Steamer_E2 | F5 | Commercial | Grocery | Existing | Food Preparation | Natural Gas | Steamer | E2 | Utility - Cost of Operation | 0.16484 | 0.16624 | 0.16791 | 0.17071 | 0.17444 | 0.17887 | 0.18295 | 0.18647 | 0.18977 | 0.19302 | 0.19636 | 0.19969 | 0.20293 | 0.20627 | 0.20937 | 0.21243 | 0.21571 | 0.21901 | 0.22233 | 0.22567 | 0.22897 | 0.23222 | 0 | 0 | 0 | 0 | 0 | 0 | 0 | 0
F5_Commercial_Grocery_Existing_Food Preparation_Natural Gas_Steamer_E3 | F5 | Commercial | Grocery | Existing | Food Preparation | Natural Gas | Steamer | E3 | Utility - Cost of Operation | 0 | 0 | 0 | 0 | 0 | 0 | 0 | 0 | 0 | 0 | 0 | 0 | 0 | 0 | 0 | 0 | 0 | 0 | 0 | 0 | 0 | 0 | 0 | 0 | 0 | 0 | 0 | 0 | 0 | 0
F5_Commercial_Grocery_Existing_Food Preparation_Natural Gas_Steamer_E4 | F5 | Commercial | Grocery | Existing | Food Preparation | Natural Gas | Steamer | E4 | Utility - Cost of Operation | 0 | 0 | 0 | 0 | 0 | 0 | 0 | 0 | 0 | 0 | 0 | 0 | 0 | 0 | 0 | 0 | 0 | 0 | 0 | 0 | 0 | 0 | 0 | 0 | 0 | 0 | 0 | 0 | 0 | 0
F5_Commercial_Grocery_Existing_Food Preparation_Natural Gas_Steamer_E5 | F5 | Commercial | Grocery | Existing | Food Preparation | Natural Gas | Steamer | E5 | Utility - Cost of Operation | 0 | 0 | 0 | 0 | 0 | 0 | 0 | 0 | 0 | 0 | 0 | 0 | 0 | 0 | 0 | 0 | 0 | 0 | 0 | 0 | 0 | 0 | 0 | 0 | 0 | 0 | 0 | 0 | 0 | 0
F5_Commercial_Grocery_Existing_Food Preparation_Natural Gas_Steamer_E6 | F5 | Commercial | Grocery | Existing | Food Preparation | Natural Gas | Steamer | E6 | Utility - Cost of Operation | 0 | 0 | 0 | 0 | 0 | 0 | 0 | 0 | 0 | 0 | 0 | 0 | 0 | 0 | 0 | 0 | 0 | 0 | 0 | 0 | 0 | 0 | 0 | 0 | 0 | 0 | 0 | 0 | 0 | 0
F5_Commercial_Grocery_Existing_Food Preparation_Natural Gas_Steamer_E7 | F5 | Commercial | Grocery | Existing | Food Preparation | Natural Gas | Steamer | E7 | Utility - Cost of Operation | 0 | 0 | 0 | 0 | 0 | 0 | 0 | 0 | 0 | 0 | 0 | 0 | 0 | 0 | 0 | 0 | 0 | 0 | 0 | 0 | 0 | 0 | 0 | 0 | 0 | 0 | 0 | 0 | 0 | 0
F5_Commercial_Grocery_Existing_Food Preparation_Natural Gas_Steamer_E8 | F5 | Commercial | Grocery | Existing | Food Preparation | Natural Gas | Steamer | E8 | Utility - Cost of Operation | 0 | 0 | 0 | 0 | 0 | 0 | 0 | 0 | 0 | 0 | 0 | 0 | 0 | 0 | 0 | 0 | 0 | 0 | 0 | 0 | 0 | 0 | 0 | 0 | 0 | 0 | 0 | 0 | 0 | 0
F5_Commercial_Grocery_Existing_Food Preparation_Natural Gas_Steamer_E9 | F5 | Commercial | Grocery | Existing | Food Preparation | Natural Gas | Steamer | E9 | Utility - Cost of Operation | 0 | 0 | 0 | 0 | 0 | 0 | 0 | 0 | 0 | 0 | 0 | 0 | 0 | 0 | 0 | 0 | 0 | 0 | 0 | 0 | 0 | 0 | 0 | 0 | 0 | 0 | 0 | 0 | 0 | 0
F5_Commercial_Grocery_Existing_Food Preparation_Natural Gas_Steamer_E10 | F5 | Commercial | Grocery | Existing | Food Preparation | Natural Gas | Steamer | E10 | Utility - Cost of Operation | 0 | 0 | 0 | 0 | 0 | 0 | 0 | 0 | 0 | 0 | 0 | 0 | 0 | 0 | 0 | 0 | 0 | 0 | 0 | 0 | 0 | 0 | 0 | 0 | 0 | 0 | 0 | 0 | 0 | 0
F6_Commercial_Grocery_Existing_Food Preparation_Natural Gas_Steamer_E1 | F6 | Commercial | Grocery | Existing | Food Preparation | Natural Gas | Steamer | E1 | Utility - Value of Sales | 0.94679 | 0.95482 | 0.96443 | 0.98051 | 1.0019 | 1.0273 | 1.0508 | 1.071 | 1.09 | 1.1086 | 1.1278 | 1.147 | 1.1656 | 1.1848 | 1.2026 | 1.2201 | 1.239 | 1.2579 | 1.277 | 1.2962 | 1.3151 | 1.3338 | 0 | 0 | 0 | 0 | 0 | 0 | 0 | 0
F6_Commercial_Grocery_Existing_Food Preparation_Natural Gas_Steamer_E2 | F6 | Commercial | Grocery | Existing | Food Preparation | Natural Gas | Steamer | E2 | Utility - Value of Sales | 0.19749 | 0.19917 | 0.20117 | 0.20453 | 0.20899 | 0.21429 | 0.21919 | 0.22341 | 0.22735 | 0.23125 | 0.23525 | 0.23925 | 0.24313 | 0.24713 | 0.25084 | 0.25451 | 0.25843 | 0.26238 | 0.26637 | 0.27037 | 0.27432 | 0.27822 | 0 | 0 | 0 | 0 | 0 | 0 | 0 | 0
F6_Commercial_Grocery_Existing_Food Preparation_Natural Gas_Steamer_E3 | F6 | Commercial | Grocery | Existing | Food Preparation | Natural Gas | Steamer | E3 | Utility - Value of Sales | 0 | 0 | 0 | 0 | 0 | 0 | 0 | 0 | 0 | 0 | 0 | 0 | 0 | 0 | 0 | 0 | 0 | 0 | 0 | 0 | 0 | 0 | 0 | 0 | 0 | 0 | 0 | 0 | 0 | 0
F6_Commercial_Grocery_Existing_Food Preparation_Natural Gas_Steamer_E4 | F6 | Commercial | Grocery | Existing | Food Preparation | Natural Gas | Steamer | E4 | Utility - Value of Sales | 0 | 0 | 0 | 0 | 0 | 0 | 0 | 0 | 0 | 0 | 0 | 0 | 0 | 0 | 0 | 0 | 0 | 0 | 0 | 0 | 0 | 0 | 0 | 0 | 0 | 0 | 0 | 0 | 0 | 0
F6_Commercial_Grocery_Existing_Food Preparation_Natural Gas_Steamer_E5 | F6 | Commercial | Grocery | Existing | Food Preparation | Natural Gas | Steamer | E5 | Utility - Value of Sales | 0 | 0 | 0 | 0 | 0 | 0 | 0 | 0 | 0 | 0 | 0 | 0 | 0 | 0 | 0 | 0 | 0 | 0 | 0 | 0 | 0 | 0 | 0 | 0 | 0 | 0 | 0 | 0 | 0 | 0
F6_Commercial_Grocery_Existing_Food Preparation_Natural Gas_Steamer_E6 | F6 | Commercial | Grocery | Existing | Food Preparation | Natural Gas | Steamer | E6 | Utility - Value of Sales | 0 | 0 | 0 | 0 | 0 | 0 | 0 | 0 | 0 | 0 | 0 | 0 | 0 | 0 | 0 | 0 | 0 | 0 | 0 | 0 | 0 | 0 | 0 | 0 | 0 | 0 | 0 | 0 | 0 | 0
F6_Commercial_Grocery_Existing_Food Preparation_Natural Gas_Steamer_E7 | F6 | Commercial | Grocery | Existing | Food Preparation | Natural Gas | Steamer | E7 | Utility - Value of Sales | 0 | 0 | 0 | 0 | 0 | 0 | 0 | 0 | 0 | 0 | 0 | 0 | 0 | 0 | 0 | 0 | 0 | 0 | 0 | 0 | 0 | 0 | 0 | 0 | 0 | 0 | 0 | 0 | 0 | 0
F6_Commercial_Grocery_Existing_Food Preparation_Natural Gas_Steamer_E8 | F6 | Commercial | Grocery | Existing | Food Preparation | Natural Gas | Steamer | E8 | Utility - Value of Sales | 0 | 0 | 0 | 0 | 0 | 0 | 0 | 0 | 0 | 0 | 0 | 0 | 0 | 0 | 0 | 0 | 0 | 0 | 0 | 0 | 0 | 0 | 0 | 0 | 0 | 0 | 0 | 0 | 0 | 0
F6_Commercial_Grocery_Existing_Food Preparation_Natural Gas_Steamer_E9 | F6 | Commercial | Grocery | Existing | Food Preparation | Natural Gas | Steamer | E9 | Utility - Value of Sales | 0 | 0 | 0 | 0 | 0 | 0 | 0 | 0 | 0 | 0 | 0 | 0 | 0 | 0 | 0 | 0 | 0 | 0 | 0 | 0 | 0 | 0 | 0 | 0 | 0 | 0 | 0 | 0 | 0 | 0
F6_Commercial_Grocery_Existing_Food Preparation_Natural Gas_Steamer_E10 | F6 | Commercial | Grocery | Existing | Food Preparation | Natural Gas | Steamer | E10 | Utility - Value of Sales | 0 | 0 | 0 | 0 | 0 | 0 | 0 | 0 | 0 | 0 | 0 | 0 | 0 | 0 | 0 | 0 | 0 | 0 | 0 | 0 | 0 | 0 | 0 | 0 | 0 | 0 | 0 | 0 | 0 | 0
F1_Commercial_Grocery_Existing_Food Preparation_Natural Gas_Food Prep Other_E1 | F1 | Commercial | Grocery | Existing | Food Preparation | Natural Gas | Food Prep Other | E1 | Participant - Cost of Equipment | 0.036885 | 0.036885 | 0.036885 | 0.036885 | 0.036885 | 0.036885 | 0.036885 | 0.036885 | 0.036885 | 0.036885 | 0.036885 | 0.036885 | 0.036885 | 0.036885 | 0.036885 | 0.036885 | 0.036885 | 0.036885 | 0.036885 | 0.036885 | 0.036885 | 0.036885 | 0 | 0 | 0 | 0 | 0 | 0 | 0 | 0
F1_Commercial_Grocery_Existing_Food Preparation_Natural Gas_Food Prep Other_E2 | F1 | Commercial | Grocery | Existing | Food Preparation | Natural Gas | Food Prep Other | E2 | Participant - Cost of Equipment | 0.036922 | 0.036922 | 0.036922 | 0.036922 | 0.036922 | 0.036922 | 0.036922 | 0.036922 | 0.036922 | 0.036922 | 0.036922 | 0.036922 | 0.036922 | 0.036922 | 0.036922 | 0.036922 | 0.036922 | 0.036922 | 0.036922 | 0.036922 | 0.036922 | 0.036922 | 0 | 0 | 0 | 0 | 0 | 0 | 0 | 0
F1_Commercial_Grocery_Existing_Food Preparation_Natural Gas_Food Prep Other_E3 | F1 | Commercial | Grocery | Existing | Food Preparation | Natural Gas | Food Prep Other | E3 | Participant - Cost of Equipment | 0 | 0 | 0 | 0 | 0 | 0 | 0 | 0 | 0 | 0 | 0 | 0 | 0 | 0 | 0 | 0 | 0 | 0 | 0 | 0 | 0 | 0 | 0 | 0 | 0 | 0 | 0 | 0 | 0 | 0
F1_Commercial_Grocery_Existing_Food Preparation_Natural Gas_Food Prep Other_E4 | F1 | Commercial | Grocery | Existing | Food Preparation | Natural Gas | Food Prep Other | E4 | Participant - Cost of Equipment | 0 | 0 | 0 | 0 | 0 | 0 | 0 | 0 | 0 | 0 | 0 | 0 | 0 | 0 | 0 | 0 | 0 | 0 | 0 | 0 | 0 | 0 | 0 | 0 | 0 | 0 | 0 | 0 | 0 | 0
F1_Commercial_Grocery_Existing_Food Preparation_Natural Gas_Food Prep Other_E5 | F1 | Commercial | Grocery | Existing | Food Preparation | Natural Gas | Food Prep Other | E5 | Participant - Cost of Equipment | 0 | 0 | 0 | 0 | 0 | 0 | 0 | 0 | 0 | 0 | 0 | 0 | 0 | 0 | 0 | 0 | 0 | 0 | 0 | 0 | 0 | 0 | 0 | 0 | 0 | 0 | 0 | 0 | 0 | 0
F1_Commercial_Grocery_Existing_Food Preparation_Natural Gas_Food Prep Other_E6 | F1 | Commercial | Grocery | Existing | Food Preparation | Natural Gas | Food Prep Other | E6 | Participant - Cost of Equipment | 0 | 0 | 0 | 0 | 0 | 0 | 0 | 0 | 0 | 0 | 0 | 0 | 0 | 0 | 0 | 0 | 0 | 0 | 0 | 0 | 0 | 0 | 0 | 0 | 0 | 0 | 0 | 0 | 0 | 0
F1_Commercial_Grocery_Existing_Food Preparation_Natural Gas_Food Prep Other_E7 | F1 | Commercial | Grocery | Existing | Food Preparation | Natural Gas | Food Prep Other | E7 | Participant - Cost of Equipment | 0 | 0 | 0 | 0 | 0 | 0 | 0 | 0 | 0 | 0 | 0 | 0 | 0 | 0 | 0 | 0 | 0 | 0 | 0 | 0 | 0 | 0 | 0 | 0 | 0 | 0 | 0 | 0 | 0 | 0
F1_Commercial_Grocery_Existing_Food Preparation_Natural Gas_Food Prep Other_E8 | F1 | Commercial | Grocery | Existing | Food Preparation | Natural Gas | Food Prep Other | E8 | Participant - Cost of Equipment | 0 | 0 | 0 | 0 | 0 | 0 | 0 | 0 | 0 | 0 | 0 | 0 | 0 | 0 | 0 | 0 | 0 | 0 | 0 | 0 | 0 | 0 | 0 | 0 | 0 | 0 | 0 | 0 | 0 | 0
F1_Commercial_Grocery_Existing_Food Preparation_Natural Gas_Food Prep Other_E9 | F1 | Commercial | Grocery | Existing | Food Preparation | Natural Gas | Food Prep Other | E9 | Participant - Cost of Equipment | 0 | 0 | 0 | 0 | 0 | 0 | 0 | 0 | 0 | 0 | 0 | 0 | 0 | 0 | 0 | 0 | 0 | 0 | 0 | 0 | 0 | 0 | 0 | 0 | 0 | 0 | 0 | 0 | 0 | 0
F1_Commercial_Grocery_Existing_Food Preparation_Natural Gas_Food Prep Other_E10 | F1 | Commercial | Grocery | Existing | Food Preparation | Natural Gas | Food Prep Other | E10 | Participant - Cost of Equipment | 0 | 0 | 0 | 0 | 0 | 0 | 0 | 0 | 0 | 0 | 0 | 0 | 0 | 0 | 0 | 0 | 0 | 0 | 0 | 0 | 0 | 0 | 0 | 0 | 0 | 0 | 0 | 0 | 0 | 0
F2_Commercial_Grocery_Existing_Food Preparation_Natural Gas_Food Prep Other_E1 | F2 | Commercial | Grocery | Existing | Food Preparation | Natural Gas | Food Prep Other | E1 | Participant - Cost of Operation | 0.40157 | 0.40424 | 0.40771 | 0.41441 | 0.4237 | 0.43488 | 0.44504 | 0.45374 | 0.462 | 0.47043 | 0.47946 | 0.48827 | 0.4966 | 0.50498 | 0.5124 | 0.51941 | 0.52701 | 0.53463 | 0.54229 | 0.54995 | 0.55747 | 0.56481 | 0 | 0 | 0 | 0 | 0 | 0 | 0 | 0
F2_Commercial_Grocery_Existing_Food Preparation_Natural Gas_Food Prep Other_E2 | F2 | Commercial | Grocery | Existing | Food Preparation | Natural Gas | Food Prep Other | E2 | Participant - Cost of Operation | 0.40156 | 0.40424 | 0.40771 | 0.4144 | 0.4237 | 0.43488 | 0.44503 | 0.45373 | 0.46199 | 0.47043 | 0.47946 | 0.48826 | 0.49659 | 0.50498 | 0.51239 | 0.51941 | 0.527 | 0.53462 | 0.54229 | 0.54995 | 0.55747 | 0.56481 | 0 | 0 | 0 | 0 | 0 | 0 | 0 | 0
F2_Commercial_Grocery_Existing_Food Preparation_Natural Gas_Food Prep Other_E3 | F2 | Commercial | Grocery | Existing | Food Preparation | Natural Gas | Food Prep Other | E3 | Participant - Cost of Operation | 0 | 0 | 0 | 0 | 0 | 0 | 0 | 0 | 0 | 0 | 0 | 0 | 0 | 0 | 0 | 0 | 0 | 0 | 0 | 0 | 0 | 0 | 0 | 0 | 0 | 0 | 0 | 0 | 0 | 0
F2_Commercial_Grocery_Existing_Food Preparation_Natural Gas_Food Prep Other_E4 | F2 | Commercial | Grocery | Existing | Food Preparation | Natural Gas | Food Prep Other | E4 | Participant - Cost of Operation | 0 | 0 | 0 | 0 | 0 | 0 | 0 | 0 | 0 | 0 | 0 | 0 | 0 | 0 | 0 | 0 | 0 | 0 | 0 | 0 | 0 | 0 | 0 | 0 | 0 | 0 | 0 | 0 | 0 | 0
F2_Commercial_Grocery_Existing_Food Preparation_Natural Gas_Food Prep Other_E5 | F2 | Commercial | Grocery | Existing | Food Preparation | Natural Gas | Food Prep Other | E5 | Participant - Cost of Operation | 0 | 0 | 0 | 0 | 0 | 0 | 0 | 0 | 0 | 0 | 0 | 0 | 0 | 0 | 0 | 0 | 0 | 0 | 0 | 0 | 0 | 0 | 0 | 0 | 0 | 0 | 0 | 0 | 0 | 0
F2_Commercial_Grocery_Existing_Food Preparation_Natural Gas_Food Prep Other_E6 | F2 | Commercial | Grocery | Existing | Food Preparation | Natural Gas | Food Prep Other | E6 | Participant - Cost of Operation | 0 | 0 | 0 | 0 | 0 | 0 | 0 | 0 | 0 | 0 | 0 | 0 | 0 | 0 | 0 | 0 | 0 | 0 | 0 | 0 | 0 | 0 | 0 | 0 | 0 | 0 | 0 | 0 | 0 | 0
F2_Commercial_Grocery_Existing_Food Preparation_Natural Gas_Food Prep Other_E7 | F2 | Commercial | Grocery | Existing | Food Preparation | Natural Gas | Food Prep Other | E7 | Participant - Cost of Operation | 0 | 0 | 0 | 0 | 0 | 0 | 0 | 0 | 0 | 0 | 0 | 0 | 0 | 0 | 0 | 0 | 0 | 0 | 0 | 0 | 0 | 0 | 0 | 0 | 0 | 0 | 0 | 0 | 0 | 0
F2_Commercial_Grocery_Existing_Food Preparation_Natural Gas_Food Prep Other_E8 | F2 | Commercial | Grocery | Existing | Food Preparation | Natural Gas | Food Prep Other | E8 | Participant - Cost of Operation | 0 | 0 | 0 | 0 | 0 | 0 | 0 | 0 | 0 | 0 | 0 | 0 | 0 | 0 | 0 | 0 | 0 | 0 | 0 | 0 | 0 | 0 | 0 | 0 | 0 | 0 | 0 | 0 | 0 | 0
F2_Commercial_Grocery_Existing_Food Preparation_Natural Gas_Food Prep Other_E9 | F2 | Commercial | Grocery | Existing | Food Preparation | Natural Gas | Food Prep Other | E9 | Participant - Cost of Operation | 0 | 0 | 0 | 0 | 0 | 0 | 0 | 0 | 0 | 0 | 0 | 0 | 0 | 0 | 0 | 0 | 0 | 0 | 0 | 0 | 0 | 0 | 0 | 0 | 0 | 0 | 0 | 0 | 0 | 0
F2_Commercial_Grocery_Existing_Food Preparation_Natural Gas_Food Prep Other_E10 | F2 | Commercial | Grocery | Existing | Food Preparation | Natural Gas | Food Prep Other | E10 | Participant - Cost of Operation | 0 | 0 | 0 | 0 | 0 | 0 | 0 | 0 | 0 | 0 | 0 | 0 | 0 | 0 | 0 | 0 | 0 | 0 | 0 | 0 | 0 | 0 | 0 | 0 | 0 | 0 | 0 | 0 | 0 | 0
F3_Commercial_Grocery_Existing_Food Preparation_Natural Gas_Food Prep Other_E1 | F3 | Commercial | Grocery | Existing | Food Preparation | Natural Gas | Food Prep Other | E1 | System - kBTUs of Conusmption | 38.0481 | 38.1505 | 38.2742 | 38.5954 | 38.8753 | 39.1125 | 39.2926 | 39.47 | 39.6328 | 39.7811 | 39.9047 | 39.98 | 39.9959 | 39.9527 | 39.8341 | 39.6711 | 39.4959 | 39.3087 | 39.0948 | 38.8888 | 38.6749 | 38.4551 | 0 | 0 | 0 | 0 | 0 | 0 | 0 | 0
F3_Commercial_Grocery_Existing_Food Preparation_Natural Gas_Food Prep Other_E2 | F3 | Commercial | Grocery | Existing | Food Preparation | Natural Gas | Food Prep Other | E2 | System - kBTUs of Conusmption | 38.0479 | 38.1502 | 38.274 | 38.5952 | 38.875 | 39.1122 | 39.2923 | 39.4697 | 39.6325 | 39.7808 | 39.9045 | 39.9797 | 39.9956 | 39.9524 | 39.8338 | 39.6708 | 39.4956 | 39.3084 | 39.0945 | 38.8885 | 38.6746 | 38.4549 | 0 | 0 | 0 | 0 | 0 | 0 | 0 | 0
F3_Commercial_Grocery_Existing_Food Preparation_Natural Gas_Food Prep Other_E3 | F3 | Commercial | Grocery | Existing | Food Preparation | Natural Gas | Food Prep Other | E3 | System - kBTUs of Conusmption | 0 | 0 | 0 | 0 | 0 | 0 | 0 | 0 | 0 | 0 | 0 | 0 | 0 | 0 | 0 | 0 | 0 | 0 | 0 | 0 | 0 | 0 | 0 | 0 | 0 | 0 | 0 | 0 | 0 | 0
F3_Commercial_Grocery_Existing_Food Preparation_Natural Gas_Food Prep Other_E4 | F3 | Commercial | Grocery | Existing | Food Preparation | Natural Gas | Food Prep Other | E4 | System - kBTUs of Conusmption | 0 | 0 | 0 | 0 | 0 | 0 | 0 | 0 | 0 | 0 | 0 | 0 | 0 | 0 | 0 | 0 | 0 | 0 | 0 | 0 | 0 | 0 | 0 | 0 | 0 | 0 | 0 | 0 | 0 | 0
F3_Commercial_Grocery_Existing_Food Preparation_Natural Gas_Food Prep Other_E5 | F3 | Commercial | Grocery | Existing | Food Preparation | Natural Gas | Food Prep Other | E5 | System - kBTUs of Conusmption | 0 | 0 | 0 | 0 | 0 | 0 | 0 | 0 | 0 | 0 | 0 | 0 | 0 | 0 | 0 | 0 | 0 | 0 | 0 | 0 | 0 | 0 | 0 | 0 | 0 | 0 | 0 | 0 | 0 | 0
F3_Commercial_Grocery_Existing_Food Preparation_Natural Gas_Food Prep Other_E6 | F3 | Commercial | Grocery | Existing | Food Preparation | Natural Gas | Food Prep Other | E6 | System - kBTUs of Conusmption | 0 | 0 | 0 | 0 | 0 | 0 | 0 | 0 | 0 | 0 | 0 | 0 | 0 | 0 | 0 | 0 | 0 | 0 | 0 | 0 | 0 | 0 | 0 | 0 | 0 | 0 | 0 | 0 | 0 | 0
F3_Commercial_Grocery_Existing_Food Preparation_Natural Gas_Food Prep Other_E7 | F3 | Commercial | Grocery | Existing | Food Preparation | Natural Gas | Food Prep Other | E7 | System - kBTUs of Conusmption | 0 | 0 | 0 | 0 | 0 | 0 | 0 | 0 | 0 | 0 | 0 | 0 | 0 | 0 | 0 | 0 | 0 | 0 | 0 | 0 | 0 | 0 | 0 | 0 | 0 | 0 | 0 | 0 | 0 | 0
F3_Commercial_Grocery_Existing_Food Preparation_Natural Gas_Food Prep Other_E8 | F3 | Commercial | Grocery | Existing | Food Preparation | Natural Gas | Food Prep Other | E8 | System - kBTUs of Conusmption | 0 | 0 | 0 | 0 | 0 | 0 | 0 | 0 | 0 | 0 | 0 | 0 | 0 | 0 | 0 | 0 | 0 | 0 | 0 | 0 | 0 | 0 | 0 | 0 | 0 | 0 | 0 | 0 | 0 | 0
F3_Commercial_Grocery_Existing_Food Preparation_Natural Gas_Food Prep Other_E9 | F3 | Commercial | Grocery | Existing | Food Preparation | Natural Gas | Food Prep Other | E9 | System - kBTUs of Conusmption | 0 | 0 | 0 | 0 | 0 | 0 | 0 | 0 | 0 | 0 | 0 | 0 | 0 | 0 | 0 | 0 | 0 | 0 | 0 | 0 | 0 | 0 | 0 | 0 | 0 | 0 | 0 | 0 | 0 | 0
F3_Commercial_Grocery_Existing_Food Preparation_Natural Gas_Food Prep Other_E10 | F3 | Commercial | Grocery | Existing | Food Preparation | Natural Gas | Food Prep Other | E10 | System - kBTUs of Conusmption | 0 | 0 | 0 | 0 | 0 | 0 | 0 | 0 | 0 | 0 | 0 | 0 | 0 | 0 | 0 | 0 | 0 | 0 | 0 | 0 | 0 | 0 | 0 | 0 | 0 | 0 | 0 | 0 | 0 | 0
F4_Commercial_Grocery_Existing_Food Preparation_Natural Gas_Food Prep Other_E1 | F4 | Commercial | Grocery | Existing | Food Preparation | Natural Gas | Food Prep Other | E1 | Utility - Cost of Equipment | 0.036885 | 0.036885 | 0.036885 | 0.036885 | 0.036885 | 0.036885 | 0.036885 | 0.036885 | 0.036885 | 0.036885 | 0.036885 | 0.036885 | 0.036885 | 0.036885 | 0.036885 | 0.036885 | 0.036885 | 0.036885 | 0.036885 | 0.036885 | 0.036885 | 0.036885 | 0 | 0 | 0 | 0 | 0 | 0 | 0 | 0
F4_Commercial_Grocery_Existing_Food Preparation_Natural Gas_Food Prep Other_E2 | F4 | Commercial | Grocery | Existing | Food Preparation | Natural Gas | Food Prep Other | E2 | Utility - Cost of Equipment | 0.036922 | 0.036922 | 0.036922 | 0.036922 | 0.036922 | 0.036922 | 0.036922 | 0.036922 | 0.036922 | 0.036922 | 0.036922 | 0.036922 | 0.036922 | 0.036922 | 0.036922 | 0.036922 | 0.036922 | 0.036922 | 0.036922 | 0.036922 | 0.036922 | 0.036922 | 0 | 0 | 0 | 0 | 0 | 0 | 0 | 0
F4_Commercial_Grocery_Existing_Food Preparation_Natural Gas_Food Prep Other_E3 | F4 | Commercial | Grocery | Existing | Food Preparation | Natural Gas | Food Prep Other | E3 | Utility - Cost of Equipment | 0 | 0 | 0 | 0 | 0 | 0 | 0 | 0 | 0 | 0 | 0 | 0 | 0 | 0 | 0 | 0 | 0 | 0 | 0 | 0 | 0 | 0 | 0 | 0 | 0 | 0 | 0 | 0 | 0 | 0
F4_Commercial_Grocery_Existing_Food Preparation_Natural Gas_Food Prep Other_E4 | F4 | Commercial | Grocery | Existing | Food Preparation | Natural Gas | Food Prep Other | E4 | Utility - Cost of Equipment | 0 | 0 | 0 | 0 | 0 | 0 | 0 | 0 | 0 | 0 | 0 | 0 | 0 | 0 | 0 | 0 | 0 | 0 | 0 | 0 | 0 | 0 | 0 | 0 | 0 | 0 | 0 | 0 | 0 | 0
F4_Commercial_Grocery_Existing_Food Preparation_Natural Gas_Food Prep Other_E5 | F4 | Commercial | Grocery | Existing | Food Preparation | Natural Gas | Food Prep Other | E5 | Utility - Cost of Equipment | 0 | 0 | 0 | 0 | 0 | 0 | 0 | 0 | 0 | 0 | 0 | 0 | 0 | 0 | 0 | 0 | 0 | 0 | 0 | 0 | 0 | 0 | 0 | 0 | 0 | 0 | 0 | 0 | 0 | 0
F4_Commercial_Grocery_Existing_Food Preparation_Natural Gas_Food Prep Other_E6 | F4 | Commercial | Grocery | Existing | Food Preparation | Natural Gas | Food Prep Other | E6 | Utility - Cost of Equipment | 0 | 0 | 0 | 0 | 0 | 0 | 0 | 0 | 0 | 0 | 0 | 0 | 0 | 0 | 0 | 0 | 0 | 0 | 0 | 0 | 0 | 0 | 0 | 0 | 0 | 0 | 0 | 0 | 0 | 0
F4_Commercial_Grocery_Existing_Food Preparation_Natural Gas_Food Prep Other_E7 | F4 | Commercial | Grocery | Existing | Food Preparation | Natural Gas | Food Prep Other | E7 | Utility - Cost of Equipment | 0 | 0 | 0 | 0 | 0 | 0 | 0 | 0 | 0 | 0 | 0 | 0 | 0 | 0 | 0 | 0 | 0 | 0 | 0 | 0 | 0 | 0 | 0 | 0 | 0 | 0 | 0 | 0 | 0 | 0
F4_Commercial_Grocery_Existing_Food Preparation_Natural Gas_Food Prep Other_E8 | F4 | Commercial | Grocery | Existing | Food Preparation | Natural Gas | Food Prep Other | E8 | Utility - Cost of Equipment | 0 | 0 | 0 | 0 | 0 | 0 | 0 | 0 | 0 | 0 | 0 | 0 | 0 | 0 | 0 | 0 | 0 | 0 | 0 | 0 | 0 | 0 | 0 | 0 | 0 | 0 | 0 | 0 | 0 | 0
F4_Commercial_Grocery_Existing_Food Preparation_Natural Gas_Food Prep Other_E9 | F4 | Commercial | Grocery | Existing | Food Preparation | Natural Gas | Food Prep Other | E9 | Utility - Cost of Equipment | 0 | 0 | 0 | 0 | 0 | 0 | 0 | 0 | 0 | 0 | 0 | 0 | 0 | 0 | 0 | 0 | 0 | 0 | 0 | 0 | 0 | 0 | 0 | 0 | 0 | 0 | 0 | 0 | 0 | 0
F4_Commercial_Grocery_Existing_Food Preparation_Natural Gas_Food Prep Other_E10 | F4 | Commercial | Grocery | Existing | Food Preparation | Natural Gas | Food Prep Other | E10 | Utility - Cost of Equipment | 0 | 0 | 0 | 0 | 0 | 0 | 0 | 0 | 0 | 0 | 0 | 0 | 0 | 0 | 0 | 0 | 0 | 0 | 0 | 0 | 0 | 0 | 0 | 0 | 0 | 0 | 0 | 0 | 0 | 0
F5_Commercial_Grocery_Existing_Food Preparation_Natural Gas_Food Prep Other_E1 | F5 | Commercial | Grocery | Existing | Food Preparation | Natural Gas | Food Prep Other | E1 | Utility - Cost of Operation | 0.33518 | 0.33741 | 0.34031 | 0.3459 | 0.35365 | 0.36299 | 0.37146 | 0.37873 | 0.38562 | 0.39266 | 0.40019 | 0.40755 | 0.4145 | 0.4215 | 0.42769 | 0.43354 | 0.43988 | 0.44624 | 0.45264 | 0.45903 | 0.46531 | 0.47144 | 0 | 0 | 0 | 0 | 0 | 0 | 0 | 0
F5_Commercial_Grocery_Existing_Food Preparation_Natural Gas_Food Prep Other_E2 | F5 | Commercial | Grocery | Existing | Food Preparation | Natural Gas | Food Prep Other | E2 | Utility - Cost of Operation | 0.33518 | 0.33741 | 0.34031 | 0.34589 | 0.35365 | 0.36299 | 0.37146 | 0.37872 | 0.38562 | 0.39265 | 0.40019 | 0.40754 | 0.4145 | 0.4215 | 0.42768 | 0.43354 | 0.43988 | 0.44624 | 0.45264 | 0.45903 | 0.46531 | 0.47143 | 0 | 0 | 0 | 0 | 0 | 0 | 0 | 0
F5_Commercial_Grocery_Existing_Food Preparation_Natural Gas_Food Prep Other_E3 | F5 | Commercial | Grocery | Existing | Food Preparation | Natural Gas | Food Prep Other | E3 | Utility - Cost of Operation | 0 | 0 | 0 | 0 | 0 | 0 | 0 | 0 | 0 | 0 | 0 | 0 | 0 | 0 | 0 | 0 | 0 | 0 | 0 | 0 | 0 | 0 | 0 | 0 | 0 | 0 | 0 | 0 | 0 | 0
F5_Commercial_Grocery_Existing_Food Preparation_Natural Gas_Food Prep Other_E4 | F5 | Commercial | Grocery | Existing | Food Preparation | Natural Gas | Food Prep Other | E4 | Utility - Cost of Operation | 0 | 0 | 0 | 0 | 0 | 0 | 0 | 0 | 0 | 0 | 0 | 0 | 0 | 0 | 0 | 0 | 0 | 0 | 0 | 0 | 0 | 0 | 0 | 0 | 0 | 0 | 0 | 0 | 0 | 0
F5_Commercial_Grocery_Existing_Food Preparation_Natural Gas_Food Prep Other_E5 | F5 | Commercial | Grocery | Existing | Food Preparation | Natural Gas | Food Prep Other | E5 | Utility - Cost of Operation | 0 | 0 | 0 | 0 | 0 | 0 | 0 | 0 | 0 | 0 | 0 | 0 | 0 | 0 | 0 | 0 | 0 | 0 | 0 | 0 | 0 | 0 | 0 | 0 | 0 | 0 | 0 | 0 | 0 | 0
F5_Commercial_Grocery_Existing_Food Preparation_Natural Gas_Food Prep Other_E6 | F5 | Commercial | Grocery | Existing | Food Preparation | Natural Gas | Food Prep Other | E6 | Utility - Cost of Operation | 0 | 0 | 0 | 0 | 0 | 0 | 0 | 0 | 0 | 0 | 0 | 0 | 0 | 0 | 0 | 0 | 0 | 0 | 0 | 0 | 0 | 0 | 0 | 0 | 0 | 0 | 0 | 0 | 0 | 0
F5_Commercial_Grocery_Existing_Food Preparation_Natural Gas_Food Prep Other_E7 | F5 | Commercial | Grocery | Existing | Food Preparation | Natural Gas | Food Prep Other | E7 | Utility - Cost of Operation | 0 | 0 | 0 | 0 | 0 | 0 | 0 | 0 | 0 | 0 | 0 | 0 | 0 | 0 | 0 | 0 | 0 | 0 | 0 | 0 | 0 | 0 | 0 | 0 | 0 | 0 | 0 | 0 | 0 | 0
F5_Commercial_Grocery_Existing_Food Preparation_Natural Gas_Food Prep Other_E8 | F5 | Commercial | Grocery | Existing | Food Preparation | Natural Gas | Food Prep Other | E8 | Utility - Cost of Operation | 0 | 0 | 0 | 0 | 0 | 0 | 0 | 0 | 0 | 0 | 0 | 0 | 0 | 0 | 0 | 0 | 0 | 0 | 0 | 0 | 0 | 0 | 0 | 0 | 0 | 0 | 0 | 0 | 0 | 0
F5_Commercial_Grocery_Existing_Food Preparation_Natural Gas_Food Prep Other_E9 | F5 | Commercial | Grocery | Existing | Food Preparation | Natural Gas | Food Prep Other | E9 | Utility - Cost of Operation | 0 | 0 | 0 | 0 | 0 | 0 | 0 | 0 | 0 | 0 | 0 | 0 | 0 | 0 | 0 | 0 | 0 | 0 | 0 | 0 | 0 | 0 | 0 | 0 | 0 | 0 | 0 | 0 | 0 | 0
F5_Commercial_Grocery_Existing_Food Preparation_Natural Gas_Food Prep Other_E10 | F5 | Commercial | Grocery | Existing | Food Preparation | Natural Gas | Food Prep Other | E10 | Utility - Cost of Operation | 0 | 0 | 0 | 0 | 0 | 0 | 0 | 0 | 0 | 0 | 0 | 0 | 0 | 0 | 0 | 0 | 0 | 0 | 0 | 0 | 0 | 0 | 0 | 0 | 0 | 0 | 0 | 0 | 0 | 0
F6_Commercial_Grocery_Existing_Food Preparation_Natural Gas_Food Prep Other_E1 | F6 | Commercial | Grocery | Existing | Food Preparation | Natural Gas | Food Prep Other | E1 | Utility - Value of Sales | 0.40157 | 0.40424 | 0.40771 | 0.41441 | 0.4237 | 0.43488 | 0.44504 | 0.45374 | 0.462 | 0.47043 | 0.47946 | 0.48827 | 0.4966 | 0.50498 | 0.5124 | 0.51941 | 0.52701 | 0.53463 | 0.54229 | 0.54995 | 0.55747 | 0.56481 | 0 | 0 | 0 | 0 | 0 | 0 | 0 | 0
F6_Commercial_Grocery_Existing_Food Preparation_Natural Gas_Food Prep Other_E2 | F6 | Commercial | Grocery | Existing | Food Preparation | Natural Gas | Food Prep Other | E2 | Utility - Value of Sales | 0.40156 | 0.40424 | 0.40771 | 0.4144 | 0.4237 | 0.43488 | 0.44503 | 0.45373 | 0.46199 | 0.47043 | 0.47946 | 0.48826 | 0.49659 | 0.50498 | 0.51239 | 0.51941 | 0.527 | 0.53462 | 0.54229 | 0.54995 | 0.55747 | 0.56481 | 0 | 0 | 0 | 0 | 0 | 0 | 0 | 0
F6_Commercial_Grocery_Existing_Food Preparation_Natural Gas_Food Prep Other_E3 | F6 | Commercial | Grocery | Existing | Food Preparation | Natural Gas | Food Prep Other | E3 | Utility - Value of Sales | 0 | 0 | 0 | 0 | 0 | 0 | 0 | 0 | 0 | 0 | 0 | 0 | 0 | 0 | 0 | 0 | 0 | 0 | 0 | 0 | 0 | 0 | 0 | 0 | 0 | 0 | 0 | 0 | 0 | 0
F6_Commercial_Grocery_Existing_Food Preparation_Natural Gas_Food Prep Other_E4 | F6 | Commercial | Grocery | Existing | Food Preparation | Natural Gas | Food Prep Other | E4 | Utility - Value of Sales | 0 | 0 | 0 | 0 | 0 | 0 | 0 | 0 | 0 | 0 | 0 | 0 | 0 | 0 | 0 | 0 | 0 | 0 | 0 | 0 | 0 | 0 | 0 | 0 | 0 | 0 | 0 | 0 | 0 | 0
F6_Commercial_Grocery_Existing_Food Preparation_Natural Gas_Food Prep Other_E5 | F6 | Commercial | Grocery | Existing | Food Preparation | Natural Gas | Food Prep Other | E5 | Utility - Value of Sales | 0 | 0 | 0 | 0 | 0 | 0 | 0 | 0 | 0 | 0 | 0 | 0 | 0 | 0 | 0 | 0 | 0 | 0 | 0 | 0 | 0 | 0 | 0 | 0 | 0 | 0 | 0 | 0 | 0 | 0
F6_Commercial_Grocery_Existing_Food Preparation_Natural Gas_Food Prep Other_E6 | F6 | Commercial | Grocery | Existing | Food Preparation | Natural Gas | Food Prep Other | E6 | Utility - Value of Sales | 0 | 0 | 0 | 0 | 0 | 0 | 0 | 0 | 0 | 0 | 0 | 0 | 0 | 0 | 0 | 0 | 0 | 0 | 0 | 0 | 0 | 0 | 0 | 0 | 0 | 0 | 0 | 0 | 0 | 0
F6_Commercial_Grocery_Existing_Food Preparation_Natural Gas_Food Prep Other_E7 | F6 | Commercial | Grocery | Existing | Food Preparation | Natural Gas | Food Prep Other | E7 | Utility - Value of Sales | 0 | 0 | 0 | 0 | 0 | 0 | 0 | 0 | 0 | 0 | 0 | 0 | 0 | 0 | 0 | 0 | 0 | 0 | 0 | 0 | 0 | 0 | 0 | 0 | 0 | 0 | 0 | 0 | 0 | 0
F6_Commercial_Grocery_Existing_Food Preparation_Natural Gas_Food Prep Other_E8 | F6 | Commercial | Grocery | Existing | Food Preparation | Natural Gas | Food Prep Other | E8 | Utility - Value of Sales | 0 | 0 | 0 | 0 | 0 | 0 | 0 | 0 | 0 | 0 | 0 | 0 | 0 | 0 | 0 | 0 | 0 | 0 | 0 | 0 | 0 | 0 | 0 | 0 | 0 | 0 | 0 | 0 | 0 | 0
F6_Commercial_Grocery_Existing_Food Preparation_Natural Gas_Food Prep Other_E9 | F6 | Commercial | Grocery | Existing | Food Preparation | Natural Gas | Food Prep Other | E9 | Utility - Value of Sales | 0 | 0 | 0 | 0 | 0 | 0 | 0 | 0 | 0 | 0 | 0 | 0 | 0 | 0 | 0 | 0 | 0 | 0 | 0 | 0 | 0 | 0 | 0 | 0 | 0 | 0 | 0 | 0 | 0 | 0
F6_Commercial_Grocery_Existing_Food Preparation_Natural Gas_Food Prep Other_E10 | F6 | Commercial | Grocery | Existing | Food Preparation | Natural Gas | Food Prep Other | E10 | Utility - Value of Sales | 0 | 0 | 0 | 0 | 0 | 0 | 0 | 0 | 0 | 0 | 0 | 0 | 0 | 0 | 0 | 0 | 0 | 0 | 0 | 0 | 0 | 0 | 0 | 0 | 0 | 0 | 0 | 0 | 0 | 0
F1_Commercial_Grocery_Existing_Miscellaneous_Natural Gas_Pool Heater_E1 | F1 | Commercial | Grocery | Existing | Miscellaneous | Natural Gas | Pool Heater | E1 | Participant - Cost of Equipment | 9.6781e-05 | 9.6781e-05 | 9.6781e-05 | 9.6781e-05 | 9.6781e-05 | 9.6781e-05 | 9.6781e-05 | 9.6781e-05 | 9.6781e-05 | 9.6781e-05 | 9.6781e-05 | 9.6781e-05 | 9.6781e-05 | 9.6781e-05 | 9.6781e-05 | 9.6781e-05 | 9.6781e-05 | 9.6781e-05 | 9.6781e-05 | 9.6781e-05 | 9.6781e-05 | 9.6781e-05 | 0 | 0 | 0 | 0 | 0 | 0 | 0 | 0
F1_Commercial_Grocery_Existing_Miscellaneous_Natural Gas_Pool Heater_E2 | F1 | Commercial | Grocery | Existing | Miscellaneous | Natural Gas | Pool Heater | E2 | Participant - Cost of Equipment | 0.00015847 | 0.00015847 | 0.00015847 | 0.00015847 | 0.00015847 | 0.00015847 | 0.00015847 | 0.00015847 | 0.00015847 | 0.00015847 | 0.00015847 | 0.00015847 | 0.00015847 | 0.00015847 | 0.00015847 | 0.00015847 | 0.00015847 | 0.00015847 | 0.00015847 | 0.00015847 | 0.00015847 | 0.00015847 | 0 | 0 | 0 | 0 | 0 | 0 | 0 | 0
F1_Commercial_Grocery_Existing_Miscellaneous_Natural Gas_Pool Heater_E3 | F1 | Commercial | Grocery | Existing | Miscellaneous | Natural Gas | Pool Heater | E3 | Participant - Cost of Equipment | 0 | 0 | 0 | 0 | 0 | 0 | 0 | 0 | 0 | 0 | 0 | 0 | 0 | 0 | 0 | 0 | 0 | 0 | 0 | 0 | 0 | 0 | 0 | 0 | 0 | 0 | 0 | 0 | 0 | 0
F1_Commercial_Grocery_Existing_Miscellaneous_Natural Gas_Pool Heater_E4 | F1 | Commercial | Grocery | Existing | Miscellaneous | Natural Gas | Pool Heater | E4 | Participant - Cost of Equipment | 0 | 0 | 0 | 0 | 0 | 0 | 0 | 0 | 0 | 0 | 0 | 0 | 0 | 0 | 0 | 0 | 0 | 0 | 0 | 0 | 0 | 0 | 0 | 0 | 0 | 0 | 0 | 0 | 0 | 0
F1_Commercial_Grocery_Existing_Miscellaneous_Natural Gas_Pool Heater_E5 | F1 | Commercial | Grocery | Existing | Miscellaneous | Natural Gas | Pool Heater | E5 | Participant - Cost of Equipment | 0 | 0 | 0 | 0 | 0 | 0 | 0 | 0 | 0 | 0 | 0 | 0 | 0 | 0 | 0 | 0 | 0 | 0 | 0 | 0 | 0 | 0 | 0 | 0 | 0 | 0 | 0 | 0 | 0 | 0
F1_Commercial_Grocery_Existing_Miscellaneous_Natural Gas_Pool Heater_E6 | F1 | Commercial | Grocery | Existing | Miscellaneous | Natural Gas | Pool Heater | E6 | Participant - Cost of Equipment | 0 | 0 | 0 | 0 | 0 | 0 | 0 | 0 | 0 | 0 | 0 | 0 | 0 | 0 | 0 | 0 | 0 | 0 | 0 | 0 | 0 | 0 | 0 | 0 | 0 | 0 | 0 | 0 | 0 | 0
F1_Commercial_Grocery_Existing_Miscellaneous_Natural Gas_Pool Heater_E7 | F1 | Commercial | Grocery | Existing | Miscellaneous | Natural Gas | Pool Heater | E7 | Participant - Cost of Equipment | 0 | 0 | 0 | 0 | 0 | 0 | 0 | 0 | 0 | 0 | 0 | 0 | 0 | 0 | 0 | 0 | 0 | 0 | 0 | 0 | 0 | 0 | 0 | 0 | 0 | 0 | 0 | 0 | 0 | 0
F1_Commercial_Grocery_Existing_Miscellaneous_Natural Gas_Pool Heater_E8 | F1 | Commercial | Grocery | Existing | Miscellaneous | Natural Gas | Pool Heater | E8 | Participant - Cost of Equipment | 0 | 0 | 0 | 0 | 0 | 0 | 0 | 0 | 0 | 0 | 0 | 0 | 0 | 0 | 0 | 0 | 0 | 0 | 0 | 0 | 0 | 0 | 0 | 0 | 0 | 0 | 0 | 0 | 0 | 0
F1_Commercial_Grocery_Existing_Miscellaneous_Natural Gas_Pool Heater_E9 | F1 | Commercial | Grocery | Existing | Miscellaneous | Natural Gas | Pool Heater | E9 | Participant - Cost of Equipment | 0 | 0 | 0 | 0 | 0 | 0 | 0 | 0 | 0 | 0 | 0 | 0 | 0 | 0 | 0 | 0 | 0 | 0 | 0 | 0 | 0 | 0 | 0 | 0 | 0 | 0 | 0 | 0 | 0 | 0
F1_Commercial_Grocery_Existing_Miscellaneous_Natural Gas_Pool Heater_E10 | F1 | Commercial | Grocery | Existing | Miscellaneous | Natural Gas | Pool Heater | E10 | Participant - Cost of Equipment | 0 | 0 | 0 | 0 | 0 | 0 | 0 | 0 | 0 | 0 | 0 | 0 | 0 | 0 | 0 | 0 | 0 | 0 | 0 | 0 | 0 | 0 | 0 | 0 | 0 | 0 | 0 | 0 | 0 | 0
F2_Commercial_Grocery_Existing_Miscellaneous_Natural Gas_Pool Heater_E1 | F2 | Commercial | Grocery | Existing | Miscellaneous | Natural Gas | Pool Heater | E1 | Participant - Cost of Operation | 0.00041135 | 0.00040957 | 0.00040992 | 0.00041599 | 0.00042644 | 0.00043986 | 0.00045142 | 0.00046063 | 0.00046894 | 0.00047716 | 0.00048613 | 0.00049522 | 0.00050419 | 0.00051424 | 0.00052379 | 0.00053287 | 0.00054203 | 0.00055024 | 0.00055738 | 0.0005633 | 0.00056884 | 0.00057396 | 0 | 0 | 0 | 0 | 0 | 0 | 0 | 0
F2_Commercial_Grocery_Existing_Miscellaneous_Natural Gas_Pool Heater_E2 | F2 | Commercial | Grocery | Existing | Miscellaneous | Natural Gas | Pool Heater | E2 | Participant - Cost of Operation | 0.00034965 | 0.00034814 | 0.00034843 | 0.00035359 | 0.00036247 | 0.00037388 | 0.00038371 | 0.00039153 | 0.0003986 | 0.00040559 | 0.00041321 | 0.00042094 | 0.00042856 | 0.0004371 | 0.00044522 | 0.00045294 | 0.00046073 | 0.00046771 | 0.00047377 | 0.0004788 | 0.00048352 | 0.00048786 | 0 | 0 | 0 | 0 | 0 | 0 | 0 | 0
F2_Commercial_Grocery_Existing_Miscellaneous_Natural Gas_Pool Heater_E3 | F2 | Commercial | Grocery | Existing | Miscellaneous | Natural Gas | Pool Heater | E3 | Participant - Cost of Operation | 0 | 0 | 0 | 0 | 0 | 0 | 0 | 0 | 0 | 0 | 0 | 0 | 0 | 0 | 0 | 0 | 0 | 0 | 0 | 0 | 0 | 0 | 0 | 0 | 0 | 0 | 0 | 0 | 0 | 0
F2_Commercial_Grocery_Existing_Miscellaneous_Natural Gas_Pool Heater_E4 | F2 | Commercial | Grocery | Existing | Miscellaneous | Natural Gas | Pool Heater | E4 | Participant - Cost of Operation | 0 | 0 | 0 | 0 | 0 | 0 | 0 | 0 | 0 | 0 | 0 | 0 | 0 | 0 | 0 | 0 | 0 | 0 | 0 | 0 | 0 | 0 | 0 | 0 | 0 | 0 | 0 | 0 | 0 | 0
F2_Commercial_Grocery_Existing_Miscellaneous_Natural Gas_Pool Heater_E5 | F2 | Commercial | Grocery | Existing | Miscellaneous | Natural Gas | Pool Heater | E5 | Participant - Cost of Operation | 0 | 0 | 0 | 0 | 0 | 0 | 0 | 0 | 0 | 0 | 0 | 0 | 0 | 0 | 0 | 0 | 0 | 0 | 0 | 0 | 0 | 0 | 0 | 0 | 0 | 0 | 0 | 0 | 0 | 0
F2_Commercial_Grocery_Existing_Miscellaneous_Natural Gas_Pool Heater_E6 | F2 | Commercial | Grocery | Existing | Miscellaneous | Natural Gas | Pool Heater | E6 | Participant - Cost of Operation | 0 | 0 | 0 | 0 | 0 | 0 | 0 | 0 | 0 | 0 | 0 | 0 | 0 | 0 | 0 | 0 | 0 | 0 | 0 | 0 | 0 | 0 | 0 | 0 | 0 | 0 | 0 | 0 | 0 | 0
F2_Commercial_Grocery_Existing_Miscellaneous_Natural Gas_Pool Heater_E7 | F2 | Commercial | Grocery | Existing | Miscellaneous | Natural Gas | Pool Heater | E7 | Participant - Cost of Operation | 0 | 0 | 0 | 0 | 0 | 0 | 0 | 0 | 0 | 0 | 0 | 0 | 0 | 0 | 0 | 0 | 0 | 0 | 0 | 0 | 0 | 0 | 0 | 0 | 0 | 0 | 0 | 0 | 0 | 0
F2_Commercial_Grocery_Existing_Miscellaneous_Natural Gas_Pool Heater_E8 | F2 | Commercial | Grocery | Existing | Miscellaneous | Natural Gas | Pool Heater | E8 | Participant - Cost of Operation | 0 | 0 | 0 | 0 | 0 | 0 | 0 | 0 | 0 | 0 | 0 | 0 | 0 | 0 | 0 | 0 | 0 | 0 | 0 | 0 | 0 | 0 | 0 | 0 | 0 | 0 | 0 | 0 | 0 | 0
F2_Commercial_Grocery_Existing_Miscellaneous_Natural Gas_Pool Heater_E9 | F2 | Commercial | Grocery | Existing | Miscellaneous | Natural Gas | Pool Heater | E9 | Participant - Cost of Operation | 0 | 0 | 0 | 0 | 0 | 0 | 0 | 0 | 0 | 0 | 0 | 0 | 0 | 0 | 0 | 0 | 0 | 0 | 0 | 0 | 0 | 0 | 0 | 0 | 0 | 0 | 0 | 0 | 0 | 0
F2_Commercial_Grocery_Existing_Miscellaneous_Natural Gas_Pool Heater_E10 | F2 | Commercial | Grocery | Existing | Miscellaneous | Natural Gas | Pool Heater | E10 | Participant - Cost of Operation | 0 | 0 | 0 | 0 | 0 | 0 | 0 | 0 | 0 | 0 | 0 | 0 | 0 | 0 | 0 | 0 | 0 | 0 | 0 | 0 | 0 | 0 | 0 | 0 | 0 | 0 | 0 | 0 | 0 | 0
F3_Commercial_Grocery_Existing_Miscellaneous_Natural Gas_Pool Heater_E1 | F3 | Commercial | Grocery | Existing | Miscellaneous | Natural Gas | Pool Heater | E1 | System - kBTUs of Conusmption | 0.039544 | 0.039557 | 0.039629 | 0.040058 | 0.040427 | 0.040731 | 0.040946 | 0.041166 | 0.041369 | 0.041554 | 0.041704 | 0.041858 | 0.041998 | 0.042125 | 0.042216 | 0.04224 | 0.04217 | 0.042004 | 0.041714 | 0.041353 | 0.040979 | 0.040593 | 0 | 0 | 0 | 0 | 0 | 0 | 0 | 0
F3_Commercial_Grocery_Existing_Miscellaneous_Natural Gas_Pool Heater_E2 | F3 | Commercial | Grocery | Existing | Miscellaneous | Natural Gas | Pool Heater | E2 | System - kBTUs of Conusmption | 0.033613 | 0.033624 | 0.033685 | 0.034049 | 0.034363 | 0.034621 | 0.034804 | 0.034991 | 0.035163 | 0.035321 | 0.035449 | 0.035579 | 0.035698 | 0.035806 | 0.035884 | 0.035904 | 0.035844 | 0.035703 | 0.035457 | 0.03515 | 0.034832 | 0.034504 | 0 | 0 | 0 | 0 | 0 | 0 | 0 | 0
F3_Commercial_Grocery_Existing_Miscellaneous_Natural Gas_Pool Heater_E3 | F3 | Commercial | Grocery | Existing | Miscellaneous | Natural Gas | Pool Heater | E3 | System - kBTUs of Conusmption | 0 | 0 | 0 | 0 | 0 | 0 | 0 | 0 | 0 | 0 | 0 | 0 | 0 | 0 | 0 | 0 | 0 | 0 | 0 | 0 | 0 | 0 | 0 | 0 | 0 | 0 | 0 | 0 | 0 | 0
F3_Commercial_Grocery_Existing_Miscellaneous_Natural Gas_Pool Heater_E4 | F3 | Commercial | Grocery | Existing | Miscellaneous | Natural Gas | Pool Heater | E4 | System - kBTUs of Conusmption | 0 | 0 | 0 | 0 | 0 | 0 | 0 | 0 | 0 | 0 | 0 | 0 | 0 | 0 | 0 | 0 | 0 | 0 | 0 | 0 | 0 | 0 | 0 | 0 | 0 | 0 | 0 | 0 | 0 | 0
F3_Commercial_Grocery_Existing_Miscellaneous_Natural Gas_Pool Heater_E5 | F3 | Commercial | Grocery | Existing | Miscellaneous | Natural Gas | Pool Heater | E5 | System - kBTUs of Conusmption | 0 | 0 | 0 | 0 | 0 | 0 | 0 | 0 | 0 | 0 | 0 | 0 | 0 | 0 | 0 | 0 | 0 | 0 | 0 | 0 | 0 | 0 | 0 | 0 | 0 | 0 | 0 | 0 | 0 | 0
F3_Commercial_Grocery_Existing_Miscellaneous_Natural Gas_Pool Heater_E6 | F3 | Commercial | Grocery | Existing | Miscellaneous | Natural Gas | Pool Heater | E6 | System - kBTUs of Conusmption | 0 | 0 | 0 | 0 | 0 | 0 | 0 | 0 | 0 | 0 | 0 | 0 | 0 | 0 | 0 | 0 | 0 | 0 | 0 | 0 | 0 | 0 | 0 | 0 | 0 | 0 | 0 | 0 | 0 | 0
F3_Commercial_Grocery_Existing_Miscellaneous_Natural Gas_Pool Heater_E7 | F3 | Commercial | Grocery | Existing | Miscellaneous | Natural Gas | Pool Heater | E7 | System - kBTUs of Conusmption | 0 | 0 | 0 | 0 | 0 | 0 | 0 | 0 | 0 | 0 | 0 | 0 | 0 | 0 | 0 | 0 | 0 | 0 | 0 | 0 | 0 | 0 | 0 | 0 | 0 | 0 | 0 | 0 | 0 | 0
F3_Commercial_Grocery_Existing_Miscellaneous_Natural Gas_Pool Heater_E8 | F3 | Commercial | Grocery | Existing | Miscellaneous | Natural Gas | Pool Heater | E8 | System - kBTUs of Conusmption | 0 | 0 | 0 | 0 | 0 | 0 | 0 | 0 | 0 | 0 | 0 | 0 | 0 | 0 | 0 | 0 | 0 | 0 | 0 | 0 | 0 | 0 | 0 | 0 | 0 | 0 | 0 | 0 | 0 | 0
F3_Commercial_Grocery_Existing_Miscellaneous_Natural Gas_Pool Heater_E9 | F3 | Commercial | Grocery | Existing | Miscellaneous | Natural Gas | Pool Heater | E9 | System - kBTUs of Conusmption | 0 | 0 | 0 | 0 | 0 | 0 | 0 | 0 | 0 | 0 | 0 | 0 | 0 | 0 | 0 | 0 | 0 | 0 | 0 | 0 | 0 | 0 | 0 | 0 | 0 | 0 | 0 | 0 | 0 | 0
F3_Commercial_Grocery_Existing_Miscellaneous_Natural Gas_Pool Heater_E10 | F3 | Commercial | Grocery | Existing | Miscellaneous | Natural Gas | Pool Heater | E10 | System - kBTUs of Conusmption | 0 | 0 | 0 | 0 | 0 | 0 | 0 | 0 | 0 | 0 | 0 | 0 | 0 | 0 | 0 | 0 | 0 | 0 | 0 | 0 | 0 | 0 | 0 | 0 | 0 | 0 | 0 | 0 | 0 | 0
F4_Commercial_Grocery_Existing_Miscellaneous_Natural Gas_Pool Heater_E1 | F4 | Commercial | Grocery | Existing | Miscellaneous | Natural Gas | Pool Heater | E1 | Utility - Cost of Equipment | 9.6781e-05 | 9.6781e-05 | 9.6781e-05 | 9.6781e-05 | 9.6781e-05 | 9.6781e-05 | 9.6781e-05 | 9.6781e-05 | 9.6781e-05 | 9.6781e-05 | 9.6781e-05 | 9.6781e-05 | 9.6781e-05 | 9.6781e-05 | 9.6781e-05 | 9.6781e-05 | 9.6781e-05 | 9.6781e-05 | 9.6781e-05 | 9.6781e-05 | 9.6781e-05 | 9.6781e-05 | 0 | 0 | 0 | 0 | 0 | 0 | 0 | 0
F4_Commercial_Grocery_Existing_Miscellaneous_Natural Gas_Pool Heater_E2 | F4 | Commercial | Grocery | Existing | Miscellaneous | Natural Gas | Pool Heater | E2 | Utility - Cost of Equipment | 0.00015847 | 0.00015847 | 0.00015847 | 0.00015847 | 0.00015847 | 0.00015847 | 0.00015847 | 0.00015847 | 0.00015847 | 0.00015847 | 0.00015847 | 0.00015847 | 0.00015847 | 0.00015847 | 0.00015847 | 0.00015847 | 0.00015847 | 0.00015847 | 0.00015847 | 0.00015847 | 0.00015847 | 0.00015847 | 0 | 0 | 0 | 0 | 0 | 0 | 0 | 0
F4_Commercial_Grocery_Existing_Miscellaneous_Natural Gas_Pool Heater_E3 | F4 | Commercial | Grocery | Existing | Miscellaneous | Natural Gas | Pool Heater | E3 | Utility - Cost of Equipment | 0 | 0 | 0 | 0 | 0 | 0 | 0 | 0 | 0 | 0 | 0 | 0 | 0 | 0 | 0 | 0 | 0 | 0 | 0 | 0 | 0 | 0 | 0 | 0 | 0 | 0 | 0 | 0 | 0 | 0
F4_Commercial_Grocery_Existing_Miscellaneous_Natural Gas_Pool Heater_E4 | F4 | Commercial | Grocery | Existing | Miscellaneous | Natural Gas | Pool Heater | E4 | Utility - Cost of Equipment | 0 | 0 | 0 | 0 | 0 | 0 | 0 | 0 | 0 | 0 | 0 | 0 | 0 | 0 | 0 | 0 | 0 | 0 | 0 | 0 | 0 | 0 | 0 | 0 | 0 | 0 | 0 | 0 | 0 | 0
F4_Commercial_Grocery_Existing_Miscellaneous_Natural Gas_Pool Heater_E5 | F4 | Commercial | Grocery | Existing | Miscellaneous | Natural Gas | Pool Heater | E5 | Utility - Cost of Equipment | 0 | 0 | 0 | 0 | 0 | 0 | 0 | 0 | 0 | 0 | 0 | 0 | 0 | 0 | 0 | 0 | 0 | 0 | 0 | 0 | 0 | 0 | 0 | 0 | 0 | 0 | 0 | 0 | 0 | 0
F4_Commercial_Grocery_Existing_Miscellaneous_Natural Gas_Pool Heater_E6 | F4 | Commercial | Grocery | Existing | Miscellaneous | Natural Gas | Pool Heater | E6 | Utility - Cost of Equipment | 0 | 0 | 0 | 0 | 0 | 0 | 0 | 0 | 0 | 0 | 0 | 0 | 0 | 0 | 0 | 0 | 0 | 0 | 0 | 0 | 0 | 0 | 0 | 0 | 0 | 0 | 0 | 0 | 0 | 0
F4_Commercial_Grocery_Existing_Miscellaneous_Natural Gas_Pool Heater_E7 | F4 | Commercial | Grocery | Existing | Miscellaneous | Natural Gas | Pool Heater | E7 | Utility - Cost of Equipment | 0 | 0 | 0 | 0 | 0 | 0 | 0 | 0 | 0 | 0 | 0 | 0 | 0 | 0 | 0 | 0 | 0 | 0 | 0 | 0 | 0 | 0 | 0 | 0 | 0 | 0 | 0 | 0 | 0 | 0
F4_Commercial_Grocery_Existing_Miscellaneous_Natural Gas_Pool Heater_E8 | F4 | Commercial | Grocery | Existing | Miscellaneous | Natural Gas | Pool Heater | E8 | Utility - Cost of Equipment | 0 | 0 | 0 | 0 | 0 | 0 | 0 | 0 | 0 | 0 | 0 | 0 | 0 | 0 | 0 | 0 | 0 | 0 | 0 | 0 | 0 | 0 | 0 | 0 | 0 | 0 | 0 | 0 | 0 | 0
F4_Commercial_Grocery_Existing_Miscellaneous_Natural Gas_Pool Heater_E9 | F4 | Commercial | Grocery | Existing | Miscellaneous | Natural Gas | Pool Heater | E9 | Utility - Cost of Equipment | 0 | 0 | 0 | 0 | 0 | 0 | 0 | 0 | 0 | 0 | 0 | 0 | 0 | 0 | 0 | 0 | 0 | 0 | 0 | 0 | 0 | 0 | 0 | 0 | 0 | 0 | 0 | 0 | 0 | 0
F4_Commercial_Grocery_Existing_Miscellaneous_Natural Gas_Pool Heater_E10 | F4 | Commercial | Grocery | Existing | Miscellaneous | Natural Gas | Pool Heater | E10 | Utility - Cost of Equipment | 0 | 0 | 0 | 0 | 0 | 0 | 0 | 0 | 0 | 0 | 0 | 0 | 0 | 0 | 0 | 0 | 0 | 0 | 0 | 0 | 0 | 0 | 0 | 0 | 0 | 0 | 0 | 0 | 0 | 0
F5_Commercial_Grocery_Existing_Miscellaneous_Natural Gas_Pool Heater_E1 | F5 | Commercial | Grocery | Existing | Miscellaneous | Natural Gas | Pool Heater | E1 | Utility - Cost of Operation | 0.00034334 | 0.00034186 | 0.00034215 | 0.00034721 | 0.00035594 | 0.00036714 | 0.00037679 | 0.00038447 | 0.00039142 | 0.00039828 | 0.00040576 | 0.00041335 | 0.00042084 | 0.00042922 | 0.0004372 | 0.00044477 | 0.00045242 | 0.00045928 | 0.00046523 | 0.00047017 | 0.0004748 | 0.00047907 | 0 | 0 | 0 | 0 | 0 | 0 | 0 | 0
F5_Commercial_Grocery_Existing_Miscellaneous_Natural Gas_Pool Heater_E2 | F5 | Commercial | Grocery | Existing | Miscellaneous | Natural Gas | Pool Heater | E2 | Utility - Cost of Operation | 0.00029184 | 0.00029058 | 0.00029083 | 0.00029513 | 0.00030255 | 0.00031207 | 0.00032027 | 0.0003268 | 0.0003327 | 0.00033854 | 0.0003449 | 0.00035135 | 0.00035771 | 0.00036484 | 0.00037162 | 0.00037806 | 0.00038456 | 0.00039039 | 0.00039545 | 0.00039965 | 0.00040358 | 0.00040721 | 0 | 0 | 0 | 0 | 0 | 0 | 0 | 0
F5_Commercial_Grocery_Existing_Miscellaneous_Natural Gas_Pool Heater_E3 | F5 | Commercial | Grocery | Existing | Miscellaneous | Natural Gas | Pool Heater | E3 | Utility - Cost of Operation | 0 | 0 | 0 | 0 | 0 | 0 | 0 | 0 | 0 | 0 | 0 | 0 | 0 | 0 | 0 | 0 | 0 | 0 | 0 | 0 | 0 | 0 | 0 | 0 | 0 | 0 | 0 | 0 | 0 | 0
F5_Commercial_Grocery_Existing_Miscellaneous_Natural Gas_Pool Heater_E4 | F5 | Commercial | Grocery | Existing | Miscellaneous | Natural Gas | Pool Heater | E4 | Utility - Cost of Operation | 0 | 0 | 0 | 0 | 0 | 0 | 0 | 0 | 0 | 0 | 0 | 0 | 0 | 0 | 0 | 0 | 0 | 0 | 0 | 0 | 0 | 0 | 0 | 0 | 0 | 0 | 0 | 0 | 0 | 0
F5_Commercial_Grocery_Existing_Miscellaneous_Natural Gas_Pool Heater_E5 | F5 | Commercial | Grocery | Existing | Miscellaneous | Natural Gas | Pool Heater | E5 | Utility - Cost of Operation | 0 | 0 | 0 | 0 | 0 | 0 | 0 | 0 | 0 | 0 | 0 | 0 | 0 | 0 | 0 | 0 | 0 | 0 | 0 | 0 | 0 | 0 | 0 | 0 | 0 | 0 | 0 | 0 | 0 | 0
F5_Commercial_Grocery_Existing_Miscellaneous_Natural Gas_Pool Heater_E6 | F5 | Commercial | Grocery | Existing | Miscellaneous | Natural Gas | Pool Heater | E6 | Utility - Cost of Operation | 0 | 0 | 0 | 0 | 0 | 0 | 0 | 0 | 0 | 0 | 0 | 0 | 0 | 0 | 0 | 0 | 0 | 0 | 0 | 0 | 0 | 0 | 0 | 0 | 0 | 0 | 0 | 0 | 0 | 0
F5_Commercial_Grocery_Existing_Miscellaneous_Natural Gas_Pool Heater_E7 | F5 | Commercial | Grocery | Existing | Miscellaneous | Natural Gas | Pool Heater | E7 | Utility - Cost of Operation | 0 | 0 | 0 | 0 | 0 | 0 | 0 | 0 | 0 | 0 | 0 | 0 | 0 | 0 | 0 | 0 | 0 | 0 | 0 | 0 | 0 | 0 | 0 | 0 | 0 | 0 | 0 | 0 | 0 | 0
F5_Commercial_Grocery_Existing_Miscellaneous_Natural Gas_Pool Heater_E8 | F5 | Commercial | Grocery | Existing | Miscellaneous | Natural Gas | Pool Heater | E8 | Utility - Cost of Operation | 0 | 0 | 0 | 0 | 0 | 0 | 0 | 0 | 0 | 0 | 0 | 0 | 0 | 0 | 0 | 0 | 0 | 0 | 0 | 0 | 0 | 0 | 0 | 0 | 0 | 0 | 0 | 0 | 0 | 0
F5_Commercial_Grocery_Existing_Miscellaneous_Natural Gas_Pool Heater_E9 | F5 | Commercial | Grocery | Existing | Miscellaneous | Natural Gas | Pool Heater | E9 | Utility - Cost of Operation | 0 | 0 | 0 | 0 | 0 | 0 | 0 | 0 | 0 | 0 | 0 | 0 | 0 | 0 | 0 | 0 | 0 | 0 | 0 | 0 | 0 | 0 | 0 | 0 | 0 | 0 | 0 | 0 | 0 | 0
F5_Commercial_Grocery_Existing_Miscellaneous_Natural Gas_Pool Heater_E10 | F5 | Commercial | Grocery | Existing | Miscellaneous | Natural Gas | Pool Heater | E10 | Utility - Cost of Operation | 0 | 0 | 0 | 0 | 0 | 0 | 0 | 0 | 0 | 0 | 0 | 0 | 0 | 0 | 0 | 0 | 0 | 0 | 0 | 0 | 0 | 0 | 0 | 0 | 0 | 0 | 0 | 0 | 0 | 0
F6_Commercial_Grocery_Existing_Miscellaneous_Natural Gas_Pool Heater_E1 | F6 | Commercial | Grocery | Existing | Miscellaneous | Natural Gas | Pool Heater | E1 | Utility - Value of Sales | 0.00041135 | 0.00040957 | 0.00040992 | 0.00041599 | 0.00042644 | 0.00043986 | 0.00045142 | 0.00046063 | 0.00046894 | 0.00047716 | 0.00048613 | 0.00049522 | 0.00050419 | 0.00051424 | 0.00052379 | 0.00053287 | 0.00054203 | 0.00055024 | 0.00055738 | 0.0005633 | 0.00056884 | 0.00057396 | 0 | 0 | 0 | 0 | 0 | 0 | 0 | 0
F6_Commercial_Grocery_Existing_Miscellaneous_Natural Gas_Pool Heater_E2 | F6 | Commercial | Grocery | Existing | Miscellaneous | Natural Gas | Pool Heater | E2 | Utility - Value of Sales | 0.00034965 | 0.00034814 | 0.00034843 | 0.00035359 | 0.00036247 | 0.00037388 | 0.00038371 | 0.00039153 | 0.0003986 | 0.00040559 | 0.00041321 | 0.00042094 | 0.00042856 | 0.0004371 | 0.00044522 | 0.00045294 | 0.00046073 | 0.00046771 | 0.00047377 | 0.0004788 | 0.00048352 | 0.00048786 | 0 | 0 | 0 | 0 | 0 | 0 | 0 | 0
F6_Commercial_Grocery_Existing_Miscellaneous_Natural Gas_Pool Heater_E3 | F6 | Commercial | Grocery | Existing | Miscellaneous | Natural Gas | Pool Heater | E3 | Utility - Value of Sales | 0 | 0 | 0 | 0 | 0 | 0 | 0 | 0 | 0 | 0 | 0 | 0 | 0 | 0 | 0 | 0 | 0 | 0 | 0 | 0 | 0 | 0 | 0 | 0 | 0 | 0 | 0 | 0 | 0 | 0
F6_Commercial_Grocery_Existing_Miscellaneous_Natural Gas_Pool Heater_E4 | F6 | Commercial | Grocery | Existing | Miscellaneous | Natural Gas | Pool Heater | E4 | Utility - Value of Sales | 0 | 0 | 0 | 0 | 0 | 0 | 0 | 0 | 0 | 0 | 0 | 0 | 0 | 0 | 0 | 0 | 0 | 0 | 0 | 0 | 0 | 0 | 0 | 0 | 0 | 0 | 0 | 0 | 0 | 0
F6_Commercial_Grocery_Existing_Miscellaneous_Natural Gas_Pool Heater_E5 | F6 | Commercial | Grocery | Existing | Miscellaneous | Natural Gas | Pool Heater | E5 | Utility - Value of Sales | 0 | 0 | 0 | 0 | 0 | 0 | 0 | 0 | 0 | 0 | 0 | 0 | 0 | 0 | 0 | 0 | 0 | 0 | 0 | 0 | 0 | 0 | 0 | 0 | 0 | 0 | 0 | 0 | 0 | 0
F6_Commercial_Grocery_Existing_Miscellaneous_Natural Gas_Pool Heater_E6 | F6 | Commercial | Grocery | Existing | Miscellaneous | Natural Gas | Pool Heater | E6 | Utility - Value of Sales | 0 | 0 | 0 | 0 | 0 | 0 | 0 | 0 | 0 | 0 | 0 | 0 | 0 | 0 | 0 | 0 | 0 | 0 | 0 | 0 | 0 | 0 | 0 | 0 | 0 | 0 | 0 | 0 | 0 | 0
F6_Commercial_Grocery_Existing_Miscellaneous_Natural Gas_Pool Heater_E7 | F6 | Commercial | Grocery | Existing | Miscellaneous | Natural Gas | Pool Heater | E7 | Utility - Value of Sales | 0 | 0 | 0 | 0 | 0 | 0 | 0 | 0 | 0 | 0 | 0 | 0 | 0 | 0 | 0 | 0 | 0 | 0 | 0 | 0 | 0 | 0 | 0 | 0 | 0 | 0 | 0 | 0 | 0 | 0
F6_Commercial_Grocery_Existing_Miscellaneous_Natural Gas_Pool Heater_E8 | F6 | Commercial | Grocery | Existing | Miscellaneous | Natural Gas | Pool Heater | E8 | Utility - Value of Sales | 0 | 0 | 0 | 0 | 0 | 0 | 0 | 0 | 0 | 0 | 0 | 0 | 0 | 0 | 0 | 0 | 0 | 0 | 0 | 0 | 0 | 0 | 0 | 0 | 0 | 0 | 0 | 0 | 0 | 0
F6_Commercial_Grocery_Existing_Miscellaneous_Natural Gas_Pool Heater_E9 | F6 | Commercial | Grocery | Existing | Miscellaneous | Natural Gas | Pool Heater | E9 | Utility - Value of Sales | 0 | 0 | 0 | 0 | 0 | 0 | 0 | 0 | 0 | 0 | 0 | 0 | 0 | 0 | 0 | 0 | 0 | 0 | 0 | 0 | 0 | 0 | 0 | 0 | 0 | 0 | 0 | 0 | 0 | 0
F6_Commercial_Grocery_Existing_Miscellaneous_Natural Gas_Pool Heater_E10 | F6 | Commercial | Grocery | Existing | Miscellaneous | Natural Gas | Pool Heater | E10 | Utility - Value of Sales | 0 | 0 | 0 | 0 | 0 | 0 | 0 | 0 | 0 | 0 | 0 | 0 | 0 | 0 | 0 | 0 | 0 | 0 | 0 | 0 | 0 | 0 | 0 | 0 | 0 | 0 | 0 | 0 | 0 | 0
F1_Commercial_Grocery_Existing_Miscellaneous_Natural Gas_Miscellaneous_E1 | F1 | Commercial | Grocery | Existing | Miscellaneous | Natural Gas | Miscellaneous | E1 | Participant - Cost of Equipment | 0.00011751 | 0.00011751 | 0.00011751 | 0.00011751 | 0.00011751 | 0.00011751 | 0.00011751 | 0.00011751 | 0.00011751 | 0.00011751 | 0.00011751 | 0.00011751 | 0.00011751 | 0.00011751 | 0.00011751 | 0.00011751 | 0.00011751 | 0.00011751 | 0.00011751 | 0.00011751 | 0.00011751 | 0.00011751 | 0 | 0 | 0 | 0 | 0 | 0 | 0 | 0
F1_Commercial_Grocery_Existing_Miscellaneous_Natural Gas_Miscellaneous_E2 | F1 | Commercial | Grocery | Existing | Miscellaneous | Natural Gas | Miscellaneous | E2 | Participant - Cost of Equipment | 0 | 0 | 0 | 0 | 0 | 0 | 0 | 0 | 0 | 0 | 0 | 0 | 0 | 0 | 0 | 0 | 0 | 0 | 0 | 0 | 0 | 0 | 0 | 0 | 0 | 0 | 0 | 0 | 0 | 0
F1_Commercial_Grocery_Existing_Miscellaneous_Natural Gas_Miscellaneous_E3 | F1 | Commercial | Grocery | Existing | Miscellaneous | Natural Gas | Miscellaneous | E3 | Participant - Cost of Equipment | 0 | 0 | 0 | 0 | 0 | 0 | 0 | 0 | 0 | 0 | 0 | 0 | 0 | 0 | 0 | 0 | 0 | 0 | 0 | 0 | 0 | 0 | 0 | 0 | 0 | 0 | 0 | 0 | 0 | 0
F1_Commercial_Grocery_Existing_Miscellaneous_Natural Gas_Miscellaneous_E4 | F1 | Commercial | Grocery | Existing | Miscellaneous | Natural Gas | Miscellaneous | E4 | Participant - Cost of Equipment | 0 | 0 | 0 | 0 | 0 | 0 | 0 | 0 | 0 | 0 | 0 | 0 | 0 | 0 | 0 | 0 | 0 | 0 | 0 | 0 | 0 | 0 | 0 | 0 | 0 | 0 | 0 | 0 | 0 | 0
F1_Commercial_Grocery_Existing_Miscellaneous_Natural Gas_Miscellaneous_E5 | F1 | Commercial | Grocery | Existing | Miscellaneous | Natural Gas | Miscellaneous | E5 | Participant - Cost of Equipment | 0 | 0 | 0 | 0 | 0 | 0 | 0 | 0 | 0 | 0 | 0 | 0 | 0 | 0 | 0 | 0 | 0 | 0 | 0 | 0 | 0 | 0 | 0 | 0 | 0 | 0 | 0 | 0 | 0 | 0
F1_Commercial_Grocery_Existing_Miscellaneous_Natural Gas_Miscellaneous_E6 | F1 | Commercial | Grocery | Existing | Miscellaneous | Natural Gas | Miscellaneous | E6 | Participant - Cost of Equipment | 0 | 0 | 0 | 0 | 0 | 0 | 0 | 0 | 0 | 0 | 0 | 0 | 0 | 0 | 0 | 0 | 0 | 0 | 0 | 0 | 0 | 0 | 0 | 0 | 0 | 0 | 0 | 0 | 0 | 0
F1_Commercial_Grocery_Existing_Miscellaneous_Natural Gas_Miscellaneous_E7 | F1 | Commercial | Grocery | Existing | Miscellaneous | Natural Gas | Miscellaneous | E7 | Participant - Cost of Equipment | 0 | 0 | 0 | 0 | 0 | 0 | 0 | 0 | 0 | 0 | 0 | 0 | 0 | 0 | 0 | 0 | 0 | 0 | 0 | 0 | 0 | 0 | 0 | 0 | 0 | 0 | 0 | 0 | 0 | 0
F1_Commercial_Grocery_Existing_Miscellaneous_Natural Gas_Miscellaneous_E8 | F1 | Commercial | Grocery | Existing | Miscellaneous | Natural Gas | Miscellaneous | E8 | Participant - Cost of Equipment | 0 | 0 | 0 | 0 | 0 | 0 | 0 | 0 | 0 | 0 | 0 | 0 | 0 | 0 | 0 | 0 | 0 | 0 | 0 | 0 | 0 | 0 | 0 | 0 | 0 | 0 | 0 | 0 | 0 | 0
F1_Commercial_Grocery_Existing_Miscellaneous_Natural Gas_Miscellaneous_E9 | F1 | Commercial | Grocery | Existing | Miscellaneous | Natural Gas | Miscellaneous | E9 | Participant - Cost of Equipment | 0 | 0 | 0 | 0 | 0 | 0 | 0 | 0 | 0 | 0 | 0 | 0 | 0 | 0 | 0 | 0 | 0 | 0 | 0 | 0 | 0 | 0 | 0 | 0 | 0 | 0 | 0 | 0 | 0 | 0
F1_Commercial_Grocery_Existing_Miscellaneous_Natural Gas_Miscellaneous_E10 | F1 | Commercial | Grocery | Existing | Miscellaneous | Natural Gas | Miscellaneous | E10 | Participant - Cost of Equipment | 0 | 0 | 0 | 0 | 0 | 0 | 0 | 0 | 0 | 0 | 0 | 0 | 0 | 0 | 0 | 0 | 0 | 0 | 0 | 0 | 0 | 0 | 0 | 0 | 0 | 0 | 0 | 0 | 0 | 0
F2_Commercial_Grocery_Existing_Miscellaneous_Natural Gas_Miscellaneous_E1 | F2 | Commercial | Grocery | Existing | Miscellaneous | Natural Gas | Miscellaneous | E1 | Participant - Cost of Operation | 0.0005232 | 0.0005192 | 0.00051658 | 0.0005221 | 0.00053502 | 0.00055314 | 0.00056866 | 0.0005805 | 0.00059087 | 0.00060115 | 0.00061242 | 0.00062391 | 0.00063531 | 0.00064803 | 0.00065974 | 0.00067109 | 0.00068295 | 0.00069388 | 0.00070382 | 0.00071252 | 0.00071943 | 0.00072439 | 0 | 0 | 0 | 0 | 0 | 0 | 0 | 0
F2_Commercial_Grocery_Existing_Miscellaneous_Natural Gas_Miscellaneous_E2 | F2 | Commercial | Grocery | Existing | Miscellaneous | Natural Gas | Miscellaneous | E2 | Participant - Cost of Operation | 0 | 0 | 0 | 0 | 0 | 0 | 0 | 0 | 0 | 0 | 0 | 0 | 0 | 0 | 0 | 0 | 0 | 0 | 0 | 0 | 0 | 0 | 0 | 0 | 0 | 0 | 0 | 0 | 0 | 0
F2_Commercial_Grocery_Existing_Miscellaneous_Natural Gas_Miscellaneous_E3 | F2 | Commercial | Grocery | Existing | Miscellaneous | Natural Gas | Miscellaneous | E3 | Participant - Cost of Operation | 0 | 0 | 0 | 0 | 0 | 0 | 0 | 0 | 0 | 0 | 0 | 0 | 0 | 0 | 0 | 0 | 0 | 0 | 0 | 0 | 0 | 0 | 0 | 0 | 0 | 0 | 0 | 0 | 0 | 0
F2_Commercial_Grocery_Existing_Miscellaneous_Natural Gas_Miscellaneous_E4 | F2 | Commercial | Grocery | Existing | Miscellaneous | Natural Gas | Miscellaneous | E4 | Participant - Cost of Operation | 0 | 0 | 0 | 0 | 0 | 0 | 0 | 0 | 0 | 0 | 0 | 0 | 0 | 0 | 0 | 0 | 0 | 0 | 0 | 0 | 0 | 0 | 0 | 0 | 0 | 0 | 0 | 0 | 0 | 0
F2_Commercial_Grocery_Existing_Miscellaneous_Natural Gas_Miscellaneous_E5 | F2 | Commercial | Grocery | Existing | Miscellaneous | Natural Gas | Miscellaneous | E5 | Participant - Cost of Operation | 0 | 0 | 0 | 0 | 0 | 0 | 0 | 0 | 0 | 0 | 0 | 0 | 0 | 0 | 0 | 0 | 0 | 0 | 0 | 0 | 0 | 0 | 0 | 0 | 0 | 0 | 0 | 0 | 0 | 0
F2_Commercial_Grocery_Existing_Miscellaneous_Natural Gas_Miscellaneous_E6 | F2 | Commercial | Grocery | Existing | Miscellaneous | Natural Gas | Miscellaneous | E6 | Participant - Cost of Operation | 0 | 0 | 0 | 0 | 0 | 0 | 0 | 0 | 0 | 0 | 0 | 0 | 0 | 0 | 0 | 0 | 0 | 0 | 0 | 0 | 0 | 0 | 0 | 0 | 0 | 0 | 0 | 0 | 0 | 0
F2_Commercial_Grocery_Existing_Miscellaneous_Natural Gas_Miscellaneous_E7 | F2 | Commercial | Grocery | Existing | Miscellaneous | Natural Gas | Miscellaneous | E7 | Participant - Cost of Operation | 0 | 0 | 0 | 0 | 0 | 0 | 0 | 0 | 0 | 0 | 0 | 0 | 0 | 0 | 0 | 0 | 0 | 0 | 0 | 0 | 0 | 0 | 0 | 0 | 0 | 0 | 0 | 0 | 0 | 0
F2_Commercial_Grocery_Existing_Miscellaneous_Natural Gas_Miscellaneous_E8 | F2 | Commercial | Grocery | Existing | Miscellaneous | Natural Gas | Miscellaneous | E8 | Participant - Cost of Operation | 0 | 0 | 0 | 0 | 0 | 0 | 0 | 0 | 0 | 0 | 0 | 0 | 0 | 0 | 0 | 0 | 0 | 0 | 0 | 0 | 0 | 0 | 0 | 0 | 0 | 0 | 0 | 0 | 0 | 0
F2_Commercial_Grocery_Existing_Miscellaneous_Natural Gas_Miscellaneous_E9 | F2 | Commercial | Grocery | Existing | Miscellaneous | Natural Gas | Miscellaneous | E9 | Participant - Cost of Operation | 0 | 0 | 0 | 0 | 0 | 0 | 0 | 0 | 0 | 0 | 0 | 0 | 0 | 0 | 0 | 0 | 0 | 0 | 0 | 0 | 0 | 0 | 0 | 0 | 0 | 0 | 0 | 0 | 0 | 0
F2_Commercial_Grocery_Existing_Miscellaneous_Natural Gas_Miscellaneous_E10 | F2 | Commercial | Grocery | Existing | Miscellaneous | Natural Gas | Miscellaneous | E10 | Participant - Cost of Operation | 0 | 0 | 0 | 0 | 0 | 0 | 0 | 0 | 0 | 0 | 0 | 0 | 0 | 0 | 0 | 0 | 0 | 0 | 0 | 0 | 0 | 0 | 0 | 0 | 0 | 0 | 0 | 0 | 0 | 0
F3_Commercial_Grocery_Existing_Miscellaneous_Natural Gas_Miscellaneous_E1 | F3 | Commercial | Grocery | Existing | Miscellaneous | Natural Gas | Miscellaneous | E1 | System - kBTUs of Conusmption | 0.050477 | 0.050372 | 0.050374 | 0.050957 | 0.051462 | 0.051868 | 0.052139 | 0.05243 | 0.052699 | 0.05294 | 0.053129 | 0.053336 | 0.053524 | 0.053688 | 0.053799 | 0.053853 | 0.053804 | 0.053639 | 0.053325 | 0.05295 | 0.052469 | 0.05188 | 0 | 0 | 0 | 0 | 0 | 0 | 0 | 0
F3_Commercial_Grocery_Existing_Miscellaneous_Natural Gas_Miscellaneous_E2 | F3 | Commercial | Grocery | Existing | Miscellaneous | Natural Gas | Miscellaneous | E2 | System - kBTUs of Conusmption | 0 | 0 | 0 | 0 | 0 | 0 | 0 | 0 | 0 | 0 | 0 | 0 | 0 | 0 | 0 | 0 | 0 | 0 | 0 | 0 | 0 | 0 | 0 | 0 | 0 | 0 | 0 | 0 | 0 | 0
F3_Commercial_Grocery_Existing_Miscellaneous_Natural Gas_Miscellaneous_E3 | F3 | Commercial | Grocery | Existing | Miscellaneous | Natural Gas | Miscellaneous | E3 | System - kBTUs of Conusmption | 0 | 0 | 0 | 0 | 0 | 0 | 0 | 0 | 0 | 0 | 0 | 0 | 0 | 0 | 0 | 0 | 0 | 0 | 0 | 0 | 0 | 0 | 0 | 0 | 0 | 0 | 0 | 0 | 0 | 0
F3_Commercial_Grocery_Existing_Miscellaneous_Natural Gas_Miscellaneous_E4 | F3 | Commercial | Grocery | Existing | Miscellaneous | Natural Gas | Miscellaneous | E4 | System - kBTUs of Conusmption | 0 | 0 | 0 | 0 | 0 | 0 | 0 | 0 | 0 | 0 | 0 | 0 | 0 | 0 | 0 | 0 | 0 | 0 | 0 | 0 | 0 | 0 | 0 | 0 | 0 | 0 | 0 | 0 | 0 | 0
F3_Commercial_Grocery_Existing_Miscellaneous_Natural Gas_Miscellaneous_E5 | F3 | Commercial | Grocery | Existing | Miscellaneous | Natural Gas | Miscellaneous | E5 | System - kBTUs of Conusmption | 0 | 0 | 0 | 0 | 0 | 0 | 0 | 0 | 0 | 0 | 0 | 0 | 0 | 0 | 0 | 0 | 0 | 0 | 0 | 0 | 0 | 0 | 0 | 0 | 0 | 0 | 0 | 0 | 0 | 0
F3_Commercial_Grocery_Existing_Miscellaneous_Natural Gas_Miscellaneous_E6 | F3 | Commercial | Grocery | Existing | Miscellaneous | Natural Gas | Miscellaneous | E6 | System - kBTUs of Conusmption | 0 | 0 | 0 | 0 | 0 | 0 | 0 | 0 | 0 | 0 | 0 | 0 | 0 | 0 | 0 | 0 | 0 | 0 | 0 | 0 | 0 | 0 | 0 | 0 | 0 | 0 | 0 | 0 | 0 | 0
F3_Commercial_Grocery_Existing_Miscellaneous_Natural Gas_Miscellaneous_E7 | F3 | Commercial | Grocery | Existing | Miscellaneous | Natural Gas | Miscellaneous | E7 | System - kBTUs of Conusmption | 0 | 0 | 0 | 0 | 0 | 0 | 0 | 0 | 0 | 0 | 0 | 0 | 0 | 0 | 0 | 0 | 0 | 0 | 0 | 0 | 0 | 0 | 0 | 0 | 0 | 0 | 0 | 0 | 0 | 0
F3_Commercial_Grocery_Existing_Miscellaneous_Natural Gas_Miscellaneous_E8 | F3 | Commercial | Grocery | Existing | Miscellaneous | Natural Gas | Miscellaneous | E8 | System - kBTUs of Conusmption | 0 | 0 | 0 | 0 | 0 | 0 | 0 | 0 | 0 | 0 | 0 | 0 | 0 | 0 | 0 | 0 | 0 | 0 | 0 | 0 | 0 | 0 | 0 | 0 | 0 | 0 | 0 | 0 | 0 | 0
F3_Commercial_Grocery_Existing_Miscellaneous_Natural Gas_Miscellaneous_E9 | F3 | Commercial | Grocery | Existing | Miscellaneous | Natural Gas | Miscellaneous | E9 | System - kBTUs of Conusmption | 0 | 0 | 0 | 0 | 0 | 0 | 0 | 0 | 0 | 0 | 0 | 0 | 0 | 0 | 0 | 0 | 0 | 0 | 0 | 0 | 0 | 0 | 0 | 0 | 0 | 0 | 0 | 0 | 0 | 0
F3_Commercial_Grocery_Existing_Miscellaneous_Natural Gas_Miscellaneous_E10 | F3 | Commercial | Grocery | Existing | Miscellaneous | Natural Gas | Miscellaneous | E10 | System - kBTUs of Conusmption | 0 | 0 | 0 | 0 | 0 | 0 | 0 | 0 | 0 | 0 | 0 | 0 | 0 | 0 | 0 | 0 | 0 | 0 | 0 | 0 | 0 | 0 | 0 | 0 | 0 | 0 | 0 | 0 | 0 | 0
F4_Commercial_Grocery_Existing_Miscellaneous_Natural Gas_Miscellaneous_E1 | F4 | Commercial | Grocery | Existing | Miscellaneous | Natural Gas | Miscellaneous | E1 | Utility - Cost of Equipment | 0.00011751 | 0.00011751 | 0.00011751 | 0.00011751 | 0.00011751 | 0.00011751 | 0.00011751 | 0.00011751 | 0.00011751 | 0.00011751 | 0.00011751 | 0.00011751 | 0.00011751 | 0.00011751 | 0.00011751 | 0.00011751 | 0.00011751 | 0.00011751 | 0.00011751 | 0.00011751 | 0.00011751 | 0.00011751 | 0 | 0 | 0 | 0 | 0 | 0 | 0 | 0
F4_Commercial_Grocery_Existing_Miscellaneous_Natural Gas_Miscellaneous_E2 | F4 | Commercial | Grocery | Existing | Miscellaneous | Natural Gas | Miscellaneous | E2 | Utility - Cost of Equipment | 0 | 0 | 0 | 0 | 0 | 0 | 0 | 0 | 0 | 0 | 0 | 0 | 0 | 0 | 0 | 0 | 0 | 0 | 0 | 0 | 0 | 0 | 0 | 0 | 0 | 0 | 0 | 0 | 0 | 0
F4_Commercial_Grocery_Existing_Miscellaneous_Natural Gas_Miscellaneous_E3 | F4 | Commercial | Grocery | Existing | Miscellaneous | Natural Gas | Miscellaneous | E3 | Utility - Cost of Equipment | 0 | 0 | 0 | 0 | 0 | 0 | 0 | 0 | 0 | 0 | 0 | 0 | 0 | 0 | 0 | 0 | 0 | 0 | 0 | 0 | 0 | 0 | 0 | 0 | 0 | 0 | 0 | 0 | 0 | 0
F4_Commercial_Grocery_Existing_Miscellaneous_Natural Gas_Miscellaneous_E4 | F4 | Commercial | Grocery | Existing | Miscellaneous | Natural Gas | Miscellaneous | E4 | Utility - Cost of Equipment | 0 | 0 | 0 | 0 | 0 | 0 | 0 | 0 | 0 | 0 | 0 | 0 | 0 | 0 | 0 | 0 | 0 | 0 | 0 | 0 | 0 | 0 | 0 | 0 | 0 | 0 | 0 | 0 | 0 | 0
F4_Commercial_Grocery_Existing_Miscellaneous_Natural Gas_Miscellaneous_E5 | F4 | Commercial | Grocery | Existing | Miscellaneous | Natural Gas | Miscellaneous | E5 | Utility - Cost of Equipment | 0 | 0 | 0 | 0 | 0 | 0 | 0 | 0 | 0 | 0 | 0 | 0 | 0 | 0 | 0 | 0 | 0 | 0 | 0 | 0 | 0 | 0 | 0 | 0 | 0 | 0 | 0 | 0 | 0 | 0
F4_Commercial_Grocery_Existing_Miscellaneous_Natural Gas_Miscellaneous_E6 | F4 | Commercial | Grocery | Existing | Miscellaneous | Natural Gas | Miscellaneous | E6 | Utility - Cost of Equipment | 0 | 0 | 0 | 0 | 0 | 0 | 0 | 0 | 0 | 0 | 0 | 0 | 0 | 0 | 0 | 0 | 0 | 0 | 0 | 0 | 0 | 0 | 0 | 0 | 0 | 0 | 0 | 0 | 0 | 0
F4_Commercial_Grocery_Existing_Miscellaneous_Natural Gas_Miscellaneous_E7 | F4 | Commercial | Grocery | Existing | Miscellaneous | Natural Gas | Miscellaneous | E7 | Utility - Cost of Equipment | 0 | 0 | 0 | 0 | 0 | 0 | 0 | 0 | 0 | 0 | 0 | 0 | 0 | 0 | 0 | 0 | 0 | 0 | 0 | 0 | 0 | 0 | 0 | 0 | 0 | 0 | 0 | 0 | 0 | 0
F4_Commercial_Grocery_Existing_Miscellaneous_Natural Gas_Miscellaneous_E8 | F4 | Commercial | Grocery | Existing | Miscellaneous | Natural Gas | Miscellaneous | E8 | Utility - Cost of Equipment | 0 | 0 | 0 | 0 | 0 | 0 | 0 | 0 | 0 | 0 | 0 | 0 | 0 | 0 | 0 | 0 | 0 | 0 | 0 | 0 | 0 | 0 | 0 | 0 | 0 | 0 | 0 | 0 | 0 | 0
F4_Commercial_Grocery_Existing_Miscellaneous_Natural Gas_Miscellaneous_E9 | F4 | Commercial | Grocery | Existing | Miscellaneous | Natural Gas | Miscellaneous | E9 | Utility - Cost of Equipment | 0 | 0 | 0 | 0 | 0 | 0 | 0 | 0 | 0 | 0 | 0 | 0 | 0 | 0 | 0 | 0 | 0 | 0 | 0 | 0 | 0 | 0 | 0 | 0 | 0 | 0 | 0 | 0 | 0 | 0
F4_Commercial_Grocery_Existing_Miscellaneous_Natural Gas_Miscellaneous_E10 | F4 | Commercial | Grocery | Existing | Miscellaneous | Natural Gas | Miscellaneous | E10 | Utility - Cost of Equipment | 0 | 0 | 0 | 0 | 0 | 0 | 0 | 0 | 0 | 0 | 0 | 0 | 0 | 0 | 0 | 0 | 0 | 0 | 0 | 0 | 0 | 0 | 0 | 0 | 0 | 0 | 0 | 0 | 0 | 0
F5_Commercial_Grocery_Existing_Miscellaneous_Natural Gas_Miscellaneous_E1 | F5 | Commercial | Grocery | Existing | Miscellaneous | Natural Gas | Miscellaneous | E1 | Utility - Cost of Operation | 0.0004367 | 0.00043336 | 0.00043118 | 0.00043579 | 0.00044657 | 0.00046169 | 0.00047465 | 0.00048453 | 0.00049319 | 0.00050177 | 0.00051117 | 0.00052076 | 0.00053028 | 0.0005409 | 0.00055067 | 0.00056014 | 0.00057004 | 0.00057917 | 0.00058747 | 0.00059472 | 0.00060049 | 0.00060463 | 0 | 0 | 0 | 0 | 0 | 0 | 0 | 0
F5_Commercial_Grocery_Existing_Miscellaneous_Natural Gas_Miscellaneous_E2 | F5 | Commercial | Grocery | Existing | Miscellaneous | Natural Gas | Miscellaneous | E2 | Utility - Cost of Operation | 0 | 0 | 0 | 0 | 0 | 0 | 0 | 0 | 0 | 0 | 0 | 0 | 0 | 0 | 0 | 0 | 0 | 0 | 0 | 0 | 0 | 0 | 0 | 0 | 0 | 0 | 0 | 0 | 0 | 0
F5_Commercial_Grocery_Existing_Miscellaneous_Natural Gas_Miscellaneous_E3 | F5 | Commercial | Grocery | Existing | Miscellaneous | Natural Gas | Miscellaneous | E3 | Utility - Cost of Operation | 0 | 0 | 0 | 0 | 0 | 0 | 0 | 0 | 0 | 0 | 0 | 0 | 0 | 0 | 0 | 0 | 0 | 0 | 0 | 0 | 0 | 0 | 0 | 0 | 0 | 0 | 0 | 0 | 0 | 0
F5_Commercial_Grocery_Existing_Miscellaneous_Natural Gas_Miscellaneous_E4 | F5 | Commercial | Grocery | Existing | Miscellaneous | Natural Gas | Miscellaneous | E4 | Utility - Cost of Operation | 0 | 0 | 0 | 0 | 0 | 0 | 0 | 0 | 0 | 0 | 0 | 0 | 0 | 0 | 0 | 0 | 0 | 0 | 0 | 0 | 0 | 0 | 0 | 0 | 0 | 0 | 0 | 0 | 0 | 0
F5_Commercial_Grocery_Existing_Miscellaneous_Natural Gas_Miscellaneous_E5 | F5 | Commercial | Grocery | Existing | Miscellaneous | Natural Gas | Miscellaneous | E5 | Utility - Cost of Operation | 0 | 0 | 0 | 0 | 0 | 0 | 0 | 0 | 0 | 0 | 0 | 0 | 0 | 0 | 0 | 0 | 0 | 0 | 0 | 0 | 0 | 0 | 0 | 0 | 0 | 0 | 0 | 0 | 0 | 0
F5_Commercial_Grocery_Existing_Miscellaneous_Natural Gas_Miscellaneous_E6 | F5 | Commercial | Grocery | Existing | Miscellaneous | Natural Gas | Miscellaneous | E6 | Utility - Cost of Operation | 0 | 0 | 0 | 0 | 0 | 0 | 0 | 0 | 0 | 0 | 0 | 0 | 0 | 0 | 0 | 0 | 0 | 0 | 0 | 0 | 0 | 0 | 0 | 0 | 0 | 0 | 0 | 0 | 0 | 0
F5_Commercial_Grocery_Existing_Miscellaneous_Natural Gas_Miscellaneous_E7 | F5 | Commercial | Grocery | Existing | Miscellaneous | Natural Gas | Miscellaneous | E7 | Utility - Cost of Operation | 0 | 0 | 0 | 0 | 0 | 0 | 0 | 0 | 0 | 0 | 0 | 0 | 0 | 0 | 0 | 0 | 0 | 0 | 0 | 0 | 0 | 0 | 0 | 0 | 0 | 0 | 0 | 0 | 0 | 0
F5_Commercial_Grocery_Existing_Miscellaneous_Natural Gas_Miscellaneous_E8 | F5 | Commercial | Grocery | Existing | Miscellaneous | Natural Gas | Miscellaneous | E8 | Utility - Cost of Operation | 0 | 0 | 0 | 0 | 0 | 0 | 0 | 0 | 0 | 0 | 0 | 0 | 0 | 0 | 0 | 0 | 0 | 0 | 0 | 0 | 0 | 0 | 0 | 0 | 0 | 0 | 0 | 0 | 0 | 0
F5_Commercial_Grocery_Existing_Miscellaneous_Natural Gas_Miscellaneous_E9 | F5 | Commercial | Grocery | Existing | Miscellaneous | Natural Gas | Miscellaneous | E9 | Utility - Cost of Operation | 0 | 0 | 0 | 0 | 0 | 0 | 0 | 0 | 0 | 0 | 0 | 0 | 0 | 0 | 0 | 0 | 0 | 0 | 0 | 0 | 0 | 0 | 0 | 0 | 0 | 0 | 0 | 0 | 0 | 0
F5_Commercial_Grocery_Existing_Miscellaneous_Natural Gas_Miscellaneous_E10 | F5 | Commercial | Grocery | Existing | Miscellaneous | Natural Gas | Miscellaneous | E10 | Utility - Cost of Operation | 0 | 0 | 0 | 0 | 0 | 0 | 0 | 0 | 0 | 0 | 0 | 0 | 0 | 0 | 0 | 0 | 0 | 0 | 0 | 0 | 0 | 0 | 0 | 0 | 0 | 0 | 0 | 0 | 0 | 0
F6_Commercial_Grocery_Existing_Miscellaneous_Natural Gas_Miscellaneous_E1 | F6 | Commercial | Grocery | Existing | Miscellaneous | Natural Gas | Miscellaneous | E1 | Utility - Value of Sales | 0.0005232 | 0.0005192 | 0.00051658 | 0.0005221 | 0.00053502 | 0.00055314 | 0.00056866 | 0.0005805 | 0.00059087 | 0.00060115 | 0.00061242 | 0.00062391 | 0.00063531 | 0.00064803 | 0.00065974 | 0.00067109 | 0.00068295 | 0.00069388 | 0.00070382 | 0.00071252 | 0.00071943 | 0.00072439 | 0 | 0 | 0 | 0 | 0 | 0 | 0 | 0
F6_Commercial_Grocery_Existing_Miscellaneous_Natural Gas_Miscellaneous_E2 | F6 | Commercial | Grocery | Existing | Miscellaneous | Natural Gas | Miscellaneous | E2 | Utility - Value of Sales | 0 | 0 | 0 | 0 | 0 | 0 | 0 | 0 | 0 | 0 | 0 | 0 | 0 | 0 | 0 | 0 | 0 | 0 | 0 | 0 | 0 | 0 | 0 | 0 | 0 | 0 | 0 | 0 | 0 | 0
F6_Commercial_Grocery_Existing_Miscellaneous_Natural Gas_Miscellaneous_E3 | F6 | Commercial | Grocery | Existing | Miscellaneous | Natural Gas | Miscellaneous | E3 | Utility - Value of Sales | 0 | 0 | 0 | 0 | 0 | 0 | 0 | 0 | 0 | 0 | 0 | 0 | 0 | 0 | 0 | 0 | 0 | 0 | 0 | 0 | 0 | 0 | 0 | 0 | 0 | 0 | 0 | 0 | 0 | 0
F6_Commercial_Grocery_Existing_Miscellaneous_Natural Gas_Miscellaneous_E4 | F6 | Commercial | Grocery | Existing | Miscellaneous | Natural Gas | Miscellaneous | E4 | Utility - Value of Sales | 0 | 0 | 0 | 0 | 0 | 0 | 0 | 0 | 0 | 0 | 0 | 0 | 0 | 0 | 0 | 0 | 0 | 0 | 0 | 0 | 0 | 0 | 0 | 0 | 0 | 0 | 0 | 0 | 0 | 0
F6_Commercial_Grocery_Existing_Miscellaneous_Natural Gas_Miscellaneous_E5 | F6 | Commercial | Grocery | Existing | Miscellaneous | Natural Gas | Miscellaneous | E5 | Utility - Value of Sales | 0 | 0 | 0 | 0 | 0 | 0 | 0 | 0 | 0 | 0 | 0 | 0 | 0 | 0 | 0 | 0 | 0 | 0 | 0 | 0 | 0 | 0 | 0 | 0 | 0 | 0 | 0 | 0 | 0 | 0
F6_Commercial_Grocery_Existing_Miscellaneous_Natural Gas_Miscellaneous_E6 | F6 | Commercial | Grocery | Existing | Miscellaneous | Natural Gas | Miscellaneous | E6 | Utility - Value of Sales | 0 | 0 | 0 | 0 | 0 | 0 | 0 | 0 | 0 | 0 | 0 | 0 | 0 | 0 | 0 | 0 | 0 | 0 | 0 | 0 | 0 | 0 | 0 | 0 | 0 | 0 | 0 | 0 | 0 | 0
F6_Commercial_Grocery_Existing_Miscellaneous_Natural Gas_Miscellaneous_E7 | F6 | Commercial | Grocery | Existing | Miscellaneous | Natural Gas | Miscellaneous | E7 | Utility - Value of Sales | 0 | 0 | 0 | 0 | 0 | 0 | 0 | 0 | 0 | 0 | 0 | 0 | 0 | 0 | 0 | 0 | 0 | 0 | 0 | 0 | 0 | 0 | 0 | 0 | 0 | 0 | 0 | 0 | 0 | 0
F6_Commercial_Grocery_Existing_Miscellaneous_Natural Gas_Miscellaneous_E8 | F6 | Commercial | Grocery | Existing | Miscellaneous | Natural Gas | Miscellaneous | E8 | Utility - Value of Sales | 0 | 0 | 0 | 0 | 0 | 0 | 0 | 0 | 0 | 0 | 0 | 0 | 0 | 0 | 0 | 0 | 0 | 0 | 0 | 0 | 0 | 0 | 0 | 0 | 0 | 0 | 0 | 0 | 0 | 0
F6_Commercial_Grocery_Existing_Miscellaneous_Natural Gas_Miscellaneous_E9 | F6 | Commercial | Grocery | Existing | Miscellaneous | Natural Gas | Miscellaneous | E9 | Utility - Value of Sales | 0 | 0 | 0 | 0 | 0 | 0 | 0 | 0 | 0 | 0 | 0 | 0 | 0 | 0 | 0 | 0 | 0 | 0 | 0 | 0 | 0 | 0 | 0 | 0 | 0 | 0 | 0 | 0 | 0 | 0
F6_Commercial_Grocery_Existing_Miscellaneous_Natural Gas_Miscellaneous_E10 | F6 | Commercial | Grocery | Existing | Miscellaneous | Natural Gas | Miscellaneous | E10 | Utility - Value of Sales | 0 | 0 | 0 | 0 | 0 | 0 | 0 | 0 | 0 | 0 | 0 | 0 | 0 | 0 | 0 | 0 | 0 | 0 | 0 | 0 | 0 | 0 | 0 | 0 | 0 | 0 | 0 | 0 | 0 | 0
F1_Commercial_Grocery_New_Space Heating_Natural Gas_Furnace_E1 | F1 | Commercial | Grocery | New | Space Heating | Natural Gas | Furnace | E1 | Participant - Cost of Equipment | 0.031547 | 0.031547 | 0.031547 | 0.031547 | 0.031547 | 0.031547 | 0.031547 | 0.031547 | 0.031547 | 0.031547 | 0.031547 | 0.031547 | 0.031547 | 0.031547 | 0.031547 | 0.031547 | 0.031547 | 0.031547 | 0.031547 | 0.031547 | 0.031547 | 0.031547 | 0 | 0 | 0 | 0 | 0 | 0 | 0 | 0
F1_Commercial_Grocery_New_Space Heating_Natural Gas_Furnace_E2 | F1 | Commercial | Grocery | New | Space Heating | Natural Gas | Furnace | E2 | Participant - Cost of Equipment | 0.037857 | 0.037857 | 0.037857 | 0.037857 | 0.037857 | 0.037857 | 0.037857 | 0.037857 | 0.037857 | 0.037857 | 0.037857 | 0.037857 | 0.037857 | 0.037857 | 0.037857 | 0.037857 | 0.037857 | 0.037857 | 0.037857 | 0.037857 | 0.037857 | 0.037857 | 0 | 0 | 0 | 0 | 0 | 0 | 0 | 0
F1_Commercial_Grocery_New_Space Heating_Natural Gas_Furnace_E3 | F1 | Commercial | Grocery | New | Space Heating | Natural Gas | Furnace | E3 | Participant - Cost of Equipment | 0.044167 | 0.044167 | 0.044167 | 0.044167 | 0.044167 | 0.044167 | 0.044167 | 0.044167 | 0.044167 | 0.044167 | 0.044167 | 0.044167 | 0.044167 | 0.044167 | 0.044167 | 0.044167 | 0.044167 | 0.044167 | 0.044167 | 0.044167 | 0.044167 | 0.044167 | 0 | 0 | 0 | 0 | 0 | 0 | 0 | 0
F1_Commercial_Grocery_New_Space Heating_Natural Gas_Furnace_E4 | F1 | Commercial | Grocery | New | Space Heating | Natural Gas | Furnace | E4 | Participant - Cost of Equipment | 0 | 0 | 0 | 0 | 0 | 0 | 0 | 0 | 0 | 0 | 0 | 0 | 0 | 0 | 0 | 0 | 0 | 0 | 0 | 0 | 0 | 0 | 0 | 0 | 0 | 0 | 0 | 0 | 0 | 0
F1_Commercial_Grocery_New_Space Heating_Natural Gas_Furnace_E5 | F1 | Commercial | Grocery | New | Space Heating | Natural Gas | Furnace | E5 | Participant - Cost of Equipment | 0 | 0 | 0 | 0 | 0 | 0 | 0 | 0 | 0 | 0 | 0 | 0 | 0 | 0 | 0 | 0 | 0 | 0 | 0 | 0 | 0 | 0 | 0 | 0 | 0 | 0 | 0 | 0 | 0 | 0
F1_Commercial_Grocery_New_Space Heating_Natural Gas_Furnace_E6 | F1 | Commercial | Grocery | New | Space Heating | Natural Gas | Furnace | E6 | Participant - Cost of Equipment | 0 | 0 | 0 | 0 | 0 | 0 | 0 | 0 | 0 | 0 | 0 | 0 | 0 | 0 | 0 | 0 | 0 | 0 | 0 | 0 | 0 | 0 | 0 | 0 | 0 | 0 | 0 | 0 | 0 | 0
F1_Commercial_Grocery_New_Space Heating_Natural Gas_Furnace_E7 | F1 | Commercial | Grocery | New | Space Heating | Natural Gas | Furnace | E7 | Participant - Cost of Equipment | 0 | 0 | 0 | 0 | 0 | 0 | 0 | 0 | 0 | 0 | 0 | 0 | 0 | 0 | 0 | 0 | 0 | 0 | 0 | 0 | 0 | 0 | 0 | 0 | 0 | 0 | 0 | 0 | 0 | 0
F1_Commercial_Grocery_New_Space Heating_Natural Gas_Furnace_E8 | F1 | Commercial | Grocery | New | Space Heating | Natural Gas | Furnace | E8 | Participant - Cost of Equipment | 0 | 0 | 0 | 0 | 0 | 0 | 0 | 0 | 0 | 0 | 0 | 0 | 0 | 0 | 0 | 0 | 0 | 0 | 0 | 0 | 0 | 0 | 0 | 0 | 0 | 0 | 0 | 0 | 0 | 0
F1_Commercial_Grocery_New_Space Heating_Natural Gas_Furnace_E9 | F1 | Commercial | Grocery | New | Space Heating | Natural Gas | Furnace | E9 | Participant - Cost of Equipment | 0 | 0 | 0 | 0 | 0 | 0 | 0 | 0 | 0 | 0 | 0 | 0 | 0 | 0 | 0 | 0 | 0 | 0 | 0 | 0 | 0 | 0 | 0 | 0 | 0 | 0 | 0 | 0 | 0 | 0
F1_Commercial_Grocery_New_Space Heating_Natural Gas_Furnace_E10 | F1 | Commercial | Grocery | New | Space Heating | Natural Gas | Furnace | E10 | Participant - Cost of Equipment | 0 | 0 | 0 | 0 | 0 | 0 | 0 | 0 | 0 | 0 | 0 | 0 | 0 | 0 | 0 | 0 | 0 | 0 | 0 | 0 | 0 | 0 | 0 | 0 | 0 | 0 | 0 | 0 | 0 | 0
F2_Commercial_Grocery_New_Space Heating_Natural Gas_Furnace_E1 | F2 | Commercial | Grocery | New | Space Heating | Natural Gas | Furnace | E1 | Participant - Cost of Operation | 0.48597 | 0.49175 | 0.498 | 0.50612 | 0.51576 | 0.5265 | 0.53661 | 0.54596 | 0.55512 | 0.56438 | 0.574 | 0.58381 | 0.59369 | 0.60399 | 0.61416 | 0.62456 | 0.63542 | 0.64642 | 0.65758 | 0.66888 | 0.68019 | 0.69147 | 0 | 0 | 0 | 0 | 0 | 0 | 0 | 0
F2_Commercial_Grocery_New_Space Heating_Natural Gas_Furnace_E2 | F2 | Commercial | Grocery | New | Space Heating | Natural Gas | Furnace | E2 | Participant - Cost of Operation | 0.43197 | 0.43711 | 0.44267 | 0.44989 | 0.45846 | 0.46801 | 0.47699 | 0.4853 | 0.49344 | 0.50168 | 0.51023 | 0.51895 | 0.52773 | 0.53688 | 0.54592 | 0.55517 | 0.56482 | 0.5746 | 0.58452 | 0.59457 | 0.60462 | 0.61464 | 0 | 0 | 0 | 0 | 0 | 0 | 0 | 0
F2_Commercial_Grocery_New_Space Heating_Natural Gas_Furnace_E3 | F2 | Commercial | Grocery | New | Space Heating | Natural Gas | Furnace | E3 | Participant - Cost of Operation | 0.40923 | 0.4141 | 0.41937 | 0.42621 | 0.43432 | 0.44337 | 0.45188 | 0.45975 | 0.46747 | 0.47527 | 0.48337 | 0.49163 | 0.49995 | 0.50862 | 0.51718 | 0.52594 | 0.53509 | 0.54436 | 0.55376 | 0.56327 | 0.57279 | 0.58229 | 0 | 0 | 0 | 0 | 0 | 0 | 0 | 0
F2_Commercial_Grocery_New_Space Heating_Natural Gas_Furnace_E4 | F2 | Commercial | Grocery | New | Space Heating | Natural Gas | Furnace | E4 | Participant - Cost of Operation | 0 | 0 | 0 | 0 | 0 | 0 | 0 | 0 | 0 | 0 | 0 | 0 | 0 | 0 | 0 | 0 | 0 | 0 | 0 | 0 | 0 | 0 | 0 | 0 | 0 | 0 | 0 | 0 | 0 | 0
F2_Commercial_Grocery_New_Space Heating_Natural Gas_Furnace_E5 | F2 | Commercial | Grocery | New | Space Heating | Natural Gas | Furnace | E5 | Participant - Cost of Operation | 0 | 0 | 0 | 0 | 0 | 0 | 0 | 0 | 0 | 0 | 0 | 0 | 0 | 0 | 0 | 0 | 0 | 0 | 0 | 0 | 0 | 0 | 0 | 0 | 0 | 0 | 0 | 0 | 0 | 0
F2_Commercial_Grocery_New_Space Heating_Natural Gas_Furnace_E6 | F2 | Commercial | Grocery | New | Space Heating | Natural Gas | Furnace | E6 | Participant - Cost of Operation | 0 | 0 | 0 | 0 | 0 | 0 | 0 | 0 | 0 | 0 | 0 | 0 | 0 | 0 | 0 | 0 | 0 | 0 | 0 | 0 | 0 | 0 | 0 | 0 | 0 | 0 | 0 | 0 | 0 | 0
F2_Commercial_Grocery_New_Space Heating_Natural Gas_Furnace_E7 | F2 | Commercial | Grocery | New | Space Heating | Natural Gas | Furnace | E7 | Participant - Cost of Operation | 0 | 0 | 0 | 0 | 0 | 0 | 0 | 0 | 0 | 0 | 0 | 0 | 0 | 0 | 0 | 0 | 0 | 0 | 0 | 0 | 0 | 0 | 0 | 0 | 0 | 0 | 0 | 0 | 0 | 0
F2_Commercial_Grocery_New_Space Heating_Natural Gas_Furnace_E8 | F2 | Commercial | Grocery | New | Space Heating | Natural Gas | Furnace | E8 | Participant - Cost of Operation | 0 | 0 | 0 | 0 | 0 | 0 | 0 | 0 | 0 | 0 | 0 | 0 | 0 | 0 | 0 | 0 | 0 | 0 | 0 | 0 | 0 | 0 | 0 | 0 | 0 | 0 | 0 | 0 | 0 | 0
F2_Commercial_Grocery_New_Space Heating_Natural Gas_Furnace_E9 | F2 | Commercial | Grocery | New | Space Heating | Natural Gas | Furnace | E9 | Participant - Cost of Operation | 0 | 0 | 0 | 0 | 0 | 0 | 0 | 0 | 0 | 0 | 0 | 0 | 0 | 0 | 0 | 0 | 0 | 0 | 0 | 0 | 0 | 0 | 0 | 0 | 0 | 0 | 0 | 0 | 0 | 0
F2_Commercial_Grocery_New_Space Heating_Natural Gas_Furnace_E10 | F2 | Commercial | Grocery | New | Space Heating | Natural Gas | Furnace | E10 | Participant - Cost of Operation | 0 | 0 | 0 | 0 | 0 | 0 | 0 | 0 | 0 | 0 | 0 | 0 | 0 | 0 | 0 | 0 | 0 | 0 | 0 | 0 | 0 | 0 | 0 | 0 | 0 | 0 | 0 | 0 | 0 | 0
F3_Commercial_Grocery_New_Space Heating_Natural Gas_Furnace_E1 | F3 | Commercial | Grocery | New | Space Heating | Natural Gas | Furnace | E1 | System - kBTUs of Conusmption | 42.887 | 42.9273 | 42.9598 | 43.0727 | 43.1509 | 43.1941 | 43.1935 | 43.188 | 43.1705 | 43.1419 | 43.0961 | 43.0477 | 42.9906 | 42.9257 | 42.8456 | 42.7676 | 42.6838 | 42.5942 | 42.4918 | 42.3932 | 42.2908 | 42.1856 | 0 | 0 | 0 | 0 | 0 | 0 | 0 | 0
F3_Commercial_Grocery_New_Space Heating_Natural Gas_Furnace_E2 | F3 | Commercial | Grocery | New | Space Heating | Natural Gas | Furnace | E2 | System - kBTUs of Conusmption | 38.122 | 38.1579 | 38.1868 | 38.2872 | 38.3567 | 38.3951 | 38.3946 | 38.3896 | 38.3741 | 38.3487 | 38.308 | 38.2649 | 38.2142 | 38.1565 | 38.0853 | 38.016 | 37.9415 | 37.8618 | 37.7708 | 37.6831 | 37.5921 | 37.4986 | 0 | 0 | 0 | 0 | 0 | 0 | 0 | 0
F3_Commercial_Grocery_New_Space Heating_Natural Gas_Furnace_E3 | F3 | Commercial | Grocery | New | Space Heating | Natural Gas | Furnace | E3 | System - kBTUs of Conusmption | 36.1153 | 36.1493 | 36.1767 | 36.2718 | 36.3376 | 36.374 | 36.3735 | 36.3688 | 36.3541 | 36.33 | 36.2915 | 36.2507 | 36.2026 | 36.1479 | 36.0805 | 36.0149 | 35.9442 | 35.8688 | 35.7826 | 35.6995 | 35.6133 | 35.5247 | 0 | 0 | 0 | 0 | 0 | 0 | 0 | 0
F3_Commercial_Grocery_New_Space Heating_Natural Gas_Furnace_E4 | F3 | Commercial | Grocery | New | Space Heating | Natural Gas | Furnace | E4 | System - kBTUs of Conusmption | 0 | 0 | 0 | 0 | 0 | 0 | 0 | 0 | 0 | 0 | 0 | 0 | 0 | 0 | 0 | 0 | 0 | 0 | 0 | 0 | 0 | 0 | 0 | 0 | 0 | 0 | 0 | 0 | 0 | 0
F3_Commercial_Grocery_New_Space Heating_Natural Gas_Furnace_E5 | F3 | Commercial | Grocery | New | Space Heating | Natural Gas | Furnace | E5 | System - kBTUs of Conusmption | 0 | 0 | 0 | 0 | 0 | 0 | 0 | 0 | 0 | 0 | 0 | 0 | 0 | 0 | 0 | 0 | 0 | 0 | 0 | 0 | 0 | 0 | 0 | 0 | 0 | 0 | 0 | 0 | 0 | 0
F3_Commercial_Grocery_New_Space Heating_Natural Gas_Furnace_E6 | F3 | Commercial | Grocery | New | Space Heating | Natural Gas | Furnace | E6 | System - kBTUs of Conusmption | 0 | 0 | 0 | 0 | 0 | 0 | 0 | 0 | 0 | 0 | 0 | 0 | 0 | 0 | 0 | 0 | 0 | 0 | 0 | 0 | 0 | 0 | 0 | 0 | 0 | 0 | 0 | 0 | 0 | 0
F3_Commercial_Grocery_New_Space Heating_Natural Gas_Furnace_E7 | F3 | Commercial | Grocery | New | Space Heating | Natural Gas | Furnace | E7 | System - kBTUs of Conusmption | 0 | 0 | 0 | 0 | 0 | 0 | 0 | 0 | 0 | 0 | 0 | 0 | 0 | 0 | 0 | 0 | 0 | 0 | 0 | 0 | 0 | 0 | 0 | 0 | 0 | 0 | 0 | 0 | 0 | 0
F3_Commercial_Grocery_New_Space Heating_Natural Gas_Furnace_E8 | F3 | Commercial | Grocery | New | Space Heating | Natural Gas | Furnace | E8 | System - kBTUs of Conusmption | 0 | 0 | 0 | 0 | 0 | 0 | 0 | 0 | 0 | 0 | 0 | 0 | 0 | 0 | 0 | 0 | 0 | 0 | 0 | 0 | 0 | 0 | 0 | 0 | 0 | 0 | 0 | 0 | 0 | 0
F3_Commercial_Grocery_New_Space Heating_Natural Gas_Furnace_E9 | F3 | Commercial | Grocery | New | Space Heating | Natural Gas | Furnace | E9 | System - kBTUs of Conusmption | 0 | 0 | 0 | 0 | 0 | 0 | 0 | 0 | 0 | 0 | 0 | 0 | 0 | 0 | 0 | 0 | 0 | 0 | 0 | 0 | 0 | 0 | 0 | 0 | 0 | 0 | 0 | 0 | 0 | 0
F3_Commercial_Grocery_New_Space Heating_Natural Gas_Furnace_E10 | F3 | Commercial | Grocery | New | Space Heating | Natural Gas | Furnace | E10 | System - kBTUs of Conusmption | 0 | 0 | 0 | 0 | 0 | 0 | 0 | 0 | 0 | 0 | 0 | 0 | 0 | 0 | 0 | 0 | 0 | 0 | 0 | 0 | 0 | 0 | 0 | 0 | 0 | 0 | 0 | 0 | 0 | 0
F4_Commercial_Grocery_New_Space Heating_Natural Gas_Furnace_E1 | F4 | Commercial | Grocery | New | Space Heating | Natural Gas | Furnace | E1 | Utility - Cost of Equipment | 0.031547 | 0.031547 | 0.031547 | 0.031547 | 0.031547 | 0.031547 | 0.031547 | 0.031547 | 0.031547 | 0.031547 | 0.031547 | 0.031547 | 0.031547 | 0.031547 | 0.031547 | 0.031547 | 0.031547 | 0.031547 | 0.031547 | 0.031547 | 0.031547 | 0.031547 | 0 | 0 | 0 | 0 | 0 | 0 | 0 | 0
F4_Commercial_Grocery_New_Space Heating_Natural Gas_Furnace_E2 | F4 | Commercial | Grocery | New | Space Heating | Natural Gas | Furnace | E2 | Utility - Cost of Equipment | 0.037857 | 0.037857 | 0.037857 | 0.037857 | 0.037857 | 0.037857 | 0.037857 | 0.037857 | 0.037857 | 0.037857 | 0.037857 | 0.037857 | 0.037857 | 0.037857 | 0.037857 | 0.037857 | 0.037857 | 0.037857 | 0.037857 | 0.037857 | 0.037857 | 0.037857 | 0 | 0 | 0 | 0 | 0 | 0 | 0 | 0
F4_Commercial_Grocery_New_Space Heating_Natural Gas_Furnace_E3 | F4 | Commercial | Grocery | New | Space Heating | Natural Gas | Furnace | E3 | Utility - Cost of Equipment | 0.044167 | 0.044167 | 0.044167 | 0.044167 | 0.044167 | 0.044167 | 0.044167 | 0.044167 | 0.044167 | 0.044167 | 0.044167 | 0.044167 | 0.044167 | 0.044167 | 0.044167 | 0.044167 | 0.044167 | 0.044167 | 0.044167 | 0.044167 | 0.044167 | 0.044167 | 0 | 0 | 0 | 0 | 0 | 0 | 0 | 0
F4_Commercial_Grocery_New_Space Heating_Natural Gas_Furnace_E4 | F4 | Commercial | Grocery | New | Space Heating | Natural Gas | Furnace | E4 | Utility - Cost of Equipment | 0 | 0 | 0 | 0 | 0 | 0 | 0 | 0 | 0 | 0 | 0 | 0 | 0 | 0 | 0 | 0 | 0 | 0 | 0 | 0 | 0 | 0 | 0 | 0 | 0 | 0 | 0 | 0 | 0 | 0
F4_Commercial_Grocery_New_Space Heating_Natural Gas_Furnace_E5 | F4 | Commercial | Grocery | New | Space Heating | Natural Gas | Furnace | E5 | Utility - Cost of Equipment | 0 | 0 | 0 | 0 | 0 | 0 | 0 | 0 | 0 | 0 | 0 | 0 | 0 | 0 | 0 | 0 | 0 | 0 | 0 | 0 | 0 | 0 | 0 | 0 | 0 | 0 | 0 | 0 | 0 | 0
F4_Commercial_Grocery_New_Space Heating_Natural Gas_Furnace_E6 | F4 | Commercial | Grocery | New | Space Heating | Natural Gas | Furnace | E6 | Utility - Cost of Equipment | 0 | 0 | 0 | 0 | 0 | 0 | 0 | 0 | 0 | 0 | 0 | 0 | 0 | 0 | 0 | 0 | 0 | 0 | 0 | 0 | 0 | 0 | 0 | 0 | 0 | 0 | 0 | 0 | 0 | 0
F4_Commercial_Grocery_New_Space Heating_Natural Gas_Furnace_E7 | F4 | Commercial | Grocery | New | Space Heating | Natural Gas | Furnace | E7 | Utility - Cost of Equipment | 0 | 0 | 0 | 0 | 0 | 0 | 0 | 0 | 0 | 0 | 0 | 0 | 0 | 0 | 0 | 0 | 0 | 0 | 0 | 0 | 0 | 0 | 0 | 0 | 0 | 0 | 0 | 0 | 0 | 0
F4_Commercial_Grocery_New_Space Heating_Natural Gas_Furnace_E8 | F4 | Commercial | Grocery | New | Space Heating | Natural Gas | Furnace | E8 | Utility - Cost of Equipment | 0 | 0 | 0 | 0 | 0 | 0 | 0 | 0 | 0 | 0 | 0 | 0 | 0 | 0 | 0 | 0 | 0 | 0 | 0 | 0 | 0 | 0 | 0 | 0 | 0 | 0 | 0 | 0 | 0 | 0
F4_Commercial_Grocery_New_Space Heating_Natural Gas_Furnace_E9 | F4 | Commercial | Grocery | New | Space Heating | Natural Gas | Furnace | E9 | Utility - Cost of Equipment | 0 | 0 | 0 | 0 | 0 | 0 | 0 | 0 | 0 | 0 | 0 | 0 | 0 | 0 | 0 | 0 | 0 | 0 | 0 | 0 | 0 | 0 | 0 | 0 | 0 | 0 | 0 | 0 | 0 | 0
F4_Commercial_Grocery_New_Space Heating_Natural Gas_Furnace_E10 | F4 | Commercial | Grocery | New | Space Heating | Natural Gas | Furnace | E10 | Utility - Cost of Equipment | 0 | 0 | 0 | 0 | 0 | 0 | 0 | 0 | 0 | 0 | 0 | 0 | 0 | 0 | 0 | 0 | 0 | 0 | 0 | 0 | 0 | 0 | 0 | 0 | 0 | 0 | 0 | 0 | 0 | 0
F5_Commercial_Grocery_New_Space Heating_Natural Gas_Furnace_E1 | F5 | Commercial | Grocery | New | Space Heating | Natural Gas | Furnace | E1 | Utility - Cost of Operation | 0.40563 | 0.41045 | 0.41567 | 0.42245 | 0.43049 | 0.43946 | 0.44789 | 0.4557 | 0.46334 | 0.47108 | 0.47911 | 0.4873 | 0.49554 | 0.50414 | 0.51262 | 0.5213 | 0.53037 | 0.53956 | 0.54887 | 0.5583 | 0.56774 | 0.57715 | 0 | 0 | 0 | 0 | 0 | 0 | 0 | 0
F5_Commercial_Grocery_New_Space Heating_Natural Gas_Furnace_E2 | F5 | Commercial | Grocery | New | Space Heating | Natural Gas | Furnace | E2 | Utility - Cost of Operation | 0.36056 | 0.36485 | 0.36949 | 0.37551 | 0.38266 | 0.39064 | 0.39813 | 0.40507 | 0.41186 | 0.41874 | 0.42588 | 0.43316 | 0.44048 | 0.44813 | 0.45567 | 0.46338 | 0.47144 | 0.47961 | 0.48789 | 0.49627 | 0.50466 | 0.51303 | 0 | 0 | 0 | 0 | 0 | 0 | 0 | 0
F5_Commercial_Grocery_New_Space Heating_Natural Gas_Furnace_E3 | F5 | Commercial | Grocery | New | Space Heating | Natural Gas | Furnace | E3 | Utility - Cost of Operation | 0.34158 | 0.34564 | 0.35004 | 0.35574 | 0.36252 | 0.37007 | 0.37717 | 0.38375 | 0.39018 | 0.3967 | 0.40346 | 0.41035 | 0.4173 | 0.42454 | 0.43168 | 0.43899 | 0.44663 | 0.45436 | 0.46221 | 0.47015 | 0.4781 | 0.48602 | 0 | 0 | 0 | 0 | 0 | 0 | 0 | 0
F5_Commercial_Grocery_New_Space Heating_Natural Gas_Furnace_E4 | F5 | Commercial | Grocery | New | Space Heating | Natural Gas | Furnace | E4 | Utility - Cost of Operation | 0 | 0 | 0 | 0 | 0 | 0 | 0 | 0 | 0 | 0 | 0 | 0 | 0 | 0 | 0 | 0 | 0 | 0 | 0 | 0 | 0 | 0 | 0 | 0 | 0 | 0 | 0 | 0 | 0 | 0
F5_Commercial_Grocery_New_Space Heating_Natural Gas_Furnace_E5 | F5 | Commercial | Grocery | New | Space Heating | Natural Gas | Furnace | E5 | Utility - Cost of Operation | 0 | 0 | 0 | 0 | 0 | 0 | 0 | 0 | 0 | 0 | 0 | 0 | 0 | 0 | 0 | 0 | 0 | 0 | 0 | 0 | 0 | 0 | 0 | 0 | 0 | 0 | 0 | 0 | 0 | 0
F5_Commercial_Grocery_New_Space Heating_Natural Gas_Furnace_E6 | F5 | Commercial | Grocery | New | Space Heating | Natural Gas | Furnace | E6 | Utility - Cost of Operation | 0 | 0 | 0 | 0 | 0 | 0 | 0 | 0 | 0 | 0 | 0 | 0 | 0 | 0 | 0 | 0 | 0 | 0 | 0 | 0 | 0 | 0 | 0 | 0 | 0 | 0 | 0 | 0 | 0 | 0
F5_Commercial_Grocery_New_Space Heating_Natural Gas_Furnace_E7 | F5 | Commercial | Grocery | New | Space Heating | Natural Gas | Furnace | E7 | Utility - Cost of Operation | 0 | 0 | 0 | 0 | 0 | 0 | 0 | 0 | 0 | 0 | 0 | 0 | 0 | 0 | 0 | 0 | 0 | 0 | 0 | 0 | 0 | 0 | 0 | 0 | 0 | 0 | 0 | 0 | 0 | 0
F5_Commercial_Grocery_New_Space Heating_Natural Gas_Furnace_E8 | F5 | Commercial | Grocery | New | Space Heating | Natural Gas | Furnace | E8 | Utility - Cost of Operation | 0 | 0 | 0 | 0 | 0 | 0 | 0 | 0 | 0 | 0 | 0 | 0 | 0 | 0 | 0 | 0 | 0 | 0 | 0 | 0 | 0 | 0 | 0 | 0 | 0 | 0 | 0 | 0 | 0 | 0
F5_Commercial_Grocery_New_Space Heating_Natural Gas_Furnace_E9 | F5 | Commercial | Grocery | New | Space Heating | Natural Gas | Furnace | E9 | Utility - Cost of Operation | 0 | 0 | 0 | 0 | 0 | 0 | 0 | 0 | 0 | 0 | 0 | 0 | 0 | 0 | 0 | 0 | 0 | 0 | 0 | 0 | 0 | 0 | 0 | 0 | 0 | 0 | 0 | 0 | 0 | 0
F5_Commercial_Grocery_New_Space Heating_Natural Gas_Furnace_E10 | F5 | Commercial | Grocery | New | Space Heating | Natural Gas | Furnace | E10 | Utility - Cost of Operation | 0 | 0 | 0 | 0 | 0 | 0 | 0 | 0 | 0 | 0 | 0 | 0 | 0 | 0 | 0 | 0 | 0 | 0 | 0 | 0 | 0 | 0 | 0 | 0 | 0 | 0 | 0 | 0 | 0 | 0
F6_Commercial_Grocery_New_Space Heating_Natural Gas_Furnace_E1 | F6 | Commercial | Grocery | New | Space Heating | Natural Gas | Furnace | E1 | Utility - Value of Sales | 0.48597 | 0.49175 | 0.498 | 0.50612 | 0.51576 | 0.5265 | 0.53661 | 0.54596 | 0.55512 | 0.56438 | 0.574 | 0.58381 | 0.59369 | 0.60399 | 0.61416 | 0.62456 | 0.63542 | 0.64642 | 0.65758 | 0.66888 | 0.68019 | 0.69147 | 0 | 0 | 0 | 0 | 0 | 0 | 0 | 0
F6_Commercial_Grocery_New_Space Heating_Natural Gas_Furnace_E2 | F6 | Commercial | Grocery | New | Space Heating | Natural Gas | Furnace | E2 | Utility - Value of Sales | 0.43197 | 0.43711 | 0.44267 | 0.44989 | 0.45846 | 0.46801 | 0.47699 | 0.4853 | 0.49344 | 0.50168 | 0.51023 | 0.51895 | 0.52773 | 0.53688 | 0.54592 | 0.55517 | 0.56482 | 0.5746 | 0.58452 | 0.59457 | 0.60462 | 0.61464 | 0 | 0 | 0 | 0 | 0 | 0 | 0 | 0
F6_Commercial_Grocery_New_Space Heating_Natural Gas_Furnace_E3 | F6 | Commercial | Grocery | New | Space Heating | Natural Gas | Furnace | E3 | Utility - Value of Sales | 0.40923 | 0.4141 | 0.41937 | 0.42621 | 0.43432 | 0.44337 | 0.45188 | 0.45975 | 0.46747 | 0.47527 | 0.48337 | 0.49163 | 0.49995 | 0.50862 | 0.51718 | 0.52594 | 0.53509 | 0.54436 | 0.55376 | 0.56327 | 0.57279 | 0.58229 | 0 | 0 | 0 | 0 | 0 | 0 | 0 | 0
F6_Commercial_Grocery_New_Space Heating_Natural Gas_Furnace_E4 | F6 | Commercial | Grocery | New | Space Heating | Natural Gas | Furnace | E4 | Utility - Value of Sales | 0 | 0 | 0 | 0 | 0 | 0 | 0 | 0 | 0 | 0 | 0 | 0 | 0 | 0 | 0 | 0 | 0 | 0 | 0 | 0 | 0 | 0 | 0 | 0 | 0 | 0 | 0 | 0 | 0 | 0
F6_Commercial_Grocery_New_Space Heating_Natural Gas_Furnace_E5 | F6 | Commercial | Grocery | New | Space Heating | Natural Gas | Furnace | E5 | Utility - Value of Sales | 0 | 0 | 0 | 0 | 0 | 0 | 0 | 0 | 0 | 0 | 0 | 0 | 0 | 0 | 0 | 0 | 0 | 0 | 0 | 0 | 0 | 0 | 0 | 0 | 0 | 0 | 0 | 0 | 0 | 0
F6_Commercial_Grocery_New_Space Heating_Natural Gas_Furnace_E6 | F6 | Commercial | Grocery | New | Space Heating | Natural Gas | Furnace | E6 | Utility - Value of Sales | 0 | 0 | 0 | 0 | 0 | 0 | 0 | 0 | 0 | 0 | 0 | 0 | 0 | 0 | 0 | 0 | 0 | 0 | 0 | 0 | 0 | 0 | 0 | 0 | 0 | 0 | 0 | 0 | 0 | 0
F6_Commercial_Grocery_New_Space Heating_Natural Gas_Furnace_E7 | F6 | Commercial | Grocery | New | Space Heating | Natural Gas | Furnace | E7 | Utility - Value of Sales | 0 | 0 | 0 | 0 | 0 | 0 | 0 | 0 | 0 | 0 | 0 | 0 | 0 | 0 | 0 | 0 | 0 | 0 | 0 | 0 | 0 | 0 | 0 | 0 | 0 | 0 | 0 | 0 | 0 | 0
F6_Commercial_Grocery_New_Space Heating_Natural Gas_Furnace_E8 | F6 | Commercial | Grocery | New | Space Heating | Natural Gas | Furnace | E8 | Utility - Value of Sales | 0 | 0 | 0 | 0 | 0 | 0 | 0 | 0 | 0 | 0 | 0 | 0 | 0 | 0 | 0 | 0 | 0 | 0 | 0 | 0 | 0 | 0 | 0 | 0 | 0 | 0 | 0 | 0 | 0 | 0
F6_Commercial_Grocery_New_Space Heating_Natural Gas_Furnace_E9 | F6 | Commercial | Grocery | New | Space Heating | Natural Gas | Furnace | E9 | Utility - Value of Sales | 0 | 0 | 0 | 0 | 0 | 0 | 0 | 0 | 0 | 0 | 0 | 0 | 0 | 0 | 0 | 0 | 0 | 0 | 0 | 0 | 0 | 0 | 0 | 0 | 0 | 0 | 0 | 0 | 0 | 0
F6_Commercial_Grocery_New_Space Heating_Natural Gas_Furnace_E10 | F6 | Commercial | Grocery | New | Space Heating | Natural Gas | Furnace | E10 | Utility - Value of Sales | 0 | 0 | 0 | 0 | 0 | 0 | 0 | 0 | 0 | 0 | 0 | 0 | 0 | 0 | 0 | 0 | 0 | 0 | 0 | 0 | 0 | 0 | 0 | 0 | 0 | 0 | 0 | 0 | 0 | 0
F1_Commercial_Grocery_New_Space Heating_Natural Gas_Boiler_E1 | F1 | Commercial | Grocery | New | Space Heating | Natural Gas | Boiler | E1 | Participant - Cost of Equipment | 0.12422 | 0.12422 | 0.12422 | 0.12422 | 0.12422 | 0.12422 | 0.12422 | 0.12422 | 0.12422 | 0.12422 | 0.12422 | 0.12422 | 0.12422 | 0.12422 | 0.12422 | 0.12422 | 0.12422 | 0.12422 | 0.12422 | 0.12422 | 0.12422 | 0.12422 | 0 | 0 | 0 | 0 | 0 | 0 | 0 | 0
F1_Commercial_Grocery_New_Space Heating_Natural Gas_Boiler_E2 | F1 | Commercial | Grocery | New | Space Heating | Natural Gas | Boiler | E2 | Participant - Cost of Equipment | 0.1388 | 0.1388 | 0.1388 | 0.1388 | 0.1388 | 0.1388 | 0.1388 | 0.1388 | 0.1388 | 0.1388 | 0.1388 | 0.1388 | 0.1388 | 0.1388 | 0.1388 | 0.1388 | 0.1388 | 0.1388 | 0.1388 | 0.1388 | 0.1388 | 0.1388 | 0 | 0 | 0 | 0 | 0 | 0 | 0 | 0
F1_Commercial_Grocery_New_Space Heating_Natural Gas_Boiler_E3 | F1 | Commercial | Grocery | New | Space Heating | Natural Gas | Boiler | E3 | Participant - Cost of Equipment | 0.16807 | 0.16807 | 0.16807 | 0.16807 | 0.16807 | 0.16807 | 0.16807 | 0.16807 | 0.16807 | 0.16807 | 0.16807 | 0.16807 | 0.16807 | 0.16807 | 0.16807 | 0.16807 | 0.16807 | 0.16807 | 0.16807 | 0.16807 | 0.16807 | 0.16807 | 0 | 0 | 0 | 0 | 0 | 0 | 0 | 0
F1_Commercial_Grocery_New_Space Heating_Natural Gas_Boiler_E4 | F1 | Commercial | Grocery | New | Space Heating | Natural Gas | Boiler | E4 | Participant - Cost of Equipment | 0.858 | 0.858 | 0.858 | 0.858 | 0.858 | 0.858 | 0.858 | 0.858 | 0.858 | 0.858 | 0.858 | 0.858 | 0.858 | 0.858 | 0.858 | 0.858 | 0.858 | 0.858 | 0.858 | 0.858 | 0.858 | 0.858 | 0 | 0 | 0 | 0 | 0 | 0 | 0 | 0
F1_Commercial_Grocery_New_Space Heating_Natural Gas_Boiler_E5 | F1 | Commercial | Grocery | New | Space Heating | Natural Gas | Boiler | E5 | Participant - Cost of Equipment | 0 | 0 | 0 | 0 | 0 | 0 | 0 | 0 | 0 | 0 | 0 | 0 | 0 | 0 | 0 | 0 | 0 | 0 | 0 | 0 | 0 | 0 | 0 | 0 | 0 | 0 | 0 | 0 | 0 | 0
F1_Commercial_Grocery_New_Space Heating_Natural Gas_Boiler_E6 | F1 | Commercial | Grocery | New | Space Heating | Natural Gas | Boiler | E6 | Participant - Cost of Equipment | 0 | 0 | 0 | 0 | 0 | 0 | 0 | 0 | 0 | 0 | 0 | 0 | 0 | 0 | 0 | 0 | 0 | 0 | 0 | 0 | 0 | 0 | 0 | 0 | 0 | 0 | 0 | 0 | 0 | 0
F1_Commercial_Grocery_New_Space Heating_Natural Gas_Boiler_E7 | F1 | Commercial | Grocery | New | Space Heating | Natural Gas | Boiler | E7 | Participant - Cost of Equipment | 0 | 0 | 0 | 0 | 0 | 0 | 0 | 0 | 0 | 0 | 0 | 0 | 0 | 0 | 0 | 0 | 0 | 0 | 0 | 0 | 0 | 0 | 0 | 0 | 0 | 0 | 0 | 0 | 0 | 0
F1_Commercial_Grocery_New_Space Heating_Natural Gas_Boiler_E8 | F1 | Commercial | Grocery | New | Space Heating | Natural Gas | Boiler | E8 | Participant - Cost of Equipment | 0 | 0 | 0 | 0 | 0 | 0 | 0 | 0 | 0 | 0 | 0 | 0 | 0 | 0 | 0 | 0 | 0 | 0 | 0 | 0 | 0 | 0 | 0 | 0 | 0 | 0 | 0 | 0 | 0 | 0
F1_Commercial_Grocery_New_Space Heating_Natural Gas_Boiler_E9 | F1 | Commercial | Grocery | New | Space Heating | Natural Gas | Boiler | E9 | Participant - Cost of Equipment | 0 | 0 | 0 | 0 | 0 | 0 | 0 | 0 | 0 | 0 | 0 | 0 | 0 | 0 | 0 | 0 | 0 | 0 | 0 | 0 | 0 | 0 | 0 | 0 | 0 | 0 | 0 | 0 | 0 | 0
F1_Commercial_Grocery_New_Space Heating_Natural Gas_Boiler_E10 | F1 | Commercial | Grocery | New | Space Heating | Natural Gas | Boiler | E10 | Participant - Cost of Equipment | 0 | 0 | 0 | 0 | 0 | 0 | 0 | 0 | 0 | 0 | 0 | 0 | 0 | 0 | 0 | 0 | 0 | 0 | 0 | 0 | 0 | 0 | 0 | 0 | 0 | 0 | 0 | 0 | 0 | 0
F2_Commercial_Grocery_New_Space Heating_Natural Gas_Boiler_E1 | F2 | Commercial | Grocery | New | Space Heating | Natural Gas | Boiler | E1 | Participant - Cost of Operation | 2.1123 | 2.1377 | 2.165 | 2.1997 | 2.2409 | 2.2871 | 2.3311 | 2.3721 | 2.4124 | 2.4532 | 2.4955 | 2.5387 | 2.5821 | 2.6274 | 2.6722 | 2.718 | 2.7658 | 2.8142 | 2.8633 | 2.9128 | 2.9624 | 3.0116 | 0 | 0 | 0 | 0 | 0 | 0 | 0 | 0
F2_Commercial_Grocery_New_Space Heating_Natural Gas_Boiler_E2 | F2 | Commercial | Grocery | New | Space Heating | Natural Gas | Boiler | E2 | Participant - Cost of Operation | 1.988 | 2.012 | 2.0376 | 2.0703 | 2.1091 | 2.1526 | 2.194 | 2.2326 | 2.2705 | 2.3089 | 2.3487 | 2.3893 | 2.4303 | 2.4729 | 2.515 | 2.5581 | 2.6031 | 2.6486 | 2.6948 | 2.7415 | 2.7881 | 2.8344 | 0 | 0 | 0 | 0 | 0 | 0 | 0 | 0
F2_Commercial_Grocery_New_Space Heating_Natural Gas_Boiler_E3 | F2 | Commercial | Grocery | New | Space Heating | Natural Gas | Boiler | E3 | Participant - Cost of Operation | 1.7421 | 1.7631 | 1.7855 | 1.8142 | 1.8482 | 1.8863 | 1.9226 | 1.9564 | 1.9896 | 2.0233 | 2.0582 | 2.0938 | 2.1296 | 2.1669 | 2.2039 | 2.2416 | 2.281 | 2.321 | 2.3615 | 2.4023 | 2.4432 | 2.4838 | 0 | 0 | 0 | 0 | 0 | 0 | 0 | 0
F2_Commercial_Grocery_New_Space Heating_Natural Gas_Boiler_E4 | F2 | Commercial | Grocery | New | Space Heating | Natural Gas | Boiler | E4 | Participant - Cost of Operation | 1.1217 | 1.1333 | 1.1467 | 1.1661 | 1.1904 | 1.2183 | 1.2438 | 1.2664 | 1.288 | 1.3093 | 1.3313 | 1.3533 | 1.3749 | 1.3972 | 1.4187 | 1.4408 | 1.4642 | 1.4879 | 1.5117 | 1.5358 | 1.5597 | 1.5835 | 0 | 0 | 0 | 0 | 0 | 0 | 0 | 0
F2_Commercial_Grocery_New_Space Heating_Natural Gas_Boiler_E5 | F2 | Commercial | Grocery | New | Space Heating | Natural Gas | Boiler | E5 | Participant - Cost of Operation | 0 | 0 | 0 | 0 | 0 | 0 | 0 | 0 | 0 | 0 | 0 | 0 | 0 | 0 | 0 | 0 | 0 | 0 | 0 | 0 | 0 | 0 | 0 | 0 | 0 | 0 | 0 | 0 | 0 | 0
F2_Commercial_Grocery_New_Space Heating_Natural Gas_Boiler_E6 | F2 | Commercial | Grocery | New | Space Heating | Natural Gas | Boiler | E6 | Participant - Cost of Operation | 0 | 0 | 0 | 0 | 0 | 0 | 0 | 0 | 0 | 0 | 0 | 0 | 0 | 0 | 0 | 0 | 0 | 0 | 0 | 0 | 0 | 0 | 0 | 0 | 0 | 0 | 0 | 0 | 0 | 0
F2_Commercial_Grocery_New_Space Heating_Natural Gas_Boiler_E7 | F2 | Commercial | Grocery | New | Space Heating | Natural Gas | Boiler | E7 | Participant - Cost of Operation | 0 | 0 | 0 | 0 | 0 | 0 | 0 | 0 | 0 | 0 | 0 | 0 | 0 | 0 | 0 | 0 | 0 | 0 | 0 | 0 | 0 | 0 | 0 | 0 | 0 | 0 | 0 | 0 | 0 | 0
F2_Commercial_Grocery_New_Space Heating_Natural Gas_Boiler_E8 | F2 | Commercial | Grocery | New | Space Heating | Natural Gas | Boiler | E8 | Participant - Cost of Operation | 0 | 0 | 0 | 0 | 0 | 0 | 0 | 0 | 0 | 0 | 0 | 0 | 0 | 0 | 0 | 0 | 0 | 0 | 0 | 0 | 0 | 0 | 0 | 0 | 0 | 0 | 0 | 0 | 0 | 0
F2_Commercial_Grocery_New_Space Heating_Natural Gas_Boiler_E9 | F2 | Commercial | Grocery | New | Space Heating | Natural Gas | Boiler | E9 | Participant - Cost of Operation | 0 | 0 | 0 | 0 | 0 | 0 | 0 | 0 | 0 | 0 | 0 | 0 | 0 | 0 | 0 | 0 | 0 | 0 | 0 | 0 | 0 | 0 | 0 | 0 | 0 | 0 | 0 | 0 | 0 | 0
F2_Commercial_Grocery_New_Space Heating_Natural Gas_Boiler_E10 | F2 | Commercial | Grocery | New | Space Heating | Natural Gas | Boiler | E10 | Participant - Cost of Operation | 0 | 0 | 0 | 0 | 0 | 0 | 0 | 0 | 0 | 0 | 0 | 0 | 0 | 0 | 0 | 0 | 0 | 0 | 0 | 0 | 0 | 0 | 0 | 0 | 0 | 0 | 0 | 0 | 0 | 0
F3_Commercial_Grocery_New_Space Heating_Natural Gas_Boiler_E1 | F3 | Commercial | Grocery | New | Space Heating | Natural Gas | Boiler | E1 | System - kBTUs of Conusmption | 183.7642 | 183.8435 | 183.8851 | 184.232 | 184.473 | 184.608 | 184.6058 | 184.5838 | 184.5151 | 184.4023 | 184.222 | 184.0311 | 183.8061 | 183.5503 | 183.235 | 182.9276 | 182.5972 | 182.2441 | 181.8407 | 181.4522 | 181.0488 | 180.6343 | 0 | 0 | 0 | 0 | 0 | 0 | 0 | 0
F3_Commercial_Grocery_New_Space Heating_Natural Gas_Boiler_E2 | F3 | Commercial | Grocery | New | Space Heating | Natural Gas | Boiler | E2 | System - kBTUs of Conusmption | 172.9546 | 173.0292 | 173.0683 | 173.3948 | 173.6217 | 173.7487 | 173.7466 | 173.7259 | 173.6613 | 173.5551 | 173.3854 | 173.2058 | 172.9939 | 172.7532 | 172.4565 | 172.1672 | 171.8562 | 171.5239 | 171.1442 | 170.7785 | 170.3989 | 170.0087 | 0 | 0 | 0 | 0 | 0 | 0 | 0 | 0
F3_Commercial_Grocery_New_Space Heating_Natural Gas_Boiler_E3 | F3 | Commercial | Grocery | New | Space Heating | Natural Gas | Boiler | E3 | System - kBTUs of Conusmption | 151.5581 | 151.6235 | 151.6578 | 151.9439 | 152.1427 | 152.254 | 152.2522 | 152.2341 | 152.1774 | 152.0843 | 151.9357 | 151.7783 | 151.5926 | 151.3817 | 151.1216 | 150.8682 | 150.5957 | 150.3044 | 149.9717 | 149.6513 | 149.3186 | 148.9767 | 0 | 0 | 0 | 0 | 0 | 0 | 0 | 0
F3_Commercial_Grocery_New_Space Heating_Natural Gas_Boiler_E4 | F3 | Commercial | Grocery | New | Space Heating | Natural Gas | Boiler | E4 | System - kBTUs of Conusmption | 103.9782 | 104.2888 | 104.6225 | 105.2672 | 105.7888 | 106.1821 | 106.4181 | 106.6068 | 106.7203 | 106.7569 | 106.6956 | 106.5893 | 106.4146 | 106.171 | 105.8707 | 105.578 | 105.2633 | 104.927 | 104.5428 | 104.1728 | 103.7886 | 103.3938 | 0 | 0 | 0 | 0 | 0 | 0 | 0 | 0
F3_Commercial_Grocery_New_Space Heating_Natural Gas_Boiler_E5 | F3 | Commercial | Grocery | New | Space Heating | Natural Gas | Boiler | E5 | System - kBTUs of Conusmption | 0 | 0 | 0 | 0 | 0 | 0 | 0 | 0 | 0 | 0 | 0 | 0 | 0 | 0 | 0 | 0 | 0 | 0 | 0 | 0 | 0 | 0 | 0 | 0 | 0 | 0 | 0 | 0 | 0 | 0
F3_Commercial_Grocery_New_Space Heating_Natural Gas_Boiler_E6 | F3 | Commercial | Grocery | New | Space Heating | Natural Gas | Boiler | E6 | System - kBTUs of Conusmption | 0 | 0 | 0 | 0 | 0 | 0 | 0 | 0 | 0 | 0 | 0 | 0 | 0 | 0 | 0 | 0 | 0 | 0 | 0 | 0 | 0 | 0 | 0 | 0 | 0 | 0 | 0 | 0 | 0 | 0
F3_Commercial_Grocery_New_Space Heating_Natural Gas_Boiler_E7 | F3 | Commercial | Grocery | New | Space Heating | Natural Gas | Boiler | E7 | System - kBTUs of Conusmption | 0 | 0 | 0 | 0 | 0 | 0 | 0 | 0 | 0 | 0 | 0 | 0 | 0 | 0 | 0 | 0 | 0 | 0 | 0 | 0 | 0 | 0 | 0 | 0 | 0 | 0 | 0 | 0 | 0 | 0
F3_Commercial_Grocery_New_Space Heating_Natural Gas_Boiler_E8 | F3 | Commercial | Grocery | New | Space Heating | Natural Gas | Boiler | E8 | System - kBTUs of Conusmption | 0 | 0 | 0 | 0 | 0 | 0 | 0 | 0 | 0 | 0 | 0 | 0 | 0 | 0 | 0 | 0 | 0 | 0 | 0 | 0 | 0 | 0 | 0 | 0 | 0 | 0 | 0 | 0 | 0 | 0
F3_Commercial_Grocery_New_Space Heating_Natural Gas_Boiler_E9 | F3 | Commercial | Grocery | New | Space Heating | Natural Gas | Boiler | E9 | System - kBTUs of Conusmption | 0 | 0 | 0 | 0 | 0 | 0 | 0 | 0 | 0 | 0 | 0 | 0 | 0 | 0 | 0 | 0 | 0 | 0 | 0 | 0 | 0 | 0 | 0 | 0 | 0 | 0 | 0 | 0 | 0 | 0
F3_Commercial_Grocery_New_Space Heating_Natural Gas_Boiler_E10 | F3 | Commercial | Grocery | New | Space Heating | Natural Gas | Boiler | E10 | System - kBTUs of Conusmption | 0 | 0 | 0 | 0 | 0 | 0 | 0 | 0 | 0 | 0 | 0 | 0 | 0 | 0 | 0 | 0 | 0 | 0 | 0 | 0 | 0 | 0 | 0 | 0 | 0 | 0 | 0 | 0 | 0 | 0
F4_Commercial_Grocery_New_Space Heating_Natural Gas_Boiler_E1 | F4 | Commercial | Grocery | New | Space Heating | Natural Gas | Boiler | E1 | Utility - Cost of Equipment | 0.12422 | 0.12422 | 0.12422 | 0.12422 | 0.12422 | 0.12422 | 0.12422 | 0.12422 | 0.12422 | 0.12422 | 0.12422 | 0.12422 | 0.12422 | 0.12422 | 0.12422 | 0.12422 | 0.12422 | 0.12422 | 0.12422 | 0.12422 | 0.12422 | 0.12422 | 0 | 0 | 0 | 0 | 0 | 0 | 0 | 0
F4_Commercial_Grocery_New_Space Heating_Natural Gas_Boiler_E2 | F4 | Commercial | Grocery | New | Space Heating | Natural Gas | Boiler | E2 | Utility - Cost of Equipment | 0.1388 | 0.1388 | 0.1388 | 0.1388 | 0.1388 | 0.1388 | 0.1388 | 0.1388 | 0.1388 | 0.1388 | 0.1388 | 0.1388 | 0.1388 | 0.1388 | 0.1388 | 0.1388 | 0.1388 | 0.1388 | 0.1388 | 0.1388 | 0.1388 | 0.1388 | 0 | 0 | 0 | 0 | 0 | 0 | 0 | 0
F4_Commercial_Grocery_New_Space Heating_Natural Gas_Boiler_E3 | F4 | Commercial | Grocery | New | Space Heating | Natural Gas | Boiler | E3 | Utility - Cost of Equipment | 0.16807 | 0.16807 | 0.16807 | 0.16807 | 0.16807 | 0.16807 | 0.16807 | 0.16807 | 0.16807 | 0.16807 | 0.16807 | 0.16807 | 0.16807 | 0.16807 | 0.16807 | 0.16807 | 0.16807 | 0.16807 | 0.16807 | 0.16807 | 0.16807 | 0.16807 | 0 | 0 | 0 | 0 | 0 | 0 | 0 | 0
F4_Commercial_Grocery_New_Space Heating_Natural Gas_Boiler_E4 | F4 | Commercial | Grocery | New | Space Heating | Natural Gas | Boiler | E4 | Utility - Cost of Equipment | 0.858 | 0.858 | 0.858 | 0.858 | 0.858 | 0.858 | 0.858 | 0.858 | 0.858 | 0.858 | 0.858 | 0.858 | 0.858 | 0.858 | 0.858 | 0.858 | 0.858 | 0.858 | 0.858 | 0.858 | 0.858 | 0.858 | 0 | 0 | 0 | 0 | 0 | 0 | 0 | 0
F4_Commercial_Grocery_New_Space Heating_Natural Gas_Boiler_E5 | F4 | Commercial | Grocery | New | Space Heating | Natural Gas | Boiler | E5 | Utility - Cost of Equipment | 0 | 0 | 0 | 0 | 0 | 0 | 0 | 0 | 0 | 0 | 0 | 0 | 0 | 0 | 0 | 0 | 0 | 0 | 0 | 0 | 0 | 0 | 0 | 0 | 0 | 0 | 0 | 0 | 0 | 0
F4_Commercial_Grocery_New_Space Heating_Natural Gas_Boiler_E6 | F4 | Commercial | Grocery | New | Space Heating | Natural Gas | Boiler | E6 | Utility - Cost of Equipment | 0 | 0 | 0 | 0 | 0 | 0 | 0 | 0 | 0 | 0 | 0 | 0 | 0 | 0 | 0 | 0 | 0 | 0 | 0 | 0 | 0 | 0 | 0 | 0 | 0 | 0 | 0 | 0 | 0 | 0
F4_Commercial_Grocery_New_Space Heating_Natural Gas_Boiler_E7 | F4 | Commercial | Grocery | New | Space Heating | Natural Gas | Boiler | E7 | Utility - Cost of Equipment | 0 | 0 | 0 | 0 | 0 | 0 | 0 | 0 | 0 | 0 | 0 | 0 | 0 | 0 | 0 | 0 | 0 | 0 | 0 | 0 | 0 | 0 | 0 | 0 | 0 | 0 | 0 | 0 | 0 | 0
F4_Commercial_Grocery_New_Space Heating_Natural Gas_Boiler_E8 | F4 | Commercial | Grocery | New | Space Heating | Natural Gas | Boiler | E8 | Utility - Cost of Equipment | 0 | 0 | 0 | 0 | 0 | 0 | 0 | 0 | 0 | 0 | 0 | 0 | 0 | 0 | 0 | 0 | 0 | 0 | 0 | 0 | 0 | 0 | 0 | 0 | 0 | 0 | 0 | 0 | 0 | 0
F4_Commercial_Grocery_New_Space Heating_Natural Gas_Boiler_E9 | F4 | Commercial | Grocery | New | Space Heating | Natural Gas | Boiler | E9 | Utility - Cost of Equipment | 0 | 0 | 0 | 0 | 0 | 0 | 0 | 0 | 0 | 0 | 0 | 0 | 0 | 0 | 0 | 0 | 0 | 0 | 0 | 0 | 0 | 0 | 0 | 0 | 0 | 0 | 0 | 0 | 0 | 0
F4_Commercial_Grocery_New_Space Heating_Natural Gas_Boiler_E10 | F4 | Commercial | Grocery | New | Space Heating | Natural Gas | Boiler | E10 | Utility - Cost of Equipment | 0 | 0 | 0 | 0 | 0 | 0 | 0 | 0 | 0 | 0 | 0 | 0 | 0 | 0 | 0 | 0 | 0 | 0 | 0 | 0 | 0 | 0 | 0 | 0 | 0 | 0 | 0 | 0 | 0 | 0
F5_Commercial_Grocery_New_Space Heating_Natural Gas_Boiler_E1 | F5 | Commercial | Grocery | New | Space Heating | Natural Gas | Boiler | E1 | Utility - Cost of Operation | 1.7631 | 1.7843 | 1.807 | 1.836 | 1.8705 | 1.909 | 1.9457 | 1.98 | 2.0136 | 2.0477 | 2.083 | 2.119 | 2.1553 | 2.193 | 2.2304 | 2.2687 | 2.3085 | 2.3489 | 2.3899 | 2.4313 | 2.4726 | 2.5137 | 0 | 0 | 0 | 0 | 0 | 0 | 0 | 0
F5_Commercial_Grocery_New_Space Heating_Natural Gas_Boiler_E2 | F5 | Commercial | Grocery | New | Space Heating | Natural Gas | Boiler | E2 | Utility - Cost of Operation | 1.6594 | 1.6793 | 1.7008 | 1.728 | 1.7604 | 1.7967 | 1.8313 | 1.8635 | 1.8952 | 1.9272 | 1.9604 | 1.9943 | 2.0285 | 2.064 | 2.0992 | 2.1352 | 2.1727 | 2.2108 | 2.2493 | 2.2883 | 2.3272 | 2.3658 | 0 | 0 | 0 | 0 | 0 | 0 | 0 | 0
F5_Commercial_Grocery_New_Space Heating_Natural Gas_Boiler_E3 | F5 | Commercial | Grocery | New | Space Heating | Natural Gas | Boiler | E3 | Utility - Cost of Operation | 1.4541 | 1.4716 | 1.4903 | 1.5142 | 1.5426 | 1.5744 | 1.6047 | 1.633 | 1.6607 | 1.6888 | 1.7179 | 1.7476 | 1.7775 | 1.8087 | 1.8395 | 1.8711 | 1.9039 | 1.9373 | 1.9711 | 2.0052 | 2.0393 | 2.0732 | 0 | 0 | 0 | 0 | 0 | 0 | 0 | 0
F5_Commercial_Grocery_New_Space Heating_Natural Gas_Boiler_E4 | F5 | Commercial | Grocery | New | Space Heating | Natural Gas | Boiler | E4 | Utility - Cost of Operation | 0.93625 | 0.94595 | 0.9571 | 0.97329 | 0.9936 | 1.0169 | 1.0382 | 1.0571 | 1.075 | 1.0929 | 1.1112 | 1.1296 | 1.1476 | 1.1662 | 1.1842 | 1.2026 | 1.2222 | 1.2419 | 1.2618 | 1.2819 | 1.3019 | 1.3217 | 0 | 0 | 0 | 0 | 0 | 0 | 0 | 0
F5_Commercial_Grocery_New_Space Heating_Natural Gas_Boiler_E5 | F5 | Commercial | Grocery | New | Space Heating | Natural Gas | Boiler | E5 | Utility - Cost of Operation | 0 | 0 | 0 | 0 | 0 | 0 | 0 | 0 | 0 | 0 | 0 | 0 | 0 | 0 | 0 | 0 | 0 | 0 | 0 | 0 | 0 | 0 | 0 | 0 | 0 | 0 | 0 | 0 | 0 | 0
F5_Commercial_Grocery_New_Space Heating_Natural Gas_Boiler_E6 | F5 | Commercial | Grocery | New | Space Heating | Natural Gas | Boiler | E6 | Utility - Cost of Operation | 0 | 0 | 0 | 0 | 0 | 0 | 0 | 0 | 0 | 0 | 0 | 0 | 0 | 0 | 0 | 0 | 0 | 0 | 0 | 0 | 0 | 0 | 0 | 0 | 0 | 0 | 0 | 0 | 0 | 0
F5_Commercial_Grocery_New_Space Heating_Natural Gas_Boiler_E7 | F5 | Commercial | Grocery | New | Space Heating | Natural Gas | Boiler | E7 | Utility - Cost of Operation | 0 | 0 | 0 | 0 | 0 | 0 | 0 | 0 | 0 | 0 | 0 | 0 | 0 | 0 | 0 | 0 | 0 | 0 | 0 | 0 | 0 | 0 | 0 | 0 | 0 | 0 | 0 | 0 | 0 | 0
F5_Commercial_Grocery_New_Space Heating_Natural Gas_Boiler_E8 | F5 | Commercial | Grocery | New | Space Heating | Natural Gas | Boiler | E8 | Utility - Cost of Operation | 0 | 0 | 0 | 0 | 0 | 0 | 0 | 0 | 0 | 0 | 0 | 0 | 0 | 0 | 0 | 0 | 0 | 0 | 0 | 0 | 0 | 0 | 0 | 0 | 0 | 0 | 0 | 0 | 0 | 0
F5_Commercial_Grocery_New_Space Heating_Natural Gas_Boiler_E9 | F5 | Commercial | Grocery | New | Space Heating | Natural Gas | Boiler | E9 | Utility - Cost of Operation | 0 | 0 | 0 | 0 | 0 | 0 | 0 | 0 | 0 | 0 | 0 | 0 | 0 | 0 | 0 | 0 | 0 | 0 | 0 | 0 | 0 | 0 | 0 | 0 | 0 | 0 | 0 | 0 | 0 | 0
F5_Commercial_Grocery_New_Space Heating_Natural Gas_Boiler_E10 | F5 | Commercial | Grocery | New | Space Heating | Natural Gas | Boiler | E10 | Utility - Cost of Operation | 0 | 0 | 0 | 0 | 0 | 0 | 0 | 0 | 0 | 0 | 0 | 0 | 0 | 0 | 0 | 0 | 0 | 0 | 0 | 0 | 0 | 0 | 0 | 0 | 0 | 0 | 0 | 0 | 0 | 0
F6_Commercial_Grocery_New_Space Heating_Natural Gas_Boiler_E1 | F6 | Commercial | Grocery | New | Space Heating | Natural Gas | Boiler | E1 | Utility - Value of Sales | 2.1123 | 2.1377 | 2.165 | 2.1997 | 2.2409 | 2.2871 | 2.3311 | 2.3721 | 2.4124 | 2.4532 | 2.4955 | 2.5387 | 2.5821 | 2.6274 | 2.6722 | 2.718 | 2.7658 | 2.8142 | 2.8633 | 2.9128 | 2.9624 | 3.0116 | 0 | 0 | 0 | 0 | 0 | 0 | 0 | 0
F6_Commercial_Grocery_New_Space Heating_Natural Gas_Boiler_E2 | F6 | Commercial | Grocery | New | Space Heating | Natural Gas | Boiler | E2 | Utility - Value of Sales | 1.988 | 2.012 | 2.0376 | 2.0703 | 2.1091 | 2.1526 | 2.194 | 2.2326 | 2.2705 | 2.3089 | 2.3487 | 2.3893 | 2.4303 | 2.4729 | 2.515 | 2.5581 | 2.6031 | 2.6486 | 2.6948 | 2.7415 | 2.7881 | 2.8344 | 0 | 0 | 0 | 0 | 0 | 0 | 0 | 0
F6_Commercial_Grocery_New_Space Heating_Natural Gas_Boiler_E3 | F6 | Commercial | Grocery | New | Space Heating | Natural Gas | Boiler | E3 | Utility - Value of Sales | 1.7421 | 1.7631 | 1.7855 | 1.8142 | 1.8482 | 1.8863 | 1.9226 | 1.9564 | 1.9896 | 2.0233 | 2.0582 | 2.0938 | 2.1296 | 2.1669 | 2.2039 | 2.2416 | 2.281 | 2.321 | 2.3615 | 2.4023 | 2.4432 | 2.4838 | 0 | 0 | 0 | 0 | 0 | 0 | 0 | 0
F6_Commercial_Grocery_New_Space Heating_Natural Gas_Boiler_E4 | F6 | Commercial | Grocery | New | Space Heating | Natural Gas | Boiler | E4 | Utility - Value of Sales | 1.1217 | 1.1333 | 1.1467 | 1.1661 | 1.1904 | 1.2183 | 1.2438 | 1.2664 | 1.288 | 1.3093 | 1.3313 | 1.3533 | 1.3749 | 1.3972 | 1.4187 | 1.4408 | 1.4642 | 1.4879 | 1.5117 | 1.5358 | 1.5597 | 1.5835 | 0 | 0 | 0 | 0 | 0 | 0 | 0 | 0
F6_Commercial_Grocery_New_Space Heating_Natural Gas_Boiler_E5 | F6 | Commercial | Grocery | New | Space Heating | Natural Gas | Boiler | E5 | Utility - Value of Sales | 0 | 0 | 0 | 0 | 0 | 0 | 0 | 0 | 0 | 0 | 0 | 0 | 0 | 0 | 0 | 0 | 0 | 0 | 0 | 0 | 0 | 0 | 0 | 0 | 0 | 0 | 0 | 0 | 0 | 0
F6_Commercial_Grocery_New_Space Heating_Natural Gas_Boiler_E6 | F6 | Commercial | Grocery | New | Space Heating | Natural Gas | Boiler | E6 | Utility - Value of Sales | 0 | 0 | 0 | 0 | 0 | 0 | 0 | 0 | 0 | 0 | 0 | 0 | 0 | 0 | 0 | 0 | 0 | 0 | 0 | 0 | 0 | 0 | 0 | 0 | 0 | 0 | 0 | 0 | 0 | 0
F6_Commercial_Grocery_New_Space Heating_Natural Gas_Boiler_E7 | F6 | Commercial | Grocery | New | Space Heating | Natural Gas | Boiler | E7 | Utility - Value of Sales | 0 | 0 | 0 | 0 | 0 | 0 | 0 | 0 | 0 | 0 | 0 | 0 | 0 | 0 | 0 | 0 | 0 | 0 | 0 | 0 | 0 | 0 | 0 | 0 | 0 | 0 | 0 | 0 | 0 | 0
F6_Commercial_Grocery_New_Space Heating_Natural Gas_Boiler_E8 | F6 | Commercial | Grocery | New | Space Heating | Natural Gas | Boiler | E8 | Utility - Value of Sales | 0 | 0 | 0 | 0 | 0 | 0 | 0 | 0 | 0 | 0 | 0 | 0 | 0 | 0 | 0 | 0 | 0 | 0 | 0 | 0 | 0 | 0 | 0 | 0 | 0 | 0 | 0 | 0 | 0 | 0
F6_Commercial_Grocery_New_Space Heating_Natural Gas_Boiler_E9 | F6 | Commercial | Grocery | New | Space Heating | Natural Gas | Boiler | E9 | Utility - Value of Sales | 0 | 0 | 0 | 0 | 0 | 0 | 0 | 0 | 0 | 0 | 0 | 0 | 0 | 0 | 0 | 0 | 0 | 0 | 0 | 0 | 0 | 0 | 0 | 0 | 0 | 0 | 0 | 0 | 0 | 0
F6_Commercial_Grocery_New_Space Heating_Natural Gas_Boiler_E10 | F6 | Commercial | Grocery | New | Space Heating | Natural Gas | Boiler | E10 | Utility - Value of Sales | 0 | 0 | 0 | 0 | 0 | 0 | 0 | 0 | 0 | 0 | 0 | 0 | 0 | 0 | 0 | 0 | 0 | 0 | 0 | 0 | 0 | 0 | 0 | 0 | 0 | 0 | 0 | 0 | 0 | 0
F1_Commercial_Grocery_New_Space Heating_Natural Gas_Unit Heater_E1 | F1 | Commercial | Grocery | New | Space Heating | Natural Gas | Unit Heater | E1 | Participant - Cost of Equipment | 0.097461 | 0.097461 | 0.097461 | 0.097461 | 0.097461 | 0.097461 | 0.097461 | 0.097461 | 0.097461 | 0.097461 | 0.097461 | 0.097461 | 0.097461 | 0.097461 | 0.097461 | 0.097461 | 0.097461 | 0.097461 | 0.097461 | 0.097461 | 0.097461 | 0.097461 | 0 | 0 | 0 | 0 | 0 | 0 | 0 | 0
F1_Commercial_Grocery_New_Space Heating_Natural Gas_Unit Heater_E2 | F1 | Commercial | Grocery | New | Space Heating | Natural Gas | Unit Heater | E2 | Participant - Cost of Equipment | 0.21375 | 0.21375 | 0.21375 | 0.21375 | 0.21375 | 0.21375 | 0.21375 | 0.21375 | 0.21375 | 0.21375 | 0.21375 | 0.21375 | 0.21375 | 0.21375 | 0.21375 | 0.21375 | 0.21375 | 0.21375 | 0.21375 | 0.21375 | 0.21375 | 0.21375 | 0 | 0 | 0 | 0 | 0 | 0 | 0 | 0
F1_Commercial_Grocery_New_Space Heating_Natural Gas_Unit Heater_E3 | F1 | Commercial | Grocery | New | Space Heating | Natural Gas | Unit Heater | E3 | Participant - Cost of Equipment | 0.11394 | 0.11394 | 0.11394 | 0.11394 | 0.11394 | 0.11394 | 0.11394 | 0.11394 | 0.11394 | 0.11394 | 0.11394 | 0.11394 | 0.11394 | 0.11394 | 0.11394 | 0.11394 | 0.11394 | 0.11394 | 0.11394 | 0.11394 | 0.11394 | 0.11394 | 0 | 0 | 0 | 0 | 0 | 0 | 0 | 0
F1_Commercial_Grocery_New_Space Heating_Natural Gas_Unit Heater_E4 | F1 | Commercial | Grocery | New | Space Heating | Natural Gas | Unit Heater | E4 | Participant - Cost of Equipment | 0 | 0 | 0 | 0 | 0 | 0 | 0 | 0 | 0 | 0 | 0 | 0 | 0 | 0 | 0 | 0 | 0 | 0 | 0 | 0 | 0 | 0 | 0 | 0 | 0 | 0 | 0 | 0 | 0 | 0
F1_Commercial_Grocery_New_Space Heating_Natural Gas_Unit Heater_E5 | F1 | Commercial | Grocery | New | Space Heating | Natural Gas | Unit Heater | E5 | Participant - Cost of Equipment | 0 | 0 | 0 | 0 | 0 | 0 | 0 | 0 | 0 | 0 | 0 | 0 | 0 | 0 | 0 | 0 | 0 | 0 | 0 | 0 | 0 | 0 | 0 | 0 | 0 | 0 | 0 | 0 | 0 | 0
F1_Commercial_Grocery_New_Space Heating_Natural Gas_Unit Heater_E6 | F1 | Commercial | Grocery | New | Space Heating | Natural Gas | Unit Heater | E6 | Participant - Cost of Equipment | 0 | 0 | 0 | 0 | 0 | 0 | 0 | 0 | 0 | 0 | 0 | 0 | 0 | 0 | 0 | 0 | 0 | 0 | 0 | 0 | 0 | 0 | 0 | 0 | 0 | 0 | 0 | 0 | 0 | 0
F1_Commercial_Grocery_New_Space Heating_Natural Gas_Unit Heater_E7 | F1 | Commercial | Grocery | New | Space Heating | Natural Gas | Unit Heater | E7 | Participant - Cost of Equipment | 0 | 0 | 0 | 0 | 0 | 0 | 0 | 0 | 0 | 0 | 0 | 0 | 0 | 0 | 0 | 0 | 0 | 0 | 0 | 0 | 0 | 0 | 0 | 0 | 0 | 0 | 0 | 0 | 0 | 0
F1_Commercial_Grocery_New_Space Heating_Natural Gas_Unit Heater_E8 | F1 | Commercial | Grocery | New | Space Heating | Natural Gas | Unit Heater | E8 | Participant - Cost of Equipment | 0 | 0 | 0 | 0 | 0 | 0 | 0 | 0 | 0 | 0 | 0 | 0 | 0 | 0 | 0 | 0 | 0 | 0 | 0 | 0 | 0 | 0 | 0 | 0 | 0 | 0 | 0 | 0 | 0 | 0
F1_Commercial_Grocery_New_Space Heating_Natural Gas_Unit Heater_E9 | F1 | Commercial | Grocery | New | Space Heating | Natural Gas | Unit Heater | E9 | Participant - Cost of Equipment | 0 | 0 | 0 | 0 | 0 | 0 | 0 | 0 | 0 | 0 | 0 | 0 | 0 | 0 | 0 | 0 | 0 | 0 | 0 | 0 | 0 | 0 | 0 | 0 | 0 | 0 | 0 | 0 | 0 | 0
F1_Commercial_Grocery_New_Space Heating_Natural Gas_Unit Heater_E10 | F1 | Commercial | Grocery | New | Space Heating | Natural Gas | Unit Heater | E10 | Participant - Cost of Equipment | 0 | 0 | 0 | 0 | 0 | 0 | 0 | 0 | 0 | 0 | 0 | 0 | 0 | 0 | 0 | 0 | 0 | 0 | 0 | 0 | 0 | 0 | 0 | 0 | 0 | 0 | 0 | 0 | 0 | 0
F2_Commercial_Grocery_New_Space Heating_Natural Gas_Unit Heater_E1 | F2 | Commercial | Grocery | New | Space Heating | Natural Gas | Unit Heater | E1 | Participant - Cost of Operation | 1.3677 | 1.3794 | 1.3934 | 1.4166 | 1.4475 | 1.4839 | 1.5174 | 1.5473 | 1.5762 | 1.6042 | 1.6325 | 1.6601 | 1.6859 | 1.7119 | 1.7367 | 1.7621 | 1.7893 | 1.8167 | 1.8443 | 1.872 | 1.8994 | 1.9264 | 0 | 0 | 0 | 0 | 0 | 0 | 0 | 0
F2_Commercial_Grocery_New_Space Heating_Natural Gas_Unit Heater_E2 | F2 | Commercial | Grocery | New | Space Heating | Natural Gas | Unit Heater | E2 | Participant - Cost of Operation | 1.3026 | 1.3137 | 1.3271 | 1.3492 | 1.3786 | 1.4133 | 1.4452 | 1.4736 | 1.5012 | 1.5279 | 1.5548 | 1.581 | 1.6057 | 1.6304 | 1.654 | 1.6782 | 1.7041 | 1.7302 | 1.7565 | 1.7829 | 1.809 | 1.8347 | 0 | 0 | 0 | 0 | 0 | 0 | 0 | 0
F2_Commercial_Grocery_New_Space Heating_Natural Gas_Unit Heater_E3 | F2 | Commercial | Grocery | New | Space Heating | Natural Gas | Unit Heater | E3 | Participant - Cost of Operation | 1.188 | 1.2002 | 1.2143 | 1.2353 | 1.2613 | 1.2909 | 1.3182 | 1.3422 | 1.365 | 1.3876 | 1.4106 | 1.4336 | 1.4559 | 1.4795 | 1.5024 | 1.5258 | 1.5506 | 1.5756 | 1.6009 | 1.6263 | 1.6517 | 1.6769 | 0 | 0 | 0 | 0 | 0 | 0 | 0 | 0
F2_Commercial_Grocery_New_Space Heating_Natural Gas_Unit Heater_E4 | F2 | Commercial | Grocery | New | Space Heating | Natural Gas | Unit Heater | E4 | Participant - Cost of Operation | 0 | 0 | 0 | 0 | 0 | 0 | 0 | 0 | 0 | 0 | 0 | 0 | 0 | 0 | 0 | 0 | 0 | 0 | 0 | 0 | 0 | 0 | 0 | 0 | 0 | 0 | 0 | 0 | 0 | 0
F2_Commercial_Grocery_New_Space Heating_Natural Gas_Unit Heater_E5 | F2 | Commercial | Grocery | New | Space Heating | Natural Gas | Unit Heater | E5 | Participant - Cost of Operation | 0 | 0 | 0 | 0 | 0 | 0 | 0 | 0 | 0 | 0 | 0 | 0 | 0 | 0 | 0 | 0 | 0 | 0 | 0 | 0 | 0 | 0 | 0 | 0 | 0 | 0 | 0 | 0 | 0 | 0
F2_Commercial_Grocery_New_Space Heating_Natural Gas_Unit Heater_E6 | F2 | Commercial | Grocery | New | Space Heating | Natural Gas | Unit Heater | E6 | Participant - Cost of Operation | 0 | 0 | 0 | 0 | 0 | 0 | 0 | 0 | 0 | 0 | 0 | 0 | 0 | 0 | 0 | 0 | 0 | 0 | 0 | 0 | 0 | 0 | 0 | 0 | 0 | 0 | 0 | 0 | 0 | 0
F2_Commercial_Grocery_New_Space Heating_Natural Gas_Unit Heater_E7 | F2 | Commercial | Grocery | New | Space Heating | Natural Gas | Unit Heater | E7 | Participant - Cost of Operation | 0 | 0 | 0 | 0 | 0 | 0 | 0 | 0 | 0 | 0 | 0 | 0 | 0 | 0 | 0 | 0 | 0 | 0 | 0 | 0 | 0 | 0 | 0 | 0 | 0 | 0 | 0 | 0 | 0 | 0
F2_Commercial_Grocery_New_Space Heating_Natural Gas_Unit Heater_E8 | F2 | Commercial | Grocery | New | Space Heating | Natural Gas | Unit Heater | E8 | Participant - Cost of Operation | 0 | 0 | 0 | 0 | 0 | 0 | 0 | 0 | 0 | 0 | 0 | 0 | 0 | 0 | 0 | 0 | 0 | 0 | 0 | 0 | 0 | 0 | 0 | 0 | 0 | 0 | 0 | 0 | 0 | 0
F2_Commercial_Grocery_New_Space Heating_Natural Gas_Unit Heater_E9 | F2 | Commercial | Grocery | New | Space Heating | Natural Gas | Unit Heater | E9 | Participant - Cost of Operation | 0 | 0 | 0 | 0 | 0 | 0 | 0 | 0 | 0 | 0 | 0 | 0 | 0 | 0 | 0 | 0 | 0 | 0 | 0 | 0 | 0 | 0 | 0 | 0 | 0 | 0 | 0 | 0 | 0 | 0
F2_Commercial_Grocery_New_Space Heating_Natural Gas_Unit Heater_E10 | F2 | Commercial | Grocery | New | Space Heating | Natural Gas | Unit Heater | E10 | Participant - Cost of Operation | 0 | 0 | 0 | 0 | 0 | 0 | 0 | 0 | 0 | 0 | 0 | 0 | 0 | 0 | 0 | 0 | 0 | 0 | 0 | 0 | 0 | 0 | 0 | 0 | 0 | 0 | 0 | 0 | 0 | 0
F3_Commercial_Grocery_New_Space Heating_Natural Gas_Unit Heater_E1 | F3 | Commercial | Grocery | New | Space Heating | Natural Gas | Unit Heater | E1 | System - kBTUs of Conusmption | 128.2689 | 128.6523 | 129.0771 | 130.0536 | 130.9171 | 131.645 | 132.1983 | 132.7473 | 133.2579 | 133.5837 | 133.6944 | 133.67 | 133.4721 | 133.0933 | 132.6263 | 132.1711 | 131.6817 | 131.1586 | 130.5611 | 129.9857 | 129.3882 | 128.7742 | 0 | 0 | 0 | 0 | 0 | 0 | 0 | 0
F3_Commercial_Grocery_New_Space Heating_Natural Gas_Unit Heater_E2 | F3 | Commercial | Grocery | New | Space Heating | Natural Gas | Unit Heater | E2 | System - kBTUs of Conusmption | 122.1637 | 122.5289 | 122.9334 | 123.8635 | 124.6858 | 125.3791 | 125.9061 | 126.4289 | 126.9152 | 127.2255 | 127.3309 | 127.3077 | 127.1193 | 126.7584 | 126.3137 | 125.8801 | 125.414 | 124.9159 | 124.3468 | 123.7987 | 123.2297 | 122.645 | 0 | 0 | 0 | 0 | 0 | 0 | 0 | 0
F3_Commercial_Grocery_New_Space Heating_Natural Gas_Unit Heater_E3 | F3 | Commercial | Grocery | New | Space Heating | Natural Gas | Unit Heater | E3 | System - kBTUs of Conusmption | 109.921 | 110.2547 | 110.6097 | 111.3366 | 111.9216 | 112.3653 | 112.6339 | 112.8432 | 112.9601 | 112.9892 | 112.9052 | 112.7642 | 112.5375 | 112.2799 | 111.9623 | 111.6528 | 111.32 | 110.9643 | 110.558 | 110.1667 | 109.7605 | 109.3429 | 0 | 0 | 0 | 0 | 0 | 0 | 0 | 0
F3_Commercial_Grocery_New_Space Heating_Natural Gas_Unit Heater_E4 | F3 | Commercial | Grocery | New | Space Heating | Natural Gas | Unit Heater | E4 | System - kBTUs of Conusmption | 0 | 0 | 0 | 0 | 0 | 0 | 0 | 0 | 0 | 0 | 0 | 0 | 0 | 0 | 0 | 0 | 0 | 0 | 0 | 0 | 0 | 0 | 0 | 0 | 0 | 0 | 0 | 0 | 0 | 0
F3_Commercial_Grocery_New_Space Heating_Natural Gas_Unit Heater_E5 | F3 | Commercial | Grocery | New | Space Heating | Natural Gas | Unit Heater | E5 | System - kBTUs of Conusmption | 0 | 0 | 0 | 0 | 0 | 0 | 0 | 0 | 0 | 0 | 0 | 0 | 0 | 0 | 0 | 0 | 0 | 0 | 0 | 0 | 0 | 0 | 0 | 0 | 0 | 0 | 0 | 0 | 0 | 0
F3_Commercial_Grocery_New_Space Heating_Natural Gas_Unit Heater_E6 | F3 | Commercial | Grocery | New | Space Heating | Natural Gas | Unit Heater | E6 | System - kBTUs of Conusmption | 0 | 0 | 0 | 0 | 0 | 0 | 0 | 0 | 0 | 0 | 0 | 0 | 0 | 0 | 0 | 0 | 0 | 0 | 0 | 0 | 0 | 0 | 0 | 0 | 0 | 0 | 0 | 0 | 0 | 0
F3_Commercial_Grocery_New_Space Heating_Natural Gas_Unit Heater_E7 | F3 | Commercial | Grocery | New | Space Heating | Natural Gas | Unit Heater | E7 | System - kBTUs of Conusmption | 0 | 0 | 0 | 0 | 0 | 0 | 0 | 0 | 0 | 0 | 0 | 0 | 0 | 0 | 0 | 0 | 0 | 0 | 0 | 0 | 0 | 0 | 0 | 0 | 0 | 0 | 0 | 0 | 0 | 0
F3_Commercial_Grocery_New_Space Heating_Natural Gas_Unit Heater_E8 | F3 | Commercial | Grocery | New | Space Heating | Natural Gas | Unit Heater | E8 | System - kBTUs of Conusmption | 0 | 0 | 0 | 0 | 0 | 0 | 0 | 0 | 0 | 0 | 0 | 0 | 0 | 0 | 0 | 0 | 0 | 0 | 0 | 0 | 0 | 0 | 0 | 0 | 0 | 0 | 0 | 0 | 0 | 0
F3_Commercial_Grocery_New_Space Heating_Natural Gas_Unit Heater_E9 | F3 | Commercial | Grocery | New | Space Heating | Natural Gas | Unit Heater | E9 | System - kBTUs of Conusmption | 0 | 0 | 0 | 0 | 0 | 0 | 0 | 0 | 0 | 0 | 0 | 0 | 0 | 0 | 0 | 0 | 0 | 0 | 0 | 0 | 0 | 0 | 0 | 0 | 0 | 0 | 0 | 0 | 0 | 0
F3_Commercial_Grocery_New_Space Heating_Natural Gas_Unit Heater_E10 | F3 | Commercial | Grocery | New | Space Heating | Natural Gas | Unit Heater | E10 | System - kBTUs of Conusmption | 0 | 0 | 0 | 0 | 0 | 0 | 0 | 0 | 0 | 0 | 0 | 0 | 0 | 0 | 0 | 0 | 0 | 0 | 0 | 0 | 0 | 0 | 0 | 0 | 0 | 0 | 0 | 0 | 0 | 0
F4_Commercial_Grocery_New_Space Heating_Natural Gas_Unit Heater_E1 | F4 | Commercial | Grocery | New | Space Heating | Natural Gas | Unit Heater | E1 | Utility - Cost of Equipment | 0.097461 | 0.097461 | 0.097461 | 0.097461 | 0.097461 | 0.097461 | 0.097461 | 0.097461 | 0.097461 | 0.097461 | 0.097461 | 0.097461 | 0.097461 | 0.097461 | 0.097461 | 0.097461 | 0.097461 | 0.097461 | 0.097461 | 0.097461 | 0.097461 | 0.097461 | 0 | 0 | 0 | 0 | 0 | 0 | 0 | 0
F4_Commercial_Grocery_New_Space Heating_Natural Gas_Unit Heater_E2 | F4 | Commercial | Grocery | New | Space Heating | Natural Gas | Unit Heater | E2 | Utility - Cost of Equipment | 0.21375 | 0.21375 | 0.21375 | 0.21375 | 0.21375 | 0.21375 | 0.21375 | 0.21375 | 0.21375 | 0.21375 | 0.21375 | 0.21375 | 0.21375 | 0.21375 | 0.21375 | 0.21375 | 0.21375 | 0.21375 | 0.21375 | 0.21375 | 0.21375 | 0.21375 | 0 | 0 | 0 | 0 | 0 | 0 | 0 | 0
F4_Commercial_Grocery_New_Space Heating_Natural Gas_Unit Heater_E3 | F4 | Commercial | Grocery | New | Space Heating | Natural Gas | Unit Heater | E3 | Utility - Cost of Equipment | 0.11394 | 0.11394 | 0.11394 | 0.11394 | 0.11394 | 0.11394 | 0.11394 | 0.11394 | 0.11394 | 0.11394 | 0.11394 | 0.11394 | 0.11394 | 0.11394 | 0.11394 | 0.11394 | 0.11394 | 0.11394 | 0.11394 | 0.11394 | 0.11394 | 0.11394 | 0 | 0 | 0 | 0 | 0 | 0 | 0 | 0
F4_Commercial_Grocery_New_Space Heating_Natural Gas_Unit Heater_E4 | F4 | Commercial | Grocery | New | Space Heating | Natural Gas | Unit Heater | E4 | Utility - Cost of Equipment | 0 | 0 | 0 | 0 | 0 | 0 | 0 | 0 | 0 | 0 | 0 | 0 | 0 | 0 | 0 | 0 | 0 | 0 | 0 | 0 | 0 | 0 | 0 | 0 | 0 | 0 | 0 | 0 | 0 | 0
F4_Commercial_Grocery_New_Space Heating_Natural Gas_Unit Heater_E5 | F4 | Commercial | Grocery | New | Space Heating | Natural Gas | Unit Heater | E5 | Utility - Cost of Equipment | 0 | 0 | 0 | 0 | 0 | 0 | 0 | 0 | 0 | 0 | 0 | 0 | 0 | 0 | 0 | 0 | 0 | 0 | 0 | 0 | 0 | 0 | 0 | 0 | 0 | 0 | 0 | 0 | 0 | 0
F4_Commercial_Grocery_New_Space Heating_Natural Gas_Unit Heater_E6 | F4 | Commercial | Grocery | New | Space Heating | Natural Gas | Unit Heater | E6 | Utility - Cost of Equipment | 0 | 0 | 0 | 0 | 0 | 0 | 0 | 0 | 0 | 0 | 0 | 0 | 0 | 0 | 0 | 0 | 0 | 0 | 0 | 0 | 0 | 0 | 0 | 0 | 0 | 0 | 0 | 0 | 0 | 0
F4_Commercial_Grocery_New_Space Heating_Natural Gas_Unit Heater_E7 | F4 | Commercial | Grocery | New | Space Heating | Natural Gas | Unit Heater | E7 | Utility - Cost of Equipment | 0 | 0 | 0 | 0 | 0 | 0 | 0 | 0 | 0 | 0 | 0 | 0 | 0 | 0 | 0 | 0 | 0 | 0 | 0 | 0 | 0 | 0 | 0 | 0 | 0 | 0 | 0 | 0 | 0 | 0
F4_Commercial_Grocery_New_Space Heating_Natural Gas_Unit Heater_E8 | F4 | Commercial | Grocery | New | Space Heating | Natural Gas | Unit Heater | E8 | Utility - Cost of Equipment | 0 | 0 | 0 | 0 | 0 | 0 | 0 | 0 | 0 | 0 | 0 | 0 | 0 | 0 | 0 | 0 | 0 | 0 | 0 | 0 | 0 | 0 | 0 | 0 | 0 | 0 | 0 | 0 | 0 | 0
F4_Commercial_Grocery_New_Space Heating_Natural Gas_Unit Heater_E9 | F4 | Commercial | Grocery | New | Space Heating | Natural Gas | Unit Heater | E9 | Utility - Cost of Equipment | 0 | 0 | 0 | 0 | 0 | 0 | 0 | 0 | 0 | 0 | 0 | 0 | 0 | 0 | 0 | 0 | 0 | 0 | 0 | 0 | 0 | 0 | 0 | 0 | 0 | 0 | 0 | 0 | 0 | 0
F4_Commercial_Grocery_New_Space Heating_Natural Gas_Unit Heater_E10 | F4 | Commercial | Grocery | New | Space Heating | Natural Gas | Unit Heater | E10 | Utility - Cost of Equipment | 0 | 0 | 0 | 0 | 0 | 0 | 0 | 0 | 0 | 0 | 0 | 0 | 0 | 0 | 0 | 0 | 0 | 0 | 0 | 0 | 0 | 0 | 0 | 0 | 0 | 0 | 0 | 0 | 0 | 0
F5_Commercial_Grocery_New_Space Heating_Natural Gas_Unit Heater_E1 | F5 | Commercial | Grocery | New | Space Heating | Natural Gas | Unit Heater | E1 | Utility - Cost of Operation | 1.1416 | 1.1513 | 1.163 | 1.1824 | 1.2082 | 1.2386 | 1.2666 | 1.2915 | 1.3156 | 1.339 | 1.3626 | 1.3856 | 1.4072 | 1.4289 | 1.4496 | 1.4708 | 1.4935 | 1.5163 | 1.5394 | 1.5625 | 1.5854 | 1.6079 | 0 | 0 | 0 | 0 | 0 | 0 | 0 | 0
F5_Commercial_Grocery_New_Space Heating_Natural Gas_Unit Heater_E2 | F5 | Commercial | Grocery | New | Space Heating | Natural Gas | Unit Heater | E2 | Utility - Cost of Operation | 1.0872 | 1.0965 | 1.1077 | 1.1261 | 1.1507 | 1.1797 | 1.2063 | 1.23 | 1.253 | 1.2753 | 1.2978 | 1.3197 | 1.3402 | 1.3609 | 1.3806 | 1.4008 | 1.4224 | 1.4442 | 1.4661 | 1.4881 | 1.5099 | 1.5314 | 0 | 0 | 0 | 0 | 0 | 0 | 0 | 0
F5_Commercial_Grocery_New_Space Heating_Natural Gas_Unit Heater_E3 | F5 | Commercial | Grocery | New | Space Heating | Natural Gas | Unit Heater | E3 | Utility - Cost of Operation | 0.99157 | 1.0018 | 1.0136 | 1.031 | 1.0527 | 1.0775 | 1.1003 | 1.1203 | 1.1394 | 1.1582 | 1.1774 | 1.1966 | 1.2152 | 1.2349 | 1.254 | 1.2735 | 1.2942 | 1.3151 | 1.3362 | 1.3575 | 1.3787 | 1.3997 | 0 | 0 | 0 | 0 | 0 | 0 | 0 | 0
F5_Commercial_Grocery_New_Space Heating_Natural Gas_Unit Heater_E4 | F5 | Commercial | Grocery | New | Space Heating | Natural Gas | Unit Heater | E4 | Utility - Cost of Operation | 0 | 0 | 0 | 0 | 0 | 0 | 0 | 0 | 0 | 0 | 0 | 0 | 0 | 0 | 0 | 0 | 0 | 0 | 0 | 0 | 0 | 0 | 0 | 0 | 0 | 0 | 0 | 0 | 0 | 0
F5_Commercial_Grocery_New_Space Heating_Natural Gas_Unit Heater_E5 | F5 | Commercial | Grocery | New | Space Heating | Natural Gas | Unit Heater | E5 | Utility - Cost of Operation | 0 | 0 | 0 | 0 | 0 | 0 | 0 | 0 | 0 | 0 | 0 | 0 | 0 | 0 | 0 | 0 | 0 | 0 | 0 | 0 | 0 | 0 | 0 | 0 | 0 | 0 | 0 | 0 | 0 | 0
F5_Commercial_Grocery_New_Space Heating_Natural Gas_Unit Heater_E6 | F5 | Commercial | Grocery | New | Space Heating | Natural Gas | Unit Heater | E6 | Utility - Cost of Operation | 0 | 0 | 0 | 0 | 0 | 0 | 0 | 0 | 0 | 0 | 0 | 0 | 0 | 0 | 0 | 0 | 0 | 0 | 0 | 0 | 0 | 0 | 0 | 0 | 0 | 0 | 0 | 0 | 0 | 0
F5_Commercial_Grocery_New_Space Heating_Natural Gas_Unit Heater_E7 | F5 | Commercial | Grocery | New | Space Heating | Natural Gas | Unit Heater | E7 | Utility - Cost of Operation | 0 | 0 | 0 | 0 | 0 | 0 | 0 | 0 | 0 | 0 | 0 | 0 | 0 | 0 | 0 | 0 | 0 | 0 | 0 | 0 | 0 | 0 | 0 | 0 | 0 | 0 | 0 | 0 | 0 | 0
F5_Commercial_Grocery_New_Space Heating_Natural Gas_Unit Heater_E8 | F5 | Commercial | Grocery | New | Space Heating | Natural Gas | Unit Heater | E8 | Utility - Cost of Operation | 0 | 0 | 0 | 0 | 0 | 0 | 0 | 0 | 0 | 0 | 0 | 0 | 0 | 0 | 0 | 0 | 0 | 0 | 0 | 0 | 0 | 0 | 0 | 0 | 0 | 0 | 0 | 0 | 0 | 0
F5_Commercial_Grocery_New_Space Heating_Natural Gas_Unit Heater_E9 | F5 | Commercial | Grocery | New | Space Heating | Natural Gas | Unit Heater | E9 | Utility - Cost of Operation | 0 | 0 | 0 | 0 | 0 | 0 | 0 | 0 | 0 | 0 | 0 | 0 | 0 | 0 | 0 | 0 | 0 | 0 | 0 | 0 | 0 | 0 | 0 | 0 | 0 | 0 | 0 | 0 | 0 | 0
F5_Commercial_Grocery_New_Space Heating_Natural Gas_Unit Heater_E10 | F5 | Commercial | Grocery | New | Space Heating | Natural Gas | Unit Heater | E10 | Utility - Cost of Operation | 0 | 0 | 0 | 0 | 0 | 0 | 0 | 0 | 0 | 0 | 0 | 0 | 0 | 0 | 0 | 0 | 0 | 0 | 0 | 0 | 0 | 0 | 0 | 0 | 0 | 0 | 0 | 0 | 0 | 0
F6_Commercial_Grocery_New_Space Heating_Natural Gas_Unit Heater_E1 | F6 | Commercial | Grocery | New | Space Heating | Natural Gas | Unit Heater | E1 | Utility - Value of Sales | 1.3677 | 1.3794 | 1.3934 | 1.4166 | 1.4475 | 1.4839 | 1.5174 | 1.5473 | 1.5762 | 1.6042 | 1.6325 | 1.6601 | 1.6859 | 1.7119 | 1.7367 | 1.7621 | 1.7893 | 1.8167 | 1.8443 | 1.872 | 1.8994 | 1.9264 | 0 | 0 | 0 | 0 | 0 | 0 | 0 | 0
F6_Commercial_Grocery_New_Space Heating_Natural Gas_Unit Heater_E2 | F6 | Commercial | Grocery | New | Space Heating | Natural Gas | Unit Heater | E2 | Utility - Value of Sales | 1.3026 | 1.3137 | 1.3271 | 1.3492 | 1.3786 | 1.4133 | 1.4452 | 1.4736 | 1.5012 | 1.5279 | 1.5548 | 1.581 | 1.6057 | 1.6304 | 1.654 | 1.6782 | 1.7041 | 1.7302 | 1.7565 | 1.7829 | 1.809 | 1.8347 | 0 | 0 | 0 | 0 | 0 | 0 | 0 | 0
F6_Commercial_Grocery_New_Space Heating_Natural Gas_Unit Heater_E3 | F6 | Commercial | Grocery | New | Space Heating | Natural Gas | Unit Heater | E3 | Utility - Value of Sales | 1.188 | 1.2002 | 1.2143 | 1.2353 | 1.2613 | 1.2909 | 1.3182 | 1.3422 | 1.365 | 1.3876 | 1.4106 | 1.4336 | 1.4559 | 1.4795 | 1.5024 | 1.5258 | 1.5506 | 1.5756 | 1.6009 | 1.6263 | 1.6517 | 1.6769 | 0 | 0 | 0 | 0 | 0 | 0 | 0 | 0
F6_Commercial_Grocery_New_Space Heating_Natural Gas_Unit Heater_E4 | F6 | Commercial | Grocery | New | Space Heating | Natural Gas | Unit Heater | E4 | Utility - Value of Sales | 0 | 0 | 0 | 0 | 0 | 0 | 0 | 0 | 0 | 0 | 0 | 0 | 0 | 0 | 0 | 0 | 0 | 0 | 0 | 0 | 0 | 0 | 0 | 0 | 0 | 0 | 0 | 0 | 0 | 0
F6_Commercial_Grocery_New_Space Heating_Natural Gas_Unit Heater_E5 | F6 | Commercial | Grocery | New | Space Heating | Natural Gas | Unit Heater | E5 | Utility - Value of Sales | 0 | 0 | 0 | 0 | 0 | 0 | 0 | 0 | 0 | 0 | 0 | 0 | 0 | 0 | 0 | 0 | 0 | 0 | 0 | 0 | 0 | 0 | 0 | 0 | 0 | 0 | 0 | 0 | 0 | 0
F6_Commercial_Grocery_New_Space Heating_Natural Gas_Unit Heater_E6 | F6 | Commercial | Grocery | New | Space Heating | Natural Gas | Unit Heater | E6 | Utility - Value of Sales | 0 | 0 | 0 | 0 | 0 | 0 | 0 | 0 | 0 | 0 | 0 | 0 | 0 | 0 | 0 | 0 | 0 | 0 | 0 | 0 | 0 | 0 | 0 | 0 | 0 | 0 | 0 | 0 | 0 | 0
F6_Commercial_Grocery_New_Space Heating_Natural Gas_Unit Heater_E7 | F6 | Commercial | Grocery | New | Space Heating | Natural Gas | Unit Heater | E7 | Utility - Value of Sales | 0 | 0 | 0 | 0 | 0 | 0 | 0 | 0 | 0 | 0 | 0 | 0 | 0 | 0 | 0 | 0 | 0 | 0 | 0 | 0 | 0 | 0 | 0 | 0 | 0 | 0 | 0 | 0 | 0 | 0
F6_Commercial_Grocery_New_Space Heating_Natural Gas_Unit Heater_E8 | F6 | Commercial | Grocery | New | Space Heating | Natural Gas | Unit Heater | E8 | Utility - Value of Sales | 0 | 0 | 0 | 0 | 0 | 0 | 0 | 0 | 0 | 0 | 0 | 0 | 0 | 0 | 0 | 0 | 0 | 0 | 0 | 0 | 0 | 0 | 0 | 0 | 0 | 0 | 0 | 0 | 0 | 0
F6_Commercial_Grocery_New_Space Heating_Natural Gas_Unit Heater_E9 | F6 | Commercial | Grocery | New | Space Heating | Natural Gas | Unit Heater | E9 | Utility - Value of Sales | 0 | 0 | 0 | 0 | 0 | 0 | 0 | 0 | 0 | 0 | 0 | 0 | 0 | 0 | 0 | 0 | 0 | 0 | 0 | 0 | 0 | 0 | 0 | 0 | 0 | 0 | 0 | 0 | 0 | 0
F6_Commercial_Grocery_New_Space Heating_Natural Gas_Unit Heater_E10 | F6 | Commercial | Grocery | New | Space Heating | Natural Gas | Unit Heater | E10 | Utility - Value of Sales | 0 | 0 | 0 | 0 | 0 | 0 | 0 | 0 | 0 | 0 | 0 | 0 | 0 | 0 | 0 | 0 | 0 | 0 | 0 | 0 | 0 | 0 | 0 | 0 | 0 | 0 | 0 | 0 | 0 | 0
F1_Commercial_Grocery_New_Water Heating_Natural Gas_Water Heater_E1 | F1 | Commercial | Grocery | New | Water Heating | Natural Gas | Water Heater | E1 | Participant - Cost of Equipment | 0.017308 | 0.017308 | 0.017308 | 0.017308 | 0.017308 | 0.017308 | 0.017308 | 0.017308 | 0.017308 | 0.017308 | 0.017308 | 0.017308 | 0.017308 | 0.017308 | 0.017308 | 0.017308 | 0.017308 | 0.017308 | 0.017308 | 0.017308 | 0.017308 | 0.017308 | 0 | 0 | 0 | 0 | 0 | 0 | 0 | 0
F1_Commercial_Grocery_New_Water Heating_Natural Gas_Water Heater_E2 | F1 | Commercial | Grocery | New | Water Heating | Natural Gas | Water Heater | E2 | Participant - Cost of Equipment | 0.017142 | 0.017142 | 0.017142 | 0.017142 | 0.017142 | 0.017142 | 0.017142 | 0.017142 | 0.017142 | 0.017142 | 0.017142 | 0.017142 | 0.017142 | 0.017142 | 0.017142 | 0.017142 | 0.017142 | 0.017142 | 0.017142 | 0.017142 | 0.017142 | 0.017142 | 0 | 0 | 0 | 0 | 0 | 0 | 0 | 0
F1_Commercial_Grocery_New_Water Heating_Natural Gas_Water Heater_E3 | F1 | Commercial | Grocery | New | Water Heating | Natural Gas | Water Heater | E3 | Participant - Cost of Equipment | 0.017499 | 0.017499 | 0.017499 | 0.017499 | 0.017499 | 0.017499 | 0.017499 | 0.017499 | 0.017499 | 0.017499 | 0.017499 | 0.017499 | 0.017499 | 0.017499 | 0.017499 | 0.017499 | 0.017499 | 0.017499 | 0.017499 | 0.017499 | 0.017499 | 0.017499 | 0 | 0 | 0 | 0 | 0 | 0 | 0 | 0
F1_Commercial_Grocery_New_Water Heating_Natural Gas_Water Heater_E4 | F1 | Commercial | Grocery | New | Water Heating | Natural Gas | Water Heater | E4 | Participant - Cost of Equipment | 0.01397 | 0.01397 | 0.01397 | 0.01397 | 0.01397 | 0.01397 | 0.01397 | 0.01397 | 0.01397 | 0.01397 | 0.01397 | 0.01397 | 0.01397 | 0.01397 | 0.01397 | 0.01397 | 0.01397 | 0.01397 | 0.01397 | 0.01397 | 0.01397 | 0.01397 | 0 | 0 | 0 | 0 | 0 | 0 | 0 | 0
F1_Commercial_Grocery_New_Water Heating_Natural Gas_Water Heater_E5 | F1 | Commercial | Grocery | New | Water Heating | Natural Gas | Water Heater | E5 | Participant - Cost of Equipment | 0 | 0 | 0 | 0 | 0 | 0 | 0 | 0 | 0 | 0 | 0 | 0 | 0 | 0 | 0 | 0 | 0 | 0 | 0 | 0 | 0 | 0 | 0 | 0 | 0 | 0 | 0 | 0 | 0 | 0
F1_Commercial_Grocery_New_Water Heating_Natural Gas_Water Heater_E6 | F1 | Commercial | Grocery | New | Water Heating | Natural Gas | Water Heater | E6 | Participant - Cost of Equipment | 0 | 0 | 0 | 0 | 0 | 0 | 0 | 0 | 0 | 0 | 0 | 0 | 0 | 0 | 0 | 0 | 0 | 0 | 0 | 0 | 0 | 0 | 0 | 0 | 0 | 0 | 0 | 0 | 0 | 0
F1_Commercial_Grocery_New_Water Heating_Natural Gas_Water Heater_E7 | F1 | Commercial | Grocery | New | Water Heating | Natural Gas | Water Heater | E7 | Participant - Cost of Equipment | 0 | 0 | 0 | 0 | 0 | 0 | 0 | 0 | 0 | 0 | 0 | 0 | 0 | 0 | 0 | 0 | 0 | 0 | 0 | 0 | 0 | 0 | 0 | 0 | 0 | 0 | 0 | 0 | 0 | 0
F1_Commercial_Grocery_New_Water Heating_Natural Gas_Water Heater_E8 | F1 | Commercial | Grocery | New | Water Heating | Natural Gas | Water Heater | E8 | Participant - Cost of Equipment | 0 | 0 | 0 | 0 | 0 | 0 | 0 | 0 | 0 | 0 | 0 | 0 | 0 | 0 | 0 | 0 | 0 | 0 | 0 | 0 | 0 | 0 | 0 | 0 | 0 | 0 | 0 | 0 | 0 | 0
F1_Commercial_Grocery_New_Water Heating_Natural Gas_Water Heater_E9 | F1 | Commercial | Grocery | New | Water Heating | Natural Gas | Water Heater | E9 | Participant - Cost of Equipment | 0 | 0 | 0 | 0 | 0 | 0 | 0 | 0 | 0 | 0 | 0 | 0 | 0 | 0 | 0 | 0 | 0 | 0 | 0 | 0 | 0 | 0 | 0 | 0 | 0 | 0 | 0 | 0 | 0 | 0
F1_Commercial_Grocery_New_Water Heating_Natural Gas_Water Heater_E10 | F1 | Commercial | Grocery | New | Water Heating | Natural Gas | Water Heater | E10 | Participant - Cost of Equipment | 0 | 0 | 0 | 0 | 0 | 0 | 0 | 0 | 0 | 0 | 0 | 0 | 0 | 0 | 0 | 0 | 0 | 0 | 0 | 0 | 0 | 0 | 0 | 0 | 0 | 0 | 0 | 0 | 0 | 0
F2_Commercial_Grocery_New_Water Heating_Natural Gas_Water Heater_E1 | F2 | Commercial | Grocery | New | Water Heating | Natural Gas | Water Heater | E1 | Participant - Cost of Operation | 0.18168 | 0.1829 | 0.18446 | 0.18749 | 0.1917 | 0.19676 | 0.20135 | 0.20529 | 0.20902 | 0.21284 | 0.21693 | 0.22091 | 0.22468 | 0.22847 | 0.23183 | 0.235 | 0.23844 | 0.24189 | 0.24535 | 0.24882 | 0.25222 | 0.25554 | 0 | 0 | 0 | 0 | 0 | 0 | 0 | 0
F2_Commercial_Grocery_New_Water Heating_Natural Gas_Water Heater_E2 | F2 | Commercial | Grocery | New | Water Heating | Natural Gas | Water Heater | E2 | Participant - Cost of Operation | 0.16654 | 0.16765 | 0.16909 | 0.17187 | 0.17572 | 0.18036 | 0.18457 | 0.18818 | 0.19161 | 0.1951 | 0.19885 | 0.2025 | 0.20596 | 0.20943 | 0.21251 | 0.21542 | 0.21857 | 0.22173 | 0.22491 | 0.22809 | 0.2312 | 0.23425 | 0 | 0 | 0 | 0 | 0 | 0 | 0 | 0
F2_Commercial_Grocery_New_Water Heating_Natural Gas_Water Heater_E3 | F2 | Commercial | Grocery | New | Water Heating | Natural Gas | Water Heater | E3 | Participant - Cost of Operation | 0.16315 | 0.16423 | 0.16564 | 0.16836 | 0.17214 | 0.17668 | 0.18081 | 0.18434 | 0.1877 | 0.19112 | 0.19479 | 0.19837 | 0.20175 | 0.20516 | 0.20817 | 0.21102 | 0.21411 | 0.2172 | 0.22032 | 0.22343 | 0.22649 | 0.22947 | 0 | 0 | 0 | 0 | 0 | 0 | 0 | 0
F2_Commercial_Grocery_New_Water Heating_Natural Gas_Water Heater_E4 | F2 | Commercial | Grocery | New | Water Heating | Natural Gas | Water Heater | E4 | Participant - Cost of Operation | 0.10905 | 0.11005 | 0.11123 | 0.11309 | 0.11554 | 0.11842 | 0.12108 | 0.1234 | 0.12558 | 0.12772 | 0.1299 | 0.13205 | 0.13411 | 0.13622 | 0.13824 | 0.14031 | 0.14252 | 0.14475 | 0.14699 | 0.14925 | 0.15149 | 0.15371 | 0 | 0 | 0 | 0 | 0 | 0 | 0 | 0
F2_Commercial_Grocery_New_Water Heating_Natural Gas_Water Heater_E5 | F2 | Commercial | Grocery | New | Water Heating | Natural Gas | Water Heater | E5 | Participant - Cost of Operation | 0 | 0 | 0 | 0 | 0 | 0 | 0 | 0 | 0 | 0 | 0 | 0 | 0 | 0 | 0 | 0 | 0 | 0 | 0 | 0 | 0 | 0 | 0 | 0 | 0 | 0 | 0 | 0 | 0 | 0
F2_Commercial_Grocery_New_Water Heating_Natural Gas_Water Heater_E6 | F2 | Commercial | Grocery | New | Water Heating | Natural Gas | Water Heater | E6 | Participant - Cost of Operation | 0 | 0 | 0 | 0 | 0 | 0 | 0 | 0 | 0 | 0 | 0 | 0 | 0 | 0 | 0 | 0 | 0 | 0 | 0 | 0 | 0 | 0 | 0 | 0 | 0 | 0 | 0 | 0 | 0 | 0
F2_Commercial_Grocery_New_Water Heating_Natural Gas_Water Heater_E7 | F2 | Commercial | Grocery | New | Water Heating | Natural Gas | Water Heater | E7 | Participant - Cost of Operation | 0 | 0 | 0 | 0 | 0 | 0 | 0 | 0 | 0 | 0 | 0 | 0 | 0 | 0 | 0 | 0 | 0 | 0 | 0 | 0 | 0 | 0 | 0 | 0 | 0 | 0 | 0 | 0 | 0 | 0
F2_Commercial_Grocery_New_Water Heating_Natural Gas_Water Heater_E8 | F2 | Commercial | Grocery | New | Water Heating | Natural Gas | Water Heater | E8 | Participant - Cost of Operation | 0 | 0 | 0 | 0 | 0 | 0 | 0 | 0 | 0 | 0 | 0 | 0 | 0 | 0 | 0 | 0 | 0 | 0 | 0 | 0 | 0 | 0 | 0 | 0 | 0 | 0 | 0 | 0 | 0 | 0
F2_Commercial_Grocery_New_Water Heating_Natural Gas_Water Heater_E9 | F2 | Commercial | Grocery | New | Water Heating | Natural Gas | Water Heater | E9 | Participant - Cost of Operation | 0 | 0 | 0 | 0 | 0 | 0 | 0 | 0 | 0 | 0 | 0 | 0 | 0 | 0 | 0 | 0 | 0 | 0 | 0 | 0 | 0 | 0 | 0 | 0 | 0 | 0 | 0 | 0 | 0 | 0
F2_Commercial_Grocery_New_Water Heating_Natural Gas_Water Heater_E10 | F2 | Commercial | Grocery | New | Water Heating | Natural Gas | Water Heater | E10 | Participant - Cost of Operation | 0 | 0 | 0 | 0 | 0 | 0 | 0 | 0 | 0 | 0 | 0 | 0 | 0 | 0 | 0 | 0 | 0 | 0 | 0 | 0 | 0 | 0 | 0 | 0 | 0 | 0 | 0 | 0 | 0 | 0
F3_Commercial_Grocery_New_Water Heating_Natural Gas_Water Heater_E1 | F3 | Commercial | Grocery | New | Water Heating | Natural Gas | Water Heater | E1 | System - kBTUs of Conusmption | 17.2145 | 17.2607 | 17.3167 | 17.4621 | 17.5887 | 17.696 | 17.7775 | 17.8578 | 17.9314 | 17.9985 | 18.0545 | 18.0885 | 18.0957 | 18.0762 | 18.0225 | 17.9487 | 17.8695 | 17.7848 | 17.688 | 17.5948 | 17.498 | 17.3986 | 0 | 0 | 0 | 0 | 0 | 0 | 0 | 0
F3_Commercial_Grocery_New_Water Heating_Natural Gas_Water Heater_E2 | F3 | Commercial | Grocery | New | Water Heating | Natural Gas | Water Heater | E2 | System - kBTUs of Conusmption | 15.7799 | 15.8223 | 15.8737 | 16.0069 | 16.123 | 16.2213 | 16.296 | 16.3696 | 16.4371 | 16.4986 | 16.5499 | 16.5811 | 16.5877 | 16.5698 | 16.5206 | 16.453 | 16.3804 | 16.3027 | 16.214 | 16.1286 | 16.0399 | 15.9487 | 0 | 0 | 0 | 0 | 0 | 0 | 0 | 0
F3_Commercial_Grocery_New_Water Heating_Natural Gas_Water Heater_E3 | F3 | Commercial | Grocery | New | Water Heating | Natural Gas | Water Heater | E3 | System - kBTUs of Conusmption | 15.4579 | 15.4994 | 15.5497 | 15.6802 | 15.7939 | 15.8903 | 15.9635 | 16.0355 | 16.1017 | 16.1619 | 16.2122 | 16.2427 | 16.2492 | 16.2317 | 16.1834 | 16.1172 | 16.0461 | 15.97 | 15.8831 | 15.7994 | 15.7125 | 15.6232 | 0 | 0 | 0 | 0 | 0 | 0 | 0 | 0
F3_Commercial_Grocery_New_Water Heating_Natural Gas_Water Heater_E4 | F3 | Commercial | Grocery | New | Water Heating | Natural Gas | Water Heater | E4 | System - kBTUs of Conusmption | 10.1865 | 10.2171 | 10.251 | 10.3249 | 10.3897 | 10.4445 | 10.4868 | 10.5219 | 10.5464 | 10.56 | 10.5602 | 10.553 | 10.5357 | 10.508 | 10.4739 | 10.4406 | 10.4048 | 10.3666 | 10.3229 | 10.2809 | 10.2372 | 10.1923 | 0 | 0 | 0 | 0 | 0 | 0 | 0 | 0
F3_Commercial_Grocery_New_Water Heating_Natural Gas_Water Heater_E5 | F3 | Commercial | Grocery | New | Water Heating | Natural Gas | Water Heater | E5 | System - kBTUs of Conusmption | 0 | 0 | 0 | 0 | 0 | 0 | 0 | 0 | 0 | 0 | 0 | 0 | 0 | 0 | 0 | 0 | 0 | 0 | 0 | 0 | 0 | 0 | 0 | 0 | 0 | 0 | 0 | 0 | 0 | 0
F3_Commercial_Grocery_New_Water Heating_Natural Gas_Water Heater_E6 | F3 | Commercial | Grocery | New | Water Heating | Natural Gas | Water Heater | E6 | System - kBTUs of Conusmption | 0 | 0 | 0 | 0 | 0 | 0 | 0 | 0 | 0 | 0 | 0 | 0 | 0 | 0 | 0 | 0 | 0 | 0 | 0 | 0 | 0 | 0 | 0 | 0 | 0 | 0 | 0 | 0 | 0 | 0
F3_Commercial_Grocery_New_Water Heating_Natural Gas_Water Heater_E7 | F3 | Commercial | Grocery | New | Water Heating | Natural Gas | Water Heater | E7 | System - kBTUs of Conusmption | 0 | 0 | 0 | 0 | 0 | 0 | 0 | 0 | 0 | 0 | 0 | 0 | 0 | 0 | 0 | 0 | 0 | 0 | 0 | 0 | 0 | 0 | 0 | 0 | 0 | 0 | 0 | 0 | 0 | 0
F3_Commercial_Grocery_New_Water Heating_Natural Gas_Water Heater_E8 | F3 | Commercial | Grocery | New | Water Heating | Natural Gas | Water Heater | E8 | System - kBTUs of Conusmption | 0 | 0 | 0 | 0 | 0 | 0 | 0 | 0 | 0 | 0 | 0 | 0 | 0 | 0 | 0 | 0 | 0 | 0 | 0 | 0 | 0 | 0 | 0 | 0 | 0 | 0 | 0 | 0 | 0 | 0
F3_Commercial_Grocery_New_Water Heating_Natural Gas_Water Heater_E9 | F3 | Commercial | Grocery | New | Water Heating | Natural Gas | Water Heater | E9 | System - kBTUs of Conusmption | 0 | 0 | 0 | 0 | 0 | 0 | 0 | 0 | 0 | 0 | 0 | 0 | 0 | 0 | 0 | 0 | 0 | 0 | 0 | 0 | 0 | 0 | 0 | 0 | 0 | 0 | 0 | 0 | 0 | 0
F3_Commercial_Grocery_New_Water Heating_Natural Gas_Water Heater_E10 | F3 | Commercial | Grocery | New | Water Heating | Natural Gas | Water Heater | E10 | System - kBTUs of Conusmption | 0 | 0 | 0 | 0 | 0 | 0 | 0 | 0 | 0 | 0 | 0 | 0 | 0 | 0 | 0 | 0 | 0 | 0 | 0 | 0 | 0 | 0 | 0 | 0 | 0 | 0 | 0 | 0 | 0 | 0
F4_Commercial_Grocery_New_Water Heating_Natural Gas_Water Heater_E1 | F4 | Commercial | Grocery | New | Water Heating | Natural Gas | Water Heater | E1 | Utility - Cost of Equipment | 0.017308 | 0.017308 | 0.017308 | 0.017308 | 0.017308 | 0.017308 | 0.017308 | 0.017308 | 0.017308 | 0.017308 | 0.017308 | 0.017308 | 0.017308 | 0.017308 | 0.017308 | 0.017308 | 0.017308 | 0.017308 | 0.017308 | 0.017308 | 0.017308 | 0.017308 | 0 | 0 | 0 | 0 | 0 | 0 | 0 | 0
F4_Commercial_Grocery_New_Water Heating_Natural Gas_Water Heater_E2 | F4 | Commercial | Grocery | New | Water Heating | Natural Gas | Water Heater | E2 | Utility - Cost of Equipment | 0.017142 | 0.017142 | 0.017142 | 0.017142 | 0.017142 | 0.017142 | 0.017142 | 0.017142 | 0.017142 | 0.017142 | 0.017142 | 0.017142 | 0.017142 | 0.017142 | 0.017142 | 0.017142 | 0.017142 | 0.017142 | 0.017142 | 0.017142 | 0.017142 | 0.017142 | 0 | 0 | 0 | 0 | 0 | 0 | 0 | 0
F4_Commercial_Grocery_New_Water Heating_Natural Gas_Water Heater_E3 | F4 | Commercial | Grocery | New | Water Heating | Natural Gas | Water Heater | E3 | Utility - Cost of Equipment | 0.017499 | 0.017499 | 0.017499 | 0.017499 | 0.017499 | 0.017499 | 0.017499 | 0.017499 | 0.017499 | 0.017499 | 0.017499 | 0.017499 | 0.017499 | 0.017499 | 0.017499 | 0.017499 | 0.017499 | 0.017499 | 0.017499 | 0.017499 | 0.017499 | 0.017499 | 0 | 0 | 0 | 0 | 0 | 0 | 0 | 0
F4_Commercial_Grocery_New_Water Heating_Natural Gas_Water Heater_E4 | F4 | Commercial | Grocery | New | Water Heating | Natural Gas | Water Heater | E4 | Utility - Cost of Equipment | 0.01397 | 0.01397 | 0.01397 | 0.01397 | 0.01397 | 0.01397 | 0.01397 | 0.01397 | 0.01397 | 0.01397 | 0.01397 | 0.01397 | 0.01397 | 0.01397 | 0.01397 | 0.01397 | 0.01397 | 0.01397 | 0.01397 | 0.01397 | 0.01397 | 0.01397 | 0 | 0 | 0 | 0 | 0 | 0 | 0 | 0
F4_Commercial_Grocery_New_Water Heating_Natural Gas_Water Heater_E5 | F4 | Commercial | Grocery | New | Water Heating | Natural Gas | Water Heater | E5 | Utility - Cost of Equipment | 0 | 0 | 0 | 0 | 0 | 0 | 0 | 0 | 0 | 0 | 0 | 0 | 0 | 0 | 0 | 0 | 0 | 0 | 0 | 0 | 0 | 0 | 0 | 0 | 0 | 0 | 0 | 0 | 0 | 0
F4_Commercial_Grocery_New_Water Heating_Natural Gas_Water Heater_E6 | F4 | Commercial | Grocery | New | Water Heating | Natural Gas | Water Heater | E6 | Utility - Cost of Equipment | 0 | 0 | 0 | 0 | 0 | 0 | 0 | 0 | 0 | 0 | 0 | 0 | 0 | 0 | 0 | 0 | 0 | 0 | 0 | 0 | 0 | 0 | 0 | 0 | 0 | 0 | 0 | 0 | 0 | 0
F4_Commercial_Grocery_New_Water Heating_Natural Gas_Water Heater_E7 | F4 | Commercial | Grocery | New | Water Heating | Natural Gas | Water Heater | E7 | Utility - Cost of Equipment | 0 | 0 | 0 | 0 | 0 | 0 | 0 | 0 | 0 | 0 | 0 | 0 | 0 | 0 | 0 | 0 | 0 | 0 | 0 | 0 | 0 | 0 | 0 | 0 | 0 | 0 | 0 | 0 | 0 | 0
F4_Commercial_Grocery_New_Water Heating_Natural Gas_Water Heater_E8 | F4 | Commercial | Grocery | New | Water Heating | Natural Gas | Water Heater | E8 | Utility - Cost of Equipment | 0 | 0 | 0 | 0 | 0 | 0 | 0 | 0 | 0 | 0 | 0 | 0 | 0 | 0 | 0 | 0 | 0 | 0 | 0 | 0 | 0 | 0 | 0 | 0 | 0 | 0 | 0 | 0 | 0 | 0
F4_Commercial_Grocery_New_Water Heating_Natural Gas_Water Heater_E9 | F4 | Commercial | Grocery | New | Water Heating | Natural Gas | Water Heater | E9 | Utility - Cost of Equipment | 0 | 0 | 0 | 0 | 0 | 0 | 0 | 0 | 0 | 0 | 0 | 0 | 0 | 0 | 0 | 0 | 0 | 0 | 0 | 0 | 0 | 0 | 0 | 0 | 0 | 0 | 0 | 0 | 0 | 0
F4_Commercial_Grocery_New_Water Heating_Natural Gas_Water Heater_E10 | F4 | Commercial | Grocery | New | Water Heating | Natural Gas | Water Heater | E10 | Utility - Cost of Equipment | 0 | 0 | 0 | 0 | 0 | 0 | 0 | 0 | 0 | 0 | 0 | 0 | 0 | 0 | 0 | 0 | 0 | 0 | 0 | 0 | 0 | 0 | 0 | 0 | 0 | 0 | 0 | 0 | 0 | 0
F5_Commercial_Grocery_New_Water Heating_Natural Gas_Water Heater_E1 | F5 | Commercial | Grocery | New | Water Heating | Natural Gas | Water Heater | E1 | Utility - Cost of Operation | 0.15165 | 0.15266 | 0.15397 | 0.1565 | 0.16001 | 0.16423 | 0.16806 | 0.17135 | 0.17447 | 0.17765 | 0.18106 | 0.18439 | 0.18754 | 0.1907 | 0.1935 | 0.19615 | 0.19902 | 0.2019 | 0.20479 | 0.20769 | 0.21052 | 0.2133 | 0 | 0 | 0 | 0 | 0 | 0 | 0 | 0
F5_Commercial_Grocery_New_Water Heating_Natural Gas_Water Heater_E2 | F5 | Commercial | Grocery | New | Water Heating | Natural Gas | Water Heater | E2 | Utility - Cost of Operation | 0.13901 | 0.13994 | 0.14114 | 0.14346 | 0.14667 | 0.15054 | 0.15406 | 0.15707 | 0.15993 | 0.16285 | 0.16597 | 0.16902 | 0.17191 | 0.17481 | 0.17738 | 0.17981 | 0.18243 | 0.18507 | 0.18773 | 0.19038 | 0.19298 | 0.19552 | 0 | 0 | 0 | 0 | 0 | 0 | 0 | 0
F5_Commercial_Grocery_New_Water Heating_Natural Gas_Water Heater_E3 | F5 | Commercial | Grocery | New | Water Heating | Natural Gas | Water Heater | E3 | Utility - Cost of Operation | 0.13617 | 0.13708 | 0.13826 | 0.14053 | 0.14368 | 0.14747 | 0.15092 | 0.15387 | 0.15667 | 0.15953 | 0.16259 | 0.16557 | 0.1684 | 0.17124 | 0.17376 | 0.17614 | 0.17871 | 0.1813 | 0.18389 | 0.18649 | 0.18904 | 0.19153 | 0 | 0 | 0 | 0 | 0 | 0 | 0 | 0
F5_Commercial_Grocery_New_Water Heating_Natural Gas_Water Heater_E4 | F5 | Commercial | Grocery | New | Water Heating | Natural Gas | Water Heater | E4 | Utility - Cost of Operation | 0.091022 | 0.091855 | 0.092838 | 0.094397 | 0.09644 | 0.098841 | 0.10107 | 0.103 | 0.10482 | 0.1066 | 0.10842 | 0.11022 | 0.11194 | 0.1137 | 0.11538 | 0.11711 | 0.11896 | 0.12082 | 0.12269 | 0.12458 | 0.12645 | 0.12829 | 0 | 0 | 0 | 0 | 0 | 0 | 0 | 0
F5_Commercial_Grocery_New_Water Heating_Natural Gas_Water Heater_E5 | F5 | Commercial | Grocery | New | Water Heating | Natural Gas | Water Heater | E5 | Utility - Cost of Operation | 0 | 0 | 0 | 0 | 0 | 0 | 0 | 0 | 0 | 0 | 0 | 0 | 0 | 0 | 0 | 0 | 0 | 0 | 0 | 0 | 0 | 0 | 0 | 0 | 0 | 0 | 0 | 0 | 0 | 0
F5_Commercial_Grocery_New_Water Heating_Natural Gas_Water Heater_E6 | F5 | Commercial | Grocery | New | Water Heating | Natural Gas | Water Heater | E6 | Utility - Cost of Operation | 0 | 0 | 0 | 0 | 0 | 0 | 0 | 0 | 0 | 0 | 0 | 0 | 0 | 0 | 0 | 0 | 0 | 0 | 0 | 0 | 0 | 0 | 0 | 0 | 0 | 0 | 0 | 0 | 0 | 0
F5_Commercial_Grocery_New_Water Heating_Natural Gas_Water Heater_E7 | F5 | Commercial | Grocery | New | Water Heating | Natural Gas | Water Heater | E7 | Utility - Cost of Operation | 0 | 0 | 0 | 0 | 0 | 0 | 0 | 0 | 0 | 0 | 0 | 0 | 0 | 0 | 0 | 0 | 0 | 0 | 0 | 0 | 0 | 0 | 0 | 0 | 0 | 0 | 0 | 0 | 0 | 0
F5_Commercial_Grocery_New_Water Heating_Natural Gas_Water Heater_E8 | F5 | Commercial | Grocery | New | Water Heating | Natural Gas | Water Heater | E8 | Utility - Cost of Operation | 0 | 0 | 0 | 0 | 0 | 0 | 0 | 0 | 0 | 0 | 0 | 0 | 0 | 0 | 0 | 0 | 0 | 0 | 0 | 0 | 0 | 0 | 0 | 0 | 0 | 0 | 0 | 0 | 0 | 0
F5_Commercial_Grocery_New_Water Heating_Natural Gas_Water Heater_E9 | F5 | Commercial | Grocery | New | Water Heating | Natural Gas | Water Heater | E9 | Utility - Cost of Operation | 0 | 0 | 0 | 0 | 0 | 0 | 0 | 0 | 0 | 0 | 0 | 0 | 0 | 0 | 0 | 0 | 0 | 0 | 0 | 0 | 0 | 0 | 0 | 0 | 0 | 0 | 0 | 0 | 0 | 0
F5_Commercial_Grocery_New_Water Heating_Natural Gas_Water Heater_E10 | F5 | Commercial | Grocery | New | Water Heating | Natural Gas | Water Heater | E10 | Utility - Cost of Operation | 0 | 0 | 0 | 0 | 0 | 0 | 0 | 0 | 0 | 0 | 0 | 0 | 0 | 0 | 0 | 0 | 0 | 0 | 0 | 0 | 0 | 0 | 0 | 0 | 0 | 0 | 0 | 0 | 0 | 0
F6_Commercial_Grocery_New_Water Heating_Natural Gas_Water Heater_E1 | F6 | Commercial | Grocery | New | Water Heating | Natural Gas | Water Heater | E1 | Utility - Value of Sales | 0.18168 | 0.1829 | 0.18446 | 0.18749 | 0.1917 | 0.19676 | 0.20135 | 0.20529 | 0.20902 | 0.21284 | 0.21693 | 0.22091 | 0.22468 | 0.22847 | 0.23183 | 0.235 | 0.23844 | 0.24189 | 0.24535 | 0.24882 | 0.25222 | 0.25554 | 0 | 0 | 0 | 0 | 0 | 0 | 0 | 0
F6_Commercial_Grocery_New_Water Heating_Natural Gas_Water Heater_E2 | F6 | Commercial | Grocery | New | Water Heating | Natural Gas | Water Heater | E2 | Utility - Value of Sales | 0.16654 | 0.16765 | 0.16909 | 0.17187 | 0.17572 | 0.18036 | 0.18457 | 0.18818 | 0.19161 | 0.1951 | 0.19885 | 0.2025 | 0.20596 | 0.20943 | 0.21251 | 0.21542 | 0.21857 | 0.22173 | 0.22491 | 0.22809 | 0.2312 | 0.23425 | 0 | 0 | 0 | 0 | 0 | 0 | 0 | 0
F6_Commercial_Grocery_New_Water Heating_Natural Gas_Water Heater_E3 | F6 | Commercial | Grocery | New | Water Heating | Natural Gas | Water Heater | E3 | Utility - Value of Sales | 0.16315 | 0.16423 | 0.16564 | 0.16836 | 0.17214 | 0.17668 | 0.18081 | 0.18434 | 0.1877 | 0.19112 | 0.19479 | 0.19837 | 0.20175 | 0.20516 | 0.20817 | 0.21102 | 0.21411 | 0.2172 | 0.22032 | 0.22343 | 0.22649 | 0.22947 | 0 | 0 | 0 | 0 | 0 | 0 | 0 | 0
F6_Commercial_Grocery_New_Water Heating_Natural Gas_Water Heater_E4 | F6 | Commercial | Grocery | New | Water Heating | Natural Gas | Water Heater | E4 | Utility - Value of Sales | 0.10905 | 0.11005 | 0.11123 | 0.11309 | 0.11554 | 0.11842 | 0.12108 | 0.1234 | 0.12558 | 0.12772 | 0.1299 | 0.13205 | 0.13411 | 0.13622 | 0.13824 | 0.14031 | 0.14252 | 0.14475 | 0.14699 | 0.14925 | 0.15149 | 0.15371 | 0 | 0 | 0 | 0 | 0 | 0 | 0 | 0
F6_Commercial_Grocery_New_Water Heating_Natural Gas_Water Heater_E5 | F6 | Commercial | Grocery | New | Water Heating | Natural Gas | Water Heater | E5 | Utility - Value of Sales | 0 | 0 | 0 | 0 | 0 | 0 | 0 | 0 | 0 | 0 | 0 | 0 | 0 | 0 | 0 | 0 | 0 | 0 | 0 | 0 | 0 | 0 | 0 | 0 | 0 | 0 | 0 | 0 | 0 | 0
F6_Commercial_Grocery_New_Water Heating_Natural Gas_Water Heater_E6 | F6 | Commercial | Grocery | New | Water Heating | Natural Gas | Water Heater | E6 | Utility - Value of Sales | 0 | 0 | 0 | 0 | 0 | 0 | 0 | 0 | 0 | 0 | 0 | 0 | 0 | 0 | 0 | 0 | 0 | 0 | 0 | 0 | 0 | 0 | 0 | 0 | 0 | 0 | 0 | 0 | 0 | 0
F6_Commercial_Grocery_New_Water Heating_Natural Gas_Water Heater_E7 | F6 | Commercial | Grocery | New | Water Heating | Natural Gas | Water Heater | E7 | Utility - Value of Sales | 0 | 0 | 0 | 0 | 0 | 0 | 0 | 0 | 0 | 0 | 0 | 0 | 0 | 0 | 0 | 0 | 0 | 0 | 0 | 0 | 0 | 0 | 0 | 0 | 0 | 0 | 0 | 0 | 0 | 0
F6_Commercial_Grocery_New_Water Heating_Natural Gas_Water Heater_E8 | F6 | Commercial | Grocery | New | Water Heating | Natural Gas | Water Heater | E8 | Utility - Value of Sales | 0 | 0 | 0 | 0 | 0 | 0 | 0 | 0 | 0 | 0 | 0 | 0 | 0 | 0 | 0 | 0 | 0 | 0 | 0 | 0 | 0 | 0 | 0 | 0 | 0 | 0 | 0 | 0 | 0 | 0
F6_Commercial_Grocery_New_Water Heating_Natural Gas_Water Heater_E9 | F6 | Commercial | Grocery | New | Water Heating | Natural Gas | Water Heater | E9 | Utility - Value of Sales | 0 | 0 | 0 | 0 | 0 | 0 | 0 | 0 | 0 | 0 | 0 | 0 | 0 | 0 | 0 | 0 | 0 | 0 | 0 | 0 | 0 | 0 | 0 | 0 | 0 | 0 | 0 | 0 | 0 | 0
F6_Commercial_Grocery_New_Water Heating_Natural Gas_Water Heater_E10 | F6 | Commercial | Grocery | New | Water Heating | Natural Gas | Water Heater | E10 | Utility - Value of Sales | 0 | 0 | 0 | 0 | 0 | 0 | 0 | 0 | 0 | 0 | 0 | 0 | 0 | 0 | 0 | 0 | 0 | 0 | 0 | 0 | 0 | 0 | 0 | 0 | 0 | 0 | 0 | 0 | 0 | 0
F1_Commercial_Grocery_New_Food Preparation_Natural Gas_Oven_E1 | F1 | Commercial | Grocery | New | Food Preparation | Natural Gas | Oven | E1 | Participant - Cost of Equipment | 0.33718 | 0.33718 | 0.33718 | 0.33718 | 0.33718 | 0.33718 | 0.33718 | 0.33718 | 0.33718 | 0.33718 | 0.33718 | 0.33718 | 0.33718 | 0.33718 | 0.33718 | 0.33718 | 0.33718 | 0.33718 | 0.33718 | 0.33718 | 0.33718 | 0.33718 | 0 | 0 | 0 | 0 | 0 | 0 | 0 | 0
F1_Commercial_Grocery_New_Food Preparation_Natural Gas_Oven_E2 | F1 | Commercial | Grocery | New | Food Preparation | Natural Gas | Oven | E2 | Participant - Cost of Equipment | 0.3394 | 0.3394 | 0.3394 | 0.3394 | 0.3394 | 0.3394 | 0.3394 | 0.3394 | 0.3394 | 0.3394 | 0.3394 | 0.3394 | 0.3394 | 0.3394 | 0.3394 | 0.3394 | 0.3394 | 0.3394 | 0.3394 | 0.3394 | 0.3394 | 0.3394 | 0 | 0 | 0 | 0 | 0 | 0 | 0 | 0
F1_Commercial_Grocery_New_Food Preparation_Natural Gas_Oven_E3 | F1 | Commercial | Grocery | New | Food Preparation | Natural Gas | Oven | E3 | Participant - Cost of Equipment | 0 | 0 | 0 | 0 | 0 | 0 | 0 | 0 | 0 | 0 | 0 | 0 | 0 | 0 | 0 | 0 | 0 | 0 | 0 | 0 | 0 | 0 | 0 | 0 | 0 | 0 | 0 | 0 | 0 | 0
F1_Commercial_Grocery_New_Food Preparation_Natural Gas_Oven_E4 | F1 | Commercial | Grocery | New | Food Preparation | Natural Gas | Oven | E4 | Participant - Cost of Equipment | 0 | 0 | 0 | 0 | 0 | 0 | 0 | 0 | 0 | 0 | 0 | 0 | 0 | 0 | 0 | 0 | 0 | 0 | 0 | 0 | 0 | 0 | 0 | 0 | 0 | 0 | 0 | 0 | 0 | 0
F1_Commercial_Grocery_New_Food Preparation_Natural Gas_Oven_E5 | F1 | Commercial | Grocery | New | Food Preparation | Natural Gas | Oven | E5 | Participant - Cost of Equipment | 0 | 0 | 0 | 0 | 0 | 0 | 0 | 0 | 0 | 0 | 0 | 0 | 0 | 0 | 0 | 0 | 0 | 0 | 0 | 0 | 0 | 0 | 0 | 0 | 0 | 0 | 0 | 0 | 0 | 0
F1_Commercial_Grocery_New_Food Preparation_Natural Gas_Oven_E6 | F1 | Commercial | Grocery | New | Food Preparation | Natural Gas | Oven | E6 | Participant - Cost of Equipment | 0 | 0 | 0 | 0 | 0 | 0 | 0 | 0 | 0 | 0 | 0 | 0 | 0 | 0 | 0 | 0 | 0 | 0 | 0 | 0 | 0 | 0 | 0 | 0 | 0 | 0 | 0 | 0 | 0 | 0
F1_Commercial_Grocery_New_Food Preparation_Natural Gas_Oven_E7 | F1 | Commercial | Grocery | New | Food Preparation | Natural Gas | Oven | E7 | Participant - Cost of Equipment | 0 | 0 | 0 | 0 | 0 | 0 | 0 | 0 | 0 | 0 | 0 | 0 | 0 | 0 | 0 | 0 | 0 | 0 | 0 | 0 | 0 | 0 | 0 | 0 | 0 | 0 | 0 | 0 | 0 | 0
F1_Commercial_Grocery_New_Food Preparation_Natural Gas_Oven_E8 | F1 | Commercial | Grocery | New | Food Preparation | Natural Gas | Oven | E8 | Participant - Cost of Equipment | 0 | 0 | 0 | 0 | 0 | 0 | 0 | 0 | 0 | 0 | 0 | 0 | 0 | 0 | 0 | 0 | 0 | 0 | 0 | 0 | 0 | 0 | 0 | 0 | 0 | 0 | 0 | 0 | 0 | 0
F1_Commercial_Grocery_New_Food Preparation_Natural Gas_Oven_E9 | F1 | Commercial | Grocery | New | Food Preparation | Natural Gas | Oven | E9 | Participant - Cost of Equipment | 0 | 0 | 0 | 0 | 0 | 0 | 0 | 0 | 0 | 0 | 0 | 0 | 0 | 0 | 0 | 0 | 0 | 0 | 0 | 0 | 0 | 0 | 0 | 0 | 0 | 0 | 0 | 0 | 0 | 0
F1_Commercial_Grocery_New_Food Preparation_Natural Gas_Oven_E10 | F1 | Commercial | Grocery | New | Food Preparation | Natural Gas | Oven | E10 | Participant - Cost of Equipment | 0 | 0 | 0 | 0 | 0 | 0 | 0 | 0 | 0 | 0 | 0 | 0 | 0 | 0 | 0 | 0 | 0 | 0 | 0 | 0 | 0 | 0 | 0 | 0 | 0 | 0 | 0 | 0 | 0 | 0
F2_Commercial_Grocery_New_Food Preparation_Natural Gas_Oven_E1 | F2 | Commercial | Grocery | New | Food Preparation | Natural Gas | Oven | E1 | Participant - Cost of Operation | 0.34421 | 0.34715 | 0.35068 | 0.35651 | 0.36429 | 0.37346 | 0.38189 | 0.3894 | 0.39668 | 0.40374 | 0.41086 | 0.41779 | 0.4243 | 0.43083 | 0.43707 | 0.44347 | 0.45031 | 0.4572 | 0.46414 | 0.47112 | 0.47802 | 0.48481 | 0 | 0 | 0 | 0 | 0 | 0 | 0 | 0
F2_Commercial_Grocery_New_Food Preparation_Natural Gas_Oven_E2 | F2 | Commercial | Grocery | New | Food Preparation | Natural Gas | Oven | E2 | Participant - Cost of Operation | 0.23601 | 0.23803 | 0.24045 | 0.24445 | 0.24978 | 0.25607 | 0.26185 | 0.267 | 0.27199 | 0.27683 | 0.28171 | 0.28646 | 0.29093 | 0.29541 | 0.29968 | 0.30407 | 0.30876 | 0.31349 | 0.31825 | 0.32303 | 0.32776 | 0.33242 | 0 | 0 | 0 | 0 | 0 | 0 | 0 | 0
F2_Commercial_Grocery_New_Food Preparation_Natural Gas_Oven_E3 | F2 | Commercial | Grocery | New | Food Preparation | Natural Gas | Oven | E3 | Participant - Cost of Operation | 0 | 0 | 0 | 0 | 0 | 0 | 0 | 0 | 0 | 0 | 0 | 0 | 0 | 0 | 0 | 0 | 0 | 0 | 0 | 0 | 0 | 0 | 0 | 0 | 0 | 0 | 0 | 0 | 0 | 0
F2_Commercial_Grocery_New_Food Preparation_Natural Gas_Oven_E4 | F2 | Commercial | Grocery | New | Food Preparation | Natural Gas | Oven | E4 | Participant - Cost of Operation | 0 | 0 | 0 | 0 | 0 | 0 | 0 | 0 | 0 | 0 | 0 | 0 | 0 | 0 | 0 | 0 | 0 | 0 | 0 | 0 | 0 | 0 | 0 | 0 | 0 | 0 | 0 | 0 | 0 | 0
F2_Commercial_Grocery_New_Food Preparation_Natural Gas_Oven_E5 | F2 | Commercial | Grocery | New | Food Preparation | Natural Gas | Oven | E5 | Participant - Cost of Operation | 0 | 0 | 0 | 0 | 0 | 0 | 0 | 0 | 0 | 0 | 0 | 0 | 0 | 0 | 0 | 0 | 0 | 0 | 0 | 0 | 0 | 0 | 0 | 0 | 0 | 0 | 0 | 0 | 0 | 0
F2_Commercial_Grocery_New_Food Preparation_Natural Gas_Oven_E6 | F2 | Commercial | Grocery | New | Food Preparation | Natural Gas | Oven | E6 | Participant - Cost of Operation | 0 | 0 | 0 | 0 | 0 | 0 | 0 | 0 | 0 | 0 | 0 | 0 | 0 | 0 | 0 | 0 | 0 | 0 | 0 | 0 | 0 | 0 | 0 | 0 | 0 | 0 | 0 | 0 | 0 | 0
F2_Commercial_Grocery_New_Food Preparation_Natural Gas_Oven_E7 | F2 | Commercial | Grocery | New | Food Preparation | Natural Gas | Oven | E7 | Participant - Cost of Operation | 0 | 0 | 0 | 0 | 0 | 0 | 0 | 0 | 0 | 0 | 0 | 0 | 0 | 0 | 0 | 0 | 0 | 0 | 0 | 0 | 0 | 0 | 0 | 0 | 0 | 0 | 0 | 0 | 0 | 0
F2_Commercial_Grocery_New_Food Preparation_Natural Gas_Oven_E8 | F2 | Commercial | Grocery | New | Food Preparation | Natural Gas | Oven | E8 | Participant - Cost of Operation | 0 | 0 | 0 | 0 | 0 | 0 | 0 | 0 | 0 | 0 | 0 | 0 | 0 | 0 | 0 | 0 | 0 | 0 | 0 | 0 | 0 | 0 | 0 | 0 | 0 | 0 | 0 | 0 | 0 | 0
F2_Commercial_Grocery_New_Food Preparation_Natural Gas_Oven_E9 | F2 | Commercial | Grocery | New | Food Preparation | Natural Gas | Oven | E9 | Participant - Cost of Operation | 0 | 0 | 0 | 0 | 0 | 0 | 0 | 0 | 0 | 0 | 0 | 0 | 0 | 0 | 0 | 0 | 0 | 0 | 0 | 0 | 0 | 0 | 0 | 0 | 0 | 0 | 0 | 0 | 0 | 0
F2_Commercial_Grocery_New_Food Preparation_Natural Gas_Oven_E10 | F2 | Commercial | Grocery | New | Food Preparation | Natural Gas | Oven | E10 | Participant - Cost of Operation | 0 | 0 | 0 | 0 | 0 | 0 | 0 | 0 | 0 | 0 | 0 | 0 | 0 | 0 | 0 | 0 | 0 | 0 | 0 | 0 | 0 | 0 | 0 | 0 | 0 | 0 | 0 | 0 | 0 | 0
F3_Commercial_Grocery_New_Food Preparation_Natural Gas_Oven_E1 | F3 | Commercial | Grocery | New | Food Preparation | Natural Gas | Oven | E1 | System - kBTUs of Conusmption | 32.2815 | 32.378 | 32.4849 | 32.7307 | 32.948 | 33.1312 | 33.2704 | 33.4086 | 33.5371 | 33.6191 | 33.6469 | 33.6408 | 33.591 | 33.4957 | 33.3781 | 33.2636 | 33.1404 | 33.0088 | 32.8584 | 32.7136 | 32.5632 | 32.4087 | 0 | 0 | 0 | 0 | 0 | 0 | 0 | 0
F3_Commercial_Grocery_New_Food Preparation_Natural Gas_Oven_E2 | F3 | Commercial | Grocery | New | Food Preparation | Natural Gas | Oven | E2 | System - kBTUs of Conusmption | 22.1344 | 22.2005 | 22.2738 | 22.4423 | 22.5913 | 22.717 | 22.8124 | 22.9072 | 22.9953 | 23.0515 | 23.0706 | 23.0664 | 23.0322 | 22.9669 | 22.8863 | 22.8077 | 22.7233 | 22.633 | 22.5299 | 22.4306 | 22.3275 | 22.2216 | 0 | 0 | 0 | 0 | 0 | 0 | 0 | 0
F3_Commercial_Grocery_New_Food Preparation_Natural Gas_Oven_E3 | F3 | Commercial | Grocery | New | Food Preparation | Natural Gas | Oven | E3 | System - kBTUs of Conusmption | 0 | 0 | 0 | 0 | 0 | 0 | 0 | 0 | 0 | 0 | 0 | 0 | 0 | 0 | 0 | 0 | 0 | 0 | 0 | 0 | 0 | 0 | 0 | 0 | 0 | 0 | 0 | 0 | 0 | 0
F3_Commercial_Grocery_New_Food Preparation_Natural Gas_Oven_E4 | F3 | Commercial | Grocery | New | Food Preparation | Natural Gas | Oven | E4 | System - kBTUs of Conusmption | 0 | 0 | 0 | 0 | 0 | 0 | 0 | 0 | 0 | 0 | 0 | 0 | 0 | 0 | 0 | 0 | 0 | 0 | 0 | 0 | 0 | 0 | 0 | 0 | 0 | 0 | 0 | 0 | 0 | 0
F3_Commercial_Grocery_New_Food Preparation_Natural Gas_Oven_E5 | F3 | Commercial | Grocery | New | Food Preparation | Natural Gas | Oven | E5 | System - kBTUs of Conusmption | 0 | 0 | 0 | 0 | 0 | 0 | 0 | 0 | 0 | 0 | 0 | 0 | 0 | 0 | 0 | 0 | 0 | 0 | 0 | 0 | 0 | 0 | 0 | 0 | 0 | 0 | 0 | 0 | 0 | 0
F3_Commercial_Grocery_New_Food Preparation_Natural Gas_Oven_E6 | F3 | Commercial | Grocery | New | Food Preparation | Natural Gas | Oven | E6 | System - kBTUs of Conusmption | 0 | 0 | 0 | 0 | 0 | 0 | 0 | 0 | 0 | 0 | 0 | 0 | 0 | 0 | 0 | 0 | 0 | 0 | 0 | 0 | 0 | 0 | 0 | 0 | 0 | 0 | 0 | 0 | 0 | 0
F3_Commercial_Grocery_New_Food Preparation_Natural Gas_Oven_E7 | F3 | Commercial | Grocery | New | Food Preparation | Natural Gas | Oven | E7 | System - kBTUs of Conusmption | 0 | 0 | 0 | 0 | 0 | 0 | 0 | 0 | 0 | 0 | 0 | 0 | 0 | 0 | 0 | 0 | 0 | 0 | 0 | 0 | 0 | 0 | 0 | 0 | 0 | 0 | 0 | 0 | 0 | 0
F3_Commercial_Grocery_New_Food Preparation_Natural Gas_Oven_E8 | F3 | Commercial | Grocery | New | Food Preparation | Natural Gas | Oven | E8 | System - kBTUs of Conusmption | 0 | 0 | 0 | 0 | 0 | 0 | 0 | 0 | 0 | 0 | 0 | 0 | 0 | 0 | 0 | 0 | 0 | 0 | 0 | 0 | 0 | 0 | 0 | 0 | 0 | 0 | 0 | 0 | 0 | 0
F3_Commercial_Grocery_New_Food Preparation_Natural Gas_Oven_E9 | F3 | Commercial | Grocery | New | Food Preparation | Natural Gas | Oven | E9 | System - kBTUs of Conusmption | 0 | 0 | 0 | 0 | 0 | 0 | 0 | 0 | 0 | 0 | 0 | 0 | 0 | 0 | 0 | 0 | 0 | 0 | 0 | 0 | 0 | 0 | 0 | 0 | 0 | 0 | 0 | 0 | 0 | 0
F3_Commercial_Grocery_New_Food Preparation_Natural Gas_Oven_E10 | F3 | Commercial | Grocery | New | Food Preparation | Natural Gas | Oven | E10 | System - kBTUs of Conusmption | 0 | 0 | 0 | 0 | 0 | 0 | 0 | 0 | 0 | 0 | 0 | 0 | 0 | 0 | 0 | 0 | 0 | 0 | 0 | 0 | 0 | 0 | 0 | 0 | 0 | 0 | 0 | 0 | 0 | 0
F4_Commercial_Grocery_New_Food Preparation_Natural Gas_Oven_E1 | F4 | Commercial | Grocery | New | Food Preparation | Natural Gas | Oven | E1 | Utility - Cost of Equipment | 0.33718 | 0.33718 | 0.33718 | 0.33718 | 0.33718 | 0.33718 | 0.33718 | 0.33718 | 0.33718 | 0.33718 | 0.33718 | 0.33718 | 0.33718 | 0.33718 | 0.33718 | 0.33718 | 0.33718 | 0.33718 | 0.33718 | 0.33718 | 0.33718 | 0.33718 | 0 | 0 | 0 | 0 | 0 | 0 | 0 | 0
F4_Commercial_Grocery_New_Food Preparation_Natural Gas_Oven_E2 | F4 | Commercial | Grocery | New | Food Preparation | Natural Gas | Oven | E2 | Utility - Cost of Equipment | 0.3394 | 0.3394 | 0.3394 | 0.3394 | 0.3394 | 0.3394 | 0.3394 | 0.3394 | 0.3394 | 0.3394 | 0.3394 | 0.3394 | 0.3394 | 0.3394 | 0.3394 | 0.3394 | 0.3394 | 0.3394 | 0.3394 | 0.3394 | 0.3394 | 0.3394 | 0 | 0 | 0 | 0 | 0 | 0 | 0 | 0
F4_Commercial_Grocery_New_Food Preparation_Natural Gas_Oven_E3 | F4 | Commercial | Grocery | New | Food Preparation | Natural Gas | Oven | E3 | Utility - Cost of Equipment | 0 | 0 | 0 | 0 | 0 | 0 | 0 | 0 | 0 | 0 | 0 | 0 | 0 | 0 | 0 | 0 | 0 | 0 | 0 | 0 | 0 | 0 | 0 | 0 | 0 | 0 | 0 | 0 | 0 | 0
F4_Commercial_Grocery_New_Food Preparation_Natural Gas_Oven_E4 | F4 | Commercial | Grocery | New | Food Preparation | Natural Gas | Oven | E4 | Utility - Cost of Equipment | 0 | 0 | 0 | 0 | 0 | 0 | 0 | 0 | 0 | 0 | 0 | 0 | 0 | 0 | 0 | 0 | 0 | 0 | 0 | 0 | 0 | 0 | 0 | 0 | 0 | 0 | 0 | 0 | 0 | 0
F4_Commercial_Grocery_New_Food Preparation_Natural Gas_Oven_E5 | F4 | Commercial | Grocery | New | Food Preparation | Natural Gas | Oven | E5 | Utility - Cost of Equipment | 0 | 0 | 0 | 0 | 0 | 0 | 0 | 0 | 0 | 0 | 0 | 0 | 0 | 0 | 0 | 0 | 0 | 0 | 0 | 0 | 0 | 0 | 0 | 0 | 0 | 0 | 0 | 0 | 0 | 0
F4_Commercial_Grocery_New_Food Preparation_Natural Gas_Oven_E6 | F4 | Commercial | Grocery | New | Food Preparation | Natural Gas | Oven | E6 | Utility - Cost of Equipment | 0 | 0 | 0 | 0 | 0 | 0 | 0 | 0 | 0 | 0 | 0 | 0 | 0 | 0 | 0 | 0 | 0 | 0 | 0 | 0 | 0 | 0 | 0 | 0 | 0 | 0 | 0 | 0 | 0 | 0
F4_Commercial_Grocery_New_Food Preparation_Natural Gas_Oven_E7 | F4 | Commercial | Grocery | New | Food Preparation | Natural Gas | Oven | E7 | Utility - Cost of Equipment | 0 | 0 | 0 | 0 | 0 | 0 | 0 | 0 | 0 | 0 | 0 | 0 | 0 | 0 | 0 | 0 | 0 | 0 | 0 | 0 | 0 | 0 | 0 | 0 | 0 | 0 | 0 | 0 | 0 | 0
F4_Commercial_Grocery_New_Food Preparation_Natural Gas_Oven_E8 | F4 | Commercial | Grocery | New | Food Preparation | Natural Gas | Oven | E8 | Utility - Cost of Equipment | 0 | 0 | 0 | 0 | 0 | 0 | 0 | 0 | 0 | 0 | 0 | 0 | 0 | 0 | 0 | 0 | 0 | 0 | 0 | 0 | 0 | 0 | 0 | 0 | 0 | 0 | 0 | 0 | 0 | 0
F4_Commercial_Grocery_New_Food Preparation_Natural Gas_Oven_E9 | F4 | Commercial | Grocery | New | Food Preparation | Natural Gas | Oven | E9 | Utility - Cost of Equipment | 0 | 0 | 0 | 0 | 0 | 0 | 0 | 0 | 0 | 0 | 0 | 0 | 0 | 0 | 0 | 0 | 0 | 0 | 0 | 0 | 0 | 0 | 0 | 0 | 0 | 0 | 0 | 0 | 0 | 0
F4_Commercial_Grocery_New_Food Preparation_Natural Gas_Oven_E10 | F4 | Commercial | Grocery | New | Food Preparation | Natural Gas | Oven | E10 | Utility - Cost of Equipment | 0 | 0 | 0 | 0 | 0 | 0 | 0 | 0 | 0 | 0 | 0 | 0 | 0 | 0 | 0 | 0 | 0 | 0 | 0 | 0 | 0 | 0 | 0 | 0 | 0 | 0 | 0 | 0 | 0 | 0
F5_Commercial_Grocery_New_Food Preparation_Natural Gas_Oven_E1 | F5 | Commercial | Grocery | New | Food Preparation | Natural Gas | Oven | E1 | Utility - Cost of Operation | 0.2873 | 0.28976 | 0.2927 | 0.29757 | 0.30406 | 0.31172 | 0.31876 | 0.32502 | 0.3311 | 0.33699 | 0.34294 | 0.34872 | 0.35416 | 0.35961 | 0.36481 | 0.37015 | 0.37586 | 0.38161 | 0.38741 | 0.39323 | 0.39899 | 0.40466 | 0 | 0 | 0 | 0 | 0 | 0 | 0 | 0
F5_Commercial_Grocery_New_Food Preparation_Natural Gas_Oven_E2 | F5 | Commercial | Grocery | New | Food Preparation | Natural Gas | Oven | E2 | Utility - Cost of Operation | 0.19699 | 0.19868 | 0.2007 | 0.20404 | 0.20849 | 0.21374 | 0.21856 | 0.22286 | 0.22702 | 0.23107 | 0.23514 | 0.2391 | 0.24283 | 0.24657 | 0.25014 | 0.2538 | 0.25772 | 0.26166 | 0.26563 | 0.26963 | 0.27357 | 0.27746 | 0 | 0 | 0 | 0 | 0 | 0 | 0 | 0
F5_Commercial_Grocery_New_Food Preparation_Natural Gas_Oven_E3 | F5 | Commercial | Grocery | New | Food Preparation | Natural Gas | Oven | E3 | Utility - Cost of Operation | 0 | 0 | 0 | 0 | 0 | 0 | 0 | 0 | 0 | 0 | 0 | 0 | 0 | 0 | 0 | 0 | 0 | 0 | 0 | 0 | 0 | 0 | 0 | 0 | 0 | 0 | 0 | 0 | 0 | 0
F5_Commercial_Grocery_New_Food Preparation_Natural Gas_Oven_E4 | F5 | Commercial | Grocery | New | Food Preparation | Natural Gas | Oven | E4 | Utility - Cost of Operation | 0 | 0 | 0 | 0 | 0 | 0 | 0 | 0 | 0 | 0 | 0 | 0 | 0 | 0 | 0 | 0 | 0 | 0 | 0 | 0 | 0 | 0 | 0 | 0 | 0 | 0 | 0 | 0 | 0 | 0
F5_Commercial_Grocery_New_Food Preparation_Natural Gas_Oven_E5 | F5 | Commercial | Grocery | New | Food Preparation | Natural Gas | Oven | E5 | Utility - Cost of Operation | 0 | 0 | 0 | 0 | 0 | 0 | 0 | 0 | 0 | 0 | 0 | 0 | 0 | 0 | 0 | 0 | 0 | 0 | 0 | 0 | 0 | 0 | 0 | 0 | 0 | 0 | 0 | 0 | 0 | 0
F5_Commercial_Grocery_New_Food Preparation_Natural Gas_Oven_E6 | F5 | Commercial | Grocery | New | Food Preparation | Natural Gas | Oven | E6 | Utility - Cost of Operation | 0 | 0 | 0 | 0 | 0 | 0 | 0 | 0 | 0 | 0 | 0 | 0 | 0 | 0 | 0 | 0 | 0 | 0 | 0 | 0 | 0 | 0 | 0 | 0 | 0 | 0 | 0 | 0 | 0 | 0
F5_Commercial_Grocery_New_Food Preparation_Natural Gas_Oven_E7 | F5 | Commercial | Grocery | New | Food Preparation | Natural Gas | Oven | E7 | Utility - Cost of Operation | 0 | 0 | 0 | 0 | 0 | 0 | 0 | 0 | 0 | 0 | 0 | 0 | 0 | 0 | 0 | 0 | 0 | 0 | 0 | 0 | 0 | 0 | 0 | 0 | 0 | 0 | 0 | 0 | 0 | 0
F5_Commercial_Grocery_New_Food Preparation_Natural Gas_Oven_E8 | F5 | Commercial | Grocery | New | Food Preparation | Natural Gas | Oven | E8 | Utility - Cost of Operation | 0 | 0 | 0 | 0 | 0 | 0 | 0 | 0 | 0 | 0 | 0 | 0 | 0 | 0 | 0 | 0 | 0 | 0 | 0 | 0 | 0 | 0 | 0 | 0 | 0 | 0 | 0 | 0 | 0 | 0
F5_Commercial_Grocery_New_Food Preparation_Natural Gas_Oven_E9 | F5 | Commercial | Grocery | New | Food Preparation | Natural Gas | Oven | E9 | Utility - Cost of Operation | 0 | 0 | 0 | 0 | 0 | 0 | 0 | 0 | 0 | 0 | 0 | 0 | 0 | 0 | 0 | 0 | 0 | 0 | 0 | 0 | 0 | 0 | 0 | 0 | 0 | 0 | 0 | 0 | 0 | 0
F5_Commercial_Grocery_New_Food Preparation_Natural Gas_Oven_E10 | F5 | Commercial | Grocery | New | Food Preparation | Natural Gas | Oven | E10 | Utility - Cost of Operation | 0 | 0 | 0 | 0 | 0 | 0 | 0 | 0 | 0 | 0 | 0 | 0 | 0 | 0 | 0 | 0 | 0 | 0 | 0 | 0 | 0 | 0 | 0 | 0 | 0 | 0 | 0 | 0 | 0 | 0
F6_Commercial_Grocery_New_Food Preparation_Natural Gas_Oven_E1 | F6 | Commercial | Grocery | New | Food Preparation | Natural Gas | Oven | E1 | Utility - Value of Sales | 0.34421 | 0.34715 | 0.35068 | 0.35651 | 0.36429 | 0.37346 | 0.38189 | 0.3894 | 0.39668 | 0.40374 | 0.41086 | 0.41779 | 0.4243 | 0.43083 | 0.43707 | 0.44347 | 0.45031 | 0.4572 | 0.46414 | 0.47112 | 0.47802 | 0.48481 | 0 | 0 | 0 | 0 | 0 | 0 | 0 | 0
F6_Commercial_Grocery_New_Food Preparation_Natural Gas_Oven_E2 | F6 | Commercial | Grocery | New | Food Preparation | Natural Gas | Oven | E2 | Utility - Value of Sales | 0.23601 | 0.23803 | 0.24045 | 0.24445 | 0.24978 | 0.25607 | 0.26185 | 0.267 | 0.27199 | 0.27683 | 0.28171 | 0.28646 | 0.29093 | 0.29541 | 0.29968 | 0.30407 | 0.30876 | 0.31349 | 0.31825 | 0.32303 | 0.32776 | 0.33242 | 0 | 0 | 0 | 0 | 0 | 0 | 0 | 0
F6_Commercial_Grocery_New_Food Preparation_Natural Gas_Oven_E3 | F6 | Commercial | Grocery | New | Food Preparation | Natural Gas | Oven | E3 | Utility - Value of Sales | 0 | 0 | 0 | 0 | 0 | 0 | 0 | 0 | 0 | 0 | 0 | 0 | 0 | 0 | 0 | 0 | 0 | 0 | 0 | 0 | 0 | 0 | 0 | 0 | 0 | 0 | 0 | 0 | 0 | 0
F6_Commercial_Grocery_New_Food Preparation_Natural Gas_Oven_E4 | F6 | Commercial | Grocery | New | Food Preparation | Natural Gas | Oven | E4 | Utility - Value of Sales | 0 | 0 | 0 | 0 | 0 | 0 | 0 | 0 | 0 | 0 | 0 | 0 | 0 | 0 | 0 | 0 | 0 | 0 | 0 | 0 | 0 | 0 | 0 | 0 | 0 | 0 | 0 | 0 | 0 | 0
F6_Commercial_Grocery_New_Food Preparation_Natural Gas_Oven_E5 | F6 | Commercial | Grocery | New | Food Preparation | Natural Gas | Oven | E5 | Utility - Value of Sales | 0 | 0 | 0 | 0 | 0 | 0 | 0 | 0 | 0 | 0 | 0 | 0 | 0 | 0 | 0 | 0 | 0 | 0 | 0 | 0 | 0 | 0 | 0 | 0 | 0 | 0 | 0 | 0 | 0 | 0
F6_Commercial_Grocery_New_Food Preparation_Natural Gas_Oven_E6 | F6 | Commercial | Grocery | New | Food Preparation | Natural Gas | Oven | E6 | Utility - Value of Sales | 0 | 0 | 0 | 0 | 0 | 0 | 0 | 0 | 0 | 0 | 0 | 0 | 0 | 0 | 0 | 0 | 0 | 0 | 0 | 0 | 0 | 0 | 0 | 0 | 0 | 0 | 0 | 0 | 0 | 0
F6_Commercial_Grocery_New_Food Preparation_Natural Gas_Oven_E7 | F6 | Commercial | Grocery | New | Food Preparation | Natural Gas | Oven | E7 | Utility - Value of Sales | 0 | 0 | 0 | 0 | 0 | 0 | 0 | 0 | 0 | 0 | 0 | 0 | 0 | 0 | 0 | 0 | 0 | 0 | 0 | 0 | 0 | 0 | 0 | 0 | 0 | 0 | 0 | 0 | 0 | 0
F6_Commercial_Grocery_New_Food Preparation_Natural Gas_Oven_E8 | F6 | Commercial | Grocery | New | Food Preparation | Natural Gas | Oven | E8 | Utility - Value of Sales | 0 | 0 | 0 | 0 | 0 | 0 | 0 | 0 | 0 | 0 | 0 | 0 | 0 | 0 | 0 | 0 | 0 | 0 | 0 | 0 | 0 | 0 | 0 | 0 | 0 | 0 | 0 | 0 | 0 | 0
F6_Commercial_Grocery_New_Food Preparation_Natural Gas_Oven_E9 | F6 | Commercial | Grocery | New | Food Preparation | Natural Gas | Oven | E9 | Utility - Value of Sales | 0 | 0 | 0 | 0 | 0 | 0 | 0 | 0 | 0 | 0 | 0 | 0 | 0 | 0 | 0 | 0 | 0 | 0 | 0 | 0 | 0 | 0 | 0 | 0 | 0 | 0 | 0 | 0 | 0 | 0
F6_Commercial_Grocery_New_Food Preparation_Natural Gas_Oven_E10 | F6 | Commercial | Grocery | New | Food Preparation | Natural Gas | Oven | E10 | Utility - Value of Sales | 0 | 0 | 0 | 0 | 0 | 0 | 0 | 0 | 0 | 0 | 0 | 0 | 0 | 0 | 0 | 0 | 0 | 0 | 0 | 0 | 0 | 0 | 0 | 0 | 0 | 0 | 0 | 0 | 0 | 0
F1_Commercial_Grocery_New_Food Preparation_Natural Gas_Conveyor Oven_E1 | F1 | Commercial | Grocery | New | Food Preparation | Natural Gas | Conveyor Oven | E1 | Participant - Cost of Equipment | 0.1522 | 0.1522 | 0.1522 | 0.1522 | 0.1522 | 0.1522 | 0.1522 | 0.1522 | 0.1522 | 0.1522 | 0.1522 | 0.1522 | 0.1522 | 0.1522 | 0.1522 | 0.1522 | 0.1522 | 0.1522 | 0.1522 | 0.1522 | 0.1522 | 0.1522 | 0 | 0 | 0 | 0 | 0 | 0 | 0 | 0
F1_Commercial_Grocery_New_Food Preparation_Natural Gas_Conveyor Oven_E2 | F1 | Commercial | Grocery | New | Food Preparation | Natural Gas | Conveyor Oven | E2 | Participant - Cost of Equipment | 0.18555 | 0.18555 | 0.18555 | 0.18555 | 0.18555 | 0.18555 | 0.18555 | 0.18555 | 0.18555 | 0.18555 | 0.18555 | 0.18555 | 0.18555 | 0.18555 | 0.18555 | 0.18555 | 0.18555 | 0.18555 | 0.18555 | 0.18555 | 0.18555 | 0.18555 | 0 | 0 | 0 | 0 | 0 | 0 | 0 | 0
F1_Commercial_Grocery_New_Food Preparation_Natural Gas_Conveyor Oven_E3 | F1 | Commercial | Grocery | New | Food Preparation | Natural Gas | Conveyor Oven | E3 | Participant - Cost of Equipment | 0 | 0 | 0 | 0 | 0 | 0 | 0 | 0 | 0 | 0 | 0 | 0 | 0 | 0 | 0 | 0 | 0 | 0 | 0 | 0 | 0 | 0 | 0 | 0 | 0 | 0 | 0 | 0 | 0 | 0
F1_Commercial_Grocery_New_Food Preparation_Natural Gas_Conveyor Oven_E4 | F1 | Commercial | Grocery | New | Food Preparation | Natural Gas | Conveyor Oven | E4 | Participant - Cost of Equipment | 0 | 0 | 0 | 0 | 0 | 0 | 0 | 0 | 0 | 0 | 0 | 0 | 0 | 0 | 0 | 0 | 0 | 0 | 0 | 0 | 0 | 0 | 0 | 0 | 0 | 0 | 0 | 0 | 0 | 0
F1_Commercial_Grocery_New_Food Preparation_Natural Gas_Conveyor Oven_E5 | F1 | Commercial | Grocery | New | Food Preparation | Natural Gas | Conveyor Oven | E5 | Participant - Cost of Equipment | 0 | 0 | 0 | 0 | 0 | 0 | 0 | 0 | 0 | 0 | 0 | 0 | 0 | 0 | 0 | 0 | 0 | 0 | 0 | 0 | 0 | 0 | 0 | 0 | 0 | 0 | 0 | 0 | 0 | 0
F1_Commercial_Grocery_New_Food Preparation_Natural Gas_Conveyor Oven_E6 | F1 | Commercial | Grocery | New | Food Preparation | Natural Gas | Conveyor Oven | E6 | Participant - Cost of Equipment | 0 | 0 | 0 | 0 | 0 | 0 | 0 | 0 | 0 | 0 | 0 | 0 | 0 | 0 | 0 | 0 | 0 | 0 | 0 | 0 | 0 | 0 | 0 | 0 | 0 | 0 | 0 | 0 | 0 | 0
F1_Commercial_Grocery_New_Food Preparation_Natural Gas_Conveyor Oven_E7 | F1 | Commercial | Grocery | New | Food Preparation | Natural Gas | Conveyor Oven | E7 | Participant - Cost of Equipment | 0 | 0 | 0 | 0 | 0 | 0 | 0 | 0 | 0 | 0 | 0 | 0 | 0 | 0 | 0 | 0 | 0 | 0 | 0 | 0 | 0 | 0 | 0 | 0 | 0 | 0 | 0 | 0 | 0 | 0
F1_Commercial_Grocery_New_Food Preparation_Natural Gas_Conveyor Oven_E8 | F1 | Commercial | Grocery | New | Food Preparation | Natural Gas | Conveyor Oven | E8 | Participant - Cost of Equipment | 0 | 0 | 0 | 0 | 0 | 0 | 0 | 0 | 0 | 0 | 0 | 0 | 0 | 0 | 0 | 0 | 0 | 0 | 0 | 0 | 0 | 0 | 0 | 0 | 0 | 0 | 0 | 0 | 0 | 0
F1_Commercial_Grocery_New_Food Preparation_Natural Gas_Conveyor Oven_E9 | F1 | Commercial | Grocery | New | Food Preparation | Natural Gas | Conveyor Oven | E9 | Participant - Cost of Equipment | 0 | 0 | 0 | 0 | 0 | 0 | 0 | 0 | 0 | 0 | 0 | 0 | 0 | 0 | 0 | 0 | 0 | 0 | 0 | 0 | 0 | 0 | 0 | 0 | 0 | 0 | 0 | 0 | 0 | 0
F1_Commercial_Grocery_New_Food Preparation_Natural Gas_Conveyor Oven_E10 | F1 | Commercial | Grocery | New | Food Preparation | Natural Gas | Conveyor Oven | E10 | Participant - Cost of Equipment | 0 | 0 | 0 | 0 | 0 | 0 | 0 | 0 | 0 | 0 | 0 | 0 | 0 | 0 | 0 | 0 | 0 | 0 | 0 | 0 | 0 | 0 | 0 | 0 | 0 | 0 | 0 | 0 | 0 | 0
F2_Commercial_Grocery_New_Food Preparation_Natural Gas_Conveyor Oven_E1 | F2 | Commercial | Grocery | New | Food Preparation | Natural Gas | Conveyor Oven | E1 | Participant - Cost of Operation | 0.58123 | 0.58772 | 0.5951 | 0.6055 | 0.61805 | 0.6321 | 0.6449 | 0.65609 | 0.66651 | 0.67701 | 0.68798 | 0.69917 | 0.71039 | 0.72217 | 0.73367 | 0.74544 | 0.75784 | 0.77038 | 0.78307 | 0.79587 | 0.80866 | 0.82142 | 0 | 0 | 0 | 0 | 0 | 0 | 0 | 0
F2_Commercial_Grocery_New_Food Preparation_Natural Gas_Conveyor Oven_E2 | F2 | Commercial | Grocery | New | Food Preparation | Natural Gas | Conveyor Oven | E2 | Participant - Cost of Operation | 0.44183 | 0.44676 | 0.45237 | 0.46028 | 0.46982 | 0.48049 | 0.49023 | 0.49873 | 0.50665 | 0.51463 | 0.52297 | 0.53148 | 0.54 | 0.54896 | 0.5577 | 0.56665 | 0.57608 | 0.58561 | 0.59525 | 0.60498 | 0.61471 | 0.6244 | 0 | 0 | 0 | 0 | 0 | 0 | 0 | 0
F2_Commercial_Grocery_New_Food Preparation_Natural Gas_Conveyor Oven_E3 | F2 | Commercial | Grocery | New | Food Preparation | Natural Gas | Conveyor Oven | E3 | Participant - Cost of Operation | 0 | 0 | 0 | 0 | 0 | 0 | 0 | 0 | 0 | 0 | 0 | 0 | 0 | 0 | 0 | 0 | 0 | 0 | 0 | 0 | 0 | 0 | 0 | 0 | 0 | 0 | 0 | 0 | 0 | 0
F2_Commercial_Grocery_New_Food Preparation_Natural Gas_Conveyor Oven_E4 | F2 | Commercial | Grocery | New | Food Preparation | Natural Gas | Conveyor Oven | E4 | Participant - Cost of Operation | 0 | 0 | 0 | 0 | 0 | 0 | 0 | 0 | 0 | 0 | 0 | 0 | 0 | 0 | 0 | 0 | 0 | 0 | 0 | 0 | 0 | 0 | 0 | 0 | 0 | 0 | 0 | 0 | 0 | 0
F2_Commercial_Grocery_New_Food Preparation_Natural Gas_Conveyor Oven_E5 | F2 | Commercial | Grocery | New | Food Preparation | Natural Gas | Conveyor Oven | E5 | Participant - Cost of Operation | 0 | 0 | 0 | 0 | 0 | 0 | 0 | 0 | 0 | 0 | 0 | 0 | 0 | 0 | 0 | 0 | 0 | 0 | 0 | 0 | 0 | 0 | 0 | 0 | 0 | 0 | 0 | 0 | 0 | 0
F2_Commercial_Grocery_New_Food Preparation_Natural Gas_Conveyor Oven_E6 | F2 | Commercial | Grocery | New | Food Preparation | Natural Gas | Conveyor Oven | E6 | Participant - Cost of Operation | 0 | 0 | 0 | 0 | 0 | 0 | 0 | 0 | 0 | 0 | 0 | 0 | 0 | 0 | 0 | 0 | 0 | 0 | 0 | 0 | 0 | 0 | 0 | 0 | 0 | 0 | 0 | 0 | 0 | 0
F2_Commercial_Grocery_New_Food Preparation_Natural Gas_Conveyor Oven_E7 | F2 | Commercial | Grocery | New | Food Preparation | Natural Gas | Conveyor Oven | E7 | Participant - Cost of Operation | 0 | 0 | 0 | 0 | 0 | 0 | 0 | 0 | 0 | 0 | 0 | 0 | 0 | 0 | 0 | 0 | 0 | 0 | 0 | 0 | 0 | 0 | 0 | 0 | 0 | 0 | 0 | 0 | 0 | 0
F2_Commercial_Grocery_New_Food Preparation_Natural Gas_Conveyor Oven_E8 | F2 | Commercial | Grocery | New | Food Preparation | Natural Gas | Conveyor Oven | E8 | Participant - Cost of Operation | 0 | 0 | 0 | 0 | 0 | 0 | 0 | 0 | 0 | 0 | 0 | 0 | 0 | 0 | 0 | 0 | 0 | 0 | 0 | 0 | 0 | 0 | 0 | 0 | 0 | 0 | 0 | 0 | 0 | 0
F2_Commercial_Grocery_New_Food Preparation_Natural Gas_Conveyor Oven_E9 | F2 | Commercial | Grocery | New | Food Preparation | Natural Gas | Conveyor Oven | E9 | Participant - Cost of Operation | 0 | 0 | 0 | 0 | 0 | 0 | 0 | 0 | 0 | 0 | 0 | 0 | 0 | 0 | 0 | 0 | 0 | 0 | 0 | 0 | 0 | 0 | 0 | 0 | 0 | 0 | 0 | 0 | 0 | 0
F2_Commercial_Grocery_New_Food Preparation_Natural Gas_Conveyor Oven_E10 | F2 | Commercial | Grocery | New | Food Preparation | Natural Gas | Conveyor Oven | E10 | Participant - Cost of Operation | 0 | 0 | 0 | 0 | 0 | 0 | 0 | 0 | 0 | 0 | 0 | 0 | 0 | 0 | 0 | 0 | 0 | 0 | 0 | 0 | 0 | 0 | 0 | 0 | 0 | 0 | 0 | 0 | 0 | 0
F3_Commercial_Grocery_New_Food Preparation_Natural Gas_Conveyor Oven_E1 | F3 | Commercial | Grocery | New | Food Preparation | Natural Gas | Conveyor Oven | E1 | System - kBTUs of Conusmption | 53.0525 | 53.213 | 53.3807 | 53.7055 | 53.9506 | 54.1172 | 54.1907 | 54.2204 | 54.1911 | 54.1429 | 54.0659 | 53.9844 | 53.8882 | 53.7789 | 53.6443 | 53.513 | 53.3718 | 53.221 | 53.0486 | 52.8827 | 52.7104 | 52.5333 | 0 | 0 | 0 | 0 | 0 | 0 | 0 | 0
F3_Commercial_Grocery_New_Food Preparation_Natural Gas_Conveyor Oven_E2 | F3 | Commercial | Grocery | New | Food Preparation | Natural Gas | Conveyor Oven | E2 | System - kBTUs of Conusmption | 40.3281 | 40.4501 | 40.5776 | 40.8245 | 41.0108 | 41.1375 | 41.1934 | 41.216 | 41.1936 | 41.157 | 41.0985 | 41.0365 | 40.9634 | 40.8803 | 40.778 | 40.6782 | 40.5709 | 40.4562 | 40.3252 | 40.199 | 40.0681 | 39.9335 | 0 | 0 | 0 | 0 | 0 | 0 | 0 | 0
F3_Commercial_Grocery_New_Food Preparation_Natural Gas_Conveyor Oven_E3 | F3 | Commercial | Grocery | New | Food Preparation | Natural Gas | Conveyor Oven | E3 | System - kBTUs of Conusmption | 0 | 0 | 0 | 0 | 0 | 0 | 0 | 0 | 0 | 0 | 0 | 0 | 0 | 0 | 0 | 0 | 0 | 0 | 0 | 0 | 0 | 0 | 0 | 0 | 0 | 0 | 0 | 0 | 0 | 0
F3_Commercial_Grocery_New_Food Preparation_Natural Gas_Conveyor Oven_E4 | F3 | Commercial | Grocery | New | Food Preparation | Natural Gas | Conveyor Oven | E4 | System - kBTUs of Conusmption | 0 | 0 | 0 | 0 | 0 | 0 | 0 | 0 | 0 | 0 | 0 | 0 | 0 | 0 | 0 | 0 | 0 | 0 | 0 | 0 | 0 | 0 | 0 | 0 | 0 | 0 | 0 | 0 | 0 | 0
F3_Commercial_Grocery_New_Food Preparation_Natural Gas_Conveyor Oven_E5 | F3 | Commercial | Grocery | New | Food Preparation | Natural Gas | Conveyor Oven | E5 | System - kBTUs of Conusmption | 0 | 0 | 0 | 0 | 0 | 0 | 0 | 0 | 0 | 0 | 0 | 0 | 0 | 0 | 0 | 0 | 0 | 0 | 0 | 0 | 0 | 0 | 0 | 0 | 0 | 0 | 0 | 0 | 0 | 0
F3_Commercial_Grocery_New_Food Preparation_Natural Gas_Conveyor Oven_E6 | F3 | Commercial | Grocery | New | Food Preparation | Natural Gas | Conveyor Oven | E6 | System - kBTUs of Conusmption | 0 | 0 | 0 | 0 | 0 | 0 | 0 | 0 | 0 | 0 | 0 | 0 | 0 | 0 | 0 | 0 | 0 | 0 | 0 | 0 | 0 | 0 | 0 | 0 | 0 | 0 | 0 | 0 | 0 | 0
F3_Commercial_Grocery_New_Food Preparation_Natural Gas_Conveyor Oven_E7 | F3 | Commercial | Grocery | New | Food Preparation | Natural Gas | Conveyor Oven | E7 | System - kBTUs of Conusmption | 0 | 0 | 0 | 0 | 0 | 0 | 0 | 0 | 0 | 0 | 0 | 0 | 0 | 0 | 0 | 0 | 0 | 0 | 0 | 0 | 0 | 0 | 0 | 0 | 0 | 0 | 0 | 0 | 0 | 0
F3_Commercial_Grocery_New_Food Preparation_Natural Gas_Conveyor Oven_E8 | F3 | Commercial | Grocery | New | Food Preparation | Natural Gas | Conveyor Oven | E8 | System - kBTUs of Conusmption | 0 | 0 | 0 | 0 | 0 | 0 | 0 | 0 | 0 | 0 | 0 | 0 | 0 | 0 | 0 | 0 | 0 | 0 | 0 | 0 | 0 | 0 | 0 | 0 | 0 | 0 | 0 | 0 | 0 | 0
F3_Commercial_Grocery_New_Food Preparation_Natural Gas_Conveyor Oven_E9 | F3 | Commercial | Grocery | New | Food Preparation | Natural Gas | Conveyor Oven | E9 | System - kBTUs of Conusmption | 0 | 0 | 0 | 0 | 0 | 0 | 0 | 0 | 0 | 0 | 0 | 0 | 0 | 0 | 0 | 0 | 0 | 0 | 0 | 0 | 0 | 0 | 0 | 0 | 0 | 0 | 0 | 0 | 0 | 0
F3_Commercial_Grocery_New_Food Preparation_Natural Gas_Conveyor Oven_E10 | F3 | Commercial | Grocery | New | Food Preparation | Natural Gas | Conveyor Oven | E10 | System - kBTUs of Conusmption | 0 | 0 | 0 | 0 | 0 | 0 | 0 | 0 | 0 | 0 | 0 | 0 | 0 | 0 | 0 | 0 | 0 | 0 | 0 | 0 | 0 | 0 | 0 | 0 | 0 | 0 | 0 | 0 | 0 | 0
F4_Commercial_Grocery_New_Food Preparation_Natural Gas_Conveyor Oven_E1 | F4 | Commercial | Grocery | New | Food Preparation | Natural Gas | Conveyor Oven | E1 | Utility - Cost of Equipment | 0.1522 | 0.1522 | 0.1522 | 0.1522 | 0.1522 | 0.1522 | 0.1522 | 0.1522 | 0.1522 | 0.1522 | 0.1522 | 0.1522 | 0.1522 | 0.1522 | 0.1522 | 0.1522 | 0.1522 | 0.1522 | 0.1522 | 0.1522 | 0.1522 | 0.1522 | 0 | 0 | 0 | 0 | 0 | 0 | 0 | 0
F4_Commercial_Grocery_New_Food Preparation_Natural Gas_Conveyor Oven_E2 | F4 | Commercial | Grocery | New | Food Preparation | Natural Gas | Conveyor Oven | E2 | Utility - Cost of Equipment | 0.18555 | 0.18555 | 0.18555 | 0.18555 | 0.18555 | 0.18555 | 0.18555 | 0.18555 | 0.18555 | 0.18555 | 0.18555 | 0.18555 | 0.18555 | 0.18555 | 0.18555 | 0.18555 | 0.18555 | 0.18555 | 0.18555 | 0.18555 | 0.18555 | 0.18555 | 0 | 0 | 0 | 0 | 0 | 0 | 0 | 0
F4_Commercial_Grocery_New_Food Preparation_Natural Gas_Conveyor Oven_E3 | F4 | Commercial | Grocery | New | Food Preparation | Natural Gas | Conveyor Oven | E3 | Utility - Cost of Equipment | 0 | 0 | 0 | 0 | 0 | 0 | 0 | 0 | 0 | 0 | 0 | 0 | 0 | 0 | 0 | 0 | 0 | 0 | 0 | 0 | 0 | 0 | 0 | 0 | 0 | 0 | 0 | 0 | 0 | 0
F4_Commercial_Grocery_New_Food Preparation_Natural Gas_Conveyor Oven_E4 | F4 | Commercial | Grocery | New | Food Preparation | Natural Gas | Conveyor Oven | E4 | Utility - Cost of Equipment | 0 | 0 | 0 | 0 | 0 | 0 | 0 | 0 | 0 | 0 | 0 | 0 | 0 | 0 | 0 | 0 | 0 | 0 | 0 | 0 | 0 | 0 | 0 | 0 | 0 | 0 | 0 | 0 | 0 | 0
F4_Commercial_Grocery_New_Food Preparation_Natural Gas_Conveyor Oven_E5 | F4 | Commercial | Grocery | New | Food Preparation | Natural Gas | Conveyor Oven | E5 | Utility - Cost of Equipment | 0 | 0 | 0 | 0 | 0 | 0 | 0 | 0 | 0 | 0 | 0 | 0 | 0 | 0 | 0 | 0 | 0 | 0 | 0 | 0 | 0 | 0 | 0 | 0 | 0 | 0 | 0 | 0 | 0 | 0
F4_Commercial_Grocery_New_Food Preparation_Natural Gas_Conveyor Oven_E6 | F4 | Commercial | Grocery | New | Food Preparation | Natural Gas | Conveyor Oven | E6 | Utility - Cost of Equipment | 0 | 0 | 0 | 0 | 0 | 0 | 0 | 0 | 0 | 0 | 0 | 0 | 0 | 0 | 0 | 0 | 0 | 0 | 0 | 0 | 0 | 0 | 0 | 0 | 0 | 0 | 0 | 0 | 0 | 0
F4_Commercial_Grocery_New_Food Preparation_Natural Gas_Conveyor Oven_E7 | F4 | Commercial | Grocery | New | Food Preparation | Natural Gas | Conveyor Oven | E7 | Utility - Cost of Equipment | 0 | 0 | 0 | 0 | 0 | 0 | 0 | 0 | 0 | 0 | 0 | 0 | 0 | 0 | 0 | 0 | 0 | 0 | 0 | 0 | 0 | 0 | 0 | 0 | 0 | 0 | 0 | 0 | 0 | 0
F4_Commercial_Grocery_New_Food Preparation_Natural Gas_Conveyor Oven_E8 | F4 | Commercial | Grocery | New | Food Preparation | Natural Gas | Conveyor Oven | E8 | Utility - Cost of Equipment | 0 | 0 | 0 | 0 | 0 | 0 | 0 | 0 | 0 | 0 | 0 | 0 | 0 | 0 | 0 | 0 | 0 | 0 | 0 | 0 | 0 | 0 | 0 | 0 | 0 | 0 | 0 | 0 | 0 | 0
F4_Commercial_Grocery_New_Food Preparation_Natural Gas_Conveyor Oven_E9 | F4 | Commercial | Grocery | New | Food Preparation | Natural Gas | Conveyor Oven | E9 | Utility - Cost of Equipment | 0 | 0 | 0 | 0 | 0 | 0 | 0 | 0 | 0 | 0 | 0 | 0 | 0 | 0 | 0 | 0 | 0 | 0 | 0 | 0 | 0 | 0 | 0 | 0 | 0 | 0 | 0 | 0 | 0 | 0
F4_Commercial_Grocery_New_Food Preparation_Natural Gas_Conveyor Oven_E10 | F4 | Commercial | Grocery | New | Food Preparation | Natural Gas | Conveyor Oven | E10 | Utility - Cost of Equipment | 0 | 0 | 0 | 0 | 0 | 0 | 0 | 0 | 0 | 0 | 0 | 0 | 0 | 0 | 0 | 0 | 0 | 0 | 0 | 0 | 0 | 0 | 0 | 0 | 0 | 0 | 0 | 0 | 0 | 0
F5_Commercial_Grocery_New_Food Preparation_Natural Gas_Conveyor Oven_E1 | F5 | Commercial | Grocery | New | Food Preparation | Natural Gas | Conveyor Oven | E1 | Utility - Cost of Operation | 0.48514 | 0.49056 | 0.49672 | 0.5054 | 0.51588 | 0.5276 | 0.53829 | 0.54763 | 0.55632 | 0.56508 | 0.57425 | 0.58358 | 0.59294 | 0.60278 | 0.61238 | 0.62221 | 0.63256 | 0.64302 | 0.65361 | 0.6643 | 0.67497 | 0.68562 | 0 | 0 | 0 | 0 | 0 | 0 | 0 | 0
F5_Commercial_Grocery_New_Food Preparation_Natural Gas_Conveyor Oven_E2 | F5 | Commercial | Grocery | New | Food Preparation | Natural Gas | Conveyor Oven | E2 | Utility - Cost of Operation | 0.36878 | 0.3729 | 0.37758 | 0.38418 | 0.39215 | 0.40106 | 0.40918 | 0.41628 | 0.42289 | 0.42955 | 0.43652 | 0.44362 | 0.45073 | 0.45821 | 0.4655 | 0.47297 | 0.48084 | 0.48879 | 0.49684 | 0.50497 | 0.51309 | 0.52118 | 0 | 0 | 0 | 0 | 0 | 0 | 0 | 0
F5_Commercial_Grocery_New_Food Preparation_Natural Gas_Conveyor Oven_E3 | F5 | Commercial | Grocery | New | Food Preparation | Natural Gas | Conveyor Oven | E3 | Utility - Cost of Operation | 0 | 0 | 0 | 0 | 0 | 0 | 0 | 0 | 0 | 0 | 0 | 0 | 0 | 0 | 0 | 0 | 0 | 0 | 0 | 0 | 0 | 0 | 0 | 0 | 0 | 0 | 0 | 0 | 0 | 0
F5_Commercial_Grocery_New_Food Preparation_Natural Gas_Conveyor Oven_E4 | F5 | Commercial | Grocery | New | Food Preparation | Natural Gas | Conveyor Oven | E4 | Utility - Cost of Operation | 0 | 0 | 0 | 0 | 0 | 0 | 0 | 0 | 0 | 0 | 0 | 0 | 0 | 0 | 0 | 0 | 0 | 0 | 0 | 0 | 0 | 0 | 0 | 0 | 0 | 0 | 0 | 0 | 0 | 0
F5_Commercial_Grocery_New_Food Preparation_Natural Gas_Conveyor Oven_E5 | F5 | Commercial | Grocery | New | Food Preparation | Natural Gas | Conveyor Oven | E5 | Utility - Cost of Operation | 0 | 0 | 0 | 0 | 0 | 0 | 0 | 0 | 0 | 0 | 0 | 0 | 0 | 0 | 0 | 0 | 0 | 0 | 0 | 0 | 0 | 0 | 0 | 0 | 0 | 0 | 0 | 0 | 0 | 0
F5_Commercial_Grocery_New_Food Preparation_Natural Gas_Conveyor Oven_E6 | F5 | Commercial | Grocery | New | Food Preparation | Natural Gas | Conveyor Oven | E6 | Utility - Cost of Operation | 0 | 0 | 0 | 0 | 0 | 0 | 0 | 0 | 0 | 0 | 0 | 0 | 0 | 0 | 0 | 0 | 0 | 0 | 0 | 0 | 0 | 0 | 0 | 0 | 0 | 0 | 0 | 0 | 0 | 0
F5_Commercial_Grocery_New_Food Preparation_Natural Gas_Conveyor Oven_E7 | F5 | Commercial | Grocery | New | Food Preparation | Natural Gas | Conveyor Oven | E7 | Utility - Cost of Operation | 0 | 0 | 0 | 0 | 0 | 0 | 0 | 0 | 0 | 0 | 0 | 0 | 0 | 0 | 0 | 0 | 0 | 0 | 0 | 0 | 0 | 0 | 0 | 0 | 0 | 0 | 0 | 0 | 0 | 0
F5_Commercial_Grocery_New_Food Preparation_Natural Gas_Conveyor Oven_E8 | F5 | Commercial | Grocery | New | Food Preparation | Natural Gas | Conveyor Oven | E8 | Utility - Cost of Operation | 0 | 0 | 0 | 0 | 0 | 0 | 0 | 0 | 0 | 0 | 0 | 0 | 0 | 0 | 0 | 0 | 0 | 0 | 0 | 0 | 0 | 0 | 0 | 0 | 0 | 0 | 0 | 0 | 0 | 0
F5_Commercial_Grocery_New_Food Preparation_Natural Gas_Conveyor Oven_E9 | F5 | Commercial | Grocery | New | Food Preparation | Natural Gas | Conveyor Oven | E9 | Utility - Cost of Operation | 0 | 0 | 0 | 0 | 0 | 0 | 0 | 0 | 0 | 0 | 0 | 0 | 0 | 0 | 0 | 0 | 0 | 0 | 0 | 0 | 0 | 0 | 0 | 0 | 0 | 0 | 0 | 0 | 0 | 0
F5_Commercial_Grocery_New_Food Preparation_Natural Gas_Conveyor Oven_E10 | F5 | Commercial | Grocery | New | Food Preparation | Natural Gas | Conveyor Oven | E10 | Utility - Cost of Operation | 0 | 0 | 0 | 0 | 0 | 0 | 0 | 0 | 0 | 0 | 0 | 0 | 0 | 0 | 0 | 0 | 0 | 0 | 0 | 0 | 0 | 0 | 0 | 0 | 0 | 0 | 0 | 0 | 0 | 0
F6_Commercial_Grocery_New_Food Preparation_Natural Gas_Conveyor Oven_E1 | F6 | Commercial | Grocery | New | Food Preparation | Natural Gas | Conveyor Oven | E1 | Utility - Value of Sales | 0.58123 | 0.58772 | 0.5951 | 0.6055 | 0.61805 | 0.6321 | 0.6449 | 0.65609 | 0.66651 | 0.67701 | 0.68798 | 0.69917 | 0.71039 | 0.72217 | 0.73367 | 0.74544 | 0.75784 | 0.77038 | 0.78307 | 0.79587 | 0.80866 | 0.82142 | 0 | 0 | 0 | 0 | 0 | 0 | 0 | 0
F6_Commercial_Grocery_New_Food Preparation_Natural Gas_Conveyor Oven_E2 | F6 | Commercial | Grocery | New | Food Preparation | Natural Gas | Conveyor Oven | E2 | Utility - Value of Sales | 0.44183 | 0.44676 | 0.45237 | 0.46028 | 0.46982 | 0.48049 | 0.49023 | 0.49873 | 0.50665 | 0.51463 | 0.52297 | 0.53148 | 0.54 | 0.54896 | 0.5577 | 0.56665 | 0.57608 | 0.58561 | 0.59525 | 0.60498 | 0.61471 | 0.6244 | 0 | 0 | 0 | 0 | 0 | 0 | 0 | 0
F6_Commercial_Grocery_New_Food Preparation_Natural Gas_Conveyor Oven_E3 | F6 | Commercial | Grocery | New | Food Preparation | Natural Gas | Conveyor Oven | E3 | Utility - Value of Sales | 0 | 0 | 0 | 0 | 0 | 0 | 0 | 0 | 0 | 0 | 0 | 0 | 0 | 0 | 0 | 0 | 0 | 0 | 0 | 0 | 0 | 0 | 0 | 0 | 0 | 0 | 0 | 0 | 0 | 0
F6_Commercial_Grocery_New_Food Preparation_Natural Gas_Conveyor Oven_E4 | F6 | Commercial | Grocery | New | Food Preparation | Natural Gas | Conveyor Oven | E4 | Utility - Value of Sales | 0 | 0 | 0 | 0 | 0 | 0 | 0 | 0 | 0 | 0 | 0 | 0 | 0 | 0 | 0 | 0 | 0 | 0 | 0 | 0 | 0 | 0 | 0 | 0 | 0 | 0 | 0 | 0 | 0 | 0
F6_Commercial_Grocery_New_Food Preparation_Natural Gas_Conveyor Oven_E5 | F6 | Commercial | Grocery | New | Food Preparation | Natural Gas | Conveyor Oven | E5 | Utility - Value of Sales | 0 | 0 | 0 | 0 | 0 | 0 | 0 | 0 | 0 | 0 | 0 | 0 | 0 | 0 | 0 | 0 | 0 | 0 | 0 | 0 | 0 | 0 | 0 | 0 | 0 | 0 | 0 | 0 | 0 | 0
F6_Commercial_Grocery_New_Food Preparation_Natural Gas_Conveyor Oven_E6 | F6 | Commercial | Grocery | New | Food Preparation | Natural Gas | Conveyor Oven | E6 | Utility - Value of Sales | 0 | 0 | 0 | 0 | 0 | 0 | 0 | 0 | 0 | 0 | 0 | 0 | 0 | 0 | 0 | 0 | 0 | 0 | 0 | 0 | 0 | 0 | 0 | 0 | 0 | 0 | 0 | 0 | 0 | 0
F6_Commercial_Grocery_New_Food Preparation_Natural Gas_Conveyor Oven_E7 | F6 | Commercial | Grocery | New | Food Preparation | Natural Gas | Conveyor Oven | E7 | Utility - Value of Sales | 0 | 0 | 0 | 0 | 0 | 0 | 0 | 0 | 0 | 0 | 0 | 0 | 0 | 0 | 0 | 0 | 0 | 0 | 0 | 0 | 0 | 0 | 0 | 0 | 0 | 0 | 0 | 0 | 0 | 0
F6_Commercial_Grocery_New_Food Preparation_Natural Gas_Conveyor Oven_E8 | F6 | Commercial | Grocery | New | Food Preparation | Natural Gas | Conveyor Oven | E8 | Utility - Value of Sales | 0 | 0 | 0 | 0 | 0 | 0 | 0 | 0 | 0 | 0 | 0 | 0 | 0 | 0 | 0 | 0 | 0 | 0 | 0 | 0 | 0 | 0 | 0 | 0 | 0 | 0 | 0 | 0 | 0 | 0
F6_Commercial_Grocery_New_Food Preparation_Natural Gas_Conveyor Oven_E9 | F6 | Commercial | Grocery | New | Food Preparation | Natural Gas | Conveyor Oven | E9 | Utility - Value of Sales | 0 | 0 | 0 | 0 | 0 | 0 | 0 | 0 | 0 | 0 | 0 | 0 | 0 | 0 | 0 | 0 | 0 | 0 | 0 | 0 | 0 | 0 | 0 | 0 | 0 | 0 | 0 | 0 | 0 | 0
F6_Commercial_Grocery_New_Food Preparation_Natural Gas_Conveyor Oven_E10 | F6 | Commercial | Grocery | New | Food Preparation | Natural Gas | Conveyor Oven | E10 | Utility - Value of Sales | 0 | 0 | 0 | 0 | 0 | 0 | 0 | 0 | 0 | 0 | 0 | 0 | 0 | 0 | 0 | 0 | 0 | 0 | 0 | 0 | 0 | 0 | 0 | 0 | 0 | 0 | 0 | 0 | 0 | 0
F1_Commercial_Grocery_New_Food Preparation_Natural Gas_Double Rack Oven_E1 | F1 | Commercial | Grocery | New | Food Preparation | Natural Gas | Double Rack Oven | E1 | Participant - Cost of Equipment | 0.29363 | 0.29363 | 0.29363 | 0.29363 | 0.29363 | 0.29363 | 0.29363 | 0.29363 | 0.29363 | 0.29363 | 0.29363 | 0.29363 | 0.29363 | 0.29363 | 0.29363 | 0.29363 | 0.29363 | 0.29363 | 0.29363 | 0.29363 | 0.29363 | 0.29363 | 0 | 0 | 0 | 0 | 0 | 0 | 0 | 0
F1_Commercial_Grocery_New_Food Preparation_Natural Gas_Double Rack Oven_E2 | F1 | Commercial | Grocery | New | Food Preparation | Natural Gas | Double Rack Oven | E2 | Participant - Cost of Equipment | 0.3905 | 0.3905 | 0.3905 | 0.3905 | 0.3905 | 0.3905 | 0.3905 | 0.3905 | 0.3905 | 0.3905 | 0.3905 | 0.3905 | 0.3905 | 0.3905 | 0.3905 | 0.3905 | 0.3905 | 0.3905 | 0.3905 | 0.3905 | 0.3905 | 0.3905 | 0 | 0 | 0 | 0 | 0 | 0 | 0 | 0
F1_Commercial_Grocery_New_Food Preparation_Natural Gas_Double Rack Oven_E3 | F1 | Commercial | Grocery | New | Food Preparation | Natural Gas | Double Rack Oven | E3 | Participant - Cost of Equipment | 0 | 0 | 0 | 0 | 0 | 0 | 0 | 0 | 0 | 0 | 0 | 0 | 0 | 0 | 0 | 0 | 0 | 0 | 0 | 0 | 0 | 0 | 0 | 0 | 0 | 0 | 0 | 0 | 0 | 0
F1_Commercial_Grocery_New_Food Preparation_Natural Gas_Double Rack Oven_E4 | F1 | Commercial | Grocery | New | Food Preparation | Natural Gas | Double Rack Oven | E4 | Participant - Cost of Equipment | 0 | 0 | 0 | 0 | 0 | 0 | 0 | 0 | 0 | 0 | 0 | 0 | 0 | 0 | 0 | 0 | 0 | 0 | 0 | 0 | 0 | 0 | 0 | 0 | 0 | 0 | 0 | 0 | 0 | 0
F1_Commercial_Grocery_New_Food Preparation_Natural Gas_Double Rack Oven_E5 | F1 | Commercial | Grocery | New | Food Preparation | Natural Gas | Double Rack Oven | E5 | Participant - Cost of Equipment | 0 | 0 | 0 | 0 | 0 | 0 | 0 | 0 | 0 | 0 | 0 | 0 | 0 | 0 | 0 | 0 | 0 | 0 | 0 | 0 | 0 | 0 | 0 | 0 | 0 | 0 | 0 | 0 | 0 | 0
F1_Commercial_Grocery_New_Food Preparation_Natural Gas_Double Rack Oven_E6 | F1 | Commercial | Grocery | New | Food Preparation | Natural Gas | Double Rack Oven | E6 | Participant - Cost of Equipment | 0 | 0 | 0 | 0 | 0 | 0 | 0 | 0 | 0 | 0 | 0 | 0 | 0 | 0 | 0 | 0 | 0 | 0 | 0 | 0 | 0 | 0 | 0 | 0 | 0 | 0 | 0 | 0 | 0 | 0
F1_Commercial_Grocery_New_Food Preparation_Natural Gas_Double Rack Oven_E7 | F1 | Commercial | Grocery | New | Food Preparation | Natural Gas | Double Rack Oven | E7 | Participant - Cost of Equipment | 0 | 0 | 0 | 0 | 0 | 0 | 0 | 0 | 0 | 0 | 0 | 0 | 0 | 0 | 0 | 0 | 0 | 0 | 0 | 0 | 0 | 0 | 0 | 0 | 0 | 0 | 0 | 0 | 0 | 0
F1_Commercial_Grocery_New_Food Preparation_Natural Gas_Double Rack Oven_E8 | F1 | Commercial | Grocery | New | Food Preparation | Natural Gas | Double Rack Oven | E8 | Participant - Cost of Equipment | 0 | 0 | 0 | 0 | 0 | 0 | 0 | 0 | 0 | 0 | 0 | 0 | 0 | 0 | 0 | 0 | 0 | 0 | 0 | 0 | 0 | 0 | 0 | 0 | 0 | 0 | 0 | 0 | 0 | 0
F1_Commercial_Grocery_New_Food Preparation_Natural Gas_Double Rack Oven_E9 | F1 | Commercial | Grocery | New | Food Preparation | Natural Gas | Double Rack Oven | E9 | Participant - Cost of Equipment | 0 | 0 | 0 | 0 | 0 | 0 | 0 | 0 | 0 | 0 | 0 | 0 | 0 | 0 | 0 | 0 | 0 | 0 | 0 | 0 | 0 | 0 | 0 | 0 | 0 | 0 | 0 | 0 | 0 | 0
F1_Commercial_Grocery_New_Food Preparation_Natural Gas_Double Rack Oven_E10 | F1 | Commercial | Grocery | New | Food Preparation | Natural Gas | Double Rack Oven | E10 | Participant - Cost of Equipment | 0 | 0 | 0 | 0 | 0 | 0 | 0 | 0 | 0 | 0 | 0 | 0 | 0 | 0 | 0 | 0 | 0 | 0 | 0 | 0 | 0 | 0 | 0 | 0 | 0 | 0 | 0 | 0 | 0 | 0
F2_Commercial_Grocery_New_Food Preparation_Natural Gas_Double Rack Oven_E1 | F2 | Commercial | Grocery | New | Food Preparation | Natural Gas | Double Rack Oven | E1 | Participant - Cost of Operation | 0.99588 | 1.0044 | 1.0146 | 1.0315 | 1.054 | 1.0805 | 1.1049 | 1.1266 | 1.1477 | 1.1681 | 1.1887 | 1.2088 | 1.2276 | 1.2465 | 1.2646 | 1.2831 | 1.3029 | 1.3228 | 1.3429 | 1.3631 | 1.383 | 1.4027 | 0 | 0 | 0 | 0 | 0 | 0 | 0 | 0
F2_Commercial_Grocery_New_Food Preparation_Natural Gas_Double Rack Oven_E2 | F2 | Commercial | Grocery | New | Food Preparation | Natural Gas | Double Rack Oven | E2 | Participant - Cost of Operation | 0.54321 | 0.54786 | 0.55342 | 0.56263 | 0.5749 | 0.58938 | 0.60268 | 0.61453 | 0.62602 | 0.63716 | 0.6484 | 0.65933 | 0.66961 | 0.67991 | 0.68976 | 0.69986 | 0.71065 | 0.72153 | 0.73249 | 0.74349 | 0.75438 | 0.7651 | 0 | 0 | 0 | 0 | 0 | 0 | 0 | 0
F2_Commercial_Grocery_New_Food Preparation_Natural Gas_Double Rack Oven_E3 | F2 | Commercial | Grocery | New | Food Preparation | Natural Gas | Double Rack Oven | E3 | Participant - Cost of Operation | 0 | 0 | 0 | 0 | 0 | 0 | 0 | 0 | 0 | 0 | 0 | 0 | 0 | 0 | 0 | 0 | 0 | 0 | 0 | 0 | 0 | 0 | 0 | 0 | 0 | 0 | 0 | 0 | 0 | 0
F2_Commercial_Grocery_New_Food Preparation_Natural Gas_Double Rack Oven_E4 | F2 | Commercial | Grocery | New | Food Preparation | Natural Gas | Double Rack Oven | E4 | Participant - Cost of Operation | 0 | 0 | 0 | 0 | 0 | 0 | 0 | 0 | 0 | 0 | 0 | 0 | 0 | 0 | 0 | 0 | 0 | 0 | 0 | 0 | 0 | 0 | 0 | 0 | 0 | 0 | 0 | 0 | 0 | 0
F2_Commercial_Grocery_New_Food Preparation_Natural Gas_Double Rack Oven_E5 | F2 | Commercial | Grocery | New | Food Preparation | Natural Gas | Double Rack Oven | E5 | Participant - Cost of Operation | 0 | 0 | 0 | 0 | 0 | 0 | 0 | 0 | 0 | 0 | 0 | 0 | 0 | 0 | 0 | 0 | 0 | 0 | 0 | 0 | 0 | 0 | 0 | 0 | 0 | 0 | 0 | 0 | 0 | 0
F2_Commercial_Grocery_New_Food Preparation_Natural Gas_Double Rack Oven_E6 | F2 | Commercial | Grocery | New | Food Preparation | Natural Gas | Double Rack Oven | E6 | Participant - Cost of Operation | 0 | 0 | 0 | 0 | 0 | 0 | 0 | 0 | 0 | 0 | 0 | 0 | 0 | 0 | 0 | 0 | 0 | 0 | 0 | 0 | 0 | 0 | 0 | 0 | 0 | 0 | 0 | 0 | 0 | 0
F2_Commercial_Grocery_New_Food Preparation_Natural Gas_Double Rack Oven_E7 | F2 | Commercial | Grocery | New | Food Preparation | Natural Gas | Double Rack Oven | E7 | Participant - Cost of Operation | 0 | 0 | 0 | 0 | 0 | 0 | 0 | 0 | 0 | 0 | 0 | 0 | 0 | 0 | 0 | 0 | 0 | 0 | 0 | 0 | 0 | 0 | 0 | 0 | 0 | 0 | 0 | 0 | 0 | 0
F2_Commercial_Grocery_New_Food Preparation_Natural Gas_Double Rack Oven_E8 | F2 | Commercial | Grocery | New | Food Preparation | Natural Gas | Double Rack Oven | E8 | Participant - Cost of Operation | 0 | 0 | 0 | 0 | 0 | 0 | 0 | 0 | 0 | 0 | 0 | 0 | 0 | 0 | 0 | 0 | 0 | 0 | 0 | 0 | 0 | 0 | 0 | 0 | 0 | 0 | 0 | 0 | 0 | 0
F2_Commercial_Grocery_New_Food Preparation_Natural Gas_Double Rack Oven_E9 | F2 | Commercial | Grocery | New | Food Preparation | Natural Gas | Double Rack Oven | E9 | Participant - Cost of Operation | 0 | 0 | 0 | 0 | 0 | 0 | 0 | 0 | 0 | 0 | 0 | 0 | 0 | 0 | 0 | 0 | 0 | 0 | 0 | 0 | 0 | 0 | 0 | 0 | 0 | 0 | 0 | 0 | 0 | 0
F2_Commercial_Grocery_New_Food Preparation_Natural Gas_Double Rack Oven_E10 | F2 | Commercial | Grocery | New | Food Preparation | Natural Gas | Double Rack Oven | E10 | Participant - Cost of Operation | 0 | 0 | 0 | 0 | 0 | 0 | 0 | 0 | 0 | 0 | 0 | 0 | 0 | 0 | 0 | 0 | 0 | 0 | 0 | 0 | 0 | 0 | 0 | 0 | 0 | 0 | 0 | 0 | 0 | 0
F3_Commercial_Grocery_New_Food Preparation_Natural Gas_Double Rack Oven_E1 | F3 | Commercial | Grocery | New | Food Preparation | Natural Gas | Double Rack Oven | E1 | System - kBTUs of Conusmption | 93.399 | 93.6782 | 93.9875 | 94.6986 | 95.3273 | 95.8573 | 96.2602 | 96.66 | 97.0317 | 97.2689 | 97.3496 | 97.3318 | 97.1877 | 96.9119 | 96.5718 | 96.2403 | 95.884 | 95.5032 | 95.0681 | 94.6491 | 94.214 | 93.767 | 0 | 0 | 0 | 0 | 0 | 0 | 0 | 0
F3_Commercial_Grocery_New_Food Preparation_Natural Gas_Double Rack Oven_E2 | F3 | Commercial | Grocery | New | Food Preparation | Natural Gas | Double Rack Oven | E2 | System - kBTUs of Conusmption | 50.9449 | 51.0972 | 51.2659 | 51.6538 | 51.9967 | 52.2858 | 52.5056 | 52.7236 | 52.9264 | 53.0558 | 53.0998 | 53.0901 | 53.0115 | 52.861 | 52.6755 | 52.4947 | 52.3004 | 52.0926 | 51.8553 | 51.6268 | 51.3895 | 51.1456 | 0 | 0 | 0 | 0 | 0 | 0 | 0 | 0
F3_Commercial_Grocery_New_Food Preparation_Natural Gas_Double Rack Oven_E3 | F3 | Commercial | Grocery | New | Food Preparation | Natural Gas | Double Rack Oven | E3 | System - kBTUs of Conusmption | 0 | 0 | 0 | 0 | 0 | 0 | 0 | 0 | 0 | 0 | 0 | 0 | 0 | 0 | 0 | 0 | 0 | 0 | 0 | 0 | 0 | 0 | 0 | 0 | 0 | 0 | 0 | 0 | 0 | 0
F3_Commercial_Grocery_New_Food Preparation_Natural Gas_Double Rack Oven_E4 | F3 | Commercial | Grocery | New | Food Preparation | Natural Gas | Double Rack Oven | E4 | System - kBTUs of Conusmption | 0 | 0 | 0 | 0 | 0 | 0 | 0 | 0 | 0 | 0 | 0 | 0 | 0 | 0 | 0 | 0 | 0 | 0 | 0 | 0 | 0 | 0 | 0 | 0 | 0 | 0 | 0 | 0 | 0 | 0
F3_Commercial_Grocery_New_Food Preparation_Natural Gas_Double Rack Oven_E5 | F3 | Commercial | Grocery | New | Food Preparation | Natural Gas | Double Rack Oven | E5 | System - kBTUs of Conusmption | 0 | 0 | 0 | 0 | 0 | 0 | 0 | 0 | 0 | 0 | 0 | 0 | 0 | 0 | 0 | 0 | 0 | 0 | 0 | 0 | 0 | 0 | 0 | 0 | 0 | 0 | 0 | 0 | 0 | 0
F3_Commercial_Grocery_New_Food Preparation_Natural Gas_Double Rack Oven_E6 | F3 | Commercial | Grocery | New | Food Preparation | Natural Gas | Double Rack Oven | E6 | System - kBTUs of Conusmption | 0 | 0 | 0 | 0 | 0 | 0 | 0 | 0 | 0 | 0 | 0 | 0 | 0 | 0 | 0 | 0 | 0 | 0 | 0 | 0 | 0 | 0 | 0 | 0 | 0 | 0 | 0 | 0 | 0 | 0
F3_Commercial_Grocery_New_Food Preparation_Natural Gas_Double Rack Oven_E7 | F3 | Commercial | Grocery | New | Food Preparation | Natural Gas | Double Rack Oven | E7 | System - kBTUs of Conusmption | 0 | 0 | 0 | 0 | 0 | 0 | 0 | 0 | 0 | 0 | 0 | 0 | 0 | 0 | 0 | 0 | 0 | 0 | 0 | 0 | 0 | 0 | 0 | 0 | 0 | 0 | 0 | 0 | 0 | 0
F3_Commercial_Grocery_New_Food Preparation_Natural Gas_Double Rack Oven_E8 | F3 | Commercial | Grocery | New | Food Preparation | Natural Gas | Double Rack Oven | E8 | System - kBTUs of Conusmption | 0 | 0 | 0 | 0 | 0 | 0 | 0 | 0 | 0 | 0 | 0 | 0 | 0 | 0 | 0 | 0 | 0 | 0 | 0 | 0 | 0 | 0 | 0 | 0 | 0 | 0 | 0 | 0 | 0 | 0
F3_Commercial_Grocery_New_Food Preparation_Natural Gas_Double Rack Oven_E9 | F3 | Commercial | Grocery | New | Food Preparation | Natural Gas | Double Rack Oven | E9 | System - kBTUs of Conusmption | 0 | 0 | 0 | 0 | 0 | 0 | 0 | 0 | 0 | 0 | 0 | 0 | 0 | 0 | 0 | 0 | 0 | 0 | 0 | 0 | 0 | 0 | 0 | 0 | 0 | 0 | 0 | 0 | 0 | 0
F3_Commercial_Grocery_New_Food Preparation_Natural Gas_Double Rack Oven_E10 | F3 | Commercial | Grocery | New | Food Preparation | Natural Gas | Double Rack Oven | E10 | System - kBTUs of Conusmption | 0 | 0 | 0 | 0 | 0 | 0 | 0 | 0 | 0 | 0 | 0 | 0 | 0 | 0 | 0 | 0 | 0 | 0 | 0 | 0 | 0 | 0 | 0 | 0 | 0 | 0 | 0 | 0 | 0 | 0
F4_Commercial_Grocery_New_Food Preparation_Natural Gas_Double Rack Oven_E1 | F4 | Commercial | Grocery | New | Food Preparation | Natural Gas | Double Rack Oven | E1 | Utility - Cost of Equipment | 0.29363 | 0.29363 | 0.29363 | 0.29363 | 0.29363 | 0.29363 | 0.29363 | 0.29363 | 0.29363 | 0.29363 | 0.29363 | 0.29363 | 0.29363 | 0.29363 | 0.29363 | 0.29363 | 0.29363 | 0.29363 | 0.29363 | 0.29363 | 0.29363 | 0.29363 | 0 | 0 | 0 | 0 | 0 | 0 | 0 | 0
F4_Commercial_Grocery_New_Food Preparation_Natural Gas_Double Rack Oven_E2 | F4 | Commercial | Grocery | New | Food Preparation | Natural Gas | Double Rack Oven | E2 | Utility - Cost of Equipment | 0.3905 | 0.3905 | 0.3905 | 0.3905 | 0.3905 | 0.3905 | 0.3905 | 0.3905 | 0.3905 | 0.3905 | 0.3905 | 0.3905 | 0.3905 | 0.3905 | 0.3905 | 0.3905 | 0.3905 | 0.3905 | 0.3905 | 0.3905 | 0.3905 | 0.3905 | 0 | 0 | 0 | 0 | 0 | 0 | 0 | 0
F4_Commercial_Grocery_New_Food Preparation_Natural Gas_Double Rack Oven_E3 | F4 | Commercial | Grocery | New | Food Preparation | Natural Gas | Double Rack Oven | E3 | Utility - Cost of Equipment | 0 | 0 | 0 | 0 | 0 | 0 | 0 | 0 | 0 | 0 | 0 | 0 | 0 | 0 | 0 | 0 | 0 | 0 | 0 | 0 | 0 | 0 | 0 | 0 | 0 | 0 | 0 | 0 | 0 | 0
F4_Commercial_Grocery_New_Food Preparation_Natural Gas_Double Rack Oven_E4 | F4 | Commercial | Grocery | New | Food Preparation | Natural Gas | Double Rack Oven | E4 | Utility - Cost of Equipment | 0 | 0 | 0 | 0 | 0 | 0 | 0 | 0 | 0 | 0 | 0 | 0 | 0 | 0 | 0 | 0 | 0 | 0 | 0 | 0 | 0 | 0 | 0 | 0 | 0 | 0 | 0 | 0 | 0 | 0
F4_Commercial_Grocery_New_Food Preparation_Natural Gas_Double Rack Oven_E5 | F4 | Commercial | Grocery | New | Food Preparation | Natural Gas | Double Rack Oven | E5 | Utility - Cost of Equipment | 0 | 0 | 0 | 0 | 0 | 0 | 0 | 0 | 0 | 0 | 0 | 0 | 0 | 0 | 0 | 0 | 0 | 0 | 0 | 0 | 0 | 0 | 0 | 0 | 0 | 0 | 0 | 0 | 0 | 0
F4_Commercial_Grocery_New_Food Preparation_Natural Gas_Double Rack Oven_E6 | F4 | Commercial | Grocery | New | Food Preparation | Natural Gas | Double Rack Oven | E6 | Utility - Cost of Equipment | 0 | 0 | 0 | 0 | 0 | 0 | 0 | 0 | 0 | 0 | 0 | 0 | 0 | 0 | 0 | 0 | 0 | 0 | 0 | 0 | 0 | 0 | 0 | 0 | 0 | 0 | 0 | 0 | 0 | 0
F4_Commercial_Grocery_New_Food Preparation_Natural Gas_Double Rack Oven_E7 | F4 | Commercial | Grocery | New | Food Preparation | Natural Gas | Double Rack Oven | E7 | Utility - Cost of Equipment | 0 | 0 | 0 | 0 | 0 | 0 | 0 | 0 | 0 | 0 | 0 | 0 | 0 | 0 | 0 | 0 | 0 | 0 | 0 | 0 | 0 | 0 | 0 | 0 | 0 | 0 | 0 | 0 | 0 | 0
F4_Commercial_Grocery_New_Food Preparation_Natural Gas_Double Rack Oven_E8 | F4 | Commercial | Grocery | New | Food Preparation | Natural Gas | Double Rack Oven | E8 | Utility - Cost of Equipment | 0 | 0 | 0 | 0 | 0 | 0 | 0 | 0 | 0 | 0 | 0 | 0 | 0 | 0 | 0 | 0 | 0 | 0 | 0 | 0 | 0 | 0 | 0 | 0 | 0 | 0 | 0 | 0 | 0 | 0
F4_Commercial_Grocery_New_Food Preparation_Natural Gas_Double Rack Oven_E9 | F4 | Commercial | Grocery | New | Food Preparation | Natural Gas | Double Rack Oven | E9 | Utility - Cost of Equipment | 0 | 0 | 0 | 0 | 0 | 0 | 0 | 0 | 0 | 0 | 0 | 0 | 0 | 0 | 0 | 0 | 0 | 0 | 0 | 0 | 0 | 0 | 0 | 0 | 0 | 0 | 0 | 0 | 0 | 0
F4_Commercial_Grocery_New_Food Preparation_Natural Gas_Double Rack Oven_E10 | F4 | Commercial | Grocery | New | Food Preparation | Natural Gas | Double Rack Oven | E10 | Utility - Cost of Equipment | 0 | 0 | 0 | 0 | 0 | 0 | 0 | 0 | 0 | 0 | 0 | 0 | 0 | 0 | 0 | 0 | 0 | 0 | 0 | 0 | 0 | 0 | 0 | 0 | 0 | 0 | 0 | 0 | 0 | 0
F5_Commercial_Grocery_New_Food Preparation_Natural Gas_Double Rack Oven_E1 | F5 | Commercial | Grocery | New | Food Preparation | Natural Gas | Double Rack Oven | E1 | Utility - Cost of Operation | 0.83124 | 0.83835 | 0.84687 | 0.86096 | 0.87974 | 0.90189 | 0.92225 | 0.94038 | 0.95796 | 0.97501 | 0.99221 | 1.0089 | 1.0247 | 1.0404 | 1.0555 | 1.071 | 1.0875 | 1.1041 | 1.1209 | 1.1377 | 1.1544 | 1.1708 | 0 | 0 | 0 | 0 | 0 | 0 | 0 | 0
F5_Commercial_Grocery_New_Food Preparation_Natural Gas_Double Rack Oven_E2 | F5 | Commercial | Grocery | New | Food Preparation | Natural Gas | Double Rack Oven | E2 | Utility - Cost of Operation | 0.45341 | 0.45728 | 0.46193 | 0.46961 | 0.47986 | 0.49194 | 0.50304 | 0.51293 | 0.52252 | 0.53183 | 0.54121 | 0.55033 | 0.55891 | 0.56751 | 0.57573 | 0.58415 | 0.59317 | 0.60224 | 0.61139 | 0.62058 | 0.62966 | 0.63862 | 0 | 0 | 0 | 0 | 0 | 0 | 0 | 0
F5_Commercial_Grocery_New_Food Preparation_Natural Gas_Double Rack Oven_E3 | F5 | Commercial | Grocery | New | Food Preparation | Natural Gas | Double Rack Oven | E3 | Utility - Cost of Operation | 0 | 0 | 0 | 0 | 0 | 0 | 0 | 0 | 0 | 0 | 0 | 0 | 0 | 0 | 0 | 0 | 0 | 0 | 0 | 0 | 0 | 0 | 0 | 0 | 0 | 0 | 0 | 0 | 0 | 0
F5_Commercial_Grocery_New_Food Preparation_Natural Gas_Double Rack Oven_E4 | F5 | Commercial | Grocery | New | Food Preparation | Natural Gas | Double Rack Oven | E4 | Utility - Cost of Operation | 0 | 0 | 0 | 0 | 0 | 0 | 0 | 0 | 0 | 0 | 0 | 0 | 0 | 0 | 0 | 0 | 0 | 0 | 0 | 0 | 0 | 0 | 0 | 0 | 0 | 0 | 0 | 0 | 0 | 0
F5_Commercial_Grocery_New_Food Preparation_Natural Gas_Double Rack Oven_E5 | F5 | Commercial | Grocery | New | Food Preparation | Natural Gas | Double Rack Oven | E5 | Utility - Cost of Operation | 0 | 0 | 0 | 0 | 0 | 0 | 0 | 0 | 0 | 0 | 0 | 0 | 0 | 0 | 0 | 0 | 0 | 0 | 0 | 0 | 0 | 0 | 0 | 0 | 0 | 0 | 0 | 0 | 0 | 0
F5_Commercial_Grocery_New_Food Preparation_Natural Gas_Double Rack Oven_E6 | F5 | Commercial | Grocery | New | Food Preparation | Natural Gas | Double Rack Oven | E6 | Utility - Cost of Operation | 0 | 0 | 0 | 0 | 0 | 0 | 0 | 0 | 0 | 0 | 0 | 0 | 0 | 0 | 0 | 0 | 0 | 0 | 0 | 0 | 0 | 0 | 0 | 0 | 0 | 0 | 0 | 0 | 0 | 0
F5_Commercial_Grocery_New_Food Preparation_Natural Gas_Double Rack Oven_E7 | F5 | Commercial | Grocery | New | Food Preparation | Natural Gas | Double Rack Oven | E7 | Utility - Cost of Operation | 0 | 0 | 0 | 0 | 0 | 0 | 0 | 0 | 0 | 0 | 0 | 0 | 0 | 0 | 0 | 0 | 0 | 0 | 0 | 0 | 0 | 0 | 0 | 0 | 0 | 0 | 0 | 0 | 0 | 0
F5_Commercial_Grocery_New_Food Preparation_Natural Gas_Double Rack Oven_E8 | F5 | Commercial | Grocery | New | Food Preparation | Natural Gas | Double Rack Oven | E8 | Utility - Cost of Operation | 0 | 0 | 0 | 0 | 0 | 0 | 0 | 0 | 0 | 0 | 0 | 0 | 0 | 0 | 0 | 0 | 0 | 0 | 0 | 0 | 0 | 0 | 0 | 0 | 0 | 0 | 0 | 0 | 0 | 0
F5_Commercial_Grocery_New_Food Preparation_Natural Gas_Double Rack Oven_E9 | F5 | Commercial | Grocery | New | Food Preparation | Natural Gas | Double Rack Oven | E9 | Utility - Cost of Operation | 0 | 0 | 0 | 0 | 0 | 0 | 0 | 0 | 0 | 0 | 0 | 0 | 0 | 0 | 0 | 0 | 0 | 0 | 0 | 0 | 0 | 0 | 0 | 0 | 0 | 0 | 0 | 0 | 0 | 0
F5_Commercial_Grocery_New_Food Preparation_Natural Gas_Double Rack Oven_E10 | F5 | Commercial | Grocery | New | Food Preparation | Natural Gas | Double Rack Oven | E10 | Utility - Cost of Operation | 0 | 0 | 0 | 0 | 0 | 0 | 0 | 0 | 0 | 0 | 0 | 0 | 0 | 0 | 0 | 0 | 0 | 0 | 0 | 0 | 0 | 0 | 0 | 0 | 0 | 0 | 0 | 0 | 0 | 0
F6_Commercial_Grocery_New_Food Preparation_Natural Gas_Double Rack Oven_E1 | F6 | Commercial | Grocery | New | Food Preparation | Natural Gas | Double Rack Oven | E1 | Utility - Value of Sales | 0.99588 | 1.0044 | 1.0146 | 1.0315 | 1.054 | 1.0805 | 1.1049 | 1.1266 | 1.1477 | 1.1681 | 1.1887 | 1.2088 | 1.2276 | 1.2465 | 1.2646 | 1.2831 | 1.3029 | 1.3228 | 1.3429 | 1.3631 | 1.383 | 1.4027 | 0 | 0 | 0 | 0 | 0 | 0 | 0 | 0
F6_Commercial_Grocery_New_Food Preparation_Natural Gas_Double Rack Oven_E2 | F6 | Commercial | Grocery | New | Food Preparation | Natural Gas | Double Rack Oven | E2 | Utility - Value of Sales | 0.54321 | 0.54786 | 0.55342 | 0.56263 | 0.5749 | 0.58938 | 0.60268 | 0.61453 | 0.62602 | 0.63716 | 0.6484 | 0.65933 | 0.66961 | 0.67991 | 0.68976 | 0.69986 | 0.71065 | 0.72153 | 0.73249 | 0.74349 | 0.75438 | 0.7651 | 0 | 0 | 0 | 0 | 0 | 0 | 0 | 0
F6_Commercial_Grocery_New_Food Preparation_Natural Gas_Double Rack Oven_E3 | F6 | Commercial | Grocery | New | Food Preparation | Natural Gas | Double Rack Oven | E3 | Utility - Value of Sales | 0 | 0 | 0 | 0 | 0 | 0 | 0 | 0 | 0 | 0 | 0 | 0 | 0 | 0 | 0 | 0 | 0 | 0 | 0 | 0 | 0 | 0 | 0 | 0 | 0 | 0 | 0 | 0 | 0 | 0
F6_Commercial_Grocery_New_Food Preparation_Natural Gas_Double Rack Oven_E4 | F6 | Commercial | Grocery | New | Food Preparation | Natural Gas | Double Rack Oven | E4 | Utility - Value of Sales | 0 | 0 | 0 | 0 | 0 | 0 | 0 | 0 | 0 | 0 | 0 | 0 | 0 | 0 | 0 | 0 | 0 | 0 | 0 | 0 | 0 | 0 | 0 | 0 | 0 | 0 | 0 | 0 | 0 | 0
F6_Commercial_Grocery_New_Food Preparation_Natural Gas_Double Rack Oven_E5 | F6 | Commercial | Grocery | New | Food Preparation | Natural Gas | Double Rack Oven | E5 | Utility - Value of Sales | 0 | 0 | 0 | 0 | 0 | 0 | 0 | 0 | 0 | 0 | 0 | 0 | 0 | 0 | 0 | 0 | 0 | 0 | 0 | 0 | 0 | 0 | 0 | 0 | 0 | 0 | 0 | 0 | 0 | 0
F6_Commercial_Grocery_New_Food Preparation_Natural Gas_Double Rack Oven_E6 | F6 | Commercial | Grocery | New | Food Preparation | Natural Gas | Double Rack Oven | E6 | Utility - Value of Sales | 0 | 0 | 0 | 0 | 0 | 0 | 0 | 0 | 0 | 0 | 0 | 0 | 0 | 0 | 0 | 0 | 0 | 0 | 0 | 0 | 0 | 0 | 0 | 0 | 0 | 0 | 0 | 0 | 0 | 0
F6_Commercial_Grocery_New_Food Preparation_Natural Gas_Double Rack Oven_E7 | F6 | Commercial | Grocery | New | Food Preparation | Natural Gas | Double Rack Oven | E7 | Utility - Value of Sales | 0 | 0 | 0 | 0 | 0 | 0 | 0 | 0 | 0 | 0 | 0 | 0 | 0 | 0 | 0 | 0 | 0 | 0 | 0 | 0 | 0 | 0 | 0 | 0 | 0 | 0 | 0 | 0 | 0 | 0
F6_Commercial_Grocery_New_Food Preparation_Natural Gas_Double Rack Oven_E8 | F6 | Commercial | Grocery | New | Food Preparation | Natural Gas | Double Rack Oven | E8 | Utility - Value of Sales | 0 | 0 | 0 | 0 | 0 | 0 | 0 | 0 | 0 | 0 | 0 | 0 | 0 | 0 | 0 | 0 | 0 | 0 | 0 | 0 | 0 | 0 | 0 | 0 | 0 | 0 | 0 | 0 | 0 | 0
F6_Commercial_Grocery_New_Food Preparation_Natural Gas_Double Rack Oven_E9 | F6 | Commercial | Grocery | New | Food Preparation | Natural Gas | Double Rack Oven | E9 | Utility - Value of Sales | 0 | 0 | 0 | 0 | 0 | 0 | 0 | 0 | 0 | 0 | 0 | 0 | 0 | 0 | 0 | 0 | 0 | 0 | 0 | 0 | 0 | 0 | 0 | 0 | 0 | 0 | 0 | 0 | 0 | 0
F6_Commercial_Grocery_New_Food Preparation_Natural Gas_Double Rack Oven_E10 | F6 | Commercial | Grocery | New | Food Preparation | Natural Gas | Double Rack Oven | E10 | Utility - Value of Sales | 0 | 0 | 0 | 0 | 0 | 0 | 0 | 0 | 0 | 0 | 0 | 0 | 0 | 0 | 0 | 0 | 0 | 0 | 0 | 0 | 0 | 0 | 0 | 0 | 0 | 0 | 0 | 0 | 0 | 0
F1_Commercial_Grocery_New_Food Preparation_Natural Gas_Fryer_E1 | F1 | Commercial | Grocery | New | Food Preparation | Natural Gas | Fryer | E1 | Participant - Cost of Equipment | 0.29638 | 0.29638 | 0.29638 | 0.29638 | 0.29638 | 0.29638 | 0.29638 | 0.29638 | 0.29638 | 0.29638 | 0.29638 | 0.29638 | 0.29638 | 0.29638 | 0.29638 | 0.29638 | 0.29638 | 0.29638 | 0.29638 | 0.29638 | 0.29638 | 0.29638 | 0 | 0 | 0 | 0 | 0 | 0 | 0 | 0
F1_Commercial_Grocery_New_Food Preparation_Natural Gas_Fryer_E2 | F1 | Commercial | Grocery | New | Food Preparation | Natural Gas | Fryer | E2 | Participant - Cost of Equipment | 0.37255 | 0.37255 | 0.37255 | 0.37255 | 0.37255 | 0.37255 | 0.37255 | 0.37255 | 0.37255 | 0.37255 | 0.37255 | 0.37255 | 0.37255 | 0.37255 | 0.37255 | 0.37255 | 0.37255 | 0.37255 | 0.37255 | 0.37255 | 0.37255 | 0.37255 | 0 | 0 | 0 | 0 | 0 | 0 | 0 | 0
F1_Commercial_Grocery_New_Food Preparation_Natural Gas_Fryer_E3 | F1 | Commercial | Grocery | New | Food Preparation | Natural Gas | Fryer | E3 | Participant - Cost of Equipment | 0 | 0 | 0 | 0 | 0 | 0 | 0 | 0 | 0 | 0 | 0 | 0 | 0 | 0 | 0 | 0 | 0 | 0 | 0 | 0 | 0 | 0 | 0 | 0 | 0 | 0 | 0 | 0 | 0 | 0
F1_Commercial_Grocery_New_Food Preparation_Natural Gas_Fryer_E4 | F1 | Commercial | Grocery | New | Food Preparation | Natural Gas | Fryer | E4 | Participant - Cost of Equipment | 0 | 0 | 0 | 0 | 0 | 0 | 0 | 0 | 0 | 0 | 0 | 0 | 0 | 0 | 0 | 0 | 0 | 0 | 0 | 0 | 0 | 0 | 0 | 0 | 0 | 0 | 0 | 0 | 0 | 0
F1_Commercial_Grocery_New_Food Preparation_Natural Gas_Fryer_E5 | F1 | Commercial | Grocery | New | Food Preparation | Natural Gas | Fryer | E5 | Participant - Cost of Equipment | 0 | 0 | 0 | 0 | 0 | 0 | 0 | 0 | 0 | 0 | 0 | 0 | 0 | 0 | 0 | 0 | 0 | 0 | 0 | 0 | 0 | 0 | 0 | 0 | 0 | 0 | 0 | 0 | 0 | 0
F1_Commercial_Grocery_New_Food Preparation_Natural Gas_Fryer_E6 | F1 | Commercial | Grocery | New | Food Preparation | Natural Gas | Fryer | E6 | Participant - Cost of Equipment | 0 | 0 | 0 | 0 | 0 | 0 | 0 | 0 | 0 | 0 | 0 | 0 | 0 | 0 | 0 | 0 | 0 | 0 | 0 | 0 | 0 | 0 | 0 | 0 | 0 | 0 | 0 | 0 | 0 | 0
F1_Commercial_Grocery_New_Food Preparation_Natural Gas_Fryer_E7 | F1 | Commercial | Grocery | New | Food Preparation | Natural Gas | Fryer | E7 | Participant - Cost of Equipment | 0 | 0 | 0 | 0 | 0 | 0 | 0 | 0 | 0 | 0 | 0 | 0 | 0 | 0 | 0 | 0 | 0 | 0 | 0 | 0 | 0 | 0 | 0 | 0 | 0 | 0 | 0 | 0 | 0 | 0
F1_Commercial_Grocery_New_Food Preparation_Natural Gas_Fryer_E8 | F1 | Commercial | Grocery | New | Food Preparation | Natural Gas | Fryer | E8 | Participant - Cost of Equipment | 0 | 0 | 0 | 0 | 0 | 0 | 0 | 0 | 0 | 0 | 0 | 0 | 0 | 0 | 0 | 0 | 0 | 0 | 0 | 0 | 0 | 0 | 0 | 0 | 0 | 0 | 0 | 0 | 0 | 0
F1_Commercial_Grocery_New_Food Preparation_Natural Gas_Fryer_E9 | F1 | Commercial | Grocery | New | Food Preparation | Natural Gas | Fryer | E9 | Participant - Cost of Equipment | 0 | 0 | 0 | 0 | 0 | 0 | 0 | 0 | 0 | 0 | 0 | 0 | 0 | 0 | 0 | 0 | 0 | 0 | 0 | 0 | 0 | 0 | 0 | 0 | 0 | 0 | 0 | 0 | 0 | 0
F1_Commercial_Grocery_New_Food Preparation_Natural Gas_Fryer_E10 | F1 | Commercial | Grocery | New | Food Preparation | Natural Gas | Fryer | E10 | Participant - Cost of Equipment | 0 | 0 | 0 | 0 | 0 | 0 | 0 | 0 | 0 | 0 | 0 | 0 | 0 | 0 | 0 | 0 | 0 | 0 | 0 | 0 | 0 | 0 | 0 | 0 | 0 | 0 | 0 | 0 | 0 | 0
F2_Commercial_Grocery_New_Food Preparation_Natural Gas_Fryer_E1 | F2 | Commercial | Grocery | New | Food Preparation | Natural Gas | Fryer | E1 | Participant - Cost of Operation | 0.48334 | 0.47973 | 0.47922 | 0.48617 | 0.49866 | 0.51503 | 0.52881 | 0.53961 | 0.54943 | 0.55906 | 0.5696 | 0.58022 | 0.59055 | 0.60219 | 0.61324 | 0.62497 | 0.63656 | 0.64664 | 0.655 | 0.66144 | 0.66739 | 0.67277 | 0 | 0 | 0 | 0 | 0 | 0 | 0 | 0
F2_Commercial_Grocery_New_Food Preparation_Natural Gas_Fryer_E2 | F2 | Commercial | Grocery | New | Food Preparation | Natural Gas | Fryer | E2 | Participant - Cost of Operation | 0.29624 | 0.29403 | 0.29372 | 0.29798 | 0.30563 | 0.31566 | 0.32411 | 0.33073 | 0.33675 | 0.34265 | 0.34911 | 0.35562 | 0.36195 | 0.36909 | 0.37586 | 0.38305 | 0.39015 | 0.39632 | 0.40145 | 0.4054 | 0.40905 | 0.41235 | 0 | 0 | 0 | 0 | 0 | 0 | 0 | 0
F2_Commercial_Grocery_New_Food Preparation_Natural Gas_Fryer_E3 | F2 | Commercial | Grocery | New | Food Preparation | Natural Gas | Fryer | E3 | Participant - Cost of Operation | 0 | 0 | 0 | 0 | 0 | 0 | 0 | 0 | 0 | 0 | 0 | 0 | 0 | 0 | 0 | 0 | 0 | 0 | 0 | 0 | 0 | 0 | 0 | 0 | 0 | 0 | 0 | 0 | 0 | 0
F2_Commercial_Grocery_New_Food Preparation_Natural Gas_Fryer_E4 | F2 | Commercial | Grocery | New | Food Preparation | Natural Gas | Fryer | E4 | Participant - Cost of Operation | 0 | 0 | 0 | 0 | 0 | 0 | 0 | 0 | 0 | 0 | 0 | 0 | 0 | 0 | 0 | 0 | 0 | 0 | 0 | 0 | 0 | 0 | 0 | 0 | 0 | 0 | 0 | 0 | 0 | 0
F2_Commercial_Grocery_New_Food Preparation_Natural Gas_Fryer_E5 | F2 | Commercial | Grocery | New | Food Preparation | Natural Gas | Fryer | E5 | Participant - Cost of Operation | 0 | 0 | 0 | 0 | 0 | 0 | 0 | 0 | 0 | 0 | 0 | 0 | 0 | 0 | 0 | 0 | 0 | 0 | 0 | 0 | 0 | 0 | 0 | 0 | 0 | 0 | 0 | 0 | 0 | 0
F2_Commercial_Grocery_New_Food Preparation_Natural Gas_Fryer_E6 | F2 | Commercial | Grocery | New | Food Preparation | Natural Gas | Fryer | E6 | Participant - Cost of Operation | 0 | 0 | 0 | 0 | 0 | 0 | 0 | 0 | 0 | 0 | 0 | 0 | 0 | 0 | 0 | 0 | 0 | 0 | 0 | 0 | 0 | 0 | 0 | 0 | 0 | 0 | 0 | 0 | 0 | 0
F2_Commercial_Grocery_New_Food Preparation_Natural Gas_Fryer_E7 | F2 | Commercial | Grocery | New | Food Preparation | Natural Gas | Fryer | E7 | Participant - Cost of Operation | 0 | 0 | 0 | 0 | 0 | 0 | 0 | 0 | 0 | 0 | 0 | 0 | 0 | 0 | 0 | 0 | 0 | 0 | 0 | 0 | 0 | 0 | 0 | 0 | 0 | 0 | 0 | 0 | 0 | 0
F2_Commercial_Grocery_New_Food Preparation_Natural Gas_Fryer_E8 | F2 | Commercial | Grocery | New | Food Preparation | Natural Gas | Fryer | E8 | Participant - Cost of Operation | 0 | 0 | 0 | 0 | 0 | 0 | 0 | 0 | 0 | 0 | 0 | 0 | 0 | 0 | 0 | 0 | 0 | 0 | 0 | 0 | 0 | 0 | 0 | 0 | 0 | 0 | 0 | 0 | 0 | 0
F2_Commercial_Grocery_New_Food Preparation_Natural Gas_Fryer_E9 | F2 | Commercial | Grocery | New | Food Preparation | Natural Gas | Fryer | E9 | Participant - Cost of Operation | 0 | 0 | 0 | 0 | 0 | 0 | 0 | 0 | 0 | 0 | 0 | 0 | 0 | 0 | 0 | 0 | 0 | 0 | 0 | 0 | 0 | 0 | 0 | 0 | 0 | 0 | 0 | 0 | 0 | 0
F2_Commercial_Grocery_New_Food Preparation_Natural Gas_Fryer_E10 | F2 | Commercial | Grocery | New | Food Preparation | Natural Gas | Fryer | E10 | Participant - Cost of Operation | 0 | 0 | 0 | 0 | 0 | 0 | 0 | 0 | 0 | 0 | 0 | 0 | 0 | 0 | 0 | 0 | 0 | 0 | 0 | 0 | 0 | 0 | 0 | 0 | 0 | 0 | 0 | 0 | 0 | 0
F3_Commercial_Grocery_New_Food Preparation_Natural Gas_Fryer_E1 | F3 | Commercial | Grocery | New | Food Preparation | Natural Gas | Fryer | E1 | System - kBTUs of Conusmption | 46.4171 | 46.4046 | 46.4659 | 46.9935 | 47.4454 | 47.8173 | 48.0685 | 48.3364 | 48.5832 | 48.8088 | 48.9831 | 49.171 | 49.3424 | 49.4988 | 49.6027 | 49.7321 | 49.7183 | 49.5573 | 49.2128 | 48.7499 | 48.2693 | 47.7754 | 0 | 0 | 0 | 0 | 0 | 0 | 0 | 0
F3_Commercial_Grocery_New_Food Preparation_Natural Gas_Fryer_E2 | F3 | Commercial | Grocery | New | Food Preparation | Natural Gas | Fryer | E2 | System - kBTUs of Conusmption | 28.4492 | 28.4415 | 28.4791 | 28.8025 | 29.0794 | 29.3074 | 29.4613 | 29.6255 | 29.7768 | 29.9151 | 30.0219 | 30.1371 | 30.2421 | 30.338 | 30.4017 | 30.481 | 30.4725 | 30.3738 | 30.1627 | 29.879 | 29.5844 | 29.2817 | 0 | 0 | 0 | 0 | 0 | 0 | 0 | 0
F3_Commercial_Grocery_New_Food Preparation_Natural Gas_Fryer_E3 | F3 | Commercial | Grocery | New | Food Preparation | Natural Gas | Fryer | E3 | System - kBTUs of Conusmption | 0 | 0 | 0 | 0 | 0 | 0 | 0 | 0 | 0 | 0 | 0 | 0 | 0 | 0 | 0 | 0 | 0 | 0 | 0 | 0 | 0 | 0 | 0 | 0 | 0 | 0 | 0 | 0 | 0 | 0
F3_Commercial_Grocery_New_Food Preparation_Natural Gas_Fryer_E4 | F3 | Commercial | Grocery | New | Food Preparation | Natural Gas | Fryer | E4 | System - kBTUs of Conusmption | 0 | 0 | 0 | 0 | 0 | 0 | 0 | 0 | 0 | 0 | 0 | 0 | 0 | 0 | 0 | 0 | 0 | 0 | 0 | 0 | 0 | 0 | 0 | 0 | 0 | 0 | 0 | 0 | 0 | 0
F3_Commercial_Grocery_New_Food Preparation_Natural Gas_Fryer_E5 | F3 | Commercial | Grocery | New | Food Preparation | Natural Gas | Fryer | E5 | System - kBTUs of Conusmption | 0 | 0 | 0 | 0 | 0 | 0 | 0 | 0 | 0 | 0 | 0 | 0 | 0 | 0 | 0 | 0 | 0 | 0 | 0 | 0 | 0 | 0 | 0 | 0 | 0 | 0 | 0 | 0 | 0 | 0
F3_Commercial_Grocery_New_Food Preparation_Natural Gas_Fryer_E6 | F3 | Commercial | Grocery | New | Food Preparation | Natural Gas | Fryer | E6 | System - kBTUs of Conusmption | 0 | 0 | 0 | 0 | 0 | 0 | 0 | 0 | 0 | 0 | 0 | 0 | 0 | 0 | 0 | 0 | 0 | 0 | 0 | 0 | 0 | 0 | 0 | 0 | 0 | 0 | 0 | 0 | 0 | 0
F3_Commercial_Grocery_New_Food Preparation_Natural Gas_Fryer_E7 | F3 | Commercial | Grocery | New | Food Preparation | Natural Gas | Fryer | E7 | System - kBTUs of Conusmption | 0 | 0 | 0 | 0 | 0 | 0 | 0 | 0 | 0 | 0 | 0 | 0 | 0 | 0 | 0 | 0 | 0 | 0 | 0 | 0 | 0 | 0 | 0 | 0 | 0 | 0 | 0 | 0 | 0 | 0
F3_Commercial_Grocery_New_Food Preparation_Natural Gas_Fryer_E8 | F3 | Commercial | Grocery | New | Food Preparation | Natural Gas | Fryer | E8 | System - kBTUs of Conusmption | 0 | 0 | 0 | 0 | 0 | 0 | 0 | 0 | 0 | 0 | 0 | 0 | 0 | 0 | 0 | 0 | 0 | 0 | 0 | 0 | 0 | 0 | 0 | 0 | 0 | 0 | 0 | 0 | 0 | 0
F3_Commercial_Grocery_New_Food Preparation_Natural Gas_Fryer_E9 | F3 | Commercial | Grocery | New | Food Preparation | Natural Gas | Fryer | E9 | System - kBTUs of Conusmption | 0 | 0 | 0 | 0 | 0 | 0 | 0 | 0 | 0 | 0 | 0 | 0 | 0 | 0 | 0 | 0 | 0 | 0 | 0 | 0 | 0 | 0 | 0 | 0 | 0 | 0 | 0 | 0 | 0 | 0
F3_Commercial_Grocery_New_Food Preparation_Natural Gas_Fryer_E10 | F3 | Commercial | Grocery | New | Food Preparation | Natural Gas | Fryer | E10 | System - kBTUs of Conusmption | 0 | 0 | 0 | 0 | 0 | 0 | 0 | 0 | 0 | 0 | 0 | 0 | 0 | 0 | 0 | 0 | 0 | 0 | 0 | 0 | 0 | 0 | 0 | 0 | 0 | 0 | 0 | 0 | 0 | 0
F4_Commercial_Grocery_New_Food Preparation_Natural Gas_Fryer_E1 | F4 | Commercial | Grocery | New | Food Preparation | Natural Gas | Fryer | E1 | Utility - Cost of Equipment | 0.29638 | 0.29638 | 0.29638 | 0.29638 | 0.29638 | 0.29638 | 0.29638 | 0.29638 | 0.29638 | 0.29638 | 0.29638 | 0.29638 | 0.29638 | 0.29638 | 0.29638 | 0.29638 | 0.29638 | 0.29638 | 0.29638 | 0.29638 | 0.29638 | 0.29638 | 0 | 0 | 0 | 0 | 0 | 0 | 0 | 0
F4_Commercial_Grocery_New_Food Preparation_Natural Gas_Fryer_E2 | F4 | Commercial | Grocery | New | Food Preparation | Natural Gas | Fryer | E2 | Utility - Cost of Equipment | 0.37255 | 0.37255 | 0.37255 | 0.37255 | 0.37255 | 0.37255 | 0.37255 | 0.37255 | 0.37255 | 0.37255 | 0.37255 | 0.37255 | 0.37255 | 0.37255 | 0.37255 | 0.37255 | 0.37255 | 0.37255 | 0.37255 | 0.37255 | 0.37255 | 0.37255 | 0 | 0 | 0 | 0 | 0 | 0 | 0 | 0
F4_Commercial_Grocery_New_Food Preparation_Natural Gas_Fryer_E3 | F4 | Commercial | Grocery | New | Food Preparation | Natural Gas | Fryer | E3 | Utility - Cost of Equipment | 0 | 0 | 0 | 0 | 0 | 0 | 0 | 0 | 0 | 0 | 0 | 0 | 0 | 0 | 0 | 0 | 0 | 0 | 0 | 0 | 0 | 0 | 0 | 0 | 0 | 0 | 0 | 0 | 0 | 0
F4_Commercial_Grocery_New_Food Preparation_Natural Gas_Fryer_E4 | F4 | Commercial | Grocery | New | Food Preparation | Natural Gas | Fryer | E4 | Utility - Cost of Equipment | 0 | 0 | 0 | 0 | 0 | 0 | 0 | 0 | 0 | 0 | 0 | 0 | 0 | 0 | 0 | 0 | 0 | 0 | 0 | 0 | 0 | 0 | 0 | 0 | 0 | 0 | 0 | 0 | 0 | 0
F4_Commercial_Grocery_New_Food Preparation_Natural Gas_Fryer_E5 | F4 | Commercial | Grocery | New | Food Preparation | Natural Gas | Fryer | E5 | Utility - Cost of Equipment | 0 | 0 | 0 | 0 | 0 | 0 | 0 | 0 | 0 | 0 | 0 | 0 | 0 | 0 | 0 | 0 | 0 | 0 | 0 | 0 | 0 | 0 | 0 | 0 | 0 | 0 | 0 | 0 | 0 | 0
F4_Commercial_Grocery_New_Food Preparation_Natural Gas_Fryer_E6 | F4 | Commercial | Grocery | New | Food Preparation | Natural Gas | Fryer | E6 | Utility - Cost of Equipment | 0 | 0 | 0 | 0 | 0 | 0 | 0 | 0 | 0 | 0 | 0 | 0 | 0 | 0 | 0 | 0 | 0 | 0 | 0 | 0 | 0 | 0 | 0 | 0 | 0 | 0 | 0 | 0 | 0 | 0
F4_Commercial_Grocery_New_Food Preparation_Natural Gas_Fryer_E7 | F4 | Commercial | Grocery | New | Food Preparation | Natural Gas | Fryer | E7 | Utility - Cost of Equipment | 0 | 0 | 0 | 0 | 0 | 0 | 0 | 0 | 0 | 0 | 0 | 0 | 0 | 0 | 0 | 0 | 0 | 0 | 0 | 0 | 0 | 0 | 0 | 0 | 0 | 0 | 0 | 0 | 0 | 0
F4_Commercial_Grocery_New_Food Preparation_Natural Gas_Fryer_E8 | F4 | Commercial | Grocery | New | Food Preparation | Natural Gas | Fryer | E8 | Utility - Cost of Equipment | 0 | 0 | 0 | 0 | 0 | 0 | 0 | 0 | 0 | 0 | 0 | 0 | 0 | 0 | 0 | 0 | 0 | 0 | 0 | 0 | 0 | 0 | 0 | 0 | 0 | 0 | 0 | 0 | 0 | 0
F4_Commercial_Grocery_New_Food Preparation_Natural Gas_Fryer_E9 | F4 | Commercial | Grocery | New | Food Preparation | Natural Gas | Fryer | E9 | Utility - Cost of Equipment | 0 | 0 | 0 | 0 | 0 | 0 | 0 | 0 | 0 | 0 | 0 | 0 | 0 | 0 | 0 | 0 | 0 | 0 | 0 | 0 | 0 | 0 | 0 | 0 | 0 | 0 | 0 | 0 | 0 | 0
F4_Commercial_Grocery_New_Food Preparation_Natural Gas_Fryer_E10 | F4 | Commercial | Grocery | New | Food Preparation | Natural Gas | Fryer | E10 | Utility - Cost of Equipment | 0 | 0 | 0 | 0 | 0 | 0 | 0 | 0 | 0 | 0 | 0 | 0 | 0 | 0 | 0 | 0 | 0 | 0 | 0 | 0 | 0 | 0 | 0 | 0 | 0 | 0 | 0 | 0 | 0 | 0
F5_Commercial_Grocery_New_Food Preparation_Natural Gas_Fryer_E1 | F5 | Commercial | Grocery | New | Food Preparation | Natural Gas | Fryer | E1 | Utility - Cost of Operation | 0.40343 | 0.40042 | 0.4 | 0.4058 | 0.41622 | 0.42988 | 0.44138 | 0.4504 | 0.4586 | 0.46664 | 0.47543 | 0.4843 | 0.49292 | 0.50264 | 0.51186 | 0.52165 | 0.53132 | 0.53973 | 0.54671 | 0.55209 | 0.55706 | 0.56155 | 0 | 0 | 0 | 0 | 0 | 0 | 0 | 0
F5_Commercial_Grocery_New_Food Preparation_Natural Gas_Fryer_E2 | F5 | Commercial | Grocery | New | Food Preparation | Natural Gas | Fryer | E2 | Utility - Cost of Operation | 0.24726 | 0.24542 | 0.24516 | 0.24872 | 0.2551 | 0.26348 | 0.27053 | 0.27605 | 0.28108 | 0.286 | 0.29139 | 0.29683 | 0.30211 | 0.30807 | 0.31372 | 0.31972 | 0.32565 | 0.3308 | 0.33508 | 0.33838 | 0.34142 | 0.34418 | 0 | 0 | 0 | 0 | 0 | 0 | 0 | 0
F5_Commercial_Grocery_New_Food Preparation_Natural Gas_Fryer_E3 | F5 | Commercial | Grocery | New | Food Preparation | Natural Gas | Fryer | E3 | Utility - Cost of Operation | 0 | 0 | 0 | 0 | 0 | 0 | 0 | 0 | 0 | 0 | 0 | 0 | 0 | 0 | 0 | 0 | 0 | 0 | 0 | 0 | 0 | 0 | 0 | 0 | 0 | 0 | 0 | 0 | 0 | 0
F5_Commercial_Grocery_New_Food Preparation_Natural Gas_Fryer_E4 | F5 | Commercial | Grocery | New | Food Preparation | Natural Gas | Fryer | E4 | Utility - Cost of Operation | 0 | 0 | 0 | 0 | 0 | 0 | 0 | 0 | 0 | 0 | 0 | 0 | 0 | 0 | 0 | 0 | 0 | 0 | 0 | 0 | 0 | 0 | 0 | 0 | 0 | 0 | 0 | 0 | 0 | 0
F5_Commercial_Grocery_New_Food Preparation_Natural Gas_Fryer_E5 | F5 | Commercial | Grocery | New | Food Preparation | Natural Gas | Fryer | E5 | Utility - Cost of Operation | 0 | 0 | 0 | 0 | 0 | 0 | 0 | 0 | 0 | 0 | 0 | 0 | 0 | 0 | 0 | 0 | 0 | 0 | 0 | 0 | 0 | 0 | 0 | 0 | 0 | 0 | 0 | 0 | 0 | 0
F5_Commercial_Grocery_New_Food Preparation_Natural Gas_Fryer_E6 | F5 | Commercial | Grocery | New | Food Preparation | Natural Gas | Fryer | E6 | Utility - Cost of Operation | 0 | 0 | 0 | 0 | 0 | 0 | 0 | 0 | 0 | 0 | 0 | 0 | 0 | 0 | 0 | 0 | 0 | 0 | 0 | 0 | 0 | 0 | 0 | 0 | 0 | 0 | 0 | 0 | 0 | 0
F5_Commercial_Grocery_New_Food Preparation_Natural Gas_Fryer_E7 | F5 | Commercial | Grocery | New | Food Preparation | Natural Gas | Fryer | E7 | Utility - Cost of Operation | 0 | 0 | 0 | 0 | 0 | 0 | 0 | 0 | 0 | 0 | 0 | 0 | 0 | 0 | 0 | 0 | 0 | 0 | 0 | 0 | 0 | 0 | 0 | 0 | 0 | 0 | 0 | 0 | 0 | 0
F5_Commercial_Grocery_New_Food Preparation_Natural Gas_Fryer_E8 | F5 | Commercial | Grocery | New | Food Preparation | Natural Gas | Fryer | E8 | Utility - Cost of Operation | 0 | 0 | 0 | 0 | 0 | 0 | 0 | 0 | 0 | 0 | 0 | 0 | 0 | 0 | 0 | 0 | 0 | 0 | 0 | 0 | 0 | 0 | 0 | 0 | 0 | 0 | 0 | 0 | 0 | 0
F5_Commercial_Grocery_New_Food Preparation_Natural Gas_Fryer_E9 | F5 | Commercial | Grocery | New | Food Preparation | Natural Gas | Fryer | E9 | Utility - Cost of Operation | 0 | 0 | 0 | 0 | 0 | 0 | 0 | 0 | 0 | 0 | 0 | 0 | 0 | 0 | 0 | 0 | 0 | 0 | 0 | 0 | 0 | 0 | 0 | 0 | 0 | 0 | 0 | 0 | 0 | 0
F5_Commercial_Grocery_New_Food Preparation_Natural Gas_Fryer_E10 | F5 | Commercial | Grocery | New | Food Preparation | Natural Gas | Fryer | E10 | Utility - Cost of Operation | 0 | 0 | 0 | 0 | 0 | 0 | 0 | 0 | 0 | 0 | 0 | 0 | 0 | 0 | 0 | 0 | 0 | 0 | 0 | 0 | 0 | 0 | 0 | 0 | 0 | 0 | 0 | 0 | 0 | 0
F6_Commercial_Grocery_New_Food Preparation_Natural Gas_Fryer_E1 | F6 | Commercial | Grocery | New | Food Preparation | Natural Gas | Fryer | E1 | Utility - Value of Sales | 0.48334 | 0.47973 | 0.47922 | 0.48617 | 0.49866 | 0.51503 | 0.52881 | 0.53961 | 0.54943 | 0.55906 | 0.5696 | 0.58022 | 0.59055 | 0.60219 | 0.61324 | 0.62497 | 0.63656 | 0.64664 | 0.655 | 0.66144 | 0.66739 | 0.67277 | 0 | 0 | 0 | 0 | 0 | 0 | 0 | 0
F6_Commercial_Grocery_New_Food Preparation_Natural Gas_Fryer_E2 | F6 | Commercial | Grocery | New | Food Preparation | Natural Gas | Fryer | E2 | Utility - Value of Sales | 0.29624 | 0.29403 | 0.29372 | 0.29798 | 0.30563 | 0.31566 | 0.32411 | 0.33073 | 0.33675 | 0.34265 | 0.34911 | 0.35562 | 0.36195 | 0.36909 | 0.37586 | 0.38305 | 0.39015 | 0.39632 | 0.40145 | 0.4054 | 0.40905 | 0.41235 | 0 | 0 | 0 | 0 | 0 | 0 | 0 | 0
F6_Commercial_Grocery_New_Food Preparation_Natural Gas_Fryer_E3 | F6 | Commercial | Grocery | New | Food Preparation | Natural Gas | Fryer | E3 | Utility - Value of Sales | 0 | 0 | 0 | 0 | 0 | 0 | 0 | 0 | 0 | 0 | 0 | 0 | 0 | 0 | 0 | 0 | 0 | 0 | 0 | 0 | 0 | 0 | 0 | 0 | 0 | 0 | 0 | 0 | 0 | 0
F6_Commercial_Grocery_New_Food Preparation_Natural Gas_Fryer_E4 | F6 | Commercial | Grocery | New | Food Preparation | Natural Gas | Fryer | E4 | Utility - Value of Sales | 0 | 0 | 0 | 0 | 0 | 0 | 0 | 0 | 0 | 0 | 0 | 0 | 0 | 0 | 0 | 0 | 0 | 0 | 0 | 0 | 0 | 0 | 0 | 0 | 0 | 0 | 0 | 0 | 0 | 0
F6_Commercial_Grocery_New_Food Preparation_Natural Gas_Fryer_E5 | F6 | Commercial | Grocery | New | Food Preparation | Natural Gas | Fryer | E5 | Utility - Value of Sales | 0 | 0 | 0 | 0 | 0 | 0 | 0 | 0 | 0 | 0 | 0 | 0 | 0 | 0 | 0 | 0 | 0 | 0 | 0 | 0 | 0 | 0 | 0 | 0 | 0 | 0 | 0 | 0 | 0 | 0
F6_Commercial_Grocery_New_Food Preparation_Natural Gas_Fryer_E6 | F6 | Commercial | Grocery | New | Food Preparation | Natural Gas | Fryer | E6 | Utility - Value of Sales | 0 | 0 | 0 | 0 | 0 | 0 | 0 | 0 | 0 | 0 | 0 | 0 | 0 | 0 | 0 | 0 | 0 | 0 | 0 | 0 | 0 | 0 | 0 | 0 | 0 | 0 | 0 | 0 | 0 | 0
F6_Commercial_Grocery_New_Food Preparation_Natural Gas_Fryer_E7 | F6 | Commercial | Grocery | New | Food Preparation | Natural Gas | Fryer | E7 | Utility - Value of Sales | 0 | 0 | 0 | 0 | 0 | 0 | 0 | 0 | 0 | 0 | 0 | 0 | 0 | 0 | 0 | 0 | 0 | 0 | 0 | 0 | 0 | 0 | 0 | 0 | 0 | 0 | 0 | 0 | 0 | 0
F6_Commercial_Grocery_New_Food Preparation_Natural Gas_Fryer_E8 | F6 | Commercial | Grocery | New | Food Preparation | Natural Gas | Fryer | E8 | Utility - Value of Sales | 0 | 0 | 0 | 0 | 0 | 0 | 0 | 0 | 0 | 0 | 0 | 0 | 0 | 0 | 0 | 0 | 0 | 0 | 0 | 0 | 0 | 0 | 0 | 0 | 0 | 0 | 0 | 0 | 0 | 0
F6_Commercial_Grocery_New_Food Preparation_Natural Gas_Fryer_E9 | F6 | Commercial | Grocery | New | Food Preparation | Natural Gas | Fryer | E9 | Utility - Value of Sales | 0 | 0 | 0 | 0 | 0 | 0 | 0 | 0 | 0 | 0 | 0 | 0 | 0 | 0 | 0 | 0 | 0 | 0 | 0 | 0 | 0 | 0 | 0 | 0 | 0 | 0 | 0 | 0 | 0 | 0
F6_Commercial_Grocery_New_Food Preparation_Natural Gas_Fryer_E10 | F6 | Commercial | Grocery | New | Food Preparation | Natural Gas | Fryer | E10 | Utility - Value of Sales | 0 | 0 | 0 | 0 | 0 | 0 | 0 | 0 | 0 | 0 | 0 | 0 | 0 | 0 | 0 | 0 | 0 | 0 | 0 | 0 | 0 | 0 | 0 | 0 | 0 | 0 | 0 | 0 | 0 | 0
F1_Commercial_Grocery_New_Food Preparation_Natural Gas_Broiler_E1 | F1 | Commercial | Grocery | New | Food Preparation | Natural Gas | Broiler | E1 | Participant - Cost of Equipment | 0.20773 | 0.20773 | 0.20773 | 0.20773 | 0.20773 | 0.20773 | 0.20773 | 0.20773 | 0.20773 | 0.20773 | 0.20773 | 0.20773 | 0.20773 | 0.20773 | 0.20773 | 0.20773 | 0.20773 | 0.20773 | 0.20773 | 0.20773 | 0.20773 | 0.20773 | 0 | 0 | 0 | 0 | 0 | 0 | 0 | 0
F1_Commercial_Grocery_New_Food Preparation_Natural Gas_Broiler_E2 | F1 | Commercial | Grocery | New | Food Preparation | Natural Gas | Broiler | E2 | Participant - Cost of Equipment | 0.29082 | 0.29082 | 0.29082 | 0.29082 | 0.29082 | 0.29082 | 0.29082 | 0.29082 | 0.29082 | 0.29082 | 0.29082 | 0.29082 | 0.29082 | 0.29082 | 0.29082 | 0.29082 | 0.29082 | 0.29082 | 0.29082 | 0.29082 | 0.29082 | 0.29082 | 0 | 0 | 0 | 0 | 0 | 0 | 0 | 0
F1_Commercial_Grocery_New_Food Preparation_Natural Gas_Broiler_E3 | F1 | Commercial | Grocery | New | Food Preparation | Natural Gas | Broiler | E3 | Participant - Cost of Equipment | 0 | 0 | 0 | 0 | 0 | 0 | 0 | 0 | 0 | 0 | 0 | 0 | 0 | 0 | 0 | 0 | 0 | 0 | 0 | 0 | 0 | 0 | 0 | 0 | 0 | 0 | 0 | 0 | 0 | 0
F1_Commercial_Grocery_New_Food Preparation_Natural Gas_Broiler_E4 | F1 | Commercial | Grocery | New | Food Preparation | Natural Gas | Broiler | E4 | Participant - Cost of Equipment | 0 | 0 | 0 | 0 | 0 | 0 | 0 | 0 | 0 | 0 | 0 | 0 | 0 | 0 | 0 | 0 | 0 | 0 | 0 | 0 | 0 | 0 | 0 | 0 | 0 | 0 | 0 | 0 | 0 | 0
F1_Commercial_Grocery_New_Food Preparation_Natural Gas_Broiler_E5 | F1 | Commercial | Grocery | New | Food Preparation | Natural Gas | Broiler | E5 | Participant - Cost of Equipment | 0 | 0 | 0 | 0 | 0 | 0 | 0 | 0 | 0 | 0 | 0 | 0 | 0 | 0 | 0 | 0 | 0 | 0 | 0 | 0 | 0 | 0 | 0 | 0 | 0 | 0 | 0 | 0 | 0 | 0
F1_Commercial_Grocery_New_Food Preparation_Natural Gas_Broiler_E6 | F1 | Commercial | Grocery | New | Food Preparation | Natural Gas | Broiler | E6 | Participant - Cost of Equipment | 0 | 0 | 0 | 0 | 0 | 0 | 0 | 0 | 0 | 0 | 0 | 0 | 0 | 0 | 0 | 0 | 0 | 0 | 0 | 0 | 0 | 0 | 0 | 0 | 0 | 0 | 0 | 0 | 0 | 0
F1_Commercial_Grocery_New_Food Preparation_Natural Gas_Broiler_E7 | F1 | Commercial | Grocery | New | Food Preparation | Natural Gas | Broiler | E7 | Participant - Cost of Equipment | 0 | 0 | 0 | 0 | 0 | 0 | 0 | 0 | 0 | 0 | 0 | 0 | 0 | 0 | 0 | 0 | 0 | 0 | 0 | 0 | 0 | 0 | 0 | 0 | 0 | 0 | 0 | 0 | 0 | 0
F1_Commercial_Grocery_New_Food Preparation_Natural Gas_Broiler_E8 | F1 | Commercial | Grocery | New | Food Preparation | Natural Gas | Broiler | E8 | Participant - Cost of Equipment | 0 | 0 | 0 | 0 | 0 | 0 | 0 | 0 | 0 | 0 | 0 | 0 | 0 | 0 | 0 | 0 | 0 | 0 | 0 | 0 | 0 | 0 | 0 | 0 | 0 | 0 | 0 | 0 | 0 | 0
F1_Commercial_Grocery_New_Food Preparation_Natural Gas_Broiler_E9 | F1 | Commercial | Grocery | New | Food Preparation | Natural Gas | Broiler | E9 | Participant - Cost of Equipment | 0 | 0 | 0 | 0 | 0 | 0 | 0 | 0 | 0 | 0 | 0 | 0 | 0 | 0 | 0 | 0 | 0 | 0 | 0 | 0 | 0 | 0 | 0 | 0 | 0 | 0 | 0 | 0 | 0 | 0
F1_Commercial_Grocery_New_Food Preparation_Natural Gas_Broiler_E10 | F1 | Commercial | Grocery | New | Food Preparation | Natural Gas | Broiler | E10 | Participant - Cost of Equipment | 0 | 0 | 0 | 0 | 0 | 0 | 0 | 0 | 0 | 0 | 0 | 0 | 0 | 0 | 0 | 0 | 0 | 0 | 0 | 0 | 0 | 0 | 0 | 0 | 0 | 0 | 0 | 0 | 0 | 0
F2_Commercial_Grocery_New_Food Preparation_Natural Gas_Broiler_E1 | F2 | Commercial | Grocery | New | Food Preparation | Natural Gas | Broiler | E1 | Participant - Cost of Operation | 0.51354 | 0.51793 | 0.52319 | 0.5319 | 0.5435 | 0.55718 | 0.56976 | 0.58096 | 0.59182 | 0.60236 | 0.61298 | 0.62331 | 0.63304 | 0.64278 | 0.65208 | 0.66163 | 0.67184 | 0.68212 | 0.69248 | 0.70288 | 0.71317 | 0.72331 | 0 | 0 | 0 | 0 | 0 | 0 | 0 | 0
F2_Commercial_Grocery_New_Food Preparation_Natural Gas_Broiler_E2 | F2 | Commercial | Grocery | New | Food Preparation | Natural Gas | Broiler | E2 | Participant - Cost of Operation | 0.33013 | 0.33296 | 0.33634 | 0.34193 | 0.34939 | 0.35819 | 0.36628 | 0.37347 | 0.38046 | 0.38723 | 0.39406 | 0.4007 | 0.40695 | 0.41321 | 0.4192 | 0.42533 | 0.4319 | 0.4385 | 0.44516 | 0.45185 | 0.45847 | 0.46499 | 0 | 0 | 0 | 0 | 0 | 0 | 0 | 0
F2_Commercial_Grocery_New_Food Preparation_Natural Gas_Broiler_E3 | F2 | Commercial | Grocery | New | Food Preparation | Natural Gas | Broiler | E3 | Participant - Cost of Operation | 0 | 0 | 0 | 0 | 0 | 0 | 0 | 0 | 0 | 0 | 0 | 0 | 0 | 0 | 0 | 0 | 0 | 0 | 0 | 0 | 0 | 0 | 0 | 0 | 0 | 0 | 0 | 0 | 0 | 0
F2_Commercial_Grocery_New_Food Preparation_Natural Gas_Broiler_E4 | F2 | Commercial | Grocery | New | Food Preparation | Natural Gas | Broiler | E4 | Participant - Cost of Operation | 0 | 0 | 0 | 0 | 0 | 0 | 0 | 0 | 0 | 0 | 0 | 0 | 0 | 0 | 0 | 0 | 0 | 0 | 0 | 0 | 0 | 0 | 0 | 0 | 0 | 0 | 0 | 0 | 0 | 0
F2_Commercial_Grocery_New_Food Preparation_Natural Gas_Broiler_E5 | F2 | Commercial | Grocery | New | Food Preparation | Natural Gas | Broiler | E5 | Participant - Cost of Operation | 0 | 0 | 0 | 0 | 0 | 0 | 0 | 0 | 0 | 0 | 0 | 0 | 0 | 0 | 0 | 0 | 0 | 0 | 0 | 0 | 0 | 0 | 0 | 0 | 0 | 0 | 0 | 0 | 0 | 0
F2_Commercial_Grocery_New_Food Preparation_Natural Gas_Broiler_E6 | F2 | Commercial | Grocery | New | Food Preparation | Natural Gas | Broiler | E6 | Participant - Cost of Operation | 0 | 0 | 0 | 0 | 0 | 0 | 0 | 0 | 0 | 0 | 0 | 0 | 0 | 0 | 0 | 0 | 0 | 0 | 0 | 0 | 0 | 0 | 0 | 0 | 0 | 0 | 0 | 0 | 0 | 0
F2_Commercial_Grocery_New_Food Preparation_Natural Gas_Broiler_E7 | F2 | Commercial | Grocery | New | Food Preparation | Natural Gas | Broiler | E7 | Participant - Cost of Operation | 0 | 0 | 0 | 0 | 0 | 0 | 0 | 0 | 0 | 0 | 0 | 0 | 0 | 0 | 0 | 0 | 0 | 0 | 0 | 0 | 0 | 0 | 0 | 0 | 0 | 0 | 0 | 0 | 0 | 0
F2_Commercial_Grocery_New_Food Preparation_Natural Gas_Broiler_E8 | F2 | Commercial | Grocery | New | Food Preparation | Natural Gas | Broiler | E8 | Participant - Cost of Operation | 0 | 0 | 0 | 0 | 0 | 0 | 0 | 0 | 0 | 0 | 0 | 0 | 0 | 0 | 0 | 0 | 0 | 0 | 0 | 0 | 0 | 0 | 0 | 0 | 0 | 0 | 0 | 0 | 0 | 0
F2_Commercial_Grocery_New_Food Preparation_Natural Gas_Broiler_E9 | F2 | Commercial | Grocery | New | Food Preparation | Natural Gas | Broiler | E9 | Participant - Cost of Operation | 0 | 0 | 0 | 0 | 0 | 0 | 0 | 0 | 0 | 0 | 0 | 0 | 0 | 0 | 0 | 0 | 0 | 0 | 0 | 0 | 0 | 0 | 0 | 0 | 0 | 0 | 0 | 0 | 0 | 0
F2_Commercial_Grocery_New_Food Preparation_Natural Gas_Broiler_E10 | F2 | Commercial | Grocery | New | Food Preparation | Natural Gas | Broiler | E10 | Participant - Cost of Operation | 0 | 0 | 0 | 0 | 0 | 0 | 0 | 0 | 0 | 0 | 0 | 0 | 0 | 0 | 0 | 0 | 0 | 0 | 0 | 0 | 0 | 0 | 0 | 0 | 0 | 0 | 0 | 0 | 0 | 0
F3_Commercial_Grocery_New_Food Preparation_Natural Gas_Broiler_E1 | F3 | Commercial | Grocery | New | Food Preparation | Natural Gas | Broiler | E1 | System - kBTUs of Conusmption | 48.1623 | 48.3062 | 48.4657 | 48.8324 | 49.1566 | 49.4299 | 49.6377 | 49.8438 | 50.0355 | 50.1578 | 50.1994 | 50.1903 | 50.116 | 49.9737 | 49.7984 | 49.6274 | 49.4437 | 49.2473 | 49.023 | 48.8069 | 48.5826 | 48.352 | 0 | 0 | 0 | 0 | 0 | 0 | 0 | 0
F3_Commercial_Grocery_New_Food Preparation_Natural Gas_Broiler_E2 | F3 | Commercial | Grocery | New | Food Preparation | Natural Gas | Broiler | E2 | System - kBTUs of Conusmption | 30.9615 | 31.054 | 31.1565 | 31.3923 | 31.6007 | 31.7764 | 31.9099 | 32.0425 | 32.1657 | 32.2443 | 32.2711 | 32.2652 | 32.2174 | 32.126 | 32.0132 | 31.9034 | 31.7852 | 31.659 | 31.5148 | 31.3758 | 31.2316 | 31.0834 | 0 | 0 | 0 | 0 | 0 | 0 | 0 | 0
F3_Commercial_Grocery_New_Food Preparation_Natural Gas_Broiler_E3 | F3 | Commercial | Grocery | New | Food Preparation | Natural Gas | Broiler | E3 | System - kBTUs of Conusmption | 0 | 0 | 0 | 0 | 0 | 0 | 0 | 0 | 0 | 0 | 0 | 0 | 0 | 0 | 0 | 0 | 0 | 0 | 0 | 0 | 0 | 0 | 0 | 0 | 0 | 0 | 0 | 0 | 0 | 0
F3_Commercial_Grocery_New_Food Preparation_Natural Gas_Broiler_E4 | F3 | Commercial | Grocery | New | Food Preparation | Natural Gas | Broiler | E4 | System - kBTUs of Conusmption | 0 | 0 | 0 | 0 | 0 | 0 | 0 | 0 | 0 | 0 | 0 | 0 | 0 | 0 | 0 | 0 | 0 | 0 | 0 | 0 | 0 | 0 | 0 | 0 | 0 | 0 | 0 | 0 | 0 | 0
F3_Commercial_Grocery_New_Food Preparation_Natural Gas_Broiler_E5 | F3 | Commercial | Grocery | New | Food Preparation | Natural Gas | Broiler | E5 | System - kBTUs of Conusmption | 0 | 0 | 0 | 0 | 0 | 0 | 0 | 0 | 0 | 0 | 0 | 0 | 0 | 0 | 0 | 0 | 0 | 0 | 0 | 0 | 0 | 0 | 0 | 0 | 0 | 0 | 0 | 0 | 0 | 0
F3_Commercial_Grocery_New_Food Preparation_Natural Gas_Broiler_E6 | F3 | Commercial | Grocery | New | Food Preparation | Natural Gas | Broiler | E6 | System - kBTUs of Conusmption | 0 | 0 | 0 | 0 | 0 | 0 | 0 | 0 | 0 | 0 | 0 | 0 | 0 | 0 | 0 | 0 | 0 | 0 | 0 | 0 | 0 | 0 | 0 | 0 | 0 | 0 | 0 | 0 | 0 | 0
F3_Commercial_Grocery_New_Food Preparation_Natural Gas_Broiler_E7 | F3 | Commercial | Grocery | New | Food Preparation | Natural Gas | Broiler | E7 | System - kBTUs of Conusmption | 0 | 0 | 0 | 0 | 0 | 0 | 0 | 0 | 0 | 0 | 0 | 0 | 0 | 0 | 0 | 0 | 0 | 0 | 0 | 0 | 0 | 0 | 0 | 0 | 0 | 0 | 0 | 0 | 0 | 0
F3_Commercial_Grocery_New_Food Preparation_Natural Gas_Broiler_E8 | F3 | Commercial | Grocery | New | Food Preparation | Natural Gas | Broiler | E8 | System - kBTUs of Conusmption | 0 | 0 | 0 | 0 | 0 | 0 | 0 | 0 | 0 | 0 | 0 | 0 | 0 | 0 | 0 | 0 | 0 | 0 | 0 | 0 | 0 | 0 | 0 | 0 | 0 | 0 | 0 | 0 | 0 | 0
F3_Commercial_Grocery_New_Food Preparation_Natural Gas_Broiler_E9 | F3 | Commercial | Grocery | New | Food Preparation | Natural Gas | Broiler | E9 | System - kBTUs of Conusmption | 0 | 0 | 0 | 0 | 0 | 0 | 0 | 0 | 0 | 0 | 0 | 0 | 0 | 0 | 0 | 0 | 0 | 0 | 0 | 0 | 0 | 0 | 0 | 0 | 0 | 0 | 0 | 0 | 0 | 0
F3_Commercial_Grocery_New_Food Preparation_Natural Gas_Broiler_E10 | F3 | Commercial | Grocery | New | Food Preparation | Natural Gas | Broiler | E10 | System - kBTUs of Conusmption | 0 | 0 | 0 | 0 | 0 | 0 | 0 | 0 | 0 | 0 | 0 | 0 | 0 | 0 | 0 | 0 | 0 | 0 | 0 | 0 | 0 | 0 | 0 | 0 | 0 | 0 | 0 | 0 | 0 | 0
F4_Commercial_Grocery_New_Food Preparation_Natural Gas_Broiler_E1 | F4 | Commercial | Grocery | New | Food Preparation | Natural Gas | Broiler | E1 | Utility - Cost of Equipment | 0.20773 | 0.20773 | 0.20773 | 0.20773 | 0.20773 | 0.20773 | 0.20773 | 0.20773 | 0.20773 | 0.20773 | 0.20773 | 0.20773 | 0.20773 | 0.20773 | 0.20773 | 0.20773 | 0.20773 | 0.20773 | 0.20773 | 0.20773 | 0.20773 | 0.20773 | 0 | 0 | 0 | 0 | 0 | 0 | 0 | 0
F4_Commercial_Grocery_New_Food Preparation_Natural Gas_Broiler_E2 | F4 | Commercial | Grocery | New | Food Preparation | Natural Gas | Broiler | E2 | Utility - Cost of Equipment | 0.29082 | 0.29082 | 0.29082 | 0.29082 | 0.29082 | 0.29082 | 0.29082 | 0.29082 | 0.29082 | 0.29082 | 0.29082 | 0.29082 | 0.29082 | 0.29082 | 0.29082 | 0.29082 | 0.29082 | 0.29082 | 0.29082 | 0.29082 | 0.29082 | 0.29082 | 0 | 0 | 0 | 0 | 0 | 0 | 0 | 0
F4_Commercial_Grocery_New_Food Preparation_Natural Gas_Broiler_E3 | F4 | Commercial | Grocery | New | Food Preparation | Natural Gas | Broiler | E3 | Utility - Cost of Equipment | 0 | 0 | 0 | 0 | 0 | 0 | 0 | 0 | 0 | 0 | 0 | 0 | 0 | 0 | 0 | 0 | 0 | 0 | 0 | 0 | 0 | 0 | 0 | 0 | 0 | 0 | 0 | 0 | 0 | 0
F4_Commercial_Grocery_New_Food Preparation_Natural Gas_Broiler_E4 | F4 | Commercial | Grocery | New | Food Preparation | Natural Gas | Broiler | E4 | Utility - Cost of Equipment | 0 | 0 | 0 | 0 | 0 | 0 | 0 | 0 | 0 | 0 | 0 | 0 | 0 | 0 | 0 | 0 | 0 | 0 | 0 | 0 | 0 | 0 | 0 | 0 | 0 | 0 | 0 | 0 | 0 | 0
F4_Commercial_Grocery_New_Food Preparation_Natural Gas_Broiler_E5 | F4 | Commercial | Grocery | New | Food Preparation | Natural Gas | Broiler | E5 | Utility - Cost of Equipment | 0 | 0 | 0 | 0 | 0 | 0 | 0 | 0 | 0 | 0 | 0 | 0 | 0 | 0 | 0 | 0 | 0 | 0 | 0 | 0 | 0 | 0 | 0 | 0 | 0 | 0 | 0 | 0 | 0 | 0
F4_Commercial_Grocery_New_Food Preparation_Natural Gas_Broiler_E6 | F4 | Commercial | Grocery | New | Food Preparation | Natural Gas | Broiler | E6 | Utility - Cost of Equipment | 0 | 0 | 0 | 0 | 0 | 0 | 0 | 0 | 0 | 0 | 0 | 0 | 0 | 0 | 0 | 0 | 0 | 0 | 0 | 0 | 0 | 0 | 0 | 0 | 0 | 0 | 0 | 0 | 0 | 0
F4_Commercial_Grocery_New_Food Preparation_Natural Gas_Broiler_E7 | F4 | Commercial | Grocery | New | Food Preparation | Natural Gas | Broiler | E7 | Utility - Cost of Equipment | 0 | 0 | 0 | 0 | 0 | 0 | 0 | 0 | 0 | 0 | 0 | 0 | 0 | 0 | 0 | 0 | 0 | 0 | 0 | 0 | 0 | 0 | 0 | 0 | 0 | 0 | 0 | 0 | 0 | 0
F4_Commercial_Grocery_New_Food Preparation_Natural Gas_Broiler_E8 | F4 | Commercial | Grocery | New | Food Preparation | Natural Gas | Broiler | E8 | Utility - Cost of Equipment | 0 | 0 | 0 | 0 | 0 | 0 | 0 | 0 | 0 | 0 | 0 | 0 | 0 | 0 | 0 | 0 | 0 | 0 | 0 | 0 | 0 | 0 | 0 | 0 | 0 | 0 | 0 | 0 | 0 | 0
F4_Commercial_Grocery_New_Food Preparation_Natural Gas_Broiler_E9 | F4 | Commercial | Grocery | New | Food Preparation | Natural Gas | Broiler | E9 | Utility - Cost of Equipment | 0 | 0 | 0 | 0 | 0 | 0 | 0 | 0 | 0 | 0 | 0 | 0 | 0 | 0 | 0 | 0 | 0 | 0 | 0 | 0 | 0 | 0 | 0 | 0 | 0 | 0 | 0 | 0 | 0 | 0
F4_Commercial_Grocery_New_Food Preparation_Natural Gas_Broiler_E10 | F4 | Commercial | Grocery | New | Food Preparation | Natural Gas | Broiler | E10 | Utility - Cost of Equipment | 0 | 0 | 0 | 0 | 0 | 0 | 0 | 0 | 0 | 0 | 0 | 0 | 0 | 0 | 0 | 0 | 0 | 0 | 0 | 0 | 0 | 0 | 0 | 0 | 0 | 0 | 0 | 0 | 0 | 0
F5_Commercial_Grocery_New_Food Preparation_Natural Gas_Broiler_E1 | F5 | Commercial | Grocery | New | Food Preparation | Natural Gas | Broiler | E1 | Utility - Cost of Operation | 0.42864 | 0.43231 | 0.4367 | 0.44396 | 0.45365 | 0.46507 | 0.47557 | 0.48492 | 0.49398 | 0.50278 | 0.51165 | 0.52027 | 0.52838 | 0.53651 | 0.54428 | 0.55225 | 0.56077 | 0.56935 | 0.578 | 0.58668 | 0.59527 | 0.60373 | 0 | 0 | 0 | 0 | 0 | 0 | 0 | 0
F5_Commercial_Grocery_New_Food Preparation_Natural Gas_Broiler_E2 | F5 | Commercial | Grocery | New | Food Preparation | Natural Gas | Broiler | E2 | Utility - Cost of Operation | 0.27555 | 0.27791 | 0.28073 | 0.2854 | 0.29163 | 0.29897 | 0.30572 | 0.31173 | 0.31756 | 0.32321 | 0.32891 | 0.33446 | 0.33968 | 0.3449 | 0.3499 | 0.35502 | 0.36049 | 0.36601 | 0.37157 | 0.37715 | 0.38267 | 0.38811 | 0 | 0 | 0 | 0 | 0 | 0 | 0 | 0
F5_Commercial_Grocery_New_Food Preparation_Natural Gas_Broiler_E3 | F5 | Commercial | Grocery | New | Food Preparation | Natural Gas | Broiler | E3 | Utility - Cost of Operation | 0 | 0 | 0 | 0 | 0 | 0 | 0 | 0 | 0 | 0 | 0 | 0 | 0 | 0 | 0 | 0 | 0 | 0 | 0 | 0 | 0 | 0 | 0 | 0 | 0 | 0 | 0 | 0 | 0 | 0
F5_Commercial_Grocery_New_Food Preparation_Natural Gas_Broiler_E4 | F5 | Commercial | Grocery | New | Food Preparation | Natural Gas | Broiler | E4 | Utility - Cost of Operation | 0 | 0 | 0 | 0 | 0 | 0 | 0 | 0 | 0 | 0 | 0 | 0 | 0 | 0 | 0 | 0 | 0 | 0 | 0 | 0 | 0 | 0 | 0 | 0 | 0 | 0 | 0 | 0 | 0 | 0
F5_Commercial_Grocery_New_Food Preparation_Natural Gas_Broiler_E5 | F5 | Commercial | Grocery | New | Food Preparation | Natural Gas | Broiler | E5 | Utility - Cost of Operation | 0 | 0 | 0 | 0 | 0 | 0 | 0 | 0 | 0 | 0 | 0 | 0 | 0 | 0 | 0 | 0 | 0 | 0 | 0 | 0 | 0 | 0 | 0 | 0 | 0 | 0 | 0 | 0 | 0 | 0
F5_Commercial_Grocery_New_Food Preparation_Natural Gas_Broiler_E6 | F5 | Commercial | Grocery | New | Food Preparation | Natural Gas | Broiler | E6 | Utility - Cost of Operation | 0 | 0 | 0 | 0 | 0 | 0 | 0 | 0 | 0 | 0 | 0 | 0 | 0 | 0 | 0 | 0 | 0 | 0 | 0 | 0 | 0 | 0 | 0 | 0 | 0 | 0 | 0 | 0 | 0 | 0
F5_Commercial_Grocery_New_Food Preparation_Natural Gas_Broiler_E7 | F5 | Commercial | Grocery | New | Food Preparation | Natural Gas | Broiler | E7 | Utility - Cost of Operation | 0 | 0 | 0 | 0 | 0 | 0 | 0 | 0 | 0 | 0 | 0 | 0 | 0 | 0 | 0 | 0 | 0 | 0 | 0 | 0 | 0 | 0 | 0 | 0 | 0 | 0 | 0 | 0 | 0 | 0
F5_Commercial_Grocery_New_Food Preparation_Natural Gas_Broiler_E8 | F5 | Commercial | Grocery | New | Food Preparation | Natural Gas | Broiler | E8 | Utility - Cost of Operation | 0 | 0 | 0 | 0 | 0 | 0 | 0 | 0 | 0 | 0 | 0 | 0 | 0 | 0 | 0 | 0 | 0 | 0 | 0 | 0 | 0 | 0 | 0 | 0 | 0 | 0 | 0 | 0 | 0 | 0
F5_Commercial_Grocery_New_Food Preparation_Natural Gas_Broiler_E9 | F5 | Commercial | Grocery | New | Food Preparation | Natural Gas | Broiler | E9 | Utility - Cost of Operation | 0 | 0 | 0 | 0 | 0 | 0 | 0 | 0 | 0 | 0 | 0 | 0 | 0 | 0 | 0 | 0 | 0 | 0 | 0 | 0 | 0 | 0 | 0 | 0 | 0 | 0 | 0 | 0 | 0 | 0
F5_Commercial_Grocery_New_Food Preparation_Natural Gas_Broiler_E10 | F5 | Commercial | Grocery | New | Food Preparation | Natural Gas | Broiler | E10 | Utility - Cost of Operation | 0 | 0 | 0 | 0 | 0 | 0 | 0 | 0 | 0 | 0 | 0 | 0 | 0 | 0 | 0 | 0 | 0 | 0 | 0 | 0 | 0 | 0 | 0 | 0 | 0 | 0 | 0 | 0 | 0 | 0
F6_Commercial_Grocery_New_Food Preparation_Natural Gas_Broiler_E1 | F6 | Commercial | Grocery | New | Food Preparation | Natural Gas | Broiler | E1 | Utility - Value of Sales | 0.51354 | 0.51793 | 0.52319 | 0.5319 | 0.5435 | 0.55718 | 0.56976 | 0.58096 | 0.59182 | 0.60236 | 0.61298 | 0.62331 | 0.63304 | 0.64278 | 0.65208 | 0.66163 | 0.67184 | 0.68212 | 0.69248 | 0.70288 | 0.71317 | 0.72331 | 0 | 0 | 0 | 0 | 0 | 0 | 0 | 0
F6_Commercial_Grocery_New_Food Preparation_Natural Gas_Broiler_E2 | F6 | Commercial | Grocery | New | Food Preparation | Natural Gas | Broiler | E2 | Utility - Value of Sales | 0.33013 | 0.33296 | 0.33634 | 0.34193 | 0.34939 | 0.35819 | 0.36628 | 0.37347 | 0.38046 | 0.38723 | 0.39406 | 0.4007 | 0.40695 | 0.41321 | 0.4192 | 0.42533 | 0.4319 | 0.4385 | 0.44516 | 0.45185 | 0.45847 | 0.46499 | 0 | 0 | 0 | 0 | 0 | 0 | 0 | 0
F6_Commercial_Grocery_New_Food Preparation_Natural Gas_Broiler_E3 | F6 | Commercial | Grocery | New | Food Preparation | Natural Gas | Broiler | E3 | Utility - Value of Sales | 0 | 0 | 0 | 0 | 0 | 0 | 0 | 0 | 0 | 0 | 0 | 0 | 0 | 0 | 0 | 0 | 0 | 0 | 0 | 0 | 0 | 0 | 0 | 0 | 0 | 0 | 0 | 0 | 0 | 0
F6_Commercial_Grocery_New_Food Preparation_Natural Gas_Broiler_E4 | F6 | Commercial | Grocery | New | Food Preparation | Natural Gas | Broiler | E4 | Utility - Value of Sales | 0 | 0 | 0 | 0 | 0 | 0 | 0 | 0 | 0 | 0 | 0 | 0 | 0 | 0 | 0 | 0 | 0 | 0 | 0 | 0 | 0 | 0 | 0 | 0 | 0 | 0 | 0 | 0 | 0 | 0
F6_Commercial_Grocery_New_Food Preparation_Natural Gas_Broiler_E5 | F6 | Commercial | Grocery | New | Food Preparation | Natural Gas | Broiler | E5 | Utility - Value of Sales | 0 | 0 | 0 | 0 | 0 | 0 | 0 | 0 | 0 | 0 | 0 | 0 | 0 | 0 | 0 | 0 | 0 | 0 | 0 | 0 | 0 | 0 | 0 | 0 | 0 | 0 | 0 | 0 | 0 | 0
F6_Commercial_Grocery_New_Food Preparation_Natural Gas_Broiler_E6 | F6 | Commercial | Grocery | New | Food Preparation | Natural Gas | Broiler | E6 | Utility - Value of Sales | 0 | 0 | 0 | 0 | 0 | 0 | 0 | 0 | 0 | 0 | 0 | 0 | 0 | 0 | 0 | 0 | 0 | 0 | 0 | 0 | 0 | 0 | 0 | 0 | 0 | 0 | 0 | 0 | 0 | 0
F6_Commercial_Grocery_New_Food Preparation_Natural Gas_Broiler_E7 | F6 | Commercial | Grocery | New | Food Preparation | Natural Gas | Broiler | E7 | Utility - Value of Sales | 0 | 0 | 0 | 0 | 0 | 0 | 0 | 0 | 0 | 0 | 0 | 0 | 0 | 0 | 0 | 0 | 0 | 0 | 0 | 0 | 0 | 0 | 0 | 0 | 0 | 0 | 0 | 0 | 0 | 0
F6_Commercial_Grocery_New_Food Preparation_Natural Gas_Broiler_E8 | F6 | Commercial | Grocery | New | Food Preparation | Natural Gas | Broiler | E8 | Utility - Value of Sales | 0 | 0 | 0 | 0 | 0 | 0 | 0 | 0 | 0 | 0 | 0 | 0 | 0 | 0 | 0 | 0 | 0 | 0 | 0 | 0 | 0 | 0 | 0 | 0 | 0 | 0 | 0 | 0 | 0 | 0
F6_Commercial_Grocery_New_Food Preparation_Natural Gas_Broiler_E9 | F6 | Commercial | Grocery | New | Food Preparation | Natural Gas | Broiler | E9 | Utility - Value of Sales | 0 | 0 | 0 | 0 | 0 | 0 | 0 | 0 | 0 | 0 | 0 | 0 | 0 | 0 | 0 | 0 | 0 | 0 | 0 | 0 | 0 | 0 | 0 | 0 | 0 | 0 | 0 | 0 | 0 | 0
F6_Commercial_Grocery_New_Food Preparation_Natural Gas_Broiler_E10 | F6 | Commercial | Grocery | New | Food Preparation | Natural Gas | Broiler | E10 | Utility - Value of Sales | 0 | 0 | 0 | 0 | 0 | 0 | 0 | 0 | 0 | 0 | 0 | 0 | 0 | 0 | 0 | 0 | 0 | 0 | 0 | 0 | 0 | 0 | 0 | 0 | 0 | 0 | 0 | 0 | 0 | 0
F1_Commercial_Grocery_New_Food Preparation_Natural Gas_Griddle_E1 | F1 | Commercial | Grocery | New | Food Preparation | Natural Gas | Griddle | E1 | Participant - Cost of Equipment | 0.1511 | 0.1511 | 0.1511 | 0.1511 | 0.1511 | 0.1511 | 0.1511 | 0.1511 | 0.1511 | 0.1511 | 0.1511 | 0.1511 | 0.1511 | 0.1511 | 0.1511 | 0.1511 | 0.1511 | 0.1511 | 0.1511 | 0.1511 | 0.1511 | 0.1511 | 0 | 0 | 0 | 0 | 0 | 0 | 0 | 0
F1_Commercial_Grocery_New_Food Preparation_Natural Gas_Griddle_E2 | F1 | Commercial | Grocery | New | Food Preparation | Natural Gas | Griddle | E2 | Participant - Cost of Equipment | 0.16167 | 0.16167 | 0.16167 | 0.16167 | 0.16167 | 0.16167 | 0.16167 | 0.16167 | 0.16167 | 0.16167 | 0.16167 | 0.16167 | 0.16167 | 0.16167 | 0.16167 | 0.16167 | 0.16167 | 0.16167 | 0.16167 | 0.16167 | 0.16167 | 0.16167 | 0 | 0 | 0 | 0 | 0 | 0 | 0 | 0
F1_Commercial_Grocery_New_Food Preparation_Natural Gas_Griddle_E3 | F1 | Commercial | Grocery | New | Food Preparation | Natural Gas | Griddle | E3 | Participant - Cost of Equipment | 0 | 0 | 0 | 0 | 0 | 0 | 0 | 0 | 0 | 0 | 0 | 0 | 0 | 0 | 0 | 0 | 0 | 0 | 0 | 0 | 0 | 0 | 0 | 0 | 0 | 0 | 0 | 0 | 0 | 0
F1_Commercial_Grocery_New_Food Preparation_Natural Gas_Griddle_E4 | F1 | Commercial | Grocery | New | Food Preparation | Natural Gas | Griddle | E4 | Participant - Cost of Equipment | 0 | 0 | 0 | 0 | 0 | 0 | 0 | 0 | 0 | 0 | 0 | 0 | 0 | 0 | 0 | 0 | 0 | 0 | 0 | 0 | 0 | 0 | 0 | 0 | 0 | 0 | 0 | 0 | 0 | 0
F1_Commercial_Grocery_New_Food Preparation_Natural Gas_Griddle_E5 | F1 | Commercial | Grocery | New | Food Preparation | Natural Gas | Griddle | E5 | Participant - Cost of Equipment | 0 | 0 | 0 | 0 | 0 | 0 | 0 | 0 | 0 | 0 | 0 | 0 | 0 | 0 | 0 | 0 | 0 | 0 | 0 | 0 | 0 | 0 | 0 | 0 | 0 | 0 | 0 | 0 | 0 | 0
F1_Commercial_Grocery_New_Food Preparation_Natural Gas_Griddle_E6 | F1 | Commercial | Grocery | New | Food Preparation | Natural Gas | Griddle | E6 | Participant - Cost of Equipment | 0 | 0 | 0 | 0 | 0 | 0 | 0 | 0 | 0 | 0 | 0 | 0 | 0 | 0 | 0 | 0 | 0 | 0 | 0 | 0 | 0 | 0 | 0 | 0 | 0 | 0 | 0 | 0 | 0 | 0
F1_Commercial_Grocery_New_Food Preparation_Natural Gas_Griddle_E7 | F1 | Commercial | Grocery | New | Food Preparation | Natural Gas | Griddle | E7 | Participant - Cost of Equipment | 0 | 0 | 0 | 0 | 0 | 0 | 0 | 0 | 0 | 0 | 0 | 0 | 0 | 0 | 0 | 0 | 0 | 0 | 0 | 0 | 0 | 0 | 0 | 0 | 0 | 0 | 0 | 0 | 0 | 0
F1_Commercial_Grocery_New_Food Preparation_Natural Gas_Griddle_E8 | F1 | Commercial | Grocery | New | Food Preparation | Natural Gas | Griddle | E8 | Participant - Cost of Equipment | 0 | 0 | 0 | 0 | 0 | 0 | 0 | 0 | 0 | 0 | 0 | 0 | 0 | 0 | 0 | 0 | 0 | 0 | 0 | 0 | 0 | 0 | 0 | 0 | 0 | 0 | 0 | 0 | 0 | 0
F1_Commercial_Grocery_New_Food Preparation_Natural Gas_Griddle_E9 | F1 | Commercial | Grocery | New | Food Preparation | Natural Gas | Griddle | E9 | Participant - Cost of Equipment | 0 | 0 | 0 | 0 | 0 | 0 | 0 | 0 | 0 | 0 | 0 | 0 | 0 | 0 | 0 | 0 | 0 | 0 | 0 | 0 | 0 | 0 | 0 | 0 | 0 | 0 | 0 | 0 | 0 | 0
F1_Commercial_Grocery_New_Food Preparation_Natural Gas_Griddle_E10 | F1 | Commercial | Grocery | New | Food Preparation | Natural Gas | Griddle | E10 | Participant - Cost of Equipment | 0 | 0 | 0 | 0 | 0 | 0 | 0 | 0 | 0 | 0 | 0 | 0 | 0 | 0 | 0 | 0 | 0 | 0 | 0 | 0 | 0 | 0 | 0 | 0 | 0 | 0 | 0 | 0 | 0 | 0
F2_Commercial_Grocery_New_Food Preparation_Natural Gas_Griddle_E1 | F2 | Commercial | Grocery | New | Food Preparation | Natural Gas | Griddle | E1 | Participant - Cost of Operation | 0.34474 | 0.34769 | 0.35122 | 0.35707 | 0.36486 | 0.37404 | 0.38249 | 0.39 | 0.3973 | 0.40437 | 0.4115 | 0.41844 | 0.42497 | 0.4315 | 0.43775 | 0.44416 | 0.45101 | 0.45791 | 0.46487 | 0.47185 | 0.47876 | 0.48557 | 0 | 0 | 0 | 0 | 0 | 0 | 0 | 0
F2_Commercial_Grocery_New_Food Preparation_Natural Gas_Griddle_E2 | F2 | Commercial | Grocery | New | Food Preparation | Natural Gas | Griddle | E2 | Participant - Cost of Operation | 0.29774 | 0.30029 | 0.30334 | 0.30839 | 0.31511 | 0.32305 | 0.33034 | 0.33683 | 0.34313 | 0.34924 | 0.3554 | 0.36139 | 0.36703 | 0.37268 | 0.37807 | 0.38361 | 0.38952 | 0.39548 | 0.40149 | 0.40752 | 0.41349 | 0.41937 | 0 | 0 | 0 | 0 | 0 | 0 | 0 | 0
F2_Commercial_Grocery_New_Food Preparation_Natural Gas_Griddle_E3 | F2 | Commercial | Grocery | New | Food Preparation | Natural Gas | Griddle | E3 | Participant - Cost of Operation | 0 | 0 | 0 | 0 | 0 | 0 | 0 | 0 | 0 | 0 | 0 | 0 | 0 | 0 | 0 | 0 | 0 | 0 | 0 | 0 | 0 | 0 | 0 | 0 | 0 | 0 | 0 | 0 | 0 | 0
F2_Commercial_Grocery_New_Food Preparation_Natural Gas_Griddle_E4 | F2 | Commercial | Grocery | New | Food Preparation | Natural Gas | Griddle | E4 | Participant - Cost of Operation | 0 | 0 | 0 | 0 | 0 | 0 | 0 | 0 | 0 | 0 | 0 | 0 | 0 | 0 | 0 | 0 | 0 | 0 | 0 | 0 | 0 | 0 | 0 | 0 | 0 | 0 | 0 | 0 | 0 | 0
F2_Commercial_Grocery_New_Food Preparation_Natural Gas_Griddle_E5 | F2 | Commercial | Grocery | New | Food Preparation | Natural Gas | Griddle | E5 | Participant - Cost of Operation | 0 | 0 | 0 | 0 | 0 | 0 | 0 | 0 | 0 | 0 | 0 | 0 | 0 | 0 | 0 | 0 | 0 | 0 | 0 | 0 | 0 | 0 | 0 | 0 | 0 | 0 | 0 | 0 | 0 | 0
F2_Commercial_Grocery_New_Food Preparation_Natural Gas_Griddle_E6 | F2 | Commercial | Grocery | New | Food Preparation | Natural Gas | Griddle | E6 | Participant - Cost of Operation | 0 | 0 | 0 | 0 | 0 | 0 | 0 | 0 | 0 | 0 | 0 | 0 | 0 | 0 | 0 | 0 | 0 | 0 | 0 | 0 | 0 | 0 | 0 | 0 | 0 | 0 | 0 | 0 | 0 | 0
F2_Commercial_Grocery_New_Food Preparation_Natural Gas_Griddle_E7 | F2 | Commercial | Grocery | New | Food Preparation | Natural Gas | Griddle | E7 | Participant - Cost of Operation | 0 | 0 | 0 | 0 | 0 | 0 | 0 | 0 | 0 | 0 | 0 | 0 | 0 | 0 | 0 | 0 | 0 | 0 | 0 | 0 | 0 | 0 | 0 | 0 | 0 | 0 | 0 | 0 | 0 | 0
F2_Commercial_Grocery_New_Food Preparation_Natural Gas_Griddle_E8 | F2 | Commercial | Grocery | New | Food Preparation | Natural Gas | Griddle | E8 | Participant - Cost of Operation | 0 | 0 | 0 | 0 | 0 | 0 | 0 | 0 | 0 | 0 | 0 | 0 | 0 | 0 | 0 | 0 | 0 | 0 | 0 | 0 | 0 | 0 | 0 | 0 | 0 | 0 | 0 | 0 | 0 | 0
F2_Commercial_Grocery_New_Food Preparation_Natural Gas_Griddle_E9 | F2 | Commercial | Grocery | New | Food Preparation | Natural Gas | Griddle | E9 | Participant - Cost of Operation | 0 | 0 | 0 | 0 | 0 | 0 | 0 | 0 | 0 | 0 | 0 | 0 | 0 | 0 | 0 | 0 | 0 | 0 | 0 | 0 | 0 | 0 | 0 | 0 | 0 | 0 | 0 | 0 | 0 | 0
F2_Commercial_Grocery_New_Food Preparation_Natural Gas_Griddle_E10 | F2 | Commercial | Grocery | New | Food Preparation | Natural Gas | Griddle | E10 | Participant - Cost of Operation | 0 | 0 | 0 | 0 | 0 | 0 | 0 | 0 | 0 | 0 | 0 | 0 | 0 | 0 | 0 | 0 | 0 | 0 | 0 | 0 | 0 | 0 | 0 | 0 | 0 | 0 | 0 | 0 | 0 | 0
F3_Commercial_Grocery_New_Food Preparation_Natural Gas_Griddle_E1 | F3 | Commercial | Grocery | New | Food Preparation | Natural Gas | Griddle | E1 | System - kBTUs of Conusmption | 32.3318 | 32.4285 | 32.5356 | 32.7817 | 32.9993 | 33.1828 | 33.3223 | 33.4607 | 33.5894 | 33.6715 | 33.6994 | 33.6932 | 33.6434 | 33.5479 | 33.4302 | 33.3154 | 33.1921 | 33.0602 | 32.9096 | 32.7646 | 32.614 | 32.4592 | 0 | 0 | 0 | 0 | 0 | 0 | 0 | 0
F3_Commercial_Grocery_New_Food Preparation_Natural Gas_Griddle_E2 | F3 | Commercial | Grocery | New | Food Preparation | Natural Gas | Griddle | E2 | System - kBTUs of Conusmption | 27.924 | 28.0074 | 28.0999 | 28.3125 | 28.5005 | 28.6589 | 28.7794 | 28.8989 | 29.0101 | 29.081 | 29.1051 | 29.0998 | 29.0567 | 28.9742 | 28.8726 | 28.7735 | 28.6669 | 28.5531 | 28.423 | 28.2977 | 28.1676 | 28.034 | 0 | 0 | 0 | 0 | 0 | 0 | 0 | 0
F3_Commercial_Grocery_New_Food Preparation_Natural Gas_Griddle_E3 | F3 | Commercial | Grocery | New | Food Preparation | Natural Gas | Griddle | E3 | System - kBTUs of Conusmption | 0 | 0 | 0 | 0 | 0 | 0 | 0 | 0 | 0 | 0 | 0 | 0 | 0 | 0 | 0 | 0 | 0 | 0 | 0 | 0 | 0 | 0 | 0 | 0 | 0 | 0 | 0 | 0 | 0 | 0
F3_Commercial_Grocery_New_Food Preparation_Natural Gas_Griddle_E4 | F3 | Commercial | Grocery | New | Food Preparation | Natural Gas | Griddle | E4 | System - kBTUs of Conusmption | 0 | 0 | 0 | 0 | 0 | 0 | 0 | 0 | 0 | 0 | 0 | 0 | 0 | 0 | 0 | 0 | 0 | 0 | 0 | 0 | 0 | 0 | 0 | 0 | 0 | 0 | 0 | 0 | 0 | 0
F3_Commercial_Grocery_New_Food Preparation_Natural Gas_Griddle_E5 | F3 | Commercial | Grocery | New | Food Preparation | Natural Gas | Griddle | E5 | System - kBTUs of Conusmption | 0 | 0 | 0 | 0 | 0 | 0 | 0 | 0 | 0 | 0 | 0 | 0 | 0 | 0 | 0 | 0 | 0 | 0 | 0 | 0 | 0 | 0 | 0 | 0 | 0 | 0 | 0 | 0 | 0 | 0
F3_Commercial_Grocery_New_Food Preparation_Natural Gas_Griddle_E6 | F3 | Commercial | Grocery | New | Food Preparation | Natural Gas | Griddle | E6 | System - kBTUs of Conusmption | 0 | 0 | 0 | 0 | 0 | 0 | 0 | 0 | 0 | 0 | 0 | 0 | 0 | 0 | 0 | 0 | 0 | 0 | 0 | 0 | 0 | 0 | 0 | 0 | 0 | 0 | 0 | 0 | 0 | 0
F3_Commercial_Grocery_New_Food Preparation_Natural Gas_Griddle_E7 | F3 | Commercial | Grocery | New | Food Preparation | Natural Gas | Griddle | E7 | System - kBTUs of Conusmption | 0 | 0 | 0 | 0 | 0 | 0 | 0 | 0 | 0 | 0 | 0 | 0 | 0 | 0 | 0 | 0 | 0 | 0 | 0 | 0 | 0 | 0 | 0 | 0 | 0 | 0 | 0 | 0 | 0 | 0
F3_Commercial_Grocery_New_Food Preparation_Natural Gas_Griddle_E8 | F3 | Commercial | Grocery | New | Food Preparation | Natural Gas | Griddle | E8 | System - kBTUs of Conusmption | 0 | 0 | 0 | 0 | 0 | 0 | 0 | 0 | 0 | 0 | 0 | 0 | 0 | 0 | 0 | 0 | 0 | 0 | 0 | 0 | 0 | 0 | 0 | 0 | 0 | 0 | 0 | 0 | 0 | 0
F3_Commercial_Grocery_New_Food Preparation_Natural Gas_Griddle_E9 | F3 | Commercial | Grocery | New | Food Preparation | Natural Gas | Griddle | E9 | System - kBTUs of Conusmption | 0 | 0 | 0 | 0 | 0 | 0 | 0 | 0 | 0 | 0 | 0 | 0 | 0 | 0 | 0 | 0 | 0 | 0 | 0 | 0 | 0 | 0 | 0 | 0 | 0 | 0 | 0 | 0 | 0 | 0
F3_Commercial_Grocery_New_Food Preparation_Natural Gas_Griddle_E10 | F3 | Commercial | Grocery | New | Food Preparation | Natural Gas | Griddle | E10 | System - kBTUs of Conusmption | 0 | 0 | 0 | 0 | 0 | 0 | 0 | 0 | 0 | 0 | 0 | 0 | 0 | 0 | 0 | 0 | 0 | 0 | 0 | 0 | 0 | 0 | 0 | 0 | 0 | 0 | 0 | 0 | 0 | 0
F4_Commercial_Grocery_New_Food Preparation_Natural Gas_Griddle_E1 | F4 | Commercial | Grocery | New | Food Preparation | Natural Gas | Griddle | E1 | Utility - Cost of Equipment | 0.1511 | 0.1511 | 0.1511 | 0.1511 | 0.1511 | 0.1511 | 0.1511 | 0.1511 | 0.1511 | 0.1511 | 0.1511 | 0.1511 | 0.1511 | 0.1511 | 0.1511 | 0.1511 | 0.1511 | 0.1511 | 0.1511 | 0.1511 | 0.1511 | 0.1511 | 0 | 0 | 0 | 0 | 0 | 0 | 0 | 0
F4_Commercial_Grocery_New_Food Preparation_Natural Gas_Griddle_E2 | F4 | Commercial | Grocery | New | Food Preparation | Natural Gas | Griddle | E2 | Utility - Cost of Equipment | 0.16167 | 0.16167 | 0.16167 | 0.16167 | 0.16167 | 0.16167 | 0.16167 | 0.16167 | 0.16167 | 0.16167 | 0.16167 | 0.16167 | 0.16167 | 0.16167 | 0.16167 | 0.16167 | 0.16167 | 0.16167 | 0.16167 | 0.16167 | 0.16167 | 0.16167 | 0 | 0 | 0 | 0 | 0 | 0 | 0 | 0
F4_Commercial_Grocery_New_Food Preparation_Natural Gas_Griddle_E3 | F4 | Commercial | Grocery | New | Food Preparation | Natural Gas | Griddle | E3 | Utility - Cost of Equipment | 0 | 0 | 0 | 0 | 0 | 0 | 0 | 0 | 0 | 0 | 0 | 0 | 0 | 0 | 0 | 0 | 0 | 0 | 0 | 0 | 0 | 0 | 0 | 0 | 0 | 0 | 0 | 0 | 0 | 0
F4_Commercial_Grocery_New_Food Preparation_Natural Gas_Griddle_E4 | F4 | Commercial | Grocery | New | Food Preparation | Natural Gas | Griddle | E4 | Utility - Cost of Equipment | 0 | 0 | 0 | 0 | 0 | 0 | 0 | 0 | 0 | 0 | 0 | 0 | 0 | 0 | 0 | 0 | 0 | 0 | 0 | 0 | 0 | 0 | 0 | 0 | 0 | 0 | 0 | 0 | 0 | 0
F4_Commercial_Grocery_New_Food Preparation_Natural Gas_Griddle_E5 | F4 | Commercial | Grocery | New | Food Preparation | Natural Gas | Griddle | E5 | Utility - Cost of Equipment | 0 | 0 | 0 | 0 | 0 | 0 | 0 | 0 | 0 | 0 | 0 | 0 | 0 | 0 | 0 | 0 | 0 | 0 | 0 | 0 | 0 | 0 | 0 | 0 | 0 | 0 | 0 | 0 | 0 | 0
F4_Commercial_Grocery_New_Food Preparation_Natural Gas_Griddle_E6 | F4 | Commercial | Grocery | New | Food Preparation | Natural Gas | Griddle | E6 | Utility - Cost of Equipment | 0 | 0 | 0 | 0 | 0 | 0 | 0 | 0 | 0 | 0 | 0 | 0 | 0 | 0 | 0 | 0 | 0 | 0 | 0 | 0 | 0 | 0 | 0 | 0 | 0 | 0 | 0 | 0 | 0 | 0
F4_Commercial_Grocery_New_Food Preparation_Natural Gas_Griddle_E7 | F4 | Commercial | Grocery | New | Food Preparation | Natural Gas | Griddle | E7 | Utility - Cost of Equipment | 0 | 0 | 0 | 0 | 0 | 0 | 0 | 0 | 0 | 0 | 0 | 0 | 0 | 0 | 0 | 0 | 0 | 0 | 0 | 0 | 0 | 0 | 0 | 0 | 0 | 0 | 0 | 0 | 0 | 0
F4_Commercial_Grocery_New_Food Preparation_Natural Gas_Griddle_E8 | F4 | Commercial | Grocery | New | Food Preparation | Natural Gas | Griddle | E8 | Utility - Cost of Equipment | 0 | 0 | 0 | 0 | 0 | 0 | 0 | 0 | 0 | 0 | 0 | 0 | 0 | 0 | 0 | 0 | 0 | 0 | 0 | 0 | 0 | 0 | 0 | 0 | 0 | 0 | 0 | 0 | 0 | 0
F4_Commercial_Grocery_New_Food Preparation_Natural Gas_Griddle_E9 | F4 | Commercial | Grocery | New | Food Preparation | Natural Gas | Griddle | E9 | Utility - Cost of Equipment | 0 | 0 | 0 | 0 | 0 | 0 | 0 | 0 | 0 | 0 | 0 | 0 | 0 | 0 | 0 | 0 | 0 | 0 | 0 | 0 | 0 | 0 | 0 | 0 | 0 | 0 | 0 | 0 | 0 | 0
F4_Commercial_Grocery_New_Food Preparation_Natural Gas_Griddle_E10 | F4 | Commercial | Grocery | New | Food Preparation | Natural Gas | Griddle | E10 | Utility - Cost of Equipment | 0 | 0 | 0 | 0 | 0 | 0 | 0 | 0 | 0 | 0 | 0 | 0 | 0 | 0 | 0 | 0 | 0 | 0 | 0 | 0 | 0 | 0 | 0 | 0 | 0 | 0 | 0 | 0 | 0 | 0
F5_Commercial_Grocery_New_Food Preparation_Natural Gas_Griddle_E1 | F5 | Commercial | Grocery | New | Food Preparation | Natural Gas | Griddle | E1 | Utility - Cost of Operation | 0.28775 | 0.29021 | 0.29316 | 0.29804 | 0.30454 | 0.31221 | 0.31925 | 0.32553 | 0.33162 | 0.33752 | 0.34347 | 0.34926 | 0.35471 | 0.36017 | 0.36538 | 0.37073 | 0.37645 | 0.38221 | 0.38801 | 0.39384 | 0.39961 | 0.40529 | 0 | 0 | 0 | 0 | 0 | 0 | 0 | 0
F5_Commercial_Grocery_New_Food Preparation_Natural Gas_Griddle_E2 | F5 | Commercial | Grocery | New | Food Preparation | Natural Gas | Griddle | E2 | Utility - Cost of Operation | 0.24852 | 0.25065 | 0.25319 | 0.2574 | 0.26302 | 0.26964 | 0.27573 | 0.28115 | 0.28641 | 0.2915 | 0.29665 | 0.30165 | 0.30635 | 0.31106 | 0.31557 | 0.32019 | 0.32513 | 0.3301 | 0.33512 | 0.34015 | 0.34513 | 0.35004 | 0 | 0 | 0 | 0 | 0 | 0 | 0 | 0
F5_Commercial_Grocery_New_Food Preparation_Natural Gas_Griddle_E3 | F5 | Commercial | Grocery | New | Food Preparation | Natural Gas | Griddle | E3 | Utility - Cost of Operation | 0 | 0 | 0 | 0 | 0 | 0 | 0 | 0 | 0 | 0 | 0 | 0 | 0 | 0 | 0 | 0 | 0 | 0 | 0 | 0 | 0 | 0 | 0 | 0 | 0 | 0 | 0 | 0 | 0 | 0
F5_Commercial_Grocery_New_Food Preparation_Natural Gas_Griddle_E4 | F5 | Commercial | Grocery | New | Food Preparation | Natural Gas | Griddle | E4 | Utility - Cost of Operation | 0 | 0 | 0 | 0 | 0 | 0 | 0 | 0 | 0 | 0 | 0 | 0 | 0 | 0 | 0 | 0 | 0 | 0 | 0 | 0 | 0 | 0 | 0 | 0 | 0 | 0 | 0 | 0 | 0 | 0
F5_Commercial_Grocery_New_Food Preparation_Natural Gas_Griddle_E5 | F5 | Commercial | Grocery | New | Food Preparation | Natural Gas | Griddle | E5 | Utility - Cost of Operation | 0 | 0 | 0 | 0 | 0 | 0 | 0 | 0 | 0 | 0 | 0 | 0 | 0 | 0 | 0 | 0 | 0 | 0 | 0 | 0 | 0 | 0 | 0 | 0 | 0 | 0 | 0 | 0 | 0 | 0
F5_Commercial_Grocery_New_Food Preparation_Natural Gas_Griddle_E6 | F5 | Commercial | Grocery | New | Food Preparation | Natural Gas | Griddle | E6 | Utility - Cost of Operation | 0 | 0 | 0 | 0 | 0 | 0 | 0 | 0 | 0 | 0 | 0 | 0 | 0 | 0 | 0 | 0 | 0 | 0 | 0 | 0 | 0 | 0 | 0 | 0 | 0 | 0 | 0 | 0 | 0 | 0
F5_Commercial_Grocery_New_Food Preparation_Natural Gas_Griddle_E7 | F5 | Commercial | Grocery | New | Food Preparation | Natural Gas | Griddle | E7 | Utility - Cost of Operation | 0 | 0 | 0 | 0 | 0 | 0 | 0 | 0 | 0 | 0 | 0 | 0 | 0 | 0 | 0 | 0 | 0 | 0 | 0 | 0 | 0 | 0 | 0 | 0 | 0 | 0 | 0 | 0 | 0 | 0
F5_Commercial_Grocery_New_Food Preparation_Natural Gas_Griddle_E8 | F5 | Commercial | Grocery | New | Food Preparation | Natural Gas | Griddle | E8 | Utility - Cost of Operation | 0 | 0 | 0 | 0 | 0 | 0 | 0 | 0 | 0 | 0 | 0 | 0 | 0 | 0 | 0 | 0 | 0 | 0 | 0 | 0 | 0 | 0 | 0 | 0 | 0 | 0 | 0 | 0 | 0 | 0
F5_Commercial_Grocery_New_Food Preparation_Natural Gas_Griddle_E9 | F5 | Commercial | Grocery | New | Food Preparation | Natural Gas | Griddle | E9 | Utility - Cost of Operation | 0 | 0 | 0 | 0 | 0 | 0 | 0 | 0 | 0 | 0 | 0 | 0 | 0 | 0 | 0 | 0 | 0 | 0 | 0 | 0 | 0 | 0 | 0 | 0 | 0 | 0 | 0 | 0 | 0 | 0
F5_Commercial_Grocery_New_Food Preparation_Natural Gas_Griddle_E10 | F5 | Commercial | Grocery | New | Food Preparation | Natural Gas | Griddle | E10 | Utility - Cost of Operation | 0 | 0 | 0 | 0 | 0 | 0 | 0 | 0 | 0 | 0 | 0 | 0 | 0 | 0 | 0 | 0 | 0 | 0 | 0 | 0 | 0 | 0 | 0 | 0 | 0 | 0 | 0 | 0 | 0 | 0
F6_Commercial_Grocery_New_Food Preparation_Natural Gas_Griddle_E1 | F6 | Commercial | Grocery | New | Food Preparation | Natural Gas | Griddle | E1 | Utility - Value of Sales | 0.34474 | 0.34769 | 0.35122 | 0.35707 | 0.36486 | 0.37404 | 0.38249 | 0.39 | 0.3973 | 0.40437 | 0.4115 | 0.41844 | 0.42497 | 0.4315 | 0.43775 | 0.44416 | 0.45101 | 0.45791 | 0.46487 | 0.47185 | 0.47876 | 0.48557 | 0 | 0 | 0 | 0 | 0 | 0 | 0 | 0
F6_Commercial_Grocery_New_Food Preparation_Natural Gas_Griddle_E2 | F6 | Commercial | Grocery | New | Food Preparation | Natural Gas | Griddle | E2 | Utility - Value of Sales | 0.29774 | 0.30029 | 0.30334 | 0.30839 | 0.31511 | 0.32305 | 0.33034 | 0.33683 | 0.34313 | 0.34924 | 0.3554 | 0.36139 | 0.36703 | 0.37268 | 0.37807 | 0.38361 | 0.38952 | 0.39548 | 0.40149 | 0.40752 | 0.41349 | 0.41937 | 0 | 0 | 0 | 0 | 0 | 0 | 0 | 0
F6_Commercial_Grocery_New_Food Preparation_Natural Gas_Griddle_E3 | F6 | Commercial | Grocery | New | Food Preparation | Natural Gas | Griddle | E3 | Utility - Value of Sales | 0 | 0 | 0 | 0 | 0 | 0 | 0 | 0 | 0 | 0 | 0 | 0 | 0 | 0 | 0 | 0 | 0 | 0 | 0 | 0 | 0 | 0 | 0 | 0 | 0 | 0 | 0 | 0 | 0 | 0
F6_Commercial_Grocery_New_Food Preparation_Natural Gas_Griddle_E4 | F6 | Commercial | Grocery | New | Food Preparation | Natural Gas | Griddle | E4 | Utility - Value of Sales | 0 | 0 | 0 | 0 | 0 | 0 | 0 | 0 | 0 | 0 | 0 | 0 | 0 | 0 | 0 | 0 | 0 | 0 | 0 | 0 | 0 | 0 | 0 | 0 | 0 | 0 | 0 | 0 | 0 | 0
F6_Commercial_Grocery_New_Food Preparation_Natural Gas_Griddle_E5 | F6 | Commercial | Grocery | New | Food Preparation | Natural Gas | Griddle | E5 | Utility - Value of Sales | 0 | 0 | 0 | 0 | 0 | 0 | 0 | 0 | 0 | 0 | 0 | 0 | 0 | 0 | 0 | 0 | 0 | 0 | 0 | 0 | 0 | 0 | 0 | 0 | 0 | 0 | 0 | 0 | 0 | 0
F6_Commercial_Grocery_New_Food Preparation_Natural Gas_Griddle_E6 | F6 | Commercial | Grocery | New | Food Preparation | Natural Gas | Griddle | E6 | Utility - Value of Sales | 0 | 0 | 0 | 0 | 0 | 0 | 0 | 0 | 0 | 0 | 0 | 0 | 0 | 0 | 0 | 0 | 0 | 0 | 0 | 0 | 0 | 0 | 0 | 0 | 0 | 0 | 0 | 0 | 0 | 0
F6_Commercial_Grocery_New_Food Preparation_Natural Gas_Griddle_E7 | F6 | Commercial | Grocery | New | Food Preparation | Natural Gas | Griddle | E7 | Utility - Value of Sales | 0 | 0 | 0 | 0 | 0 | 0 | 0 | 0 | 0 | 0 | 0 | 0 | 0 | 0 | 0 | 0 | 0 | 0 | 0 | 0 | 0 | 0 | 0 | 0 | 0 | 0 | 0 | 0 | 0 | 0
F6_Commercial_Grocery_New_Food Preparation_Natural Gas_Griddle_E8 | F6 | Commercial | Grocery | New | Food Preparation | Natural Gas | Griddle | E8 | Utility - Value of Sales | 0 | 0 | 0 | 0 | 0 | 0 | 0 | 0 | 0 | 0 | 0 | 0 | 0 | 0 | 0 | 0 | 0 | 0 | 0 | 0 | 0 | 0 | 0 | 0 | 0 | 0 | 0 | 0 | 0 | 0
F6_Commercial_Grocery_New_Food Preparation_Natural Gas_Griddle_E9 | F6 | Commercial | Grocery | New | Food Preparation | Natural Gas | Griddle | E9 | Utility - Value of Sales | 0 | 0 | 0 | 0 | 0 | 0 | 0 | 0 | 0 | 0 | 0 | 0 | 0 | 0 | 0 | 0 | 0 | 0 | 0 | 0 | 0 | 0 | 0 | 0 | 0 | 0 | 0 | 0 | 0 | 0
F6_Commercial_Grocery_New_Food Preparation_Natural Gas_Griddle_E10 | F6 | Commercial | Grocery | New | Food Preparation | Natural Gas | Griddle | E10 | Utility - Value of Sales | 0 | 0 | 0 | 0 | 0 | 0 | 0 | 0 | 0 | 0 | 0 | 0 | 0 | 0 | 0 | 0 | 0 | 0 | 0 | 0 | 0 | 0 | 0 | 0 | 0 | 0 | 0 | 0 | 0 | 0
F1_Commercial_Grocery_New_Food Preparation_Natural Gas_Range_E1 | F1 | Commercial | Grocery | New | Food Preparation | Natural Gas | Range | E1 | Participant - Cost of Equipment | 0.28803 | 0.28803 | 0.28803 | 0.28803 | 0.28803 | 0.28803 | 0.28803 | 0.28803 | 0.28803 | 0.28803 | 0.28803 | 0.28803 | 0.28803 | 0.28803 | 0.28803 | 0.28803 | 0.28803 | 0.28803 | 0.28803 | 0.28803 | 0.28803 | 0.28803 | 0 | 0 | 0 | 0 | 0 | 0 | 0 | 0
F1_Commercial_Grocery_New_Food Preparation_Natural Gas_Range_E2 | F1 | Commercial | Grocery | New | Food Preparation | Natural Gas | Range | E2 | Participant - Cost of Equipment | 0.28807 | 0.28807 | 0.28807 | 0.28807 | 0.28807 | 0.28807 | 0.28807 | 0.28807 | 0.28807 | 0.28807 | 0.28807 | 0.28807 | 0.28807 | 0.28807 | 0.28807 | 0.28807 | 0.28807 | 0.28807 | 0.28807 | 0.28807 | 0.28807 | 0.28807 | 0 | 0 | 0 | 0 | 0 | 0 | 0 | 0
F1_Commercial_Grocery_New_Food Preparation_Natural Gas_Range_E3 | F1 | Commercial | Grocery | New | Food Preparation | Natural Gas | Range | E3 | Participant - Cost of Equipment | 0 | 0 | 0 | 0 | 0 | 0 | 0 | 0 | 0 | 0 | 0 | 0 | 0 | 0 | 0 | 0 | 0 | 0 | 0 | 0 | 0 | 0 | 0 | 0 | 0 | 0 | 0 | 0 | 0 | 0
F1_Commercial_Grocery_New_Food Preparation_Natural Gas_Range_E4 | F1 | Commercial | Grocery | New | Food Preparation | Natural Gas | Range | E4 | Participant - Cost of Equipment | 0 | 0 | 0 | 0 | 0 | 0 | 0 | 0 | 0 | 0 | 0 | 0 | 0 | 0 | 0 | 0 | 0 | 0 | 0 | 0 | 0 | 0 | 0 | 0 | 0 | 0 | 0 | 0 | 0 | 0
F1_Commercial_Grocery_New_Food Preparation_Natural Gas_Range_E5 | F1 | Commercial | Grocery | New | Food Preparation | Natural Gas | Range | E5 | Participant - Cost of Equipment | 0 | 0 | 0 | 0 | 0 | 0 | 0 | 0 | 0 | 0 | 0 | 0 | 0 | 0 | 0 | 0 | 0 | 0 | 0 | 0 | 0 | 0 | 0 | 0 | 0 | 0 | 0 | 0 | 0 | 0
F1_Commercial_Grocery_New_Food Preparation_Natural Gas_Range_E6 | F1 | Commercial | Grocery | New | Food Preparation | Natural Gas | Range | E6 | Participant - Cost of Equipment | 0 | 0 | 0 | 0 | 0 | 0 | 0 | 0 | 0 | 0 | 0 | 0 | 0 | 0 | 0 | 0 | 0 | 0 | 0 | 0 | 0 | 0 | 0 | 0 | 0 | 0 | 0 | 0 | 0 | 0
F1_Commercial_Grocery_New_Food Preparation_Natural Gas_Range_E7 | F1 | Commercial | Grocery | New | Food Preparation | Natural Gas | Range | E7 | Participant - Cost of Equipment | 0 | 0 | 0 | 0 | 0 | 0 | 0 | 0 | 0 | 0 | 0 | 0 | 0 | 0 | 0 | 0 | 0 | 0 | 0 | 0 | 0 | 0 | 0 | 0 | 0 | 0 | 0 | 0 | 0 | 0
F1_Commercial_Grocery_New_Food Preparation_Natural Gas_Range_E8 | F1 | Commercial | Grocery | New | Food Preparation | Natural Gas | Range | E8 | Participant - Cost of Equipment | 0 | 0 | 0 | 0 | 0 | 0 | 0 | 0 | 0 | 0 | 0 | 0 | 0 | 0 | 0 | 0 | 0 | 0 | 0 | 0 | 0 | 0 | 0 | 0 | 0 | 0 | 0 | 0 | 0 | 0
F1_Commercial_Grocery_New_Food Preparation_Natural Gas_Range_E9 | F1 | Commercial | Grocery | New | Food Preparation | Natural Gas | Range | E9 | Participant - Cost of Equipment | 0 | 0 | 0 | 0 | 0 | 0 | 0 | 0 | 0 | 0 | 0 | 0 | 0 | 0 | 0 | 0 | 0 | 0 | 0 | 0 | 0 | 0 | 0 | 0 | 0 | 0 | 0 | 0 | 0 | 0
F1_Commercial_Grocery_New_Food Preparation_Natural Gas_Range_E10 | F1 | Commercial | Grocery | New | Food Preparation | Natural Gas | Range | E10 | Participant - Cost of Equipment | 0 | 0 | 0 | 0 | 0 | 0 | 0 | 0 | 0 | 0 | 0 | 0 | 0 | 0 | 0 | 0 | 0 | 0 | 0 | 0 | 0 | 0 | 0 | 0 | 0 | 0 | 0 | 0 | 0 | 0
F2_Commercial_Grocery_New_Food Preparation_Natural Gas_Range_E1 | F2 | Commercial | Grocery | New | Food Preparation | Natural Gas | Range | E1 | Participant - Cost of Operation | 0.39654 | 0.39918 | 0.40261 | 0.40922 | 0.4184 | 0.42944 | 0.43947 | 0.44806 | 0.45621 | 0.46454 | 0.47346 | 0.48216 | 0.49038 | 0.49866 | 0.50598 | 0.51291 | 0.52041 | 0.52794 | 0.5355 | 0.54307 | 0.5505 | 0.55774 | 0 | 0 | 0 | 0 | 0 | 0 | 0 | 0
F2_Commercial_Grocery_New_Food Preparation_Natural Gas_Range_E2 | F2 | Commercial | Grocery | New | Food Preparation | Natural Gas | Range | E2 | Participant - Cost of Operation | 0.29741 | 0.29939 | 0.30196 | 0.30692 | 0.3138 | 0.32208 | 0.3296 | 0.33604 | 0.34216 | 0.34841 | 0.35509 | 0.36162 | 0.36779 | 0.374 | 0.37949 | 0.38468 | 0.39031 | 0.39595 | 0.40163 | 0.4073 | 0.41287 | 0.41831 | 0 | 0 | 0 | 0 | 0 | 0 | 0 | 0
F2_Commercial_Grocery_New_Food Preparation_Natural Gas_Range_E3 | F2 | Commercial | Grocery | New | Food Preparation | Natural Gas | Range | E3 | Participant - Cost of Operation | 0 | 0 | 0 | 0 | 0 | 0 | 0 | 0 | 0 | 0 | 0 | 0 | 0 | 0 | 0 | 0 | 0 | 0 | 0 | 0 | 0 | 0 | 0 | 0 | 0 | 0 | 0 | 0 | 0 | 0
F2_Commercial_Grocery_New_Food Preparation_Natural Gas_Range_E4 | F2 | Commercial | Grocery | New | Food Preparation | Natural Gas | Range | E4 | Participant - Cost of Operation | 0 | 0 | 0 | 0 | 0 | 0 | 0 | 0 | 0 | 0 | 0 | 0 | 0 | 0 | 0 | 0 | 0 | 0 | 0 | 0 | 0 | 0 | 0 | 0 | 0 | 0 | 0 | 0 | 0 | 0
F2_Commercial_Grocery_New_Food Preparation_Natural Gas_Range_E5 | F2 | Commercial | Grocery | New | Food Preparation | Natural Gas | Range | E5 | Participant - Cost of Operation | 0 | 0 | 0 | 0 | 0 | 0 | 0 | 0 | 0 | 0 | 0 | 0 | 0 | 0 | 0 | 0 | 0 | 0 | 0 | 0 | 0 | 0 | 0 | 0 | 0 | 0 | 0 | 0 | 0 | 0
F2_Commercial_Grocery_New_Food Preparation_Natural Gas_Range_E6 | F2 | Commercial | Grocery | New | Food Preparation | Natural Gas | Range | E6 | Participant - Cost of Operation | 0 | 0 | 0 | 0 | 0 | 0 | 0 | 0 | 0 | 0 | 0 | 0 | 0 | 0 | 0 | 0 | 0 | 0 | 0 | 0 | 0 | 0 | 0 | 0 | 0 | 0 | 0 | 0 | 0 | 0
F2_Commercial_Grocery_New_Food Preparation_Natural Gas_Range_E7 | F2 | Commercial | Grocery | New | Food Preparation | Natural Gas | Range | E7 | Participant - Cost of Operation | 0 | 0 | 0 | 0 | 0 | 0 | 0 | 0 | 0 | 0 | 0 | 0 | 0 | 0 | 0 | 0 | 0 | 0 | 0 | 0 | 0 | 0 | 0 | 0 | 0 | 0 | 0 | 0 | 0 | 0
F2_Commercial_Grocery_New_Food Preparation_Natural Gas_Range_E8 | F2 | Commercial | Grocery | New | Food Preparation | Natural Gas | Range | E8 | Participant - Cost of Operation | 0 | 0 | 0 | 0 | 0 | 0 | 0 | 0 | 0 | 0 | 0 | 0 | 0 | 0 | 0 | 0 | 0 | 0 | 0 | 0 | 0 | 0 | 0 | 0 | 0 | 0 | 0 | 0 | 0 | 0
F2_Commercial_Grocery_New_Food Preparation_Natural Gas_Range_E9 | F2 | Commercial | Grocery | New | Food Preparation | Natural Gas | Range | E9 | Participant - Cost of Operation | 0 | 0 | 0 | 0 | 0 | 0 | 0 | 0 | 0 | 0 | 0 | 0 | 0 | 0 | 0 | 0 | 0 | 0 | 0 | 0 | 0 | 0 | 0 | 0 | 0 | 0 | 0 | 0 | 0 | 0
F2_Commercial_Grocery_New_Food Preparation_Natural Gas_Range_E10 | F2 | Commercial | Grocery | New | Food Preparation | Natural Gas | Range | E10 | Participant - Cost of Operation | 0 | 0 | 0 | 0 | 0 | 0 | 0 | 0 | 0 | 0 | 0 | 0 | 0 | 0 | 0 | 0 | 0 | 0 | 0 | 0 | 0 | 0 | 0 | 0 | 0 | 0 | 0 | 0 | 0 | 0
F3_Commercial_Grocery_New_Food Preparation_Natural Gas_Range_E1 | F3 | Commercial | Grocery | New | Food Preparation | Natural Gas | Range | E1 | System - kBTUs of Conusmption | 37.572 | 37.673 | 37.7953 | 38.1124 | 38.3888 | 38.623 | 38.8008 | 38.976 | 39.1368 | 39.2833 | 39.4054 | 39.4797 | 39.4954 | 39.4527 | 39.3356 | 39.1746 | 39.0016 | 38.8168 | 38.6055 | 38.4021 | 38.1909 | 37.9739 | 0 | 0 | 0 | 0 | 0 | 0 | 0 | 0
F3_Commercial_Grocery_New_Food Preparation_Natural Gas_Range_E2 | F3 | Commercial | Grocery | New | Food Preparation | Natural Gas | Range | E2 | System - kBTUs of Conusmption | 28.179 | 28.2548 | 28.3464 | 28.5843 | 28.7916 | 28.9672 | 29.1006 | 29.232 | 29.3526 | 29.4625 | 29.554 | 29.6097 | 29.6215 | 29.5896 | 29.5017 | 29.381 | 29.2512 | 29.1126 | 28.9542 | 28.8016 | 28.6432 | 28.4804 | 0 | 0 | 0 | 0 | 0 | 0 | 0 | 0
F3_Commercial_Grocery_New_Food Preparation_Natural Gas_Range_E3 | F3 | Commercial | Grocery | New | Food Preparation | Natural Gas | Range | E3 | System - kBTUs of Conusmption | 0 | 0 | 0 | 0 | 0 | 0 | 0 | 0 | 0 | 0 | 0 | 0 | 0 | 0 | 0 | 0 | 0 | 0 | 0 | 0 | 0 | 0 | 0 | 0 | 0 | 0 | 0 | 0 | 0 | 0
F3_Commercial_Grocery_New_Food Preparation_Natural Gas_Range_E4 | F3 | Commercial | Grocery | New | Food Preparation | Natural Gas | Range | E4 | System - kBTUs of Conusmption | 0 | 0 | 0 | 0 | 0 | 0 | 0 | 0 | 0 | 0 | 0 | 0 | 0 | 0 | 0 | 0 | 0 | 0 | 0 | 0 | 0 | 0 | 0 | 0 | 0 | 0 | 0 | 0 | 0 | 0
F3_Commercial_Grocery_New_Food Preparation_Natural Gas_Range_E5 | F3 | Commercial | Grocery | New | Food Preparation | Natural Gas | Range | E5 | System - kBTUs of Conusmption | 0 | 0 | 0 | 0 | 0 | 0 | 0 | 0 | 0 | 0 | 0 | 0 | 0 | 0 | 0 | 0 | 0 | 0 | 0 | 0 | 0 | 0 | 0 | 0 | 0 | 0 | 0 | 0 | 0 | 0
F3_Commercial_Grocery_New_Food Preparation_Natural Gas_Range_E6 | F3 | Commercial | Grocery | New | Food Preparation | Natural Gas | Range | E6 | System - kBTUs of Conusmption | 0 | 0 | 0 | 0 | 0 | 0 | 0 | 0 | 0 | 0 | 0 | 0 | 0 | 0 | 0 | 0 | 0 | 0 | 0 | 0 | 0 | 0 | 0 | 0 | 0 | 0 | 0 | 0 | 0 | 0
F3_Commercial_Grocery_New_Food Preparation_Natural Gas_Range_E7 | F3 | Commercial | Grocery | New | Food Preparation | Natural Gas | Range | E7 | System - kBTUs of Conusmption | 0 | 0 | 0 | 0 | 0 | 0 | 0 | 0 | 0 | 0 | 0 | 0 | 0 | 0 | 0 | 0 | 0 | 0 | 0 | 0 | 0 | 0 | 0 | 0 | 0 | 0 | 0 | 0 | 0 | 0
F3_Commercial_Grocery_New_Food Preparation_Natural Gas_Range_E8 | F3 | Commercial | Grocery | New | Food Preparation | Natural Gas | Range | E8 | System - kBTUs of Conusmption | 0 | 0 | 0 | 0 | 0 | 0 | 0 | 0 | 0 | 0 | 0 | 0 | 0 | 0 | 0 | 0 | 0 | 0 | 0 | 0 | 0 | 0 | 0 | 0 | 0 | 0 | 0 | 0 | 0 | 0
F3_Commercial_Grocery_New_Food Preparation_Natural Gas_Range_E9 | F3 | Commercial | Grocery | New | Food Preparation | Natural Gas | Range | E9 | System - kBTUs of Conusmption | 0 | 0 | 0 | 0 | 0 | 0 | 0 | 0 | 0 | 0 | 0 | 0 | 0 | 0 | 0 | 0 | 0 | 0 | 0 | 0 | 0 | 0 | 0 | 0 | 0 | 0 | 0 | 0 | 0 | 0
F3_Commercial_Grocery_New_Food Preparation_Natural Gas_Range_E10 | F3 | Commercial | Grocery | New | Food Preparation | Natural Gas | Range | E10 | System - kBTUs of Conusmption | 0 | 0 | 0 | 0 | 0 | 0 | 0 | 0 | 0 | 0 | 0 | 0 | 0 | 0 | 0 | 0 | 0 | 0 | 0 | 0 | 0 | 0 | 0 | 0 | 0 | 0 | 0 | 0 | 0 | 0
F4_Commercial_Grocery_New_Food Preparation_Natural Gas_Range_E1 | F4 | Commercial | Grocery | New | Food Preparation | Natural Gas | Range | E1 | Utility - Cost of Equipment | 0.28803 | 0.28803 | 0.28803 | 0.28803 | 0.28803 | 0.28803 | 0.28803 | 0.28803 | 0.28803 | 0.28803 | 0.28803 | 0.28803 | 0.28803 | 0.28803 | 0.28803 | 0.28803 | 0.28803 | 0.28803 | 0.28803 | 0.28803 | 0.28803 | 0.28803 | 0 | 0 | 0 | 0 | 0 | 0 | 0 | 0
F4_Commercial_Grocery_New_Food Preparation_Natural Gas_Range_E2 | F4 | Commercial | Grocery | New | Food Preparation | Natural Gas | Range | E2 | Utility - Cost of Equipment | 0.28807 | 0.28807 | 0.28807 | 0.28807 | 0.28807 | 0.28807 | 0.28807 | 0.28807 | 0.28807 | 0.28807 | 0.28807 | 0.28807 | 0.28807 | 0.28807 | 0.28807 | 0.28807 | 0.28807 | 0.28807 | 0.28807 | 0.28807 | 0.28807 | 0.28807 | 0 | 0 | 0 | 0 | 0 | 0 | 0 | 0
F4_Commercial_Grocery_New_Food Preparation_Natural Gas_Range_E3 | F4 | Commercial | Grocery | New | Food Preparation | Natural Gas | Range | E3 | Utility - Cost of Equipment | 0 | 0 | 0 | 0 | 0 | 0 | 0 | 0 | 0 | 0 | 0 | 0 | 0 | 0 | 0 | 0 | 0 | 0 | 0 | 0 | 0 | 0 | 0 | 0 | 0 | 0 | 0 | 0 | 0 | 0
F4_Commercial_Grocery_New_Food Preparation_Natural Gas_Range_E4 | F4 | Commercial | Grocery | New | Food Preparation | Natural Gas | Range | E4 | Utility - Cost of Equipment | 0 | 0 | 0 | 0 | 0 | 0 | 0 | 0 | 0 | 0 | 0 | 0 | 0 | 0 | 0 | 0 | 0 | 0 | 0 | 0 | 0 | 0 | 0 | 0 | 0 | 0 | 0 | 0 | 0 | 0
F4_Commercial_Grocery_New_Food Preparation_Natural Gas_Range_E5 | F4 | Commercial | Grocery | New | Food Preparation | Natural Gas | Range | E5 | Utility - Cost of Equipment | 0 | 0 | 0 | 0 | 0 | 0 | 0 | 0 | 0 | 0 | 0 | 0 | 0 | 0 | 0 | 0 | 0 | 0 | 0 | 0 | 0 | 0 | 0 | 0 | 0 | 0 | 0 | 0 | 0 | 0
F4_Commercial_Grocery_New_Food Preparation_Natural Gas_Range_E6 | F4 | Commercial | Grocery | New | Food Preparation | Natural Gas | Range | E6 | Utility - Cost of Equipment | 0 | 0 | 0 | 0 | 0 | 0 | 0 | 0 | 0 | 0 | 0 | 0 | 0 | 0 | 0 | 0 | 0 | 0 | 0 | 0 | 0 | 0 | 0 | 0 | 0 | 0 | 0 | 0 | 0 | 0
F4_Commercial_Grocery_New_Food Preparation_Natural Gas_Range_E7 | F4 | Commercial | Grocery | New | Food Preparation | Natural Gas | Range | E7 | Utility - Cost of Equipment | 0 | 0 | 0 | 0 | 0 | 0 | 0 | 0 | 0 | 0 | 0 | 0 | 0 | 0 | 0 | 0 | 0 | 0 | 0 | 0 | 0 | 0 | 0 | 0 | 0 | 0 | 0 | 0 | 0 | 0
F4_Commercial_Grocery_New_Food Preparation_Natural Gas_Range_E8 | F4 | Commercial | Grocery | New | Food Preparation | Natural Gas | Range | E8 | Utility - Cost of Equipment | 0 | 0 | 0 | 0 | 0 | 0 | 0 | 0 | 0 | 0 | 0 | 0 | 0 | 0 | 0 | 0 | 0 | 0 | 0 | 0 | 0 | 0 | 0 | 0 | 0 | 0 | 0 | 0 | 0 | 0
F4_Commercial_Grocery_New_Food Preparation_Natural Gas_Range_E9 | F4 | Commercial | Grocery | New | Food Preparation | Natural Gas | Range | E9 | Utility - Cost of Equipment | 0 | 0 | 0 | 0 | 0 | 0 | 0 | 0 | 0 | 0 | 0 | 0 | 0 | 0 | 0 | 0 | 0 | 0 | 0 | 0 | 0 | 0 | 0 | 0 | 0 | 0 | 0 | 0 | 0 | 0
F4_Commercial_Grocery_New_Food Preparation_Natural Gas_Range_E10 | F4 | Commercial | Grocery | New | Food Preparation | Natural Gas | Range | E10 | Utility - Cost of Equipment | 0 | 0 | 0 | 0 | 0 | 0 | 0 | 0 | 0 | 0 | 0 | 0 | 0 | 0 | 0 | 0 | 0 | 0 | 0 | 0 | 0 | 0 | 0 | 0 | 0 | 0 | 0 | 0 | 0 | 0
F5_Commercial_Grocery_New_Food Preparation_Natural Gas_Range_E1 | F5 | Commercial | Grocery | New | Food Preparation | Natural Gas | Range | E1 | Utility - Cost of Operation | 0.33099 | 0.33319 | 0.33605 | 0.34157 | 0.34923 | 0.35845 | 0.36682 | 0.37399 | 0.38079 | 0.38774 | 0.39519 | 0.40245 | 0.40931 | 0.41622 | 0.42233 | 0.42812 | 0.43438 | 0.44066 | 0.44697 | 0.45329 | 0.45949 | 0.46554 | 0 | 0 | 0 | 0 | 0 | 0 | 0 | 0
F5_Commercial_Grocery_New_Food Preparation_Natural Gas_Range_E2 | F5 | Commercial | Grocery | New | Food Preparation | Natural Gas | Range | E2 | Utility - Cost of Operation | 0.24824 | 0.24989 | 0.25204 | 0.25618 | 0.26192 | 0.26883 | 0.27511 | 0.28049 | 0.28559 | 0.29081 | 0.29639 | 0.30183 | 0.30698 | 0.31217 | 0.31675 | 0.32109 | 0.32578 | 0.33049 | 0.33523 | 0.33997 | 0.34462 | 0.34915 | 0 | 0 | 0 | 0 | 0 | 0 | 0 | 0
F5_Commercial_Grocery_New_Food Preparation_Natural Gas_Range_E3 | F5 | Commercial | Grocery | New | Food Preparation | Natural Gas | Range | E3 | Utility - Cost of Operation | 0 | 0 | 0 | 0 | 0 | 0 | 0 | 0 | 0 | 0 | 0 | 0 | 0 | 0 | 0 | 0 | 0 | 0 | 0 | 0 | 0 | 0 | 0 | 0 | 0 | 0 | 0 | 0 | 0 | 0
F5_Commercial_Grocery_New_Food Preparation_Natural Gas_Range_E4 | F5 | Commercial | Grocery | New | Food Preparation | Natural Gas | Range | E4 | Utility - Cost of Operation | 0 | 0 | 0 | 0 | 0 | 0 | 0 | 0 | 0 | 0 | 0 | 0 | 0 | 0 | 0 | 0 | 0 | 0 | 0 | 0 | 0 | 0 | 0 | 0 | 0 | 0 | 0 | 0 | 0 | 0
F5_Commercial_Grocery_New_Food Preparation_Natural Gas_Range_E5 | F5 | Commercial | Grocery | New | Food Preparation | Natural Gas | Range | E5 | Utility - Cost of Operation | 0 | 0 | 0 | 0 | 0 | 0 | 0 | 0 | 0 | 0 | 0 | 0 | 0 | 0 | 0 | 0 | 0 | 0 | 0 | 0 | 0 | 0 | 0 | 0 | 0 | 0 | 0 | 0 | 0 | 0
F5_Commercial_Grocery_New_Food Preparation_Natural Gas_Range_E6 | F5 | Commercial | Grocery | New | Food Preparation | Natural Gas | Range | E6 | Utility - Cost of Operation | 0 | 0 | 0 | 0 | 0 | 0 | 0 | 0 | 0 | 0 | 0 | 0 | 0 | 0 | 0 | 0 | 0 | 0 | 0 | 0 | 0 | 0 | 0 | 0 | 0 | 0 | 0 | 0 | 0 | 0
F5_Commercial_Grocery_New_Food Preparation_Natural Gas_Range_E7 | F5 | Commercial | Grocery | New | Food Preparation | Natural Gas | Range | E7 | Utility - Cost of Operation | 0 | 0 | 0 | 0 | 0 | 0 | 0 | 0 | 0 | 0 | 0 | 0 | 0 | 0 | 0 | 0 | 0 | 0 | 0 | 0 | 0 | 0 | 0 | 0 | 0 | 0 | 0 | 0 | 0 | 0
F5_Commercial_Grocery_New_Food Preparation_Natural Gas_Range_E8 | F5 | Commercial | Grocery | New | Food Preparation | Natural Gas | Range | E8 | Utility - Cost of Operation | 0 | 0 | 0 | 0 | 0 | 0 | 0 | 0 | 0 | 0 | 0 | 0 | 0 | 0 | 0 | 0 | 0 | 0 | 0 | 0 | 0 | 0 | 0 | 0 | 0 | 0 | 0 | 0 | 0 | 0
F5_Commercial_Grocery_New_Food Preparation_Natural Gas_Range_E9 | F5 | Commercial | Grocery | New | Food Preparation | Natural Gas | Range | E9 | Utility - Cost of Operation | 0 | 0 | 0 | 0 | 0 | 0 | 0 | 0 | 0 | 0 | 0 | 0 | 0 | 0 | 0 | 0 | 0 | 0 | 0 | 0 | 0 | 0 | 0 | 0 | 0 | 0 | 0 | 0 | 0 | 0
F5_Commercial_Grocery_New_Food Preparation_Natural Gas_Range_E10 | F5 | Commercial | Grocery | New | Food Preparation | Natural Gas | Range | E10 | Utility - Cost of Operation | 0 | 0 | 0 | 0 | 0 | 0 | 0 | 0 | 0 | 0 | 0 | 0 | 0 | 0 | 0 | 0 | 0 | 0 | 0 | 0 | 0 | 0 | 0 | 0 | 0 | 0 | 0 | 0 | 0 | 0
F6_Commercial_Grocery_New_Food Preparation_Natural Gas_Range_E1 | F6 | Commercial | Grocery | New | Food Preparation | Natural Gas | Range | E1 | Utility - Value of Sales | 0.39654 | 0.39918 | 0.40261 | 0.40922 | 0.4184 | 0.42944 | 0.43947 | 0.44806 | 0.45621 | 0.46454 | 0.47346 | 0.48216 | 0.49038 | 0.49866 | 0.50598 | 0.51291 | 0.52041 | 0.52794 | 0.5355 | 0.54307 | 0.5505 | 0.55774 | 0 | 0 | 0 | 0 | 0 | 0 | 0 | 0
F6_Commercial_Grocery_New_Food Preparation_Natural Gas_Range_E2 | F6 | Commercial | Grocery | New | Food Preparation | Natural Gas | Range | E2 | Utility - Value of Sales | 0.29741 | 0.29939 | 0.30196 | 0.30692 | 0.3138 | 0.32208 | 0.3296 | 0.33604 | 0.34216 | 0.34841 | 0.35509 | 0.36162 | 0.36779 | 0.374 | 0.37949 | 0.38468 | 0.39031 | 0.39595 | 0.40163 | 0.4073 | 0.41287 | 0.41831 | 0 | 0 | 0 | 0 | 0 | 0 | 0 | 0
F6_Commercial_Grocery_New_Food Preparation_Natural Gas_Range_E3 | F6 | Commercial | Grocery | New | Food Preparation | Natural Gas | Range | E3 | Utility - Value of Sales | 0 | 0 | 0 | 0 | 0 | 0 | 0 | 0 | 0 | 0 | 0 | 0 | 0 | 0 | 0 | 0 | 0 | 0 | 0 | 0 | 0 | 0 | 0 | 0 | 0 | 0 | 0 | 0 | 0 | 0
F6_Commercial_Grocery_New_Food Preparation_Natural Gas_Range_E4 | F6 | Commercial | Grocery | New | Food Preparation | Natural Gas | Range | E4 | Utility - Value of Sales | 0 | 0 | 0 | 0 | 0 | 0 | 0 | 0 | 0 | 0 | 0 | 0 | 0 | 0 | 0 | 0 | 0 | 0 | 0 | 0 | 0 | 0 | 0 | 0 | 0 | 0 | 0 | 0 | 0 | 0
F6_Commercial_Grocery_New_Food Preparation_Natural Gas_Range_E5 | F6 | Commercial | Grocery | New | Food Preparation | Natural Gas | Range | E5 | Utility - Value of Sales | 0 | 0 | 0 | 0 | 0 | 0 | 0 | 0 | 0 | 0 | 0 | 0 | 0 | 0 | 0 | 0 | 0 | 0 | 0 | 0 | 0 | 0 | 0 | 0 | 0 | 0 | 0 | 0 | 0 | 0
F6_Commercial_Grocery_New_Food Preparation_Natural Gas_Range_E6 | F6 | Commercial | Grocery | New | Food Preparation | Natural Gas | Range | E6 | Utility - Value of Sales | 0 | 0 | 0 | 0 | 0 | 0 | 0 | 0 | 0 | 0 | 0 | 0 | 0 | 0 | 0 | 0 | 0 | 0 | 0 | 0 | 0 | 0 | 0 | 0 | 0 | 0 | 0 | 0 | 0 | 0
F6_Commercial_Grocery_New_Food Preparation_Natural Gas_Range_E7 | F6 | Commercial | Grocery | New | Food Preparation | Natural Gas | Range | E7 | Utility - Value of Sales | 0 | 0 | 0 | 0 | 0 | 0 | 0 | 0 | 0 | 0 | 0 | 0 | 0 | 0 | 0 | 0 | 0 | 0 | 0 | 0 | 0 | 0 | 0 | 0 | 0 | 0 | 0 | 0 | 0 | 0
F6_Commercial_Grocery_New_Food Preparation_Natural Gas_Range_E8 | F6 | Commercial | Grocery | New | Food Preparation | Natural Gas | Range | E8 | Utility - Value of Sales | 0 | 0 | 0 | 0 | 0 | 0 | 0 | 0 | 0 | 0 | 0 | 0 | 0 | 0 | 0 | 0 | 0 | 0 | 0 | 0 | 0 | 0 | 0 | 0 | 0 | 0 | 0 | 0 | 0 | 0
F6_Commercial_Grocery_New_Food Preparation_Natural Gas_Range_E9 | F6 | Commercial | Grocery | New | Food Preparation | Natural Gas | Range | E9 | Utility - Value of Sales | 0 | 0 | 0 | 0 | 0 | 0 | 0 | 0 | 0 | 0 | 0 | 0 | 0 | 0 | 0 | 0 | 0 | 0 | 0 | 0 | 0 | 0 | 0 | 0 | 0 | 0 | 0 | 0 | 0 | 0
F6_Commercial_Grocery_New_Food Preparation_Natural Gas_Range_E10 | F6 | Commercial | Grocery | New | Food Preparation | Natural Gas | Range | E10 | Utility - Value of Sales | 0 | 0 | 0 | 0 | 0 | 0 | 0 | 0 | 0 | 0 | 0 | 0 | 0 | 0 | 0 | 0 | 0 | 0 | 0 | 0 | 0 | 0 | 0 | 0 | 0 | 0 | 0 | 0 | 0 | 0
F1_Commercial_Grocery_New_Food Preparation_Natural Gas_Steamer_E1 | F1 | Commercial | Grocery | New | Food Preparation | Natural Gas | Steamer | E1 | Participant - Cost of Equipment | 0.87061 | 0.87061 | 0.87061 | 0.87061 | 0.87061 | 0.87061 | 0.87061 | 0.87061 | 0.87061 | 0.87061 | 0.87061 | 0.87061 | 0.87061 | 0.87061 | 0.87061 | 0.87061 | 0.87061 | 0.87061 | 0.87061 | 0.87061 | 0.87061 | 0.87061 | 0 | 0 | 0 | 0 | 0 | 0 | 0 | 0
F1_Commercial_Grocery_New_Food Preparation_Natural Gas_Steamer_E2 | F1 | Commercial | Grocery | New | Food Preparation | Natural Gas | Steamer | E2 | Participant - Cost of Equipment | 0.93519 | 0.93519 | 0.93519 | 0.93519 | 0.93519 | 0.93519 | 0.93519 | 0.93519 | 0.93519 | 0.93519 | 0.93519 | 0.93519 | 0.93519 | 0.93519 | 0.93519 | 0.93519 | 0.93519 | 0.93519 | 0.93519 | 0.93519 | 0.93519 | 0.93519 | 0 | 0 | 0 | 0 | 0 | 0 | 0 | 0
F1_Commercial_Grocery_New_Food Preparation_Natural Gas_Steamer_E3 | F1 | Commercial | Grocery | New | Food Preparation | Natural Gas | Steamer | E3 | Participant - Cost of Equipment | 0 | 0 | 0 | 0 | 0 | 0 | 0 | 0 | 0 | 0 | 0 | 0 | 0 | 0 | 0 | 0 | 0 | 0 | 0 | 0 | 0 | 0 | 0 | 0 | 0 | 0 | 0 | 0 | 0 | 0
F1_Commercial_Grocery_New_Food Preparation_Natural Gas_Steamer_E4 | F1 | Commercial | Grocery | New | Food Preparation | Natural Gas | Steamer | E4 | Participant - Cost of Equipment | 0 | 0 | 0 | 0 | 0 | 0 | 0 | 0 | 0 | 0 | 0 | 0 | 0 | 0 | 0 | 0 | 0 | 0 | 0 | 0 | 0 | 0 | 0 | 0 | 0 | 0 | 0 | 0 | 0 | 0
F1_Commercial_Grocery_New_Food Preparation_Natural Gas_Steamer_E5 | F1 | Commercial | Grocery | New | Food Preparation | Natural Gas | Steamer | E5 | Participant - Cost of Equipment | 0 | 0 | 0 | 0 | 0 | 0 | 0 | 0 | 0 | 0 | 0 | 0 | 0 | 0 | 0 | 0 | 0 | 0 | 0 | 0 | 0 | 0 | 0 | 0 | 0 | 0 | 0 | 0 | 0 | 0
F1_Commercial_Grocery_New_Food Preparation_Natural Gas_Steamer_E6 | F1 | Commercial | Grocery | New | Food Preparation | Natural Gas | Steamer | E6 | Participant - Cost of Equipment | 0 | 0 | 0 | 0 | 0 | 0 | 0 | 0 | 0 | 0 | 0 | 0 | 0 | 0 | 0 | 0 | 0 | 0 | 0 | 0 | 0 | 0 | 0 | 0 | 0 | 0 | 0 | 0 | 0 | 0
F1_Commercial_Grocery_New_Food Preparation_Natural Gas_Steamer_E7 | F1 | Commercial | Grocery | New | Food Preparation | Natural Gas | Steamer | E7 | Participant - Cost of Equipment | 0 | 0 | 0 | 0 | 0 | 0 | 0 | 0 | 0 | 0 | 0 | 0 | 0 | 0 | 0 | 0 | 0 | 0 | 0 | 0 | 0 | 0 | 0 | 0 | 0 | 0 | 0 | 0 | 0 | 0
F1_Commercial_Grocery_New_Food Preparation_Natural Gas_Steamer_E8 | F1 | Commercial | Grocery | New | Food Preparation | Natural Gas | Steamer | E8 | Participant - Cost of Equipment | 0 | 0 | 0 | 0 | 0 | 0 | 0 | 0 | 0 | 0 | 0 | 0 | 0 | 0 | 0 | 0 | 0 | 0 | 0 | 0 | 0 | 0 | 0 | 0 | 0 | 0 | 0 | 0 | 0 | 0
F1_Commercial_Grocery_New_Food Preparation_Natural Gas_Steamer_E9 | F1 | Commercial | Grocery | New | Food Preparation | Natural Gas | Steamer | E9 | Participant - Cost of Equipment | 0 | 0 | 0 | 0 | 0 | 0 | 0 | 0 | 0 | 0 | 0 | 0 | 0 | 0 | 0 | 0 | 0 | 0 | 0 | 0 | 0 | 0 | 0 | 0 | 0 | 0 | 0 | 0 | 0 | 0
F1_Commercial_Grocery_New_Food Preparation_Natural Gas_Steamer_E10 | F1 | Commercial | Grocery | New | Food Preparation | Natural Gas | Steamer | E10 | Participant - Cost of Equipment | 0 | 0 | 0 | 0 | 0 | 0 | 0 | 0 | 0 | 0 | 0 | 0 | 0 | 0 | 0 | 0 | 0 | 0 | 0 | 0 | 0 | 0 | 0 | 0 | 0 | 0 | 0 | 0 | 0 | 0
F2_Commercial_Grocery_New_Food Preparation_Natural Gas_Steamer_E1 | F2 | Commercial | Grocery | New | Food Preparation | Natural Gas | Steamer | E1 | Participant - Cost of Operation | 0.94679 | 0.95482 | 0.96443 | 0.98051 | 1.0019 | 1.0273 | 1.0508 | 1.071 | 1.09 | 1.1086 | 1.1278 | 1.147 | 1.1656 | 1.1848 | 1.2026 | 1.2201 | 1.239 | 1.2579 | 1.277 | 1.2962 | 1.3151 | 1.3338 | 0 | 0 | 0 | 0 | 0 | 0 | 0 | 0
F2_Commercial_Grocery_New_Food Preparation_Natural Gas_Steamer_E2 | F2 | Commercial | Grocery | New | Food Preparation | Natural Gas | Steamer | E2 | Participant - Cost of Operation | 0.19749 | 0.19917 | 0.20117 | 0.20453 | 0.20899 | 0.21429 | 0.21919 | 0.22341 | 0.22735 | 0.23125 | 0.23525 | 0.23925 | 0.24313 | 0.24713 | 0.25084 | 0.25451 | 0.25843 | 0.26238 | 0.26637 | 0.27037 | 0.27432 | 0.27822 | 0 | 0 | 0 | 0 | 0 | 0 | 0 | 0
F2_Commercial_Grocery_New_Food Preparation_Natural Gas_Steamer_E3 | F2 | Commercial | Grocery | New | Food Preparation | Natural Gas | Steamer | E3 | Participant - Cost of Operation | 0 | 0 | 0 | 0 | 0 | 0 | 0 | 0 | 0 | 0 | 0 | 0 | 0 | 0 | 0 | 0 | 0 | 0 | 0 | 0 | 0 | 0 | 0 | 0 | 0 | 0 | 0 | 0 | 0 | 0
F2_Commercial_Grocery_New_Food Preparation_Natural Gas_Steamer_E4 | F2 | Commercial | Grocery | New | Food Preparation | Natural Gas | Steamer | E4 | Participant - Cost of Operation | 0 | 0 | 0 | 0 | 0 | 0 | 0 | 0 | 0 | 0 | 0 | 0 | 0 | 0 | 0 | 0 | 0 | 0 | 0 | 0 | 0 | 0 | 0 | 0 | 0 | 0 | 0 | 0 | 0 | 0
F2_Commercial_Grocery_New_Food Preparation_Natural Gas_Steamer_E5 | F2 | Commercial | Grocery | New | Food Preparation | Natural Gas | Steamer | E5 | Participant - Cost of Operation | 0 | 0 | 0 | 0 | 0 | 0 | 0 | 0 | 0 | 0 | 0 | 0 | 0 | 0 | 0 | 0 | 0 | 0 | 0 | 0 | 0 | 0 | 0 | 0 | 0 | 0 | 0 | 0 | 0 | 0
F2_Commercial_Grocery_New_Food Preparation_Natural Gas_Steamer_E6 | F2 | Commercial | Grocery | New | Food Preparation | Natural Gas | Steamer | E6 | Participant - Cost of Operation | 0 | 0 | 0 | 0 | 0 | 0 | 0 | 0 | 0 | 0 | 0 | 0 | 0 | 0 | 0 | 0 | 0 | 0 | 0 | 0 | 0 | 0 | 0 | 0 | 0 | 0 | 0 | 0 | 0 | 0
F2_Commercial_Grocery_New_Food Preparation_Natural Gas_Steamer_E7 | F2 | Commercial | Grocery | New | Food Preparation | Natural Gas | Steamer | E7 | Participant - Cost of Operation | 0 | 0 | 0 | 0 | 0 | 0 | 0 | 0 | 0 | 0 | 0 | 0 | 0 | 0 | 0 | 0 | 0 | 0 | 0 | 0 | 0 | 0 | 0 | 0 | 0 | 0 | 0 | 0 | 0 | 0
F2_Commercial_Grocery_New_Food Preparation_Natural Gas_Steamer_E8 | F2 | Commercial | Grocery | New | Food Preparation | Natural Gas | Steamer | E8 | Participant - Cost of Operation | 0 | 0 | 0 | 0 | 0 | 0 | 0 | 0 | 0 | 0 | 0 | 0 | 0 | 0 | 0 | 0 | 0 | 0 | 0 | 0 | 0 | 0 | 0 | 0 | 0 | 0 | 0 | 0 | 0 | 0
F2_Commercial_Grocery_New_Food Preparation_Natural Gas_Steamer_E9 | F2 | Commercial | Grocery | New | Food Preparation | Natural Gas | Steamer | E9 | Participant - Cost of Operation | 0 | 0 | 0 | 0 | 0 | 0 | 0 | 0 | 0 | 0 | 0 | 0 | 0 | 0 | 0 | 0 | 0 | 0 | 0 | 0 | 0 | 0 | 0 | 0 | 0 | 0 | 0 | 0 | 0 | 0
F2_Commercial_Grocery_New_Food Preparation_Natural Gas_Steamer_E10 | F2 | Commercial | Grocery | New | Food Preparation | Natural Gas | Steamer | E10 | Participant - Cost of Operation | 0 | 0 | 0 | 0 | 0 | 0 | 0 | 0 | 0 | 0 | 0 | 0 | 0 | 0 | 0 | 0 | 0 | 0 | 0 | 0 | 0 | 0 | 0 | 0 | 0 | 0 | 0 | 0 | 0 | 0
F3_Commercial_Grocery_New_Food Preparation_Natural Gas_Steamer_E1 | F3 | Commercial | Grocery | New | Food Preparation | Natural Gas | Steamer | E1 | System - kBTUs of Conusmption | 89.1004 | 89.3598 | 89.6524 | 90.3255 | 90.9139 | 91.4149 | 91.798 | 92.1247 | 92.3682 | 92.5287 | 92.5795 | 92.5734 | 92.4877 | 92.3243 | 92.0524 | 91.7364 | 91.3968 | 91.0338 | 90.619 | 90.2196 | 89.805 | 89.3788 | 0 | 0 | 0 | 0 | 0 | 0 | 0 | 0
F3_Commercial_Grocery_New_Food Preparation_Natural Gas_Steamer_E2 | F3 | Commercial | Grocery | New | Food Preparation | Natural Gas | Steamer | E2 | System - kBTUs of Conusmption | 18.5856 | 18.6397 | 18.7007 | 18.8411 | 18.9638 | 19.0683 | 19.1482 | 19.2164 | 19.2672 | 19.3007 | 19.3113 | 19.31 | 19.2921 | 19.258 | 19.2013 | 19.1354 | 19.0646 | 18.9888 | 18.9023 | 18.819 | 18.7325 | 18.6436 | 0 | 0 | 0 | 0 | 0 | 0 | 0 | 0
F3_Commercial_Grocery_New_Food Preparation_Natural Gas_Steamer_E3 | F3 | Commercial | Grocery | New | Food Preparation | Natural Gas | Steamer | E3 | System - kBTUs of Conusmption | 0 | 0 | 0 | 0 | 0 | 0 | 0 | 0 | 0 | 0 | 0 | 0 | 0 | 0 | 0 | 0 | 0 | 0 | 0 | 0 | 0 | 0 | 0 | 0 | 0 | 0 | 0 | 0 | 0 | 0
F3_Commercial_Grocery_New_Food Preparation_Natural Gas_Steamer_E4 | F3 | Commercial | Grocery | New | Food Preparation | Natural Gas | Steamer | E4 | System - kBTUs of Conusmption | 0 | 0 | 0 | 0 | 0 | 0 | 0 | 0 | 0 | 0 | 0 | 0 | 0 | 0 | 0 | 0 | 0 | 0 | 0 | 0 | 0 | 0 | 0 | 0 | 0 | 0 | 0 | 0 | 0 | 0
F3_Commercial_Grocery_New_Food Preparation_Natural Gas_Steamer_E5 | F3 | Commercial | Grocery | New | Food Preparation | Natural Gas | Steamer | E5 | System - kBTUs of Conusmption | 0 | 0 | 0 | 0 | 0 | 0 | 0 | 0 | 0 | 0 | 0 | 0 | 0 | 0 | 0 | 0 | 0 | 0 | 0 | 0 | 0 | 0 | 0 | 0 | 0 | 0 | 0 | 0 | 0 | 0
F3_Commercial_Grocery_New_Food Preparation_Natural Gas_Steamer_E6 | F3 | Commercial | Grocery | New | Food Preparation | Natural Gas | Steamer | E6 | System - kBTUs of Conusmption | 0 | 0 | 0 | 0 | 0 | 0 | 0 | 0 | 0 | 0 | 0 | 0 | 0 | 0 | 0 | 0 | 0 | 0 | 0 | 0 | 0 | 0 | 0 | 0 | 0 | 0 | 0 | 0 | 0 | 0
F3_Commercial_Grocery_New_Food Preparation_Natural Gas_Steamer_E7 | F3 | Commercial | Grocery | New | Food Preparation | Natural Gas | Steamer | E7 | System - kBTUs of Conusmption | 0 | 0 | 0 | 0 | 0 | 0 | 0 | 0 | 0 | 0 | 0 | 0 | 0 | 0 | 0 | 0 | 0 | 0 | 0 | 0 | 0 | 0 | 0 | 0 | 0 | 0 | 0 | 0 | 0 | 0
F3_Commercial_Grocery_New_Food Preparation_Natural Gas_Steamer_E8 | F3 | Commercial | Grocery | New | Food Preparation | Natural Gas | Steamer | E8 | System - kBTUs of Conusmption | 0 | 0 | 0 | 0 | 0 | 0 | 0 | 0 | 0 | 0 | 0 | 0 | 0 | 0 | 0 | 0 | 0 | 0 | 0 | 0 | 0 | 0 | 0 | 0 | 0 | 0 | 0 | 0 | 0 | 0
F3_Commercial_Grocery_New_Food Preparation_Natural Gas_Steamer_E9 | F3 | Commercial | Grocery | New | Food Preparation | Natural Gas | Steamer | E9 | System - kBTUs of Conusmption | 0 | 0 | 0 | 0 | 0 | 0 | 0 | 0 | 0 | 0 | 0 | 0 | 0 | 0 | 0 | 0 | 0 | 0 | 0 | 0 | 0 | 0 | 0 | 0 | 0 | 0 | 0 | 0 | 0 | 0
F3_Commercial_Grocery_New_Food Preparation_Natural Gas_Steamer_E10 | F3 | Commercial | Grocery | New | Food Preparation | Natural Gas | Steamer | E10 | System - kBTUs of Conusmption | 0 | 0 | 0 | 0 | 0 | 0 | 0 | 0 | 0 | 0 | 0 | 0 | 0 | 0 | 0 | 0 | 0 | 0 | 0 | 0 | 0 | 0 | 0 | 0 | 0 | 0 | 0 | 0 | 0 | 0
F4_Commercial_Grocery_New_Food Preparation_Natural Gas_Steamer_E1 | F4 | Commercial | Grocery | New | Food Preparation | Natural Gas | Steamer | E1 | Utility - Cost of Equipment | 0.87061 | 0.87061 | 0.87061 | 0.87061 | 0.87061 | 0.87061 | 0.87061 | 0.87061 | 0.87061 | 0.87061 | 0.87061 | 0.87061 | 0.87061 | 0.87061 | 0.87061 | 0.87061 | 0.87061 | 0.87061 | 0.87061 | 0.87061 | 0.87061 | 0.87061 | 0 | 0 | 0 | 0 | 0 | 0 | 0 | 0
F4_Commercial_Grocery_New_Food Preparation_Natural Gas_Steamer_E2 | F4 | Commercial | Grocery | New | Food Preparation | Natural Gas | Steamer | E2 | Utility - Cost of Equipment | 0.93519 | 0.93519 | 0.93519 | 0.93519 | 0.93519 | 0.93519 | 0.93519 | 0.93519 | 0.93519 | 0.93519 | 0.93519 | 0.93519 | 0.93519 | 0.93519 | 0.93519 | 0.93519 | 0.93519 | 0.93519 | 0.93519 | 0.93519 | 0.93519 | 0.93519 | 0 | 0 | 0 | 0 | 0 | 0 | 0 | 0
F4_Commercial_Grocery_New_Food Preparation_Natural Gas_Steamer_E3 | F4 | Commercial | Grocery | New | Food Preparation | Natural Gas | Steamer | E3 | Utility - Cost of Equipment | 0 | 0 | 0 | 0 | 0 | 0 | 0 | 0 | 0 | 0 | 0 | 0 | 0 | 0 | 0 | 0 | 0 | 0 | 0 | 0 | 0 | 0 | 0 | 0 | 0 | 0 | 0 | 0 | 0 | 0
F4_Commercial_Grocery_New_Food Preparation_Natural Gas_Steamer_E4 | F4 | Commercial | Grocery | New | Food Preparation | Natural Gas | Steamer | E4 | Utility - Cost of Equipment | 0 | 0 | 0 | 0 | 0 | 0 | 0 | 0 | 0 | 0 | 0 | 0 | 0 | 0 | 0 | 0 | 0 | 0 | 0 | 0 | 0 | 0 | 0 | 0 | 0 | 0 | 0 | 0 | 0 | 0
F4_Commercial_Grocery_New_Food Preparation_Natural Gas_Steamer_E5 | F4 | Commercial | Grocery | New | Food Preparation | Natural Gas | Steamer | E5 | Utility - Cost of Equipment | 0 | 0 | 0 | 0 | 0 | 0 | 0 | 0 | 0 | 0 | 0 | 0 | 0 | 0 | 0 | 0 | 0 | 0 | 0 | 0 | 0 | 0 | 0 | 0 | 0 | 0 | 0 | 0 | 0 | 0
F4_Commercial_Grocery_New_Food Preparation_Natural Gas_Steamer_E6 | F4 | Commercial | Grocery | New | Food Preparation | Natural Gas | Steamer | E6 | Utility - Cost of Equipment | 0 | 0 | 0 | 0 | 0 | 0 | 0 | 0 | 0 | 0 | 0 | 0 | 0 | 0 | 0 | 0 | 0 | 0 | 0 | 0 | 0 | 0 | 0 | 0 | 0 | 0 | 0 | 0 | 0 | 0
F4_Commercial_Grocery_New_Food Preparation_Natural Gas_Steamer_E7 | F4 | Commercial | Grocery | New | Food Preparation | Natural Gas | Steamer | E7 | Utility - Cost of Equipment | 0 | 0 | 0 | 0 | 0 | 0 | 0 | 0 | 0 | 0 | 0 | 0 | 0 | 0 | 0 | 0 | 0 | 0 | 0 | 0 | 0 | 0 | 0 | 0 | 0 | 0 | 0 | 0 | 0 | 0
F4_Commercial_Grocery_New_Food Preparation_Natural Gas_Steamer_E8 | F4 | Commercial | Grocery | New | Food Preparation | Natural Gas | Steamer | E8 | Utility - Cost of Equipment | 0 | 0 | 0 | 0 | 0 | 0 | 0 | 0 | 0 | 0 | 0 | 0 | 0 | 0 | 0 | 0 | 0 | 0 | 0 | 0 | 0 | 0 | 0 | 0 | 0 | 0 | 0 | 0 | 0 | 0
F4_Commercial_Grocery_New_Food Preparation_Natural Gas_Steamer_E9 | F4 | Commercial | Grocery | New | Food Preparation | Natural Gas | Steamer | E9 | Utility - Cost of Equipment | 0 | 0 | 0 | 0 | 0 | 0 | 0 | 0 | 0 | 0 | 0 | 0 | 0 | 0 | 0 | 0 | 0 | 0 | 0 | 0 | 0 | 0 | 0 | 0 | 0 | 0 | 0 | 0 | 0 | 0
F4_Commercial_Grocery_New_Food Preparation_Natural Gas_Steamer_E10 | F4 | Commercial | Grocery | New | Food Preparation | Natural Gas | Steamer | E10 | Utility - Cost of Equipment | 0 | 0 | 0 | 0 | 0 | 0 | 0 | 0 | 0 | 0 | 0 | 0 | 0 | 0 | 0 | 0 | 0 | 0 | 0 | 0 | 0 | 0 | 0 | 0 | 0 | 0 | 0 | 0 | 0 | 0
F5_Commercial_Grocery_New_Food Preparation_Natural Gas_Steamer_E1 | F5 | Commercial | Grocery | New | Food Preparation | Natural Gas | Steamer | E1 | Utility - Cost of Operation | 0.79026 | 0.79697 | 0.80499 | 0.81841 | 0.83629 | 0.85749 | 0.87708 | 0.89397 | 0.90976 | 0.92534 | 0.94137 | 0.95735 | 0.97287 | 0.98889 | 1.0037 | 1.0184 | 1.0341 | 1.0499 | 1.0659 | 1.0819 | 1.0977 | 1.1133 | 0 | 0 | 0 | 0 | 0 | 0 | 0 | 0
F5_Commercial_Grocery_New_Food Preparation_Natural Gas_Steamer_E2 | F5 | Commercial | Grocery | New | Food Preparation | Natural Gas | Steamer | E2 | Utility - Cost of Operation | 0.16484 | 0.16624 | 0.16791 | 0.17071 | 0.17444 | 0.17887 | 0.18295 | 0.18647 | 0.18977 | 0.19302 | 0.19636 | 0.19969 | 0.20293 | 0.20627 | 0.20937 | 0.21243 | 0.21571 | 0.21901 | 0.22233 | 0.22567 | 0.22897 | 0.23222 | 0 | 0 | 0 | 0 | 0 | 0 | 0 | 0
F5_Commercial_Grocery_New_Food Preparation_Natural Gas_Steamer_E3 | F5 | Commercial | Grocery | New | Food Preparation | Natural Gas | Steamer | E3 | Utility - Cost of Operation | 0 | 0 | 0 | 0 | 0 | 0 | 0 | 0 | 0 | 0 | 0 | 0 | 0 | 0 | 0 | 0 | 0 | 0 | 0 | 0 | 0 | 0 | 0 | 0 | 0 | 0 | 0 | 0 | 0 | 0
F5_Commercial_Grocery_New_Food Preparation_Natural Gas_Steamer_E4 | F5 | Commercial | Grocery | New | Food Preparation | Natural Gas | Steamer | E4 | Utility - Cost of Operation | 0 | 0 | 0 | 0 | 0 | 0 | 0 | 0 | 0 | 0 | 0 | 0 | 0 | 0 | 0 | 0 | 0 | 0 | 0 | 0 | 0 | 0 | 0 | 0 | 0 | 0 | 0 | 0 | 0 | 0
F5_Commercial_Grocery_New_Food Preparation_Natural Gas_Steamer_E5 | F5 | Commercial | Grocery | New | Food Preparation | Natural Gas | Steamer | E5 | Utility - Cost of Operation | 0 | 0 | 0 | 0 | 0 | 0 | 0 | 0 | 0 | 0 | 0 | 0 | 0 | 0 | 0 | 0 | 0 | 0 | 0 | 0 | 0 | 0 | 0 | 0 | 0 | 0 | 0 | 0 | 0 | 0
F5_Commercial_Grocery_New_Food Preparation_Natural Gas_Steamer_E6 | F5 | Commercial | Grocery | New | Food Preparation | Natural Gas | Steamer | E6 | Utility - Cost of Operation | 0 | 0 | 0 | 0 | 0 | 0 | 0 | 0 | 0 | 0 | 0 | 0 | 0 | 0 | 0 | 0 | 0 | 0 | 0 | 0 | 0 | 0 | 0 | 0 | 0 | 0 | 0 | 0 | 0 | 0
F5_Commercial_Grocery_New_Food Preparation_Natural Gas_Steamer_E7 | F5 | Commercial | Grocery | New | Food Preparation | Natural Gas | Steamer | E7 | Utility - Cost of Operation | 0 | 0 | 0 | 0 | 0 | 0 | 0 | 0 | 0 | 0 | 0 | 0 | 0 | 0 | 0 | 0 | 0 | 0 | 0 | 0 | 0 | 0 | 0 | 0 | 0 | 0 | 0 | 0 | 0 | 0
F5_Commercial_Grocery_New_Food Preparation_Natural Gas_Steamer_E8 | F5 | Commercial | Grocery | New | Food Preparation | Natural Gas | Steamer | E8 | Utility - Cost of Operation | 0 | 0 | 0 | 0 | 0 | 0 | 0 | 0 | 0 | 0 | 0 | 0 | 0 | 0 | 0 | 0 | 0 | 0 | 0 | 0 | 0 | 0 | 0 | 0 | 0 | 0 | 0 | 0 | 0 | 0
F5_Commercial_Grocery_New_Food Preparation_Natural Gas_Steamer_E9 | F5 | Commercial | Grocery | New | Food Preparation | Natural Gas | Steamer | E9 | Utility - Cost of Operation | 0 | 0 | 0 | 0 | 0 | 0 | 0 | 0 | 0 | 0 | 0 | 0 | 0 | 0 | 0 | 0 | 0 | 0 | 0 | 0 | 0 | 0 | 0 | 0 | 0 | 0 | 0 | 0 | 0 | 0
F5_Commercial_Grocery_New_Food Preparation_Natural Gas_Steamer_E10 | F5 | Commercial | Grocery | New | Food Preparation | Natural Gas | Steamer | E10 | Utility - Cost of Operation | 0 | 0 | 0 | 0 | 0 | 0 | 0 | 0 | 0 | 0 | 0 | 0 | 0 | 0 | 0 | 0 | 0 | 0 | 0 | 0 | 0 | 0 | 0 | 0 | 0 | 0 | 0 | 0 | 0 | 0
F6_Commercial_Grocery_New_Food Preparation_Natural Gas_Steamer_E1 | F6 | Commercial | Grocery | New | Food Preparation | Natural Gas | Steamer | E1 | Utility - Value of Sales | 0.94679 | 0.95482 | 0.96443 | 0.98051 | 1.0019 | 1.0273 | 1.0508 | 1.071 | 1.09 | 1.1086 | 1.1278 | 1.147 | 1.1656 | 1.1848 | 1.2026 | 1.2201 | 1.239 | 1.2579 | 1.277 | 1.2962 | 1.3151 | 1.3338 | 0 | 0 | 0 | 0 | 0 | 0 | 0 | 0
F6_Commercial_Grocery_New_Food Preparation_Natural Gas_Steamer_E2 | F6 | Commercial | Grocery | New | Food Preparation | Natural Gas | Steamer | E2 | Utility - Value of Sales | 0.19749 | 0.19917 | 0.20117 | 0.20453 | 0.20899 | 0.21429 | 0.21919 | 0.22341 | 0.22735 | 0.23125 | 0.23525 | 0.23925 | 0.24313 | 0.24713 | 0.25084 | 0.25451 | 0.25843 | 0.26238 | 0.26637 | 0.27037 | 0.27432 | 0.27822 | 0 | 0 | 0 | 0 | 0 | 0 | 0 | 0
F6_Commercial_Grocery_New_Food Preparation_Natural Gas_Steamer_E3 | F6 | Commercial | Grocery | New | Food Preparation | Natural Gas | Steamer | E3 | Utility - Value of Sales | 0 | 0 | 0 | 0 | 0 | 0 | 0 | 0 | 0 | 0 | 0 | 0 | 0 | 0 | 0 | 0 | 0 | 0 | 0 | 0 | 0 | 0 | 0 | 0 | 0 | 0 | 0 | 0 | 0 | 0
F6_Commercial_Grocery_New_Food Preparation_Natural Gas_Steamer_E4 | F6 | Commercial | Grocery | New | Food Preparation | Natural Gas | Steamer | E4 | Utility - Value of Sales | 0 | 0 | 0 | 0 | 0 | 0 | 0 | 0 | 0 | 0 | 0 | 0 | 0 | 0 | 0 | 0 | 0 | 0 | 0 | 0 | 0 | 0 | 0 | 0 | 0 | 0 | 0 | 0 | 0 | 0
F6_Commercial_Grocery_New_Food Preparation_Natural Gas_Steamer_E5 | F6 | Commercial | Grocery | New | Food Preparation | Natural Gas | Steamer | E5 | Utility - Value of Sales | 0 | 0 | 0 | 0 | 0 | 0 | 0 | 0 | 0 | 0 | 0 | 0 | 0 | 0 | 0 | 0 | 0 | 0 | 0 | 0 | 0 | 0 | 0 | 0 | 0 | 0 | 0 | 0 | 0 | 0
F6_Commercial_Grocery_New_Food Preparation_Natural Gas_Steamer_E6 | F6 | Commercial | Grocery | New | Food Preparation | Natural Gas | Steamer | E6 | Utility - Value of Sales | 0 | 0 | 0 | 0 | 0 | 0 | 0 | 0 | 0 | 0 | 0 | 0 | 0 | 0 | 0 | 0 | 0 | 0 | 0 | 0 | 0 | 0 | 0 | 0 | 0 | 0 | 0 | 0 | 0 | 0
F6_Commercial_Grocery_New_Food Preparation_Natural Gas_Steamer_E7 | F6 | Commercial | Grocery | New | Food Preparation | Natural Gas | Steamer | E7 | Utility - Value of Sales | 0 | 0 | 0 | 0 | 0 | 0 | 0 | 0 | 0 | 0 | 0 | 0 | 0 | 0 | 0 | 0 | 0 | 0 | 0 | 0 | 0 | 0 | 0 | 0 | 0 | 0 | 0 | 0 | 0 | 0
F6_Commercial_Grocery_New_Food Preparation_Natural Gas_Steamer_E8 | F6 | Commercial | Grocery | New | Food Preparation | Natural Gas | Steamer | E8 | Utility - Value of Sales | 0 | 0 | 0 | 0 | 0 | 0 | 0 | 0 | 0 | 0 | 0 | 0 | 0 | 0 | 0 | 0 | 0 | 0 | 0 | 0 | 0 | 0 | 0 | 0 | 0 | 0 | 0 | 0 | 0 | 0
F6_Commercial_Grocery_New_Food Preparation_Natural Gas_Steamer_E9 | F6 | Commercial | Grocery | New | Food Preparation | Natural Gas | Steamer | E9 | Utility - Value of Sales | 0 | 0 | 0 | 0 | 0 | 0 | 0 | 0 | 0 | 0 | 0 | 0 | 0 | 0 | 0 | 0 | 0 | 0 | 0 | 0 | 0 | 0 | 0 | 0 | 0 | 0 | 0 | 0 | 0 | 0
F6_Commercial_Grocery_New_Food Preparation_Natural Gas_Steamer_E10 | F6 | Commercial | Grocery | New | Food Preparation | Natural Gas | Steamer | E10 | Utility - Value of Sales | 0 | 0 | 0 | 0 | 0 | 0 | 0 | 0 | 0 | 0 | 0 | 0 | 0 | 0 | 0 | 0 | 0 | 0 | 0 | 0 | 0 | 0 | 0 | 0 | 0 | 0 | 0 | 0 | 0 | 0
F1_Commercial_Grocery_New_Food Preparation_Natural Gas_Food Prep Other_E1 | F1 | Commercial | Grocery | New | Food Preparation | Natural Gas | Food Prep Other | E1 | Participant - Cost of Equipment | 0.036885 | 0.036885 | 0.036885 | 0.036885 | 0.036885 | 0.036885 | 0.036885 | 0.036885 | 0.036885 | 0.036885 | 0.036885 | 0.036885 | 0.036885 | 0.036885 | 0.036885 | 0.036885 | 0.036885 | 0.036885 | 0.036885 | 0.036885 | 0.036885 | 0.036885 | 0 | 0 | 0 | 0 | 0 | 0 | 0 | 0
F1_Commercial_Grocery_New_Food Preparation_Natural Gas_Food Prep Other_E2 | F1 | Commercial | Grocery | New | Food Preparation | Natural Gas | Food Prep Other | E2 | Participant - Cost of Equipment | 0.036922 | 0.036922 | 0.036922 | 0.036922 | 0.036922 | 0.036922 | 0.036922 | 0.036922 | 0.036922 | 0.036922 | 0.036922 | 0.036922 | 0.036922 | 0.036922 | 0.036922 | 0.036922 | 0.036922 | 0.036922 | 0.036922 | 0.036922 | 0.036922 | 0.036922 | 0 | 0 | 0 | 0 | 0 | 0 | 0 | 0
F1_Commercial_Grocery_New_Food Preparation_Natural Gas_Food Prep Other_E3 | F1 | Commercial | Grocery | New | Food Preparation | Natural Gas | Food Prep Other | E3 | Participant - Cost of Equipment | 0 | 0 | 0 | 0 | 0 | 0 | 0 | 0 | 0 | 0 | 0 | 0 | 0 | 0 | 0 | 0 | 0 | 0 | 0 | 0 | 0 | 0 | 0 | 0 | 0 | 0 | 0 | 0 | 0 | 0
F1_Commercial_Grocery_New_Food Preparation_Natural Gas_Food Prep Other_E4 | F1 | Commercial | Grocery | New | Food Preparation | Natural Gas | Food Prep Other | E4 | Participant - Cost of Equipment | 0 | 0 | 0 | 0 | 0 | 0 | 0 | 0 | 0 | 0 | 0 | 0 | 0 | 0 | 0 | 0 | 0 | 0 | 0 | 0 | 0 | 0 | 0 | 0 | 0 | 0 | 0 | 0 | 0 | 0
F1_Commercial_Grocery_New_Food Preparation_Natural Gas_Food Prep Other_E5 | F1 | Commercial | Grocery | New | Food Preparation | Natural Gas | Food Prep Other | E5 | Participant - Cost of Equipment | 0 | 0 | 0 | 0 | 0 | 0 | 0 | 0 | 0 | 0 | 0 | 0 | 0 | 0 | 0 | 0 | 0 | 0 | 0 | 0 | 0 | 0 | 0 | 0 | 0 | 0 | 0 | 0 | 0 | 0
F1_Commercial_Grocery_New_Food Preparation_Natural Gas_Food Prep Other_E6 | F1 | Commercial | Grocery | New | Food Preparation | Natural Gas | Food Prep Other | E6 | Participant - Cost of Equipment | 0 | 0 | 0 | 0 | 0 | 0 | 0 | 0 | 0 | 0 | 0 | 0 | 0 | 0 | 0 | 0 | 0 | 0 | 0 | 0 | 0 | 0 | 0 | 0 | 0 | 0 | 0 | 0 | 0 | 0
F1_Commercial_Grocery_New_Food Preparation_Natural Gas_Food Prep Other_E7 | F1 | Commercial | Grocery | New | Food Preparation | Natural Gas | Food Prep Other | E7 | Participant - Cost of Equipment | 0 | 0 | 0 | 0 | 0 | 0 | 0 | 0 | 0 | 0 | 0 | 0 | 0 | 0 | 0 | 0 | 0 | 0 | 0 | 0 | 0 | 0 | 0 | 0 | 0 | 0 | 0 | 0 | 0 | 0
F1_Commercial_Grocery_New_Food Preparation_Natural Gas_Food Prep Other_E8 | F1 | Commercial | Grocery | New | Food Preparation | Natural Gas | Food Prep Other | E8 | Participant - Cost of Equipment | 0 | 0 | 0 | 0 | 0 | 0 | 0 | 0 | 0 | 0 | 0 | 0 | 0 | 0 | 0 | 0 | 0 | 0 | 0 | 0 | 0 | 0 | 0 | 0 | 0 | 0 | 0 | 0 | 0 | 0
F1_Commercial_Grocery_New_Food Preparation_Natural Gas_Food Prep Other_E9 | F1 | Commercial | Grocery | New | Food Preparation | Natural Gas | Food Prep Other | E9 | Participant - Cost of Equipment | 0 | 0 | 0 | 0 | 0 | 0 | 0 | 0 | 0 | 0 | 0 | 0 | 0 | 0 | 0 | 0 | 0 | 0 | 0 | 0 | 0 | 0 | 0 | 0 | 0 | 0 | 0 | 0 | 0 | 0
F1_Commercial_Grocery_New_Food Preparation_Natural Gas_Food Prep Other_E10 | F1 | Commercial | Grocery | New | Food Preparation | Natural Gas | Food Prep Other | E10 | Participant - Cost of Equipment | 0 | 0 | 0 | 0 | 0 | 0 | 0 | 0 | 0 | 0 | 0 | 0 | 0 | 0 | 0 | 0 | 0 | 0 | 0 | 0 | 0 | 0 | 0 | 0 | 0 | 0 | 0 | 0 | 0 | 0
F2_Commercial_Grocery_New_Food Preparation_Natural Gas_Food Prep Other_E1 | F2 | Commercial | Grocery | New | Food Preparation | Natural Gas | Food Prep Other | E1 | Participant - Cost of Operation | 0.40157 | 0.40424 | 0.40771 | 0.41441 | 0.4237 | 0.43488 | 0.44504 | 0.45374 | 0.462 | 0.47043 | 0.47946 | 0.48827 | 0.4966 | 0.50498 | 0.5124 | 0.51941 | 0.52701 | 0.53463 | 0.54229 | 0.54995 | 0.55747 | 0.56481 | 0 | 0 | 0 | 0 | 0 | 0 | 0 | 0
F2_Commercial_Grocery_New_Food Preparation_Natural Gas_Food Prep Other_E2 | F2 | Commercial | Grocery | New | Food Preparation | Natural Gas | Food Prep Other | E2 | Participant - Cost of Operation | 0.40156 | 0.40424 | 0.40771 | 0.4144 | 0.4237 | 0.43488 | 0.44503 | 0.45373 | 0.46199 | 0.47043 | 0.47946 | 0.48826 | 0.49659 | 0.50498 | 0.51239 | 0.51941 | 0.527 | 0.53462 | 0.54229 | 0.54995 | 0.55747 | 0.56481 | 0 | 0 | 0 | 0 | 0 | 0 | 0 | 0
F2_Commercial_Grocery_New_Food Preparation_Natural Gas_Food Prep Other_E3 | F2 | Commercial | Grocery | New | Food Preparation | Natural Gas | Food Prep Other | E3 | Participant - Cost of Operation | 0 | 0 | 0 | 0 | 0 | 0 | 0 | 0 | 0 | 0 | 0 | 0 | 0 | 0 | 0 | 0 | 0 | 0 | 0 | 0 | 0 | 0 | 0 | 0 | 0 | 0 | 0 | 0 | 0 | 0
F2_Commercial_Grocery_New_Food Preparation_Natural Gas_Food Prep Other_E4 | F2 | Commercial | Grocery | New | Food Preparation | Natural Gas | Food Prep Other | E4 | Participant - Cost of Operation | 0 | 0 | 0 | 0 | 0 | 0 | 0 | 0 | 0 | 0 | 0 | 0 | 0 | 0 | 0 | 0 | 0 | 0 | 0 | 0 | 0 | 0 | 0 | 0 | 0 | 0 | 0 | 0 | 0 | 0
F2_Commercial_Grocery_New_Food Preparation_Natural Gas_Food Prep Other_E5 | F2 | Commercial | Grocery | New | Food Preparation | Natural Gas | Food Prep Other | E5 | Participant - Cost of Operation | 0 | 0 | 0 | 0 | 0 | 0 | 0 | 0 | 0 | 0 | 0 | 0 | 0 | 0 | 0 | 0 | 0 | 0 | 0 | 0 | 0 | 0 | 0 | 0 | 0 | 0 | 0 | 0 | 0 | 0
F2_Commercial_Grocery_New_Food Preparation_Natural Gas_Food Prep Other_E6 | F2 | Commercial | Grocery | New | Food Preparation | Natural Gas | Food Prep Other | E6 | Participant - Cost of Operation | 0 | 0 | 0 | 0 | 0 | 0 | 0 | 0 | 0 | 0 | 0 | 0 | 0 | 0 | 0 | 0 | 0 | 0 | 0 | 0 | 0 | 0 | 0 | 0 | 0 | 0 | 0 | 0 | 0 | 0
F2_Commercial_Grocery_New_Food Preparation_Natural Gas_Food Prep Other_E7 | F2 | Commercial | Grocery | New | Food Preparation | Natural Gas | Food Prep Other | E7 | Participant - Cost of Operation | 0 | 0 | 0 | 0 | 0 | 0 | 0 | 0 | 0 | 0 | 0 | 0 | 0 | 0 | 0 | 0 | 0 | 0 | 0 | 0 | 0 | 0 | 0 | 0 | 0 | 0 | 0 | 0 | 0 | 0
F2_Commercial_Grocery_New_Food Preparation_Natural Gas_Food Prep Other_E8 | F2 | Commercial | Grocery | New | Food Preparation | Natural Gas | Food Prep Other | E8 | Participant - Cost of Operation | 0 | 0 | 0 | 0 | 0 | 0 | 0 | 0 | 0 | 0 | 0 | 0 | 0 | 0 | 0 | 0 | 0 | 0 | 0 | 0 | 0 | 0 | 0 | 0 | 0 | 0 | 0 | 0 | 0 | 0
F2_Commercial_Grocery_New_Food Preparation_Natural Gas_Food Prep Other_E9 | F2 | Commercial | Grocery | New | Food Preparation | Natural Gas | Food Prep Other | E9 | Participant - Cost of Operation | 0 | 0 | 0 | 0 | 0 | 0 | 0 | 0 | 0 | 0 | 0 | 0 | 0 | 0 | 0 | 0 | 0 | 0 | 0 | 0 | 0 | 0 | 0 | 0 | 0 | 0 | 0 | 0 | 0 | 0
F2_Commercial_Grocery_New_Food Preparation_Natural Gas_Food Prep Other_E10 | F2 | Commercial | Grocery | New | Food Preparation | Natural Gas | Food Prep Other | E10 | Participant - Cost of Operation | 0 | 0 | 0 | 0 | 0 | 0 | 0 | 0 | 0 | 0 | 0 | 0 | 0 | 0 | 0 | 0 | 0 | 0 | 0 | 0 | 0 | 0 | 0 | 0 | 0 | 0 | 0 | 0 | 0 | 0
F3_Commercial_Grocery_New_Food Preparation_Natural Gas_Food Prep Other_E1 | F3 | Commercial | Grocery | New | Food Preparation | Natural Gas | Food Prep Other | E1 | System - kBTUs of Conusmption | 38.0481 | 38.1505 | 38.2742 | 38.5954 | 38.8753 | 39.1125 | 39.2926 | 39.47 | 39.6328 | 39.7811 | 39.9047 | 39.98 | 39.9959 | 39.9527 | 39.8341 | 39.6711 | 39.4959 | 39.3087 | 39.0948 | 38.8888 | 38.6749 | 38.4551 | 0 | 0 | 0 | 0 | 0 | 0 | 0 | 0
F3_Commercial_Grocery_New_Food Preparation_Natural Gas_Food Prep Other_E2 | F3 | Commercial | Grocery | New | Food Preparation | Natural Gas | Food Prep Other | E2 | System - kBTUs of Conusmption | 38.0479 | 38.1502 | 38.274 | 38.5952 | 38.875 | 39.1122 | 39.2923 | 39.4697 | 39.6325 | 39.7808 | 39.9045 | 39.9797 | 39.9956 | 39.9524 | 39.8338 | 39.6708 | 39.4956 | 39.3084 | 39.0945 | 38.8885 | 38.6746 | 38.4549 | 0 | 0 | 0 | 0 | 0 | 0 | 0 | 0
F3_Commercial_Grocery_New_Food Preparation_Natural Gas_Food Prep Other_E3 | F3 | Commercial | Grocery | New | Food Preparation | Natural Gas | Food Prep Other | E3 | System - kBTUs of Conusmption | 0 | 0 | 0 | 0 | 0 | 0 | 0 | 0 | 0 | 0 | 0 | 0 | 0 | 0 | 0 | 0 | 0 | 0 | 0 | 0 | 0 | 0 | 0 | 0 | 0 | 0 | 0 | 0 | 0 | 0
F3_Commercial_Grocery_New_Food Preparation_Natural Gas_Food Prep Other_E4 | F3 | Commercial | Grocery | New | Food Preparation | Natural Gas | Food Prep Other | E4 | System - kBTUs of Conusmption | 0 | 0 | 0 | 0 | 0 | 0 | 0 | 0 | 0 | 0 | 0 | 0 | 0 | 0 | 0 | 0 | 0 | 0 | 0 | 0 | 0 | 0 | 0 | 0 | 0 | 0 | 0 | 0 | 0 | 0
F3_Commercial_Grocery_New_Food Preparation_Natural Gas_Food Prep Other_E5 | F3 | Commercial | Grocery | New | Food Preparation | Natural Gas | Food Prep Other | E5 | System - kBTUs of Conusmption | 0 | 0 | 0 | 0 | 0 | 0 | 0 | 0 | 0 | 0 | 0 | 0 | 0 | 0 | 0 | 0 | 0 | 0 | 0 | 0 | 0 | 0 | 0 | 0 | 0 | 0 | 0 | 0 | 0 | 0
F3_Commercial_Grocery_New_Food Preparation_Natural Gas_Food Prep Other_E6 | F3 | Commercial | Grocery | New | Food Preparation | Natural Gas | Food Prep Other | E6 | System - kBTUs of Conusmption | 0 | 0 | 0 | 0 | 0 | 0 | 0 | 0 | 0 | 0 | 0 | 0 | 0 | 0 | 0 | 0 | 0 | 0 | 0 | 0 | 0 | 0 | 0 | 0 | 0 | 0 | 0 | 0 | 0 | 0
F3_Commercial_Grocery_New_Food Preparation_Natural Gas_Food Prep Other_E7 | F3 | Commercial | Grocery | New | Food Preparation | Natural Gas | Food Prep Other | E7 | System - kBTUs of Conusmption | 0 | 0 | 0 | 0 | 0 | 0 | 0 | 0 | 0 | 0 | 0 | 0 | 0 | 0 | 0 | 0 | 0 | 0 | 0 | 0 | 0 | 0 | 0 | 0 | 0 | 0 | 0 | 0 | 0 | 0
F3_Commercial_Grocery_New_Food Preparation_Natural Gas_Food Prep Other_E8 | F3 | Commercial | Grocery | New | Food Preparation | Natural Gas | Food Prep Other | E8 | System - kBTUs of Conusmption | 0 | 0 | 0 | 0 | 0 | 0 | 0 | 0 | 0 | 0 | 0 | 0 | 0 | 0 | 0 | 0 | 0 | 0 | 0 | 0 | 0 | 0 | 0 | 0 | 0 | 0 | 0 | 0 | 0 | 0
F3_Commercial_Grocery_New_Food Preparation_Natural Gas_Food Prep Other_E9 | F3 | Commercial | Grocery | New | Food Preparation | Natural Gas | Food Prep Other | E9 | System - kBTUs of Conusmption | 0 | 0 | 0 | 0 | 0 | 0 | 0 | 0 | 0 | 0 | 0 | 0 | 0 | 0 | 0 | 0 | 0 | 0 | 0 | 0 | 0 | 0 | 0 | 0 | 0 | 0 | 0 | 0 | 0 | 0
F3_Commercial_Grocery_New_Food Preparation_Natural Gas_Food Prep Other_E10 | F3 | Commercial | Grocery | New | Food Preparation | Natural Gas | Food Prep Other | E10 | System - kBTUs of Conusmption | 0 | 0 | 0 | 0 | 0 | 0 | 0 | 0 | 0 | 0 | 0 | 0 | 0 | 0 | 0 | 0 | 0 | 0 | 0 | 0 | 0 | 0 | 0 | 0 | 0 | 0 | 0 | 0 | 0 | 0
F4_Commercial_Grocery_New_Food Preparation_Natural Gas_Food Prep Other_E1 | F4 | Commercial | Grocery | New | Food Preparation | Natural Gas | Food Prep Other | E1 | Utility - Cost of Equipment | 0.036885 | 0.036885 | 0.036885 | 0.036885 | 0.036885 | 0.036885 | 0.036885 | 0.036885 | 0.036885 | 0.036885 | 0.036885 | 0.036885 | 0.036885 | 0.036885 | 0.036885 | 0.036885 | 0.036885 | 0.036885 | 0.036885 | 0.036885 | 0.036885 | 0.036885 | 0 | 0 | 0 | 0 | 0 | 0 | 0 | 0
F4_Commercial_Grocery_New_Food Preparation_Natural Gas_Food Prep Other_E2 | F4 | Commercial | Grocery | New | Food Preparation | Natural Gas | Food Prep Other | E2 | Utility - Cost of Equipment | 0.036922 | 0.036922 | 0.036922 | 0.036922 | 0.036922 | 0.036922 | 0.036922 | 0.036922 | 0.036922 | 0.036922 | 0.036922 | 0.036922 | 0.036922 | 0.036922 | 0.036922 | 0.036922 | 0.036922 | 0.036922 | 0.036922 | 0.036922 | 0.036922 | 0.036922 | 0 | 0 | 0 | 0 | 0 | 0 | 0 | 0
F4_Commercial_Grocery_New_Food Preparation_Natural Gas_Food Prep Other_E3 | F4 | Commercial | Grocery | New | Food Preparation | Natural Gas | Food Prep Other | E3 | Utility - Cost of Equipment | 0 | 0 | 0 | 0 | 0 | 0 | 0 | 0 | 0 | 0 | 0 | 0 | 0 | 0 | 0 | 0 | 0 | 0 | 0 | 0 | 0 | 0 | 0 | 0 | 0 | 0 | 0 | 0 | 0 | 0
F4_Commercial_Grocery_New_Food Preparation_Natural Gas_Food Prep Other_E4 | F4 | Commercial | Grocery | New | Food Preparation | Natural Gas | Food Prep Other | E4 | Utility - Cost of Equipment | 0 | 0 | 0 | 0 | 0 | 0 | 0 | 0 | 0 | 0 | 0 | 0 | 0 | 0 | 0 | 0 | 0 | 0 | 0 | 0 | 0 | 0 | 0 | 0 | 0 | 0 | 0 | 0 | 0 | 0
F4_Commercial_Grocery_New_Food Preparation_Natural Gas_Food Prep Other_E5 | F4 | Commercial | Grocery | New | Food Preparation | Natural Gas | Food Prep Other | E5 | Utility - Cost of Equipment | 0 | 0 | 0 | 0 | 0 | 0 | 0 | 0 | 0 | 0 | 0 | 0 | 0 | 0 | 0 | 0 | 0 | 0 | 0 | 0 | 0 | 0 | 0 | 0 | 0 | 0 | 0 | 0 | 0 | 0
F4_Commercial_Grocery_New_Food Preparation_Natural Gas_Food Prep Other_E6 | F4 | Commercial | Grocery | New | Food Preparation | Natural Gas | Food Prep Other | E6 | Utility - Cost of Equipment | 0 | 0 | 0 | 0 | 0 | 0 | 0 | 0 | 0 | 0 | 0 | 0 | 0 | 0 | 0 | 0 | 0 | 0 | 0 | 0 | 0 | 0 | 0 | 0 | 0 | 0 | 0 | 0 | 0 | 0
F4_Commercial_Grocery_New_Food Preparation_Natural Gas_Food Prep Other_E7 | F4 | Commercial | Grocery | New | Food Preparation | Natural Gas | Food Prep Other | E7 | Utility - Cost of Equipment | 0 | 0 | 0 | 0 | 0 | 0 | 0 | 0 | 0 | 0 | 0 | 0 | 0 | 0 | 0 | 0 | 0 | 0 | 0 | 0 | 0 | 0 | 0 | 0 | 0 | 0 | 0 | 0 | 0 | 0
F4_Commercial_Grocery_New_Food Preparation_Natural Gas_Food Prep Other_E8 | F4 | Commercial | Grocery | New | Food Preparation | Natural Gas | Food Prep Other | E8 | Utility - Cost of Equipment | 0 | 0 | 0 | 0 | 0 | 0 | 0 | 0 | 0 | 0 | 0 | 0 | 0 | 0 | 0 | 0 | 0 | 0 | 0 | 0 | 0 | 0 | 0 | 0 | 0 | 0 | 0 | 0 | 0 | 0
F4_Commercial_Grocery_New_Food Preparation_Natural Gas_Food Prep Other_E9 | F4 | Commercial | Grocery | New | Food Preparation | Natural Gas | Food Prep Other | E9 | Utility - Cost of Equipment | 0 | 0 | 0 | 0 | 0 | 0 | 0 | 0 | 0 | 0 | 0 | 0 | 0 | 0 | 0 | 0 | 0 | 0 | 0 | 0 | 0 | 0 | 0 | 0 | 0 | 0 | 0 | 0 | 0 | 0
F4_Commercial_Grocery_New_Food Preparation_Natural Gas_Food Prep Other_E10 | F4 | Commercial | Grocery | New | Food Preparation | Natural Gas | Food Prep Other | E10 | Utility - Cost of Equipment | 0 | 0 | 0 | 0 | 0 | 0 | 0 | 0 | 0 | 0 | 0 | 0 | 0 | 0 | 0 | 0 | 0 | 0 | 0 | 0 | 0 | 0 | 0 | 0 | 0 | 0 | 0 | 0 | 0 | 0
F5_Commercial_Grocery_New_Food Preparation_Natural Gas_Food Prep Other_E1 | F5 | Commercial | Grocery | New | Food Preparation | Natural Gas | Food Prep Other | E1 | Utility - Cost of Operation | 0.33518 | 0.33741 | 0.34031 | 0.3459 | 0.35365 | 0.36299 | 0.37146 | 0.37873 | 0.38562 | 0.39266 | 0.40019 | 0.40755 | 0.4145 | 0.4215 | 0.42769 | 0.43354 | 0.43988 | 0.44624 | 0.45264 | 0.45903 | 0.46531 | 0.47144 | 0 | 0 | 0 | 0 | 0 | 0 | 0 | 0
F5_Commercial_Grocery_New_Food Preparation_Natural Gas_Food Prep Other_E2 | F5 | Commercial | Grocery | New | Food Preparation | Natural Gas | Food Prep Other | E2 | Utility - Cost of Operation | 0.33518 | 0.33741 | 0.34031 | 0.34589 | 0.35365 | 0.36299 | 0.37146 | 0.37872 | 0.38562 | 0.39265 | 0.40019 | 0.40754 | 0.4145 | 0.4215 | 0.42768 | 0.43354 | 0.43988 | 0.44624 | 0.45264 | 0.45903 | 0.46531 | 0.47143 | 0 | 0 | 0 | 0 | 0 | 0 | 0 | 0
F5_Commercial_Grocery_New_Food Preparation_Natural Gas_Food Prep Other_E3 | F5 | Commercial | Grocery | New | Food Preparation | Natural Gas | Food Prep Other | E3 | Utility - Cost of Operation | 0 | 0 | 0 | 0 | 0 | 0 | 0 | 0 | 0 | 0 | 0 | 0 | 0 | 0 | 0 | 0 | 0 | 0 | 0 | 0 | 0 | 0 | 0 | 0 | 0 | 0 | 0 | 0 | 0 | 0
F5_Commercial_Grocery_New_Food Preparation_Natural Gas_Food Prep Other_E4 | F5 | Commercial | Grocery | New | Food Preparation | Natural Gas | Food Prep Other | E4 | Utility - Cost of Operation | 0 | 0 | 0 | 0 | 0 | 0 | 0 | 0 | 0 | 0 | 0 | 0 | 0 | 0 | 0 | 0 | 0 | 0 | 0 | 0 | 0 | 0 | 0 | 0 | 0 | 0 | 0 | 0 | 0 | 0
F5_Commercial_Grocery_New_Food Preparation_Natural Gas_Food Prep Other_E5 | F5 | Commercial | Grocery | New | Food Preparation | Natural Gas | Food Prep Other | E5 | Utility - Cost of Operation | 0 | 0 | 0 | 0 | 0 | 0 | 0 | 0 | 0 | 0 | 0 | 0 | 0 | 0 | 0 | 0 | 0 | 0 | 0 | 0 | 0 | 0 | 0 | 0 | 0 | 0 | 0 | 0 | 0 | 0
F5_Commercial_Grocery_New_Food Preparation_Natural Gas_Food Prep Other_E6 | F5 | Commercial | Grocery | New | Food Preparation | Natural Gas | Food Prep Other | E6 | Utility - Cost of Operation | 0 | 0 | 0 | 0 | 0 | 0 | 0 | 0 | 0 | 0 | 0 | 0 | 0 | 0 | 0 | 0 | 0 | 0 | 0 | 0 | 0 | 0 | 0 | 0 | 0 | 0 | 0 | 0 | 0 | 0
F5_Commercial_Grocery_New_Food Preparation_Natural Gas_Food Prep Other_E7 | F5 | Commercial | Grocery | New | Food Preparation | Natural Gas | Food Prep Other | E7 | Utility - Cost of Operation | 0 | 0 | 0 | 0 | 0 | 0 | 0 | 0 | 0 | 0 | 0 | 0 | 0 | 0 | 0 | 0 | 0 | 0 | 0 | 0 | 0 | 0 | 0 | 0 | 0 | 0 | 0 | 0 | 0 | 0
F5_Commercial_Grocery_New_Food Preparation_Natural Gas_Food Prep Other_E8 | F5 | Commercial | Grocery | New | Food Preparation | Natural Gas | Food Prep Other | E8 | Utility - Cost of Operation | 0 | 0 | 0 | 0 | 0 | 0 | 0 | 0 | 0 | 0 | 0 | 0 | 0 | 0 | 0 | 0 | 0 | 0 | 0 | 0 | 0 | 0 | 0 | 0 | 0 | 0 | 0 | 0 | 0 | 0
F5_Commercial_Grocery_New_Food Preparation_Natural Gas_Food Prep Other_E9 | F5 | Commercial | Grocery | New | Food Preparation | Natural Gas | Food Prep Other | E9 | Utility - Cost of Operation | 0 | 0 | 0 | 0 | 0 | 0 | 0 | 0 | 0 | 0 | 0 | 0 | 0 | 0 | 0 | 0 | 0 | 0 | 0 | 0 | 0 | 0 | 0 | 0 | 0 | 0 | 0 | 0 | 0 | 0
F5_Commercial_Grocery_New_Food Preparation_Natural Gas_Food Prep Other_E10 | F5 | Commercial | Grocery | New | Food Preparation | Natural Gas | Food Prep Other | E10 | Utility - Cost of Operation | 0 | 0 | 0 | 0 | 0 | 0 | 0 | 0 | 0 | 0 | 0 | 0 | 0 | 0 | 0 | 0 | 0 | 0 | 0 | 0 | 0 | 0 | 0 | 0 | 0 | 0 | 0 | 0 | 0 | 0
F6_Commercial_Grocery_New_Food Preparation_Natural Gas_Food Prep Other_E1 | F6 | Commercial | Grocery | New | Food Preparation | Natural Gas | Food Prep Other | E1 | Utility - Value of Sales | 0.40157 | 0.40424 | 0.40771 | 0.41441 | 0.4237 | 0.43488 | 0.44504 | 0.45374 | 0.462 | 0.47043 | 0.47946 | 0.48827 | 0.4966 | 0.50498 | 0.5124 | 0.51941 | 0.52701 | 0.53463 | 0.54229 | 0.54995 | 0.55747 | 0.56481 | 0 | 0 | 0 | 0 | 0 | 0 | 0 | 0
F6_Commercial_Grocery_New_Food Preparation_Natural Gas_Food Prep Other_E2 | F6 | Commercial | Grocery | New | Food Preparation | Natural Gas | Food Prep Other | E2 | Utility - Value of Sales | 0.40156 | 0.40424 | 0.40771 | 0.4144 | 0.4237 | 0.43488 | 0.44503 | 0.45373 | 0.46199 | 0.47043 | 0.47946 | 0.48826 | 0.49659 | 0.50498 | 0.51239 | 0.51941 | 0.527 | 0.53462 | 0.54229 | 0.54995 | 0.55747 | 0.56481 | 0 | 0 | 0 | 0 | 0 | 0 | 0 | 0
F6_Commercial_Grocery_New_Food Preparation_Natural Gas_Food Prep Other_E3 | F6 | Commercial | Grocery | New | Food Preparation | Natural Gas | Food Prep Other | E3 | Utility - Value of Sales | 0 | 0 | 0 | 0 | 0 | 0 | 0 | 0 | 0 | 0 | 0 | 0 | 0 | 0 | 0 | 0 | 0 | 0 | 0 | 0 | 0 | 0 | 0 | 0 | 0 | 0 | 0 | 0 | 0 | 0
F6_Commercial_Grocery_New_Food Preparation_Natural Gas_Food Prep Other_E4 | F6 | Commercial | Grocery | New | Food Preparation | Natural Gas | Food Prep Other | E4 | Utility - Value of Sales | 0 | 0 | 0 | 0 | 0 | 0 | 0 | 0 | 0 | 0 | 0 | 0 | 0 | 0 | 0 | 0 | 0 | 0 | 0 | 0 | 0 | 0 | 0 | 0 | 0 | 0 | 0 | 0 | 0 | 0
F6_Commercial_Grocery_New_Food Preparation_Natural Gas_Food Prep Other_E5 | F6 | Commercial | Grocery | New | Food Preparation | Natural Gas | Food Prep Other | E5 | Utility - Value of Sales | 0 | 0 | 0 | 0 | 0 | 0 | 0 | 0 | 0 | 0 | 0 | 0 | 0 | 0 | 0 | 0 | 0 | 0 | 0 | 0 | 0 | 0 | 0 | 0 | 0 | 0 | 0 | 0 | 0 | 0
F6_Commercial_Grocery_New_Food Preparation_Natural Gas_Food Prep Other_E6 | F6 | Commercial | Grocery | New | Food Preparation | Natural Gas | Food Prep Other | E6 | Utility - Value of Sales | 0 | 0 | 0 | 0 | 0 | 0 | 0 | 0 | 0 | 0 | 0 | 0 | 0 | 0 | 0 | 0 | 0 | 0 | 0 | 0 | 0 | 0 | 0 | 0 | 0 | 0 | 0 | 0 | 0 | 0
F6_Commercial_Grocery_New_Food Preparation_Natural Gas_Food Prep Other_E7 | F6 | Commercial | Grocery | New | Food Preparation | Natural Gas | Food Prep Other | E7 | Utility - Value of Sales | 0 | 0 | 0 | 0 | 0 | 0 | 0 | 0 | 0 | 0 | 0 | 0 | 0 | 0 | 0 | 0 | 0 | 0 | 0 | 0 | 0 | 0 | 0 | 0 | 0 | 0 | 0 | 0 | 0 | 0
F6_Commercial_Grocery_New_Food Preparation_Natural Gas_Food Prep Other_E8 | F6 | Commercial | Grocery | New | Food Preparation | Natural Gas | Food Prep Other | E8 | Utility - Value of Sales | 0 | 0 | 0 | 0 | 0 | 0 | 0 | 0 | 0 | 0 | 0 | 0 | 0 | 0 | 0 | 0 | 0 | 0 | 0 | 0 | 0 | 0 | 0 | 0 | 0 | 0 | 0 | 0 | 0 | 0
F6_Commercial_Grocery_New_Food Preparation_Natural Gas_Food Prep Other_E9 | F6 | Commercial | Grocery | New | Food Preparation | Natural Gas | Food Prep Other | E9 | Utility - Value of Sales | 0 | 0 | 0 | 0 | 0 | 0 | 0 | 0 | 0 | 0 | 0 | 0 | 0 | 0 | 0 | 0 | 0 | 0 | 0 | 0 | 0 | 0 | 0 | 0 | 0 | 0 | 0 | 0 | 0 | 0
F6_Commercial_Grocery_New_Food Preparation_Natural Gas_Food Prep Other_E10 | F6 | Commercial | Grocery | New | Food Preparation | Natural Gas | Food Prep Other | E10 | Utility - Value of Sales | 0 | 0 | 0 | 0 | 0 | 0 | 0 | 0 | 0 | 0 | 0 | 0 | 0 | 0 | 0 | 0 | 0 | 0 | 0 | 0 | 0 | 0 | 0 | 0 | 0 | 0 | 0 | 0 | 0 | 0
F1_Commercial_Grocery_New_Miscellaneous_Natural Gas_Pool Heater_E1 | F1 | Commercial | Grocery | New | Miscellaneous | Natural Gas | Pool Heater | E1 | Participant - Cost of Equipment | 9.6781e-05 | 9.6781e-05 | 9.6781e-05 | 9.6781e-05 | 9.6781e-05 | 9.6781e-05 | 9.6781e-05 | 9.6781e-05 | 9.6781e-05 | 9.6781e-05 | 9.6781e-05 | 9.6781e-05 | 9.6781e-05 | 9.6781e-05 | 9.6781e-05 | 9.6781e-05 | 9.6781e-05 | 9.6781e-05 | 9.6781e-05 | 9.6781e-05 | 9.6781e-05 | 9.6781e-05 | 0 | 0 | 0 | 0 | 0 | 0 | 0 | 0
F1_Commercial_Grocery_New_Miscellaneous_Natural Gas_Pool Heater_E2 | F1 | Commercial | Grocery | New | Miscellaneous | Natural Gas | Pool Heater | E2 | Participant - Cost of Equipment | 0.00015847 | 0.00015847 | 0.00015847 | 0.00015847 | 0.00015847 | 0.00015847 | 0.00015847 | 0.00015847 | 0.00015847 | 0.00015847 | 0.00015847 | 0.00015847 | 0.00015847 | 0.00015847 | 0.00015847 | 0.00015847 | 0.00015847 | 0.00015847 | 0.00015847 | 0.00015847 | 0.00015847 | 0.00015847 | 0 | 0 | 0 | 0 | 0 | 0 | 0 | 0
F1_Commercial_Grocery_New_Miscellaneous_Natural Gas_Pool Heater_E3 | F1 | Commercial | Grocery | New | Miscellaneous | Natural Gas | Pool Heater | E3 | Participant - Cost of Equipment | 0 | 0 | 0 | 0 | 0 | 0 | 0 | 0 | 0 | 0 | 0 | 0 | 0 | 0 | 0 | 0 | 0 | 0 | 0 | 0 | 0 | 0 | 0 | 0 | 0 | 0 | 0 | 0 | 0 | 0
F1_Commercial_Grocery_New_Miscellaneous_Natural Gas_Pool Heater_E4 | F1 | Commercial | Grocery | New | Miscellaneous | Natural Gas | Pool Heater | E4 | Participant - Cost of Equipment | 0 | 0 | 0 | 0 | 0 | 0 | 0 | 0 | 0 | 0 | 0 | 0 | 0 | 0 | 0 | 0 | 0 | 0 | 0 | 0 | 0 | 0 | 0 | 0 | 0 | 0 | 0 | 0 | 0 | 0
F1_Commercial_Grocery_New_Miscellaneous_Natural Gas_Pool Heater_E5 | F1 | Commercial | Grocery | New | Miscellaneous | Natural Gas | Pool Heater | E5 | Participant - Cost of Equipment | 0 | 0 | 0 | 0 | 0 | 0 | 0 | 0 | 0 | 0 | 0 | 0 | 0 | 0 | 0 | 0 | 0 | 0 | 0 | 0 | 0 | 0 | 0 | 0 | 0 | 0 | 0 | 0 | 0 | 0
F1_Commercial_Grocery_New_Miscellaneous_Natural Gas_Pool Heater_E6 | F1 | Commercial | Grocery | New | Miscellaneous | Natural Gas | Pool Heater | E6 | Participant - Cost of Equipment | 0 | 0 | 0 | 0 | 0 | 0 | 0 | 0 | 0 | 0 | 0 | 0 | 0 | 0 | 0 | 0 | 0 | 0 | 0 | 0 | 0 | 0 | 0 | 0 | 0 | 0 | 0 | 0 | 0 | 0
F1_Commercial_Grocery_New_Miscellaneous_Natural Gas_Pool Heater_E7 | F1 | Commercial | Grocery | New | Miscellaneous | Natural Gas | Pool Heater | E7 | Participant - Cost of Equipment | 0 | 0 | 0 | 0 | 0 | 0 | 0 | 0 | 0 | 0 | 0 | 0 | 0 | 0 | 0 | 0 | 0 | 0 | 0 | 0 | 0 | 0 | 0 | 0 | 0 | 0 | 0 | 0 | 0 | 0
F1_Commercial_Grocery_New_Miscellaneous_Natural Gas_Pool Heater_E8 | F1 | Commercial | Grocery | New | Miscellaneous | Natural Gas | Pool Heater | E8 | Participant - Cost of Equipment | 0 | 0 | 0 | 0 | 0 | 0 | 0 | 0 | 0 | 0 | 0 | 0 | 0 | 0 | 0 | 0 | 0 | 0 | 0 | 0 | 0 | 0 | 0 | 0 | 0 | 0 | 0 | 0 | 0 | 0
F1_Commercial_Grocery_New_Miscellaneous_Natural Gas_Pool Heater_E9 | F1 | Commercial | Grocery | New | Miscellaneous | Natural Gas | Pool Heater | E9 | Participant - Cost of Equipment | 0 | 0 | 0 | 0 | 0 | 0 | 0 | 0 | 0 | 0 | 0 | 0 | 0 | 0 | 0 | 0 | 0 | 0 | 0 | 0 | 0 | 0 | 0 | 0 | 0 | 0 | 0 | 0 | 0 | 0
F1_Commercial_Grocery_New_Miscellaneous_Natural Gas_Pool Heater_E10 | F1 | Commercial | Grocery | New | Miscellaneous | Natural Gas | Pool Heater | E10 | Participant - Cost of Equipment | 0 | 0 | 0 | 0 | 0 | 0 | 0 | 0 | 0 | 0 | 0 | 0 | 0 | 0 | 0 | 0 | 0 | 0 | 0 | 0 | 0 | 0 | 0 | 0 | 0 | 0 | 0 | 0 | 0 | 0
F2_Commercial_Grocery_New_Miscellaneous_Natural Gas_Pool Heater_E1 | F2 | Commercial | Grocery | New | Miscellaneous | Natural Gas | Pool Heater | E1 | Participant - Cost of Operation | 0.00041135 | 0.00040957 | 0.00040992 | 0.00041599 | 0.00042644 | 0.00043986 | 0.00045142 | 0.00046063 | 0.00046894 | 0.00047716 | 0.00048613 | 0.00049522 | 0.00050419 | 0.00051424 | 0.00052379 | 0.00053287 | 0.00054203 | 0.00055024 | 0.00055738 | 0.0005633 | 0.00056884 | 0.00057396 | 0 | 0 | 0 | 0 | 0 | 0 | 0 | 0
F2_Commercial_Grocery_New_Miscellaneous_Natural Gas_Pool Heater_E2 | F2 | Commercial | Grocery | New | Miscellaneous | Natural Gas | Pool Heater | E2 | Participant - Cost of Operation | 0.00034965 | 0.00034814 | 0.00034843 | 0.00035359 | 0.00036247 | 0.00037388 | 0.00038371 | 0.00039153 | 0.0003986 | 0.00040559 | 0.00041321 | 0.00042094 | 0.00042856 | 0.0004371 | 0.00044522 | 0.00045294 | 0.00046073 | 0.00046771 | 0.00047377 | 0.0004788 | 0.00048352 | 0.00048786 | 0 | 0 | 0 | 0 | 0 | 0 | 0 | 0
F2_Commercial_Grocery_New_Miscellaneous_Natural Gas_Pool Heater_E3 | F2 | Commercial | Grocery | New | Miscellaneous | Natural Gas | Pool Heater | E3 | Participant - Cost of Operation | 0 | 0 | 0 | 0 | 0 | 0 | 0 | 0 | 0 | 0 | 0 | 0 | 0 | 0 | 0 | 0 | 0 | 0 | 0 | 0 | 0 | 0 | 0 | 0 | 0 | 0 | 0 | 0 | 0 | 0
F2_Commercial_Grocery_New_Miscellaneous_Natural Gas_Pool Heater_E4 | F2 | Commercial | Grocery | New | Miscellaneous | Natural Gas | Pool Heater | E4 | Participant - Cost of Operation | 0 | 0 | 0 | 0 | 0 | 0 | 0 | 0 | 0 | 0 | 0 | 0 | 0 | 0 | 0 | 0 | 0 | 0 | 0 | 0 | 0 | 0 | 0 | 0 | 0 | 0 | 0 | 0 | 0 | 0
F2_Commercial_Grocery_New_Miscellaneous_Natural Gas_Pool Heater_E5 | F2 | Commercial | Grocery | New | Miscellaneous | Natural Gas | Pool Heater | E5 | Participant - Cost of Operation | 0 | 0 | 0 | 0 | 0 | 0 | 0 | 0 | 0 | 0 | 0 | 0 | 0 | 0 | 0 | 0 | 0 | 0 | 0 | 0 | 0 | 0 | 0 | 0 | 0 | 0 | 0 | 0 | 0 | 0
F2_Commercial_Grocery_New_Miscellaneous_Natural Gas_Pool Heater_E6 | F2 | Commercial | Grocery | New | Miscellaneous | Natural Gas | Pool Heater | E6 | Participant - Cost of Operation | 0 | 0 | 0 | 0 | 0 | 0 | 0 | 0 | 0 | 0 | 0 | 0 | 0 | 0 | 0 | 0 | 0 | 0 | 0 | 0 | 0 | 0 | 0 | 0 | 0 | 0 | 0 | 0 | 0 | 0
F2_Commercial_Grocery_New_Miscellaneous_Natural Gas_Pool Heater_E7 | F2 | Commercial | Grocery | New | Miscellaneous | Natural Gas | Pool Heater | E7 | Participant - Cost of Operation | 0 | 0 | 0 | 0 | 0 | 0 | 0 | 0 | 0 | 0 | 0 | 0 | 0 | 0 | 0 | 0 | 0 | 0 | 0 | 0 | 0 | 0 | 0 | 0 | 0 | 0 | 0 | 0 | 0 | 0
F2_Commercial_Grocery_New_Miscellaneous_Natural Gas_Pool Heater_E8 | F2 | Commercial | Grocery | New | Miscellaneous | Natural Gas | Pool Heater | E8 | Participant - Cost of Operation | 0 | 0 | 0 | 0 | 0 | 0 | 0 | 0 | 0 | 0 | 0 | 0 | 0 | 0 | 0 | 0 | 0 | 0 | 0 | 0 | 0 | 0 | 0 | 0 | 0 | 0 | 0 | 0 | 0 | 0
F2_Commercial_Grocery_New_Miscellaneous_Natural Gas_Pool Heater_E9 | F2 | Commercial | Grocery | New | Miscellaneous | Natural Gas | Pool Heater | E9 | Participant - Cost of Operation | 0 | 0 | 0 | 0 | 0 | 0 | 0 | 0 | 0 | 0 | 0 | 0 | 0 | 0 | 0 | 0 | 0 | 0 | 0 | 0 | 0 | 0 | 0 | 0 | 0 | 0 | 0 | 0 | 0 | 0
F2_Commercial_Grocery_New_Miscellaneous_Natural Gas_Pool Heater_E10 | F2 | Commercial | Grocery | New | Miscellaneous | Natural Gas | Pool Heater | E10 | Participant - Cost of Operation | 0 | 0 | 0 | 0 | 0 | 0 | 0 | 0 | 0 | 0 | 0 | 0 | 0 | 0 | 0 | 0 | 0 | 0 | 0 | 0 | 0 | 0 | 0 | 0 | 0 | 0 | 0 | 0 | 0 | 0
F3_Commercial_Grocery_New_Miscellaneous_Natural Gas_Pool Heater_E1 | F3 | Commercial | Grocery | New | Miscellaneous | Natural Gas | Pool Heater | E1 | System - kBTUs of Conusmption | 0.039544 | 0.039557 | 0.039629 | 0.040058 | 0.040427 | 0.040731 | 0.040946 | 0.041166 | 0.041369 | 0.041554 | 0.041704 | 0.041858 | 0.041998 | 0.042125 | 0.042216 | 0.04224 | 0.04217 | 0.042004 | 0.041714 | 0.041353 | 0.040979 | 0.040593 | 0 | 0 | 0 | 0 | 0 | 0 | 0 | 0
F3_Commercial_Grocery_New_Miscellaneous_Natural Gas_Pool Heater_E2 | F3 | Commercial | Grocery | New | Miscellaneous | Natural Gas | Pool Heater | E2 | System - kBTUs of Conusmption | 0.033613 | 0.033624 | 0.033685 | 0.034049 | 0.034363 | 0.034621 | 0.034804 | 0.034991 | 0.035163 | 0.035321 | 0.035449 | 0.035579 | 0.035698 | 0.035806 | 0.035884 | 0.035904 | 0.035844 | 0.035703 | 0.035457 | 0.03515 | 0.034832 | 0.034504 | 0 | 0 | 0 | 0 | 0 | 0 | 0 | 0
F3_Commercial_Grocery_New_Miscellaneous_Natural Gas_Pool Heater_E3 | F3 | Commercial | Grocery | New | Miscellaneous | Natural Gas | Pool Heater | E3 | System - kBTUs of Conusmption | 0 | 0 | 0 | 0 | 0 | 0 | 0 | 0 | 0 | 0 | 0 | 0 | 0 | 0 | 0 | 0 | 0 | 0 | 0 | 0 | 0 | 0 | 0 | 0 | 0 | 0 | 0 | 0 | 0 | 0
F3_Commercial_Grocery_New_Miscellaneous_Natural Gas_Pool Heater_E4 | F3 | Commercial | Grocery | New | Miscellaneous | Natural Gas | Pool Heater | E4 | System - kBTUs of Conusmption | 0 | 0 | 0 | 0 | 0 | 0 | 0 | 0 | 0 | 0 | 0 | 0 | 0 | 0 | 0 | 0 | 0 | 0 | 0 | 0 | 0 | 0 | 0 | 0 | 0 | 0 | 0 | 0 | 0 | 0
F3_Commercial_Grocery_New_Miscellaneous_Natural Gas_Pool Heater_E5 | F3 | Commercial | Grocery | New | Miscellaneous | Natural Gas | Pool Heater | E5 | System - kBTUs of Conusmption | 0 | 0 | 0 | 0 | 0 | 0 | 0 | 0 | 0 | 0 | 0 | 0 | 0 | 0 | 0 | 0 | 0 | 0 | 0 | 0 | 0 | 0 | 0 | 0 | 0 | 0 | 0 | 0 | 0 | 0
F3_Commercial_Grocery_New_Miscellaneous_Natural Gas_Pool Heater_E6 | F3 | Commercial | Grocery | New | Miscellaneous | Natural Gas | Pool Heater | E6 | System - kBTUs of Conusmption | 0 | 0 | 0 | 0 | 0 | 0 | 0 | 0 | 0 | 0 | 0 | 0 | 0 | 0 | 0 | 0 | 0 | 0 | 0 | 0 | 0 | 0 | 0 | 0 | 0 | 0 | 0 | 0 | 0 | 0
F3_Commercial_Grocery_New_Miscellaneous_Natural Gas_Pool Heater_E7 | F3 | Commercial | Grocery | New | Miscellaneous | Natural Gas | Pool Heater | E7 | System - kBTUs of Conusmption | 0 | 0 | 0 | 0 | 0 | 0 | 0 | 0 | 0 | 0 | 0 | 0 | 0 | 0 | 0 | 0 | 0 | 0 | 0 | 0 | 0 | 0 | 0 | 0 | 0 | 0 | 0 | 0 | 0 | 0
F3_Commercial_Grocery_New_Miscellaneous_Natural Gas_Pool Heater_E8 | F3 | Commercial | Grocery | New | Miscellaneous | Natural Gas | Pool Heater | E8 | System - kBTUs of Conusmption | 0 | 0 | 0 | 0 | 0 | 0 | 0 | 0 | 0 | 0 | 0 | 0 | 0 | 0 | 0 | 0 | 0 | 0 | 0 | 0 | 0 | 0 | 0 | 0 | 0 | 0 | 0 | 0 | 0 | 0
F3_Commercial_Grocery_New_Miscellaneous_Natural Gas_Pool Heater_E9 | F3 | Commercial | Grocery | New | Miscellaneous | Natural Gas | Pool Heater | E9 | System - kBTUs of Conusmption | 0 | 0 | 0 | 0 | 0 | 0 | 0 | 0 | 0 | 0 | 0 | 0 | 0 | 0 | 0 | 0 | 0 | 0 | 0 | 0 | 0 | 0 | 0 | 0 | 0 | 0 | 0 | 0 | 0 | 0
F3_Commercial_Grocery_New_Miscellaneous_Natural Gas_Pool Heater_E10 | F3 | Commercial | Grocery | New | Miscellaneous | Natural Gas | Pool Heater | E10 | System - kBTUs of Conusmption | 0 | 0 | 0 | 0 | 0 | 0 | 0 | 0 | 0 | 0 | 0 | 0 | 0 | 0 | 0 | 0 | 0 | 0 | 0 | 0 | 0 | 0 | 0 | 0 | 0 | 0 | 0 | 0 | 0 | 0
F4_Commercial_Grocery_New_Miscellaneous_Natural Gas_Pool Heater_E1 | F4 | Commercial | Grocery | New | Miscellaneous | Natural Gas | Pool Heater | E1 | Utility - Cost of Equipment | 9.6781e-05 | 9.6781e-05 | 9.6781e-05 | 9.6781e-05 | 9.6781e-05 | 9.6781e-05 | 9.6781e-05 | 9.6781e-05 | 9.6781e-05 | 9.6781e-05 | 9.6781e-05 | 9.6781e-05 | 9.6781e-05 | 9.6781e-05 | 9.6781e-05 | 9.6781e-05 | 9.6781e-05 | 9.6781e-05 | 9.6781e-05 | 9.6781e-05 | 9.6781e-05 | 9.6781e-05 | 0 | 0 | 0 | 0 | 0 | 0 | 0 | 0
F4_Commercial_Grocery_New_Miscellaneous_Natural Gas_Pool Heater_E2 | F4 | Commercial | Grocery | New | Miscellaneous | Natural Gas | Pool Heater | E2 | Utility - Cost of Equipment | 0.00015847 | 0.00015847 | 0.00015847 | 0.00015847 | 0.00015847 | 0.00015847 | 0.00015847 | 0.00015847 | 0.00015847 | 0.00015847 | 0.00015847 | 0.00015847 | 0.00015847 | 0.00015847 | 0.00015847 | 0.00015847 | 0.00015847 | 0.00015847 | 0.00015847 | 0.00015847 | 0.00015847 | 0.00015847 | 0 | 0 | 0 | 0 | 0 | 0 | 0 | 0
F4_Commercial_Grocery_New_Miscellaneous_Natural Gas_Pool Heater_E3 | F4 | Commercial | Grocery | New | Miscellaneous | Natural Gas | Pool Heater | E3 | Utility - Cost of Equipment | 0 | 0 | 0 | 0 | 0 | 0 | 0 | 0 | 0 | 0 | 0 | 0 | 0 | 0 | 0 | 0 | 0 | 0 | 0 | 0 | 0 | 0 | 0 | 0 | 0 | 0 | 0 | 0 | 0 | 0
F4_Commercial_Grocery_New_Miscellaneous_Natural Gas_Pool Heater_E4 | F4 | Commercial | Grocery | New | Miscellaneous | Natural Gas | Pool Heater | E4 | Utility - Cost of Equipment | 0 | 0 | 0 | 0 | 0 | 0 | 0 | 0 | 0 | 0 | 0 | 0 | 0 | 0 | 0 | 0 | 0 | 0 | 0 | 0 | 0 | 0 | 0 | 0 | 0 | 0 | 0 | 0 | 0 | 0
F4_Commercial_Grocery_New_Miscellaneous_Natural Gas_Pool Heater_E5 | F4 | Commercial | Grocery | New | Miscellaneous | Natural Gas | Pool Heater | E5 | Utility - Cost of Equipment | 0 | 0 | 0 | 0 | 0 | 0 | 0 | 0 | 0 | 0 | 0 | 0 | 0 | 0 | 0 | 0 | 0 | 0 | 0 | 0 | 0 | 0 | 0 | 0 | 0 | 0 | 0 | 0 | 0 | 0
F4_Commercial_Grocery_New_Miscellaneous_Natural Gas_Pool Heater_E6 | F4 | Commercial | Grocery | New | Miscellaneous | Natural Gas | Pool Heater | E6 | Utility - Cost of Equipment | 0 | 0 | 0 | 0 | 0 | 0 | 0 | 0 | 0 | 0 | 0 | 0 | 0 | 0 | 0 | 0 | 0 | 0 | 0 | 0 | 0 | 0 | 0 | 0 | 0 | 0 | 0 | 0 | 0 | 0
F4_Commercial_Grocery_New_Miscellaneous_Natural Gas_Pool Heater_E7 | F4 | Commercial | Grocery | New | Miscellaneous | Natural Gas | Pool Heater | E7 | Utility - Cost of Equipment | 0 | 0 | 0 | 0 | 0 | 0 | 0 | 0 | 0 | 0 | 0 | 0 | 0 | 0 | 0 | 0 | 0 | 0 | 0 | 0 | 0 | 0 | 0 | 0 | 0 | 0 | 0 | 0 | 0 | 0
F4_Commercial_Grocery_New_Miscellaneous_Natural Gas_Pool Heater_E8 | F4 | Commercial | Grocery | New | Miscellaneous | Natural Gas | Pool Heater | E8 | Utility - Cost of Equipment | 0 | 0 | 0 | 0 | 0 | 0 | 0 | 0 | 0 | 0 | 0 | 0 | 0 | 0 | 0 | 0 | 0 | 0 | 0 | 0 | 0 | 0 | 0 | 0 | 0 | 0 | 0 | 0 | 0 | 0
F4_Commercial_Grocery_New_Miscellaneous_Natural Gas_Pool Heater_E9 | F4 | Commercial | Grocery | New | Miscellaneous | Natural Gas | Pool Heater | E9 | Utility - Cost of Equipment | 0 | 0 | 0 | 0 | 0 | 0 | 0 | 0 | 0 | 0 | 0 | 0 | 0 | 0 | 0 | 0 | 0 | 0 | 0 | 0 | 0 | 0 | 0 | 0 | 0 | 0 | 0 | 0 | 0 | 0
F4_Commercial_Grocery_New_Miscellaneous_Natural Gas_Pool Heater_E10 | F4 | Commercial | Grocery | New | Miscellaneous | Natural Gas | Pool Heater | E10 | Utility - Cost of Equipment | 0 | 0 | 0 | 0 | 0 | 0 | 0 | 0 | 0 | 0 | 0 | 0 | 0 | 0 | 0 | 0 | 0 | 0 | 0 | 0 | 0 | 0 | 0 | 0 | 0 | 0 | 0 | 0 | 0 | 0
F5_Commercial_Grocery_New_Miscellaneous_Natural Gas_Pool Heater_E1 | F5 | Commercial | Grocery | New | Miscellaneous | Natural Gas | Pool Heater | E1 | Utility - Cost of Operation | 0.00034334 | 0.00034186 | 0.00034215 | 0.00034721 | 0.00035594 | 0.00036714 | 0.00037679 | 0.00038447 | 0.00039142 | 0.00039828 | 0.00040576 | 0.00041335 | 0.00042084 | 0.00042922 | 0.0004372 | 0.00044477 | 0.00045242 | 0.00045928 | 0.00046523 | 0.00047017 | 0.0004748 | 0.00047907 | 0 | 0 | 0 | 0 | 0 | 0 | 0 | 0
F5_Commercial_Grocery_New_Miscellaneous_Natural Gas_Pool Heater_E2 | F5 | Commercial | Grocery | New | Miscellaneous | Natural Gas | Pool Heater | E2 | Utility - Cost of Operation | 0.00029184 | 0.00029058 | 0.00029083 | 0.00029513 | 0.00030255 | 0.00031207 | 0.00032027 | 0.0003268 | 0.0003327 | 0.00033854 | 0.0003449 | 0.00035135 | 0.00035771 | 0.00036484 | 0.00037162 | 0.00037806 | 0.00038456 | 0.00039039 | 0.00039545 | 0.00039965 | 0.00040358 | 0.00040721 | 0 | 0 | 0 | 0 | 0 | 0 | 0 | 0
F5_Commercial_Grocery_New_Miscellaneous_Natural Gas_Pool Heater_E3 | F5 | Commercial | Grocery | New | Miscellaneous | Natural Gas | Pool Heater | E3 | Utility - Cost of Operation | 0 | 0 | 0 | 0 | 0 | 0 | 0 | 0 | 0 | 0 | 0 | 0 | 0 | 0 | 0 | 0 | 0 | 0 | 0 | 0 | 0 | 0 | 0 | 0 | 0 | 0 | 0 | 0 | 0 | 0
F5_Commercial_Grocery_New_Miscellaneous_Natural Gas_Pool Heater_E4 | F5 | Commercial | Grocery | New | Miscellaneous | Natural Gas | Pool Heater | E4 | Utility - Cost of Operation | 0 | 0 | 0 | 0 | 0 | 0 | 0 | 0 | 0 | 0 | 0 | 0 | 0 | 0 | 0 | 0 | 0 | 0 | 0 | 0 | 0 | 0 | 0 | 0 | 0 | 0 | 0 | 0 | 0 | 0
F5_Commercial_Grocery_New_Miscellaneous_Natural Gas_Pool Heater_E5 | F5 | Commercial | Grocery | New | Miscellaneous | Natural Gas | Pool Heater | E5 | Utility - Cost of Operation | 0 | 0 | 0 | 0 | 0 | 0 | 0 | 0 | 0 | 0 | 0 | 0 | 0 | 0 | 0 | 0 | 0 | 0 | 0 | 0 | 0 | 0 | 0 | 0 | 0 | 0 | 0 | 0 | 0 | 0
F5_Commercial_Grocery_New_Miscellaneous_Natural Gas_Pool Heater_E6 | F5 | Commercial | Grocery | New | Miscellaneous | Natural Gas | Pool Heater | E6 | Utility - Cost of Operation | 0 | 0 | 0 | 0 | 0 | 0 | 0 | 0 | 0 | 0 | 0 | 0 | 0 | 0 | 0 | 0 | 0 | 0 | 0 | 0 | 0 | 0 | 0 | 0 | 0 | 0 | 0 | 0 | 0 | 0
F5_Commercial_Grocery_New_Miscellaneous_Natural Gas_Pool Heater_E7 | F5 | Commercial | Grocery | New | Miscellaneous | Natural Gas | Pool Heater | E7 | Utility - Cost of Operation | 0 | 0 | 0 | 0 | 0 | 0 | 0 | 0 | 0 | 0 | 0 | 0 | 0 | 0 | 0 | 0 | 0 | 0 | 0 | 0 | 0 | 0 | 0 | 0 | 0 | 0 | 0 | 0 | 0 | 0
F5_Commercial_Grocery_New_Miscellaneous_Natural Gas_Pool Heater_E8 | F5 | Commercial | Grocery | New | Miscellaneous | Natural Gas | Pool Heater | E8 | Utility - Cost of Operation | 0 | 0 | 0 | 0 | 0 | 0 | 0 | 0 | 0 | 0 | 0 | 0 | 0 | 0 | 0 | 0 | 0 | 0 | 0 | 0 | 0 | 0 | 0 | 0 | 0 | 0 | 0 | 0 | 0 | 0
F5_Commercial_Grocery_New_Miscellaneous_Natural Gas_Pool Heater_E9 | F5 | Commercial | Grocery | New | Miscellaneous | Natural Gas | Pool Heater | E9 | Utility - Cost of Operation | 0 | 0 | 0 | 0 | 0 | 0 | 0 | 0 | 0 | 0 | 0 | 0 | 0 | 0 | 0 | 0 | 0 | 0 | 0 | 0 | 0 | 0 | 0 | 0 | 0 | 0 | 0 | 0 | 0 | 0
F5_Commercial_Grocery_New_Miscellaneous_Natural Gas_Pool Heater_E10 | F5 | Commercial | Grocery | New | Miscellaneous | Natural Gas | Pool Heater | E10 | Utility - Cost of Operation | 0 | 0 | 0 | 0 | 0 | 0 | 0 | 0 | 0 | 0 | 0 | 0 | 0 | 0 | 0 | 0 | 0 | 0 | 0 | 0 | 0 | 0 | 0 | 0 | 0 | 0 | 0 | 0 | 0 | 0
F6_Commercial_Grocery_New_Miscellaneous_Natural Gas_Pool Heater_E1 | F6 | Commercial | Grocery | New | Miscellaneous | Natural Gas | Pool Heater | E1 | Utility - Value of Sales | 0.00041135 | 0.00040957 | 0.00040992 | 0.00041599 | 0.00042644 | 0.00043986 | 0.00045142 | 0.00046063 | 0.00046894 | 0.00047716 | 0.00048613 | 0.00049522 | 0.00050419 | 0.00051424 | 0.00052379 | 0.00053287 | 0.00054203 | 0.00055024 | 0.00055738 | 0.0005633 | 0.00056884 | 0.00057396 | 0 | 0 | 0 | 0 | 0 | 0 | 0 | 0
F6_Commercial_Grocery_New_Miscellaneous_Natural Gas_Pool Heater_E2 | F6 | Commercial | Grocery | New | Miscellaneous | Natural Gas | Pool Heater | E2 | Utility - Value of Sales | 0.00034965 | 0.00034814 | 0.00034843 | 0.00035359 | 0.00036247 | 0.00037388 | 0.00038371 | 0.00039153 | 0.0003986 | 0.00040559 | 0.00041321 | 0.00042094 | 0.00042856 | 0.0004371 | 0.00044522 | 0.00045294 | 0.00046073 | 0.00046771 | 0.00047377 | 0.0004788 | 0.00048352 | 0.00048786 | 0 | 0 | 0 | 0 | 0 | 0 | 0 | 0
F6_Commercial_Grocery_New_Miscellaneous_Natural Gas_Pool Heater_E3 | F6 | Commercial | Grocery | New | Miscellaneous | Natural Gas | Pool Heater | E3 | Utility - Value of Sales | 0 | 0 | 0 | 0 | 0 | 0 | 0 | 0 | 0 | 0 | 0 | 0 | 0 | 0 | 0 | 0 | 0 | 0 | 0 | 0 | 0 | 0 | 0 | 0 | 0 | 0 | 0 | 0 | 0 | 0
F6_Commercial_Grocery_New_Miscellaneous_Natural Gas_Pool Heater_E4 | F6 | Commercial | Grocery | New | Miscellaneous | Natural Gas | Pool Heater | E4 | Utility - Value of Sales | 0 | 0 | 0 | 0 | 0 | 0 | 0 | 0 | 0 | 0 | 0 | 0 | 0 | 0 | 0 | 0 | 0 | 0 | 0 | 0 | 0 | 0 | 0 | 0 | 0 | 0 | 0 | 0 | 0 | 0
F6_Commercial_Grocery_New_Miscellaneous_Natural Gas_Pool Heater_E5 | F6 | Commercial | Grocery | New | Miscellaneous | Natural Gas | Pool Heater | E5 | Utility - Value of Sales | 0 | 0 | 0 | 0 | 0 | 0 | 0 | 0 | 0 | 0 | 0 | 0 | 0 | 0 | 0 | 0 | 0 | 0 | 0 | 0 | 0 | 0 | 0 | 0 | 0 | 0 | 0 | 0 | 0 | 0
F6_Commercial_Grocery_New_Miscellaneous_Natural Gas_Pool Heater_E6 | F6 | Commercial | Grocery | New | Miscellaneous | Natural Gas | Pool Heater | E6 | Utility - Value of Sales | 0 | 0 | 0 | 0 | 0 | 0 | 0 | 0 | 0 | 0 | 0 | 0 | 0 | 0 | 0 | 0 | 0 | 0 | 0 | 0 | 0 | 0 | 0 | 0 | 0 | 0 | 0 | 0 | 0 | 0
F6_Commercial_Grocery_New_Miscellaneous_Natural Gas_Pool Heater_E7 | F6 | Commercial | Grocery | New | Miscellaneous | Natural Gas | Pool Heater | E7 | Utility - Value of Sales | 0 | 0 | 0 | 0 | 0 | 0 | 0 | 0 | 0 | 0 | 0 | 0 | 0 | 0 | 0 | 0 | 0 | 0 | 0 | 0 | 0 | 0 | 0 | 0 | 0 | 0 | 0 | 0 | 0 | 0
F6_Commercial_Grocery_New_Miscellaneous_Natural Gas_Pool Heater_E8 | F6 | Commercial | Grocery | New | Miscellaneous | Natural Gas | Pool Heater | E8 | Utility - Value of Sales | 0 | 0 | 0 | 0 | 0 | 0 | 0 | 0 | 0 | 0 | 0 | 0 | 0 | 0 | 0 | 0 | 0 | 0 | 0 | 0 | 0 | 0 | 0 | 0 | 0 | 0 | 0 | 0 | 0 | 0
F6_Commercial_Grocery_New_Miscellaneous_Natural Gas_Pool Heater_E9 | F6 | Commercial | Grocery | New | Miscellaneous | Natural Gas | Pool Heater | E9 | Utility - Value of Sales | 0 | 0 | 0 | 0 | 0 | 0 | 0 | 0 | 0 | 0 | 0 | 0 | 0 | 0 | 0 | 0 | 0 | 0 | 0 | 0 | 0 | 0 | 0 | 0 | 0 | 0 | 0 | 0 | 0 | 0
F6_Commercial_Grocery_New_Miscellaneous_Natural Gas_Pool Heater_E10 | F6 | Commercial | Grocery | New | Miscellaneous | Natural Gas | Pool Heater | E10 | Utility - Value of Sales | 0 | 0 | 0 | 0 | 0 | 0 | 0 | 0 | 0 | 0 | 0 | 0 | 0 | 0 | 0 | 0 | 0 | 0 | 0 | 0 | 0 | 0 | 0 | 0 | 0 | 0 | 0 | 0 | 0 | 0
F1_Commercial_Grocery_New_Miscellaneous_Natural Gas_Miscellaneous_E1 | F1 | Commercial | Grocery | New | Miscellaneous | Natural Gas | Miscellaneous | E1 | Participant - Cost of Equipment | 0.22938 | 0.22938 | 0.22938 | 0.22938 | 0.22938 | 0.22938 | 0.22938 | 0.22938 | 0.22938 | 0.22938 | 0.22938 | 0.22938 | 0.22938 | 0.22938 | 0.22938 | 0.22938 | 0.22938 | 0.22938 | 0.22938 | 0.22938 | 0.22938 | 0.22938 | 0 | 0 | 0 | 0 | 0 | 0 | 0 | 0
F1_Commercial_Grocery_New_Miscellaneous_Natural Gas_Miscellaneous_E2 | F1 | Commercial | Grocery | New | Miscellaneous | Natural Gas | Miscellaneous | E2 | Participant - Cost of Equipment | 0 | 0 | 0 | 0 | 0 | 0 | 0 | 0 | 0 | 0 | 0 | 0 | 0 | 0 | 0 | 0 | 0 | 0 | 0 | 0 | 0 | 0 | 0 | 0 | 0 | 0 | 0 | 0 | 0 | 0
F1_Commercial_Grocery_New_Miscellaneous_Natural Gas_Miscellaneous_E3 | F1 | Commercial | Grocery | New | Miscellaneous | Natural Gas | Miscellaneous | E3 | Participant - Cost of Equipment | 0 | 0 | 0 | 0 | 0 | 0 | 0 | 0 | 0 | 0 | 0 | 0 | 0 | 0 | 0 | 0 | 0 | 0 | 0 | 0 | 0 | 0 | 0 | 0 | 0 | 0 | 0 | 0 | 0 | 0
F1_Commercial_Grocery_New_Miscellaneous_Natural Gas_Miscellaneous_E4 | F1 | Commercial | Grocery | New | Miscellaneous | Natural Gas | Miscellaneous | E4 | Participant - Cost of Equipment | 0 | 0 | 0 | 0 | 0 | 0 | 0 | 0 | 0 | 0 | 0 | 0 | 0 | 0 | 0 | 0 | 0 | 0 | 0 | 0 | 0 | 0 | 0 | 0 | 0 | 0 | 0 | 0 | 0 | 0
F1_Commercial_Grocery_New_Miscellaneous_Natural Gas_Miscellaneous_E5 | F1 | Commercial | Grocery | New | Miscellaneous | Natural Gas | Miscellaneous | E5 | Participant - Cost of Equipment | 0 | 0 | 0 | 0 | 0 | 0 | 0 | 0 | 0 | 0 | 0 | 0 | 0 | 0 | 0 | 0 | 0 | 0 | 0 | 0 | 0 | 0 | 0 | 0 | 0 | 0 | 0 | 0 | 0 | 0
F1_Commercial_Grocery_New_Miscellaneous_Natural Gas_Miscellaneous_E6 | F1 | Commercial | Grocery | New | Miscellaneous | Natural Gas | Miscellaneous | E6 | Participant - Cost of Equipment | 0 | 0 | 0 | 0 | 0 | 0 | 0 | 0 | 0 | 0 | 0 | 0 | 0 | 0 | 0 | 0 | 0 | 0 | 0 | 0 | 0 | 0 | 0 | 0 | 0 | 0 | 0 | 0 | 0 | 0
F1_Commercial_Grocery_New_Miscellaneous_Natural Gas_Miscellaneous_E7 | F1 | Commercial | Grocery | New | Miscellaneous | Natural Gas | Miscellaneous | E7 | Participant - Cost of Equipment | 0 | 0 | 0 | 0 | 0 | 0 | 0 | 0 | 0 | 0 | 0 | 0 | 0 | 0 | 0 | 0 | 0 | 0 | 0 | 0 | 0 | 0 | 0 | 0 | 0 | 0 | 0 | 0 | 0 | 0
F1_Commercial_Grocery_New_Miscellaneous_Natural Gas_Miscellaneous_E8 | F1 | Commercial | Grocery | New | Miscellaneous | Natural Gas | Miscellaneous | E8 | Participant - Cost of Equipment | 0 | 0 | 0 | 0 | 0 | 0 | 0 | 0 | 0 | 0 | 0 | 0 | 0 | 0 | 0 | 0 | 0 | 0 | 0 | 0 | 0 | 0 | 0 | 0 | 0 | 0 | 0 | 0 | 0 | 0
F1_Commercial_Grocery_New_Miscellaneous_Natural Gas_Miscellaneous_E9 | F1 | Commercial | Grocery | New | Miscellaneous | Natural Gas | Miscellaneous | E9 | Participant - Cost of Equipment | 0 | 0 | 0 | 0 | 0 | 0 | 0 | 0 | 0 | 0 | 0 | 0 | 0 | 0 | 0 | 0 | 0 | 0 | 0 | 0 | 0 | 0 | 0 | 0 | 0 | 0 | 0 | 0 | 0 | 0
F1_Commercial_Grocery_New_Miscellaneous_Natural Gas_Miscellaneous_E10 | F1 | Commercial | Grocery | New | Miscellaneous | Natural Gas | Miscellaneous | E10 | Participant - Cost of Equipment | 0 | 0 | 0 | 0 | 0 | 0 | 0 | 0 | 0 | 0 | 0 | 0 | 0 | 0 | 0 | 0 | 0 | 0 | 0 | 0 | 0 | 0 | 0 | 0 | 0 | 0 | 0 | 0 | 0 | 0
F2_Commercial_Grocery_New_Miscellaneous_Natural Gas_Miscellaneous_E1 | F2 | Commercial | Grocery | New | Miscellaneous | Natural Gas | Miscellaneous | E1 | Participant - Cost of Operation | 0.0005232 | 0.0005192 | 0.00051658 | 0.0005221 | 0.00053502 | 0.00055314 | 0.00056866 | 0.0005805 | 0.00059087 | 0.00060115 | 0.00061242 | 0.00062391 | 0.00063531 | 0.00064803 | 0.00065974 | 0.00067109 | 0.00068295 | 0.00069388 | 0.00070382 | 0.00071252 | 0.00071943 | 0.00072439 | 0 | 0 | 0 | 0 | 0 | 0 | 0 | 0
F2_Commercial_Grocery_New_Miscellaneous_Natural Gas_Miscellaneous_E2 | F2 | Commercial | Grocery | New | Miscellaneous | Natural Gas | Miscellaneous | E2 | Participant - Cost of Operation | 0 | 0 | 0 | 0 | 0 | 0 | 0 | 0 | 0 | 0 | 0 | 0 | 0 | 0 | 0 | 0 | 0 | 0 | 0 | 0 | 0 | 0 | 0 | 0 | 0 | 0 | 0 | 0 | 0 | 0
F2_Commercial_Grocery_New_Miscellaneous_Natural Gas_Miscellaneous_E3 | F2 | Commercial | Grocery | New | Miscellaneous | Natural Gas | Miscellaneous | E3 | Participant - Cost of Operation | 0 | 0 | 0 | 0 | 0 | 0 | 0 | 0 | 0 | 0 | 0 | 0 | 0 | 0 | 0 | 0 | 0 | 0 | 0 | 0 | 0 | 0 | 0 | 0 | 0 | 0 | 0 | 0 | 0 | 0
F2_Commercial_Grocery_New_Miscellaneous_Natural Gas_Miscellaneous_E4 | F2 | Commercial | Grocery | New | Miscellaneous | Natural Gas | Miscellaneous | E4 | Participant - Cost of Operation | 0 | 0 | 0 | 0 | 0 | 0 | 0 | 0 | 0 | 0 | 0 | 0 | 0 | 0 | 0 | 0 | 0 | 0 | 0 | 0 | 0 | 0 | 0 | 0 | 0 | 0 | 0 | 0 | 0 | 0
F2_Commercial_Grocery_New_Miscellaneous_Natural Gas_Miscellaneous_E5 | F2 | Commercial | Grocery | New | Miscellaneous | Natural Gas | Miscellaneous | E5 | Participant - Cost of Operation | 0 | 0 | 0 | 0 | 0 | 0 | 0 | 0 | 0 | 0 | 0 | 0 | 0 | 0 | 0 | 0 | 0 | 0 | 0 | 0 | 0 | 0 | 0 | 0 | 0 | 0 | 0 | 0 | 0 | 0
F2_Commercial_Grocery_New_Miscellaneous_Natural Gas_Miscellaneous_E6 | F2 | Commercial | Grocery | New | Miscellaneous | Natural Gas | Miscellaneous | E6 | Participant - Cost of Operation | 0 | 0 | 0 | 0 | 0 | 0 | 0 | 0 | 0 | 0 | 0 | 0 | 0 | 0 | 0 | 0 | 0 | 0 | 0 | 0 | 0 | 0 | 0 | 0 | 0 | 0 | 0 | 0 | 0 | 0
F2_Commercial_Grocery_New_Miscellaneous_Natural Gas_Miscellaneous_E7 | F2 | Commercial | Grocery | New | Miscellaneous | Natural Gas | Miscellaneous | E7 | Participant - Cost of Operation | 0 | 0 | 0 | 0 | 0 | 0 | 0 | 0 | 0 | 0 | 0 | 0 | 0 | 0 | 0 | 0 | 0 | 0 | 0 | 0 | 0 | 0 | 0 | 0 | 0 | 0 | 0 | 0 | 0 | 0
F2_Commercial_Grocery_New_Miscellaneous_Natural Gas_Miscellaneous_E8 | F2 | Commercial | Grocery | New | Miscellaneous | Natural Gas | Miscellaneous | E8 | Participant - Cost of Operation | 0 | 0 | 0 | 0 | 0 | 0 | 0 | 0 | 0 | 0 | 0 | 0 | 0 | 0 | 0 | 0 | 0 | 0 | 0 | 0 | 0 | 0 | 0 | 0 | 0 | 0 | 0 | 0 | 0 | 0
F2_Commercial_Grocery_New_Miscellaneous_Natural Gas_Miscellaneous_E9 | F2 | Commercial | Grocery | New | Miscellaneous | Natural Gas | Miscellaneous | E9 | Participant - Cost of Operation | 0 | 0 | 0 | 0 | 0 | 0 | 0 | 0 | 0 | 0 | 0 | 0 | 0 | 0 | 0 | 0 | 0 | 0 | 0 | 0 | 0 | 0 | 0 | 0 | 0 | 0 | 0 | 0 | 0 | 0
F2_Commercial_Grocery_New_Miscellaneous_Natural Gas_Miscellaneous_E10 | F2 | Commercial | Grocery | New | Miscellaneous | Natural Gas | Miscellaneous | E10 | Participant - Cost of Operation | 0 | 0 | 0 | 0 | 0 | 0 | 0 | 0 | 0 | 0 | 0 | 0 | 0 | 0 | 0 | 0 | 0 | 0 | 0 | 0 | 0 | 0 | 0 | 0 | 0 | 0 | 0 | 0 | 0 | 0
F3_Commercial_Grocery_New_Miscellaneous_Natural Gas_Miscellaneous_E1 | F3 | Commercial | Grocery | New | Miscellaneous | Natural Gas | Miscellaneous | E1 | System - kBTUs of Conusmption | 0.050477 | 0.050372 | 0.050374 | 0.050957 | 0.051462 | 0.051868 | 0.052139 | 0.05243 | 0.052699 | 0.05294 | 0.053129 | 0.053336 | 0.053524 | 0.053688 | 0.053799 | 0.053853 | 0.053804 | 0.053639 | 0.053325 | 0.05295 | 0.052469 | 0.05188 | 0 | 0 | 0 | 0 | 0 | 0 | 0 | 0
F3_Commercial_Grocery_New_Miscellaneous_Natural Gas_Miscellaneous_E2 | F3 | Commercial | Grocery | New | Miscellaneous | Natural Gas | Miscellaneous | E2 | System - kBTUs of Conusmption | 0 | 0 | 0 | 0 | 0 | 0 | 0 | 0 | 0 | 0 | 0 | 0 | 0 | 0 | 0 | 0 | 0 | 0 | 0 | 0 | 0 | 0 | 0 | 0 | 0 | 0 | 0 | 0 | 0 | 0
F3_Commercial_Grocery_New_Miscellaneous_Natural Gas_Miscellaneous_E3 | F3 | Commercial | Grocery | New | Miscellaneous | Natural Gas | Miscellaneous | E3 | System - kBTUs of Conusmption | 0 | 0 | 0 | 0 | 0 | 0 | 0 | 0 | 0 | 0 | 0 | 0 | 0 | 0 | 0 | 0 | 0 | 0 | 0 | 0 | 0 | 0 | 0 | 0 | 0 | 0 | 0 | 0 | 0 | 0
F3_Commercial_Grocery_New_Miscellaneous_Natural Gas_Miscellaneous_E4 | F3 | Commercial | Grocery | New | Miscellaneous | Natural Gas | Miscellaneous | E4 | System - kBTUs of Conusmption | 0 | 0 | 0 | 0 | 0 | 0 | 0 | 0 | 0 | 0 | 0 | 0 | 0 | 0 | 0 | 0 | 0 | 0 | 0 | 0 | 0 | 0 | 0 | 0 | 0 | 0 | 0 | 0 | 0 | 0
F3_Commercial_Grocery_New_Miscellaneous_Natural Gas_Miscellaneous_E5 | F3 | Commercial | Grocery | New | Miscellaneous | Natural Gas | Miscellaneous | E5 | System - kBTUs of Conusmption | 0 | 0 | 0 | 0 | 0 | 0 | 0 | 0 | 0 | 0 | 0 | 0 | 0 | 0 | 0 | 0 | 0 | 0 | 0 | 0 | 0 | 0 | 0 | 0 | 0 | 0 | 0 | 0 | 0 | 0
F3_Commercial_Grocery_New_Miscellaneous_Natural Gas_Miscellaneous_E6 | F3 | Commercial | Grocery | New | Miscellaneous | Natural Gas | Miscellaneous | E6 | System - kBTUs of Conusmption | 0 | 0 | 0 | 0 | 0 | 0 | 0 | 0 | 0 | 0 | 0 | 0 | 0 | 0 | 0 | 0 | 0 | 0 | 0 | 0 | 0 | 0 | 0 | 0 | 0 | 0 | 0 | 0 | 0 | 0
F3_Commercial_Grocery_New_Miscellaneous_Natural Gas_Miscellaneous_E7 | F3 | Commercial | Grocery | New | Miscellaneous | Natural Gas | Miscellaneous | E7 | System - kBTUs of Conusmption | 0 | 0 | 0 | 0 | 0 | 0 | 0 | 0 | 0 | 0 | 0 | 0 | 0 | 0 | 0 | 0 | 0 | 0 | 0 | 0 | 0 | 0 | 0 | 0 | 0 | 0 | 0 | 0 | 0 | 0
F3_Commercial_Grocery_New_Miscellaneous_Natural Gas_Miscellaneous_E8 | F3 | Commercial | Grocery | New | Miscellaneous | Natural Gas | Miscellaneous | E8 | System - kBTUs of Conusmption | 0 | 0 | 0 | 0 | 0 | 0 | 0 | 0 | 0 | 0 | 0 | 0 | 0 | 0 | 0 | 0 | 0 | 0 | 0 | 0 | 0 | 0 | 0 | 0 | 0 | 0 | 0 | 0 | 0 | 0
F3_Commercial_Grocery_New_Miscellaneous_Natural Gas_Miscellaneous_E9 | F3 | Commercial | Grocery | New | Miscellaneous | Natural Gas | Miscellaneous | E9 | System - kBTUs of Conusmption | 0 | 0 | 0 | 0 | 0 | 0 | 0 | 0 | 0 | 0 | 0 | 0 | 0 | 0 | 0 | 0 | 0 | 0 | 0 | 0 | 0 | 0 | 0 | 0 | 0 | 0 | 0 | 0 | 0 | 0
F3_Commercial_Grocery_New_Miscellaneous_Natural Gas_Miscellaneous_E10 | F3 | Commercial | Grocery | New | Miscellaneous | Natural Gas | Miscellaneous | E10 | System - kBTUs of Conusmption | 0 | 0 | 0 | 0 | 0 | 0 | 0 | 0 | 0 | 0 | 0 | 0 | 0 | 0 | 0 | 0 | 0 | 0 | 0 | 0 | 0 | 0 | 0 | 0 | 0 | 0 | 0 | 0 | 0 | 0
F4_Commercial_Grocery_New_Miscellaneous_Natural Gas_Miscellaneous_E1 | F4 | Commercial | Grocery | New | Miscellaneous | Natural Gas | Miscellaneous | E1 | Utility - Cost of Equipment | 0.22938 | 0.22938 | 0.22938 | 0.22938 | 0.22938 | 0.22938 | 0.22938 | 0.22938 | 0.22938 | 0.22938 | 0.22938 | 0.22938 | 0.22938 | 0.22938 | 0.22938 | 0.22938 | 0.22938 | 0.22938 | 0.22938 | 0.22938 | 0.22938 | 0.22938 | 0 | 0 | 0 | 0 | 0 | 0 | 0 | 0
F4_Commercial_Grocery_New_Miscellaneous_Natural Gas_Miscellaneous_E2 | F4 | Commercial | Grocery | New | Miscellaneous | Natural Gas | Miscellaneous | E2 | Utility - Cost of Equipment | 0 | 0 | 0 | 0 | 0 | 0 | 0 | 0 | 0 | 0 | 0 | 0 | 0 | 0 | 0 | 0 | 0 | 0 | 0 | 0 | 0 | 0 | 0 | 0 | 0 | 0 | 0 | 0 | 0 | 0
F4_Commercial_Grocery_New_Miscellaneous_Natural Gas_Miscellaneous_E3 | F4 | Commercial | Grocery | New | Miscellaneous | Natural Gas | Miscellaneous | E3 | Utility - Cost of Equipment | 0 | 0 | 0 | 0 | 0 | 0 | 0 | 0 | 0 | 0 | 0 | 0 | 0 | 0 | 0 | 0 | 0 | 0 | 0 | 0 | 0 | 0 | 0 | 0 | 0 | 0 | 0 | 0 | 0 | 0
F4_Commercial_Grocery_New_Miscellaneous_Natural Gas_Miscellaneous_E4 | F4 | Commercial | Grocery | New | Miscellaneous | Natural Gas | Miscellaneous | E4 | Utility - Cost of Equipment | 0 | 0 | 0 | 0 | 0 | 0 | 0 | 0 | 0 | 0 | 0 | 0 | 0 | 0 | 0 | 0 | 0 | 0 | 0 | 0 | 0 | 0 | 0 | 0 | 0 | 0 | 0 | 0 | 0 | 0
F4_Commercial_Grocery_New_Miscellaneous_Natural Gas_Miscellaneous_E5 | F4 | Commercial | Grocery | New | Miscellaneous | Natural Gas | Miscellaneous | E5 | Utility - Cost of Equipment | 0 | 0 | 0 | 0 | 0 | 0 | 0 | 0 | 0 | 0 | 0 | 0 | 0 | 0 | 0 | 0 | 0 | 0 | 0 | 0 | 0 | 0 | 0 | 0 | 0 | 0 | 0 | 0 | 0 | 0
F4_Commercial_Grocery_New_Miscellaneous_Natural Gas_Miscellaneous_E6 | F4 | Commercial | Grocery | New | Miscellaneous | Natural Gas | Miscellaneous | E6 | Utility - Cost of Equipment | 0 | 0 | 0 | 0 | 0 | 0 | 0 | 0 | 0 | 0 | 0 | 0 | 0 | 0 | 0 | 0 | 0 | 0 | 0 | 0 | 0 | 0 | 0 | 0 | 0 | 0 | 0 | 0 | 0 | 0
F4_Commercial_Grocery_New_Miscellaneous_Natural Gas_Miscellaneous_E7 | F4 | Commercial | Grocery | New | Miscellaneous | Natural Gas | Miscellaneous | E7 | Utility - Cost of Equipment | 0 | 0 | 0 | 0 | 0 | 0 | 0 | 0 | 0 | 0 | 0 | 0 | 0 | 0 | 0 | 0 | 0 | 0 | 0 | 0 | 0 | 0 | 0 | 0 | 0 | 0 | 0 | 0 | 0 | 0
F4_Commercial_Grocery_New_Miscellaneous_Natural Gas_Miscellaneous_E8 | F4 | Commercial | Grocery | New | Miscellaneous | Natural Gas | Miscellaneous | E8 | Utility - Cost of Equipment | 0 | 0 | 0 | 0 | 0 | 0 | 0 | 0 | 0 | 0 | 0 | 0 | 0 | 0 | 0 | 0 | 0 | 0 | 0 | 0 | 0 | 0 | 0 | 0 | 0 | 0 | 0 | 0 | 0 | 0
F4_Commercial_Grocery_New_Miscellaneous_Natural Gas_Miscellaneous_E9 | F4 | Commercial | Grocery | New | Miscellaneous | Natural Gas | Miscellaneous | E9 | Utility - Cost of Equipment | 0 | 0 | 0 | 0 | 0 | 0 | 0 | 0 | 0 | 0 | 0 | 0 | 0 | 0 | 0 | 0 | 0 | 0 | 0 | 0 | 0 | 0 | 0 | 0 | 0 | 0 | 0 | 0 | 0 | 0
F4_Commercial_Grocery_New_Miscellaneous_Natural Gas_Miscellaneous_E10 | F4 | Commercial | Grocery | New | Miscellaneous | Natural Gas | Miscellaneous | E10 | Utility - Cost of Equipment | 0 | 0 | 0 | 0 | 0 | 0 | 0 | 0 | 0 | 0 | 0 | 0 | 0 | 0 | 0 | 0 | 0 | 0 | 0 | 0 | 0 | 0 | 0 | 0 | 0 | 0 | 0 | 0 | 0 | 0
F5_Commercial_Grocery_New_Miscellaneous_Natural Gas_Miscellaneous_E1 | F5 | Commercial | Grocery | New | Miscellaneous | Natural Gas | Miscellaneous | E1 | Utility - Cost of Operation | 0.0004367 | 0.00043336 | 0.00043118 | 0.00043579 | 0.00044657 | 0.00046169 | 0.00047465 | 0.00048453 | 0.00049319 | 0.00050177 | 0.00051117 | 0.00052076 | 0.00053028 | 0.0005409 | 0.00055067 | 0.00056014 | 0.00057004 | 0.00057917 | 0.00058747 | 0.00059472 | 0.00060049 | 0.00060463 | 0 | 0 | 0 | 0 | 0 | 0 | 0 | 0
F5_Commercial_Grocery_New_Miscellaneous_Natural Gas_Miscellaneous_E2 | F5 | Commercial | Grocery | New | Miscellaneous | Natural Gas | Miscellaneous | E2 | Utility - Cost of Operation | 0 | 0 | 0 | 0 | 0 | 0 | 0 | 0 | 0 | 0 | 0 | 0 | 0 | 0 | 0 | 0 | 0 | 0 | 0 | 0 | 0 | 0 | 0 | 0 | 0 | 0 | 0 | 0 | 0 | 0
F5_Commercial_Grocery_New_Miscellaneous_Natural Gas_Miscellaneous_E3 | F5 | Commercial | Grocery | New | Miscellaneous | Natural Gas | Miscellaneous | E3 | Utility - Cost of Operation | 0 | 0 | 0 | 0 | 0 | 0 | 0 | 0 | 0 | 0 | 0 | 0 | 0 | 0 | 0 | 0 | 0 | 0 | 0 | 0 | 0 | 0 | 0 | 0 | 0 | 0 | 0 | 0 | 0 | 0
F5_Commercial_Grocery_New_Miscellaneous_Natural Gas_Miscellaneous_E4 | F5 | Commercial | Grocery | New | Miscellaneous | Natural Gas | Miscellaneous | E4 | Utility - Cost of Operation | 0 | 0 | 0 | 0 | 0 | 0 | 0 | 0 | 0 | 0 | 0 | 0 | 0 | 0 | 0 | 0 | 0 | 0 | 0 | 0 | 0 | 0 | 0 | 0 | 0 | 0 | 0 | 0 | 0 | 0
F5_Commercial_Grocery_New_Miscellaneous_Natural Gas_Miscellaneous_E5 | F5 | Commercial | Grocery | New | Miscellaneous | Natural Gas | Miscellaneous | E5 | Utility - Cost of Operation | 0 | 0 | 0 | 0 | 0 | 0 | 0 | 0 | 0 | 0 | 0 | 0 | 0 | 0 | 0 | 0 | 0 | 0 | 0 | 0 | 0 | 0 | 0 | 0 | 0 | 0 | 0 | 0 | 0 | 0
F5_Commercial_Grocery_New_Miscellaneous_Natural Gas_Miscellaneous_E6 | F5 | Commercial | Grocery | New | Miscellaneous | Natural Gas | Miscellaneous | E6 | Utility - Cost of Operation | 0 | 0 | 0 | 0 | 0 | 0 | 0 | 0 | 0 | 0 | 0 | 0 | 0 | 0 | 0 | 0 | 0 | 0 | 0 | 0 | 0 | 0 | 0 | 0 | 0 | 0 | 0 | 0 | 0 | 0
F5_Commercial_Grocery_New_Miscellaneous_Natural Gas_Miscellaneous_E7 | F5 | Commercial | Grocery | New | Miscellaneous | Natural Gas | Miscellaneous | E7 | Utility - Cost of Operation | 0 | 0 | 0 | 0 | 0 | 0 | 0 | 0 | 0 | 0 | 0 | 0 | 0 | 0 | 0 | 0 | 0 | 0 | 0 | 0 | 0 | 0 | 0 | 0 | 0 | 0 | 0 | 0 | 0 | 0
F5_Commercial_Grocery_New_Miscellaneous_Natural Gas_Miscellaneous_E8 | F5 | Commercial | Grocery | New | Miscellaneous | Natural Gas | Miscellaneous | E8 | Utility - Cost of Operation | 0 | 0 | 0 | 0 | 0 | 0 | 0 | 0 | 0 | 0 | 0 | 0 | 0 | 0 | 0 | 0 | 0 | 0 | 0 | 0 | 0 | 0 | 0 | 0 | 0 | 0 | 0 | 0 | 0 | 0
F5_Commercial_Grocery_New_Miscellaneous_Natural Gas_Miscellaneous_E9 | F5 | Commercial | Grocery | New | Miscellaneous | Natural Gas | Miscellaneous | E9 | Utility - Cost of Operation | 0 | 0 | 0 | 0 | 0 | 0 | 0 | 0 | 0 | 0 | 0 | 0 | 0 | 0 | 0 | 0 | 0 | 0 | 0 | 0 | 0 | 0 | 0 | 0 | 0 | 0 | 0 | 0 | 0 | 0
F5_Commercial_Grocery_New_Miscellaneous_Natural Gas_Miscellaneous_E10 | F5 | Commercial | Grocery | New | Miscellaneous | Natural Gas | Miscellaneous | E10 | Utility - Cost of Operation | 0 | 0 | 0 | 0 | 0 | 0 | 0 | 0 | 0 | 0 | 0 | 0 | 0 | 0 | 0 | 0 | 0 | 0 | 0 | 0 | 0 | 0 | 0 | 0 | 0 | 0 | 0 | 0 | 0 | 0
F6_Commercial_Grocery_New_Miscellaneous_Natural Gas_Miscellaneous_E1 | F6 | Commercial | Grocery | New | Miscellaneous | Natural Gas | Miscellaneous | E1 | Utility - Value of Sales | 0.0005232 | 0.0005192 | 0.00051658 | 0.0005221 | 0.00053502 | 0.00055314 | 0.00056866 | 0.0005805 | 0.00059087 | 0.00060115 | 0.00061242 | 0.00062391 | 0.00063531 | 0.00064803 | 0.00065974 | 0.00067109 | 0.00068295 | 0.00069388 | 0.00070382 | 0.00071252 | 0.00071943 | 0.00072439 | 0 | 0 | 0 | 0 | 0 | 0 | 0 | 0
F6_Commercial_Grocery_New_Miscellaneous_Natural Gas_Miscellaneous_E2 | F6 | Commercial | Grocery | New | Miscellaneous | Natural Gas | Miscellaneous | E2 | Utility - Value of Sales | 0 | 0 | 0 | 0 | 0 | 0 | 0 | 0 | 0 | 0 | 0 | 0 | 0 | 0 | 0 | 0 | 0 | 0 | 0 | 0 | 0 | 0 | 0 | 0 | 0 | 0 | 0 | 0 | 0 | 0
F6_Commercial_Grocery_New_Miscellaneous_Natural Gas_Miscellaneous_E3 | F6 | Commercial | Grocery | New | Miscellaneous | Natural Gas | Miscellaneous | E3 | Utility - Value of Sales | 0 | 0 | 0 | 0 | 0 | 0 | 0 | 0 | 0 | 0 | 0 | 0 | 0 | 0 | 0 | 0 | 0 | 0 | 0 | 0 | 0 | 0 | 0 | 0 | 0 | 0 | 0 | 0 | 0 | 0
F6_Commercial_Grocery_New_Miscellaneous_Natural Gas_Miscellaneous_E4 | F6 | Commercial | Grocery | New | Miscellaneous | Natural Gas | Miscellaneous | E4 | Utility - Value of Sales | 0 | 0 | 0 | 0 | 0 | 0 | 0 | 0 | 0 | 0 | 0 | 0 | 0 | 0 | 0 | 0 | 0 | 0 | 0 | 0 | 0 | 0 | 0 | 0 | 0 | 0 | 0 | 0 | 0 | 0
F6_Commercial_Grocery_New_Miscellaneous_Natural Gas_Miscellaneous_E5 | F6 | Commercial | Grocery | New | Miscellaneous | Natural Gas | Miscellaneous | E5 | Utility - Value of Sales | 0 | 0 | 0 | 0 | 0 | 0 | 0 | 0 | 0 | 0 | 0 | 0 | 0 | 0 | 0 | 0 | 0 | 0 | 0 | 0 | 0 | 0 | 0 | 0 | 0 | 0 | 0 | 0 | 0 | 0
F6_Commercial_Grocery_New_Miscellaneous_Natural Gas_Miscellaneous_E6 | F6 | Commercial | Grocery | New | Miscellaneous | Natural Gas | Miscellaneous | E6 | Utility - Value of Sales | 0 | 0 | 0 | 0 | 0 | 0 | 0 | 0 | 0 | 0 | 0 | 0 | 0 | 0 | 0 | 0 | 0 | 0 | 0 | 0 | 0 | 0 | 0 | 0 | 0 | 0 | 0 | 0 | 0 | 0
F6_Commercial_Grocery_New_Miscellaneous_Natural Gas_Miscellaneous_E7 | F6 | Commercial | Grocery | New | Miscellaneous | Natural Gas | Miscellaneous | E7 | Utility - Value of Sales | 0 | 0 | 0 | 0 | 0 | 0 | 0 | 0 | 0 | 0 | 0 | 0 | 0 | 0 | 0 | 0 | 0 | 0 | 0 | 0 | 0 | 0 | 0 | 0 | 0 | 0 | 0 | 0 | 0 | 0
F6_Commercial_Grocery_New_Miscellaneous_Natural Gas_Miscellaneous_E8 | F6 | Commercial | Grocery | New | Miscellaneous | Natural Gas | Miscellaneous | E8 | Utility - Value of Sales | 0 | 0 | 0 | 0 | 0 | 0 | 0 | 0 | 0 | 0 | 0 | 0 | 0 | 0 | 0 | 0 | 0 | 0 | 0 | 0 | 0 | 0 | 0 | 0 | 0 | 0 | 0 | 0 | 0 | 0
F6_Commercial_Grocery_New_Miscellaneous_Natural Gas_Miscellaneous_E9 | F6 | Commercial | Grocery | New | Miscellaneous | Natural Gas | Miscellaneous | E9 | Utility - Value of Sales | 0 | 0 | 0 | 0 | 0 | 0 | 0 | 0 | 0 | 0 | 0 | 0 | 0 | 0 | 0 | 0 | 0 | 0 | 0 | 0 | 0 | 0 | 0 | 0 | 0 | 0 | 0 | 0 | 0 | 0
F6_Commercial_Grocery_New_Miscellaneous_Natural Gas_Miscellaneous_E10 | F6 | Commercial | Grocery | New | Miscellaneous | Natural Gas | Miscellaneous | E10 | Utility - Value of Sales | 0 | 0 | 0 | 0 | 0 | 0 | 0 | 0 | 0 | 0 | 0 | 0 | 0 | 0 | 0 | 0 | 0 | 0 | 0 | 0 | 0 | 0 | 0 | 0 | 0 | 0 | 0 | 0 | 0 | 0
F1_Commercial_Education_Existing_Space Heating_Natural Gas_Furnace_E1 | F1 | Commercial | Education | Existing | Space Heating | Natural Gas | Furnace | E1 | Participant - Cost of Equipment | 0.037857 | 0.037857 | 0.037857 | 0.037857 | 0.037857 | 0.037857 | 0.037857 | 0.037857 | 0.037857 | 0.037857 | 0.037857 | 0.037857 | 0.037857 | 0.037857 | 0.037857 | 0.037857 | 0.037857 | 0.037857 | 0.037857 | 0.037857 | 0.037857 | 0.037857 | 0 | 0 | 0 | 0 | 0 | 0 | 0 | 0
F1_Commercial_Education_Existing_Space Heating_Natural Gas_Furnace_E2 | F1 | Commercial | Education | Existing | Space Heating | Natural Gas | Furnace | E2 | Participant - Cost of Equipment | 0.045428 | 0.045428 | 0.045428 | 0.045428 | 0.045428 | 0.045428 | 0.045428 | 0.045428 | 0.045428 | 0.045428 | 0.045428 | 0.045428 | 0.045428 | 0.045428 | 0.045428 | 0.045428 | 0.045428 | 0.045428 | 0.045428 | 0.045428 | 0.045428 | 0.045428 | 0 | 0 | 0 | 0 | 0 | 0 | 0 | 0
F1_Commercial_Education_Existing_Space Heating_Natural Gas_Furnace_E3 | F1 | Commercial | Education | Existing | Space Heating | Natural Gas | Furnace | E3 | Participant - Cost of Equipment | 0.053 | 0.053 | 0.053 | 0.053 | 0.053 | 0.053 | 0.053 | 0.053 | 0.053 | 0.053 | 0.053 | 0.053 | 0.053 | 0.053 | 0.053 | 0.053 | 0.053 | 0.053 | 0.053 | 0.053 | 0.053 | 0.053 | 0 | 0 | 0 | 0 | 0 | 0 | 0 | 0
F1_Commercial_Education_Existing_Space Heating_Natural Gas_Furnace_E4 | F1 | Commercial | Education | Existing | Space Heating | Natural Gas | Furnace | E4 | Participant - Cost of Equipment | 0 | 0 | 0 | 0 | 0 | 0 | 0 | 0 | 0 | 0 | 0 | 0 | 0 | 0 | 0 | 0 | 0 | 0 | 0 | 0 | 0 | 0 | 0 | 0 | 0 | 0 | 0 | 0 | 0 | 0
F1_Commercial_Education_Existing_Space Heating_Natural Gas_Furnace_E5 | F1 | Commercial | Education | Existing | Space Heating | Natural Gas | Furnace | E5 | Participant - Cost of Equipment | 0 | 0 | 0 | 0 | 0 | 0 | 0 | 0 | 0 | 0 | 0 | 0 | 0 | 0 | 0 | 0 | 0 | 0 | 0 | 0 | 0 | 0 | 0 | 0 | 0 | 0 | 0 | 0 | 0 | 0
F1_Commercial_Education_Existing_Space Heating_Natural Gas_Furnace_E6 | F1 | Commercial | Education | Existing | Space Heating | Natural Gas | Furnace | E6 | Participant - Cost of Equipment | 0 | 0 | 0 | 0 | 0 | 0 | 0 | 0 | 0 | 0 | 0 | 0 | 0 | 0 | 0 | 0 | 0 | 0 | 0 | 0 | 0 | 0 | 0 | 0 | 0 | 0 | 0 | 0 | 0 | 0
F1_Commercial_Education_Existing_Space Heating_Natural Gas_Furnace_E7 | F1 | Commercial | Education | Existing | Space Heating | Natural Gas | Furnace | E7 | Participant - Cost of Equipment | 0 | 0 | 0 | 0 | 0 | 0 | 0 | 0 | 0 | 0 | 0 | 0 | 0 | 0 | 0 | 0 | 0 | 0 | 0 | 0 | 0 | 0 | 0 | 0 | 0 | 0 | 0 | 0 | 0 | 0
F1_Commercial_Education_Existing_Space Heating_Natural Gas_Furnace_E8 | F1 | Commercial | Education | Existing | Space Heating | Natural Gas | Furnace | E8 | Participant - Cost of Equipment | 0 | 0 | 0 | 0 | 0 | 0 | 0 | 0 | 0 | 0 | 0 | 0 | 0 | 0 | 0 | 0 | 0 | 0 | 0 | 0 | 0 | 0 | 0 | 0 | 0 | 0 | 0 | 0 | 0 | 0
F1_Commercial_Education_Existing_Space Heating_Natural Gas_Furnace_E9 | F1 | Commercial | Education | Existing | Space Heating | Natural Gas | Furnace | E9 | Participant - Cost of Equipment | 0 | 0 | 0 | 0 | 0 | 0 | 0 | 0 | 0 | 0 | 0 | 0 | 0 | 0 | 0 | 0 | 0 | 0 | 0 | 0 | 0 | 0 | 0 | 0 | 0 | 0 | 0 | 0 | 0 | 0
F1_Commercial_Education_Existing_Space Heating_Natural Gas_Furnace_E10 | F1 | Commercial | Education | Existing | Space Heating | Natural Gas | Furnace | E10 | Participant - Cost of Equipment | 0 | 0 | 0 | 0 | 0 | 0 | 0 | 0 | 0 | 0 | 0 | 0 | 0 | 0 | 0 | 0 | 0 | 0 | 0 | 0 | 0 | 0 | 0 | 0 | 0 | 0 | 0 | 0 | 0 | 0
F2_Commercial_Education_Existing_Space Heating_Natural Gas_Furnace_E1 | F2 | Commercial | Education | Existing | Space Heating | Natural Gas | Furnace | E1 | Participant - Cost of Operation | 0.1732 | 0.17527 | 0.17749 | 0.18039 | 0.18382 | 0.18765 | 0.19125 | 0.19459 | 0.19785 | 0.20115 | 0.20458 | 0.20808 | 0.2116 | 0.21527 | 0.21889 | 0.2226 | 0.22647 | 0.23039 | 0.23437 | 0.2384 | 0.24243 | 0.24645 | 0 | 0 | 0 | 0 | 0 | 0 | 0 | 0
F2_Commercial_Education_Existing_Space Heating_Natural Gas_Furnace_E2 | F2 | Commercial | Education | Existing | Space Heating | Natural Gas | Furnace | E2 | Participant - Cost of Operation | 0.15396 | 0.15579 | 0.15777 | 0.16034 | 0.1634 | 0.1668 | 0.17 | 0.17296 | 0.17587 | 0.1788 | 0.18185 | 0.18496 | 0.18809 | 0.19135 | 0.19457 | 0.19786 | 0.20131 | 0.20479 | 0.20833 | 0.21191 | 0.21549 | 0.21906 | 0 | 0 | 0 | 0 | 0 | 0 | 0 | 0
F2_Commercial_Education_Existing_Space Heating_Natural Gas_Furnace_E3 | F2 | Commercial | Education | Existing | Space Heating | Natural Gas | Furnace | E3 | Participant - Cost of Operation | 0.14586 | 0.14759 | 0.14947 | 0.15191 | 0.1548 | 0.15802 | 0.16106 | 0.16386 | 0.16661 | 0.16939 | 0.17228 | 0.17522 | 0.17819 | 0.18128 | 0.18433 | 0.18745 | 0.19071 | 0.19402 | 0.19737 | 0.20076 | 0.20415 | 0.20754 | 0 | 0 | 0 | 0 | 0 | 0 | 0 | 0
F2_Commercial_Education_Existing_Space Heating_Natural Gas_Furnace_E4 | F2 | Commercial | Education | Existing | Space Heating | Natural Gas | Furnace | E4 | Participant - Cost of Operation | 0 | 0 | 0 | 0 | 0 | 0 | 0 | 0 | 0 | 0 | 0 | 0 | 0 | 0 | 0 | 0 | 0 | 0 | 0 | 0 | 0 | 0 | 0 | 0 | 0 | 0 | 0 | 0 | 0 | 0
F2_Commercial_Education_Existing_Space Heating_Natural Gas_Furnace_E5 | F2 | Commercial | Education | Existing | Space Heating | Natural Gas | Furnace | E5 | Participant - Cost of Operation | 0 | 0 | 0 | 0 | 0 | 0 | 0 | 0 | 0 | 0 | 0 | 0 | 0 | 0 | 0 | 0 | 0 | 0 | 0 | 0 | 0 | 0 | 0 | 0 | 0 | 0 | 0 | 0 | 0 | 0
F2_Commercial_Education_Existing_Space Heating_Natural Gas_Furnace_E6 | F2 | Commercial | Education | Existing | Space Heating | Natural Gas | Furnace | E6 | Participant - Cost of Operation | 0 | 0 | 0 | 0 | 0 | 0 | 0 | 0 | 0 | 0 | 0 | 0 | 0 | 0 | 0 | 0 | 0 | 0 | 0 | 0 | 0 | 0 | 0 | 0 | 0 | 0 | 0 | 0 | 0 | 0
F2_Commercial_Education_Existing_Space Heating_Natural Gas_Furnace_E7 | F2 | Commercial | Education | Existing | Space Heating | Natural Gas | Furnace | E7 | Participant - Cost of Operation | 0 | 0 | 0 | 0 | 0 | 0 | 0 | 0 | 0 | 0 | 0 | 0 | 0 | 0 | 0 | 0 | 0 | 0 | 0 | 0 | 0 | 0 | 0 | 0 | 0 | 0 | 0 | 0 | 0 | 0
F2_Commercial_Education_Existing_Space Heating_Natural Gas_Furnace_E8 | F2 | Commercial | Education | Existing | Space Heating | Natural Gas | Furnace | E8 | Participant - Cost of Operation | 0 | 0 | 0 | 0 | 0 | 0 | 0 | 0 | 0 | 0 | 0 | 0 | 0 | 0 | 0 | 0 | 0 | 0 | 0 | 0 | 0 | 0 | 0 | 0 | 0 | 0 | 0 | 0 | 0 | 0
F2_Commercial_Education_Existing_Space Heating_Natural Gas_Furnace_E9 | F2 | Commercial | Education | Existing | Space Heating | Natural Gas | Furnace | E9 | Participant - Cost of Operation | 0 | 0 | 0 | 0 | 0 | 0 | 0 | 0 | 0 | 0 | 0 | 0 | 0 | 0 | 0 | 0 | 0 | 0 | 0 | 0 | 0 | 0 | 0 | 0 | 0 | 0 | 0 | 0 | 0 | 0
F2_Commercial_Education_Existing_Space Heating_Natural Gas_Furnace_E10 | F2 | Commercial | Education | Existing | Space Heating | Natural Gas | Furnace | E10 | Participant - Cost of Operation | 0 | 0 | 0 | 0 | 0 | 0 | 0 | 0 | 0 | 0 | 0 | 0 | 0 | 0 | 0 | 0 | 0 | 0 | 0 | 0 | 0 | 0 | 0 | 0 | 0 | 0 | 0 | 0 | 0 | 0
F3_Commercial_Education_Existing_Space Heating_Natural Gas_Furnace_E1 | F3 | Commercial | Education | Existing | Space Heating | Natural Gas | Furnace | E1 | System - kBTUs of Conusmption | 15.2855 | 15.2999 | 15.3115 | 15.3517 | 15.3796 | 15.395 | 15.3948 | 15.3928 | 15.3866 | 15.3764 | 15.3601 | 15.3428 | 15.3224 | 15.2993 | 15.2708 | 15.243 | 15.2131 | 15.1811 | 15.1447 | 15.1095 | 15.073 | 15.0355 | 0 | 0 | 0 | 0 | 0 | 0 | 0 | 0
F3_Commercial_Education_Existing_Space Heating_Natural Gas_Furnace_E2 | F3 | Commercial | Education | Existing | Space Heating | Natural Gas | Furnace | E2 | System - kBTUs of Conusmption | 13.587 | 13.5998 | 13.6101 | 13.6458 | 13.6706 | 13.6843 | 13.6841 | 13.6823 | 13.6768 | 13.6677 | 13.6533 | 13.6379 | 13.6198 | 13.5992 | 13.5739 | 13.5492 | 13.5226 | 13.4942 | 13.4618 | 13.4305 | 13.3981 | 13.3648 | 0 | 0 | 0 | 0 | 0 | 0 | 0 | 0
F3_Commercial_Education_Existing_Space Heating_Natural Gas_Furnace_E3 | F3 | Commercial | Education | Existing | Space Heating | Natural Gas | Furnace | E3 | System - kBTUs of Conusmption | 12.872 | 12.8841 | 12.8939 | 12.9278 | 12.9512 | 12.9642 | 12.964 | 12.9623 | 12.9571 | 12.9485 | 12.9348 | 12.9202 | 12.9031 | 12.8836 | 12.8596 | 12.8362 | 12.811 | 12.7841 | 12.7534 | 12.7238 | 12.6931 | 12.6615 | 0 | 0 | 0 | 0 | 0 | 0 | 0 | 0
F3_Commercial_Education_Existing_Space Heating_Natural Gas_Furnace_E4 | F3 | Commercial | Education | Existing | Space Heating | Natural Gas | Furnace | E4 | System - kBTUs of Conusmption | 0 | 0 | 0 | 0 | 0 | 0 | 0 | 0 | 0 | 0 | 0 | 0 | 0 | 0 | 0 | 0 | 0 | 0 | 0 | 0 | 0 | 0 | 0 | 0 | 0 | 0 | 0 | 0 | 0 | 0
F3_Commercial_Education_Existing_Space Heating_Natural Gas_Furnace_E5 | F3 | Commercial | Education | Existing | Space Heating | Natural Gas | Furnace | E5 | System - kBTUs of Conusmption | 0 | 0 | 0 | 0 | 0 | 0 | 0 | 0 | 0 | 0 | 0 | 0 | 0 | 0 | 0 | 0 | 0 | 0 | 0 | 0 | 0 | 0 | 0 | 0 | 0 | 0 | 0 | 0 | 0 | 0
F3_Commercial_Education_Existing_Space Heating_Natural Gas_Furnace_E6 | F3 | Commercial | Education | Existing | Space Heating | Natural Gas | Furnace | E6 | System - kBTUs of Conusmption | 0 | 0 | 0 | 0 | 0 | 0 | 0 | 0 | 0 | 0 | 0 | 0 | 0 | 0 | 0 | 0 | 0 | 0 | 0 | 0 | 0 | 0 | 0 | 0 | 0 | 0 | 0 | 0 | 0 | 0
F3_Commercial_Education_Existing_Space Heating_Natural Gas_Furnace_E7 | F3 | Commercial | Education | Existing | Space Heating | Natural Gas | Furnace | E7 | System - kBTUs of Conusmption | 0 | 0 | 0 | 0 | 0 | 0 | 0 | 0 | 0 | 0 | 0 | 0 | 0 | 0 | 0 | 0 | 0 | 0 | 0 | 0 | 0 | 0 | 0 | 0 | 0 | 0 | 0 | 0 | 0 | 0
F3_Commercial_Education_Existing_Space Heating_Natural Gas_Furnace_E8 | F3 | Commercial | Education | Existing | Space Heating | Natural Gas | Furnace | E8 | System - kBTUs of Conusmption | 0 | 0 | 0 | 0 | 0 | 0 | 0 | 0 | 0 | 0 | 0 | 0 | 0 | 0 | 0 | 0 | 0 | 0 | 0 | 0 | 0 | 0 | 0 | 0 | 0 | 0 | 0 | 0 | 0 | 0
F3_Commercial_Education_Existing_Space Heating_Natural Gas_Furnace_E9 | F3 | Commercial | Education | Existing | Space Heating | Natural Gas | Furnace | E9 | System - kBTUs of Conusmption | 0 | 0 | 0 | 0 | 0 | 0 | 0 | 0 | 0 | 0 | 0 | 0 | 0 | 0 | 0 | 0 | 0 | 0 | 0 | 0 | 0 | 0 | 0 | 0 | 0 | 0 | 0 | 0 | 0 | 0
F3_Commercial_Education_Existing_Space Heating_Natural Gas_Furnace_E10 | F3 | Commercial | Education | Existing | Space Heating | Natural Gas | Furnace | E10 | System - kBTUs of Conusmption | 0 | 0 | 0 | 0 | 0 | 0 | 0 | 0 | 0 | 0 | 0 | 0 | 0 | 0 | 0 | 0 | 0 | 0 | 0 | 0 | 0 | 0 | 0 | 0 | 0 | 0 | 0 | 0 | 0 | 0
F4_Commercial_Education_Existing_Space Heating_Natural Gas_Furnace_E1 | F4 | Commercial | Education | Existing | Space Heating | Natural Gas | Furnace | E1 | Utility - Cost of Equipment | 0.037857 | 0.037857 | 0.037857 | 0.037857 | 0.037857 | 0.037857 | 0.037857 | 0.037857 | 0.037857 | 0.037857 | 0.037857 | 0.037857 | 0.037857 | 0.037857 | 0.037857 | 0.037857 | 0.037857 | 0.037857 | 0.037857 | 0.037857 | 0.037857 | 0.037857 | 0 | 0 | 0 | 0 | 0 | 0 | 0 | 0
F4_Commercial_Education_Existing_Space Heating_Natural Gas_Furnace_E2 | F4 | Commercial | Education | Existing | Space Heating | Natural Gas | Furnace | E2 | Utility - Cost of Equipment | 0.045428 | 0.045428 | 0.045428 | 0.045428 | 0.045428 | 0.045428 | 0.045428 | 0.045428 | 0.045428 | 0.045428 | 0.045428 | 0.045428 | 0.045428 | 0.045428 | 0.045428 | 0.045428 | 0.045428 | 0.045428 | 0.045428 | 0.045428 | 0.045428 | 0.045428 | 0 | 0 | 0 | 0 | 0 | 0 | 0 | 0
F4_Commercial_Education_Existing_Space Heating_Natural Gas_Furnace_E3 | F4 | Commercial | Education | Existing | Space Heating | Natural Gas | Furnace | E3 | Utility - Cost of Equipment | 0.053 | 0.053 | 0.053 | 0.053 | 0.053 | 0.053 | 0.053 | 0.053 | 0.053 | 0.053 | 0.053 | 0.053 | 0.053 | 0.053 | 0.053 | 0.053 | 0.053 | 0.053 | 0.053 | 0.053 | 0.053 | 0.053 | 0 | 0 | 0 | 0 | 0 | 0 | 0 | 0
F4_Commercial_Education_Existing_Space Heating_Natural Gas_Furnace_E4 | F4 | Commercial | Education | Existing | Space Heating | Natural Gas | Furnace | E4 | Utility - Cost of Equipment | 0 | 0 | 0 | 0 | 0 | 0 | 0 | 0 | 0 | 0 | 0 | 0 | 0 | 0 | 0 | 0 | 0 | 0 | 0 | 0 | 0 | 0 | 0 | 0 | 0 | 0 | 0 | 0 | 0 | 0
F4_Commercial_Education_Existing_Space Heating_Natural Gas_Furnace_E5 | F4 | Commercial | Education | Existing | Space Heating | Natural Gas | Furnace | E5 | Utility - Cost of Equipment | 0 | 0 | 0 | 0 | 0 | 0 | 0 | 0 | 0 | 0 | 0 | 0 | 0 | 0 | 0 | 0 | 0 | 0 | 0 | 0 | 0 | 0 | 0 | 0 | 0 | 0 | 0 | 0 | 0 | 0
F4_Commercial_Education_Existing_Space Heating_Natural Gas_Furnace_E6 | F4 | Commercial | Education | Existing | Space Heating | Natural Gas | Furnace | E6 | Utility - Cost of Equipment | 0 | 0 | 0 | 0 | 0 | 0 | 0 | 0 | 0 | 0 | 0 | 0 | 0 | 0 | 0 | 0 | 0 | 0 | 0 | 0 | 0 | 0 | 0 | 0 | 0 | 0 | 0 | 0 | 0 | 0
F4_Commercial_Education_Existing_Space Heating_Natural Gas_Furnace_E7 | F4 | Commercial | Education | Existing | Space Heating | Natural Gas | Furnace | E7 | Utility - Cost of Equipment | 0 | 0 | 0 | 0 | 0 | 0 | 0 | 0 | 0 | 0 | 0 | 0 | 0 | 0 | 0 | 0 | 0 | 0 | 0 | 0 | 0 | 0 | 0 | 0 | 0 | 0 | 0 | 0 | 0 | 0
F4_Commercial_Education_Existing_Space Heating_Natural Gas_Furnace_E8 | F4 | Commercial | Education | Existing | Space Heating | Natural Gas | Furnace | E8 | Utility - Cost of Equipment | 0 | 0 | 0 | 0 | 0 | 0 | 0 | 0 | 0 | 0 | 0 | 0 | 0 | 0 | 0 | 0 | 0 | 0 | 0 | 0 | 0 | 0 | 0 | 0 | 0 | 0 | 0 | 0 | 0 | 0
F4_Commercial_Education_Existing_Space Heating_Natural Gas_Furnace_E9 | F4 | Commercial | Education | Existing | Space Heating | Natural Gas | Furnace | E9 | Utility - Cost of Equipment | 0 | 0 | 0 | 0 | 0 | 0 | 0 | 0 | 0 | 0 | 0 | 0 | 0 | 0 | 0 | 0 | 0 | 0 | 0 | 0 | 0 | 0 | 0 | 0 | 0 | 0 | 0 | 0 | 0 | 0
F4_Commercial_Education_Existing_Space Heating_Natural Gas_Furnace_E10 | F4 | Commercial | Education | Existing | Space Heating | Natural Gas | Furnace | E10 | Utility - Cost of Equipment | 0 | 0 | 0 | 0 | 0 | 0 | 0 | 0 | 0 | 0 | 0 | 0 | 0 | 0 | 0 | 0 | 0 | 0 | 0 | 0 | 0 | 0 | 0 | 0 | 0 | 0 | 0 | 0 | 0 | 0
F5_Commercial_Education_Existing_Space Heating_Natural Gas_Furnace_E1 | F5 | Commercial | Education | Existing | Space Heating | Natural Gas | Furnace | E1 | Utility - Cost of Operation | 0.14457 | 0.14629 | 0.14815 | 0.15057 | 0.15343 | 0.15663 | 0.15964 | 0.16242 | 0.16514 | 0.1679 | 0.17076 | 0.17368 | 0.17662 | 0.17968 | 0.18271 | 0.1858 | 0.18903 | 0.19231 | 0.19563 | 0.19899 | 0.20235 | 0.20571 | 0 | 0 | 0 | 0 | 0 | 0 | 0 | 0
F5_Commercial_Education_Existing_Space Heating_Natural Gas_Furnace_E2 | F5 | Commercial | Education | Existing | Space Heating | Natural Gas | Furnace | E2 | Utility - Cost of Operation | 0.12851 | 0.13003 | 0.13169 | 0.13384 | 0.13638 | 0.13923 | 0.1419 | 0.14437 | 0.14679 | 0.14924 | 0.15179 | 0.15438 | 0.15699 | 0.15972 | 0.1624 | 0.16515 | 0.16803 | 0.17094 | 0.17389 | 0.17687 | 0.17987 | 0.18285 | 0 | 0 | 0 | 0 | 0 | 0 | 0 | 0
F5_Commercial_Education_Existing_Space Heating_Natural Gas_Furnace_E3 | F5 | Commercial | Education | Existing | Space Heating | Natural Gas | Furnace | E3 | Utility - Cost of Operation | 0.12174 | 0.12319 | 0.12476 | 0.12679 | 0.12921 | 0.1319 | 0.13443 | 0.13677 | 0.13907 | 0.14139 | 0.1438 | 0.14626 | 0.14873 | 0.15131 | 0.15386 | 0.15646 | 0.15918 | 0.16194 | 0.16474 | 0.16757 | 0.1704 | 0.17323 | 0 | 0 | 0 | 0 | 0 | 0 | 0 | 0
F5_Commercial_Education_Existing_Space Heating_Natural Gas_Furnace_E4 | F5 | Commercial | Education | Existing | Space Heating | Natural Gas | Furnace | E4 | Utility - Cost of Operation | 0 | 0 | 0 | 0 | 0 | 0 | 0 | 0 | 0 | 0 | 0 | 0 | 0 | 0 | 0 | 0 | 0 | 0 | 0 | 0 | 0 | 0 | 0 | 0 | 0 | 0 | 0 | 0 | 0 | 0
F5_Commercial_Education_Existing_Space Heating_Natural Gas_Furnace_E5 | F5 | Commercial | Education | Existing | Space Heating | Natural Gas | Furnace | E5 | Utility - Cost of Operation | 0 | 0 | 0 | 0 | 0 | 0 | 0 | 0 | 0 | 0 | 0 | 0 | 0 | 0 | 0 | 0 | 0 | 0 | 0 | 0 | 0 | 0 | 0 | 0 | 0 | 0 | 0 | 0 | 0 | 0
F5_Commercial_Education_Existing_Space Heating_Natural Gas_Furnace_E6 | F5 | Commercial | Education | Existing | Space Heating | Natural Gas | Furnace | E6 | Utility - Cost of Operation | 0 | 0 | 0 | 0 | 0 | 0 | 0 | 0 | 0 | 0 | 0 | 0 | 0 | 0 | 0 | 0 | 0 | 0 | 0 | 0 | 0 | 0 | 0 | 0 | 0 | 0 | 0 | 0 | 0 | 0
F5_Commercial_Education_Existing_Space Heating_Natural Gas_Furnace_E7 | F5 | Commercial | Education | Existing | Space Heating | Natural Gas | Furnace | E7 | Utility - Cost of Operation | 0 | 0 | 0 | 0 | 0 | 0 | 0 | 0 | 0 | 0 | 0 | 0 | 0 | 0 | 0 | 0 | 0 | 0 | 0 | 0 | 0 | 0 | 0 | 0 | 0 | 0 | 0 | 0 | 0 | 0
F5_Commercial_Education_Existing_Space Heating_Natural Gas_Furnace_E8 | F5 | Commercial | Education | Existing | Space Heating | Natural Gas | Furnace | E8 | Utility - Cost of Operation | 0 | 0 | 0 | 0 | 0 | 0 | 0 | 0 | 0 | 0 | 0 | 0 | 0 | 0 | 0 | 0 | 0 | 0 | 0 | 0 | 0 | 0 | 0 | 0 | 0 | 0 | 0 | 0 | 0 | 0
F5_Commercial_Education_Existing_Space Heating_Natural Gas_Furnace_E9 | F5 | Commercial | Education | Existing | Space Heating | Natural Gas | Furnace | E9 | Utility - Cost of Operation | 0 | 0 | 0 | 0 | 0 | 0 | 0 | 0 | 0 | 0 | 0 | 0 | 0 | 0 | 0 | 0 | 0 | 0 | 0 | 0 | 0 | 0 | 0 | 0 | 0 | 0 | 0 | 0 | 0 | 0
F5_Commercial_Education_Existing_Space Heating_Natural Gas_Furnace_E10 | F5 | Commercial | Education | Existing | Space Heating | Natural Gas | Furnace | E10 | Utility - Cost of Operation | 0 | 0 | 0 | 0 | 0 | 0 | 0 | 0 | 0 | 0 | 0 | 0 | 0 | 0 | 0 | 0 | 0 | 0 | 0 | 0 | 0 | 0 | 0 | 0 | 0 | 0 | 0 | 0 | 0 | 0
F6_Commercial_Education_Existing_Space Heating_Natural Gas_Furnace_E1 | F6 | Commercial | Education | Existing | Space Heating | Natural Gas | Furnace | E1 | Utility - Value of Sales | 0.1732 | 0.17527 | 0.17749 | 0.18039 | 0.18382 | 0.18765 | 0.19125 | 0.19459 | 0.19785 | 0.20115 | 0.20458 | 0.20808 | 0.2116 | 0.21527 | 0.21889 | 0.2226 | 0.22647 | 0.23039 | 0.23437 | 0.2384 | 0.24243 | 0.24645 | 0 | 0 | 0 | 0 | 0 | 0 | 0 | 0
F6_Commercial_Education_Existing_Space Heating_Natural Gas_Furnace_E2 | F6 | Commercial | Education | Existing | Space Heating | Natural Gas | Furnace | E2 | Utility - Value of Sales | 0.15396 | 0.15579 | 0.15777 | 0.16034 | 0.1634 | 0.1668 | 0.17 | 0.17296 | 0.17587 | 0.1788 | 0.18185 | 0.18496 | 0.18809 | 0.19135 | 0.19457 | 0.19786 | 0.20131 | 0.20479 | 0.20833 | 0.21191 | 0.21549 | 0.21906 | 0 | 0 | 0 | 0 | 0 | 0 | 0 | 0
F6_Commercial_Education_Existing_Space Heating_Natural Gas_Furnace_E3 | F6 | Commercial | Education | Existing | Space Heating | Natural Gas | Furnace | E3 | Utility - Value of Sales | 0.14586 | 0.14759 | 0.14947 | 0.15191 | 0.1548 | 0.15802 | 0.16106 | 0.16386 | 0.16661 | 0.16939 | 0.17228 | 0.17522 | 0.17819 | 0.18128 | 0.18433 | 0.18745 | 0.19071 | 0.19402 | 0.19737 | 0.20076 | 0.20415 | 0.20754 | 0 | 0 | 0 | 0 | 0 | 0 | 0 | 0
F6_Commercial_Education_Existing_Space Heating_Natural Gas_Furnace_E4 | F6 | Commercial | Education | Existing | Space Heating | Natural Gas | Furnace | E4 | Utility - Value of Sales | 0 | 0 | 0 | 0 | 0 | 0 | 0 | 0 | 0 | 0 | 0 | 0 | 0 | 0 | 0 | 0 | 0 | 0 | 0 | 0 | 0 | 0 | 0 | 0 | 0 | 0 | 0 | 0 | 0 | 0
F6_Commercial_Education_Existing_Space Heating_Natural Gas_Furnace_E5 | F6 | Commercial | Education | Existing | Space Heating | Natural Gas | Furnace | E5 | Utility - Value of Sales | 0 | 0 | 0 | 0 | 0 | 0 | 0 | 0 | 0 | 0 | 0 | 0 | 0 | 0 | 0 | 0 | 0 | 0 | 0 | 0 | 0 | 0 | 0 | 0 | 0 | 0 | 0 | 0 | 0 | 0
F6_Commercial_Education_Existing_Space Heating_Natural Gas_Furnace_E6 | F6 | Commercial | Education | Existing | Space Heating | Natural Gas | Furnace | E6 | Utility - Value of Sales | 0 | 0 | 0 | 0 | 0 | 0 | 0 | 0 | 0 | 0 | 0 | 0 | 0 | 0 | 0 | 0 | 0 | 0 | 0 | 0 | 0 | 0 | 0 | 0 | 0 | 0 | 0 | 0 | 0 | 0
F6_Commercial_Education_Existing_Space Heating_Natural Gas_Furnace_E7 | F6 | Commercial | Education | Existing | Space Heating | Natural Gas | Furnace | E7 | Utility - Value of Sales | 0 | 0 | 0 | 0 | 0 | 0 | 0 | 0 | 0 | 0 | 0 | 0 | 0 | 0 | 0 | 0 | 0 | 0 | 0 | 0 | 0 | 0 | 0 | 0 | 0 | 0 | 0 | 0 | 0 | 0
F6_Commercial_Education_Existing_Space Heating_Natural Gas_Furnace_E8 | F6 | Commercial | Education | Existing | Space Heating | Natural Gas | Furnace | E8 | Utility - Value of Sales | 0 | 0 | 0 | 0 | 0 | 0 | 0 | 0 | 0 | 0 | 0 | 0 | 0 | 0 | 0 | 0 | 0 | 0 | 0 | 0 | 0 | 0 | 0 | 0 | 0 | 0 | 0 | 0 | 0 | 0
F6_Commercial_Education_Existing_Space Heating_Natural Gas_Furnace_E9 | F6 | Commercial | Education | Existing | Space Heating | Natural Gas | Furnace | E9 | Utility - Value of Sales | 0 | 0 | 0 | 0 | 0 | 0 | 0 | 0 | 0 | 0 | 0 | 0 | 0 | 0 | 0 | 0 | 0 | 0 | 0 | 0 | 0 | 0 | 0 | 0 | 0 | 0 | 0 | 0 | 0 | 0
F6_Commercial_Education_Existing_Space Heating_Natural Gas_Furnace_E10 | F6 | Commercial | Education | Existing | Space Heating | Natural Gas | Furnace | E10 | Utility - Value of Sales | 0 | 0 | 0 | 0 | 0 | 0 | 0 | 0 | 0 | 0 | 0 | 0 | 0 | 0 | 0 | 0 | 0 | 0 | 0 | 0 | 0 | 0 | 0 | 0 | 0 | 0 | 0 | 0 | 0 | 0
F1_Commercial_Education_Existing_Space Heating_Natural Gas_Boiler_E1 | F1 | Commercial | Education | Existing | Space Heating | Natural Gas | Boiler | E1 | Participant - Cost of Equipment | 0.14907 | 0.14907 | 0.14907 | 0.14907 | 0.14907 | 0.14907 | 0.14907 | 0.14907 | 0.14907 | 0.14907 | 0.14907 | 0.14907 | 0.14907 | 0.14907 | 0.14907 | 0.14907 | 0.14907 | 0.14907 | 0.14907 | 0.14907 | 0.14907 | 0.14907 | 0 | 0 | 0 | 0 | 0 | 0 | 0 | 0
F1_Commercial_Education_Existing_Space Heating_Natural Gas_Boiler_E2 | F1 | Commercial | Education | Existing | Space Heating | Natural Gas | Boiler | E2 | Participant - Cost of Equipment | 0.16656 | 0.16656 | 0.16656 | 0.16656 | 0.16656 | 0.16656 | 0.16656 | 0.16656 | 0.16656 | 0.16656 | 0.16656 | 0.16656 | 0.16656 | 0.16656 | 0.16656 | 0.16656 | 0.16656 | 0.16656 | 0.16656 | 0.16656 | 0.16656 | 0.16656 | 0 | 0 | 0 | 0 | 0 | 0 | 0 | 0
F1_Commercial_Education_Existing_Space Heating_Natural Gas_Boiler_E3 | F1 | Commercial | Education | Existing | Space Heating | Natural Gas | Boiler | E3 | Participant - Cost of Equipment | 0.20168 | 0.20168 | 0.20168 | 0.20168 | 0.20168 | 0.20168 | 0.20168 | 0.20168 | 0.20168 | 0.20168 | 0.20168 | 0.20168 | 0.20168 | 0.20168 | 0.20168 | 0.20168 | 0.20168 | 0.20168 | 0.20168 | 0.20168 | 0.20168 | 0.20168 | 0 | 0 | 0 | 0 | 0 | 0 | 0 | 0
F1_Commercial_Education_Existing_Space Heating_Natural Gas_Boiler_E4 | F1 | Commercial | Education | Existing | Space Heating | Natural Gas | Boiler | E4 | Participant - Cost of Equipment | 1.0296 | 1.0296 | 1.0296 | 1.0296 | 1.0296 | 1.0296 | 1.0296 | 1.0296 | 1.0296 | 1.0296 | 1.0296 | 1.0296 | 1.0296 | 1.0296 | 1.0296 | 1.0296 | 1.0296 | 1.0296 | 1.0296 | 1.0296 | 1.0296 | 1.0296 | 0 | 0 | 0 | 0 | 0 | 0 | 0 | 0
F1_Commercial_Education_Existing_Space Heating_Natural Gas_Boiler_E5 | F1 | Commercial | Education | Existing | Space Heating | Natural Gas | Boiler | E5 | Participant - Cost of Equipment | 0 | 0 | 0 | 0 | 0 | 0 | 0 | 0 | 0 | 0 | 0 | 0 | 0 | 0 | 0 | 0 | 0 | 0 | 0 | 0 | 0 | 0 | 0 | 0 | 0 | 0 | 0 | 0 | 0 | 0
F1_Commercial_Education_Existing_Space Heating_Natural Gas_Boiler_E6 | F1 | Commercial | Education | Existing | Space Heating | Natural Gas | Boiler | E6 | Participant - Cost of Equipment | 0 | 0 | 0 | 0 | 0 | 0 | 0 | 0 | 0 | 0 | 0 | 0 | 0 | 0 | 0 | 0 | 0 | 0 | 0 | 0 | 0 | 0 | 0 | 0 | 0 | 0 | 0 | 0 | 0 | 0
F1_Commercial_Education_Existing_Space Heating_Natural Gas_Boiler_E7 | F1 | Commercial | Education | Existing | Space Heating | Natural Gas | Boiler | E7 | Participant - Cost of Equipment | 0 | 0 | 0 | 0 | 0 | 0 | 0 | 0 | 0 | 0 | 0 | 0 | 0 | 0 | 0 | 0 | 0 | 0 | 0 | 0 | 0 | 0 | 0 | 0 | 0 | 0 | 0 | 0 | 0 | 0
F1_Commercial_Education_Existing_Space Heating_Natural Gas_Boiler_E8 | F1 | Commercial | Education | Existing | Space Heating | Natural Gas | Boiler | E8 | Participant - Cost of Equipment | 0 | 0 | 0 | 0 | 0 | 0 | 0 | 0 | 0 | 0 | 0 | 0 | 0 | 0 | 0 | 0 | 0 | 0 | 0 | 0 | 0 | 0 | 0 | 0 | 0 | 0 | 0 | 0 | 0 | 0
F1_Commercial_Education_Existing_Space Heating_Natural Gas_Boiler_E9 | F1 | Commercial | Education | Existing | Space Heating | Natural Gas | Boiler | E9 | Participant - Cost of Equipment | 0 | 0 | 0 | 0 | 0 | 0 | 0 | 0 | 0 | 0 | 0 | 0 | 0 | 0 | 0 | 0 | 0 | 0 | 0 | 0 | 0 | 0 | 0 | 0 | 0 | 0 | 0 | 0 | 0 | 0
F1_Commercial_Education_Existing_Space Heating_Natural Gas_Boiler_E10 | F1 | Commercial | Education | Existing | Space Heating | Natural Gas | Boiler | E10 | Participant - Cost of Equipment | 0 | 0 | 0 | 0 | 0 | 0 | 0 | 0 | 0 | 0 | 0 | 0 | 0 | 0 | 0 | 0 | 0 | 0 | 0 | 0 | 0 | 0 | 0 | 0 | 0 | 0 | 0 | 0 | 0 | 0
F2_Commercial_Education_Existing_Space Heating_Natural Gas_Boiler_E1 | F2 | Commercial | Education | Existing | Space Heating | Natural Gas | Boiler | E1 | Participant - Cost of Operation | 0.34543 | 0.34959 | 0.35404 | 0.35972 | 0.36647 | 0.37402 | 0.38122 | 0.38792 | 0.39451 | 0.40119 | 0.40811 | 0.41516 | 0.42227 | 0.42967 | 0.437 | 0.44449 | 0.45229 | 0.46021 | 0.46824 | 0.47635 | 0.48445 | 0.4925 | 0 | 0 | 0 | 0 | 0 | 0 | 0 | 0
F2_Commercial_Education_Existing_Space Heating_Natural Gas_Boiler_E2 | F2 | Commercial | Education | Existing | Space Heating | Natural Gas | Boiler | E2 | Participant - Cost of Operation | 0.32511 | 0.32902 | 0.33322 | 0.33856 | 0.34491 | 0.35202 | 0.35879 | 0.3651 | 0.37131 | 0.37759 | 0.3841 | 0.39074 | 0.39743 | 0.4044 | 0.41129 | 0.41834 | 0.42569 | 0.43314 | 0.4407 | 0.44833 | 0.45595 | 0.46353 | 0 | 0 | 0 | 0 | 0 | 0 | 0 | 0
F2_Commercial_Education_Existing_Space Heating_Natural Gas_Boiler_E3 | F2 | Commercial | Education | Existing | Space Heating | Natural Gas | Boiler | E3 | Participant - Cost of Operation | 0.28489 | 0.28832 | 0.292 | 0.29668 | 0.30224 | 0.30847 | 0.31441 | 0.31994 | 0.32537 | 0.33088 | 0.33658 | 0.3424 | 0.34826 | 0.35437 | 0.36041 | 0.36659 | 0.37303 | 0.37956 | 0.38618 | 0.39287 | 0.39955 | 0.40618 | 0 | 0 | 0 | 0 | 0 | 0 | 0 | 0
F2_Commercial_Education_Existing_Space Heating_Natural Gas_Boiler_E4 | F2 | Commercial | Education | Existing | Space Heating | Natural Gas | Boiler | E4 | Participant - Cost of Operation | 0.18343 | 0.18533 | 0.18752 | 0.19069 | 0.19467 | 0.19923 | 0.20341 | 0.20711 | 0.21062 | 0.21412 | 0.21772 | 0.22132 | 0.22484 | 0.22848 | 0.23201 | 0.23563 | 0.23945 | 0.24331 | 0.24722 | 0.25115 | 0.25507 | 0.25896 | 0 | 0 | 0 | 0 | 0 | 0 | 0 | 0
F2_Commercial_Education_Existing_Space Heating_Natural Gas_Boiler_E5 | F2 | Commercial | Education | Existing | Space Heating | Natural Gas | Boiler | E5 | Participant - Cost of Operation | 0 | 0 | 0 | 0 | 0 | 0 | 0 | 0 | 0 | 0 | 0 | 0 | 0 | 0 | 0 | 0 | 0 | 0 | 0 | 0 | 0 | 0 | 0 | 0 | 0 | 0 | 0 | 0 | 0 | 0
F2_Commercial_Education_Existing_Space Heating_Natural Gas_Boiler_E6 | F2 | Commercial | Education | Existing | Space Heating | Natural Gas | Boiler | E6 | Participant - Cost of Operation | 0 | 0 | 0 | 0 | 0 | 0 | 0 | 0 | 0 | 0 | 0 | 0 | 0 | 0 | 0 | 0 | 0 | 0 | 0 | 0 | 0 | 0 | 0 | 0 | 0 | 0 | 0 | 0 | 0 | 0
F2_Commercial_Education_Existing_Space Heating_Natural Gas_Boiler_E7 | F2 | Commercial | Education | Existing | Space Heating | Natural Gas | Boiler | E7 | Participant - Cost of Operation | 0 | 0 | 0 | 0 | 0 | 0 | 0 | 0 | 0 | 0 | 0 | 0 | 0 | 0 | 0 | 0 | 0 | 0 | 0 | 0 | 0 | 0 | 0 | 0 | 0 | 0 | 0 | 0 | 0 | 0
F2_Commercial_Education_Existing_Space Heating_Natural Gas_Boiler_E8 | F2 | Commercial | Education | Existing | Space Heating | Natural Gas | Boiler | E8 | Participant - Cost of Operation | 0 | 0 | 0 | 0 | 0 | 0 | 0 | 0 | 0 | 0 | 0 | 0 | 0 | 0 | 0 | 0 | 0 | 0 | 0 | 0 | 0 | 0 | 0 | 0 | 0 | 0 | 0 | 0 | 0 | 0
F2_Commercial_Education_Existing_Space Heating_Natural Gas_Boiler_E9 | F2 | Commercial | Education | Existing | Space Heating | Natural Gas | Boiler | E9 | Participant - Cost of Operation | 0 | 0 | 0 | 0 | 0 | 0 | 0 | 0 | 0 | 0 | 0 | 0 | 0 | 0 | 0 | 0 | 0 | 0 | 0 | 0 | 0 | 0 | 0 | 0 | 0 | 0 | 0 | 0 | 0 | 0
F2_Commercial_Education_Existing_Space Heating_Natural Gas_Boiler_E10 | F2 | Commercial | Education | Existing | Space Heating | Natural Gas | Boiler | E10 | Participant - Cost of Operation | 0 | 0 | 0 | 0 | 0 | 0 | 0 | 0 | 0 | 0 | 0 | 0 | 0 | 0 | 0 | 0 | 0 | 0 | 0 | 0 | 0 | 0 | 0 | 0 | 0 | 0 | 0 | 0 | 0 | 0
F3_Commercial_Education_Existing_Space Heating_Natural Gas_Boiler_E1 | F3 | Commercial | Education | Existing | Space Heating | Natural Gas | Boiler | E1 | System - kBTUs of Conusmption | 30.0517 | 30.0647 | 30.0715 | 30.1282 | 30.1676 | 30.1897 | 30.1893 | 30.1858 | 30.1745 | 30.1561 | 30.1266 | 30.0954 | 30.0586 | 30.0167 | 29.9652 | 29.9149 | 29.8609 | 29.8031 | 29.7372 | 29.6736 | 29.6077 | 29.5399 | 0 | 0 | 0 | 0 | 0 | 0 | 0 | 0
F3_Commercial_Education_Existing_Space Heating_Natural Gas_Boiler_E2 | F3 | Commercial | Education | Existing | Space Heating | Natural Gas | Boiler | E2 | System - kBTUs of Conusmption | 28.284 | 28.2962 | 28.3026 | 28.356 | 28.3931 | 28.4138 | 28.4135 | 28.4101 | 28.3995 | 28.3822 | 28.3544 | 28.3251 | 28.2904 | 28.251 | 28.2025 | 28.1552 | 28.1044 | 28.05 | 27.9879 | 27.9281 | 27.866 | 27.8022 | 0 | 0 | 0 | 0 | 0 | 0 | 0 | 0
F3_Commercial_Education_Existing_Space Heating_Natural Gas_Boiler_E3 | F3 | Commercial | Education | Existing | Space Heating | Natural Gas | Boiler | E3 | System - kBTUs of Conusmption | 24.7849 | 24.7956 | 24.8012 | 24.848 | 24.8805 | 24.8987 | 24.8984 | 24.8955 | 24.8862 | 24.871 | 24.8467 | 24.8209 | 24.7906 | 24.7561 | 24.7135 | 24.6721 | 24.6275 | 24.5799 | 24.5255 | 24.4731 | 24.4187 | 24.3628 | 0 | 0 | 0 | 0 | 0 | 0 | 0 | 0
F3_Commercial_Education_Existing_Space Heating_Natural Gas_Boiler_E4 | F3 | Commercial | Education | Existing | Space Heating | Natural Gas | Boiler | E4 | System - kBTUs of Conusmption | 17.004 | 17.0548 | 17.1094 | 17.2148 | 17.3001 | 17.3644 | 17.403 | 17.4338 | 17.4524 | 17.4584 | 17.4484 | 17.431 | 17.4024 | 17.3626 | 17.3135 | 17.2656 | 17.2141 | 17.1591 | 17.0963 | 17.0358 | 16.973 | 16.9084 | 0 | 0 | 0 | 0 | 0 | 0 | 0 | 0
F3_Commercial_Education_Existing_Space Heating_Natural Gas_Boiler_E5 | F3 | Commercial | Education | Existing | Space Heating | Natural Gas | Boiler | E5 | System - kBTUs of Conusmption | 0 | 0 | 0 | 0 | 0 | 0 | 0 | 0 | 0 | 0 | 0 | 0 | 0 | 0 | 0 | 0 | 0 | 0 | 0 | 0 | 0 | 0 | 0 | 0 | 0 | 0 | 0 | 0 | 0 | 0
F3_Commercial_Education_Existing_Space Heating_Natural Gas_Boiler_E6 | F3 | Commercial | Education | Existing | Space Heating | Natural Gas | Boiler | E6 | System - kBTUs of Conusmption | 0 | 0 | 0 | 0 | 0 | 0 | 0 | 0 | 0 | 0 | 0 | 0 | 0 | 0 | 0 | 0 | 0 | 0 | 0 | 0 | 0 | 0 | 0 | 0 | 0 | 0 | 0 | 0 | 0 | 0
F3_Commercial_Education_Existing_Space Heating_Natural Gas_Boiler_E7 | F3 | Commercial | Education | Existing | Space Heating | Natural Gas | Boiler | E7 | System - kBTUs of Conusmption | 0 | 0 | 0 | 0 | 0 | 0 | 0 | 0 | 0 | 0 | 0 | 0 | 0 | 0 | 0 | 0 | 0 | 0 | 0 | 0 | 0 | 0 | 0 | 0 | 0 | 0 | 0 | 0 | 0 | 0
F3_Commercial_Education_Existing_Space Heating_Natural Gas_Boiler_E8 | F3 | Commercial | Education | Existing | Space Heating | Natural Gas | Boiler | E8 | System - kBTUs of Conusmption | 0 | 0 | 0 | 0 | 0 | 0 | 0 | 0 | 0 | 0 | 0 | 0 | 0 | 0 | 0 | 0 | 0 | 0 | 0 | 0 | 0 | 0 | 0 | 0 | 0 | 0 | 0 | 0 | 0 | 0
F3_Commercial_Education_Existing_Space Heating_Natural Gas_Boiler_E9 | F3 | Commercial | Education | Existing | Space Heating | Natural Gas | Boiler | E9 | System - kBTUs of Conusmption | 0 | 0 | 0 | 0 | 0 | 0 | 0 | 0 | 0 | 0 | 0 | 0 | 0 | 0 | 0 | 0 | 0 | 0 | 0 | 0 | 0 | 0 | 0 | 0 | 0 | 0 | 0 | 0 | 0 | 0
F3_Commercial_Education_Existing_Space Heating_Natural Gas_Boiler_E10 | F3 | Commercial | Education | Existing | Space Heating | Natural Gas | Boiler | E10 | System - kBTUs of Conusmption | 0 | 0 | 0 | 0 | 0 | 0 | 0 | 0 | 0 | 0 | 0 | 0 | 0 | 0 | 0 | 0 | 0 | 0 | 0 | 0 | 0 | 0 | 0 | 0 | 0 | 0 | 0 | 0 | 0 | 0
F4_Commercial_Education_Existing_Space Heating_Natural Gas_Boiler_E1 | F4 | Commercial | Education | Existing | Space Heating | Natural Gas | Boiler | E1 | Utility - Cost of Equipment | 0.14907 | 0.14907 | 0.14907 | 0.14907 | 0.14907 | 0.14907 | 0.14907 | 0.14907 | 0.14907 | 0.14907 | 0.14907 | 0.14907 | 0.14907 | 0.14907 | 0.14907 | 0.14907 | 0.14907 | 0.14907 | 0.14907 | 0.14907 | 0.14907 | 0.14907 | 0 | 0 | 0 | 0 | 0 | 0 | 0 | 0
F4_Commercial_Education_Existing_Space Heating_Natural Gas_Boiler_E2 | F4 | Commercial | Education | Existing | Space Heating | Natural Gas | Boiler | E2 | Utility - Cost of Equipment | 0.16656 | 0.16656 | 0.16656 | 0.16656 | 0.16656 | 0.16656 | 0.16656 | 0.16656 | 0.16656 | 0.16656 | 0.16656 | 0.16656 | 0.16656 | 0.16656 | 0.16656 | 0.16656 | 0.16656 | 0.16656 | 0.16656 | 0.16656 | 0.16656 | 0.16656 | 0 | 0 | 0 | 0 | 0 | 0 | 0 | 0
F4_Commercial_Education_Existing_Space Heating_Natural Gas_Boiler_E3 | F4 | Commercial | Education | Existing | Space Heating | Natural Gas | Boiler | E3 | Utility - Cost of Equipment | 0.20168 | 0.20168 | 0.20168 | 0.20168 | 0.20168 | 0.20168 | 0.20168 | 0.20168 | 0.20168 | 0.20168 | 0.20168 | 0.20168 | 0.20168 | 0.20168 | 0.20168 | 0.20168 | 0.20168 | 0.20168 | 0.20168 | 0.20168 | 0.20168 | 0.20168 | 0 | 0 | 0 | 0 | 0 | 0 | 0 | 0
F4_Commercial_Education_Existing_Space Heating_Natural Gas_Boiler_E4 | F4 | Commercial | Education | Existing | Space Heating | Natural Gas | Boiler | E4 | Utility - Cost of Equipment | 1.0296 | 1.0296 | 1.0296 | 1.0296 | 1.0296 | 1.0296 | 1.0296 | 1.0296 | 1.0296 | 1.0296 | 1.0296 | 1.0296 | 1.0296 | 1.0296 | 1.0296 | 1.0296 | 1.0296 | 1.0296 | 1.0296 | 1.0296 | 1.0296 | 1.0296 | 0 | 0 | 0 | 0 | 0 | 0 | 0 | 0
F4_Commercial_Education_Existing_Space Heating_Natural Gas_Boiler_E5 | F4 | Commercial | Education | Existing | Space Heating | Natural Gas | Boiler | E5 | Utility - Cost of Equipment | 0 | 0 | 0 | 0 | 0 | 0 | 0 | 0 | 0 | 0 | 0 | 0 | 0 | 0 | 0 | 0 | 0 | 0 | 0 | 0 | 0 | 0 | 0 | 0 | 0 | 0 | 0 | 0 | 0 | 0
F4_Commercial_Education_Existing_Space Heating_Natural Gas_Boiler_E6 | F4 | Commercial | Education | Existing | Space Heating | Natural Gas | Boiler | E6 | Utility - Cost of Equipment | 0 | 0 | 0 | 0 | 0 | 0 | 0 | 0 | 0 | 0 | 0 | 0 | 0 | 0 | 0 | 0 | 0 | 0 | 0 | 0 | 0 | 0 | 0 | 0 | 0 | 0 | 0 | 0 | 0 | 0
F4_Commercial_Education_Existing_Space Heating_Natural Gas_Boiler_E7 | F4 | Commercial | Education | Existing | Space Heating | Natural Gas | Boiler | E7 | Utility - Cost of Equipment | 0 | 0 | 0 | 0 | 0 | 0 | 0 | 0 | 0 | 0 | 0 | 0 | 0 | 0 | 0 | 0 | 0 | 0 | 0 | 0 | 0 | 0 | 0 | 0 | 0 | 0 | 0 | 0 | 0 | 0
F4_Commercial_Education_Existing_Space Heating_Natural Gas_Boiler_E8 | F4 | Commercial | Education | Existing | Space Heating | Natural Gas | Boiler | E8 | Utility - Cost of Equipment | 0 | 0 | 0 | 0 | 0 | 0 | 0 | 0 | 0 | 0 | 0 | 0 | 0 | 0 | 0 | 0 | 0 | 0 | 0 | 0 | 0 | 0 | 0 | 0 | 0 | 0 | 0 | 0 | 0 | 0
F4_Commercial_Education_Existing_Space Heating_Natural Gas_Boiler_E9 | F4 | Commercial | Education | Existing | Space Heating | Natural Gas | Boiler | E9 | Utility - Cost of Equipment | 0 | 0 | 0 | 0 | 0 | 0 | 0 | 0 | 0 | 0 | 0 | 0 | 0 | 0 | 0 | 0 | 0 | 0 | 0 | 0 | 0 | 0 | 0 | 0 | 0 | 0 | 0 | 0 | 0 | 0
F4_Commercial_Education_Existing_Space Heating_Natural Gas_Boiler_E10 | F4 | Commercial | Education | Existing | Space Heating | Natural Gas | Boiler | E10 | Utility - Cost of Equipment | 0 | 0 | 0 | 0 | 0 | 0 | 0 | 0 | 0 | 0 | 0 | 0 | 0 | 0 | 0 | 0 | 0 | 0 | 0 | 0 | 0 | 0 | 0 | 0 | 0 | 0 | 0 | 0 | 0 | 0
F5_Commercial_Education_Existing_Space Heating_Natural Gas_Boiler_E1 | F5 | Commercial | Education | Existing | Space Heating | Natural Gas | Boiler | E1 | Utility - Cost of Operation | 0.28832 | 0.29179 | 0.29551 | 0.30025 | 0.30588 | 0.31219 | 0.31819 | 0.32379 | 0.32929 | 0.33486 | 0.34064 | 0.34653 | 0.35246 | 0.35864 | 0.36475 | 0.371 | 0.37752 | 0.38413 | 0.39083 | 0.3976 | 0.40436 | 0.41108 | 0 | 0 | 0 | 0 | 0 | 0 | 0 | 0
F5_Commercial_Education_Existing_Space Heating_Natural Gas_Boiler_E2 | F5 | Commercial | Education | Existing | Space Heating | Natural Gas | Boiler | E2 | Utility - Cost of Operation | 0.27136 | 0.27463 | 0.27813 | 0.28259 | 0.28789 | 0.29382 | 0.29948 | 0.30474 | 0.30992 | 0.31516 | 0.3206 | 0.32614 | 0.33173 | 0.33754 | 0.3433 | 0.34918 | 0.35531 | 0.36153 | 0.36784 | 0.37421 | 0.38057 | 0.3869 | 0 | 0 | 0 | 0 | 0 | 0 | 0 | 0
F5_Commercial_Education_Existing_Space Heating_Natural Gas_Boiler_E3 | F5 | Commercial | Education | Existing | Space Heating | Natural Gas | Boiler | E3 | Utility - Cost of Operation | 0.23779 | 0.24065 | 0.24372 | 0.24763 | 0.25228 | 0.25747 | 0.26243 | 0.26704 | 0.27158 | 0.27618 | 0.28094 | 0.28579 | 0.29069 | 0.29578 | 0.30083 | 0.30598 | 0.31136 | 0.31681 | 0.32234 | 0.32792 | 0.33349 | 0.33903 | 0 | 0 | 0 | 0 | 0 | 0 | 0 | 0
F5_Commercial_Education_Existing_Space Heating_Natural Gas_Boiler_E4 | F5 | Commercial | Education | Existing | Space Heating | Natural Gas | Boiler | E4 | Utility - Cost of Operation | 0.15311 | 0.15469 | 0.15652 | 0.15917 | 0.16249 | 0.16629 | 0.16978 | 0.17287 | 0.1758 | 0.17872 | 0.18172 | 0.18473 | 0.18767 | 0.19071 | 0.19366 | 0.19667 | 0.19987 | 0.20309 | 0.20635 | 0.20963 | 0.2129 | 0.21615 | 0 | 0 | 0 | 0 | 0 | 0 | 0 | 0
F5_Commercial_Education_Existing_Space Heating_Natural Gas_Boiler_E5 | F5 | Commercial | Education | Existing | Space Heating | Natural Gas | Boiler | E5 | Utility - Cost of Operation | 0 | 0 | 0 | 0 | 0 | 0 | 0 | 0 | 0 | 0 | 0 | 0 | 0 | 0 | 0 | 0 | 0 | 0 | 0 | 0 | 0 | 0 | 0 | 0 | 0 | 0 | 0 | 0 | 0 | 0
F5_Commercial_Education_Existing_Space Heating_Natural Gas_Boiler_E6 | F5 | Commercial | Education | Existing | Space Heating | Natural Gas | Boiler | E6 | Utility - Cost of Operation | 0 | 0 | 0 | 0 | 0 | 0 | 0 | 0 | 0 | 0 | 0 | 0 | 0 | 0 | 0 | 0 | 0 | 0 | 0 | 0 | 0 | 0 | 0 | 0 | 0 | 0 | 0 | 0 | 0 | 0
F5_Commercial_Education_Existing_Space Heating_Natural Gas_Boiler_E7 | F5 | Commercial | Education | Existing | Space Heating | Natural Gas | Boiler | E7 | Utility - Cost of Operation | 0 | 0 | 0 | 0 | 0 | 0 | 0 | 0 | 0 | 0 | 0 | 0 | 0 | 0 | 0 | 0 | 0 | 0 | 0 | 0 | 0 | 0 | 0 | 0 | 0 | 0 | 0 | 0 | 0 | 0
F5_Commercial_Education_Existing_Space Heating_Natural Gas_Boiler_E8 | F5 | Commercial | Education | Existing | Space Heating | Natural Gas | Boiler | E8 | Utility - Cost of Operation | 0 | 0 | 0 | 0 | 0 | 0 | 0 | 0 | 0 | 0 | 0 | 0 | 0 | 0 | 0 | 0 | 0 | 0 | 0 | 0 | 0 | 0 | 0 | 0 | 0 | 0 | 0 | 0 | 0 | 0
F5_Commercial_Education_Existing_Space Heating_Natural Gas_Boiler_E9 | F5 | Commercial | Education | Existing | Space Heating | Natural Gas | Boiler | E9 | Utility - Cost of Operation | 0 | 0 | 0 | 0 | 0 | 0 | 0 | 0 | 0 | 0 | 0 | 0 | 0 | 0 | 0 | 0 | 0 | 0 | 0 | 0 | 0 | 0 | 0 | 0 | 0 | 0 | 0 | 0 | 0 | 0
F5_Commercial_Education_Existing_Space Heating_Natural Gas_Boiler_E10 | F5 | Commercial | Education | Existing | Space Heating | Natural Gas | Boiler | E10 | Utility - Cost of Operation | 0 | 0 | 0 | 0 | 0 | 0 | 0 | 0 | 0 | 0 | 0 | 0 | 0 | 0 | 0 | 0 | 0 | 0 | 0 | 0 | 0 | 0 | 0 | 0 | 0 | 0 | 0 | 0 | 0 | 0
F6_Commercial_Education_Existing_Space Heating_Natural Gas_Boiler_E1 | F6 | Commercial | Education | Existing | Space Heating | Natural Gas | Boiler | E1 | Utility - Value of Sales | 0.34543 | 0.34959 | 0.35404 | 0.35972 | 0.36647 | 0.37402 | 0.38122 | 0.38792 | 0.39451 | 0.40119 | 0.40811 | 0.41516 | 0.42227 | 0.42967 | 0.437 | 0.44449 | 0.45229 | 0.46021 | 0.46824 | 0.47635 | 0.48445 | 0.4925 | 0 | 0 | 0 | 0 | 0 | 0 | 0 | 0
F6_Commercial_Education_Existing_Space Heating_Natural Gas_Boiler_E2 | F6 | Commercial | Education | Existing | Space Heating | Natural Gas | Boiler | E2 | Utility - Value of Sales | 0.32511 | 0.32902 | 0.33322 | 0.33856 | 0.34491 | 0.35202 | 0.35879 | 0.3651 | 0.37131 | 0.37759 | 0.3841 | 0.39074 | 0.39743 | 0.4044 | 0.41129 | 0.41834 | 0.42569 | 0.43314 | 0.4407 | 0.44833 | 0.45595 | 0.46353 | 0 | 0 | 0 | 0 | 0 | 0 | 0 | 0
F6_Commercial_Education_Existing_Space Heating_Natural Gas_Boiler_E3 | F6 | Commercial | Education | Existing | Space Heating | Natural Gas | Boiler | E3 | Utility - Value of Sales | 0.28489 | 0.28832 | 0.292 | 0.29668 | 0.30224 | 0.30847 | 0.31441 | 0.31994 | 0.32537 | 0.33088 | 0.33658 | 0.3424 | 0.34826 | 0.35437 | 0.36041 | 0.36659 | 0.37303 | 0.37956 | 0.38618 | 0.39287 | 0.39955 | 0.40618 | 0 | 0 | 0 | 0 | 0 | 0 | 0 | 0
F6_Commercial_Education_Existing_Space Heating_Natural Gas_Boiler_E4 | F6 | Commercial | Education | Existing | Space Heating | Natural Gas | Boiler | E4 | Utility - Value of Sales | 0.18343 | 0.18533 | 0.18752 | 0.19069 | 0.19467 | 0.19923 | 0.20341 | 0.20711 | 0.21062 | 0.21412 | 0.21772 | 0.22132 | 0.22484 | 0.22848 | 0.23201 | 0.23563 | 0.23945 | 0.24331 | 0.24722 | 0.25115 | 0.25507 | 0.25896 | 0 | 0 | 0 | 0 | 0 | 0 | 0 | 0
F6_Commercial_Education_Existing_Space Heating_Natural Gas_Boiler_E5 | F6 | Commercial | Education | Existing | Space Heating | Natural Gas | Boiler | E5 | Utility - Value of Sales | 0 | 0 | 0 | 0 | 0 | 0 | 0 | 0 | 0 | 0 | 0 | 0 | 0 | 0 | 0 | 0 | 0 | 0 | 0 | 0 | 0 | 0 | 0 | 0 | 0 | 0 | 0 | 0 | 0 | 0
F6_Commercial_Education_Existing_Space Heating_Natural Gas_Boiler_E6 | F6 | Commercial | Education | Existing | Space Heating | Natural Gas | Boiler | E6 | Utility - Value of Sales | 0 | 0 | 0 | 0 | 0 | 0 | 0 | 0 | 0 | 0 | 0 | 0 | 0 | 0 | 0 | 0 | 0 | 0 | 0 | 0 | 0 | 0 | 0 | 0 | 0 | 0 | 0 | 0 | 0 | 0
F6_Commercial_Education_Existing_Space Heating_Natural Gas_Boiler_E7 | F6 | Commercial | Education | Existing | Space Heating | Natural Gas | Boiler | E7 | Utility - Value of Sales | 0 | 0 | 0 | 0 | 0 | 0 | 0 | 0 | 0 | 0 | 0 | 0 | 0 | 0 | 0 | 0 | 0 | 0 | 0 | 0 | 0 | 0 | 0 | 0 | 0 | 0 | 0 | 0 | 0 | 0
F6_Commercial_Education_Existing_Space Heating_Natural Gas_Boiler_E8 | F6 | Commercial | Education | Existing | Space Heating | Natural Gas | Boiler | E8 | Utility - Value of Sales | 0 | 0 | 0 | 0 | 0 | 0 | 0 | 0 | 0 | 0 | 0 | 0 | 0 | 0 | 0 | 0 | 0 | 0 | 0 | 0 | 0 | 0 | 0 | 0 | 0 | 0 | 0 | 0 | 0 | 0
F6_Commercial_Education_Existing_Space Heating_Natural Gas_Boiler_E9 | F6 | Commercial | Education | Existing | Space Heating | Natural Gas | Boiler | E9 | Utility - Value of Sales | 0 | 0 | 0 | 0 | 0 | 0 | 0 | 0 | 0 | 0 | 0 | 0 | 0 | 0 | 0 | 0 | 0 | 0 | 0 | 0 | 0 | 0 | 0 | 0 | 0 | 0 | 0 | 0 | 0 | 0
F6_Commercial_Education_Existing_Space Heating_Natural Gas_Boiler_E10 | F6 | Commercial | Education | Existing | Space Heating | Natural Gas | Boiler | E10 | Utility - Value of Sales | 0 | 0 | 0 | 0 | 0 | 0 | 0 | 0 | 0 | 0 | 0 | 0 | 0 | 0 | 0 | 0 | 0 | 0 | 0 | 0 | 0 | 0 | 0 | 0 | 0 | 0 | 0 | 0 | 0 | 0
F1_Commercial_Education_Existing_Space Heating_Natural Gas_Unit Heater_E1 | F1 | Commercial | Education | Existing | Space Heating | Natural Gas | Unit Heater | E1 | Participant - Cost of Equipment | 0.015904 | 0.015904 | 0.015904 | 0.015904 | 0.015904 | 0.015904 | 0.015904 | 0.015904 | 0.015904 | 0.015904 | 0.015904 | 0.015904 | 0.015904 | 0.015904 | 0.015904 | 0.015904 | 0.015904 | 0.015904 | 0.015904 | 0.015904 | 0.015904 | 0.015904 | 0 | 0 | 0 | 0 | 0 | 0 | 0 | 0
F1_Commercial_Education_Existing_Space Heating_Natural Gas_Unit Heater_E2 | F1 | Commercial | Education | Existing | Space Heating | Natural Gas | Unit Heater | E2 | Participant - Cost of Equipment | 0.03488 | 0.03488 | 0.03488 | 0.03488 | 0.03488 | 0.03488 | 0.03488 | 0.03488 | 0.03488 | 0.03488 | 0.03488 | 0.03488 | 0.03488 | 0.03488 | 0.03488 | 0.03488 | 0.03488 | 0.03488 | 0.03488 | 0.03488 | 0.03488 | 0.03488 | 0 | 0 | 0 | 0 | 0 | 0 | 0 | 0
F1_Commercial_Education_Existing_Space Heating_Natural Gas_Unit Heater_E3 | F1 | Commercial | Education | Existing | Space Heating | Natural Gas | Unit Heater | E3 | Participant - Cost of Equipment | 0.018594 | 0.018594 | 0.018594 | 0.018594 | 0.018594 | 0.018594 | 0.018594 | 0.018594 | 0.018594 | 0.018594 | 0.018594 | 0.018594 | 0.018594 | 0.018594 | 0.018594 | 0.018594 | 0.018594 | 0.018594 | 0.018594 | 0.018594 | 0.018594 | 0.018594 | 0 | 0 | 0 | 0 | 0 | 0 | 0 | 0
F1_Commercial_Education_Existing_Space Heating_Natural Gas_Unit Heater_E4 | F1 | Commercial | Education | Existing | Space Heating | Natural Gas | Unit Heater | E4 | Participant - Cost of Equipment | 0 | 0 | 0 | 0 | 0 | 0 | 0 | 0 | 0 | 0 | 0 | 0 | 0 | 0 | 0 | 0 | 0 | 0 | 0 | 0 | 0 | 0 | 0 | 0 | 0 | 0 | 0 | 0 | 0 | 0
F1_Commercial_Education_Existing_Space Heating_Natural Gas_Unit Heater_E5 | F1 | Commercial | Education | Existing | Space Heating | Natural Gas | Unit Heater | E5 | Participant - Cost of Equipment | 0 | 0 | 0 | 0 | 0 | 0 | 0 | 0 | 0 | 0 | 0 | 0 | 0 | 0 | 0 | 0 | 0 | 0 | 0 | 0 | 0 | 0 | 0 | 0 | 0 | 0 | 0 | 0 | 0 | 0
F1_Commercial_Education_Existing_Space Heating_Natural Gas_Unit Heater_E6 | F1 | Commercial | Education | Existing | Space Heating | Natural Gas | Unit Heater | E6 | Participant - Cost of Equipment | 0 | 0 | 0 | 0 | 0 | 0 | 0 | 0 | 0 | 0 | 0 | 0 | 0 | 0 | 0 | 0 | 0 | 0 | 0 | 0 | 0 | 0 | 0 | 0 | 0 | 0 | 0 | 0 | 0 | 0
F1_Commercial_Education_Existing_Space Heating_Natural Gas_Unit Heater_E7 | F1 | Commercial | Education | Existing | Space Heating | Natural Gas | Unit Heater | E7 | Participant - Cost of Equipment | 0 | 0 | 0 | 0 | 0 | 0 | 0 | 0 | 0 | 0 | 0 | 0 | 0 | 0 | 0 | 0 | 0 | 0 | 0 | 0 | 0 | 0 | 0 | 0 | 0 | 0 | 0 | 0 | 0 | 0
F1_Commercial_Education_Existing_Space Heating_Natural Gas_Unit Heater_E8 | F1 | Commercial | Education | Existing | Space Heating | Natural Gas | Unit Heater | E8 | Participant - Cost of Equipment | 0 | 0 | 0 | 0 | 0 | 0 | 0 | 0 | 0 | 0 | 0 | 0 | 0 | 0 | 0 | 0 | 0 | 0 | 0 | 0 | 0 | 0 | 0 | 0 | 0 | 0 | 0 | 0 | 0 | 0
F1_Commercial_Education_Existing_Space Heating_Natural Gas_Unit Heater_E9 | F1 | Commercial | Education | Existing | Space Heating | Natural Gas | Unit Heater | E9 | Participant - Cost of Equipment | 0 | 0 | 0 | 0 | 0 | 0 | 0 | 0 | 0 | 0 | 0 | 0 | 0 | 0 | 0 | 0 | 0 | 0 | 0 | 0 | 0 | 0 | 0 | 0 | 0 | 0 | 0 | 0 | 0 | 0
F1_Commercial_Education_Existing_Space Heating_Natural Gas_Unit Heater_E10 | F1 | Commercial | Education | Existing | Space Heating | Natural Gas | Unit Heater | E10 | Participant - Cost of Equipment | 0 | 0 | 0 | 0 | 0 | 0 | 0 | 0 | 0 | 0 | 0 | 0 | 0 | 0 | 0 | 0 | 0 | 0 | 0 | 0 | 0 | 0 | 0 | 0 | 0 | 0 | 0 | 0 | 0 | 0
F2_Commercial_Education_Existing_Space Heating_Natural Gas_Unit Heater_E1 | F2 | Commercial | Education | Existing | Space Heating | Natural Gas | Unit Heater | E1 | Participant - Cost of Operation | 0.22319 | 0.2251 | 0.22738 | 0.23116 | 0.23621 | 0.24216 | 0.24762 | 0.25249 | 0.25721 | 0.26179 | 0.26641 | 0.2709 | 0.27512 | 0.27935 | 0.2834 | 0.28755 | 0.29198 | 0.29645 | 0.30095 | 0.30548 | 0.30995 | 0.31436 | 0 | 0 | 0 | 0 | 0 | 0 | 0 | 0
F2_Commercial_Education_Existing_Space Heating_Natural Gas_Unit Heater_E2 | F2 | Commercial | Education | Existing | Space Heating | Natural Gas | Unit Heater | E2 | Participant - Cost of Operation | 0.21256 | 0.21438 | 0.21656 | 0.22016 | 0.22496 | 0.23063 | 0.23584 | 0.24047 | 0.24497 | 0.24933 | 0.25373 | 0.258 | 0.26203 | 0.26606 | 0.26991 | 0.27386 | 0.27809 | 0.28234 | 0.28663 | 0.29094 | 0.2952 | 0.29939 | 0 | 0 | 0 | 0 | 0 | 0 | 0 | 0
F2_Commercial_Education_Existing_Space Heating_Natural Gas_Unit Heater_E3 | F2 | Commercial | Education | Existing | Space Heating | Natural Gas | Unit Heater | E3 | Participant - Cost of Operation | 0.19386 | 0.19586 | 0.19816 | 0.20158 | 0.20582 | 0.21066 | 0.21511 | 0.21903 | 0.22275 | 0.22643 | 0.2302 | 0.23394 | 0.23759 | 0.24143 | 0.24516 | 0.24898 | 0.25303 | 0.25711 | 0.26124 | 0.2654 | 0.26954 | 0.27365 | 0 | 0 | 0 | 0 | 0 | 0 | 0 | 0
F2_Commercial_Education_Existing_Space Heating_Natural Gas_Unit Heater_E4 | F2 | Commercial | Education | Existing | Space Heating | Natural Gas | Unit Heater | E4 | Participant - Cost of Operation | 0 | 0 | 0 | 0 | 0 | 0 | 0 | 0 | 0 | 0 | 0 | 0 | 0 | 0 | 0 | 0 | 0 | 0 | 0 | 0 | 0 | 0 | 0 | 0 | 0 | 0 | 0 | 0 | 0 | 0
F2_Commercial_Education_Existing_Space Heating_Natural Gas_Unit Heater_E5 | F2 | Commercial | Education | Existing | Space Heating | Natural Gas | Unit Heater | E5 | Participant - Cost of Operation | 0 | 0 | 0 | 0 | 0 | 0 | 0 | 0 | 0 | 0 | 0 | 0 | 0 | 0 | 0 | 0 | 0 | 0 | 0 | 0 | 0 | 0 | 0 | 0 | 0 | 0 | 0 | 0 | 0 | 0
F2_Commercial_Education_Existing_Space Heating_Natural Gas_Unit Heater_E6 | F2 | Commercial | Education | Existing | Space Heating | Natural Gas | Unit Heater | E6 | Participant - Cost of Operation | 0 | 0 | 0 | 0 | 0 | 0 | 0 | 0 | 0 | 0 | 0 | 0 | 0 | 0 | 0 | 0 | 0 | 0 | 0 | 0 | 0 | 0 | 0 | 0 | 0 | 0 | 0 | 0 | 0 | 0
F2_Commercial_Education_Existing_Space Heating_Natural Gas_Unit Heater_E7 | F2 | Commercial | Education | Existing | Space Heating | Natural Gas | Unit Heater | E7 | Participant - Cost of Operation | 0 | 0 | 0 | 0 | 0 | 0 | 0 | 0 | 0 | 0 | 0 | 0 | 0 | 0 | 0 | 0 | 0 | 0 | 0 | 0 | 0 | 0 | 0 | 0 | 0 | 0 | 0 | 0 | 0 | 0
F2_Commercial_Education_Existing_Space Heating_Natural Gas_Unit Heater_E8 | F2 | Commercial | Education | Existing | Space Heating | Natural Gas | Unit Heater | E8 | Participant - Cost of Operation | 0 | 0 | 0 | 0 | 0 | 0 | 0 | 0 | 0 | 0 | 0 | 0 | 0 | 0 | 0 | 0 | 0 | 0 | 0 | 0 | 0 | 0 | 0 | 0 | 0 | 0 | 0 | 0 | 0 | 0
F2_Commercial_Education_Existing_Space Heating_Natural Gas_Unit Heater_E9 | F2 | Commercial | Education | Existing | Space Heating | Natural Gas | Unit Heater | E9 | Participant - Cost of Operation | 0 | 0 | 0 | 0 | 0 | 0 | 0 | 0 | 0 | 0 | 0 | 0 | 0 | 0 | 0 | 0 | 0 | 0 | 0 | 0 | 0 | 0 | 0 | 0 | 0 | 0 | 0 | 0 | 0 | 0
F2_Commercial_Education_Existing_Space Heating_Natural Gas_Unit Heater_E10 | F2 | Commercial | Education | Existing | Space Heating | Natural Gas | Unit Heater | E10 | Participant - Cost of Operation | 0 | 0 | 0 | 0 | 0 | 0 | 0 | 0 | 0 | 0 | 0 | 0 | 0 | 0 | 0 | 0 | 0 | 0 | 0 | 0 | 0 | 0 | 0 | 0 | 0 | 0 | 0 | 0 | 0 | 0
F3_Commercial_Education_Existing_Space Heating_Natural Gas_Unit Heater_E1 | F3 | Commercial | Education | Existing | Space Heating | Natural Gas | Unit Heater | E1 | System - kBTUs of Conusmption | 20.9316 | 20.9942 | 21.0635 | 21.2229 | 21.3638 | 21.4826 | 21.5728 | 21.6624 | 21.7457 | 21.7989 | 21.817 | 21.813 | 21.7807 | 21.7189 | 21.6427 | 21.5684 | 21.4885 | 21.4032 | 21.3057 | 21.2118 | 21.1143 | 21.0141 | 0 | 0 | 0 | 0 | 0 | 0 | 0 | 0
F3_Commercial_Education_Existing_Space Heating_Natural Gas_Unit Heater_E2 | F3 | Commercial | Education | Existing | Space Heating | Natural Gas | Unit Heater | E2 | System - kBTUs of Conusmption | 19.9353 | 19.9949 | 20.0609 | 20.2127 | 20.3469 | 20.46 | 20.546 | 20.6314 | 20.7107 | 20.7613 | 20.7786 | 20.7748 | 20.744 | 20.6851 | 20.6126 | 20.5418 | 20.4657 | 20.3845 | 20.2916 | 20.2022 | 20.1093 | 20.0139 | 0 | 0 | 0 | 0 | 0 | 0 | 0 | 0
F3_Commercial_Education_Existing_Space Heating_Natural Gas_Unit Heater_E3 | F3 | Commercial | Education | Existing | Space Heating | Natural Gas | Unit Heater | E3 | System - kBTUs of Conusmption | 17.9375 | 17.992 | 18.0499 | 18.1685 | 18.264 | 18.3364 | 18.3802 | 18.4144 | 18.4335 | 18.4382 | 18.4245 | 18.4015 | 18.3645 | 18.3224 | 18.2706 | 18.2201 | 18.1658 | 18.1078 | 18.0415 | 17.9776 | 17.9113 | 17.8432 | 0 | 0 | 0 | 0 | 0 | 0 | 0 | 0
F3_Commercial_Education_Existing_Space Heating_Natural Gas_Unit Heater_E4 | F3 | Commercial | Education | Existing | Space Heating | Natural Gas | Unit Heater | E4 | System - kBTUs of Conusmption | 0 | 0 | 0 | 0 | 0 | 0 | 0 | 0 | 0 | 0 | 0 | 0 | 0 | 0 | 0 | 0 | 0 | 0 | 0 | 0 | 0 | 0 | 0 | 0 | 0 | 0 | 0 | 0 | 0 | 0
F3_Commercial_Education_Existing_Space Heating_Natural Gas_Unit Heater_E5 | F3 | Commercial | Education | Existing | Space Heating | Natural Gas | Unit Heater | E5 | System - kBTUs of Conusmption | 0 | 0 | 0 | 0 | 0 | 0 | 0 | 0 | 0 | 0 | 0 | 0 | 0 | 0 | 0 | 0 | 0 | 0 | 0 | 0 | 0 | 0 | 0 | 0 | 0 | 0 | 0 | 0 | 0 | 0
F3_Commercial_Education_Existing_Space Heating_Natural Gas_Unit Heater_E6 | F3 | Commercial | Education | Existing | Space Heating | Natural Gas | Unit Heater | E6 | System - kBTUs of Conusmption | 0 | 0 | 0 | 0 | 0 | 0 | 0 | 0 | 0 | 0 | 0 | 0 | 0 | 0 | 0 | 0 | 0 | 0 | 0 | 0 | 0 | 0 | 0 | 0 | 0 | 0 | 0 | 0 | 0 | 0
F3_Commercial_Education_Existing_Space Heating_Natural Gas_Unit Heater_E7 | F3 | Commercial | Education | Existing | Space Heating | Natural Gas | Unit Heater | E7 | System - kBTUs of Conusmption | 0 | 0 | 0 | 0 | 0 | 0 | 0 | 0 | 0 | 0 | 0 | 0 | 0 | 0 | 0 | 0 | 0 | 0 | 0 | 0 | 0 | 0 | 0 | 0 | 0 | 0 | 0 | 0 | 0 | 0
F3_Commercial_Education_Existing_Space Heating_Natural Gas_Unit Heater_E8 | F3 | Commercial | Education | Existing | Space Heating | Natural Gas | Unit Heater | E8 | System - kBTUs of Conusmption | 0 | 0 | 0 | 0 | 0 | 0 | 0 | 0 | 0 | 0 | 0 | 0 | 0 | 0 | 0 | 0 | 0 | 0 | 0 | 0 | 0 | 0 | 0 | 0 | 0 | 0 | 0 | 0 | 0 | 0
F3_Commercial_Education_Existing_Space Heating_Natural Gas_Unit Heater_E9 | F3 | Commercial | Education | Existing | Space Heating | Natural Gas | Unit Heater | E9 | System - kBTUs of Conusmption | 0 | 0 | 0 | 0 | 0 | 0 | 0 | 0 | 0 | 0 | 0 | 0 | 0 | 0 | 0 | 0 | 0 | 0 | 0 | 0 | 0 | 0 | 0 | 0 | 0 | 0 | 0 | 0 | 0 | 0
F3_Commercial_Education_Existing_Space Heating_Natural Gas_Unit Heater_E10 | F3 | Commercial | Education | Existing | Space Heating | Natural Gas | Unit Heater | E10 | System - kBTUs of Conusmption | 0 | 0 | 0 | 0 | 0 | 0 | 0 | 0 | 0 | 0 | 0 | 0 | 0 | 0 | 0 | 0 | 0 | 0 | 0 | 0 | 0 | 0 | 0 | 0 | 0 | 0 | 0 | 0 | 0 | 0
F4_Commercial_Education_Existing_Space Heating_Natural Gas_Unit Heater_E1 | F4 | Commercial | Education | Existing | Space Heating | Natural Gas | Unit Heater | E1 | Utility - Cost of Equipment | 0.015904 | 0.015904 | 0.015904 | 0.015904 | 0.015904 | 0.015904 | 0.015904 | 0.015904 | 0.015904 | 0.015904 | 0.015904 | 0.015904 | 0.015904 | 0.015904 | 0.015904 | 0.015904 | 0.015904 | 0.015904 | 0.015904 | 0.015904 | 0.015904 | 0.015904 | 0 | 0 | 0 | 0 | 0 | 0 | 0 | 0
F4_Commercial_Education_Existing_Space Heating_Natural Gas_Unit Heater_E2 | F4 | Commercial | Education | Existing | Space Heating | Natural Gas | Unit Heater | E2 | Utility - Cost of Equipment | 0.03488 | 0.03488 | 0.03488 | 0.03488 | 0.03488 | 0.03488 | 0.03488 | 0.03488 | 0.03488 | 0.03488 | 0.03488 | 0.03488 | 0.03488 | 0.03488 | 0.03488 | 0.03488 | 0.03488 | 0.03488 | 0.03488 | 0.03488 | 0.03488 | 0.03488 | 0 | 0 | 0 | 0 | 0 | 0 | 0 | 0
F4_Commercial_Education_Existing_Space Heating_Natural Gas_Unit Heater_E3 | F4 | Commercial | Education | Existing | Space Heating | Natural Gas | Unit Heater | E3 | Utility - Cost of Equipment | 0.018594 | 0.018594 | 0.018594 | 0.018594 | 0.018594 | 0.018594 | 0.018594 | 0.018594 | 0.018594 | 0.018594 | 0.018594 | 0.018594 | 0.018594 | 0.018594 | 0.018594 | 0.018594 | 0.018594 | 0.018594 | 0.018594 | 0.018594 | 0.018594 | 0.018594 | 0 | 0 | 0 | 0 | 0 | 0 | 0 | 0
F4_Commercial_Education_Existing_Space Heating_Natural Gas_Unit Heater_E4 | F4 | Commercial | Education | Existing | Space Heating | Natural Gas | Unit Heater | E4 | Utility - Cost of Equipment | 0 | 0 | 0 | 0 | 0 | 0 | 0 | 0 | 0 | 0 | 0 | 0 | 0 | 0 | 0 | 0 | 0 | 0 | 0 | 0 | 0 | 0 | 0 | 0 | 0 | 0 | 0 | 0 | 0 | 0
F4_Commercial_Education_Existing_Space Heating_Natural Gas_Unit Heater_E5 | F4 | Commercial | Education | Existing | Space Heating | Natural Gas | Unit Heater | E5 | Utility - Cost of Equipment | 0 | 0 | 0 | 0 | 0 | 0 | 0 | 0 | 0 | 0 | 0 | 0 | 0 | 0 | 0 | 0 | 0 | 0 | 0 | 0 | 0 | 0 | 0 | 0 | 0 | 0 | 0 | 0 | 0 | 0
F4_Commercial_Education_Existing_Space Heating_Natural Gas_Unit Heater_E6 | F4 | Commercial | Education | Existing | Space Heating | Natural Gas | Unit Heater | E6 | Utility - Cost of Equipment | 0 | 0 | 0 | 0 | 0 | 0 | 0 | 0 | 0 | 0 | 0 | 0 | 0 | 0 | 0 | 0 | 0 | 0 | 0 | 0 | 0 | 0 | 0 | 0 | 0 | 0 | 0 | 0 | 0 | 0
F4_Commercial_Education_Existing_Space Heating_Natural Gas_Unit Heater_E7 | F4 | Commercial | Education | Existing | Space Heating | Natural Gas | Unit Heater | E7 | Utility - Cost of Equipment | 0 | 0 | 0 | 0 | 0 | 0 | 0 | 0 | 0 | 0 | 0 | 0 | 0 | 0 | 0 | 0 | 0 | 0 | 0 | 0 | 0 | 0 | 0 | 0 | 0 | 0 | 0 | 0 | 0 | 0
F4_Commercial_Education_Existing_Space Heating_Natural Gas_Unit Heater_E8 | F4 | Commercial | Education | Existing | Space Heating | Natural Gas | Unit Heater | E8 | Utility - Cost of Equipment | 0 | 0 | 0 | 0 | 0 | 0 | 0 | 0 | 0 | 0 | 0 | 0 | 0 | 0 | 0 | 0 | 0 | 0 | 0 | 0 | 0 | 0 | 0 | 0 | 0 | 0 | 0 | 0 | 0 | 0
F4_Commercial_Education_Existing_Space Heating_Natural Gas_Unit Heater_E9 | F4 | Commercial | Education | Existing | Space Heating | Natural Gas | Unit Heater | E9 | Utility - Cost of Equipment | 0 | 0 | 0 | 0 | 0 | 0 | 0 | 0 | 0 | 0 | 0 | 0 | 0 | 0 | 0 | 0 | 0 | 0 | 0 | 0 | 0 | 0 | 0 | 0 | 0 | 0 | 0 | 0 | 0 | 0
F4_Commercial_Education_Existing_Space Heating_Natural Gas_Unit Heater_E10 | F4 | Commercial | Education | Existing | Space Heating | Natural Gas | Unit Heater | E10 | Utility - Cost of Equipment | 0 | 0 | 0 | 0 | 0 | 0 | 0 | 0 | 0 | 0 | 0 | 0 | 0 | 0 | 0 | 0 | 0 | 0 | 0 | 0 | 0 | 0 | 0 | 0 | 0 | 0 | 0 | 0 | 0 | 0
F5_Commercial_Education_Existing_Space Heating_Natural Gas_Unit Heater_E1 | F5 | Commercial | Education | Existing | Space Heating | Natural Gas | Unit Heater | E1 | Utility - Cost of Operation | 0.18629 | 0.18788 | 0.18979 | 0.19295 | 0.19716 | 0.20212 | 0.20668 | 0.21075 | 0.21469 | 0.21851 | 0.22236 | 0.22611 | 0.22964 | 0.23317 | 0.23655 | 0.24001 | 0.24371 | 0.24744 | 0.2512 | 0.25498 | 0.25871 | 0.26239 | 0 | 0 | 0 | 0 | 0 | 0 | 0 | 0
F5_Commercial_Education_Existing_Space Heating_Natural Gas_Unit Heater_E2 | F5 | Commercial | Education | Existing | Space Heating | Natural Gas | Unit Heater | E2 | Utility - Cost of Operation | 0.17742 | 0.17894 | 0.18076 | 0.18376 | 0.18777 | 0.1925 | 0.19685 | 0.20072 | 0.20447 | 0.20811 | 0.21178 | 0.21535 | 0.21871 | 0.22207 | 0.22529 | 0.22859 | 0.23211 | 0.23566 | 0.23924 | 0.24284 | 0.24639 | 0.2499 | 0 | 0 | 0 | 0 | 0 | 0 | 0 | 0
F5_Commercial_Education_Existing_Space Heating_Natural Gas_Unit Heater_E3 | F5 | Commercial | Education | Existing | Space Heating | Natural Gas | Unit Heater | E3 | Utility - Cost of Operation | 0.16181 | 0.16348 | 0.1654 | 0.16825 | 0.17179 | 0.17584 | 0.17955 | 0.18282 | 0.18593 | 0.189 | 0.19214 | 0.19527 | 0.19831 | 0.20152 | 0.20463 | 0.20782 | 0.2112 | 0.2146 | 0.21805 | 0.22152 | 0.22498 | 0.22841 | 0 | 0 | 0 | 0 | 0 | 0 | 0 | 0
F5_Commercial_Education_Existing_Space Heating_Natural Gas_Unit Heater_E4 | F5 | Commercial | Education | Existing | Space Heating | Natural Gas | Unit Heater | E4 | Utility - Cost of Operation | 0 | 0 | 0 | 0 | 0 | 0 | 0 | 0 | 0 | 0 | 0 | 0 | 0 | 0 | 0 | 0 | 0 | 0 | 0 | 0 | 0 | 0 | 0 | 0 | 0 | 0 | 0 | 0 | 0 | 0
F5_Commercial_Education_Existing_Space Heating_Natural Gas_Unit Heater_E5 | F5 | Commercial | Education | Existing | Space Heating | Natural Gas | Unit Heater | E5 | Utility - Cost of Operation | 0 | 0 | 0 | 0 | 0 | 0 | 0 | 0 | 0 | 0 | 0 | 0 | 0 | 0 | 0 | 0 | 0 | 0 | 0 | 0 | 0 | 0 | 0 | 0 | 0 | 0 | 0 | 0 | 0 | 0
F5_Commercial_Education_Existing_Space Heating_Natural Gas_Unit Heater_E6 | F5 | Commercial | Education | Existing | Space Heating | Natural Gas | Unit Heater | E6 | Utility - Cost of Operation | 0 | 0 | 0 | 0 | 0 | 0 | 0 | 0 | 0 | 0 | 0 | 0 | 0 | 0 | 0 | 0 | 0 | 0 | 0 | 0 | 0 | 0 | 0 | 0 | 0 | 0 | 0 | 0 | 0 | 0
F5_Commercial_Education_Existing_Space Heating_Natural Gas_Unit Heater_E7 | F5 | Commercial | Education | Existing | Space Heating | Natural Gas | Unit Heater | E7 | Utility - Cost of Operation | 0 | 0 | 0 | 0 | 0 | 0 | 0 | 0 | 0 | 0 | 0 | 0 | 0 | 0 | 0 | 0 | 0 | 0 | 0 | 0 | 0 | 0 | 0 | 0 | 0 | 0 | 0 | 0 | 0 | 0
F5_Commercial_Education_Existing_Space Heating_Natural Gas_Unit Heater_E8 | F5 | Commercial | Education | Existing | Space Heating | Natural Gas | Unit Heater | E8 | Utility - Cost of Operation | 0 | 0 | 0 | 0 | 0 | 0 | 0 | 0 | 0 | 0 | 0 | 0 | 0 | 0 | 0 | 0 | 0 | 0 | 0 | 0 | 0 | 0 | 0 | 0 | 0 | 0 | 0 | 0 | 0 | 0
F5_Commercial_Education_Existing_Space Heating_Natural Gas_Unit Heater_E9 | F5 | Commercial | Education | Existing | Space Heating | Natural Gas | Unit Heater | E9 | Utility - Cost of Operation | 0 | 0 | 0 | 0 | 0 | 0 | 0 | 0 | 0 | 0 | 0 | 0 | 0 | 0 | 0 | 0 | 0 | 0 | 0 | 0 | 0 | 0 | 0 | 0 | 0 | 0 | 0 | 0 | 0 | 0
F5_Commercial_Education_Existing_Space Heating_Natural Gas_Unit Heater_E10 | F5 | Commercial | Education | Existing | Space Heating | Natural Gas | Unit Heater | E10 | Utility - Cost of Operation | 0 | 0 | 0 | 0 | 0 | 0 | 0 | 0 | 0 | 0 | 0 | 0 | 0 | 0 | 0 | 0 | 0 | 0 | 0 | 0 | 0 | 0 | 0 | 0 | 0 | 0 | 0 | 0 | 0 | 0
F6_Commercial_Education_Existing_Space Heating_Natural Gas_Unit Heater_E1 | F6 | Commercial | Education | Existing | Space Heating | Natural Gas | Unit Heater | E1 | Utility - Value of Sales | 0.22319 | 0.2251 | 0.22738 | 0.23116 | 0.23621 | 0.24216 | 0.24762 | 0.25249 | 0.25721 | 0.26179 | 0.26641 | 0.2709 | 0.27512 | 0.27935 | 0.2834 | 0.28755 | 0.29198 | 0.29645 | 0.30095 | 0.30548 | 0.30995 | 0.31436 | 0 | 0 | 0 | 0 | 0 | 0 | 0 | 0
F6_Commercial_Education_Existing_Space Heating_Natural Gas_Unit Heater_E2 | F6 | Commercial | Education | Existing | Space Heating | Natural Gas | Unit Heater | E2 | Utility - Value of Sales | 0.21256 | 0.21438 | 0.21656 | 0.22016 | 0.22496 | 0.23063 | 0.23584 | 0.24047 | 0.24497 | 0.24933 | 0.25373 | 0.258 | 0.26203 | 0.26606 | 0.26991 | 0.27386 | 0.27809 | 0.28234 | 0.28663 | 0.29094 | 0.2952 | 0.29939 | 0 | 0 | 0 | 0 | 0 | 0 | 0 | 0
F6_Commercial_Education_Existing_Space Heating_Natural Gas_Unit Heater_E3 | F6 | Commercial | Education | Existing | Space Heating | Natural Gas | Unit Heater | E3 | Utility - Value of Sales | 0.19386 | 0.19586 | 0.19816 | 0.20158 | 0.20582 | 0.21066 | 0.21511 | 0.21903 | 0.22275 | 0.22643 | 0.2302 | 0.23394 | 0.23759 | 0.24143 | 0.24516 | 0.24898 | 0.25303 | 0.25711 | 0.26124 | 0.2654 | 0.26954 | 0.27365 | 0 | 0 | 0 | 0 | 0 | 0 | 0 | 0
F6_Commercial_Education_Existing_Space Heating_Natural Gas_Unit Heater_E4 | F6 | Commercial | Education | Existing | Space Heating | Natural Gas | Unit Heater | E4 | Utility - Value of Sales | 0 | 0 | 0 | 0 | 0 | 0 | 0 | 0 | 0 | 0 | 0 | 0 | 0 | 0 | 0 | 0 | 0 | 0 | 0 | 0 | 0 | 0 | 0 | 0 | 0 | 0 | 0 | 0 | 0 | 0
F6_Commercial_Education_Existing_Space Heating_Natural Gas_Unit Heater_E5 | F6 | Commercial | Education | Existing | Space Heating | Natural Gas | Unit Heater | E5 | Utility - Value of Sales | 0 | 0 | 0 | 0 | 0 | 0 | 0 | 0 | 0 | 0 | 0 | 0 | 0 | 0 | 0 | 0 | 0 | 0 | 0 | 0 | 0 | 0 | 0 | 0 | 0 | 0 | 0 | 0 | 0 | 0
F6_Commercial_Education_Existing_Space Heating_Natural Gas_Unit Heater_E6 | F6 | Commercial | Education | Existing | Space Heating | Natural Gas | Unit Heater | E6 | Utility - Value of Sales | 0 | 0 | 0 | 0 | 0 | 0 | 0 | 0 | 0 | 0 | 0 | 0 | 0 | 0 | 0 | 0 | 0 | 0 | 0 | 0 | 0 | 0 | 0 | 0 | 0 | 0 | 0 | 0 | 0 | 0
F6_Commercial_Education_Existing_Space Heating_Natural Gas_Unit Heater_E7 | F6 | Commercial | Education | Existing | Space Heating | Natural Gas | Unit Heater | E7 | Utility - Value of Sales | 0 | 0 | 0 | 0 | 0 | 0 | 0 | 0 | 0 | 0 | 0 | 0 | 0 | 0 | 0 | 0 | 0 | 0 | 0 | 0 | 0 | 0 | 0 | 0 | 0 | 0 | 0 | 0 | 0 | 0
F6_Commercial_Education_Existing_Space Heating_Natural Gas_Unit Heater_E8 | F6 | Commercial | Education | Existing | Space Heating | Natural Gas | Unit Heater | E8 | Utility - Value of Sales | 0 | 0 | 0 | 0 | 0 | 0 | 0 | 0 | 0 | 0 | 0 | 0 | 0 | 0 | 0 | 0 | 0 | 0 | 0 | 0 | 0 | 0 | 0 | 0 | 0 | 0 | 0 | 0 | 0 | 0
F6_Commercial_Education_Existing_Space Heating_Natural Gas_Unit Heater_E9 | F6 | Commercial | Education | Existing | Space Heating | Natural Gas | Unit Heater | E9 | Utility - Value of Sales | 0 | 0 | 0 | 0 | 0 | 0 | 0 | 0 | 0 | 0 | 0 | 0 | 0 | 0 | 0 | 0 | 0 | 0 | 0 | 0 | 0 | 0 | 0 | 0 | 0 | 0 | 0 | 0 | 0 | 0
F6_Commercial_Education_Existing_Space Heating_Natural Gas_Unit Heater_E10 | F6 | Commercial | Education | Existing | Space Heating | Natural Gas | Unit Heater | E10 | Utility - Value of Sales | 0 | 0 | 0 | 0 | 0 | 0 | 0 | 0 | 0 | 0 | 0 | 0 | 0 | 0 | 0 | 0 | 0 | 0 | 0 | 0 | 0 | 0 | 0 | 0 | 0 | 0 | 0 | 0 | 0 | 0
F1_Commercial_Education_Existing_Water Heating_Natural Gas_Water Heater_E1 | F1 | Commercial | Education | Existing | Water Heating | Natural Gas | Water Heater | E1 | Participant - Cost of Equipment | 0.013321 | 0.013321 | 0.013321 | 0.013321 | 0.013321 | 0.013321 | 0.013321 | 0.013321 | 0.013321 | 0.013321 | 0.013321 | 0.013321 | 0.013321 | 0.013321 | 0.013321 | 0.013321 | 0.013321 | 0.013321 | 0.013321 | 0.013321 | 0.013321 | 0.013321 | 0 | 0 | 0 | 0 | 0 | 0 | 0 | 0
F1_Commercial_Education_Existing_Water Heating_Natural Gas_Water Heater_E2 | F1 | Commercial | Education | Existing | Water Heating | Natural Gas | Water Heater | E2 | Participant - Cost of Equipment | 0.013193 | 0.013193 | 0.013193 | 0.013193 | 0.013193 | 0.013193 | 0.013193 | 0.013193 | 0.013193 | 0.013193 | 0.013193 | 0.013193 | 0.013193 | 0.013193 | 0.013193 | 0.013193 | 0.013193 | 0.013193 | 0.013193 | 0.013193 | 0.013193 | 0.013193 | 0 | 0 | 0 | 0 | 0 | 0 | 0 | 0
F1_Commercial_Education_Existing_Water Heating_Natural Gas_Water Heater_E3 | F1 | Commercial | Education | Existing | Water Heating | Natural Gas | Water Heater | E3 | Participant - Cost of Equipment | 0.013467 | 0.013467 | 0.013467 | 0.013467 | 0.013467 | 0.013467 | 0.013467 | 0.013467 | 0.013467 | 0.013467 | 0.013467 | 0.013467 | 0.013467 | 0.013467 | 0.013467 | 0.013467 | 0.013467 | 0.013467 | 0.013467 | 0.013467 | 0.013467 | 0.013467 | 0 | 0 | 0 | 0 | 0 | 0 | 0 | 0
F1_Commercial_Education_Existing_Water Heating_Natural Gas_Water Heater_E4 | F1 | Commercial | Education | Existing | Water Heating | Natural Gas | Water Heater | E4 | Participant - Cost of Equipment | 0.010751 | 0.010751 | 0.010751 | 0.010751 | 0.010751 | 0.010751 | 0.010751 | 0.010751 | 0.010751 | 0.010751 | 0.010751 | 0.010751 | 0.010751 | 0.010751 | 0.010751 | 0.010751 | 0.010751 | 0.010751 | 0.010751 | 0.010751 | 0.010751 | 0.010751 | 0 | 0 | 0 | 0 | 0 | 0 | 0 | 0
F1_Commercial_Education_Existing_Water Heating_Natural Gas_Water Heater_E5 | F1 | Commercial | Education | Existing | Water Heating | Natural Gas | Water Heater | E5 | Participant - Cost of Equipment | 0 | 0 | 0 | 0 | 0 | 0 | 0 | 0 | 0 | 0 | 0 | 0 | 0 | 0 | 0 | 0 | 0 | 0 | 0 | 0 | 0 | 0 | 0 | 0 | 0 | 0 | 0 | 0 | 0 | 0
F1_Commercial_Education_Existing_Water Heating_Natural Gas_Water Heater_E6 | F1 | Commercial | Education | Existing | Water Heating | Natural Gas | Water Heater | E6 | Participant - Cost of Equipment | 0 | 0 | 0 | 0 | 0 | 0 | 0 | 0 | 0 | 0 | 0 | 0 | 0 | 0 | 0 | 0 | 0 | 0 | 0 | 0 | 0 | 0 | 0 | 0 | 0 | 0 | 0 | 0 | 0 | 0
F1_Commercial_Education_Existing_Water Heating_Natural Gas_Water Heater_E7 | F1 | Commercial | Education | Existing | Water Heating | Natural Gas | Water Heater | E7 | Participant - Cost of Equipment | 0 | 0 | 0 | 0 | 0 | 0 | 0 | 0 | 0 | 0 | 0 | 0 | 0 | 0 | 0 | 0 | 0 | 0 | 0 | 0 | 0 | 0 | 0 | 0 | 0 | 0 | 0 | 0 | 0 | 0
F1_Commercial_Education_Existing_Water Heating_Natural Gas_Water Heater_E8 | F1 | Commercial | Education | Existing | Water Heating | Natural Gas | Water Heater | E8 | Participant - Cost of Equipment | 0 | 0 | 0 | 0 | 0 | 0 | 0 | 0 | 0 | 0 | 0 | 0 | 0 | 0 | 0 | 0 | 0 | 0 | 0 | 0 | 0 | 0 | 0 | 0 | 0 | 0 | 0 | 0 | 0 | 0
F1_Commercial_Education_Existing_Water Heating_Natural Gas_Water Heater_E9 | F1 | Commercial | Education | Existing | Water Heating | Natural Gas | Water Heater | E9 | Participant - Cost of Equipment | 0 | 0 | 0 | 0 | 0 | 0 | 0 | 0 | 0 | 0 | 0 | 0 | 0 | 0 | 0 | 0 | 0 | 0 | 0 | 0 | 0 | 0 | 0 | 0 | 0 | 0 | 0 | 0 | 0 | 0
F1_Commercial_Education_Existing_Water Heating_Natural Gas_Water Heater_E10 | F1 | Commercial | Education | Existing | Water Heating | Natural Gas | Water Heater | E10 | Participant - Cost of Equipment | 0 | 0 | 0 | 0 | 0 | 0 | 0 | 0 | 0 | 0 | 0 | 0 | 0 | 0 | 0 | 0 | 0 | 0 | 0 | 0 | 0 | 0 | 0 | 0 | 0 | 0 | 0 | 0 | 0 | 0
F2_Commercial_Education_Existing_Water Heating_Natural Gas_Water Heater_E1 | F2 | Commercial | Education | Existing | Water Heating | Natural Gas | Water Heater | E1 | Participant - Cost of Operation | 0.059317 | 0.059712 | 0.060224 | 0.061213 | 0.062586 | 0.064238 | 0.065738 | 0.067023 | 0.068243 | 0.069489 | 0.070823 | 0.072124 | 0.073354 | 0.074593 | 0.075688 | 0.076724 | 0.077846 | 0.078972 | 0.080104 | 0.081236 | 0.082346 | 0.083431 | 0 | 0 | 0 | 0 | 0 | 0 | 0 | 0
F2_Commercial_Education_Existing_Water Heating_Natural Gas_Water Heater_E2 | F2 | Commercial | Education | Existing | Water Heating | Natural Gas | Water Heater | E2 | Participant - Cost of Operation | 0.054374 | 0.054736 | 0.055206 | 0.056112 | 0.057371 | 0.058885 | 0.06026 | 0.061438 | 0.062556 | 0.063698 | 0.064921 | 0.066113 | 0.067241 | 0.068377 | 0.069381 | 0.070331 | 0.071359 | 0.072391 | 0.073428 | 0.074466 | 0.075484 | 0.076478 | 0 | 0 | 0 | 0 | 0 | 0 | 0 | 0
F2_Commercial_Education_Existing_Water Heating_Natural Gas_Water Heater_E3 | F2 | Commercial | Education | Existing | Water Heating | Natural Gas | Water Heater | E3 | Participant - Cost of Operation | 0.053264 | 0.053619 | 0.054079 | 0.054967 | 0.0562 | 0.057683 | 0.05903 | 0.060184 | 0.061279 | 0.062398 | 0.063596 | 0.064764 | 0.065869 | 0.066981 | 0.067965 | 0.068895 | 0.069903 | 0.070914 | 0.07193 | 0.072946 | 0.073944 | 0.074917 | 0 | 0 | 0 | 0 | 0 | 0 | 0 | 0
F2_Commercial_Education_Existing_Water Heating_Natural Gas_Water Heater_E4 | F2 | Commercial | Education | Existing | Water Heating | Natural Gas | Water Heater | E4 | Participant - Cost of Operation | 0.035603 | 0.035929 | 0.036313 | 0.036923 | 0.037722 | 0.038662 | 0.039532 | 0.040289 | 0.041 | 0.041697 | 0.042409 | 0.043111 | 0.043785 | 0.044472 | 0.045132 | 0.045809 | 0.04653 | 0.047257 | 0.04799 | 0.048728 | 0.049459 | 0.050182 | 0 | 0 | 0 | 0 | 0 | 0 | 0 | 0
F2_Commercial_Education_Existing_Water Heating_Natural Gas_Water Heater_E5 | F2 | Commercial | Education | Existing | Water Heating | Natural Gas | Water Heater | E5 | Participant - Cost of Operation | 0 | 0 | 0 | 0 | 0 | 0 | 0 | 0 | 0 | 0 | 0 | 0 | 0 | 0 | 0 | 0 | 0 | 0 | 0 | 0 | 0 | 0 | 0 | 0 | 0 | 0 | 0 | 0 | 0 | 0
F2_Commercial_Education_Existing_Water Heating_Natural Gas_Water Heater_E6 | F2 | Commercial | Education | Existing | Water Heating | Natural Gas | Water Heater | E6 | Participant - Cost of Operation | 0 | 0 | 0 | 0 | 0 | 0 | 0 | 0 | 0 | 0 | 0 | 0 | 0 | 0 | 0 | 0 | 0 | 0 | 0 | 0 | 0 | 0 | 0 | 0 | 0 | 0 | 0 | 0 | 0 | 0
F2_Commercial_Education_Existing_Water Heating_Natural Gas_Water Heater_E7 | F2 | Commercial | Education | Existing | Water Heating | Natural Gas | Water Heater | E7 | Participant - Cost of Operation | 0 | 0 | 0 | 0 | 0 | 0 | 0 | 0 | 0 | 0 | 0 | 0 | 0 | 0 | 0 | 0 | 0 | 0 | 0 | 0 | 0 | 0 | 0 | 0 | 0 | 0 | 0 | 0 | 0 | 0
F2_Commercial_Education_Existing_Water Heating_Natural Gas_Water Heater_E8 | F2 | Commercial | Education | Existing | Water Heating | Natural Gas | Water Heater | E8 | Participant - Cost of Operation | 0 | 0 | 0 | 0 | 0 | 0 | 0 | 0 | 0 | 0 | 0 | 0 | 0 | 0 | 0 | 0 | 0 | 0 | 0 | 0 | 0 | 0 | 0 | 0 | 0 | 0 | 0 | 0 | 0 | 0
F2_Commercial_Education_Existing_Water Heating_Natural Gas_Water Heater_E9 | F2 | Commercial | Education | Existing | Water Heating | Natural Gas | Water Heater | E9 | Participant - Cost of Operation | 0 | 0 | 0 | 0 | 0 | 0 | 0 | 0 | 0 | 0 | 0 | 0 | 0 | 0 | 0 | 0 | 0 | 0 | 0 | 0 | 0 | 0 | 0 | 0 | 0 | 0 | 0 | 0 | 0 | 0
F2_Commercial_Education_Existing_Water Heating_Natural Gas_Water Heater_E10 | F2 | Commercial | Education | Existing | Water Heating | Natural Gas | Water Heater | E10 | Participant - Cost of Operation | 0 | 0 | 0 | 0 | 0 | 0 | 0 | 0 | 0 | 0 | 0 | 0 | 0 | 0 | 0 | 0 | 0 | 0 | 0 | 0 | 0 | 0 | 0 | 0 | 0 | 0 | 0 | 0 | 0 | 0
F3_Commercial_Education_Existing_Water Heating_Natural Gas_Water Heater_E1 | F3 | Commercial | Education | Existing | Water Heating | Natural Gas | Water Heater | E1 | System - kBTUs of Conusmption | 5.6202 | 5.6353 | 5.6536 | 5.7011 | 5.7424 | 5.7774 | 5.804 | 5.8303 | 5.8543 | 5.8762 | 5.8945 | 5.9056 | 5.9079 | 5.9016 | 5.884 | 5.86 | 5.8341 | 5.8064 | 5.7748 | 5.7444 | 5.7128 | 5.6803 | 0 | 0 | 0 | 0 | 0 | 0 | 0 | 0
F3_Commercial_Education_Existing_Water Heating_Natural Gas_Water Heater_E2 | F3 | Commercial | Education | Existing | Water Heating | Natural Gas | Water Heater | E2 | System - kBTUs of Conusmption | 5.1519 | 5.1657 | 5.1825 | 5.226 | 5.2639 | 5.296 | 5.3204 | 5.3444 | 5.3664 | 5.3865 | 5.4033 | 5.4135 | 5.4156 | 5.4098 | 5.3937 | 5.3716 | 5.3479 | 5.3226 | 5.2936 | 5.2657 | 5.2367 | 5.207 | 0 | 0 | 0 | 0 | 0 | 0 | 0 | 0
F3_Commercial_Education_Existing_Water Heating_Natural Gas_Water Heater_E3 | F3 | Commercial | Education | Existing | Water Heating | Natural Gas | Water Heater | E3 | System - kBTUs of Conusmption | 5.0467 | 5.0603 | 5.0767 | 5.1193 | 5.1564 | 5.1879 | 5.2118 | 5.2353 | 5.2569 | 5.2766 | 5.293 | 5.303 | 5.3051 | 5.2994 | 5.2836 | 5.262 | 5.2388 | 5.2139 | 5.1856 | 5.1582 | 5.1299 | 5.1007 | 0 | 0 | 0 | 0 | 0 | 0 | 0 | 0
F3_Commercial_Education_Existing_Water Heating_Natural Gas_Water Heater_E4 | F3 | Commercial | Education | Existing | Water Heating | Natural Gas | Water Heater | E4 | System - kBTUs of Conusmption | 3.3257 | 3.3357 | 3.3468 | 3.3709 | 3.3921 | 3.41 | 3.4238 | 3.4352 | 3.4432 | 3.4476 | 3.4477 | 3.4454 | 3.4397 | 3.4307 | 3.4195 | 3.4087 | 3.397 | 3.3845 | 3.3703 | 3.3565 | 3.3423 | 3.3276 | 0 | 0 | 0 | 0 | 0 | 0 | 0 | 0
F3_Commercial_Education_Existing_Water Heating_Natural Gas_Water Heater_E5 | F3 | Commercial | Education | Existing | Water Heating | Natural Gas | Water Heater | E5 | System - kBTUs of Conusmption | 0 | 0 | 0 | 0 | 0 | 0 | 0 | 0 | 0 | 0 | 0 | 0 | 0 | 0 | 0 | 0 | 0 | 0 | 0 | 0 | 0 | 0 | 0 | 0 | 0 | 0 | 0 | 0 | 0 | 0
F3_Commercial_Education_Existing_Water Heating_Natural Gas_Water Heater_E6 | F3 | Commercial | Education | Existing | Water Heating | Natural Gas | Water Heater | E6 | System - kBTUs of Conusmption | 0 | 0 | 0 | 0 | 0 | 0 | 0 | 0 | 0 | 0 | 0 | 0 | 0 | 0 | 0 | 0 | 0 | 0 | 0 | 0 | 0 | 0 | 0 | 0 | 0 | 0 | 0 | 0 | 0 | 0
F3_Commercial_Education_Existing_Water Heating_Natural Gas_Water Heater_E7 | F3 | Commercial | Education | Existing | Water Heating | Natural Gas | Water Heater | E7 | System - kBTUs of Conusmption | 0 | 0 | 0 | 0 | 0 | 0 | 0 | 0 | 0 | 0 | 0 | 0 | 0 | 0 | 0 | 0 | 0 | 0 | 0 | 0 | 0 | 0 | 0 | 0 | 0 | 0 | 0 | 0 | 0 | 0
F3_Commercial_Education_Existing_Water Heating_Natural Gas_Water Heater_E8 | F3 | Commercial | Education | Existing | Water Heating | Natural Gas | Water Heater | E8 | System - kBTUs of Conusmption | 0 | 0 | 0 | 0 | 0 | 0 | 0 | 0 | 0 | 0 | 0 | 0 | 0 | 0 | 0 | 0 | 0 | 0 | 0 | 0 | 0 | 0 | 0 | 0 | 0 | 0 | 0 | 0 | 0 | 0
F3_Commercial_Education_Existing_Water Heating_Natural Gas_Water Heater_E9 | F3 | Commercial | Education | Existing | Water Heating | Natural Gas | Water Heater | E9 | System - kBTUs of Conusmption | 0 | 0 | 0 | 0 | 0 | 0 | 0 | 0 | 0 | 0 | 0 | 0 | 0 | 0 | 0 | 0 | 0 | 0 | 0 | 0 | 0 | 0 | 0 | 0 | 0 | 0 | 0 | 0 | 0 | 0
F3_Commercial_Education_Existing_Water Heating_Natural Gas_Water Heater_E10 | F3 | Commercial | Education | Existing | Water Heating | Natural Gas | Water Heater | E10 | System - kBTUs of Conusmption | 0 | 0 | 0 | 0 | 0 | 0 | 0 | 0 | 0 | 0 | 0 | 0 | 0 | 0 | 0 | 0 | 0 | 0 | 0 | 0 | 0 | 0 | 0 | 0 | 0 | 0 | 0 | 0 | 0 | 0
F4_Commercial_Education_Existing_Water Heating_Natural Gas_Water Heater_E1 | F4 | Commercial | Education | Existing | Water Heating | Natural Gas | Water Heater | E1 | Utility - Cost of Equipment | 0.013321 | 0.013321 | 0.013321 | 0.013321 | 0.013321 | 0.013321 | 0.013321 | 0.013321 | 0.013321 | 0.013321 | 0.013321 | 0.013321 | 0.013321 | 0.013321 | 0.013321 | 0.013321 | 0.013321 | 0.013321 | 0.013321 | 0.013321 | 0.013321 | 0.013321 | 0 | 0 | 0 | 0 | 0 | 0 | 0 | 0
F4_Commercial_Education_Existing_Water Heating_Natural Gas_Water Heater_E2 | F4 | Commercial | Education | Existing | Water Heating | Natural Gas | Water Heater | E2 | Utility - Cost of Equipment | 0.013193 | 0.013193 | 0.013193 | 0.013193 | 0.013193 | 0.013193 | 0.013193 | 0.013193 | 0.013193 | 0.013193 | 0.013193 | 0.013193 | 0.013193 | 0.013193 | 0.013193 | 0.013193 | 0.013193 | 0.013193 | 0.013193 | 0.013193 | 0.013193 | 0.013193 | 0 | 0 | 0 | 0 | 0 | 0 | 0 | 0
F4_Commercial_Education_Existing_Water Heating_Natural Gas_Water Heater_E3 | F4 | Commercial | Education | Existing | Water Heating | Natural Gas | Water Heater | E3 | Utility - Cost of Equipment | 0.013467 | 0.013467 | 0.013467 | 0.013467 | 0.013467 | 0.013467 | 0.013467 | 0.013467 | 0.013467 | 0.013467 | 0.013467 | 0.013467 | 0.013467 | 0.013467 | 0.013467 | 0.013467 | 0.013467 | 0.013467 | 0.013467 | 0.013467 | 0.013467 | 0.013467 | 0 | 0 | 0 | 0 | 0 | 0 | 0 | 0
F4_Commercial_Education_Existing_Water Heating_Natural Gas_Water Heater_E4 | F4 | Commercial | Education | Existing | Water Heating | Natural Gas | Water Heater | E4 | Utility - Cost of Equipment | 0.010751 | 0.010751 | 0.010751 | 0.010751 | 0.010751 | 0.010751 | 0.010751 | 0.010751 | 0.010751 | 0.010751 | 0.010751 | 0.010751 | 0.010751 | 0.010751 | 0.010751 | 0.010751 | 0.010751 | 0.010751 | 0.010751 | 0.010751 | 0.010751 | 0.010751 | 0 | 0 | 0 | 0 | 0 | 0 | 0 | 0
F4_Commercial_Education_Existing_Water Heating_Natural Gas_Water Heater_E5 | F4 | Commercial | Education | Existing | Water Heating | Natural Gas | Water Heater | E5 | Utility - Cost of Equipment | 0 | 0 | 0 | 0 | 0 | 0 | 0 | 0 | 0 | 0 | 0 | 0 | 0 | 0 | 0 | 0 | 0 | 0 | 0 | 0 | 0 | 0 | 0 | 0 | 0 | 0 | 0 | 0 | 0 | 0
F4_Commercial_Education_Existing_Water Heating_Natural Gas_Water Heater_E6 | F4 | Commercial | Education | Existing | Water Heating | Natural Gas | Water Heater | E6 | Utility - Cost of Equipment | 0 | 0 | 0 | 0 | 0 | 0 | 0 | 0 | 0 | 0 | 0 | 0 | 0 | 0 | 0 | 0 | 0 | 0 | 0 | 0 | 0 | 0 | 0 | 0 | 0 | 0 | 0 | 0 | 0 | 0
F4_Commercial_Education_Existing_Water Heating_Natural Gas_Water Heater_E7 | F4 | Commercial | Education | Existing | Water Heating | Natural Gas | Water Heater | E7 | Utility - Cost of Equipment | 0 | 0 | 0 | 0 | 0 | 0 | 0 | 0 | 0 | 0 | 0 | 0 | 0 | 0 | 0 | 0 | 0 | 0 | 0 | 0 | 0 | 0 | 0 | 0 | 0 | 0 | 0 | 0 | 0 | 0
F4_Commercial_Education_Existing_Water Heating_Natural Gas_Water Heater_E8 | F4 | Commercial | Education | Existing | Water Heating | Natural Gas | Water Heater | E8 | Utility - Cost of Equipment | 0 | 0 | 0 | 0 | 0 | 0 | 0 | 0 | 0 | 0 | 0 | 0 | 0 | 0 | 0 | 0 | 0 | 0 | 0 | 0 | 0 | 0 | 0 | 0 | 0 | 0 | 0 | 0 | 0 | 0
F4_Commercial_Education_Existing_Water Heating_Natural Gas_Water Heater_E9 | F4 | Commercial | Education | Existing | Water Heating | Natural Gas | Water Heater | E9 | Utility - Cost of Equipment | 0 | 0 | 0 | 0 | 0 | 0 | 0 | 0 | 0 | 0 | 0 | 0 | 0 | 0 | 0 | 0 | 0 | 0 | 0 | 0 | 0 | 0 | 0 | 0 | 0 | 0 | 0 | 0 | 0 | 0
F4_Commercial_Education_Existing_Water Heating_Natural Gas_Water Heater_E10 | F4 | Commercial | Education | Existing | Water Heating | Natural Gas | Water Heater | E10 | Utility - Cost of Equipment | 0 | 0 | 0 | 0 | 0 | 0 | 0 | 0 | 0 | 0 | 0 | 0 | 0 | 0 | 0 | 0 | 0 | 0 | 0 | 0 | 0 | 0 | 0 | 0 | 0 | 0 | 0 | 0 | 0 | 0
F5_Commercial_Education_Existing_Water Heating_Natural Gas_Water Heater_E1 | F5 | Commercial | Education | Existing | Water Heating | Natural Gas | Water Heater | E1 | Utility - Cost of Operation | 0.049511 | 0.049841 | 0.050268 | 0.051094 | 0.052239 | 0.053618 | 0.05487 | 0.055943 | 0.056961 | 0.058001 | 0.059114 | 0.0602 | 0.061227 | 0.062261 | 0.063175 | 0.06404 | 0.064977 | 0.065916 | 0.066861 | 0.067806 | 0.068733 | 0.069638 | 0 | 0 | 0 | 0 | 0 | 0 | 0 | 0
F5_Commercial_Education_Existing_Water Heating_Natural Gas_Water Heater_E2 | F5 | Commercial | Education | Existing | Water Heating | Natural Gas | Water Heater | E2 | Utility - Cost of Operation | 0.045385 | 0.045687 | 0.046079 | 0.046836 | 0.047886 | 0.04915 | 0.050298 | 0.051281 | 0.052214 | 0.053167 | 0.054188 | 0.055184 | 0.056125 | 0.057073 | 0.05791 | 0.058704 | 0.059562 | 0.060423 | 0.061289 | 0.062155 | 0.063005 | 0.063835 | 0 | 0 | 0 | 0 | 0 | 0 | 0 | 0
F5_Commercial_Education_Existing_Water Heating_Natural Gas_Water Heater_E3 | F5 | Commercial | Education | Existing | Water Heating | Natural Gas | Water Heater | E3 | Utility - Cost of Operation | 0.044459 | 0.044755 | 0.045139 | 0.04588 | 0.046909 | 0.048147 | 0.049271 | 0.050234 | 0.051149 | 0.052082 | 0.053082 | 0.054057 | 0.054979 | 0.055908 | 0.056729 | 0.057506 | 0.058346 | 0.05919 | 0.060038 | 0.060887 | 0.061719 | 0.062532 | 0 | 0 | 0 | 0 | 0 | 0 | 0 | 0
F5_Commercial_Education_Existing_Water Heating_Natural Gas_Water Heater_E4 | F5 | Commercial | Education | Existing | Water Heating | Natural Gas | Water Heater | E4 | Utility - Cost of Operation | 0.029717 | 0.029989 | 0.03031 | 0.030819 | 0.031486 | 0.03227 | 0.032996 | 0.033629 | 0.034222 | 0.034804 | 0.035398 | 0.035984 | 0.036546 | 0.03712 | 0.037671 | 0.038236 | 0.038838 | 0.039444 | 0.040057 | 0.040672 | 0.041283 | 0.041886 | 0 | 0 | 0 | 0 | 0 | 0 | 0 | 0
F5_Commercial_Education_Existing_Water Heating_Natural Gas_Water Heater_E5 | F5 | Commercial | Education | Existing | Water Heating | Natural Gas | Water Heater | E5 | Utility - Cost of Operation | 0 | 0 | 0 | 0 | 0 | 0 | 0 | 0 | 0 | 0 | 0 | 0 | 0 | 0 | 0 | 0 | 0 | 0 | 0 | 0 | 0 | 0 | 0 | 0 | 0 | 0 | 0 | 0 | 0 | 0
F5_Commercial_Education_Existing_Water Heating_Natural Gas_Water Heater_E6 | F5 | Commercial | Education | Existing | Water Heating | Natural Gas | Water Heater | E6 | Utility - Cost of Operation | 0 | 0 | 0 | 0 | 0 | 0 | 0 | 0 | 0 | 0 | 0 | 0 | 0 | 0 | 0 | 0 | 0 | 0 | 0 | 0 | 0 | 0 | 0 | 0 | 0 | 0 | 0 | 0 | 0 | 0
F5_Commercial_Education_Existing_Water Heating_Natural Gas_Water Heater_E7 | F5 | Commercial | Education | Existing | Water Heating | Natural Gas | Water Heater | E7 | Utility - Cost of Operation | 0 | 0 | 0 | 0 | 0 | 0 | 0 | 0 | 0 | 0 | 0 | 0 | 0 | 0 | 0 | 0 | 0 | 0 | 0 | 0 | 0 | 0 | 0 | 0 | 0 | 0 | 0 | 0 | 0 | 0
F5_Commercial_Education_Existing_Water Heating_Natural Gas_Water Heater_E8 | F5 | Commercial | Education | Existing | Water Heating | Natural Gas | Water Heater | E8 | Utility - Cost of Operation | 0 | 0 | 0 | 0 | 0 | 0 | 0 | 0 | 0 | 0 | 0 | 0 | 0 | 0 | 0 | 0 | 0 | 0 | 0 | 0 | 0 | 0 | 0 | 0 | 0 | 0 | 0 | 0 | 0 | 0
F5_Commercial_Education_Existing_Water Heating_Natural Gas_Water Heater_E9 | F5 | Commercial | Education | Existing | Water Heating | Natural Gas | Water Heater | E9 | Utility - Cost of Operation | 0 | 0 | 0 | 0 | 0 | 0 | 0 | 0 | 0 | 0 | 0 | 0 | 0 | 0 | 0 | 0 | 0 | 0 | 0 | 0 | 0 | 0 | 0 | 0 | 0 | 0 | 0 | 0 | 0 | 0
F5_Commercial_Education_Existing_Water Heating_Natural Gas_Water Heater_E10 | F5 | Commercial | Education | Existing | Water Heating | Natural Gas | Water Heater | E10 | Utility - Cost of Operation | 0 | 0 | 0 | 0 | 0 | 0 | 0 | 0 | 0 | 0 | 0 | 0 | 0 | 0 | 0 | 0 | 0 | 0 | 0 | 0 | 0 | 0 | 0 | 0 | 0 | 0 | 0 | 0 | 0 | 0
F6_Commercial_Education_Existing_Water Heating_Natural Gas_Water Heater_E1 | F6 | Commercial | Education | Existing | Water Heating | Natural Gas | Water Heater | E1 | Utility - Value of Sales | 0.059317 | 0.059712 | 0.060224 | 0.061213 | 0.062586 | 0.064238 | 0.065738 | 0.067023 | 0.068243 | 0.069489 | 0.070823 | 0.072124 | 0.073354 | 0.074593 | 0.075688 | 0.076724 | 0.077846 | 0.078972 | 0.080104 | 0.081236 | 0.082346 | 0.083431 | 0 | 0 | 0 | 0 | 0 | 0 | 0 | 0
F6_Commercial_Education_Existing_Water Heating_Natural Gas_Water Heater_E2 | F6 | Commercial | Education | Existing | Water Heating | Natural Gas | Water Heater | E2 | Utility - Value of Sales | 0.054374 | 0.054736 | 0.055206 | 0.056112 | 0.057371 | 0.058885 | 0.06026 | 0.061438 | 0.062556 | 0.063698 | 0.064921 | 0.066113 | 0.067241 | 0.068377 | 0.069381 | 0.070331 | 0.071359 | 0.072391 | 0.073428 | 0.074466 | 0.075484 | 0.076478 | 0 | 0 | 0 | 0 | 0 | 0 | 0 | 0
F6_Commercial_Education_Existing_Water Heating_Natural Gas_Water Heater_E3 | F6 | Commercial | Education | Existing | Water Heating | Natural Gas | Water Heater | E3 | Utility - Value of Sales | 0.053264 | 0.053619 | 0.054079 | 0.054967 | 0.0562 | 0.057683 | 0.05903 | 0.060184 | 0.061279 | 0.062398 | 0.063596 | 0.064764 | 0.065869 | 0.066981 | 0.067965 | 0.068895 | 0.069903 | 0.070914 | 0.07193 | 0.072946 | 0.073944 | 0.074917 | 0 | 0 | 0 | 0 | 0 | 0 | 0 | 0
F6_Commercial_Education_Existing_Water Heating_Natural Gas_Water Heater_E4 | F6 | Commercial | Education | Existing | Water Heating | Natural Gas | Water Heater | E4 | Utility - Value of Sales | 0.035603 | 0.035929 | 0.036313 | 0.036923 | 0.037722 | 0.038662 | 0.039532 | 0.040289 | 0.041 | 0.041697 | 0.042409 | 0.043111 | 0.043785 | 0.044472 | 0.045132 | 0.045809 | 0.04653 | 0.047257 | 0.04799 | 0.048728 | 0.049459 | 0.050182 | 0 | 0 | 0 | 0 | 0 | 0 | 0 | 0
F6_Commercial_Education_Existing_Water Heating_Natural Gas_Water Heater_E5 | F6 | Commercial | Education | Existing | Water Heating | Natural Gas | Water Heater | E5 | Utility - Value of Sales | 0 | 0 | 0 | 0 | 0 | 0 | 0 | 0 | 0 | 0 | 0 | 0 | 0 | 0 | 0 | 0 | 0 | 0 | 0 | 0 | 0 | 0 | 0 | 0 | 0 | 0 | 0 | 0 | 0 | 0
F6_Commercial_Education_Existing_Water Heating_Natural Gas_Water Heater_E6 | F6 | Commercial | Education | Existing | Water Heating | Natural Gas | Water Heater | E6 | Utility - Value of Sales | 0 | 0 | 0 | 0 | 0 | 0 | 0 | 0 | 0 | 0 | 0 | 0 | 0 | 0 | 0 | 0 | 0 | 0 | 0 | 0 | 0 | 0 | 0 | 0 | 0 | 0 | 0 | 0 | 0 | 0
F6_Commercial_Education_Existing_Water Heating_Natural Gas_Water Heater_E7 | F6 | Commercial | Education | Existing | Water Heating | Natural Gas | Water Heater | E7 | Utility - Value of Sales | 0 | 0 | 0 | 0 | 0 | 0 | 0 | 0 | 0 | 0 | 0 | 0 | 0 | 0 | 0 | 0 | 0 | 0 | 0 | 0 | 0 | 0 | 0 | 0 | 0 | 0 | 0 | 0 | 0 | 0
F6_Commercial_Education_Existing_Water Heating_Natural Gas_Water Heater_E8 | F6 | Commercial | Education | Existing | Water Heating | Natural Gas | Water Heater | E8 | Utility - Value of Sales | 0 | 0 | 0 | 0 | 0 | 0 | 0 | 0 | 0 | 0 | 0 | 0 | 0 | 0 | 0 | 0 | 0 | 0 | 0 | 0 | 0 | 0 | 0 | 0 | 0 | 0 | 0 | 0 | 0 | 0
F6_Commercial_Education_Existing_Water Heating_Natural Gas_Water Heater_E9 | F6 | Commercial | Education | Existing | Water Heating | Natural Gas | Water Heater | E9 | Utility - Value of Sales | 0 | 0 | 0 | 0 | 0 | 0 | 0 | 0 | 0 | 0 | 0 | 0 | 0 | 0 | 0 | 0 | 0 | 0 | 0 | 0 | 0 | 0 | 0 | 0 | 0 | 0 | 0 | 0 | 0 | 0
F6_Commercial_Education_Existing_Water Heating_Natural Gas_Water Heater_E10 | F6 | Commercial | Education | Existing | Water Heating | Natural Gas | Water Heater | E10 | Utility - Value of Sales | 0 | 0 | 0 | 0 | 0 | 0 | 0 | 0 | 0 | 0 | 0 | 0 | 0 | 0 | 0 | 0 | 0 | 0 | 0 | 0 | 0 | 0 | 0 | 0 | 0 | 0 | 0 | 0 | 0 | 0
F1_Commercial_Education_Existing_Food Preparation_Natural Gas_Oven_E1 | F1 | Commercial | Education | Existing | Food Preparation | Natural Gas | Oven | E1 | Participant - Cost of Equipment | 0.0010167 | 0.0010167 | 0.0010167 | 0.0010167 | 0.0010167 | 0.0010167 | 0.0010167 | 0.0010167 | 0.0010167 | 0.0010167 | 0.0010167 | 0.0010167 | 0.0010167 | 0.0010167 | 0.0010167 | 0.0010167 | 0.0010167 | 0.0010167 | 0.0010167 | 0.0010167 | 0.0010167 | 0.0010167 | 0 | 0 | 0 | 0 | 0 | 0 | 0 | 0
F1_Commercial_Education_Existing_Food Preparation_Natural Gas_Oven_E2 | F1 | Commercial | Education | Existing | Food Preparation | Natural Gas | Oven | E2 | Participant - Cost of Equipment | 0.0010234 | 0.0010234 | 0.0010234 | 0.0010234 | 0.0010234 | 0.0010234 | 0.0010234 | 0.0010234 | 0.0010234 | 0.0010234 | 0.0010234 | 0.0010234 | 0.0010234 | 0.0010234 | 0.0010234 | 0.0010234 | 0.0010234 | 0.0010234 | 0.0010234 | 0.0010234 | 0.0010234 | 0.0010234 | 0 | 0 | 0 | 0 | 0 | 0 | 0 | 0
F1_Commercial_Education_Existing_Food Preparation_Natural Gas_Oven_E3 | F1 | Commercial | Education | Existing | Food Preparation | Natural Gas | Oven | E3 | Participant - Cost of Equipment | 0 | 0 | 0 | 0 | 0 | 0 | 0 | 0 | 0 | 0 | 0 | 0 | 0 | 0 | 0 | 0 | 0 | 0 | 0 | 0 | 0 | 0 | 0 | 0 | 0 | 0 | 0 | 0 | 0 | 0
F1_Commercial_Education_Existing_Food Preparation_Natural Gas_Oven_E4 | F1 | Commercial | Education | Existing | Food Preparation | Natural Gas | Oven | E4 | Participant - Cost of Equipment | 0 | 0 | 0 | 0 | 0 | 0 | 0 | 0 | 0 | 0 | 0 | 0 | 0 | 0 | 0 | 0 | 0 | 0 | 0 | 0 | 0 | 0 | 0 | 0 | 0 | 0 | 0 | 0 | 0 | 0
F1_Commercial_Education_Existing_Food Preparation_Natural Gas_Oven_E5 | F1 | Commercial | Education | Existing | Food Preparation | Natural Gas | Oven | E5 | Participant - Cost of Equipment | 0 | 0 | 0 | 0 | 0 | 0 | 0 | 0 | 0 | 0 | 0 | 0 | 0 | 0 | 0 | 0 | 0 | 0 | 0 | 0 | 0 | 0 | 0 | 0 | 0 | 0 | 0 | 0 | 0 | 0
F1_Commercial_Education_Existing_Food Preparation_Natural Gas_Oven_E6 | F1 | Commercial | Education | Existing | Food Preparation | Natural Gas | Oven | E6 | Participant - Cost of Equipment | 0 | 0 | 0 | 0 | 0 | 0 | 0 | 0 | 0 | 0 | 0 | 0 | 0 | 0 | 0 | 0 | 0 | 0 | 0 | 0 | 0 | 0 | 0 | 0 | 0 | 0 | 0 | 0 | 0 | 0
F1_Commercial_Education_Existing_Food Preparation_Natural Gas_Oven_E7 | F1 | Commercial | Education | Existing | Food Preparation | Natural Gas | Oven | E7 | Participant - Cost of Equipment | 0 | 0 | 0 | 0 | 0 | 0 | 0 | 0 | 0 | 0 | 0 | 0 | 0 | 0 | 0 | 0 | 0 | 0 | 0 | 0 | 0 | 0 | 0 | 0 | 0 | 0 | 0 | 0 | 0 | 0
F1_Commercial_Education_Existing_Food Preparation_Natural Gas_Oven_E8 | F1 | Commercial | Education | Existing | Food Preparation | Natural Gas | Oven | E8 | Participant - Cost of Equipment | 0 | 0 | 0 | 0 | 0 | 0 | 0 | 0 | 0 | 0 | 0 | 0 | 0 | 0 | 0 | 0 | 0 | 0 | 0 | 0 | 0 | 0 | 0 | 0 | 0 | 0 | 0 | 0 | 0 | 0
F1_Commercial_Education_Existing_Food Preparation_Natural Gas_Oven_E9 | F1 | Commercial | Education | Existing | Food Preparation | Natural Gas | Oven | E9 | Participant - Cost of Equipment | 0 | 0 | 0 | 0 | 0 | 0 | 0 | 0 | 0 | 0 | 0 | 0 | 0 | 0 | 0 | 0 | 0 | 0 | 0 | 0 | 0 | 0 | 0 | 0 | 0 | 0 | 0 | 0 | 0 | 0
F1_Commercial_Education_Existing_Food Preparation_Natural Gas_Oven_E10 | F1 | Commercial | Education | Existing | Food Preparation | Natural Gas | Oven | E10 | Participant - Cost of Equipment | 0 | 0 | 0 | 0 | 0 | 0 | 0 | 0 | 0 | 0 | 0 | 0 | 0 | 0 | 0 | 0 | 0 | 0 | 0 | 0 | 0 | 0 | 0 | 0 | 0 | 0 | 0 | 0 | 0 | 0
F2_Commercial_Education_Existing_Food Preparation_Natural Gas_Oven_E1 | F2 | Commercial | Education | Existing | Food Preparation | Natural Gas | Oven | E1 | Participant - Cost of Operation | 0.0010379 | 0.0010467 | 0.0010574 | 0.001075 | 0.0010984 | 0.0011261 | 0.0011515 | 0.0011741 | 0.0011961 | 0.0012174 | 0.0012388 | 0.0012597 | 0.0012794 | 0.001299 | 0.0013179 | 0.0013371 | 0.0013578 | 0.0013785 | 0.0013995 | 0.0014205 | 0.0014413 | 0.0014618 | 0 | 0 | 0 | 0 | 0 | 0 | 0 | 0
F2_Commercial_Education_Existing_Food Preparation_Natural Gas_Oven_E2 | F2 | Commercial | Education | Existing | Food Preparation | Natural Gas | Oven | E2 | Participant - Cost of Operation | 0.00071163 | 0.00071771 | 0.000725 | 0.00073706 | 0.00075314 | 0.00077211 | 0.00078953 | 0.00080505 | 0.00082011 | 0.00083471 | 0.00084943 | 0.00086374 | 0.00087722 | 0.00089071 | 0.00090361 | 0.00091684 | 0.00093098 | 0.00094523 | 0.00095958 | 0.000974 | 0.00098826 | 0.0010023 | 0 | 0 | 0 | 0 | 0 | 0 | 0 | 0
F2_Commercial_Education_Existing_Food Preparation_Natural Gas_Oven_E3 | F2 | Commercial | Education | Existing | Food Preparation | Natural Gas | Oven | E3 | Participant - Cost of Operation | 0 | 0 | 0 | 0 | 0 | 0 | 0 | 0 | 0 | 0 | 0 | 0 | 0 | 0 | 0 | 0 | 0 | 0 | 0 | 0 | 0 | 0 | 0 | 0 | 0 | 0 | 0 | 0 | 0 | 0
F2_Commercial_Education_Existing_Food Preparation_Natural Gas_Oven_E4 | F2 | Commercial | Education | Existing | Food Preparation | Natural Gas | Oven | E4 | Participant - Cost of Operation | 0 | 0 | 0 | 0 | 0 | 0 | 0 | 0 | 0 | 0 | 0 | 0 | 0 | 0 | 0 | 0 | 0 | 0 | 0 | 0 | 0 | 0 | 0 | 0 | 0 | 0 | 0 | 0 | 0 | 0
F2_Commercial_Education_Existing_Food Preparation_Natural Gas_Oven_E5 | F2 | Commercial | Education | Existing | Food Preparation | Natural Gas | Oven | E5 | Participant - Cost of Operation | 0 | 0 | 0 | 0 | 0 | 0 | 0 | 0 | 0 | 0 | 0 | 0 | 0 | 0 | 0 | 0 | 0 | 0 | 0 | 0 | 0 | 0 | 0 | 0 | 0 | 0 | 0 | 0 | 0 | 0
F2_Commercial_Education_Existing_Food Preparation_Natural Gas_Oven_E6 | F2 | Commercial | Education | Existing | Food Preparation | Natural Gas | Oven | E6 | Participant - Cost of Operation | 0 | 0 | 0 | 0 | 0 | 0 | 0 | 0 | 0 | 0 | 0 | 0 | 0 | 0 | 0 | 0 | 0 | 0 | 0 | 0 | 0 | 0 | 0 | 0 | 0 | 0 | 0 | 0 | 0 | 0
F2_Commercial_Education_Existing_Food Preparation_Natural Gas_Oven_E7 | F2 | Commercial | Education | Existing | Food Preparation | Natural Gas | Oven | E7 | Participant - Cost of Operation | 0 | 0 | 0 | 0 | 0 | 0 | 0 | 0 | 0 | 0 | 0 | 0 | 0 | 0 | 0 | 0 | 0 | 0 | 0 | 0 | 0 | 0 | 0 | 0 | 0 | 0 | 0 | 0 | 0 | 0
F2_Commercial_Education_Existing_Food Preparation_Natural Gas_Oven_E8 | F2 | Commercial | Education | Existing | Food Preparation | Natural Gas | Oven | E8 | Participant - Cost of Operation | 0 | 0 | 0 | 0 | 0 | 0 | 0 | 0 | 0 | 0 | 0 | 0 | 0 | 0 | 0 | 0 | 0 | 0 | 0 | 0 | 0 | 0 | 0 | 0 | 0 | 0 | 0 | 0 | 0 | 0
F2_Commercial_Education_Existing_Food Preparation_Natural Gas_Oven_E9 | F2 | Commercial | Education | Existing | Food Preparation | Natural Gas | Oven | E9 | Participant - Cost of Operation | 0 | 0 | 0 | 0 | 0 | 0 | 0 | 0 | 0 | 0 | 0 | 0 | 0 | 0 | 0 | 0 | 0 | 0 | 0 | 0 | 0 | 0 | 0 | 0 | 0 | 0 | 0 | 0 | 0 | 0
F2_Commercial_Education_Existing_Food Preparation_Natural Gas_Oven_E10 | F2 | Commercial | Education | Existing | Food Preparation | Natural Gas | Oven | E10 | Participant - Cost of Operation | 0 | 0 | 0 | 0 | 0 | 0 | 0 | 0 | 0 | 0 | 0 | 0 | 0 | 0 | 0 | 0 | 0 | 0 | 0 | 0 | 0 | 0 | 0 | 0 | 0 | 0 | 0 | 0 | 0 | 0
F3_Commercial_Education_Existing_Food Preparation_Natural Gas_Oven_E1 | F3 | Commercial | Education | Existing | Food Preparation | Natural Gas | Oven | E1 | System - kBTUs of Conusmption | 0.097336 | 0.097627 | 0.097949 | 0.09869 | 0.099345 | 0.099898 | 0.10032 | 0.10073 | 0.10112 | 0.10137 | 0.10145 | 0.10143 | 0.10128 | 0.101 | 0.10064 | 0.1003 | 0.099925 | 0.099528 | 0.099075 | 0.098638 | 0.098185 | 0.097719 | 0 | 0 | 0 | 0 | 0 | 0 | 0 | 0
F3_Commercial_Education_Existing_Food Preparation_Natural Gas_Oven_E2 | F3 | Commercial | Education | Existing | Food Preparation | Natural Gas | Oven | E2 | System - kBTUs of Conusmption | 0.06674 | 0.066939 | 0.06716 | 0.067668 | 0.068118 | 0.068496 | 0.068784 | 0.06907 | 0.069336 | 0.069505 | 0.069563 | 0.06955 | 0.069447 | 0.06925 | 0.069007 | 0.06877 | 0.068515 | 0.068243 | 0.067932 | 0.067633 | 0.067322 | 0.067003 | 0 | 0 | 0 | 0 | 0 | 0 | 0 | 0
F3_Commercial_Education_Existing_Food Preparation_Natural Gas_Oven_E3 | F3 | Commercial | Education | Existing | Food Preparation | Natural Gas | Oven | E3 | System - kBTUs of Conusmption | 0 | 0 | 0 | 0 | 0 | 0 | 0 | 0 | 0 | 0 | 0 | 0 | 0 | 0 | 0 | 0 | 0 | 0 | 0 | 0 | 0 | 0 | 0 | 0 | 0 | 0 | 0 | 0 | 0 | 0
F3_Commercial_Education_Existing_Food Preparation_Natural Gas_Oven_E4 | F3 | Commercial | Education | Existing | Food Preparation | Natural Gas | Oven | E4 | System - kBTUs of Conusmption | 0 | 0 | 0 | 0 | 0 | 0 | 0 | 0 | 0 | 0 | 0 | 0 | 0 | 0 | 0 | 0 | 0 | 0 | 0 | 0 | 0 | 0 | 0 | 0 | 0 | 0 | 0 | 0 | 0 | 0
F3_Commercial_Education_Existing_Food Preparation_Natural Gas_Oven_E5 | F3 | Commercial | Education | Existing | Food Preparation | Natural Gas | Oven | E5 | System - kBTUs of Conusmption | 0 | 0 | 0 | 0 | 0 | 0 | 0 | 0 | 0 | 0 | 0 | 0 | 0 | 0 | 0 | 0 | 0 | 0 | 0 | 0 | 0 | 0 | 0 | 0 | 0 | 0 | 0 | 0 | 0 | 0
F3_Commercial_Education_Existing_Food Preparation_Natural Gas_Oven_E6 | F3 | Commercial | Education | Existing | Food Preparation | Natural Gas | Oven | E6 | System - kBTUs of Conusmption | 0 | 0 | 0 | 0 | 0 | 0 | 0 | 0 | 0 | 0 | 0 | 0 | 0 | 0 | 0 | 0 | 0 | 0 | 0 | 0 | 0 | 0 | 0 | 0 | 0 | 0 | 0 | 0 | 0 | 0
F3_Commercial_Education_Existing_Food Preparation_Natural Gas_Oven_E7 | F3 | Commercial | Education | Existing | Food Preparation | Natural Gas | Oven | E7 | System - kBTUs of Conusmption | 0 | 0 | 0 | 0 | 0 | 0 | 0 | 0 | 0 | 0 | 0 | 0 | 0 | 0 | 0 | 0 | 0 | 0 | 0 | 0 | 0 | 0 | 0 | 0 | 0 | 0 | 0 | 0 | 0 | 0
F3_Commercial_Education_Existing_Food Preparation_Natural Gas_Oven_E8 | F3 | Commercial | Education | Existing | Food Preparation | Natural Gas | Oven | E8 | System - kBTUs of Conusmption | 0 | 0 | 0 | 0 | 0 | 0 | 0 | 0 | 0 | 0 | 0 | 0 | 0 | 0 | 0 | 0 | 0 | 0 | 0 | 0 | 0 | 0 | 0 | 0 | 0 | 0 | 0 | 0 | 0 | 0
F3_Commercial_Education_Existing_Food Preparation_Natural Gas_Oven_E9 | F3 | Commercial | Education | Existing | Food Preparation | Natural Gas | Oven | E9 | System - kBTUs of Conusmption | 0 | 0 | 0 | 0 | 0 | 0 | 0 | 0 | 0 | 0 | 0 | 0 | 0 | 0 | 0 | 0 | 0 | 0 | 0 | 0 | 0 | 0 | 0 | 0 | 0 | 0 | 0 | 0 | 0 | 0
F3_Commercial_Education_Existing_Food Preparation_Natural Gas_Oven_E10 | F3 | Commercial | Education | Existing | Food Preparation | Natural Gas | Oven | E10 | System - kBTUs of Conusmption | 0 | 0 | 0 | 0 | 0 | 0 | 0 | 0 | 0 | 0 | 0 | 0 | 0 | 0 | 0 | 0 | 0 | 0 | 0 | 0 | 0 | 0 | 0 | 0 | 0 | 0 | 0 | 0 | 0 | 0
F4_Commercial_Education_Existing_Food Preparation_Natural Gas_Oven_E1 | F4 | Commercial | Education | Existing | Food Preparation | Natural Gas | Oven | E1 | Utility - Cost of Equipment | 0.0010167 | 0.0010167 | 0.0010167 | 0.0010167 | 0.0010167 | 0.0010167 | 0.0010167 | 0.0010167 | 0.0010167 | 0.0010167 | 0.0010167 | 0.0010167 | 0.0010167 | 0.0010167 | 0.0010167 | 0.0010167 | 0.0010167 | 0.0010167 | 0.0010167 | 0.0010167 | 0.0010167 | 0.0010167 | 0 | 0 | 0 | 0 | 0 | 0 | 0 | 0
F4_Commercial_Education_Existing_Food Preparation_Natural Gas_Oven_E2 | F4 | Commercial | Education | Existing | Food Preparation | Natural Gas | Oven | E2 | Utility - Cost of Equipment | 0.0010234 | 0.0010234 | 0.0010234 | 0.0010234 | 0.0010234 | 0.0010234 | 0.0010234 | 0.0010234 | 0.0010234 | 0.0010234 | 0.0010234 | 0.0010234 | 0.0010234 | 0.0010234 | 0.0010234 | 0.0010234 | 0.0010234 | 0.0010234 | 0.0010234 | 0.0010234 | 0.0010234 | 0.0010234 | 0 | 0 | 0 | 0 | 0 | 0 | 0 | 0
F4_Commercial_Education_Existing_Food Preparation_Natural Gas_Oven_E3 | F4 | Commercial | Education | Existing | Food Preparation | Natural Gas | Oven | E3 | Utility - Cost of Equipment | 0 | 0 | 0 | 0 | 0 | 0 | 0 | 0 | 0 | 0 | 0 | 0 | 0 | 0 | 0 | 0 | 0 | 0 | 0 | 0 | 0 | 0 | 0 | 0 | 0 | 0 | 0 | 0 | 0 | 0
F4_Commercial_Education_Existing_Food Preparation_Natural Gas_Oven_E4 | F4 | Commercial | Education | Existing | Food Preparation | Natural Gas | Oven | E4 | Utility - Cost of Equipment | 0 | 0 | 0 | 0 | 0 | 0 | 0 | 0 | 0 | 0 | 0 | 0 | 0 | 0 | 0 | 0 | 0 | 0 | 0 | 0 | 0 | 0 | 0 | 0 | 0 | 0 | 0 | 0 | 0 | 0
F4_Commercial_Education_Existing_Food Preparation_Natural Gas_Oven_E5 | F4 | Commercial | Education | Existing | Food Preparation | Natural Gas | Oven | E5 | Utility - Cost of Equipment | 0 | 0 | 0 | 0 | 0 | 0 | 0 | 0 | 0 | 0 | 0 | 0 | 0 | 0 | 0 | 0 | 0 | 0 | 0 | 0 | 0 | 0 | 0 | 0 | 0 | 0 | 0 | 0 | 0 | 0
F4_Commercial_Education_Existing_Food Preparation_Natural Gas_Oven_E6 | F4 | Commercial | Education | Existing | Food Preparation | Natural Gas | Oven | E6 | Utility - Cost of Equipment | 0 | 0 | 0 | 0 | 0 | 0 | 0 | 0 | 0 | 0 | 0 | 0 | 0 | 0 | 0 | 0 | 0 | 0 | 0 | 0 | 0 | 0 | 0 | 0 | 0 | 0 | 0 | 0 | 0 | 0
F4_Commercial_Education_Existing_Food Preparation_Natural Gas_Oven_E7 | F4 | Commercial | Education | Existing | Food Preparation | Natural Gas | Oven | E7 | Utility - Cost of Equipment | 0 | 0 | 0 | 0 | 0 | 0 | 0 | 0 | 0 | 0 | 0 | 0 | 0 | 0 | 0 | 0 | 0 | 0 | 0 | 0 | 0 | 0 | 0 | 0 | 0 | 0 | 0 | 0 | 0 | 0
F4_Commercial_Education_Existing_Food Preparation_Natural Gas_Oven_E8 | F4 | Commercial | Education | Existing | Food Preparation | Natural Gas | Oven | E8 | Utility - Cost of Equipment | 0 | 0 | 0 | 0 | 0 | 0 | 0 | 0 | 0 | 0 | 0 | 0 | 0 | 0 | 0 | 0 | 0 | 0 | 0 | 0 | 0 | 0 | 0 | 0 | 0 | 0 | 0 | 0 | 0 | 0
F4_Commercial_Education_Existing_Food Preparation_Natural Gas_Oven_E9 | F4 | Commercial | Education | Existing | Food Preparation | Natural Gas | Oven | E9 | Utility - Cost of Equipment | 0 | 0 | 0 | 0 | 0 | 0 | 0 | 0 | 0 | 0 | 0 | 0 | 0 | 0 | 0 | 0 | 0 | 0 | 0 | 0 | 0 | 0 | 0 | 0 | 0 | 0 | 0 | 0 | 0 | 0
F4_Commercial_Education_Existing_Food Preparation_Natural Gas_Oven_E10 | F4 | Commercial | Education | Existing | Food Preparation | Natural Gas | Oven | E10 | Utility - Cost of Equipment | 0 | 0 | 0 | 0 | 0 | 0 | 0 | 0 | 0 | 0 | 0 | 0 | 0 | 0 | 0 | 0 | 0 | 0 | 0 | 0 | 0 | 0 | 0 | 0 | 0 | 0 | 0 | 0 | 0 | 0
F5_Commercial_Education_Existing_Food Preparation_Natural Gas_Oven_E1 | F5 | Commercial | Education | Existing | Food Preparation | Natural Gas | Oven | E1 | Utility - Cost of Operation | 0.00086628 | 0.00087369 | 0.00088256 | 0.00089724 | 0.00091681 | 0.0009399 | 0.00096112 | 0.00098001 | 0.00099833 | 0.0010161 | 0.001034 | 0.0010515 | 0.0010679 | 0.0010843 | 0.0011 | 0.0011161 | 0.0011333 | 0.0011506 | 0.0011681 | 0.0011857 | 0.001203 | 0.0012201 | 0 | 0 | 0 | 0 | 0 | 0 | 0 | 0
F5_Commercial_Education_Existing_Food Preparation_Natural Gas_Oven_E2 | F5 | Commercial | Education | Existing | Food Preparation | Natural Gas | Oven | E2 | Utility - Cost of Operation | 0.00059398 | 0.00059906 | 0.00060514 | 0.00061521 | 0.00062863 | 0.00064446 | 0.00065901 | 0.00067196 | 0.00068452 | 0.00069671 | 0.000709 | 0.00072095 | 0.0007322 | 0.00074346 | 0.00075423 | 0.00076527 | 0.00077707 | 0.00078896 | 0.00080095 | 0.00081298 | 0.00082488 | 0.00083661 | 0 | 0 | 0 | 0 | 0 | 0 | 0 | 0
F5_Commercial_Education_Existing_Food Preparation_Natural Gas_Oven_E3 | F5 | Commercial | Education | Existing | Food Preparation | Natural Gas | Oven | E3 | Utility - Cost of Operation | 0 | 0 | 0 | 0 | 0 | 0 | 0 | 0 | 0 | 0 | 0 | 0 | 0 | 0 | 0 | 0 | 0 | 0 | 0 | 0 | 0 | 0 | 0 | 0 | 0 | 0 | 0 | 0 | 0 | 0
F5_Commercial_Education_Existing_Food Preparation_Natural Gas_Oven_E4 | F5 | Commercial | Education | Existing | Food Preparation | Natural Gas | Oven | E4 | Utility - Cost of Operation | 0 | 0 | 0 | 0 | 0 | 0 | 0 | 0 | 0 | 0 | 0 | 0 | 0 | 0 | 0 | 0 | 0 | 0 | 0 | 0 | 0 | 0 | 0 | 0 | 0 | 0 | 0 | 0 | 0 | 0
F5_Commercial_Education_Existing_Food Preparation_Natural Gas_Oven_E5 | F5 | Commercial | Education | Existing | Food Preparation | Natural Gas | Oven | E5 | Utility - Cost of Operation | 0 | 0 | 0 | 0 | 0 | 0 | 0 | 0 | 0 | 0 | 0 | 0 | 0 | 0 | 0 | 0 | 0 | 0 | 0 | 0 | 0 | 0 | 0 | 0 | 0 | 0 | 0 | 0 | 0 | 0
F5_Commercial_Education_Existing_Food Preparation_Natural Gas_Oven_E6 | F5 | Commercial | Education | Existing | Food Preparation | Natural Gas | Oven | E6 | Utility - Cost of Operation | 0 | 0 | 0 | 0 | 0 | 0 | 0 | 0 | 0 | 0 | 0 | 0 | 0 | 0 | 0 | 0 | 0 | 0 | 0 | 0 | 0 | 0 | 0 | 0 | 0 | 0 | 0 | 0 | 0 | 0
F5_Commercial_Education_Existing_Food Preparation_Natural Gas_Oven_E7 | F5 | Commercial | Education | Existing | Food Preparation | Natural Gas | Oven | E7 | Utility - Cost of Operation | 0 | 0 | 0 | 0 | 0 | 0 | 0 | 0 | 0 | 0 | 0 | 0 | 0 | 0 | 0 | 0 | 0 | 0 | 0 | 0 | 0 | 0 | 0 | 0 | 0 | 0 | 0 | 0 | 0 | 0
F5_Commercial_Education_Existing_Food Preparation_Natural Gas_Oven_E8 | F5 | Commercial | Education | Existing | Food Preparation | Natural Gas | Oven | E8 | Utility - Cost of Operation | 0 | 0 | 0 | 0 | 0 | 0 | 0 | 0 | 0 | 0 | 0 | 0 | 0 | 0 | 0 | 0 | 0 | 0 | 0 | 0 | 0 | 0 | 0 | 0 | 0 | 0 | 0 | 0 | 0 | 0
F5_Commercial_Education_Existing_Food Preparation_Natural Gas_Oven_E9 | F5 | Commercial | Education | Existing | Food Preparation | Natural Gas | Oven | E9 | Utility - Cost of Operation | 0 | 0 | 0 | 0 | 0 | 0 | 0 | 0 | 0 | 0 | 0 | 0 | 0 | 0 | 0 | 0 | 0 | 0 | 0 | 0 | 0 | 0 | 0 | 0 | 0 | 0 | 0 | 0 | 0 | 0
F5_Commercial_Education_Existing_Food Preparation_Natural Gas_Oven_E10 | F5 | Commercial | Education | Existing | Food Preparation | Natural Gas | Oven | E10 | Utility - Cost of Operation | 0 | 0 | 0 | 0 | 0 | 0 | 0 | 0 | 0 | 0 | 0 | 0 | 0 | 0 | 0 | 0 | 0 | 0 | 0 | 0 | 0 | 0 | 0 | 0 | 0 | 0 | 0 | 0 | 0 | 0
F6_Commercial_Education_Existing_Food Preparation_Natural Gas_Oven_E1 | F6 | Commercial | Education | Existing | Food Preparation | Natural Gas | Oven | E1 | Utility - Value of Sales | 0.0010379 | 0.0010467 | 0.0010574 | 0.001075 | 0.0010984 | 0.0011261 | 0.0011515 | 0.0011741 | 0.0011961 | 0.0012174 | 0.0012388 | 0.0012597 | 0.0012794 | 0.001299 | 0.0013179 | 0.0013371 | 0.0013578 | 0.0013785 | 0.0013995 | 0.0014205 | 0.0014413 | 0.0014618 | 0 | 0 | 0 | 0 | 0 | 0 | 0 | 0
F6_Commercial_Education_Existing_Food Preparation_Natural Gas_Oven_E2 | F6 | Commercial | Education | Existing | Food Preparation | Natural Gas | Oven | E2 | Utility - Value of Sales | 0.00071163 | 0.00071771 | 0.000725 | 0.00073706 | 0.00075314 | 0.00077211 | 0.00078953 | 0.00080505 | 0.00082011 | 0.00083471 | 0.00084943 | 0.00086374 | 0.00087722 | 0.00089071 | 0.00090361 | 0.00091684 | 0.00093098 | 0.00094523 | 0.00095958 | 0.000974 | 0.00098826 | 0.0010023 | 0 | 0 | 0 | 0 | 0 | 0 | 0 | 0
F6_Commercial_Education_Existing_Food Preparation_Natural Gas_Oven_E3 | F6 | Commercial | Education | Existing | Food Preparation | Natural Gas | Oven | E3 | Utility - Value of Sales | 0 | 0 | 0 | 0 | 0 | 0 | 0 | 0 | 0 | 0 | 0 | 0 | 0 | 0 | 0 | 0 | 0 | 0 | 0 | 0 | 0 | 0 | 0 | 0 | 0 | 0 | 0 | 0 | 0 | 0
F6_Commercial_Education_Existing_Food Preparation_Natural Gas_Oven_E4 | F6 | Commercial | Education | Existing | Food Preparation | Natural Gas | Oven | E4 | Utility - Value of Sales | 0 | 0 | 0 | 0 | 0 | 0 | 0 | 0 | 0 | 0 | 0 | 0 | 0 | 0 | 0 | 0 | 0 | 0 | 0 | 0 | 0 | 0 | 0 | 0 | 0 | 0 | 0 | 0 | 0 | 0
F6_Commercial_Education_Existing_Food Preparation_Natural Gas_Oven_E5 | F6 | Commercial | Education | Existing | Food Preparation | Natural Gas | Oven | E5 | Utility - Value of Sales | 0 | 0 | 0 | 0 | 0 | 0 | 0 | 0 | 0 | 0 | 0 | 0 | 0 | 0 | 0 | 0 | 0 | 0 | 0 | 0 | 0 | 0 | 0 | 0 | 0 | 0 | 0 | 0 | 0 | 0
F6_Commercial_Education_Existing_Food Preparation_Natural Gas_Oven_E6 | F6 | Commercial | Education | Existing | Food Preparation | Natural Gas | Oven | E6 | Utility - Value of Sales | 0 | 0 | 0 | 0 | 0 | 0 | 0 | 0 | 0 | 0 | 0 | 0 | 0 | 0 | 0 | 0 | 0 | 0 | 0 | 0 | 0 | 0 | 0 | 0 | 0 | 0 | 0 | 0 | 0 | 0
F6_Commercial_Education_Existing_Food Preparation_Natural Gas_Oven_E7 | F6 | Commercial | Education | Existing | Food Preparation | Natural Gas | Oven | E7 | Utility - Value of Sales | 0 | 0 | 0 | 0 | 0 | 0 | 0 | 0 | 0 | 0 | 0 | 0 | 0 | 0 | 0 | 0 | 0 | 0 | 0 | 0 | 0 | 0 | 0 | 0 | 0 | 0 | 0 | 0 | 0 | 0
F6_Commercial_Education_Existing_Food Preparation_Natural Gas_Oven_E8 | F6 | Commercial | Education | Existing | Food Preparation | Natural Gas | Oven | E8 | Utility - Value of Sales | 0 | 0 | 0 | 0 | 0 | 0 | 0 | 0 | 0 | 0 | 0 | 0 | 0 | 0 | 0 | 0 | 0 | 0 | 0 | 0 | 0 | 0 | 0 | 0 | 0 | 0 | 0 | 0 | 0 | 0
F6_Commercial_Education_Existing_Food Preparation_Natural Gas_Oven_E9 | F6 | Commercial | Education | Existing | Food Preparation | Natural Gas | Oven | E9 | Utility - Value of Sales | 0 | 0 | 0 | 0 | 0 | 0 | 0 | 0 | 0 | 0 | 0 | 0 | 0 | 0 | 0 | 0 | 0 | 0 | 0 | 0 | 0 | 0 | 0 | 0 | 0 | 0 | 0 | 0 | 0 | 0
F6_Commercial_Education_Existing_Food Preparation_Natural Gas_Oven_E10 | F6 | Commercial | Education | Existing | Food Preparation | Natural Gas | Oven | E10 | Utility - Value of Sales | 0 | 0 | 0 | 0 | 0 | 0 | 0 | 0 | 0 | 0 | 0 | 0 | 0 | 0 | 0 | 0 | 0 | 0 | 0 | 0 | 0 | 0 | 0 | 0 | 0 | 0 | 0 | 0 | 0 | 0
F1_Commercial_Education_Existing_Food Preparation_Natural Gas_Conveyor Oven_E1 | F1 | Commercial | Education | Existing | Food Preparation | Natural Gas | Conveyor Oven | E1 | Participant - Cost of Equipment | 0.00045891 | 0.00045891 | 0.00045891 | 0.00045891 | 0.00045891 | 0.00045891 | 0.00045891 | 0.00045891 | 0.00045891 | 0.00045891 | 0.00045891 | 0.00045891 | 0.00045891 | 0.00045891 | 0.00045891 | 0.00045891 | 0.00045891 | 0.00045891 | 0.00045891 | 0.00045891 | 0.00045891 | 0.00045891 | 0 | 0 | 0 | 0 | 0 | 0 | 0 | 0
F1_Commercial_Education_Existing_Food Preparation_Natural Gas_Conveyor Oven_E2 | F1 | Commercial | Education | Existing | Food Preparation | Natural Gas | Conveyor Oven | E2 | Participant - Cost of Equipment | 0.00055947 | 0.00055947 | 0.00055947 | 0.00055947 | 0.00055947 | 0.00055947 | 0.00055947 | 0.00055947 | 0.00055947 | 0.00055947 | 0.00055947 | 0.00055947 | 0.00055947 | 0.00055947 | 0.00055947 | 0.00055947 | 0.00055947 | 0.00055947 | 0.00055947 | 0.00055947 | 0.00055947 | 0.00055947 | 0 | 0 | 0 | 0 | 0 | 0 | 0 | 0
F1_Commercial_Education_Existing_Food Preparation_Natural Gas_Conveyor Oven_E3 | F1 | Commercial | Education | Existing | Food Preparation | Natural Gas | Conveyor Oven | E3 | Participant - Cost of Equipment | 0 | 0 | 0 | 0 | 0 | 0 | 0 | 0 | 0 | 0 | 0 | 0 | 0 | 0 | 0 | 0 | 0 | 0 | 0 | 0 | 0 | 0 | 0 | 0 | 0 | 0 | 0 | 0 | 0 | 0
F1_Commercial_Education_Existing_Food Preparation_Natural Gas_Conveyor Oven_E4 | F1 | Commercial | Education | Existing | Food Preparation | Natural Gas | Conveyor Oven | E4 | Participant - Cost of Equipment | 0 | 0 | 0 | 0 | 0 | 0 | 0 | 0 | 0 | 0 | 0 | 0 | 0 | 0 | 0 | 0 | 0 | 0 | 0 | 0 | 0 | 0 | 0 | 0 | 0 | 0 | 0 | 0 | 0 | 0
F1_Commercial_Education_Existing_Food Preparation_Natural Gas_Conveyor Oven_E5 | F1 | Commercial | Education | Existing | Food Preparation | Natural Gas | Conveyor Oven | E5 | Participant - Cost of Equipment | 0 | 0 | 0 | 0 | 0 | 0 | 0 | 0 | 0 | 0 | 0 | 0 | 0 | 0 | 0 | 0 | 0 | 0 | 0 | 0 | 0 | 0 | 0 | 0 | 0 | 0 | 0 | 0 | 0 | 0
F1_Commercial_Education_Existing_Food Preparation_Natural Gas_Conveyor Oven_E6 | F1 | Commercial | Education | Existing | Food Preparation | Natural Gas | Conveyor Oven | E6 | Participant - Cost of Equipment | 0 | 0 | 0 | 0 | 0 | 0 | 0 | 0 | 0 | 0 | 0 | 0 | 0 | 0 | 0 | 0 | 0 | 0 | 0 | 0 | 0 | 0 | 0 | 0 | 0 | 0 | 0 | 0 | 0 | 0
F1_Commercial_Education_Existing_Food Preparation_Natural Gas_Conveyor Oven_E7 | F1 | Commercial | Education | Existing | Food Preparation | Natural Gas | Conveyor Oven | E7 | Participant - Cost of Equipment | 0 | 0 | 0 | 0 | 0 | 0 | 0 | 0 | 0 | 0 | 0 | 0 | 0 | 0 | 0 | 0 | 0 | 0 | 0 | 0 | 0 | 0 | 0 | 0 | 0 | 0 | 0 | 0 | 0 | 0
F1_Commercial_Education_Existing_Food Preparation_Natural Gas_Conveyor Oven_E8 | F1 | Commercial | Education | Existing | Food Preparation | Natural Gas | Conveyor Oven | E8 | Participant - Cost of Equipment | 0 | 0 | 0 | 0 | 0 | 0 | 0 | 0 | 0 | 0 | 0 | 0 | 0 | 0 | 0 | 0 | 0 | 0 | 0 | 0 | 0 | 0 | 0 | 0 | 0 | 0 | 0 | 0 | 0 | 0
F1_Commercial_Education_Existing_Food Preparation_Natural Gas_Conveyor Oven_E9 | F1 | Commercial | Education | Existing | Food Preparation | Natural Gas | Conveyor Oven | E9 | Participant - Cost of Equipment | 0 | 0 | 0 | 0 | 0 | 0 | 0 | 0 | 0 | 0 | 0 | 0 | 0 | 0 | 0 | 0 | 0 | 0 | 0 | 0 | 0 | 0 | 0 | 0 | 0 | 0 | 0 | 0 | 0 | 0
F1_Commercial_Education_Existing_Food Preparation_Natural Gas_Conveyor Oven_E10 | F1 | Commercial | Education | Existing | Food Preparation | Natural Gas | Conveyor Oven | E10 | Participant - Cost of Equipment | 0 | 0 | 0 | 0 | 0 | 0 | 0 | 0 | 0 | 0 | 0 | 0 | 0 | 0 | 0 | 0 | 0 | 0 | 0 | 0 | 0 | 0 | 0 | 0 | 0 | 0 | 0 | 0 | 0 | 0
F2_Commercial_Education_Existing_Food Preparation_Natural Gas_Conveyor Oven_E1 | F2 | Commercial | Education | Existing | Food Preparation | Natural Gas | Conveyor Oven | E1 | Participant - Cost of Operation | 0.0017525 | 0.0017721 | 0.0017943 | 0.0018257 | 0.0018636 | 0.0019059 | 0.0019445 | 0.0019783 | 0.0020097 | 0.0020413 | 0.0020744 | 0.0021082 | 0.002142 | 0.0021775 | 0.0022122 | 0.0022477 | 0.0022851 | 0.0023229 | 0.0023611 | 0.0023997 | 0.0024383 | 0.0024767 | 0 | 0 | 0 | 0 | 0 | 0 | 0 | 0
F2_Commercial_Education_Existing_Food Preparation_Natural Gas_Conveyor Oven_E2 | F2 | Commercial | Education | Existing | Food Preparation | Natural Gas | Conveyor Oven | E2 | Participant - Cost of Operation | 0.0013322 | 0.0013471 | 0.001364 | 0.0013878 | 0.0014166 | 0.0014488 | 0.0014781 | 0.0015038 | 0.0015276 | 0.0015517 | 0.0015769 | 0.0016025 | 0.0016282 | 0.0016552 | 0.0016816 | 0.0017086 | 0.001737 | 0.0017657 | 0.0017948 | 0.0018242 | 0.0018535 | 0.0018827 | 0 | 0 | 0 | 0 | 0 | 0 | 0 | 0
F2_Commercial_Education_Existing_Food Preparation_Natural Gas_Conveyor Oven_E3 | F2 | Commercial | Education | Existing | Food Preparation | Natural Gas | Conveyor Oven | E3 | Participant - Cost of Operation | 0 | 0 | 0 | 0 | 0 | 0 | 0 | 0 | 0 | 0 | 0 | 0 | 0 | 0 | 0 | 0 | 0 | 0 | 0 | 0 | 0 | 0 | 0 | 0 | 0 | 0 | 0 | 0 | 0 | 0
F2_Commercial_Education_Existing_Food Preparation_Natural Gas_Conveyor Oven_E4 | F2 | Commercial | Education | Existing | Food Preparation | Natural Gas | Conveyor Oven | E4 | Participant - Cost of Operation | 0 | 0 | 0 | 0 | 0 | 0 | 0 | 0 | 0 | 0 | 0 | 0 | 0 | 0 | 0 | 0 | 0 | 0 | 0 | 0 | 0 | 0 | 0 | 0 | 0 | 0 | 0 | 0 | 0 | 0
F2_Commercial_Education_Existing_Food Preparation_Natural Gas_Conveyor Oven_E5 | F2 | Commercial | Education | Existing | Food Preparation | Natural Gas | Conveyor Oven | E5 | Participant - Cost of Operation | 0 | 0 | 0 | 0 | 0 | 0 | 0 | 0 | 0 | 0 | 0 | 0 | 0 | 0 | 0 | 0 | 0 | 0 | 0 | 0 | 0 | 0 | 0 | 0 | 0 | 0 | 0 | 0 | 0 | 0
F2_Commercial_Education_Existing_Food Preparation_Natural Gas_Conveyor Oven_E6 | F2 | Commercial | Education | Existing | Food Preparation | Natural Gas | Conveyor Oven | E6 | Participant - Cost of Operation | 0 | 0 | 0 | 0 | 0 | 0 | 0 | 0 | 0 | 0 | 0 | 0 | 0 | 0 | 0 | 0 | 0 | 0 | 0 | 0 | 0 | 0 | 0 | 0 | 0 | 0 | 0 | 0 | 0 | 0
F2_Commercial_Education_Existing_Food Preparation_Natural Gas_Conveyor Oven_E7 | F2 | Commercial | Education | Existing | Food Preparation | Natural Gas | Conveyor Oven | E7 | Participant - Cost of Operation | 0 | 0 | 0 | 0 | 0 | 0 | 0 | 0 | 0 | 0 | 0 | 0 | 0 | 0 | 0 | 0 | 0 | 0 | 0 | 0 | 0 | 0 | 0 | 0 | 0 | 0 | 0 | 0 | 0 | 0
F2_Commercial_Education_Existing_Food Preparation_Natural Gas_Conveyor Oven_E8 | F2 | Commercial | Education | Existing | Food Preparation | Natural Gas | Conveyor Oven | E8 | Participant - Cost of Operation | 0 | 0 | 0 | 0 | 0 | 0 | 0 | 0 | 0 | 0 | 0 | 0 | 0 | 0 | 0 | 0 | 0 | 0 | 0 | 0 | 0 | 0 | 0 | 0 | 0 | 0 | 0 | 0 | 0 | 0
F2_Commercial_Education_Existing_Food Preparation_Natural Gas_Conveyor Oven_E9 | F2 | Commercial | Education | Existing | Food Preparation | Natural Gas | Conveyor Oven | E9 | Participant - Cost of Operation | 0 | 0 | 0 | 0 | 0 | 0 | 0 | 0 | 0 | 0 | 0 | 0 | 0 | 0 | 0 | 0 | 0 | 0 | 0 | 0 | 0 | 0 | 0 | 0 | 0 | 0 | 0 | 0 | 0 | 0
F2_Commercial_Education_Existing_Food Preparation_Natural Gas_Conveyor Oven_E10 | F2 | Commercial | Education | Existing | Food Preparation | Natural Gas | Conveyor Oven | E10 | Participant - Cost of Operation | 0 | 0 | 0 | 0 | 0 | 0 | 0 | 0 | 0 | 0 | 0 | 0 | 0 | 0 | 0 | 0 | 0 | 0 | 0 | 0 | 0 | 0 | 0 | 0 | 0 | 0 | 0 | 0 | 0 | 0
F3_Commercial_Education_Existing_Food Preparation_Natural Gas_Conveyor Oven_E1 | F3 | Commercial | Education | Existing | Food Preparation | Natural Gas | Conveyor Oven | E1 | System - kBTUs of Conusmption | 0.15996 | 0.16045 | 0.16095 | 0.16193 | 0.16267 | 0.16317 | 0.1634 | 0.16349 | 0.1634 | 0.16325 | 0.16302 | 0.16277 | 0.16248 | 0.16215 | 0.16175 | 0.16135 | 0.16093 | 0.16047 | 0.15995 | 0.15945 | 0.15893 | 0.1584 | 0 | 0 | 0 | 0 | 0 | 0 | 0 | 0
F3_Commercial_Education_Existing_Food Preparation_Natural Gas_Conveyor Oven_E2 | F3 | Commercial | Education | Existing | Food Preparation | Natural Gas | Conveyor Oven | E2 | System - kBTUs of Conusmption | 0.1216 | 0.12197 | 0.12235 | 0.12309 | 0.12366 | 0.12404 | 0.12421 | 0.12427 | 0.12421 | 0.1241 | 0.12392 | 0.12373 | 0.12351 | 0.12326 | 0.12295 | 0.12265 | 0.12233 | 0.12198 | 0.12159 | 0.12121 | 0.12081 | 0.12041 | 0 | 0 | 0 | 0 | 0 | 0 | 0 | 0
F3_Commercial_Education_Existing_Food Preparation_Natural Gas_Conveyor Oven_E3 | F3 | Commercial | Education | Existing | Food Preparation | Natural Gas | Conveyor Oven | E3 | System - kBTUs of Conusmption | 0 | 0 | 0 | 0 | 0 | 0 | 0 | 0 | 0 | 0 | 0 | 0 | 0 | 0 | 0 | 0 | 0 | 0 | 0 | 0 | 0 | 0 | 0 | 0 | 0 | 0 | 0 | 0 | 0 | 0
F3_Commercial_Education_Existing_Food Preparation_Natural Gas_Conveyor Oven_E4 | F3 | Commercial | Education | Existing | Food Preparation | Natural Gas | Conveyor Oven | E4 | System - kBTUs of Conusmption | 0 | 0 | 0 | 0 | 0 | 0 | 0 | 0 | 0 | 0 | 0 | 0 | 0 | 0 | 0 | 0 | 0 | 0 | 0 | 0 | 0 | 0 | 0 | 0 | 0 | 0 | 0 | 0 | 0 | 0
F3_Commercial_Education_Existing_Food Preparation_Natural Gas_Conveyor Oven_E5 | F3 | Commercial | Education | Existing | Food Preparation | Natural Gas | Conveyor Oven | E5 | System - kBTUs of Conusmption | 0 | 0 | 0 | 0 | 0 | 0 | 0 | 0 | 0 | 0 | 0 | 0 | 0 | 0 | 0 | 0 | 0 | 0 | 0 | 0 | 0 | 0 | 0 | 0 | 0 | 0 | 0 | 0 | 0 | 0
F3_Commercial_Education_Existing_Food Preparation_Natural Gas_Conveyor Oven_E6 | F3 | Commercial | Education | Existing | Food Preparation | Natural Gas | Conveyor Oven | E6 | System - kBTUs of Conusmption | 0 | 0 | 0 | 0 | 0 | 0 | 0 | 0 | 0 | 0 | 0 | 0 | 0 | 0 | 0 | 0 | 0 | 0 | 0 | 0 | 0 | 0 | 0 | 0 | 0 | 0 | 0 | 0 | 0 | 0
F3_Commercial_Education_Existing_Food Preparation_Natural Gas_Conveyor Oven_E7 | F3 | Commercial | Education | Existing | Food Preparation | Natural Gas | Conveyor Oven | E7 | System - kBTUs of Conusmption | 0 | 0 | 0 | 0 | 0 | 0 | 0 | 0 | 0 | 0 | 0 | 0 | 0 | 0 | 0 | 0 | 0 | 0 | 0 | 0 | 0 | 0 | 0 | 0 | 0 | 0 | 0 | 0 | 0 | 0
F3_Commercial_Education_Existing_Food Preparation_Natural Gas_Conveyor Oven_E8 | F3 | Commercial | Education | Existing | Food Preparation | Natural Gas | Conveyor Oven | E8 | System - kBTUs of Conusmption | 0 | 0 | 0 | 0 | 0 | 0 | 0 | 0 | 0 | 0 | 0 | 0 | 0 | 0 | 0 | 0 | 0 | 0 | 0 | 0 | 0 | 0 | 0 | 0 | 0 | 0 | 0 | 0 | 0 | 0
F3_Commercial_Education_Existing_Food Preparation_Natural Gas_Conveyor Oven_E9 | F3 | Commercial | Education | Existing | Food Preparation | Natural Gas | Conveyor Oven | E9 | System - kBTUs of Conusmption | 0 | 0 | 0 | 0 | 0 | 0 | 0 | 0 | 0 | 0 | 0 | 0 | 0 | 0 | 0 | 0 | 0 | 0 | 0 | 0 | 0 | 0 | 0 | 0 | 0 | 0 | 0 | 0 | 0 | 0
F3_Commercial_Education_Existing_Food Preparation_Natural Gas_Conveyor Oven_E10 | F3 | Commercial | Education | Existing | Food Preparation | Natural Gas | Conveyor Oven | E10 | System - kBTUs of Conusmption | 0 | 0 | 0 | 0 | 0 | 0 | 0 | 0 | 0 | 0 | 0 | 0 | 0 | 0 | 0 | 0 | 0 | 0 | 0 | 0 | 0 | 0 | 0 | 0 | 0 | 0 | 0 | 0 | 0 | 0
F4_Commercial_Education_Existing_Food Preparation_Natural Gas_Conveyor Oven_E1 | F4 | Commercial | Education | Existing | Food Preparation | Natural Gas | Conveyor Oven | E1 | Utility - Cost of Equipment | 0.00045891 | 0.00045891 | 0.00045891 | 0.00045891 | 0.00045891 | 0.00045891 | 0.00045891 | 0.00045891 | 0.00045891 | 0.00045891 | 0.00045891 | 0.00045891 | 0.00045891 | 0.00045891 | 0.00045891 | 0.00045891 | 0.00045891 | 0.00045891 | 0.00045891 | 0.00045891 | 0.00045891 | 0.00045891 | 0 | 0 | 0 | 0 | 0 | 0 | 0 | 0
F4_Commercial_Education_Existing_Food Preparation_Natural Gas_Conveyor Oven_E2 | F4 | Commercial | Education | Existing | Food Preparation | Natural Gas | Conveyor Oven | E2 | Utility - Cost of Equipment | 0.00055947 | 0.00055947 | 0.00055947 | 0.00055947 | 0.00055947 | 0.00055947 | 0.00055947 | 0.00055947 | 0.00055947 | 0.00055947 | 0.00055947 | 0.00055947 | 0.00055947 | 0.00055947 | 0.00055947 | 0.00055947 | 0.00055947 | 0.00055947 | 0.00055947 | 0.00055947 | 0.00055947 | 0.00055947 | 0 | 0 | 0 | 0 | 0 | 0 | 0 | 0
F4_Commercial_Education_Existing_Food Preparation_Natural Gas_Conveyor Oven_E3 | F4 | Commercial | Education | Existing | Food Preparation | Natural Gas | Conveyor Oven | E3 | Utility - Cost of Equipment | 0 | 0 | 0 | 0 | 0 | 0 | 0 | 0 | 0 | 0 | 0 | 0 | 0 | 0 | 0 | 0 | 0 | 0 | 0 | 0 | 0 | 0 | 0 | 0 | 0 | 0 | 0 | 0 | 0 | 0
F4_Commercial_Education_Existing_Food Preparation_Natural Gas_Conveyor Oven_E4 | F4 | Commercial | Education | Existing | Food Preparation | Natural Gas | Conveyor Oven | E4 | Utility - Cost of Equipment | 0 | 0 | 0 | 0 | 0 | 0 | 0 | 0 | 0 | 0 | 0 | 0 | 0 | 0 | 0 | 0 | 0 | 0 | 0 | 0 | 0 | 0 | 0 | 0 | 0 | 0 | 0 | 0 | 0 | 0
F4_Commercial_Education_Existing_Food Preparation_Natural Gas_Conveyor Oven_E5 | F4 | Commercial | Education | Existing | Food Preparation | Natural Gas | Conveyor Oven | E5 | Utility - Cost of Equipment | 0 | 0 | 0 | 0 | 0 | 0 | 0 | 0 | 0 | 0 | 0 | 0 | 0 | 0 | 0 | 0 | 0 | 0 | 0 | 0 | 0 | 0 | 0 | 0 | 0 | 0 | 0 | 0 | 0 | 0
F4_Commercial_Education_Existing_Food Preparation_Natural Gas_Conveyor Oven_E6 | F4 | Commercial | Education | Existing | Food Preparation | Natural Gas | Conveyor Oven | E6 | Utility - Cost of Equipment | 0 | 0 | 0 | 0 | 0 | 0 | 0 | 0 | 0 | 0 | 0 | 0 | 0 | 0 | 0 | 0 | 0 | 0 | 0 | 0 | 0 | 0 | 0 | 0 | 0 | 0 | 0 | 0 | 0 | 0
F4_Commercial_Education_Existing_Food Preparation_Natural Gas_Conveyor Oven_E7 | F4 | Commercial | Education | Existing | Food Preparation | Natural Gas | Conveyor Oven | E7 | Utility - Cost of Equipment | 0 | 0 | 0 | 0 | 0 | 0 | 0 | 0 | 0 | 0 | 0 | 0 | 0 | 0 | 0 | 0 | 0 | 0 | 0 | 0 | 0 | 0 | 0 | 0 | 0 | 0 | 0 | 0 | 0 | 0
F4_Commercial_Education_Existing_Food Preparation_Natural Gas_Conveyor Oven_E8 | F4 | Commercial | Education | Existing | Food Preparation | Natural Gas | Conveyor Oven | E8 | Utility - Cost of Equipment | 0 | 0 | 0 | 0 | 0 | 0 | 0 | 0 | 0 | 0 | 0 | 0 | 0 | 0 | 0 | 0 | 0 | 0 | 0 | 0 | 0 | 0 | 0 | 0 | 0 | 0 | 0 | 0 | 0 | 0
F4_Commercial_Education_Existing_Food Preparation_Natural Gas_Conveyor Oven_E9 | F4 | Commercial | Education | Existing | Food Preparation | Natural Gas | Conveyor Oven | E9 | Utility - Cost of Equipment | 0 | 0 | 0 | 0 | 0 | 0 | 0 | 0 | 0 | 0 | 0 | 0 | 0 | 0 | 0 | 0 | 0 | 0 | 0 | 0 | 0 | 0 | 0 | 0 | 0 | 0 | 0 | 0 | 0 | 0
F4_Commercial_Education_Existing_Food Preparation_Natural Gas_Conveyor Oven_E10 | F4 | Commercial | Education | Existing | Food Preparation | Natural Gas | Conveyor Oven | E10 | Utility - Cost of Equipment | 0 | 0 | 0 | 0 | 0 | 0 | 0 | 0 | 0 | 0 | 0 | 0 | 0 | 0 | 0 | 0 | 0 | 0 | 0 | 0 | 0 | 0 | 0 | 0 | 0 | 0 | 0 | 0 | 0 | 0
F5_Commercial_Education_Existing_Food Preparation_Natural Gas_Conveyor Oven_E1 | F5 | Commercial | Education | Existing | Food Preparation | Natural Gas | Conveyor Oven | E1 | Utility - Cost of Operation | 0.0014628 | 0.0014791 | 0.0014977 | 0.0015239 | 0.0015555 | 0.0015908 | 0.0016231 | 0.0016512 | 0.0016774 | 0.0017039 | 0.0017315 | 0.0017596 | 0.0017879 | 0.0018175 | 0.0018465 | 0.0018761 | 0.0019073 | 0.0019388 | 0.0019708 | 0.002003 | 0.0020352 | 0.0020673 | 0 | 0 | 0 | 0 | 0 | 0 | 0 | 0
F5_Commercial_Education_Existing_Food Preparation_Natural Gas_Conveyor Oven_E2 | F5 | Commercial | Education | Existing | Food Preparation | Natural Gas | Conveyor Oven | E2 | Utility - Cost of Operation | 0.001112 | 0.0011244 | 0.0011385 | 0.0011584 | 0.0011824 | 0.0012093 | 0.0012338 | 0.0012552 | 0.0012751 | 0.0012952 | 0.0013162 | 0.0013376 | 0.001359 | 0.0013816 | 0.0014036 | 0.0014261 | 0.0014498 | 0.0014738 | 0.0014981 | 0.0015226 | 0.0015471 | 0.0015715 | 0 | 0 | 0 | 0 | 0 | 0 | 0 | 0
F5_Commercial_Education_Existing_Food Preparation_Natural Gas_Conveyor Oven_E3 | F5 | Commercial | Education | Existing | Food Preparation | Natural Gas | Conveyor Oven | E3 | Utility - Cost of Operation | 0 | 0 | 0 | 0 | 0 | 0 | 0 | 0 | 0 | 0 | 0 | 0 | 0 | 0 | 0 | 0 | 0 | 0 | 0 | 0 | 0 | 0 | 0 | 0 | 0 | 0 | 0 | 0 | 0 | 0
F5_Commercial_Education_Existing_Food Preparation_Natural Gas_Conveyor Oven_E4 | F5 | Commercial | Education | Existing | Food Preparation | Natural Gas | Conveyor Oven | E4 | Utility - Cost of Operation | 0 | 0 | 0 | 0 | 0 | 0 | 0 | 0 | 0 | 0 | 0 | 0 | 0 | 0 | 0 | 0 | 0 | 0 | 0 | 0 | 0 | 0 | 0 | 0 | 0 | 0 | 0 | 0 | 0 | 0
F5_Commercial_Education_Existing_Food Preparation_Natural Gas_Conveyor Oven_E5 | F5 | Commercial | Education | Existing | Food Preparation | Natural Gas | Conveyor Oven | E5 | Utility - Cost of Operation | 0 | 0 | 0 | 0 | 0 | 0 | 0 | 0 | 0 | 0 | 0 | 0 | 0 | 0 | 0 | 0 | 0 | 0 | 0 | 0 | 0 | 0 | 0 | 0 | 0 | 0 | 0 | 0 | 0 | 0
F5_Commercial_Education_Existing_Food Preparation_Natural Gas_Conveyor Oven_E6 | F5 | Commercial | Education | Existing | Food Preparation | Natural Gas | Conveyor Oven | E6 | Utility - Cost of Operation | 0 | 0 | 0 | 0 | 0 | 0 | 0 | 0 | 0 | 0 | 0 | 0 | 0 | 0 | 0 | 0 | 0 | 0 | 0 | 0 | 0 | 0 | 0 | 0 | 0 | 0 | 0 | 0 | 0 | 0
F5_Commercial_Education_Existing_Food Preparation_Natural Gas_Conveyor Oven_E7 | F5 | Commercial | Education | Existing | Food Preparation | Natural Gas | Conveyor Oven | E7 | Utility - Cost of Operation | 0 | 0 | 0 | 0 | 0 | 0 | 0 | 0 | 0 | 0 | 0 | 0 | 0 | 0 | 0 | 0 | 0 | 0 | 0 | 0 | 0 | 0 | 0 | 0 | 0 | 0 | 0 | 0 | 0 | 0
F5_Commercial_Education_Existing_Food Preparation_Natural Gas_Conveyor Oven_E8 | F5 | Commercial | Education | Existing | Food Preparation | Natural Gas | Conveyor Oven | E8 | Utility - Cost of Operation | 0 | 0 | 0 | 0 | 0 | 0 | 0 | 0 | 0 | 0 | 0 | 0 | 0 | 0 | 0 | 0 | 0 | 0 | 0 | 0 | 0 | 0 | 0 | 0 | 0 | 0 | 0 | 0 | 0 | 0
F5_Commercial_Education_Existing_Food Preparation_Natural Gas_Conveyor Oven_E9 | F5 | Commercial | Education | Existing | Food Preparation | Natural Gas | Conveyor Oven | E9 | Utility - Cost of Operation | 0 | 0 | 0 | 0 | 0 | 0 | 0 | 0 | 0 | 0 | 0 | 0 | 0 | 0 | 0 | 0 | 0 | 0 | 0 | 0 | 0 | 0 | 0 | 0 | 0 | 0 | 0 | 0 | 0 | 0
F5_Commercial_Education_Existing_Food Preparation_Natural Gas_Conveyor Oven_E10 | F5 | Commercial | Education | Existing | Food Preparation | Natural Gas | Conveyor Oven | E10 | Utility - Cost of Operation | 0 | 0 | 0 | 0 | 0 | 0 | 0 | 0 | 0 | 0 | 0 | 0 | 0 | 0 | 0 | 0 | 0 | 0 | 0 | 0 | 0 | 0 | 0 | 0 | 0 | 0 | 0 | 0 | 0 | 0
F6_Commercial_Education_Existing_Food Preparation_Natural Gas_Conveyor Oven_E1 | F6 | Commercial | Education | Existing | Food Preparation | Natural Gas | Conveyor Oven | E1 | Utility - Value of Sales | 0.0017525 | 0.0017721 | 0.0017943 | 0.0018257 | 0.0018636 | 0.0019059 | 0.0019445 | 0.0019783 | 0.0020097 | 0.0020413 | 0.0020744 | 0.0021082 | 0.002142 | 0.0021775 | 0.0022122 | 0.0022477 | 0.0022851 | 0.0023229 | 0.0023611 | 0.0023997 | 0.0024383 | 0.0024767 | 0 | 0 | 0 | 0 | 0 | 0 | 0 | 0
F6_Commercial_Education_Existing_Food Preparation_Natural Gas_Conveyor Oven_E2 | F6 | Commercial | Education | Existing | Food Preparation | Natural Gas | Conveyor Oven | E2 | Utility - Value of Sales | 0.0013322 | 0.0013471 | 0.001364 | 0.0013878 | 0.0014166 | 0.0014488 | 0.0014781 | 0.0015038 | 0.0015276 | 0.0015517 | 0.0015769 | 0.0016025 | 0.0016282 | 0.0016552 | 0.0016816 | 0.0017086 | 0.001737 | 0.0017657 | 0.0017948 | 0.0018242 | 0.0018535 | 0.0018827 | 0 | 0 | 0 | 0 | 0 | 0 | 0 | 0
F6_Commercial_Education_Existing_Food Preparation_Natural Gas_Conveyor Oven_E3 | F6 | Commercial | Education | Existing | Food Preparation | Natural Gas | Conveyor Oven | E3 | Utility - Value of Sales | 0 | 0 | 0 | 0 | 0 | 0 | 0 | 0 | 0 | 0 | 0 | 0 | 0 | 0 | 0 | 0 | 0 | 0 | 0 | 0 | 0 | 0 | 0 | 0 | 0 | 0 | 0 | 0 | 0 | 0
F6_Commercial_Education_Existing_Food Preparation_Natural Gas_Conveyor Oven_E4 | F6 | Commercial | Education | Existing | Food Preparation | Natural Gas | Conveyor Oven | E4 | Utility - Value of Sales | 0 | 0 | 0 | 0 | 0 | 0 | 0 | 0 | 0 | 0 | 0 | 0 | 0 | 0 | 0 | 0 | 0 | 0 | 0 | 0 | 0 | 0 | 0 | 0 | 0 | 0 | 0 | 0 | 0 | 0
F6_Commercial_Education_Existing_Food Preparation_Natural Gas_Conveyor Oven_E5 | F6 | Commercial | Education | Existing | Food Preparation | Natural Gas | Conveyor Oven | E5 | Utility - Value of Sales | 0 | 0 | 0 | 0 | 0 | 0 | 0 | 0 | 0 | 0 | 0 | 0 | 0 | 0 | 0 | 0 | 0 | 0 | 0 | 0 | 0 | 0 | 0 | 0 | 0 | 0 | 0 | 0 | 0 | 0
F6_Commercial_Education_Existing_Food Preparation_Natural Gas_Conveyor Oven_E6 | F6 | Commercial | Education | Existing | Food Preparation | Natural Gas | Conveyor Oven | E6 | Utility - Value of Sales | 0 | 0 | 0 | 0 | 0 | 0 | 0 | 0 | 0 | 0 | 0 | 0 | 0 | 0 | 0 | 0 | 0 | 0 | 0 | 0 | 0 | 0 | 0 | 0 | 0 | 0 | 0 | 0 | 0 | 0
F6_Commercial_Education_Existing_Food Preparation_Natural Gas_Conveyor Oven_E7 | F6 | Commercial | Education | Existing | Food Preparation | Natural Gas | Conveyor Oven | E7 | Utility - Value of Sales | 0 | 0 | 0 | 0 | 0 | 0 | 0 | 0 | 0 | 0 | 0 | 0 | 0 | 0 | 0 | 0 | 0 | 0 | 0 | 0 | 0 | 0 | 0 | 0 | 0 | 0 | 0 | 0 | 0 | 0
F6_Commercial_Education_Existing_Food Preparation_Natural Gas_Conveyor Oven_E8 | F6 | Commercial | Education | Existing | Food Preparation | Natural Gas | Conveyor Oven | E8 | Utility - Value of Sales | 0 | 0 | 0 | 0 | 0 | 0 | 0 | 0 | 0 | 0 | 0 | 0 | 0 | 0 | 0 | 0 | 0 | 0 | 0 | 0 | 0 | 0 | 0 | 0 | 0 | 0 | 0 | 0 | 0 | 0
F6_Commercial_Education_Existing_Food Preparation_Natural Gas_Conveyor Oven_E9 | F6 | Commercial | Education | Existing | Food Preparation | Natural Gas | Conveyor Oven | E9 | Utility - Value of Sales | 0 | 0 | 0 | 0 | 0 | 0 | 0 | 0 | 0 | 0 | 0 | 0 | 0 | 0 | 0 | 0 | 0 | 0 | 0 | 0 | 0 | 0 | 0 | 0 | 0 | 0 | 0 | 0 | 0 | 0
F6_Commercial_Education_Existing_Food Preparation_Natural Gas_Conveyor Oven_E10 | F6 | Commercial | Education | Existing | Food Preparation | Natural Gas | Conveyor Oven | E10 | Utility - Value of Sales | 0 | 0 | 0 | 0 | 0 | 0 | 0 | 0 | 0 | 0 | 0 | 0 | 0 | 0 | 0 | 0 | 0 | 0 | 0 | 0 | 0 | 0 | 0 | 0 | 0 | 0 | 0 | 0 | 0 | 0
F1_Commercial_Education_Existing_Food Preparation_Natural Gas_Double Rack Oven_E1 | F1 | Commercial | Education | Existing | Food Preparation | Natural Gas | Double Rack Oven | E1 | Participant - Cost of Equipment | 0.00088536 | 0.00088536 | 0.00088536 | 0.00088536 | 0.00088536 | 0.00088536 | 0.00088536 | 0.00088536 | 0.00088536 | 0.00088536 | 0.00088536 | 0.00088536 | 0.00088536 | 0.00088536 | 0.00088536 | 0.00088536 | 0.00088536 | 0.00088536 | 0.00088536 | 0.00088536 | 0.00088536 | 0.00088536 | 0 | 0 | 0 | 0 | 0 | 0 | 0 | 0
F1_Commercial_Education_Existing_Food Preparation_Natural Gas_Double Rack Oven_E2 | F1 | Commercial | Education | Existing | Food Preparation | Natural Gas | Double Rack Oven | E2 | Participant - Cost of Equipment | 0.0011774 | 0.0011774 | 0.0011774 | 0.0011774 | 0.0011774 | 0.0011774 | 0.0011774 | 0.0011774 | 0.0011774 | 0.0011774 | 0.0011774 | 0.0011774 | 0.0011774 | 0.0011774 | 0.0011774 | 0.0011774 | 0.0011774 | 0.0011774 | 0.0011774 | 0.0011774 | 0.0011774 | 0.0011774 | 0 | 0 | 0 | 0 | 0 | 0 | 0 | 0
F1_Commercial_Education_Existing_Food Preparation_Natural Gas_Double Rack Oven_E3 | F1 | Commercial | Education | Existing | Food Preparation | Natural Gas | Double Rack Oven | E3 | Participant - Cost of Equipment | 0 | 0 | 0 | 0 | 0 | 0 | 0 | 0 | 0 | 0 | 0 | 0 | 0 | 0 | 0 | 0 | 0 | 0 | 0 | 0 | 0 | 0 | 0 | 0 | 0 | 0 | 0 | 0 | 0 | 0
F1_Commercial_Education_Existing_Food Preparation_Natural Gas_Double Rack Oven_E4 | F1 | Commercial | Education | Existing | Food Preparation | Natural Gas | Double Rack Oven | E4 | Participant - Cost of Equipment | 0 | 0 | 0 | 0 | 0 | 0 | 0 | 0 | 0 | 0 | 0 | 0 | 0 | 0 | 0 | 0 | 0 | 0 | 0 | 0 | 0 | 0 | 0 | 0 | 0 | 0 | 0 | 0 | 0 | 0
F1_Commercial_Education_Existing_Food Preparation_Natural Gas_Double Rack Oven_E5 | F1 | Commercial | Education | Existing | Food Preparation | Natural Gas | Double Rack Oven | E5 | Participant - Cost of Equipment | 0 | 0 | 0 | 0 | 0 | 0 | 0 | 0 | 0 | 0 | 0 | 0 | 0 | 0 | 0 | 0 | 0 | 0 | 0 | 0 | 0 | 0 | 0 | 0 | 0 | 0 | 0 | 0 | 0 | 0
F1_Commercial_Education_Existing_Food Preparation_Natural Gas_Double Rack Oven_E6 | F1 | Commercial | Education | Existing | Food Preparation | Natural Gas | Double Rack Oven | E6 | Participant - Cost of Equipment | 0 | 0 | 0 | 0 | 0 | 0 | 0 | 0 | 0 | 0 | 0 | 0 | 0 | 0 | 0 | 0 | 0 | 0 | 0 | 0 | 0 | 0 | 0 | 0 | 0 | 0 | 0 | 0 | 0 | 0
F1_Commercial_Education_Existing_Food Preparation_Natural Gas_Double Rack Oven_E7 | F1 | Commercial | Education | Existing | Food Preparation | Natural Gas | Double Rack Oven | E7 | Participant - Cost of Equipment | 0 | 0 | 0 | 0 | 0 | 0 | 0 | 0 | 0 | 0 | 0 | 0 | 0 | 0 | 0 | 0 | 0 | 0 | 0 | 0 | 0 | 0 | 0 | 0 | 0 | 0 | 0 | 0 | 0 | 0
F1_Commercial_Education_Existing_Food Preparation_Natural Gas_Double Rack Oven_E8 | F1 | Commercial | Education | Existing | Food Preparation | Natural Gas | Double Rack Oven | E8 | Participant - Cost of Equipment | 0 | 0 | 0 | 0 | 0 | 0 | 0 | 0 | 0 | 0 | 0 | 0 | 0 | 0 | 0 | 0 | 0 | 0 | 0 | 0 | 0 | 0 | 0 | 0 | 0 | 0 | 0 | 0 | 0 | 0
F1_Commercial_Education_Existing_Food Preparation_Natural Gas_Double Rack Oven_E9 | F1 | Commercial | Education | Existing | Food Preparation | Natural Gas | Double Rack Oven | E9 | Participant - Cost of Equipment | 0 | 0 | 0 | 0 | 0 | 0 | 0 | 0 | 0 | 0 | 0 | 0 | 0 | 0 | 0 | 0 | 0 | 0 | 0 | 0 | 0 | 0 | 0 | 0 | 0 | 0 | 0 | 0 | 0 | 0
F1_Commercial_Education_Existing_Food Preparation_Natural Gas_Double Rack Oven_E10 | F1 | Commercial | Education | Existing | Food Preparation | Natural Gas | Double Rack Oven | E10 | Participant - Cost of Equipment | 0 | 0 | 0 | 0 | 0 | 0 | 0 | 0 | 0 | 0 | 0 | 0 | 0 | 0 | 0 | 0 | 0 | 0 | 0 | 0 | 0 | 0 | 0 | 0 | 0 | 0 | 0 | 0 | 0 | 0
F2_Commercial_Education_Existing_Food Preparation_Natural Gas_Double Rack Oven_E1 | F2 | Commercial | Education | Existing | Food Preparation | Natural Gas | Double Rack Oven | E1 | Participant - Cost of Operation | 0.0030028 | 0.0030285 | 0.0030592 | 0.0031101 | 0.003178 | 0.003258 | 0.0033315 | 0.003397 | 0.0034605 | 0.0035222 | 0.0035843 | 0.0036447 | 0.0037015 | 0.0037585 | 0.0038129 | 0.0038687 | 0.0039284 | 0.0039885 | 0.0040491 | 0.0041099 | 0.0041701 | 0.0042294 | 0 | 0 | 0 | 0 | 0 | 0 | 0 | 0
F2_Commercial_Education_Existing_Food Preparation_Natural Gas_Double Rack Oven_E2 | F2 | Commercial | Education | Existing | Food Preparation | Natural Gas | Double Rack Oven | E2 | Participant - Cost of Operation | 0.0016379 | 0.0016519 | 0.0016687 | 0.0016964 | 0.0017334 | 0.0017771 | 0.0018172 | 0.0018529 | 0.0018876 | 0.0019212 | 0.0019551 | 0.001988 | 0.002019 | 0.0020501 | 0.0020798 | 0.0021102 | 0.0021428 | 0.0021756 | 0.0022086 | 0.0022418 | 0.0022746 | 0.0023069 | 0 | 0 | 0 | 0 | 0 | 0 | 0 | 0
F2_Commercial_Education_Existing_Food Preparation_Natural Gas_Double Rack Oven_E3 | F2 | Commercial | Education | Existing | Food Preparation | Natural Gas | Double Rack Oven | E3 | Participant - Cost of Operation | 0 | 0 | 0 | 0 | 0 | 0 | 0 | 0 | 0 | 0 | 0 | 0 | 0 | 0 | 0 | 0 | 0 | 0 | 0 | 0 | 0 | 0 | 0 | 0 | 0 | 0 | 0 | 0 | 0 | 0
F2_Commercial_Education_Existing_Food Preparation_Natural Gas_Double Rack Oven_E4 | F2 | Commercial | Education | Existing | Food Preparation | Natural Gas | Double Rack Oven | E4 | Participant - Cost of Operation | 0 | 0 | 0 | 0 | 0 | 0 | 0 | 0 | 0 | 0 | 0 | 0 | 0 | 0 | 0 | 0 | 0 | 0 | 0 | 0 | 0 | 0 | 0 | 0 | 0 | 0 | 0 | 0 | 0 | 0
F2_Commercial_Education_Existing_Food Preparation_Natural Gas_Double Rack Oven_E5 | F2 | Commercial | Education | Existing | Food Preparation | Natural Gas | Double Rack Oven | E5 | Participant - Cost of Operation | 0 | 0 | 0 | 0 | 0 | 0 | 0 | 0 | 0 | 0 | 0 | 0 | 0 | 0 | 0 | 0 | 0 | 0 | 0 | 0 | 0 | 0 | 0 | 0 | 0 | 0 | 0 | 0 | 0 | 0
F2_Commercial_Education_Existing_Food Preparation_Natural Gas_Double Rack Oven_E6 | F2 | Commercial | Education | Existing | Food Preparation | Natural Gas | Double Rack Oven | E6 | Participant - Cost of Operation | 0 | 0 | 0 | 0 | 0 | 0 | 0 | 0 | 0 | 0 | 0 | 0 | 0 | 0 | 0 | 0 | 0 | 0 | 0 | 0 | 0 | 0 | 0 | 0 | 0 | 0 | 0 | 0 | 0 | 0
F2_Commercial_Education_Existing_Food Preparation_Natural Gas_Double Rack Oven_E7 | F2 | Commercial | Education | Existing | Food Preparation | Natural Gas | Double Rack Oven | E7 | Participant - Cost of Operation | 0 | 0 | 0 | 0 | 0 | 0 | 0 | 0 | 0 | 0 | 0 | 0 | 0 | 0 | 0 | 0 | 0 | 0 | 0 | 0 | 0 | 0 | 0 | 0 | 0 | 0 | 0 | 0 | 0 | 0
F2_Commercial_Education_Existing_Food Preparation_Natural Gas_Double Rack Oven_E8 | F2 | Commercial | Education | Existing | Food Preparation | Natural Gas | Double Rack Oven | E8 | Participant - Cost of Operation | 0 | 0 | 0 | 0 | 0 | 0 | 0 | 0 | 0 | 0 | 0 | 0 | 0 | 0 | 0 | 0 | 0 | 0 | 0 | 0 | 0 | 0 | 0 | 0 | 0 | 0 | 0 | 0 | 0 | 0
F2_Commercial_Education_Existing_Food Preparation_Natural Gas_Double Rack Oven_E9 | F2 | Commercial | Education | Existing | Food Preparation | Natural Gas | Double Rack Oven | E9 | Participant - Cost of Operation | 0 | 0 | 0 | 0 | 0 | 0 | 0 | 0 | 0 | 0 | 0 | 0 | 0 | 0 | 0 | 0 | 0 | 0 | 0 | 0 | 0 | 0 | 0 | 0 | 0 | 0 | 0 | 0 | 0 | 0
F2_Commercial_Education_Existing_Food Preparation_Natural Gas_Double Rack Oven_E10 | F2 | Commercial | Education | Existing | Food Preparation | Natural Gas | Double Rack Oven | E10 | Participant - Cost of Operation | 0 | 0 | 0 | 0 | 0 | 0 | 0 | 0 | 0 | 0 | 0 | 0 | 0 | 0 | 0 | 0 | 0 | 0 | 0 | 0 | 0 | 0 | 0 | 0 | 0 | 0 | 0 | 0 | 0 | 0
F3_Commercial_Education_Existing_Food Preparation_Natural Gas_Double Rack Oven_E1 | F3 | Commercial | Education | Existing | Food Preparation | Natural Gas | Double Rack Oven | E1 | System - kBTUs of Conusmption | 0.28162 | 0.28246 | 0.28339 | 0.28554 | 0.28743 | 0.28903 | 0.29024 | 0.29145 | 0.29257 | 0.29329 | 0.29353 | 0.29348 | 0.29304 | 0.29221 | 0.29118 | 0.29018 | 0.28911 | 0.28796 | 0.28665 | 0.28539 | 0.28408 | 0.28273 | 0 | 0 | 0 | 0 | 0 | 0 | 0 | 0
F3_Commercial_Education_Existing_Food Preparation_Natural Gas_Double Rack Oven_E2 | F3 | Commercial | Education | Existing | Food Preparation | Natural Gas | Double Rack Oven | E2 | System - kBTUs of Conusmption | 0.15361 | 0.15407 | 0.15458 | 0.15575 | 0.15678 | 0.15765 | 0.15832 | 0.15897 | 0.15958 | 0.15997 | 0.16011 | 0.16008 | 0.15984 | 0.15939 | 0.15883 | 0.15828 | 0.1577 | 0.15707 | 0.15635 | 0.15567 | 0.15495 | 0.15421 | 0 | 0 | 0 | 0 | 0 | 0 | 0 | 0
F3_Commercial_Education_Existing_Food Preparation_Natural Gas_Double Rack Oven_E3 | F3 | Commercial | Education | Existing | Food Preparation | Natural Gas | Double Rack Oven | E3 | System - kBTUs of Conusmption | 0 | 0 | 0 | 0 | 0 | 0 | 0 | 0 | 0 | 0 | 0 | 0 | 0 | 0 | 0 | 0 | 0 | 0 | 0 | 0 | 0 | 0 | 0 | 0 | 0 | 0 | 0 | 0 | 0 | 0
F3_Commercial_Education_Existing_Food Preparation_Natural Gas_Double Rack Oven_E4 | F3 | Commercial | Education | Existing | Food Preparation | Natural Gas | Double Rack Oven | E4 | System - kBTUs of Conusmption | 0 | 0 | 0 | 0 | 0 | 0 | 0 | 0 | 0 | 0 | 0 | 0 | 0 | 0 | 0 | 0 | 0 | 0 | 0 | 0 | 0 | 0 | 0 | 0 | 0 | 0 | 0 | 0 | 0 | 0
F3_Commercial_Education_Existing_Food Preparation_Natural Gas_Double Rack Oven_E5 | F3 | Commercial | Education | Existing | Food Preparation | Natural Gas | Double Rack Oven | E5 | System - kBTUs of Conusmption | 0 | 0 | 0 | 0 | 0 | 0 | 0 | 0 | 0 | 0 | 0 | 0 | 0 | 0 | 0 | 0 | 0 | 0 | 0 | 0 | 0 | 0 | 0 | 0 | 0 | 0 | 0 | 0 | 0 | 0
F3_Commercial_Education_Existing_Food Preparation_Natural Gas_Double Rack Oven_E6 | F3 | Commercial | Education | Existing | Food Preparation | Natural Gas | Double Rack Oven | E6 | System - kBTUs of Conusmption | 0 | 0 | 0 | 0 | 0 | 0 | 0 | 0 | 0 | 0 | 0 | 0 | 0 | 0 | 0 | 0 | 0 | 0 | 0 | 0 | 0 | 0 | 0 | 0 | 0 | 0 | 0 | 0 | 0 | 0
F3_Commercial_Education_Existing_Food Preparation_Natural Gas_Double Rack Oven_E7 | F3 | Commercial | Education | Existing | Food Preparation | Natural Gas | Double Rack Oven | E7 | System - kBTUs of Conusmption | 0 | 0 | 0 | 0 | 0 | 0 | 0 | 0 | 0 | 0 | 0 | 0 | 0 | 0 | 0 | 0 | 0 | 0 | 0 | 0 | 0 | 0 | 0 | 0 | 0 | 0 | 0 | 0 | 0 | 0
F3_Commercial_Education_Existing_Food Preparation_Natural Gas_Double Rack Oven_E8 | F3 | Commercial | Education | Existing | Food Preparation | Natural Gas | Double Rack Oven | E8 | System - kBTUs of Conusmption | 0 | 0 | 0 | 0 | 0 | 0 | 0 | 0 | 0 | 0 | 0 | 0 | 0 | 0 | 0 | 0 | 0 | 0 | 0 | 0 | 0 | 0 | 0 | 0 | 0 | 0 | 0 | 0 | 0 | 0
F3_Commercial_Education_Existing_Food Preparation_Natural Gas_Double Rack Oven_E9 | F3 | Commercial | Education | Existing | Food Preparation | Natural Gas | Double Rack Oven | E9 | System - kBTUs of Conusmption | 0 | 0 | 0 | 0 | 0 | 0 | 0 | 0 | 0 | 0 | 0 | 0 | 0 | 0 | 0 | 0 | 0 | 0 | 0 | 0 | 0 | 0 | 0 | 0 | 0 | 0 | 0 | 0 | 0 | 0
F3_Commercial_Education_Existing_Food Preparation_Natural Gas_Double Rack Oven_E10 | F3 | Commercial | Education | Existing | Food Preparation | Natural Gas | Double Rack Oven | E10 | System - kBTUs of Conusmption | 0 | 0 | 0 | 0 | 0 | 0 | 0 | 0 | 0 | 0 | 0 | 0 | 0 | 0 | 0 | 0 | 0 | 0 | 0 | 0 | 0 | 0 | 0 | 0 | 0 | 0 | 0 | 0 | 0 | 0
F4_Commercial_Education_Existing_Food Preparation_Natural Gas_Double Rack Oven_E1 | F4 | Commercial | Education | Existing | Food Preparation | Natural Gas | Double Rack Oven | E1 | Utility - Cost of Equipment | 0.00088536 | 0.00088536 | 0.00088536 | 0.00088536 | 0.00088536 | 0.00088536 | 0.00088536 | 0.00088536 | 0.00088536 | 0.00088536 | 0.00088536 | 0.00088536 | 0.00088536 | 0.00088536 | 0.00088536 | 0.00088536 | 0.00088536 | 0.00088536 | 0.00088536 | 0.00088536 | 0.00088536 | 0.00088536 | 0 | 0 | 0 | 0 | 0 | 0 | 0 | 0
F4_Commercial_Education_Existing_Food Preparation_Natural Gas_Double Rack Oven_E2 | F4 | Commercial | Education | Existing | Food Preparation | Natural Gas | Double Rack Oven | E2 | Utility - Cost of Equipment | 0.0011774 | 0.0011774 | 0.0011774 | 0.0011774 | 0.0011774 | 0.0011774 | 0.0011774 | 0.0011774 | 0.0011774 | 0.0011774 | 0.0011774 | 0.0011774 | 0.0011774 | 0.0011774 | 0.0011774 | 0.0011774 | 0.0011774 | 0.0011774 | 0.0011774 | 0.0011774 | 0.0011774 | 0.0011774 | 0 | 0 | 0 | 0 | 0 | 0 | 0 | 0
F4_Commercial_Education_Existing_Food Preparation_Natural Gas_Double Rack Oven_E3 | F4 | Commercial | Education | Existing | Food Preparation | Natural Gas | Double Rack Oven | E3 | Utility - Cost of Equipment | 0 | 0 | 0 | 0 | 0 | 0 | 0 | 0 | 0 | 0 | 0 | 0 | 0 | 0 | 0 | 0 | 0 | 0 | 0 | 0 | 0 | 0 | 0 | 0 | 0 | 0 | 0 | 0 | 0 | 0
F4_Commercial_Education_Existing_Food Preparation_Natural Gas_Double Rack Oven_E4 | F4 | Commercial | Education | Existing | Food Preparation | Natural Gas | Double Rack Oven | E4 | Utility - Cost of Equipment | 0 | 0 | 0 | 0 | 0 | 0 | 0 | 0 | 0 | 0 | 0 | 0 | 0 | 0 | 0 | 0 | 0 | 0 | 0 | 0 | 0 | 0 | 0 | 0 | 0 | 0 | 0 | 0 | 0 | 0
F4_Commercial_Education_Existing_Food Preparation_Natural Gas_Double Rack Oven_E5 | F4 | Commercial | Education | Existing | Food Preparation | Natural Gas | Double Rack Oven | E5 | Utility - Cost of Equipment | 0 | 0 | 0 | 0 | 0 | 0 | 0 | 0 | 0 | 0 | 0 | 0 | 0 | 0 | 0 | 0 | 0 | 0 | 0 | 0 | 0 | 0 | 0 | 0 | 0 | 0 | 0 | 0 | 0 | 0
F4_Commercial_Education_Existing_Food Preparation_Natural Gas_Double Rack Oven_E6 | F4 | Commercial | Education | Existing | Food Preparation | Natural Gas | Double Rack Oven | E6 | Utility - Cost of Equipment | 0 | 0 | 0 | 0 | 0 | 0 | 0 | 0 | 0 | 0 | 0 | 0 | 0 | 0 | 0 | 0 | 0 | 0 | 0 | 0 | 0 | 0 | 0 | 0 | 0 | 0 | 0 | 0 | 0 | 0
F4_Commercial_Education_Existing_Food Preparation_Natural Gas_Double Rack Oven_E7 | F4 | Commercial | Education | Existing | Food Preparation | Natural Gas | Double Rack Oven | E7 | Utility - Cost of Equipment | 0 | 0 | 0 | 0 | 0 | 0 | 0 | 0 | 0 | 0 | 0 | 0 | 0 | 0 | 0 | 0 | 0 | 0 | 0 | 0 | 0 | 0 | 0 | 0 | 0 | 0 | 0 | 0 | 0 | 0
F4_Commercial_Education_Existing_Food Preparation_Natural Gas_Double Rack Oven_E8 | F4 | Commercial | Education | Existing | Food Preparation | Natural Gas | Double Rack Oven | E8 | Utility - Cost of Equipment | 0 | 0 | 0 | 0 | 0 | 0 | 0 | 0 | 0 | 0 | 0 | 0 | 0 | 0 | 0 | 0 | 0 | 0 | 0 | 0 | 0 | 0 | 0 | 0 | 0 | 0 | 0 | 0 | 0 | 0
F4_Commercial_Education_Existing_Food Preparation_Natural Gas_Double Rack Oven_E9 | F4 | Commercial | Education | Existing | Food Preparation | Natural Gas | Double Rack Oven | E9 | Utility - Cost of Equipment | 0 | 0 | 0 | 0 | 0 | 0 | 0 | 0 | 0 | 0 | 0 | 0 | 0 | 0 | 0 | 0 | 0 | 0 | 0 | 0 | 0 | 0 | 0 | 0 | 0 | 0 | 0 | 0 | 0 | 0
F4_Commercial_Education_Existing_Food Preparation_Natural Gas_Double Rack Oven_E10 | F4 | Commercial | Education | Existing | Food Preparation | Natural Gas | Double Rack Oven | E10 | Utility - Cost of Equipment | 0 | 0 | 0 | 0 | 0 | 0 | 0 | 0 | 0 | 0 | 0 | 0 | 0 | 0 | 0 | 0 | 0 | 0 | 0 | 0 | 0 | 0 | 0 | 0 | 0 | 0 | 0 | 0 | 0 | 0
F5_Commercial_Education_Existing_Food Preparation_Natural Gas_Double Rack Oven_E1 | F5 | Commercial | Education | Existing | Food Preparation | Natural Gas | Double Rack Oven | E1 | Utility - Cost of Operation | 0.0025064 | 0.0025278 | 0.0025535 | 0.002596 | 0.0026526 | 0.0027194 | 0.0027808 | 0.0028354 | 0.0028884 | 0.0029399 | 0.0029917 | 0.0030421 | 0.0030896 | 0.0031371 | 0.0031826 | 0.0032291 | 0.003279 | 0.0033291 | 0.0033797 | 0.0034305 | 0.0034807 | 0.0035302 | 0 | 0 | 0 | 0 | 0 | 0 | 0 | 0
F5_Commercial_Education_Existing_Food Preparation_Natural Gas_Double Rack Oven_E2 | F5 | Commercial | Education | Existing | Food Preparation | Natural Gas | Double Rack Oven | E2 | Utility - Cost of Operation | 0.0013671 | 0.0013788 | 0.0013928 | 0.001416 | 0.0014469 | 0.0014833 | 0.0015168 | 0.0015466 | 0.0015755 | 0.0016036 | 0.0016319 | 0.0016593 | 0.0016852 | 0.0017112 | 0.0017359 | 0.0017614 | 0.0017885 | 0.0018159 | 0.0018435 | 0.0018712 | 0.0018986 | 0.0019256 | 0 | 0 | 0 | 0 | 0 | 0 | 0 | 0
F5_Commercial_Education_Existing_Food Preparation_Natural Gas_Double Rack Oven_E3 | F5 | Commercial | Education | Existing | Food Preparation | Natural Gas | Double Rack Oven | E3 | Utility - Cost of Operation | 0 | 0 | 0 | 0 | 0 | 0 | 0 | 0 | 0 | 0 | 0 | 0 | 0 | 0 | 0 | 0 | 0 | 0 | 0 | 0 | 0 | 0 | 0 | 0 | 0 | 0 | 0 | 0 | 0 | 0
F5_Commercial_Education_Existing_Food Preparation_Natural Gas_Double Rack Oven_E4 | F5 | Commercial | Education | Existing | Food Preparation | Natural Gas | Double Rack Oven | E4 | Utility - Cost of Operation | 0 | 0 | 0 | 0 | 0 | 0 | 0 | 0 | 0 | 0 | 0 | 0 | 0 | 0 | 0 | 0 | 0 | 0 | 0 | 0 | 0 | 0 | 0 | 0 | 0 | 0 | 0 | 0 | 0 | 0
F5_Commercial_Education_Existing_Food Preparation_Natural Gas_Double Rack Oven_E5 | F5 | Commercial | Education | Existing | Food Preparation | Natural Gas | Double Rack Oven | E5 | Utility - Cost of Operation | 0 | 0 | 0 | 0 | 0 | 0 | 0 | 0 | 0 | 0 | 0 | 0 | 0 | 0 | 0 | 0 | 0 | 0 | 0 | 0 | 0 | 0 | 0 | 0 | 0 | 0 | 0 | 0 | 0 | 0
F5_Commercial_Education_Existing_Food Preparation_Natural Gas_Double Rack Oven_E6 | F5 | Commercial | Education | Existing | Food Preparation | Natural Gas | Double Rack Oven | E6 | Utility - Cost of Operation | 0 | 0 | 0 | 0 | 0 | 0 | 0 | 0 | 0 | 0 | 0 | 0 | 0 | 0 | 0 | 0 | 0 | 0 | 0 | 0 | 0 | 0 | 0 | 0 | 0 | 0 | 0 | 0 | 0 | 0
F5_Commercial_Education_Existing_Food Preparation_Natural Gas_Double Rack Oven_E7 | F5 | Commercial | Education | Existing | Food Preparation | Natural Gas | Double Rack Oven | E7 | Utility - Cost of Operation | 0 | 0 | 0 | 0 | 0 | 0 | 0 | 0 | 0 | 0 | 0 | 0 | 0 | 0 | 0 | 0 | 0 | 0 | 0 | 0 | 0 | 0 | 0 | 0 | 0 | 0 | 0 | 0 | 0 | 0
F5_Commercial_Education_Existing_Food Preparation_Natural Gas_Double Rack Oven_E8 | F5 | Commercial | Education | Existing | Food Preparation | Natural Gas | Double Rack Oven | E8 | Utility - Cost of Operation | 0 | 0 | 0 | 0 | 0 | 0 | 0 | 0 | 0 | 0 | 0 | 0 | 0 | 0 | 0 | 0 | 0 | 0 | 0 | 0 | 0 | 0 | 0 | 0 | 0 | 0 | 0 | 0 | 0 | 0
F5_Commercial_Education_Existing_Food Preparation_Natural Gas_Double Rack Oven_E9 | F5 | Commercial | Education | Existing | Food Preparation | Natural Gas | Double Rack Oven | E9 | Utility - Cost of Operation | 0 | 0 | 0 | 0 | 0 | 0 | 0 | 0 | 0 | 0 | 0 | 0 | 0 | 0 | 0 | 0 | 0 | 0 | 0 | 0 | 0 | 0 | 0 | 0 | 0 | 0 | 0 | 0 | 0 | 0
F5_Commercial_Education_Existing_Food Preparation_Natural Gas_Double Rack Oven_E10 | F5 | Commercial | Education | Existing | Food Preparation | Natural Gas | Double Rack Oven | E10 | Utility - Cost of Operation | 0 | 0 | 0 | 0 | 0 | 0 | 0 | 0 | 0 | 0 | 0 | 0 | 0 | 0 | 0 | 0 | 0 | 0 | 0 | 0 | 0 | 0 | 0 | 0 | 0 | 0 | 0 | 0 | 0 | 0
F6_Commercial_Education_Existing_Food Preparation_Natural Gas_Double Rack Oven_E1 | F6 | Commercial | Education | Existing | Food Preparation | Natural Gas | Double Rack Oven | E1 | Utility - Value of Sales | 0.0030028 | 0.0030285 | 0.0030592 | 0.0031101 | 0.003178 | 0.003258 | 0.0033315 | 0.003397 | 0.0034605 | 0.0035222 | 0.0035843 | 0.0036447 | 0.0037015 | 0.0037585 | 0.0038129 | 0.0038687 | 0.0039284 | 0.0039885 | 0.0040491 | 0.0041099 | 0.0041701 | 0.0042294 | 0 | 0 | 0 | 0 | 0 | 0 | 0 | 0
F6_Commercial_Education_Existing_Food Preparation_Natural Gas_Double Rack Oven_E2 | F6 | Commercial | Education | Existing | Food Preparation | Natural Gas | Double Rack Oven | E2 | Utility - Value of Sales | 0.0016379 | 0.0016519 | 0.0016687 | 0.0016964 | 0.0017334 | 0.0017771 | 0.0018172 | 0.0018529 | 0.0018876 | 0.0019212 | 0.0019551 | 0.001988 | 0.002019 | 0.0020501 | 0.0020798 | 0.0021102 | 0.0021428 | 0.0021756 | 0.0022086 | 0.0022418 | 0.0022746 | 0.0023069 | 0 | 0 | 0 | 0 | 0 | 0 | 0 | 0
F6_Commercial_Education_Existing_Food Preparation_Natural Gas_Double Rack Oven_E3 | F6 | Commercial | Education | Existing | Food Preparation | Natural Gas | Double Rack Oven | E3 | Utility - Value of Sales | 0 | 0 | 0 | 0 | 0 | 0 | 0 | 0 | 0 | 0 | 0 | 0 | 0 | 0 | 0 | 0 | 0 | 0 | 0 | 0 | 0 | 0 | 0 | 0 | 0 | 0 | 0 | 0 | 0 | 0
F6_Commercial_Education_Existing_Food Preparation_Natural Gas_Double Rack Oven_E4 | F6 | Commercial | Education | Existing | Food Preparation | Natural Gas | Double Rack Oven | E4 | Utility - Value of Sales | 0 | 0 | 0 | 0 | 0 | 0 | 0 | 0 | 0 | 0 | 0 | 0 | 0 | 0 | 0 | 0 | 0 | 0 | 0 | 0 | 0 | 0 | 0 | 0 | 0 | 0 | 0 | 0 | 0 | 0
F6_Commercial_Education_Existing_Food Preparation_Natural Gas_Double Rack Oven_E5 | F6 | Commercial | Education | Existing | Food Preparation | Natural Gas | Double Rack Oven | E5 | Utility - Value of Sales | 0 | 0 | 0 | 0 | 0 | 0 | 0 | 0 | 0 | 0 | 0 | 0 | 0 | 0 | 0 | 0 | 0 | 0 | 0 | 0 | 0 | 0 | 0 | 0 | 0 | 0 | 0 | 0 | 0 | 0
F6_Commercial_Education_Existing_Food Preparation_Natural Gas_Double Rack Oven_E6 | F6 | Commercial | Education | Existing | Food Preparation | Natural Gas | Double Rack Oven | E6 | Utility - Value of Sales | 0 | 0 | 0 | 0 | 0 | 0 | 0 | 0 | 0 | 0 | 0 | 0 | 0 | 0 | 0 | 0 | 0 | 0 | 0 | 0 | 0 | 0 | 0 | 0 | 0 | 0 | 0 | 0 | 0 | 0
F6_Commercial_Education_Existing_Food Preparation_Natural Gas_Double Rack Oven_E7 | F6 | Commercial | Education | Existing | Food Preparation | Natural Gas | Double Rack Oven | E7 | Utility - Value of Sales | 0 | 0 | 0 | 0 | 0 | 0 | 0 | 0 | 0 | 0 | 0 | 0 | 0 | 0 | 0 | 0 | 0 | 0 | 0 | 0 | 0 | 0 | 0 | 0 | 0 | 0 | 0 | 0 | 0 | 0
F6_Commercial_Education_Existing_Food Preparation_Natural Gas_Double Rack Oven_E8 | F6 | Commercial | Education | Existing | Food Preparation | Natural Gas | Double Rack Oven | E8 | Utility - Value of Sales | 0 | 0 | 0 | 0 | 0 | 0 | 0 | 0 | 0 | 0 | 0 | 0 | 0 | 0 | 0 | 0 | 0 | 0 | 0 | 0 | 0 | 0 | 0 | 0 | 0 | 0 | 0 | 0 | 0 | 0
F6_Commercial_Education_Existing_Food Preparation_Natural Gas_Double Rack Oven_E9 | F6 | Commercial | Education | Existing | Food Preparation | Natural Gas | Double Rack Oven | E9 | Utility - Value of Sales | 0 | 0 | 0 | 0 | 0 | 0 | 0 | 0 | 0 | 0 | 0 | 0 | 0 | 0 | 0 | 0 | 0 | 0 | 0 | 0 | 0 | 0 | 0 | 0 | 0 | 0 | 0 | 0 | 0 | 0
F6_Commercial_Education_Existing_Food Preparation_Natural Gas_Double Rack Oven_E10 | F6 | Commercial | Education | Existing | Food Preparation | Natural Gas | Double Rack Oven | E10 | Utility - Value of Sales | 0 | 0 | 0 | 0 | 0 | 0 | 0 | 0 | 0 | 0 | 0 | 0 | 0 | 0 | 0 | 0 | 0 | 0 | 0 | 0 | 0 | 0 | 0 | 0 | 0 | 0 | 0 | 0 | 0 | 0
F1_Commercial_Education_Existing_Food Preparation_Natural Gas_Fryer_E1 | F1 | Commercial | Education | Existing | Food Preparation | Natural Gas | Fryer | E1 | Participant - Cost of Equipment | 0.00089365 | 0.00089365 | 0.00089365 | 0.00089365 | 0.00089365 | 0.00089365 | 0.00089365 | 0.00089365 | 0.00089365 | 0.00089365 | 0.00089365 | 0.00089365 | 0.00089365 | 0.00089365 | 0.00089365 | 0.00089365 | 0.00089365 | 0.00089365 | 0.00089365 | 0.00089365 | 0.00089365 | 0.00089365 | 0 | 0 | 0 | 0 | 0 | 0 | 0 | 0
F1_Commercial_Education_Existing_Food Preparation_Natural Gas_Fryer_E2 | F1 | Commercial | Education | Existing | Food Preparation | Natural Gas | Fryer | E2 | Participant - Cost of Equipment | 0.0011233 | 0.0011233 | 0.0011233 | 0.0011233 | 0.0011233 | 0.0011233 | 0.0011233 | 0.0011233 | 0.0011233 | 0.0011233 | 0.0011233 | 0.0011233 | 0.0011233 | 0.0011233 | 0.0011233 | 0.0011233 | 0.0011233 | 0.0011233 | 0.0011233 | 0.0011233 | 0.0011233 | 0.0011233 | 0 | 0 | 0 | 0 | 0 | 0 | 0 | 0
F1_Commercial_Education_Existing_Food Preparation_Natural Gas_Fryer_E3 | F1 | Commercial | Education | Existing | Food Preparation | Natural Gas | Fryer | E3 | Participant - Cost of Equipment | 0 | 0 | 0 | 0 | 0 | 0 | 0 | 0 | 0 | 0 | 0 | 0 | 0 | 0 | 0 | 0 | 0 | 0 | 0 | 0 | 0 | 0 | 0 | 0 | 0 | 0 | 0 | 0 | 0 | 0
F1_Commercial_Education_Existing_Food Preparation_Natural Gas_Fryer_E4 | F1 | Commercial | Education | Existing | Food Preparation | Natural Gas | Fryer | E4 | Participant - Cost of Equipment | 0 | 0 | 0 | 0 | 0 | 0 | 0 | 0 | 0 | 0 | 0 | 0 | 0 | 0 | 0 | 0 | 0 | 0 | 0 | 0 | 0 | 0 | 0 | 0 | 0 | 0 | 0 | 0 | 0 | 0
F1_Commercial_Education_Existing_Food Preparation_Natural Gas_Fryer_E5 | F1 | Commercial | Education | Existing | Food Preparation | Natural Gas | Fryer | E5 | Participant - Cost of Equipment | 0 | 0 | 0 | 0 | 0 | 0 | 0 | 0 | 0 | 0 | 0 | 0 | 0 | 0 | 0 | 0 | 0 | 0 | 0 | 0 | 0 | 0 | 0 | 0 | 0 | 0 | 0 | 0 | 0 | 0
F1_Commercial_Education_Existing_Food Preparation_Natural Gas_Fryer_E6 | F1 | Commercial | Education | Existing | Food Preparation | Natural Gas | Fryer | E6 | Participant - Cost of Equipment | 0 | 0 | 0 | 0 | 0 | 0 | 0 | 0 | 0 | 0 | 0 | 0 | 0 | 0 | 0 | 0 | 0 | 0 | 0 | 0 | 0 | 0 | 0 | 0 | 0 | 0 | 0 | 0 | 0 | 0
F1_Commercial_Education_Existing_Food Preparation_Natural Gas_Fryer_E7 | F1 | Commercial | Education | Existing | Food Preparation | Natural Gas | Fryer | E7 | Participant - Cost of Equipment | 0 | 0 | 0 | 0 | 0 | 0 | 0 | 0 | 0 | 0 | 0 | 0 | 0 | 0 | 0 | 0 | 0 | 0 | 0 | 0 | 0 | 0 | 0 | 0 | 0 | 0 | 0 | 0 | 0 | 0
F1_Commercial_Education_Existing_Food Preparation_Natural Gas_Fryer_E8 | F1 | Commercial | Education | Existing | Food Preparation | Natural Gas | Fryer | E8 | Participant - Cost of Equipment | 0 | 0 | 0 | 0 | 0 | 0 | 0 | 0 | 0 | 0 | 0 | 0 | 0 | 0 | 0 | 0 | 0 | 0 | 0 | 0 | 0 | 0 | 0 | 0 | 0 | 0 | 0 | 0 | 0 | 0
F1_Commercial_Education_Existing_Food Preparation_Natural Gas_Fryer_E9 | F1 | Commercial | Education | Existing | Food Preparation | Natural Gas | Fryer | E9 | Participant - Cost of Equipment | 0 | 0 | 0 | 0 | 0 | 0 | 0 | 0 | 0 | 0 | 0 | 0 | 0 | 0 | 0 | 0 | 0 | 0 | 0 | 0 | 0 | 0 | 0 | 0 | 0 | 0 | 0 | 0 | 0 | 0
F1_Commercial_Education_Existing_Food Preparation_Natural Gas_Fryer_E10 | F1 | Commercial | Education | Existing | Food Preparation | Natural Gas | Fryer | E10 | Participant - Cost of Equipment | 0 | 0 | 0 | 0 | 0 | 0 | 0 | 0 | 0 | 0 | 0 | 0 | 0 | 0 | 0 | 0 | 0 | 0 | 0 | 0 | 0 | 0 | 0 | 0 | 0 | 0 | 0 | 0 | 0 | 0
F2_Commercial_Education_Existing_Food Preparation_Natural Gas_Fryer_E1 | F2 | Commercial | Education | Existing | Food Preparation | Natural Gas | Fryer | E1 | Participant - Cost of Operation | 0.0014574 | 0.0014465 | 0.001445 | 0.0014659 | 0.0015036 | 0.0015529 | 0.0015945 | 0.001627 | 0.0016567 | 0.0016857 | 0.0017175 | 0.0017495 | 0.0017806 | 0.0018157 | 0.001849 | 0.0018844 | 0.0019194 | 0.0019497 | 0.001975 | 0.0019944 | 0.0020123 | 0.0020286 | 0 | 0 | 0 | 0 | 0 | 0 | 0 | 0
F2_Commercial_Education_Existing_Food Preparation_Natural Gas_Fryer_E2 | F2 | Commercial | Education | Existing | Food Preparation | Natural Gas | Fryer | E2 | Participant - Cost of Operation | 0.00089322 | 0.00088656 | 0.00088562 | 0.00089846 | 0.00092153 | 0.00095179 | 0.00097725 | 0.00099721 | 0.0010154 | 0.0010332 | 0.0010526 | 0.0010723 | 0.0010914 | 0.0011129 | 0.0011333 | 0.001155 | 0.0011764 | 0.001195 | 0.0012105 | 0.0012224 | 0.0012334 | 0.0012433 | 0 | 0 | 0 | 0 | 0 | 0 | 0 | 0
F2_Commercial_Education_Existing_Food Preparation_Natural Gas_Fryer_E3 | F2 | Commercial | Education | Existing | Food Preparation | Natural Gas | Fryer | E3 | Participant - Cost of Operation | 0 | 0 | 0 | 0 | 0 | 0 | 0 | 0 | 0 | 0 | 0 | 0 | 0 | 0 | 0 | 0 | 0 | 0 | 0 | 0 | 0 | 0 | 0 | 0 | 0 | 0 | 0 | 0 | 0 | 0
F2_Commercial_Education_Existing_Food Preparation_Natural Gas_Fryer_E4 | F2 | Commercial | Education | Existing | Food Preparation | Natural Gas | Fryer | E4 | Participant - Cost of Operation | 0 | 0 | 0 | 0 | 0 | 0 | 0 | 0 | 0 | 0 | 0 | 0 | 0 | 0 | 0 | 0 | 0 | 0 | 0 | 0 | 0 | 0 | 0 | 0 | 0 | 0 | 0 | 0 | 0 | 0
F2_Commercial_Education_Existing_Food Preparation_Natural Gas_Fryer_E5 | F2 | Commercial | Education | Existing | Food Preparation | Natural Gas | Fryer | E5 | Participant - Cost of Operation | 0 | 0 | 0 | 0 | 0 | 0 | 0 | 0 | 0 | 0 | 0 | 0 | 0 | 0 | 0 | 0 | 0 | 0 | 0 | 0 | 0 | 0 | 0 | 0 | 0 | 0 | 0 | 0 | 0 | 0
F2_Commercial_Education_Existing_Food Preparation_Natural Gas_Fryer_E6 | F2 | Commercial | Education | Existing | Food Preparation | Natural Gas | Fryer | E6 | Participant - Cost of Operation | 0 | 0 | 0 | 0 | 0 | 0 | 0 | 0 | 0 | 0 | 0 | 0 | 0 | 0 | 0 | 0 | 0 | 0 | 0 | 0 | 0 | 0 | 0 | 0 | 0 | 0 | 0 | 0 | 0 | 0
F2_Commercial_Education_Existing_Food Preparation_Natural Gas_Fryer_E7 | F2 | Commercial | Education | Existing | Food Preparation | Natural Gas | Fryer | E7 | Participant - Cost of Operation | 0 | 0 | 0 | 0 | 0 | 0 | 0 | 0 | 0 | 0 | 0 | 0 | 0 | 0 | 0 | 0 | 0 | 0 | 0 | 0 | 0 | 0 | 0 | 0 | 0 | 0 | 0 | 0 | 0 | 0
F2_Commercial_Education_Existing_Food Preparation_Natural Gas_Fryer_E8 | F2 | Commercial | Education | Existing | Food Preparation | Natural Gas | Fryer | E8 | Participant - Cost of Operation | 0 | 0 | 0 | 0 | 0 | 0 | 0 | 0 | 0 | 0 | 0 | 0 | 0 | 0 | 0 | 0 | 0 | 0 | 0 | 0 | 0 | 0 | 0 | 0 | 0 | 0 | 0 | 0 | 0 | 0
F2_Commercial_Education_Existing_Food Preparation_Natural Gas_Fryer_E9 | F2 | Commercial | Education | Existing | Food Preparation | Natural Gas | Fryer | E9 | Participant - Cost of Operation | 0 | 0 | 0 | 0 | 0 | 0 | 0 | 0 | 0 | 0 | 0 | 0 | 0 | 0 | 0 | 0 | 0 | 0 | 0 | 0 | 0 | 0 | 0 | 0 | 0 | 0 | 0 | 0 | 0 | 0
F2_Commercial_Education_Existing_Food Preparation_Natural Gas_Fryer_E10 | F2 | Commercial | Education | Existing | Food Preparation | Natural Gas | Fryer | E10 | Participant - Cost of Operation | 0 | 0 | 0 | 0 | 0 | 0 | 0 | 0 | 0 | 0 | 0 | 0 | 0 | 0 | 0 | 0 | 0 | 0 | 0 | 0 | 0 | 0 | 0 | 0 | 0 | 0 | 0 | 0 | 0 | 0
F3_Commercial_Education_Existing_Food Preparation_Natural Gas_Fryer_E1 | F3 | Commercial | Education | Existing | Food Preparation | Natural Gas | Fryer | E1 | System - kBTUs of Conusmption | 0.13996 | 0.13992 | 0.1401 | 0.1417 | 0.14306 | 0.14418 | 0.14494 | 0.14574 | 0.14649 | 0.14717 | 0.14769 | 0.14826 | 0.14878 | 0.14925 | 0.14956 | 0.14995 | 0.14991 | 0.14943 | 0.14839 | 0.14699 | 0.14554 | 0.14405 | 0 | 0 | 0 | 0 | 0 | 0 | 0 | 0
F3_Commercial_Education_Existing_Food Preparation_Natural Gas_Fryer_E2 | F3 | Commercial | Education | Existing | Food Preparation | Natural Gas | Fryer | E2 | System - kBTUs of Conusmption | 0.08578 | 0.085757 | 0.08587 | 0.086846 | 0.087681 | 0.088368 | 0.088832 | 0.089327 | 0.089783 | 0.0902 | 0.090522 | 0.09087 | 0.091186 | 0.091475 | 0.091667 | 0.091907 | 0.091881 | 0.091583 | 0.090947 | 0.090091 | 0.089203 | 0.08829 | 0 | 0 | 0 | 0 | 0 | 0 | 0 | 0
F3_Commercial_Education_Existing_Food Preparation_Natural Gas_Fryer_E3 | F3 | Commercial | Education | Existing | Food Preparation | Natural Gas | Fryer | E3 | System - kBTUs of Conusmption | 0 | 0 | 0 | 0 | 0 | 0 | 0 | 0 | 0 | 0 | 0 | 0 | 0 | 0 | 0 | 0 | 0 | 0 | 0 | 0 | 0 | 0 | 0 | 0 | 0 | 0 | 0 | 0 | 0 | 0
F3_Commercial_Education_Existing_Food Preparation_Natural Gas_Fryer_E4 | F3 | Commercial | Education | Existing | Food Preparation | Natural Gas | Fryer | E4 | System - kBTUs of Conusmption | 0 | 0 | 0 | 0 | 0 | 0 | 0 | 0 | 0 | 0 | 0 | 0 | 0 | 0 | 0 | 0 | 0 | 0 | 0 | 0 | 0 | 0 | 0 | 0 | 0 | 0 | 0 | 0 | 0 | 0
F3_Commercial_Education_Existing_Food Preparation_Natural Gas_Fryer_E5 | F3 | Commercial | Education | Existing | Food Preparation | Natural Gas | Fryer | E5 | System - kBTUs of Conusmption | 0 | 0 | 0 | 0 | 0 | 0 | 0 | 0 | 0 | 0 | 0 | 0 | 0 | 0 | 0 | 0 | 0 | 0 | 0 | 0 | 0 | 0 | 0 | 0 | 0 | 0 | 0 | 0 | 0 | 0
F3_Commercial_Education_Existing_Food Preparation_Natural Gas_Fryer_E6 | F3 | Commercial | Education | Existing | Food Preparation | Natural Gas | Fryer | E6 | System - kBTUs of Conusmption | 0 | 0 | 0 | 0 | 0 | 0 | 0 | 0 | 0 | 0 | 0 | 0 | 0 | 0 | 0 | 0 | 0 | 0 | 0 | 0 | 0 | 0 | 0 | 0 | 0 | 0 | 0 | 0 | 0 | 0
F3_Commercial_Education_Existing_Food Preparation_Natural Gas_Fryer_E7 | F3 | Commercial | Education | Existing | Food Preparation | Natural Gas | Fryer | E7 | System - kBTUs of Conusmption | 0 | 0 | 0 | 0 | 0 | 0 | 0 | 0 | 0 | 0 | 0 | 0 | 0 | 0 | 0 | 0 | 0 | 0 | 0 | 0 | 0 | 0 | 0 | 0 | 0 | 0 | 0 | 0 | 0 | 0
F3_Commercial_Education_Existing_Food Preparation_Natural Gas_Fryer_E8 | F3 | Commercial | Education | Existing | Food Preparation | Natural Gas | Fryer | E8 | System - kBTUs of Conusmption | 0 | 0 | 0 | 0 | 0 | 0 | 0 | 0 | 0 | 0 | 0 | 0 | 0 | 0 | 0 | 0 | 0 | 0 | 0 | 0 | 0 | 0 | 0 | 0 | 0 | 0 | 0 | 0 | 0 | 0
F3_Commercial_Education_Existing_Food Preparation_Natural Gas_Fryer_E9 | F3 | Commercial | Education | Existing | Food Preparation | Natural Gas | Fryer | E9 | System - kBTUs of Conusmption | 0 | 0 | 0 | 0 | 0 | 0 | 0 | 0 | 0 | 0 | 0 | 0 | 0 | 0 | 0 | 0 | 0 | 0 | 0 | 0 | 0 | 0 | 0 | 0 | 0 | 0 | 0 | 0 | 0 | 0
F3_Commercial_Education_Existing_Food Preparation_Natural Gas_Fryer_E10 | F3 | Commercial | Education | Existing | Food Preparation | Natural Gas | Fryer | E10 | System - kBTUs of Conusmption | 0 | 0 | 0 | 0 | 0 | 0 | 0 | 0 | 0 | 0 | 0 | 0 | 0 | 0 | 0 | 0 | 0 | 0 | 0 | 0 | 0 | 0 | 0 | 0 | 0 | 0 | 0 | 0 | 0 | 0
F4_Commercial_Education_Existing_Food Preparation_Natural Gas_Fryer_E1 | F4 | Commercial | Education | Existing | Food Preparation | Natural Gas | Fryer | E1 | Utility - Cost of Equipment | 0.00089365 | 0.00089365 | 0.00089365 | 0.00089365 | 0.00089365 | 0.00089365 | 0.00089365 | 0.00089365 | 0.00089365 | 0.00089365 | 0.00089365 | 0.00089365 | 0.00089365 | 0.00089365 | 0.00089365 | 0.00089365 | 0.00089365 | 0.00089365 | 0.00089365 | 0.00089365 | 0.00089365 | 0.00089365 | 0 | 0 | 0 | 0 | 0 | 0 | 0 | 0
F4_Commercial_Education_Existing_Food Preparation_Natural Gas_Fryer_E2 | F4 | Commercial | Education | Existing | Food Preparation | Natural Gas | Fryer | E2 | Utility - Cost of Equipment | 0.0011233 | 0.0011233 | 0.0011233 | 0.0011233 | 0.0011233 | 0.0011233 | 0.0011233 | 0.0011233 | 0.0011233 | 0.0011233 | 0.0011233 | 0.0011233 | 0.0011233 | 0.0011233 | 0.0011233 | 0.0011233 | 0.0011233 | 0.0011233 | 0.0011233 | 0.0011233 | 0.0011233 | 0.0011233 | 0 | 0 | 0 | 0 | 0 | 0 | 0 | 0
F4_Commercial_Education_Existing_Food Preparation_Natural Gas_Fryer_E3 | F4 | Commercial | Education | Existing | Food Preparation | Natural Gas | Fryer | E3 | Utility - Cost of Equipment | 0 | 0 | 0 | 0 | 0 | 0 | 0 | 0 | 0 | 0 | 0 | 0 | 0 | 0 | 0 | 0 | 0 | 0 | 0 | 0 | 0 | 0 | 0 | 0 | 0 | 0 | 0 | 0 | 0 | 0
F4_Commercial_Education_Existing_Food Preparation_Natural Gas_Fryer_E4 | F4 | Commercial | Education | Existing | Food Preparation | Natural Gas | Fryer | E4 | Utility - Cost of Equipment | 0 | 0 | 0 | 0 | 0 | 0 | 0 | 0 | 0 | 0 | 0 | 0 | 0 | 0 | 0 | 0 | 0 | 0 | 0 | 0 | 0 | 0 | 0 | 0 | 0 | 0 | 0 | 0 | 0 | 0
F4_Commercial_Education_Existing_Food Preparation_Natural Gas_Fryer_E5 | F4 | Commercial | Education | Existing | Food Preparation | Natural Gas | Fryer | E5 | Utility - Cost of Equipment | 0 | 0 | 0 | 0 | 0 | 0 | 0 | 0 | 0 | 0 | 0 | 0 | 0 | 0 | 0 | 0 | 0 | 0 | 0 | 0 | 0 | 0 | 0 | 0 | 0 | 0 | 0 | 0 | 0 | 0
F4_Commercial_Education_Existing_Food Preparation_Natural Gas_Fryer_E6 | F4 | Commercial | Education | Existing | Food Preparation | Natural Gas | Fryer | E6 | Utility - Cost of Equipment | 0 | 0 | 0 | 0 | 0 | 0 | 0 | 0 | 0 | 0 | 0 | 0 | 0 | 0 | 0 | 0 | 0 | 0 | 0 | 0 | 0 | 0 | 0 | 0 | 0 | 0 | 0 | 0 | 0 | 0
F4_Commercial_Education_Existing_Food Preparation_Natural Gas_Fryer_E7 | F4 | Commercial | Education | Existing | Food Preparation | Natural Gas | Fryer | E7 | Utility - Cost of Equipment | 0 | 0 | 0 | 0 | 0 | 0 | 0 | 0 | 0 | 0 | 0 | 0 | 0 | 0 | 0 | 0 | 0 | 0 | 0 | 0 | 0 | 0 | 0 | 0 | 0 | 0 | 0 | 0 | 0 | 0
F4_Commercial_Education_Existing_Food Preparation_Natural Gas_Fryer_E8 | F4 | Commercial | Education | Existing | Food Preparation | Natural Gas | Fryer | E8 | Utility - Cost of Equipment | 0 | 0 | 0 | 0 | 0 | 0 | 0 | 0 | 0 | 0 | 0 | 0 | 0 | 0 | 0 | 0 | 0 | 0 | 0 | 0 | 0 | 0 | 0 | 0 | 0 | 0 | 0 | 0 | 0 | 0
F4_Commercial_Education_Existing_Food Preparation_Natural Gas_Fryer_E9 | F4 | Commercial | Education | Existing | Food Preparation | Natural Gas | Fryer | E9 | Utility - Cost of Equipment | 0 | 0 | 0 | 0 | 0 | 0 | 0 | 0 | 0 | 0 | 0 | 0 | 0 | 0 | 0 | 0 | 0 | 0 | 0 | 0 | 0 | 0 | 0 | 0 | 0 | 0 | 0 | 0 | 0 | 0
F4_Commercial_Education_Existing_Food Preparation_Natural Gas_Fryer_E10 | F4 | Commercial | Education | Existing | Food Preparation | Natural Gas | Fryer | E10 | Utility - Cost of Equipment | 0 | 0 | 0 | 0 | 0 | 0 | 0 | 0 | 0 | 0 | 0 | 0 | 0 | 0 | 0 | 0 | 0 | 0 | 0 | 0 | 0 | 0 | 0 | 0 | 0 | 0 | 0 | 0 | 0 | 0
F5_Commercial_Education_Existing_Food Preparation_Natural Gas_Fryer_E1 | F5 | Commercial | Education | Existing | Food Preparation | Natural Gas | Fryer | E1 | Utility - Cost of Operation | 0.0012164 | 0.0012074 | 0.0012061 | 0.0012236 | 0.001255 | 0.0012962 | 0.0013309 | 0.001358 | 0.0013828 | 0.001407 | 0.0014335 | 0.0014603 | 0.0014863 | 0.0015156 | 0.0015434 | 0.0015729 | 0.001602 | 0.0016274 | 0.0016485 | 0.0016647 | 0.0016796 | 0.0016932 | 0 | 0 | 0 | 0 | 0 | 0 | 0 | 0
F5_Commercial_Education_Existing_Food Preparation_Natural Gas_Fryer_E2 | F5 | Commercial | Education | Existing | Food Preparation | Natural Gas | Fryer | E2 | Utility - Cost of Operation | 0.00074556 | 0.00073999 | 0.00073921 | 0.00074993 | 0.00076918 | 0.00079444 | 0.00081569 | 0.00083235 | 0.00084751 | 0.00086236 | 0.00087861 | 0.00089499 | 0.00091093 | 0.00092889 | 0.00094593 | 0.00096403 | 0.0009819 | 0.00099744 | 0.0010103 | 0.0010203 | 0.0010295 | 0.0010378 | 0 | 0 | 0 | 0 | 0 | 0 | 0 | 0
F5_Commercial_Education_Existing_Food Preparation_Natural Gas_Fryer_E3 | F5 | Commercial | Education | Existing | Food Preparation | Natural Gas | Fryer | E3 | Utility - Cost of Operation | 0 | 0 | 0 | 0 | 0 | 0 | 0 | 0 | 0 | 0 | 0 | 0 | 0 | 0 | 0 | 0 | 0 | 0 | 0 | 0 | 0 | 0 | 0 | 0 | 0 | 0 | 0 | 0 | 0 | 0
F5_Commercial_Education_Existing_Food Preparation_Natural Gas_Fryer_E4 | F5 | Commercial | Education | Existing | Food Preparation | Natural Gas | Fryer | E4 | Utility - Cost of Operation | 0 | 0 | 0 | 0 | 0 | 0 | 0 | 0 | 0 | 0 | 0 | 0 | 0 | 0 | 0 | 0 | 0 | 0 | 0 | 0 | 0 | 0 | 0 | 0 | 0 | 0 | 0 | 0 | 0 | 0
F5_Commercial_Education_Existing_Food Preparation_Natural Gas_Fryer_E5 | F5 | Commercial | Education | Existing | Food Preparation | Natural Gas | Fryer | E5 | Utility - Cost of Operation | 0 | 0 | 0 | 0 | 0 | 0 | 0 | 0 | 0 | 0 | 0 | 0 | 0 | 0 | 0 | 0 | 0 | 0 | 0 | 0 | 0 | 0 | 0 | 0 | 0 | 0 | 0 | 0 | 0 | 0
F5_Commercial_Education_Existing_Food Preparation_Natural Gas_Fryer_E6 | F5 | Commercial | Education | Existing | Food Preparation | Natural Gas | Fryer | E6 | Utility - Cost of Operation | 0 | 0 | 0 | 0 | 0 | 0 | 0 | 0 | 0 | 0 | 0 | 0 | 0 | 0 | 0 | 0 | 0 | 0 | 0 | 0 | 0 | 0 | 0 | 0 | 0 | 0 | 0 | 0 | 0 | 0
F5_Commercial_Education_Existing_Food Preparation_Natural Gas_Fryer_E7 | F5 | Commercial | Education | Existing | Food Preparation | Natural Gas | Fryer | E7 | Utility - Cost of Operation | 0 | 0 | 0 | 0 | 0 | 0 | 0 | 0 | 0 | 0 | 0 | 0 | 0 | 0 | 0 | 0 | 0 | 0 | 0 | 0 | 0 | 0 | 0 | 0 | 0 | 0 | 0 | 0 | 0 | 0
F5_Commercial_Education_Existing_Food Preparation_Natural Gas_Fryer_E8 | F5 | Commercial | Education | Existing | Food Preparation | Natural Gas | Fryer | E8 | Utility - Cost of Operation | 0 | 0 | 0 | 0 | 0 | 0 | 0 | 0 | 0 | 0 | 0 | 0 | 0 | 0 | 0 | 0 | 0 | 0 | 0 | 0 | 0 | 0 | 0 | 0 | 0 | 0 | 0 | 0 | 0 | 0
F5_Commercial_Education_Existing_Food Preparation_Natural Gas_Fryer_E9 | F5 | Commercial | Education | Existing | Food Preparation | Natural Gas | Fryer | E9 | Utility - Cost of Operation | 0 | 0 | 0 | 0 | 0 | 0 | 0 | 0 | 0 | 0 | 0 | 0 | 0 | 0 | 0 | 0 | 0 | 0 | 0 | 0 | 0 | 0 | 0 | 0 | 0 | 0 | 0 | 0 | 0 | 0
F5_Commercial_Education_Existing_Food Preparation_Natural Gas_Fryer_E10 | F5 | Commercial | Education | Existing | Food Preparation | Natural Gas | Fryer | E10 | Utility - Cost of Operation | 0 | 0 | 0 | 0 | 0 | 0 | 0 | 0 | 0 | 0 | 0 | 0 | 0 | 0 | 0 | 0 | 0 | 0 | 0 | 0 | 0 | 0 | 0 | 0 | 0 | 0 | 0 | 0 | 0 | 0
F6_Commercial_Education_Existing_Food Preparation_Natural Gas_Fryer_E1 | F6 | Commercial | Education | Existing | Food Preparation | Natural Gas | Fryer | E1 | Utility - Value of Sales | 0.0014574 | 0.0014465 | 0.001445 | 0.0014659 | 0.0015036 | 0.0015529 | 0.0015945 | 0.001627 | 0.0016567 | 0.0016857 | 0.0017175 | 0.0017495 | 0.0017806 | 0.0018157 | 0.001849 | 0.0018844 | 0.0019194 | 0.0019497 | 0.001975 | 0.0019944 | 0.0020123 | 0.0020286 | 0 | 0 | 0 | 0 | 0 | 0 | 0 | 0
F6_Commercial_Education_Existing_Food Preparation_Natural Gas_Fryer_E2 | F6 | Commercial | Education | Existing | Food Preparation | Natural Gas | Fryer | E2 | Utility - Value of Sales | 0.00089322 | 0.00088656 | 0.00088562 | 0.00089846 | 0.00092153 | 0.00095179 | 0.00097725 | 0.00099721 | 0.0010154 | 0.0010332 | 0.0010526 | 0.0010723 | 0.0010914 | 0.0011129 | 0.0011333 | 0.001155 | 0.0011764 | 0.001195 | 0.0012105 | 0.0012224 | 0.0012334 | 0.0012433 | 0 | 0 | 0 | 0 | 0 | 0 | 0 | 0
F6_Commercial_Education_Existing_Food Preparation_Natural Gas_Fryer_E3 | F6 | Commercial | Education | Existing | Food Preparation | Natural Gas | Fryer | E3 | Utility - Value of Sales | 0 | 0 | 0 | 0 | 0 | 0 | 0 | 0 | 0 | 0 | 0 | 0 | 0 | 0 | 0 | 0 | 0 | 0 | 0 | 0 | 0 | 0 | 0 | 0 | 0 | 0 | 0 | 0 | 0 | 0
F6_Commercial_Education_Existing_Food Preparation_Natural Gas_Fryer_E4 | F6 | Commercial | Education | Existing | Food Preparation | Natural Gas | Fryer | E4 | Utility - Value of Sales | 0 | 0 | 0 | 0 | 0 | 0 | 0 | 0 | 0 | 0 | 0 | 0 | 0 | 0 | 0 | 0 | 0 | 0 | 0 | 0 | 0 | 0 | 0 | 0 | 0 | 0 | 0 | 0 | 0 | 0
F6_Commercial_Education_Existing_Food Preparation_Natural Gas_Fryer_E5 | F6 | Commercial | Education | Existing | Food Preparation | Natural Gas | Fryer | E5 | Utility - Value of Sales | 0 | 0 | 0 | 0 | 0 | 0 | 0 | 0 | 0 | 0 | 0 | 0 | 0 | 0 | 0 | 0 | 0 | 0 | 0 | 0 | 0 | 0 | 0 | 0 | 0 | 0 | 0 | 0 | 0 | 0
F6_Commercial_Education_Existing_Food Preparation_Natural Gas_Fryer_E6 | F6 | Commercial | Education | Existing | Food Preparation | Natural Gas | Fryer | E6 | Utility - Value of Sales | 0 | 0 | 0 | 0 | 0 | 0 | 0 | 0 | 0 | 0 | 0 | 0 | 0 | 0 | 0 | 0 | 0 | 0 | 0 | 0 | 0 | 0 | 0 | 0 | 0 | 0 | 0 | 0 | 0 | 0
F6_Commercial_Education_Existing_Food Preparation_Natural Gas_Fryer_E7 | F6 | Commercial | Education | Existing | Food Preparation | Natural Gas | Fryer | E7 | Utility - Value of Sales | 0 | 0 | 0 | 0 | 0 | 0 | 0 | 0 | 0 | 0 | 0 | 0 | 0 | 0 | 0 | 0 | 0 | 0 | 0 | 0 | 0 | 0 | 0 | 0 | 0 | 0 | 0 | 0 | 0 | 0
F6_Commercial_Education_Existing_Food Preparation_Natural Gas_Fryer_E8 | F6 | Commercial | Education | Existing | Food Preparation | Natural Gas | Fryer | E8 | Utility - Value of Sales | 0 | 0 | 0 | 0 | 0 | 0 | 0 | 0 | 0 | 0 | 0 | 0 | 0 | 0 | 0 | 0 | 0 | 0 | 0 | 0 | 0 | 0 | 0 | 0 | 0 | 0 | 0 | 0 | 0 | 0
F6_Commercial_Education_Existing_Food Preparation_Natural Gas_Fryer_E9 | F6 | Commercial | Education | Existing | Food Preparation | Natural Gas | Fryer | E9 | Utility - Value of Sales | 0 | 0 | 0 | 0 | 0 | 0 | 0 | 0 | 0 | 0 | 0 | 0 | 0 | 0 | 0 | 0 | 0 | 0 | 0 | 0 | 0 | 0 | 0 | 0 | 0 | 0 | 0 | 0 | 0 | 0
F6_Commercial_Education_Existing_Food Preparation_Natural Gas_Fryer_E10 | F6 | Commercial | Education | Existing | Food Preparation | Natural Gas | Fryer | E10 | Utility - Value of Sales | 0 | 0 | 0 | 0 | 0 | 0 | 0 | 0 | 0 | 0 | 0 | 0 | 0 | 0 | 0 | 0 | 0 | 0 | 0 | 0 | 0 | 0 | 0 | 0 | 0 | 0 | 0 | 0 | 0 | 0
F1_Commercial_Education_Existing_Food Preparation_Natural Gas_Broiler_E1 | F1 | Commercial | Education | Existing | Food Preparation | Natural Gas | Broiler | E1 | Participant - Cost of Equipment | 0.00062634 | 0.00062634 | 0.00062634 | 0.00062634 | 0.00062634 | 0.00062634 | 0.00062634 | 0.00062634 | 0.00062634 | 0.00062634 | 0.00062634 | 0.00062634 | 0.00062634 | 0.00062634 | 0.00062634 | 0.00062634 | 0.00062634 | 0.00062634 | 0.00062634 | 0.00062634 | 0.00062634 | 0.00062634 | 0 | 0 | 0 | 0 | 0 | 0 | 0 | 0
F1_Commercial_Education_Existing_Food Preparation_Natural Gas_Broiler_E2 | F1 | Commercial | Education | Existing | Food Preparation | Natural Gas | Broiler | E2 | Participant - Cost of Equipment | 0.00087688 | 0.00087688 | 0.00087688 | 0.00087688 | 0.00087688 | 0.00087688 | 0.00087688 | 0.00087688 | 0.00087688 | 0.00087688 | 0.00087688 | 0.00087688 | 0.00087688 | 0.00087688 | 0.00087688 | 0.00087688 | 0.00087688 | 0.00087688 | 0.00087688 | 0.00087688 | 0.00087688 | 0.00087688 | 0 | 0 | 0 | 0 | 0 | 0 | 0 | 0
F1_Commercial_Education_Existing_Food Preparation_Natural Gas_Broiler_E3 | F1 | Commercial | Education | Existing | Food Preparation | Natural Gas | Broiler | E3 | Participant - Cost of Equipment | 0 | 0 | 0 | 0 | 0 | 0 | 0 | 0 | 0 | 0 | 0 | 0 | 0 | 0 | 0 | 0 | 0 | 0 | 0 | 0 | 0 | 0 | 0 | 0 | 0 | 0 | 0 | 0 | 0 | 0
F1_Commercial_Education_Existing_Food Preparation_Natural Gas_Broiler_E4 | F1 | Commercial | Education | Existing | Food Preparation | Natural Gas | Broiler | E4 | Participant - Cost of Equipment | 0 | 0 | 0 | 0 | 0 | 0 | 0 | 0 | 0 | 0 | 0 | 0 | 0 | 0 | 0 | 0 | 0 | 0 | 0 | 0 | 0 | 0 | 0 | 0 | 0 | 0 | 0 | 0 | 0 | 0
F1_Commercial_Education_Existing_Food Preparation_Natural Gas_Broiler_E5 | F1 | Commercial | Education | Existing | Food Preparation | Natural Gas | Broiler | E5 | Participant - Cost of Equipment | 0 | 0 | 0 | 0 | 0 | 0 | 0 | 0 | 0 | 0 | 0 | 0 | 0 | 0 | 0 | 0 | 0 | 0 | 0 | 0 | 0 | 0 | 0 | 0 | 0 | 0 | 0 | 0 | 0 | 0
F1_Commercial_Education_Existing_Food Preparation_Natural Gas_Broiler_E6 | F1 | Commercial | Education | Existing | Food Preparation | Natural Gas | Broiler | E6 | Participant - Cost of Equipment | 0 | 0 | 0 | 0 | 0 | 0 | 0 | 0 | 0 | 0 | 0 | 0 | 0 | 0 | 0 | 0 | 0 | 0 | 0 | 0 | 0 | 0 | 0 | 0 | 0 | 0 | 0 | 0 | 0 | 0
F1_Commercial_Education_Existing_Food Preparation_Natural Gas_Broiler_E7 | F1 | Commercial | Education | Existing | Food Preparation | Natural Gas | Broiler | E7 | Participant - Cost of Equipment | 0 | 0 | 0 | 0 | 0 | 0 | 0 | 0 | 0 | 0 | 0 | 0 | 0 | 0 | 0 | 0 | 0 | 0 | 0 | 0 | 0 | 0 | 0 | 0 | 0 | 0 | 0 | 0 | 0 | 0
F1_Commercial_Education_Existing_Food Preparation_Natural Gas_Broiler_E8 | F1 | Commercial | Education | Existing | Food Preparation | Natural Gas | Broiler | E8 | Participant - Cost of Equipment | 0 | 0 | 0 | 0 | 0 | 0 | 0 | 0 | 0 | 0 | 0 | 0 | 0 | 0 | 0 | 0 | 0 | 0 | 0 | 0 | 0 | 0 | 0 | 0 | 0 | 0 | 0 | 0 | 0 | 0
F1_Commercial_Education_Existing_Food Preparation_Natural Gas_Broiler_E9 | F1 | Commercial | Education | Existing | Food Preparation | Natural Gas | Broiler | E9 | Participant - Cost of Equipment | 0 | 0 | 0 | 0 | 0 | 0 | 0 | 0 | 0 | 0 | 0 | 0 | 0 | 0 | 0 | 0 | 0 | 0 | 0 | 0 | 0 | 0 | 0 | 0 | 0 | 0 | 0 | 0 | 0 | 0
F1_Commercial_Education_Existing_Food Preparation_Natural Gas_Broiler_E10 | F1 | Commercial | Education | Existing | Food Preparation | Natural Gas | Broiler | E10 | Participant - Cost of Equipment | 0 | 0 | 0 | 0 | 0 | 0 | 0 | 0 | 0 | 0 | 0 | 0 | 0 | 0 | 0 | 0 | 0 | 0 | 0 | 0 | 0 | 0 | 0 | 0 | 0 | 0 | 0 | 0 | 0 | 0
F2_Commercial_Education_Existing_Food Preparation_Natural Gas_Broiler_E1 | F2 | Commercial | Education | Existing | Food Preparation | Natural Gas | Broiler | E1 | Participant - Cost of Operation | 0.0015484 | 0.0015617 | 0.0015775 | 0.0016038 | 0.0016388 | 0.00168 | 0.001718 | 0.0017517 | 0.0017845 | 0.0018162 | 0.0018483 | 0.0018794 | 0.0019087 | 0.0019381 | 0.0019662 | 0.001995 | 0.0020257 | 0.0020567 | 0.002088 | 0.0021193 | 0.0021504 | 0.0021809 | 0 | 0 | 0 | 0 | 0 | 0 | 0 | 0
F2_Commercial_Education_Existing_Food Preparation_Natural Gas_Broiler_E2 | F2 | Commercial | Education | Existing | Food Preparation | Natural Gas | Broiler | E2 | Participant - Cost of Operation | 0.00099542 | 0.0010039 | 0.0010141 | 0.001031 | 0.0010535 | 0.00108 | 0.0011044 | 0.0011261 | 0.0011472 | 0.0011676 | 0.0011882 | 0.0012082 | 0.001227 | 0.0012459 | 0.001264 | 0.0012825 | 0.0013023 | 0.0013222 | 0.0013423 | 0.0013624 | 0.0013824 | 0.001402 | 0 | 0 | 0 | 0 | 0 | 0 | 0 | 0
F2_Commercial_Education_Existing_Food Preparation_Natural Gas_Broiler_E3 | F2 | Commercial | Education | Existing | Food Preparation | Natural Gas | Broiler | E3 | Participant - Cost of Operation | 0 | 0 | 0 | 0 | 0 | 0 | 0 | 0 | 0 | 0 | 0 | 0 | 0 | 0 | 0 | 0 | 0 | 0 | 0 | 0 | 0 | 0 | 0 | 0 | 0 | 0 | 0 | 0 | 0 | 0
F2_Commercial_Education_Existing_Food Preparation_Natural Gas_Broiler_E4 | F2 | Commercial | Education | Existing | Food Preparation | Natural Gas | Broiler | E4 | Participant - Cost of Operation | 0 | 0 | 0 | 0 | 0 | 0 | 0 | 0 | 0 | 0 | 0 | 0 | 0 | 0 | 0 | 0 | 0 | 0 | 0 | 0 | 0 | 0 | 0 | 0 | 0 | 0 | 0 | 0 | 0 | 0
F2_Commercial_Education_Existing_Food Preparation_Natural Gas_Broiler_E5 | F2 | Commercial | Education | Existing | Food Preparation | Natural Gas | Broiler | E5 | Participant - Cost of Operation | 0 | 0 | 0 | 0 | 0 | 0 | 0 | 0 | 0 | 0 | 0 | 0 | 0 | 0 | 0 | 0 | 0 | 0 | 0 | 0 | 0 | 0 | 0 | 0 | 0 | 0 | 0 | 0 | 0 | 0
F2_Commercial_Education_Existing_Food Preparation_Natural Gas_Broiler_E6 | F2 | Commercial | Education | Existing | Food Preparation | Natural Gas | Broiler | E6 | Participant - Cost of Operation | 0 | 0 | 0 | 0 | 0 | 0 | 0 | 0 | 0 | 0 | 0 | 0 | 0 | 0 | 0 | 0 | 0 | 0 | 0 | 0 | 0 | 0 | 0 | 0 | 0 | 0 | 0 | 0 | 0 | 0
F2_Commercial_Education_Existing_Food Preparation_Natural Gas_Broiler_E7 | F2 | Commercial | Education | Existing | Food Preparation | Natural Gas | Broiler | E7 | Participant - Cost of Operation | 0 | 0 | 0 | 0 | 0 | 0 | 0 | 0 | 0 | 0 | 0 | 0 | 0 | 0 | 0 | 0 | 0 | 0 | 0 | 0 | 0 | 0 | 0 | 0 | 0 | 0 | 0 | 0 | 0 | 0
F2_Commercial_Education_Existing_Food Preparation_Natural Gas_Broiler_E8 | F2 | Commercial | Education | Existing | Food Preparation | Natural Gas | Broiler | E8 | Participant - Cost of Operation | 0 | 0 | 0 | 0 | 0 | 0 | 0 | 0 | 0 | 0 | 0 | 0 | 0 | 0 | 0 | 0 | 0 | 0 | 0 | 0 | 0 | 0 | 0 | 0 | 0 | 0 | 0 | 0 | 0 | 0
F2_Commercial_Education_Existing_Food Preparation_Natural Gas_Broiler_E9 | F2 | Commercial | Education | Existing | Food Preparation | Natural Gas | Broiler | E9 | Participant - Cost of Operation | 0 | 0 | 0 | 0 | 0 | 0 | 0 | 0 | 0 | 0 | 0 | 0 | 0 | 0 | 0 | 0 | 0 | 0 | 0 | 0 | 0 | 0 | 0 | 0 | 0 | 0 | 0 | 0 | 0 | 0
F2_Commercial_Education_Existing_Food Preparation_Natural Gas_Broiler_E10 | F2 | Commercial | Education | Existing | Food Preparation | Natural Gas | Broiler | E10 | Participant - Cost of Operation | 0 | 0 | 0 | 0 | 0 | 0 | 0 | 0 | 0 | 0 | 0 | 0 | 0 | 0 | 0 | 0 | 0 | 0 | 0 | 0 | 0 | 0 | 0 | 0 | 0 | 0 | 0 | 0 | 0 | 0
F3_Commercial_Education_Existing_Food Preparation_Natural Gas_Broiler_E1 | F3 | Commercial | Education | Existing | Food Preparation | Natural Gas | Broiler | E1 | System - kBTUs of Conusmption | 0.14522 | 0.14565 | 0.14613 | 0.14724 | 0.14822 | 0.14904 | 0.14967 | 0.15029 | 0.15087 | 0.15124 | 0.15136 | 0.15133 | 0.15111 | 0.15068 | 0.15015 | 0.14964 | 0.14908 | 0.14849 | 0.14781 | 0.14716 | 0.14649 | 0.14579 | 0 | 0 | 0 | 0 | 0 | 0 | 0 | 0
F3_Commercial_Education_Existing_Food Preparation_Natural Gas_Broiler_E2 | F3 | Commercial | Education | Existing | Food Preparation | Natural Gas | Broiler | E2 | System - kBTUs of Conusmption | 0.093355 | 0.093634 | 0.093944 | 0.094654 | 0.095283 | 0.095813 | 0.096215 | 0.096615 | 0.096986 | 0.097223 | 0.097304 | 0.097286 | 0.097142 | 0.096867 | 0.096527 | 0.096195 | 0.095839 | 0.095459 | 0.095024 | 0.094605 | 0.09417 | 0.093723 | 0 | 0 | 0 | 0 | 0 | 0 | 0 | 0
F3_Commercial_Education_Existing_Food Preparation_Natural Gas_Broiler_E3 | F3 | Commercial | Education | Existing | Food Preparation | Natural Gas | Broiler | E3 | System - kBTUs of Conusmption | 0 | 0 | 0 | 0 | 0 | 0 | 0 | 0 | 0 | 0 | 0 | 0 | 0 | 0 | 0 | 0 | 0 | 0 | 0 | 0 | 0 | 0 | 0 | 0 | 0 | 0 | 0 | 0 | 0 | 0
F3_Commercial_Education_Existing_Food Preparation_Natural Gas_Broiler_E4 | F3 | Commercial | Education | Existing | Food Preparation | Natural Gas | Broiler | E4 | System - kBTUs of Conusmption | 0 | 0 | 0 | 0 | 0 | 0 | 0 | 0 | 0 | 0 | 0 | 0 | 0 | 0 | 0 | 0 | 0 | 0 | 0 | 0 | 0 | 0 | 0 | 0 | 0 | 0 | 0 | 0 | 0 | 0
F3_Commercial_Education_Existing_Food Preparation_Natural Gas_Broiler_E5 | F3 | Commercial | Education | Existing | Food Preparation | Natural Gas | Broiler | E5 | System - kBTUs of Conusmption | 0 | 0 | 0 | 0 | 0 | 0 | 0 | 0 | 0 | 0 | 0 | 0 | 0 | 0 | 0 | 0 | 0 | 0 | 0 | 0 | 0 | 0 | 0 | 0 | 0 | 0 | 0 | 0 | 0 | 0
F3_Commercial_Education_Existing_Food Preparation_Natural Gas_Broiler_E6 | F3 | Commercial | Education | Existing | Food Preparation | Natural Gas | Broiler | E6 | System - kBTUs of Conusmption | 0 | 0 | 0 | 0 | 0 | 0 | 0 | 0 | 0 | 0 | 0 | 0 | 0 | 0 | 0 | 0 | 0 | 0 | 0 | 0 | 0 | 0 | 0 | 0 | 0 | 0 | 0 | 0 | 0 | 0
F3_Commercial_Education_Existing_Food Preparation_Natural Gas_Broiler_E7 | F3 | Commercial | Education | Existing | Food Preparation | Natural Gas | Broiler | E7 | System - kBTUs of Conusmption | 0 | 0 | 0 | 0 | 0 | 0 | 0 | 0 | 0 | 0 | 0 | 0 | 0 | 0 | 0 | 0 | 0 | 0 | 0 | 0 | 0 | 0 | 0 | 0 | 0 | 0 | 0 | 0 | 0 | 0
F3_Commercial_Education_Existing_Food Preparation_Natural Gas_Broiler_E8 | F3 | Commercial | Education | Existing | Food Preparation | Natural Gas | Broiler | E8 | System - kBTUs of Conusmption | 0 | 0 | 0 | 0 | 0 | 0 | 0 | 0 | 0 | 0 | 0 | 0 | 0 | 0 | 0 | 0 | 0 | 0 | 0 | 0 | 0 | 0 | 0 | 0 | 0 | 0 | 0 | 0 | 0 | 0
F3_Commercial_Education_Existing_Food Preparation_Natural Gas_Broiler_E9 | F3 | Commercial | Education | Existing | Food Preparation | Natural Gas | Broiler | E9 | System - kBTUs of Conusmption | 0 | 0 | 0 | 0 | 0 | 0 | 0 | 0 | 0 | 0 | 0 | 0 | 0 | 0 | 0 | 0 | 0 | 0 | 0 | 0 | 0 | 0 | 0 | 0 | 0 | 0 | 0 | 0 | 0 | 0
F3_Commercial_Education_Existing_Food Preparation_Natural Gas_Broiler_E10 | F3 | Commercial | Education | Existing | Food Preparation | Natural Gas | Broiler | E10 | System - kBTUs of Conusmption | 0 | 0 | 0 | 0 | 0 | 0 | 0 | 0 | 0 | 0 | 0 | 0 | 0 | 0 | 0 | 0 | 0 | 0 | 0 | 0 | 0 | 0 | 0 | 0 | 0 | 0 | 0 | 0 | 0 | 0
F4_Commercial_Education_Existing_Food Preparation_Natural Gas_Broiler_E1 | F4 | Commercial | Education | Existing | Food Preparation | Natural Gas | Broiler | E1 | Utility - Cost of Equipment | 0.00062634 | 0.00062634 | 0.00062634 | 0.00062634 | 0.00062634 | 0.00062634 | 0.00062634 | 0.00062634 | 0.00062634 | 0.00062634 | 0.00062634 | 0.00062634 | 0.00062634 | 0.00062634 | 0.00062634 | 0.00062634 | 0.00062634 | 0.00062634 | 0.00062634 | 0.00062634 | 0.00062634 | 0.00062634 | 0 | 0 | 0 | 0 | 0 | 0 | 0 | 0
F4_Commercial_Education_Existing_Food Preparation_Natural Gas_Broiler_E2 | F4 | Commercial | Education | Existing | Food Preparation | Natural Gas | Broiler | E2 | Utility - Cost of Equipment | 0.00087688 | 0.00087688 | 0.00087688 | 0.00087688 | 0.00087688 | 0.00087688 | 0.00087688 | 0.00087688 | 0.00087688 | 0.00087688 | 0.00087688 | 0.00087688 | 0.00087688 | 0.00087688 | 0.00087688 | 0.00087688 | 0.00087688 | 0.00087688 | 0.00087688 | 0.00087688 | 0.00087688 | 0.00087688 | 0 | 0 | 0 | 0 | 0 | 0 | 0 | 0
F4_Commercial_Education_Existing_Food Preparation_Natural Gas_Broiler_E3 | F4 | Commercial | Education | Existing | Food Preparation | Natural Gas | Broiler | E3 | Utility - Cost of Equipment | 0 | 0 | 0 | 0 | 0 | 0 | 0 | 0 | 0 | 0 | 0 | 0 | 0 | 0 | 0 | 0 | 0 | 0 | 0 | 0 | 0 | 0 | 0 | 0 | 0 | 0 | 0 | 0 | 0 | 0
F4_Commercial_Education_Existing_Food Preparation_Natural Gas_Broiler_E4 | F4 | Commercial | Education | Existing | Food Preparation | Natural Gas | Broiler | E4 | Utility - Cost of Equipment | 0 | 0 | 0 | 0 | 0 | 0 | 0 | 0 | 0 | 0 | 0 | 0 | 0 | 0 | 0 | 0 | 0 | 0 | 0 | 0 | 0 | 0 | 0 | 0 | 0 | 0 | 0 | 0 | 0 | 0
F4_Commercial_Education_Existing_Food Preparation_Natural Gas_Broiler_E5 | F4 | Commercial | Education | Existing | Food Preparation | Natural Gas | Broiler | E5 | Utility - Cost of Equipment | 0 | 0 | 0 | 0 | 0 | 0 | 0 | 0 | 0 | 0 | 0 | 0 | 0 | 0 | 0 | 0 | 0 | 0 | 0 | 0 | 0 | 0 | 0 | 0 | 0 | 0 | 0 | 0 | 0 | 0
F4_Commercial_Education_Existing_Food Preparation_Natural Gas_Broiler_E6 | F4 | Commercial | Education | Existing | Food Preparation | Natural Gas | Broiler | E6 | Utility - Cost of Equipment | 0 | 0 | 0 | 0 | 0 | 0 | 0 | 0 | 0 | 0 | 0 | 0 | 0 | 0 | 0 | 0 | 0 | 0 | 0 | 0 | 0 | 0 | 0 | 0 | 0 | 0 | 0 | 0 | 0 | 0
F4_Commercial_Education_Existing_Food Preparation_Natural Gas_Broiler_E7 | F4 | Commercial | Education | Existing | Food Preparation | Natural Gas | Broiler | E7 | Utility - Cost of Equipment | 0 | 0 | 0 | 0 | 0 | 0 | 0 | 0 | 0 | 0 | 0 | 0 | 0 | 0 | 0 | 0 | 0 | 0 | 0 | 0 | 0 | 0 | 0 | 0 | 0 | 0 | 0 | 0 | 0 | 0
F4_Commercial_Education_Existing_Food Preparation_Natural Gas_Broiler_E8 | F4 | Commercial | Education | Existing | Food Preparation | Natural Gas | Broiler | E8 | Utility - Cost of Equipment | 0 | 0 | 0 | 0 | 0 | 0 | 0 | 0 | 0 | 0 | 0 | 0 | 0 | 0 | 0 | 0 | 0 | 0 | 0 | 0 | 0 | 0 | 0 | 0 | 0 | 0 | 0 | 0 | 0 | 0
F4_Commercial_Education_Existing_Food Preparation_Natural Gas_Broiler_E9 | F4 | Commercial | Education | Existing | Food Preparation | Natural Gas | Broiler | E9 | Utility - Cost of Equipment | 0 | 0 | 0 | 0 | 0 | 0 | 0 | 0 | 0 | 0 | 0 | 0 | 0 | 0 | 0 | 0 | 0 | 0 | 0 | 0 | 0 | 0 | 0 | 0 | 0 | 0 | 0 | 0 | 0 | 0
F4_Commercial_Education_Existing_Food Preparation_Natural Gas_Broiler_E10 | F4 | Commercial | Education | Existing | Food Preparation | Natural Gas | Broiler | E10 | Utility - Cost of Equipment | 0 | 0 | 0 | 0 | 0 | 0 | 0 | 0 | 0 | 0 | 0 | 0 | 0 | 0 | 0 | 0 | 0 | 0 | 0 | 0 | 0 | 0 | 0 | 0 | 0 | 0 | 0 | 0 | 0 | 0
F5_Commercial_Education_Existing_Food Preparation_Natural Gas_Broiler_E1 | F5 | Commercial | Education | Existing | Food Preparation | Natural Gas | Broiler | E1 | Utility - Cost of Operation | 0.0012924 | 0.0013035 | 0.0013167 | 0.0013386 | 0.0013678 | 0.0014023 | 0.0014339 | 0.0014621 | 0.0014895 | 0.001516 | 0.0015427 | 0.0015687 | 0.0015932 | 0.0016177 | 0.0016411 | 0.0016651 | 0.0016908 | 0.0017167 | 0.0017428 | 0.001769 | 0.0017949 | 0.0018204 | 0 | 0 | 0 | 0 | 0 | 0 | 0 | 0
F5_Commercial_Education_Existing_Food Preparation_Natural Gas_Broiler_E2 | F5 | Commercial | Education | Existing | Food Preparation | Natural Gas | Broiler | E2 | Utility - Cost of Operation | 0.00083086 | 0.00083796 | 0.00084647 | 0.00086055 | 0.00087932 | 0.00090147 | 0.00092182 | 0.00093994 | 0.00095751 | 0.00097456 | 0.00099175 | 0.0010085 | 0.0010242 | 0.0010399 | 0.001055 | 0.0010704 | 0.001087 | 0.0011036 | 0.0011204 | 0.0011372 | 0.0011538 | 0.0011702 | 0 | 0 | 0 | 0 | 0 | 0 | 0 | 0
F5_Commercial_Education_Existing_Food Preparation_Natural Gas_Broiler_E3 | F5 | Commercial | Education | Existing | Food Preparation | Natural Gas | Broiler | E3 | Utility - Cost of Operation | 0 | 0 | 0 | 0 | 0 | 0 | 0 | 0 | 0 | 0 | 0 | 0 | 0 | 0 | 0 | 0 | 0 | 0 | 0 | 0 | 0 | 0 | 0 | 0 | 0 | 0 | 0 | 0 | 0 | 0
F5_Commercial_Education_Existing_Food Preparation_Natural Gas_Broiler_E4 | F5 | Commercial | Education | Existing | Food Preparation | Natural Gas | Broiler | E4 | Utility - Cost of Operation | 0 | 0 | 0 | 0 | 0 | 0 | 0 | 0 | 0 | 0 | 0 | 0 | 0 | 0 | 0 | 0 | 0 | 0 | 0 | 0 | 0 | 0 | 0 | 0 | 0 | 0 | 0 | 0 | 0 | 0
F5_Commercial_Education_Existing_Food Preparation_Natural Gas_Broiler_E5 | F5 | Commercial | Education | Existing | Food Preparation | Natural Gas | Broiler | E5 | Utility - Cost of Operation | 0 | 0 | 0 | 0 | 0 | 0 | 0 | 0 | 0 | 0 | 0 | 0 | 0 | 0 | 0 | 0 | 0 | 0 | 0 | 0 | 0 | 0 | 0 | 0 | 0 | 0 | 0 | 0 | 0 | 0
F5_Commercial_Education_Existing_Food Preparation_Natural Gas_Broiler_E6 | F5 | Commercial | Education | Existing | Food Preparation | Natural Gas | Broiler | E6 | Utility - Cost of Operation | 0 | 0 | 0 | 0 | 0 | 0 | 0 | 0 | 0 | 0 | 0 | 0 | 0 | 0 | 0 | 0 | 0 | 0 | 0 | 0 | 0 | 0 | 0 | 0 | 0 | 0 | 0 | 0 | 0 | 0
F5_Commercial_Education_Existing_Food Preparation_Natural Gas_Broiler_E7 | F5 | Commercial | Education | Existing | Food Preparation | Natural Gas | Broiler | E7 | Utility - Cost of Operation | 0 | 0 | 0 | 0 | 0 | 0 | 0 | 0 | 0 | 0 | 0 | 0 | 0 | 0 | 0 | 0 | 0 | 0 | 0 | 0 | 0 | 0 | 0 | 0 | 0 | 0 | 0 | 0 | 0 | 0
F5_Commercial_Education_Existing_Food Preparation_Natural Gas_Broiler_E8 | F5 | Commercial | Education | Existing | Food Preparation | Natural Gas | Broiler | E8 | Utility - Cost of Operation | 0 | 0 | 0 | 0 | 0 | 0 | 0 | 0 | 0 | 0 | 0 | 0 | 0 | 0 | 0 | 0 | 0 | 0 | 0 | 0 | 0 | 0 | 0 | 0 | 0 | 0 | 0 | 0 | 0 | 0
F5_Commercial_Education_Existing_Food Preparation_Natural Gas_Broiler_E9 | F5 | Commercial | Education | Existing | Food Preparation | Natural Gas | Broiler | E9 | Utility - Cost of Operation | 0 | 0 | 0 | 0 | 0 | 0 | 0 | 0 | 0 | 0 | 0 | 0 | 0 | 0 | 0 | 0 | 0 | 0 | 0 | 0 | 0 | 0 | 0 | 0 | 0 | 0 | 0 | 0 | 0 | 0
F5_Commercial_Education_Existing_Food Preparation_Natural Gas_Broiler_E10 | F5 | Commercial | Education | Existing | Food Preparation | Natural Gas | Broiler | E10 | Utility - Cost of Operation | 0 | 0 | 0 | 0 | 0 | 0 | 0 | 0 | 0 | 0 | 0 | 0 | 0 | 0 | 0 | 0 | 0 | 0 | 0 | 0 | 0 | 0 | 0 | 0 | 0 | 0 | 0 | 0 | 0 | 0
F6_Commercial_Education_Existing_Food Preparation_Natural Gas_Broiler_E1 | F6 | Commercial | Education | Existing | Food Preparation | Natural Gas | Broiler | E1 | Utility - Value of Sales | 0.0015484 | 0.0015617 | 0.0015775 | 0.0016038 | 0.0016388 | 0.00168 | 0.001718 | 0.0017517 | 0.0017845 | 0.0018162 | 0.0018483 | 0.0018794 | 0.0019087 | 0.0019381 | 0.0019662 | 0.001995 | 0.0020257 | 0.0020567 | 0.002088 | 0.0021193 | 0.0021504 | 0.0021809 | 0 | 0 | 0 | 0 | 0 | 0 | 0 | 0
F6_Commercial_Education_Existing_Food Preparation_Natural Gas_Broiler_E2 | F6 | Commercial | Education | Existing | Food Preparation | Natural Gas | Broiler | E2 | Utility - Value of Sales | 0.00099542 | 0.0010039 | 0.0010141 | 0.001031 | 0.0010535 | 0.00108 | 0.0011044 | 0.0011261 | 0.0011472 | 0.0011676 | 0.0011882 | 0.0012082 | 0.001227 | 0.0012459 | 0.001264 | 0.0012825 | 0.0013023 | 0.0013222 | 0.0013423 | 0.0013624 | 0.0013824 | 0.001402 | 0 | 0 | 0 | 0 | 0 | 0 | 0 | 0
F6_Commercial_Education_Existing_Food Preparation_Natural Gas_Broiler_E3 | F6 | Commercial | Education | Existing | Food Preparation | Natural Gas | Broiler | E3 | Utility - Value of Sales | 0 | 0 | 0 | 0 | 0 | 0 | 0 | 0 | 0 | 0 | 0 | 0 | 0 | 0 | 0 | 0 | 0 | 0 | 0 | 0 | 0 | 0 | 0 | 0 | 0 | 0 | 0 | 0 | 0 | 0
F6_Commercial_Education_Existing_Food Preparation_Natural Gas_Broiler_E4 | F6 | Commercial | Education | Existing | Food Preparation | Natural Gas | Broiler | E4 | Utility - Value of Sales | 0 | 0 | 0 | 0 | 0 | 0 | 0 | 0 | 0 | 0 | 0 | 0 | 0 | 0 | 0 | 0 | 0 | 0 | 0 | 0 | 0 | 0 | 0 | 0 | 0 | 0 | 0 | 0 | 0 | 0
F6_Commercial_Education_Existing_Food Preparation_Natural Gas_Broiler_E5 | F6 | Commercial | Education | Existing | Food Preparation | Natural Gas | Broiler | E5 | Utility - Value of Sales | 0 | 0 | 0 | 0 | 0 | 0 | 0 | 0 | 0 | 0 | 0 | 0 | 0 | 0 | 0 | 0 | 0 | 0 | 0 | 0 | 0 | 0 | 0 | 0 | 0 | 0 | 0 | 0 | 0 | 0
F6_Commercial_Education_Existing_Food Preparation_Natural Gas_Broiler_E6 | F6 | Commercial | Education | Existing | Food Preparation | Natural Gas | Broiler | E6 | Utility - Value of Sales | 0 | 0 | 0 | 0 | 0 | 0 | 0 | 0 | 0 | 0 | 0 | 0 | 0 | 0 | 0 | 0 | 0 | 0 | 0 | 0 | 0 | 0 | 0 | 0 | 0 | 0 | 0 | 0 | 0 | 0
F6_Commercial_Education_Existing_Food Preparation_Natural Gas_Broiler_E7 | F6 | Commercial | Education | Existing | Food Preparation | Natural Gas | Broiler | E7 | Utility - Value of Sales | 0 | 0 | 0 | 0 | 0 | 0 | 0 | 0 | 0 | 0 | 0 | 0 | 0 | 0 | 0 | 0 | 0 | 0 | 0 | 0 | 0 | 0 | 0 | 0 | 0 | 0 | 0 | 0 | 0 | 0
F6_Commercial_Education_Existing_Food Preparation_Natural Gas_Broiler_E8 | F6 | Commercial | Education | Existing | Food Preparation | Natural Gas | Broiler | E8 | Utility - Value of Sales | 0 | 0 | 0 | 0 | 0 | 0 | 0 | 0 | 0 | 0 | 0 | 0 | 0 | 0 | 0 | 0 | 0 | 0 | 0 | 0 | 0 | 0 | 0 | 0 | 0 | 0 | 0 | 0 | 0 | 0
F6_Commercial_Education_Existing_Food Preparation_Natural Gas_Broiler_E9 | F6 | Commercial | Education | Existing | Food Preparation | Natural Gas | Broiler | E9 | Utility - Value of Sales | 0 | 0 | 0 | 0 | 0 | 0 | 0 | 0 | 0 | 0 | 0 | 0 | 0 | 0 | 0 | 0 | 0 | 0 | 0 | 0 | 0 | 0 | 0 | 0 | 0 | 0 | 0 | 0 | 0 | 0
F6_Commercial_Education_Existing_Food Preparation_Natural Gas_Broiler_E10 | F6 | Commercial | Education | Existing | Food Preparation | Natural Gas | Broiler | E10 | Utility - Value of Sales | 0 | 0 | 0 | 0 | 0 | 0 | 0 | 0 | 0 | 0 | 0 | 0 | 0 | 0 | 0 | 0 | 0 | 0 | 0 | 0 | 0 | 0 | 0 | 0 | 0 | 0 | 0 | 0 | 0 | 0
F1_Commercial_Education_Existing_Food Preparation_Natural Gas_Griddle_E1 | F1 | Commercial | Education | Existing | Food Preparation | Natural Gas | Griddle | E1 | Participant - Cost of Equipment | 0.00045561 | 0.00045561 | 0.00045561 | 0.00045561 | 0.00045561 | 0.00045561 | 0.00045561 | 0.00045561 | 0.00045561 | 0.00045561 | 0.00045561 | 0.00045561 | 0.00045561 | 0.00045561 | 0.00045561 | 0.00045561 | 0.00045561 | 0.00045561 | 0.00045561 | 0.00045561 | 0.00045561 | 0.00045561 | 0 | 0 | 0 | 0 | 0 | 0 | 0 | 0
F1_Commercial_Education_Existing_Food Preparation_Natural Gas_Griddle_E2 | F1 | Commercial | Education | Existing | Food Preparation | Natural Gas | Griddle | E2 | Participant - Cost of Equipment | 0.00048746 | 0.00048746 | 0.00048746 | 0.00048746 | 0.00048746 | 0.00048746 | 0.00048746 | 0.00048746 | 0.00048746 | 0.00048746 | 0.00048746 | 0.00048746 | 0.00048746 | 0.00048746 | 0.00048746 | 0.00048746 | 0.00048746 | 0.00048746 | 0.00048746 | 0.00048746 | 0.00048746 | 0.00048746 | 0 | 0 | 0 | 0 | 0 | 0 | 0 | 0
F1_Commercial_Education_Existing_Food Preparation_Natural Gas_Griddle_E3 | F1 | Commercial | Education | Existing | Food Preparation | Natural Gas | Griddle | E3 | Participant - Cost of Equipment | 0 | 0 | 0 | 0 | 0 | 0 | 0 | 0 | 0 | 0 | 0 | 0 | 0 | 0 | 0 | 0 | 0 | 0 | 0 | 0 | 0 | 0 | 0 | 0 | 0 | 0 | 0 | 0 | 0 | 0
F1_Commercial_Education_Existing_Food Preparation_Natural Gas_Griddle_E4 | F1 | Commercial | Education | Existing | Food Preparation | Natural Gas | Griddle | E4 | Participant - Cost of Equipment | 0 | 0 | 0 | 0 | 0 | 0 | 0 | 0 | 0 | 0 | 0 | 0 | 0 | 0 | 0 | 0 | 0 | 0 | 0 | 0 | 0 | 0 | 0 | 0 | 0 | 0 | 0 | 0 | 0 | 0
F1_Commercial_Education_Existing_Food Preparation_Natural Gas_Griddle_E5 | F1 | Commercial | Education | Existing | Food Preparation | Natural Gas | Griddle | E5 | Participant - Cost of Equipment | 0 | 0 | 0 | 0 | 0 | 0 | 0 | 0 | 0 | 0 | 0 | 0 | 0 | 0 | 0 | 0 | 0 | 0 | 0 | 0 | 0 | 0 | 0 | 0 | 0 | 0 | 0 | 0 | 0 | 0
F1_Commercial_Education_Existing_Food Preparation_Natural Gas_Griddle_E6 | F1 | Commercial | Education | Existing | Food Preparation | Natural Gas | Griddle | E6 | Participant - Cost of Equipment | 0 | 0 | 0 | 0 | 0 | 0 | 0 | 0 | 0 | 0 | 0 | 0 | 0 | 0 | 0 | 0 | 0 | 0 | 0 | 0 | 0 | 0 | 0 | 0 | 0 | 0 | 0 | 0 | 0 | 0
F1_Commercial_Education_Existing_Food Preparation_Natural Gas_Griddle_E7 | F1 | Commercial | Education | Existing | Food Preparation | Natural Gas | Griddle | E7 | Participant - Cost of Equipment | 0 | 0 | 0 | 0 | 0 | 0 | 0 | 0 | 0 | 0 | 0 | 0 | 0 | 0 | 0 | 0 | 0 | 0 | 0 | 0 | 0 | 0 | 0 | 0 | 0 | 0 | 0 | 0 | 0 | 0
F1_Commercial_Education_Existing_Food Preparation_Natural Gas_Griddle_E8 | F1 | Commercial | Education | Existing | Food Preparation | Natural Gas | Griddle | E8 | Participant - Cost of Equipment | 0 | 0 | 0 | 0 | 0 | 0 | 0 | 0 | 0 | 0 | 0 | 0 | 0 | 0 | 0 | 0 | 0 | 0 | 0 | 0 | 0 | 0 | 0 | 0 | 0 | 0 | 0 | 0 | 0 | 0
F1_Commercial_Education_Existing_Food Preparation_Natural Gas_Griddle_E9 | F1 | Commercial | Education | Existing | Food Preparation | Natural Gas | Griddle | E9 | Participant - Cost of Equipment | 0 | 0 | 0 | 0 | 0 | 0 | 0 | 0 | 0 | 0 | 0 | 0 | 0 | 0 | 0 | 0 | 0 | 0 | 0 | 0 | 0 | 0 | 0 | 0 | 0 | 0 | 0 | 0 | 0 | 0
F1_Commercial_Education_Existing_Food Preparation_Natural Gas_Griddle_E10 | F1 | Commercial | Education | Existing | Food Preparation | Natural Gas | Griddle | E10 | Participant - Cost of Equipment | 0 | 0 | 0 | 0 | 0 | 0 | 0 | 0 | 0 | 0 | 0 | 0 | 0 | 0 | 0 | 0 | 0 | 0 | 0 | 0 | 0 | 0 | 0 | 0 | 0 | 0 | 0 | 0 | 0 | 0
F2_Commercial_Education_Existing_Food Preparation_Natural Gas_Griddle_E1 | F2 | Commercial | Education | Existing | Food Preparation | Natural Gas | Griddle | E1 | Participant - Cost of Operation | 0.0010395 | 0.0010484 | 0.001059 | 0.0010766 | 0.0011001 | 0.0011278 | 0.0011533 | 0.0011759 | 0.0011979 | 0.0012193 | 0.0012408 | 0.0012617 | 0.0012814 | 0.0013011 | 0.0013199 | 0.0013392 | 0.0013599 | 0.0013807 | 0.0014017 | 0.0014227 | 0.0014436 | 0.0014641 | 0 | 0 | 0 | 0 | 0 | 0 | 0 | 0
F2_Commercial_Education_Existing_Food Preparation_Natural Gas_Griddle_E2 | F2 | Commercial | Education | Existing | Food Preparation | Natural Gas | Griddle | E2 | Participant - Cost of Operation | 0.00089776 | 0.00090544 | 0.00091464 | 0.00092985 | 0.00095013 | 0.00097406 | 0.00099605 | 0.0010156 | 0.0010346 | 0.001053 | 0.0010716 | 0.0010897 | 0.0011067 | 0.0011237 | 0.00114 | 0.0011567 | 0.0011745 | 0.0011925 | 0.0012106 | 0.0012288 | 0.0012468 | 0.0012645 | 0 | 0 | 0 | 0 | 0 | 0 | 0 | 0
F2_Commercial_Education_Existing_Food Preparation_Natural Gas_Griddle_E3 | F2 | Commercial | Education | Existing | Food Preparation | Natural Gas | Griddle | E3 | Participant - Cost of Operation | 0 | 0 | 0 | 0 | 0 | 0 | 0 | 0 | 0 | 0 | 0 | 0 | 0 | 0 | 0 | 0 | 0 | 0 | 0 | 0 | 0 | 0 | 0 | 0 | 0 | 0 | 0 | 0 | 0 | 0
F2_Commercial_Education_Existing_Food Preparation_Natural Gas_Griddle_E4 | F2 | Commercial | Education | Existing | Food Preparation | Natural Gas | Griddle | E4 | Participant - Cost of Operation | 0 | 0 | 0 | 0 | 0 | 0 | 0 | 0 | 0 | 0 | 0 | 0 | 0 | 0 | 0 | 0 | 0 | 0 | 0 | 0 | 0 | 0 | 0 | 0 | 0 | 0 | 0 | 0 | 0 | 0
F2_Commercial_Education_Existing_Food Preparation_Natural Gas_Griddle_E5 | F2 | Commercial | Education | Existing | Food Preparation | Natural Gas | Griddle | E5 | Participant - Cost of Operation | 0 | 0 | 0 | 0 | 0 | 0 | 0 | 0 | 0 | 0 | 0 | 0 | 0 | 0 | 0 | 0 | 0 | 0 | 0 | 0 | 0 | 0 | 0 | 0 | 0 | 0 | 0 | 0 | 0 | 0
F2_Commercial_Education_Existing_Food Preparation_Natural Gas_Griddle_E6 | F2 | Commercial | Education | Existing | Food Preparation | Natural Gas | Griddle | E6 | Participant - Cost of Operation | 0 | 0 | 0 | 0 | 0 | 0 | 0 | 0 | 0 | 0 | 0 | 0 | 0 | 0 | 0 | 0 | 0 | 0 | 0 | 0 | 0 | 0 | 0 | 0 | 0 | 0 | 0 | 0 | 0 | 0
F2_Commercial_Education_Existing_Food Preparation_Natural Gas_Griddle_E7 | F2 | Commercial | Education | Existing | Food Preparation | Natural Gas | Griddle | E7 | Participant - Cost of Operation | 0 | 0 | 0 | 0 | 0 | 0 | 0 | 0 | 0 | 0 | 0 | 0 | 0 | 0 | 0 | 0 | 0 | 0 | 0 | 0 | 0 | 0 | 0 | 0 | 0 | 0 | 0 | 0 | 0 | 0
F2_Commercial_Education_Existing_Food Preparation_Natural Gas_Griddle_E8 | F2 | Commercial | Education | Existing | Food Preparation | Natural Gas | Griddle | E8 | Participant - Cost of Operation | 0 | 0 | 0 | 0 | 0 | 0 | 0 | 0 | 0 | 0 | 0 | 0 | 0 | 0 | 0 | 0 | 0 | 0 | 0 | 0 | 0 | 0 | 0 | 0 | 0 | 0 | 0 | 0 | 0 | 0
F2_Commercial_Education_Existing_Food Preparation_Natural Gas_Griddle_E9 | F2 | Commercial | Education | Existing | Food Preparation | Natural Gas | Griddle | E9 | Participant - Cost of Operation | 0 | 0 | 0 | 0 | 0 | 0 | 0 | 0 | 0 | 0 | 0 | 0 | 0 | 0 | 0 | 0 | 0 | 0 | 0 | 0 | 0 | 0 | 0 | 0 | 0 | 0 | 0 | 0 | 0 | 0
F2_Commercial_Education_Existing_Food Preparation_Natural Gas_Griddle_E10 | F2 | Commercial | Education | Existing | Food Preparation | Natural Gas | Griddle | E10 | Participant - Cost of Operation | 0 | 0 | 0 | 0 | 0 | 0 | 0 | 0 | 0 | 0 | 0 | 0 | 0 | 0 | 0 | 0 | 0 | 0 | 0 | 0 | 0 | 0 | 0 | 0 | 0 | 0 | 0 | 0 | 0 | 0
F3_Commercial_Education_Existing_Food Preparation_Natural Gas_Griddle_E1 | F3 | Commercial | Education | Existing | Food Preparation | Natural Gas | Griddle | E1 | System - kBTUs of Conusmption | 0.097487 | 0.097779 | 0.098102 | 0.098844 | 0.0995 | 0.10005 | 0.10047 | 0.10089 | 0.10128 | 0.10153 | 0.10161 | 0.10159 | 0.10144 | 0.10115 | 0.1008 | 0.10045 | 0.10008 | 0.099684 | 0.099229 | 0.098792 | 0.098338 | 0.097871 | 0 | 0 | 0 | 0 | 0 | 0 | 0 | 0
F3_Commercial_Education_Existing_Food Preparation_Natural Gas_Griddle_E2 | F3 | Commercial | Education | Existing | Food Preparation | Natural Gas | Griddle | E2 | System - kBTUs of Conusmption | 0.084197 | 0.084448 | 0.084727 | 0.085368 | 0.085935 | 0.086413 | 0.086776 | 0.087136 | 0.087471 | 0.087685 | 0.087758 | 0.087742 | 0.087612 | 0.087363 | 0.087057 | 0.086758 | 0.086437 | 0.086093 | 0.085701 | 0.085324 | 0.084931 | 0.084528 | 0 | 0 | 0 | 0 | 0 | 0 | 0 | 0
F3_Commercial_Education_Existing_Food Preparation_Natural Gas_Griddle_E3 | F3 | Commercial | Education | Existing | Food Preparation | Natural Gas | Griddle | E3 | System - kBTUs of Conusmption | 0 | 0 | 0 | 0 | 0 | 0 | 0 | 0 | 0 | 0 | 0 | 0 | 0 | 0 | 0 | 0 | 0 | 0 | 0 | 0 | 0 | 0 | 0 | 0 | 0 | 0 | 0 | 0 | 0 | 0
F3_Commercial_Education_Existing_Food Preparation_Natural Gas_Griddle_E4 | F3 | Commercial | Education | Existing | Food Preparation | Natural Gas | Griddle | E4 | System - kBTUs of Conusmption | 0 | 0 | 0 | 0 | 0 | 0 | 0 | 0 | 0 | 0 | 0 | 0 | 0 | 0 | 0 | 0 | 0 | 0 | 0 | 0 | 0 | 0 | 0 | 0 | 0 | 0 | 0 | 0 | 0 | 0
F3_Commercial_Education_Existing_Food Preparation_Natural Gas_Griddle_E5 | F3 | Commercial | Education | Existing | Food Preparation | Natural Gas | Griddle | E5 | System - kBTUs of Conusmption | 0 | 0 | 0 | 0 | 0 | 0 | 0 | 0 | 0 | 0 | 0 | 0 | 0 | 0 | 0 | 0 | 0 | 0 | 0 | 0 | 0 | 0 | 0 | 0 | 0 | 0 | 0 | 0 | 0 | 0
F3_Commercial_Education_Existing_Food Preparation_Natural Gas_Griddle_E6 | F3 | Commercial | Education | Existing | Food Preparation | Natural Gas | Griddle | E6 | System - kBTUs of Conusmption | 0 | 0 | 0 | 0 | 0 | 0 | 0 | 0 | 0 | 0 | 0 | 0 | 0 | 0 | 0 | 0 | 0 | 0 | 0 | 0 | 0 | 0 | 0 | 0 | 0 | 0 | 0 | 0 | 0 | 0
F3_Commercial_Education_Existing_Food Preparation_Natural Gas_Griddle_E7 | F3 | Commercial | Education | Existing | Food Preparation | Natural Gas | Griddle | E7 | System - kBTUs of Conusmption | 0 | 0 | 0 | 0 | 0 | 0 | 0 | 0 | 0 | 0 | 0 | 0 | 0 | 0 | 0 | 0 | 0 | 0 | 0 | 0 | 0 | 0 | 0 | 0 | 0 | 0 | 0 | 0 | 0 | 0
F3_Commercial_Education_Existing_Food Preparation_Natural Gas_Griddle_E8 | F3 | Commercial | Education | Existing | Food Preparation | Natural Gas | Griddle | E8 | System - kBTUs of Conusmption | 0 | 0 | 0 | 0 | 0 | 0 | 0 | 0 | 0 | 0 | 0 | 0 | 0 | 0 | 0 | 0 | 0 | 0 | 0 | 0 | 0 | 0 | 0 | 0 | 0 | 0 | 0 | 0 | 0 | 0
F3_Commercial_Education_Existing_Food Preparation_Natural Gas_Griddle_E9 | F3 | Commercial | Education | Existing | Food Preparation | Natural Gas | Griddle | E9 | System - kBTUs of Conusmption | 0 | 0 | 0 | 0 | 0 | 0 | 0 | 0 | 0 | 0 | 0 | 0 | 0 | 0 | 0 | 0 | 0 | 0 | 0 | 0 | 0 | 0 | 0 | 0 | 0 | 0 | 0 | 0 | 0 | 0
F3_Commercial_Education_Existing_Food Preparation_Natural Gas_Griddle_E10 | F3 | Commercial | Education | Existing | Food Preparation | Natural Gas | Griddle | E10 | System - kBTUs of Conusmption | 0 | 0 | 0 | 0 | 0 | 0 | 0 | 0 | 0 | 0 | 0 | 0 | 0 | 0 | 0 | 0 | 0 | 0 | 0 | 0 | 0 | 0 | 0 | 0 | 0 | 0 | 0 | 0 | 0 | 0
F4_Commercial_Education_Existing_Food Preparation_Natural Gas_Griddle_E1 | F4 | Commercial | Education | Existing | Food Preparation | Natural Gas | Griddle | E1 | Utility - Cost of Equipment | 0.00045561 | 0.00045561 | 0.00045561 | 0.00045561 | 0.00045561 | 0.00045561 | 0.00045561 | 0.00045561 | 0.00045561 | 0.00045561 | 0.00045561 | 0.00045561 | 0.00045561 | 0.00045561 | 0.00045561 | 0.00045561 | 0.00045561 | 0.00045561 | 0.00045561 | 0.00045561 | 0.00045561 | 0.00045561 | 0 | 0 | 0 | 0 | 0 | 0 | 0 | 0
F4_Commercial_Education_Existing_Food Preparation_Natural Gas_Griddle_E2 | F4 | Commercial | Education | Existing | Food Preparation | Natural Gas | Griddle | E2 | Utility - Cost of Equipment | 0.00048746 | 0.00048746 | 0.00048746 | 0.00048746 | 0.00048746 | 0.00048746 | 0.00048746 | 0.00048746 | 0.00048746 | 0.00048746 | 0.00048746 | 0.00048746 | 0.00048746 | 0.00048746 | 0.00048746 | 0.00048746 | 0.00048746 | 0.00048746 | 0.00048746 | 0.00048746 | 0.00048746 | 0.00048746 | 0 | 0 | 0 | 0 | 0 | 0 | 0 | 0
F4_Commercial_Education_Existing_Food Preparation_Natural Gas_Griddle_E3 | F4 | Commercial | Education | Existing | Food Preparation | Natural Gas | Griddle | E3 | Utility - Cost of Equipment | 0 | 0 | 0 | 0 | 0 | 0 | 0 | 0 | 0 | 0 | 0 | 0 | 0 | 0 | 0 | 0 | 0 | 0 | 0 | 0 | 0 | 0 | 0 | 0 | 0 | 0 | 0 | 0 | 0 | 0
F4_Commercial_Education_Existing_Food Preparation_Natural Gas_Griddle_E4 | F4 | Commercial | Education | Existing | Food Preparation | Natural Gas | Griddle | E4 | Utility - Cost of Equipment | 0 | 0 | 0 | 0 | 0 | 0 | 0 | 0 | 0 | 0 | 0 | 0 | 0 | 0 | 0 | 0 | 0 | 0 | 0 | 0 | 0 | 0 | 0 | 0 | 0 | 0 | 0 | 0 | 0 | 0
F4_Commercial_Education_Existing_Food Preparation_Natural Gas_Griddle_E5 | F4 | Commercial | Education | Existing | Food Preparation | Natural Gas | Griddle | E5 | Utility - Cost of Equipment | 0 | 0 | 0 | 0 | 0 | 0 | 0 | 0 | 0 | 0 | 0 | 0 | 0 | 0 | 0 | 0 | 0 | 0 | 0 | 0 | 0 | 0 | 0 | 0 | 0 | 0 | 0 | 0 | 0 | 0
F4_Commercial_Education_Existing_Food Preparation_Natural Gas_Griddle_E6 | F4 | Commercial | Education | Existing | Food Preparation | Natural Gas | Griddle | E6 | Utility - Cost of Equipment | 0 | 0 | 0 | 0 | 0 | 0 | 0 | 0 | 0 | 0 | 0 | 0 | 0 | 0 | 0 | 0 | 0 | 0 | 0 | 0 | 0 | 0 | 0 | 0 | 0 | 0 | 0 | 0 | 0 | 0
F4_Commercial_Education_Existing_Food Preparation_Natural Gas_Griddle_E7 | F4 | Commercial | Education | Existing | Food Preparation | Natural Gas | Griddle | E7 | Utility - Cost of Equipment | 0 | 0 | 0 | 0 | 0 | 0 | 0 | 0 | 0 | 0 | 0 | 0 | 0 | 0 | 0 | 0 | 0 | 0 | 0 | 0 | 0 | 0 | 0 | 0 | 0 | 0 | 0 | 0 | 0 | 0
F4_Commercial_Education_Existing_Food Preparation_Natural Gas_Griddle_E8 | F4 | Commercial | Education | Existing | Food Preparation | Natural Gas | Griddle | E8 | Utility - Cost of Equipment | 0 | 0 | 0 | 0 | 0 | 0 | 0 | 0 | 0 | 0 | 0 | 0 | 0 | 0 | 0 | 0 | 0 | 0 | 0 | 0 | 0 | 0 | 0 | 0 | 0 | 0 | 0 | 0 | 0 | 0
F4_Commercial_Education_Existing_Food Preparation_Natural Gas_Griddle_E9 | F4 | Commercial | Education | Existing | Food Preparation | Natural Gas | Griddle | E9 | Utility - Cost of Equipment | 0 | 0 | 0 | 0 | 0 | 0 | 0 | 0 | 0 | 0 | 0 | 0 | 0 | 0 | 0 | 0 | 0 | 0 | 0 | 0 | 0 | 0 | 0 | 0 | 0 | 0 | 0 | 0 | 0 | 0
F4_Commercial_Education_Existing_Food Preparation_Natural Gas_Griddle_E10 | F4 | Commercial | Education | Existing | Food Preparation | Natural Gas | Griddle | E10 | Utility - Cost of Equipment | 0 | 0 | 0 | 0 | 0 | 0 | 0 | 0 | 0 | 0 | 0 | 0 | 0 | 0 | 0 | 0 | 0 | 0 | 0 | 0 | 0 | 0 | 0 | 0 | 0 | 0 | 0 | 0 | 0 | 0
F5_Commercial_Education_Existing_Food Preparation_Natural Gas_Griddle_E1 | F5 | Commercial | Education | Existing | Food Preparation | Natural Gas | Griddle | E1 | Utility - Cost of Operation | 0.00086763 | 0.00087505 | 0.00088394 | 0.00089864 | 0.00091824 | 0.00094137 | 0.00096262 | 0.00098154 | 0.00099989 | 0.0010177 | 0.0010356 | 0.0010531 | 0.0010695 | 0.001086 | 0.0011017 | 0.0011178 | 0.0011351 | 0.0011524 | 0.0011699 | 0.0011875 | 0.0012049 | 0.001222 | 0 | 0 | 0 | 0 | 0 | 0 | 0 | 0
F5_Commercial_Education_Existing_Food Preparation_Natural Gas_Griddle_E2 | F5 | Commercial | Education | Existing | Food Preparation | Natural Gas | Griddle | E2 | Utility - Cost of Operation | 0.00074934 | 0.00075575 | 0.00076343 | 0.00077613 | 0.00079306 | 0.00081303 | 0.00083138 | 0.00084772 | 0.00086357 | 0.00087895 | 0.00089445 | 0.00090952 | 0.00092371 | 0.00093792 | 0.0009515 | 0.00096543 | 0.00098033 | 0.00099533 | 0.0010104 | 0.0010256 | 0.0010406 | 0.0010554 | 0 | 0 | 0 | 0 | 0 | 0 | 0 | 0
F5_Commercial_Education_Existing_Food Preparation_Natural Gas_Griddle_E3 | F5 | Commercial | Education | Existing | Food Preparation | Natural Gas | Griddle | E3 | Utility - Cost of Operation | 0 | 0 | 0 | 0 | 0 | 0 | 0 | 0 | 0 | 0 | 0 | 0 | 0 | 0 | 0 | 0 | 0 | 0 | 0 | 0 | 0 | 0 | 0 | 0 | 0 | 0 | 0 | 0 | 0 | 0
F5_Commercial_Education_Existing_Food Preparation_Natural Gas_Griddle_E4 | F5 | Commercial | Education | Existing | Food Preparation | Natural Gas | Griddle | E4 | Utility - Cost of Operation | 0 | 0 | 0 | 0 | 0 | 0 | 0 | 0 | 0 | 0 | 0 | 0 | 0 | 0 | 0 | 0 | 0 | 0 | 0 | 0 | 0 | 0 | 0 | 0 | 0 | 0 | 0 | 0 | 0 | 0
F5_Commercial_Education_Existing_Food Preparation_Natural Gas_Griddle_E5 | F5 | Commercial | Education | Existing | Food Preparation | Natural Gas | Griddle | E5 | Utility - Cost of Operation | 0 | 0 | 0 | 0 | 0 | 0 | 0 | 0 | 0 | 0 | 0 | 0 | 0 | 0 | 0 | 0 | 0 | 0 | 0 | 0 | 0 | 0 | 0 | 0 | 0 | 0 | 0 | 0 | 0 | 0
F5_Commercial_Education_Existing_Food Preparation_Natural Gas_Griddle_E6 | F5 | Commercial | Education | Existing | Food Preparation | Natural Gas | Griddle | E6 | Utility - Cost of Operation | 0 | 0 | 0 | 0 | 0 | 0 | 0 | 0 | 0 | 0 | 0 | 0 | 0 | 0 | 0 | 0 | 0 | 0 | 0 | 0 | 0 | 0 | 0 | 0 | 0 | 0 | 0 | 0 | 0 | 0
F5_Commercial_Education_Existing_Food Preparation_Natural Gas_Griddle_E7 | F5 | Commercial | Education | Existing | Food Preparation | Natural Gas | Griddle | E7 | Utility - Cost of Operation | 0 | 0 | 0 | 0 | 0 | 0 | 0 | 0 | 0 | 0 | 0 | 0 | 0 | 0 | 0 | 0 | 0 | 0 | 0 | 0 | 0 | 0 | 0 | 0 | 0 | 0 | 0 | 0 | 0 | 0
F5_Commercial_Education_Existing_Food Preparation_Natural Gas_Griddle_E8 | F5 | Commercial | Education | Existing | Food Preparation | Natural Gas | Griddle | E8 | Utility - Cost of Operation | 0 | 0 | 0 | 0 | 0 | 0 | 0 | 0 | 0 | 0 | 0 | 0 | 0 | 0 | 0 | 0 | 0 | 0 | 0 | 0 | 0 | 0 | 0 | 0 | 0 | 0 | 0 | 0 | 0 | 0
F5_Commercial_Education_Existing_Food Preparation_Natural Gas_Griddle_E9 | F5 | Commercial | Education | Existing | Food Preparation | Natural Gas | Griddle | E9 | Utility - Cost of Operation | 0 | 0 | 0 | 0 | 0 | 0 | 0 | 0 | 0 | 0 | 0 | 0 | 0 | 0 | 0 | 0 | 0 | 0 | 0 | 0 | 0 | 0 | 0 | 0 | 0 | 0 | 0 | 0 | 0 | 0
F5_Commercial_Education_Existing_Food Preparation_Natural Gas_Griddle_E10 | F5 | Commercial | Education | Existing | Food Preparation | Natural Gas | Griddle | E10 | Utility - Cost of Operation | 0 | 0 | 0 | 0 | 0 | 0 | 0 | 0 | 0 | 0 | 0 | 0 | 0 | 0 | 0 | 0 | 0 | 0 | 0 | 0 | 0 | 0 | 0 | 0 | 0 | 0 | 0 | 0 | 0 | 0
F6_Commercial_Education_Existing_Food Preparation_Natural Gas_Griddle_E1 | F6 | Commercial | Education | Existing | Food Preparation | Natural Gas | Griddle | E1 | Utility - Value of Sales | 0.0010395 | 0.0010484 | 0.001059 | 0.0010766 | 0.0011001 | 0.0011278 | 0.0011533 | 0.0011759 | 0.0011979 | 0.0012193 | 0.0012408 | 0.0012617 | 0.0012814 | 0.0013011 | 0.0013199 | 0.0013392 | 0.0013599 | 0.0013807 | 0.0014017 | 0.0014227 | 0.0014436 | 0.0014641 | 0 | 0 | 0 | 0 | 0 | 0 | 0 | 0
F6_Commercial_Education_Existing_Food Preparation_Natural Gas_Griddle_E2 | F6 | Commercial | Education | Existing | Food Preparation | Natural Gas | Griddle | E2 | Utility - Value of Sales | 0.00089776 | 0.00090544 | 0.00091464 | 0.00092985 | 0.00095013 | 0.00097406 | 0.00099605 | 0.0010156 | 0.0010346 | 0.001053 | 0.0010716 | 0.0010897 | 0.0011067 | 0.0011237 | 0.00114 | 0.0011567 | 0.0011745 | 0.0011925 | 0.0012106 | 0.0012288 | 0.0012468 | 0.0012645 | 0 | 0 | 0 | 0 | 0 | 0 | 0 | 0
F6_Commercial_Education_Existing_Food Preparation_Natural Gas_Griddle_E3 | F6 | Commercial | Education | Existing | Food Preparation | Natural Gas | Griddle | E3 | Utility - Value of Sales | 0 | 0 | 0 | 0 | 0 | 0 | 0 | 0 | 0 | 0 | 0 | 0 | 0 | 0 | 0 | 0 | 0 | 0 | 0 | 0 | 0 | 0 | 0 | 0 | 0 | 0 | 0 | 0 | 0 | 0
F6_Commercial_Education_Existing_Food Preparation_Natural Gas_Griddle_E4 | F6 | Commercial | Education | Existing | Food Preparation | Natural Gas | Griddle | E4 | Utility - Value of Sales | 0 | 0 | 0 | 0 | 0 | 0 | 0 | 0 | 0 | 0 | 0 | 0 | 0 | 0 | 0 | 0 | 0 | 0 | 0 | 0 | 0 | 0 | 0 | 0 | 0 | 0 | 0 | 0 | 0 | 0
F6_Commercial_Education_Existing_Food Preparation_Natural Gas_Griddle_E5 | F6 | Commercial | Education | Existing | Food Preparation | Natural Gas | Griddle | E5 | Utility - Value of Sales | 0 | 0 | 0 | 0 | 0 | 0 | 0 | 0 | 0 | 0 | 0 | 0 | 0 | 0 | 0 | 0 | 0 | 0 | 0 | 0 | 0 | 0 | 0 | 0 | 0 | 0 | 0 | 0 | 0 | 0
F6_Commercial_Education_Existing_Food Preparation_Natural Gas_Griddle_E6 | F6 | Commercial | Education | Existing | Food Preparation | Natural Gas | Griddle | E6 | Utility - Value of Sales | 0 | 0 | 0 | 0 | 0 | 0 | 0 | 0 | 0 | 0 | 0 | 0 | 0 | 0 | 0 | 0 | 0 | 0 | 0 | 0 | 0 | 0 | 0 | 0 | 0 | 0 | 0 | 0 | 0 | 0
F6_Commercial_Education_Existing_Food Preparation_Natural Gas_Griddle_E7 | F6 | Commercial | Education | Existing | Food Preparation | Natural Gas | Griddle | E7 | Utility - Value of Sales | 0 | 0 | 0 | 0 | 0 | 0 | 0 | 0 | 0 | 0 | 0 | 0 | 0 | 0 | 0 | 0 | 0 | 0 | 0 | 0 | 0 | 0 | 0 | 0 | 0 | 0 | 0 | 0 | 0 | 0
F6_Commercial_Education_Existing_Food Preparation_Natural Gas_Griddle_E8 | F6 | Commercial | Education | Existing | Food Preparation | Natural Gas | Griddle | E8 | Utility - Value of Sales | 0 | 0 | 0 | 0 | 0 | 0 | 0 | 0 | 0 | 0 | 0 | 0 | 0 | 0 | 0 | 0 | 0 | 0 | 0 | 0 | 0 | 0 | 0 | 0 | 0 | 0 | 0 | 0 | 0 | 0
F6_Commercial_Education_Existing_Food Preparation_Natural Gas_Griddle_E9 | F6 | Commercial | Education | Existing | Food Preparation | Natural Gas | Griddle | E9 | Utility - Value of Sales | 0 | 0 | 0 | 0 | 0 | 0 | 0 | 0 | 0 | 0 | 0 | 0 | 0 | 0 | 0 | 0 | 0 | 0 | 0 | 0 | 0 | 0 | 0 | 0 | 0 | 0 | 0 | 0 | 0 | 0
F6_Commercial_Education_Existing_Food Preparation_Natural Gas_Griddle_E10 | F6 | Commercial | Education | Existing | Food Preparation | Natural Gas | Griddle | E10 | Utility - Value of Sales | 0 | 0 | 0 | 0 | 0 | 0 | 0 | 0 | 0 | 0 | 0 | 0 | 0 | 0 | 0 | 0 | 0 | 0 | 0 | 0 | 0 | 0 | 0 | 0 | 0 | 0 | 0 | 0 | 0 | 0
F1_Commercial_Education_Existing_Food Preparation_Natural Gas_Range_E1 | F1 | Commercial | Education | Existing | Food Preparation | Natural Gas | Range | E1 | Participant - Cost of Equipment | 0.00086848 | 0.00086848 | 0.00086848 | 0.00086848 | 0.00086848 | 0.00086848 | 0.00086848 | 0.00086848 | 0.00086848 | 0.00086848 | 0.00086848 | 0.00086848 | 0.00086848 | 0.00086848 | 0.00086848 | 0.00086848 | 0.00086848 | 0.00086848 | 0.00086848 | 0.00086848 | 0.00086848 | 0.00086848 | 0 | 0 | 0 | 0 | 0 | 0 | 0 | 0
F1_Commercial_Education_Existing_Food Preparation_Natural Gas_Range_E2 | F1 | Commercial | Education | Existing | Food Preparation | Natural Gas | Range | E2 | Participant - Cost of Equipment | 0.00086859 | 0.00086859 | 0.00086859 | 0.00086859 | 0.00086859 | 0.00086859 | 0.00086859 | 0.00086859 | 0.00086859 | 0.00086859 | 0.00086859 | 0.00086859 | 0.00086859 | 0.00086859 | 0.00086859 | 0.00086859 | 0.00086859 | 0.00086859 | 0.00086859 | 0.00086859 | 0.00086859 | 0.00086859 | 0 | 0 | 0 | 0 | 0 | 0 | 0 | 0
F1_Commercial_Education_Existing_Food Preparation_Natural Gas_Range_E3 | F1 | Commercial | Education | Existing | Food Preparation | Natural Gas | Range | E3 | Participant - Cost of Equipment | 0 | 0 | 0 | 0 | 0 | 0 | 0 | 0 | 0 | 0 | 0 | 0 | 0 | 0 | 0 | 0 | 0 | 0 | 0 | 0 | 0 | 0 | 0 | 0 | 0 | 0 | 0 | 0 | 0 | 0
F1_Commercial_Education_Existing_Food Preparation_Natural Gas_Range_E4 | F1 | Commercial | Education | Existing | Food Preparation | Natural Gas | Range | E4 | Participant - Cost of Equipment | 0 | 0 | 0 | 0 | 0 | 0 | 0 | 0 | 0 | 0 | 0 | 0 | 0 | 0 | 0 | 0 | 0 | 0 | 0 | 0 | 0 | 0 | 0 | 0 | 0 | 0 | 0 | 0 | 0 | 0
F1_Commercial_Education_Existing_Food Preparation_Natural Gas_Range_E5 | F1 | Commercial | Education | Existing | Food Preparation | Natural Gas | Range | E5 | Participant - Cost of Equipment | 0 | 0 | 0 | 0 | 0 | 0 | 0 | 0 | 0 | 0 | 0 | 0 | 0 | 0 | 0 | 0 | 0 | 0 | 0 | 0 | 0 | 0 | 0 | 0 | 0 | 0 | 0 | 0 | 0 | 0
F1_Commercial_Education_Existing_Food Preparation_Natural Gas_Range_E6 | F1 | Commercial | Education | Existing | Food Preparation | Natural Gas | Range | E6 | Participant - Cost of Equipment | 0 | 0 | 0 | 0 | 0 | 0 | 0 | 0 | 0 | 0 | 0 | 0 | 0 | 0 | 0 | 0 | 0 | 0 | 0 | 0 | 0 | 0 | 0 | 0 | 0 | 0 | 0 | 0 | 0 | 0
F1_Commercial_Education_Existing_Food Preparation_Natural Gas_Range_E7 | F1 | Commercial | Education | Existing | Food Preparation | Natural Gas | Range | E7 | Participant - Cost of Equipment | 0 | 0 | 0 | 0 | 0 | 0 | 0 | 0 | 0 | 0 | 0 | 0 | 0 | 0 | 0 | 0 | 0 | 0 | 0 | 0 | 0 | 0 | 0 | 0 | 0 | 0 | 0 | 0 | 0 | 0
F1_Commercial_Education_Existing_Food Preparation_Natural Gas_Range_E8 | F1 | Commercial | Education | Existing | Food Preparation | Natural Gas | Range | E8 | Participant - Cost of Equipment | 0 | 0 | 0 | 0 | 0 | 0 | 0 | 0 | 0 | 0 | 0 | 0 | 0 | 0 | 0 | 0 | 0 | 0 | 0 | 0 | 0 | 0 | 0 | 0 | 0 | 0 | 0 | 0 | 0 | 0
F1_Commercial_Education_Existing_Food Preparation_Natural Gas_Range_E9 | F1 | Commercial | Education | Existing | Food Preparation | Natural Gas | Range | E9 | Participant - Cost of Equipment | 0 | 0 | 0 | 0 | 0 | 0 | 0 | 0 | 0 | 0 | 0 | 0 | 0 | 0 | 0 | 0 | 0 | 0 | 0 | 0 | 0 | 0 | 0 | 0 | 0 | 0 | 0 | 0 | 0 | 0
F1_Commercial_Education_Existing_Food Preparation_Natural Gas_Range_E10 | F1 | Commercial | Education | Existing | Food Preparation | Natural Gas | Range | E10 | Participant - Cost of Equipment | 0 | 0 | 0 | 0 | 0 | 0 | 0 | 0 | 0 | 0 | 0 | 0 | 0 | 0 | 0 | 0 | 0 | 0 | 0 | 0 | 0 | 0 | 0 | 0 | 0 | 0 | 0 | 0 | 0 | 0
F2_Commercial_Education_Existing_Food Preparation_Natural Gas_Range_E1 | F2 | Commercial | Education | Existing | Food Preparation | Natural Gas | Range | E1 | Participant - Cost of Operation | 0.0011957 | 0.0012036 | 0.0012139 | 0.0012339 | 0.0012616 | 0.0012949 | 0.0013251 | 0.001351 | 0.0013756 | 0.0014007 | 0.0014276 | 0.0014538 | 0.0014786 | 0.0015036 | 0.0015256 | 0.0015465 | 0.0015692 | 0.0015918 | 0.0016147 | 0.0016375 | 0.0016599 | 0.0016817 | 0 | 0 | 0 | 0 | 0 | 0 | 0 | 0
F2_Commercial_Education_Existing_Food Preparation_Natural Gas_Range_E2 | F2 | Commercial | Education | Existing | Food Preparation | Natural Gas | Range | E2 | Participant - Cost of Operation | 0.00089674 | 0.00090272 | 0.00091046 | 0.00092541 | 0.00094617 | 0.00097114 | 0.00099382 | 0.0010132 | 0.0010317 | 0.0010505 | 0.0010707 | 0.0010904 | 0.001109 | 0.0011277 | 0.0011442 | 0.0011599 | 0.0011769 | 0.0011939 | 0.001211 | 0.0012281 | 0.0012449 | 0.0012613 | 0 | 0 | 0 | 0 | 0 | 0 | 0 | 0
F2_Commercial_Education_Existing_Food Preparation_Natural Gas_Range_E3 | F2 | Commercial | Education | Existing | Food Preparation | Natural Gas | Range | E3 | Participant - Cost of Operation | 0 | 0 | 0 | 0 | 0 | 0 | 0 | 0 | 0 | 0 | 0 | 0 | 0 | 0 | 0 | 0 | 0 | 0 | 0 | 0 | 0 | 0 | 0 | 0 | 0 | 0 | 0 | 0 | 0 | 0
F2_Commercial_Education_Existing_Food Preparation_Natural Gas_Range_E4 | F2 | Commercial | Education | Existing | Food Preparation | Natural Gas | Range | E4 | Participant - Cost of Operation | 0 | 0 | 0 | 0 | 0 | 0 | 0 | 0 | 0 | 0 | 0 | 0 | 0 | 0 | 0 | 0 | 0 | 0 | 0 | 0 | 0 | 0 | 0 | 0 | 0 | 0 | 0 | 0 | 0 | 0
F2_Commercial_Education_Existing_Food Preparation_Natural Gas_Range_E5 | F2 | Commercial | Education | Existing | Food Preparation | Natural Gas | Range | E5 | Participant - Cost of Operation | 0 | 0 | 0 | 0 | 0 | 0 | 0 | 0 | 0 | 0 | 0 | 0 | 0 | 0 | 0 | 0 | 0 | 0 | 0 | 0 | 0 | 0 | 0 | 0 | 0 | 0 | 0 | 0 | 0 | 0
F2_Commercial_Education_Existing_Food Preparation_Natural Gas_Range_E6 | F2 | Commercial | Education | Existing | Food Preparation | Natural Gas | Range | E6 | Participant - Cost of Operation | 0 | 0 | 0 | 0 | 0 | 0 | 0 | 0 | 0 | 0 | 0 | 0 | 0 | 0 | 0 | 0 | 0 | 0 | 0 | 0 | 0 | 0 | 0 | 0 | 0 | 0 | 0 | 0 | 0 | 0
F2_Commercial_Education_Existing_Food Preparation_Natural Gas_Range_E7 | F2 | Commercial | Education | Existing | Food Preparation | Natural Gas | Range | E7 | Participant - Cost of Operation | 0 | 0 | 0 | 0 | 0 | 0 | 0 | 0 | 0 | 0 | 0 | 0 | 0 | 0 | 0 | 0 | 0 | 0 | 0 | 0 | 0 | 0 | 0 | 0 | 0 | 0 | 0 | 0 | 0 | 0
F2_Commercial_Education_Existing_Food Preparation_Natural Gas_Range_E8 | F2 | Commercial | Education | Existing | Food Preparation | Natural Gas | Range | E8 | Participant - Cost of Operation | 0 | 0 | 0 | 0 | 0 | 0 | 0 | 0 | 0 | 0 | 0 | 0 | 0 | 0 | 0 | 0 | 0 | 0 | 0 | 0 | 0 | 0 | 0 | 0 | 0 | 0 | 0 | 0 | 0 | 0
F2_Commercial_Education_Existing_Food Preparation_Natural Gas_Range_E9 | F2 | Commercial | Education | Existing | Food Preparation | Natural Gas | Range | E9 | Participant - Cost of Operation | 0 | 0 | 0 | 0 | 0 | 0 | 0 | 0 | 0 | 0 | 0 | 0 | 0 | 0 | 0 | 0 | 0 | 0 | 0 | 0 | 0 | 0 | 0 | 0 | 0 | 0 | 0 | 0 | 0 | 0
F2_Commercial_Education_Existing_Food Preparation_Natural Gas_Range_E10 | F2 | Commercial | Education | Existing | Food Preparation | Natural Gas | Range | E10 | Participant - Cost of Operation | 0 | 0 | 0 | 0 | 0 | 0 | 0 | 0 | 0 | 0 | 0 | 0 | 0 | 0 | 0 | 0 | 0 | 0 | 0 | 0 | 0 | 0 | 0 | 0 | 0 | 0 | 0 | 0 | 0 | 0
F3_Commercial_Education_Existing_Food Preparation_Natural Gas_Range_E1 | F3 | Commercial | Education | Existing | Food Preparation | Natural Gas | Range | E1 | System - kBTUs of Conusmption | 0.11329 | 0.11359 | 0.11396 | 0.11492 | 0.11575 | 0.11646 | 0.11699 | 0.11752 | 0.11801 | 0.11845 | 0.11882 | 0.11904 | 0.11909 | 0.11896 | 0.1186 | 0.11812 | 0.1176 | 0.11704 | 0.1164 | 0.11579 | 0.11515 | 0.1145 | 0 | 0 | 0 | 0 | 0 | 0 | 0 | 0
F3_Commercial_Education_Existing_Food Preparation_Natural Gas_Range_E2 | F3 | Commercial | Education | Existing | Food Preparation | Natural Gas | Range | E2 | System - kBTUs of Conusmption | 0.084966 | 0.085194 | 0.085471 | 0.086188 | 0.086813 | 0.087342 | 0.087745 | 0.088141 | 0.088504 | 0.088836 | 0.089112 | 0.08928 | 0.089315 | 0.089219 | 0.088954 | 0.08859 | 0.088199 | 0.087781 | 0.087303 | 0.086843 | 0.086365 | 0.085874 | 0 | 0 | 0 | 0 | 0 | 0 | 0 | 0
F3_Commercial_Education_Existing_Food Preparation_Natural Gas_Range_E3 | F3 | Commercial | Education | Existing | Food Preparation | Natural Gas | Range | E3 | System - kBTUs of Conusmption | 0 | 0 | 0 | 0 | 0 | 0 | 0 | 0 | 0 | 0 | 0 | 0 | 0 | 0 | 0 | 0 | 0 | 0 | 0 | 0 | 0 | 0 | 0 | 0 | 0 | 0 | 0 | 0 | 0 | 0
F3_Commercial_Education_Existing_Food Preparation_Natural Gas_Range_E4 | F3 | Commercial | Education | Existing | Food Preparation | Natural Gas | Range | E4 | System - kBTUs of Conusmption | 0 | 0 | 0 | 0 | 0 | 0 | 0 | 0 | 0 | 0 | 0 | 0 | 0 | 0 | 0 | 0 | 0 | 0 | 0 | 0 | 0 | 0 | 0 | 0 | 0 | 0 | 0 | 0 | 0 | 0
F3_Commercial_Education_Existing_Food Preparation_Natural Gas_Range_E5 | F3 | Commercial | Education | Existing | Food Preparation | Natural Gas | Range | E5 | System - kBTUs of Conusmption | 0 | 0 | 0 | 0 | 0 | 0 | 0 | 0 | 0 | 0 | 0 | 0 | 0 | 0 | 0 | 0 | 0 | 0 | 0 | 0 | 0 | 0 | 0 | 0 | 0 | 0 | 0 | 0 | 0 | 0
F3_Commercial_Education_Existing_Food Preparation_Natural Gas_Range_E6 | F3 | Commercial | Education | Existing | Food Preparation | Natural Gas | Range | E6 | System - kBTUs of Conusmption | 0 | 0 | 0 | 0 | 0 | 0 | 0 | 0 | 0 | 0 | 0 | 0 | 0 | 0 | 0 | 0 | 0 | 0 | 0 | 0 | 0 | 0 | 0 | 0 | 0 | 0 | 0 | 0 | 0 | 0
F3_Commercial_Education_Existing_Food Preparation_Natural Gas_Range_E7 | F3 | Commercial | Education | Existing | Food Preparation | Natural Gas | Range | E7 | System - kBTUs of Conusmption | 0 | 0 | 0 | 0 | 0 | 0 | 0 | 0 | 0 | 0 | 0 | 0 | 0 | 0 | 0 | 0 | 0 | 0 | 0 | 0 | 0 | 0 | 0 | 0 | 0 | 0 | 0 | 0 | 0 | 0
F3_Commercial_Education_Existing_Food Preparation_Natural Gas_Range_E8 | F3 | Commercial | Education | Existing | Food Preparation | Natural Gas | Range | E8 | System - kBTUs of Conusmption | 0 | 0 | 0 | 0 | 0 | 0 | 0 | 0 | 0 | 0 | 0 | 0 | 0 | 0 | 0 | 0 | 0 | 0 | 0 | 0 | 0 | 0 | 0 | 0 | 0 | 0 | 0 | 0 | 0 | 0
F3_Commercial_Education_Existing_Food Preparation_Natural Gas_Range_E9 | F3 | Commercial | Education | Existing | Food Preparation | Natural Gas | Range | E9 | System - kBTUs of Conusmption | 0 | 0 | 0 | 0 | 0 | 0 | 0 | 0 | 0 | 0 | 0 | 0 | 0 | 0 | 0 | 0 | 0 | 0 | 0 | 0 | 0 | 0 | 0 | 0 | 0 | 0 | 0 | 0 | 0 | 0
F3_Commercial_Education_Existing_Food Preparation_Natural Gas_Range_E10 | F3 | Commercial | Education | Existing | Food Preparation | Natural Gas | Range | E10 | System - kBTUs of Conusmption | 0 | 0 | 0 | 0 | 0 | 0 | 0 | 0 | 0 | 0 | 0 | 0 | 0 | 0 | 0 | 0 | 0 | 0 | 0 | 0 | 0 | 0 | 0 | 0 | 0 | 0 | 0 | 0 | 0 | 0
F4_Commercial_Education_Existing_Food Preparation_Natural Gas_Range_E1 | F4 | Commercial | Education | Existing | Food Preparation | Natural Gas | Range | E1 | Utility - Cost of Equipment | 0.00086848 | 0.00086848 | 0.00086848 | 0.00086848 | 0.00086848 | 0.00086848 | 0.00086848 | 0.00086848 | 0.00086848 | 0.00086848 | 0.00086848 | 0.00086848 | 0.00086848 | 0.00086848 | 0.00086848 | 0.00086848 | 0.00086848 | 0.00086848 | 0.00086848 | 0.00086848 | 0.00086848 | 0.00086848 | 0 | 0 | 0 | 0 | 0 | 0 | 0 | 0
F4_Commercial_Education_Existing_Food Preparation_Natural Gas_Range_E2 | F4 | Commercial | Education | Existing | Food Preparation | Natural Gas | Range | E2 | Utility - Cost of Equipment | 0.00086859 | 0.00086859 | 0.00086859 | 0.00086859 | 0.00086859 | 0.00086859 | 0.00086859 | 0.00086859 | 0.00086859 | 0.00086859 | 0.00086859 | 0.00086859 | 0.00086859 | 0.00086859 | 0.00086859 | 0.00086859 | 0.00086859 | 0.00086859 | 0.00086859 | 0.00086859 | 0.00086859 | 0.00086859 | 0 | 0 | 0 | 0 | 0 | 0 | 0 | 0
F4_Commercial_Education_Existing_Food Preparation_Natural Gas_Range_E3 | F4 | Commercial | Education | Existing | Food Preparation | Natural Gas | Range | E3 | Utility - Cost of Equipment | 0 | 0 | 0 | 0 | 0 | 0 | 0 | 0 | 0 | 0 | 0 | 0 | 0 | 0 | 0 | 0 | 0 | 0 | 0 | 0 | 0 | 0 | 0 | 0 | 0 | 0 | 0 | 0 | 0 | 0
F4_Commercial_Education_Existing_Food Preparation_Natural Gas_Range_E4 | F4 | Commercial | Education | Existing | Food Preparation | Natural Gas | Range | E4 | Utility - Cost of Equipment | 0 | 0 | 0 | 0 | 0 | 0 | 0 | 0 | 0 | 0 | 0 | 0 | 0 | 0 | 0 | 0 | 0 | 0 | 0 | 0 | 0 | 0 | 0 | 0 | 0 | 0 | 0 | 0 | 0 | 0
F4_Commercial_Education_Existing_Food Preparation_Natural Gas_Range_E5 | F4 | Commercial | Education | Existing | Food Preparation | Natural Gas | Range | E5 | Utility - Cost of Equipment | 0 | 0 | 0 | 0 | 0 | 0 | 0 | 0 | 0 | 0 | 0 | 0 | 0 | 0 | 0 | 0 | 0 | 0 | 0 | 0 | 0 | 0 | 0 | 0 | 0 | 0 | 0 | 0 | 0 | 0
F4_Commercial_Education_Existing_Food Preparation_Natural Gas_Range_E6 | F4 | Commercial | Education | Existing | Food Preparation | Natural Gas | Range | E6 | Utility - Cost of Equipment | 0 | 0 | 0 | 0 | 0 | 0 | 0 | 0 | 0 | 0 | 0 | 0 | 0 | 0 | 0 | 0 | 0 | 0 | 0 | 0 | 0 | 0 | 0 | 0 | 0 | 0 | 0 | 0 | 0 | 0
F4_Commercial_Education_Existing_Food Preparation_Natural Gas_Range_E7 | F4 | Commercial | Education | Existing | Food Preparation | Natural Gas | Range | E7 | Utility - Cost of Equipment | 0 | 0 | 0 | 0 | 0 | 0 | 0 | 0 | 0 | 0 | 0 | 0 | 0 | 0 | 0 | 0 | 0 | 0 | 0 | 0 | 0 | 0 | 0 | 0 | 0 | 0 | 0 | 0 | 0 | 0
F4_Commercial_Education_Existing_Food Preparation_Natural Gas_Range_E8 | F4 | Commercial | Education | Existing | Food Preparation | Natural Gas | Range | E8 | Utility - Cost of Equipment | 0 | 0 | 0 | 0 | 0 | 0 | 0 | 0 | 0 | 0 | 0 | 0 | 0 | 0 | 0 | 0 | 0 | 0 | 0 | 0 | 0 | 0 | 0 | 0 | 0 | 0 | 0 | 0 | 0 | 0
F4_Commercial_Education_Existing_Food Preparation_Natural Gas_Range_E9 | F4 | Commercial | Education | Existing | Food Preparation | Natural Gas | Range | E9 | Utility - Cost of Equipment | 0 | 0 | 0 | 0 | 0 | 0 | 0 | 0 | 0 | 0 | 0 | 0 | 0 | 0 | 0 | 0 | 0 | 0 | 0 | 0 | 0 | 0 | 0 | 0 | 0 | 0 | 0 | 0 | 0 | 0
F4_Commercial_Education_Existing_Food Preparation_Natural Gas_Range_E10 | F4 | Commercial | Education | Existing | Food Preparation | Natural Gas | Range | E10 | Utility - Cost of Equipment | 0 | 0 | 0 | 0 | 0 | 0 | 0 | 0 | 0 | 0 | 0 | 0 | 0 | 0 | 0 | 0 | 0 | 0 | 0 | 0 | 0 | 0 | 0 | 0 | 0 | 0 | 0 | 0 | 0 | 0
F5_Commercial_Education_Existing_Food Preparation_Natural Gas_Range_E1 | F5 | Commercial | Education | Existing | Food Preparation | Natural Gas | Range | E1 | Utility - Cost of Operation | 0.00099799 | 0.0010046 | 0.0010133 | 0.0010299 | 0.001053 | 0.0010808 | 0.001106 | 0.0011276 | 0.0011482 | 0.0011691 | 0.0011916 | 0.0012135 | 0.0012342 | 0.001255 | 0.0012734 | 0.0012909 | 0.0013097 | 0.0013287 | 0.0013477 | 0.0013668 | 0.0013855 | 0.0014037 | 0 | 0 | 0 | 0 | 0 | 0 | 0 | 0
F5_Commercial_Education_Existing_Food Preparation_Natural Gas_Range_E2 | F5 | Commercial | Education | Existing | Food Preparation | Natural Gas | Range | E2 | Utility - Cost of Operation | 0.00074849 | 0.00075348 | 0.00075994 | 0.00077242 | 0.00078975 | 0.00081059 | 0.00082952 | 0.00084573 | 0.00086113 | 0.00087685 | 0.00089368 | 0.0009101 | 0.00092562 | 0.00094125 | 0.00095507 | 0.00096815 | 0.0009823 | 0.00099651 | 0.0010108 | 0.0010251 | 0.0010391 | 0.0010528 | 0 | 0 | 0 | 0 | 0 | 0 | 0 | 0
F5_Commercial_Education_Existing_Food Preparation_Natural Gas_Range_E3 | F5 | Commercial | Education | Existing | Food Preparation | Natural Gas | Range | E3 | Utility - Cost of Operation | 0 | 0 | 0 | 0 | 0 | 0 | 0 | 0 | 0 | 0 | 0 | 0 | 0 | 0 | 0 | 0 | 0 | 0 | 0 | 0 | 0 | 0 | 0 | 0 | 0 | 0 | 0 | 0 | 0 | 0
F5_Commercial_Education_Existing_Food Preparation_Natural Gas_Range_E4 | F5 | Commercial | Education | Existing | Food Preparation | Natural Gas | Range | E4 | Utility - Cost of Operation | 0 | 0 | 0 | 0 | 0 | 0 | 0 | 0 | 0 | 0 | 0 | 0 | 0 | 0 | 0 | 0 | 0 | 0 | 0 | 0 | 0 | 0 | 0 | 0 | 0 | 0 | 0 | 0 | 0 | 0
F5_Commercial_Education_Existing_Food Preparation_Natural Gas_Range_E5 | F5 | Commercial | Education | Existing | Food Preparation | Natural Gas | Range | E5 | Utility - Cost of Operation | 0 | 0 | 0 | 0 | 0 | 0 | 0 | 0 | 0 | 0 | 0 | 0 | 0 | 0 | 0 | 0 | 0 | 0 | 0 | 0 | 0 | 0 | 0 | 0 | 0 | 0 | 0 | 0 | 0 | 0
F5_Commercial_Education_Existing_Food Preparation_Natural Gas_Range_E6 | F5 | Commercial | Education | Existing | Food Preparation | Natural Gas | Range | E6 | Utility - Cost of Operation | 0 | 0 | 0 | 0 | 0 | 0 | 0 | 0 | 0 | 0 | 0 | 0 | 0 | 0 | 0 | 0 | 0 | 0 | 0 | 0 | 0 | 0 | 0 | 0 | 0 | 0 | 0 | 0 | 0 | 0
F5_Commercial_Education_Existing_Food Preparation_Natural Gas_Range_E7 | F5 | Commercial | Education | Existing | Food Preparation | Natural Gas | Range | E7 | Utility - Cost of Operation | 0 | 0 | 0 | 0 | 0 | 0 | 0 | 0 | 0 | 0 | 0 | 0 | 0 | 0 | 0 | 0 | 0 | 0 | 0 | 0 | 0 | 0 | 0 | 0 | 0 | 0 | 0 | 0 | 0 | 0
F5_Commercial_Education_Existing_Food Preparation_Natural Gas_Range_E8 | F5 | Commercial | Education | Existing | Food Preparation | Natural Gas | Range | E8 | Utility - Cost of Operation | 0 | 0 | 0 | 0 | 0 | 0 | 0 | 0 | 0 | 0 | 0 | 0 | 0 | 0 | 0 | 0 | 0 | 0 | 0 | 0 | 0 | 0 | 0 | 0 | 0 | 0 | 0 | 0 | 0 | 0
F5_Commercial_Education_Existing_Food Preparation_Natural Gas_Range_E9 | F5 | Commercial | Education | Existing | Food Preparation | Natural Gas | Range | E9 | Utility - Cost of Operation | 0 | 0 | 0 | 0 | 0 | 0 | 0 | 0 | 0 | 0 | 0 | 0 | 0 | 0 | 0 | 0 | 0 | 0 | 0 | 0 | 0 | 0 | 0 | 0 | 0 | 0 | 0 | 0 | 0 | 0
F5_Commercial_Education_Existing_Food Preparation_Natural Gas_Range_E10 | F5 | Commercial | Education | Existing | Food Preparation | Natural Gas | Range | E10 | Utility - Cost of Operation | 0 | 0 | 0 | 0 | 0 | 0 | 0 | 0 | 0 | 0 | 0 | 0 | 0 | 0 | 0 | 0 | 0 | 0 | 0 | 0 | 0 | 0 | 0 | 0 | 0 | 0 | 0 | 0 | 0 | 0
F6_Commercial_Education_Existing_Food Preparation_Natural Gas_Range_E1 | F6 | Commercial | Education | Existing | Food Preparation | Natural Gas | Range | E1 | Utility - Value of Sales | 0.0011957 | 0.0012036 | 0.0012139 | 0.0012339 | 0.0012616 | 0.0012949 | 0.0013251 | 0.001351 | 0.0013756 | 0.0014007 | 0.0014276 | 0.0014538 | 0.0014786 | 0.0015036 | 0.0015256 | 0.0015465 | 0.0015692 | 0.0015918 | 0.0016147 | 0.0016375 | 0.0016599 | 0.0016817 | 0 | 0 | 0 | 0 | 0 | 0 | 0 | 0
F6_Commercial_Education_Existing_Food Preparation_Natural Gas_Range_E2 | F6 | Commercial | Education | Existing | Food Preparation | Natural Gas | Range | E2 | Utility - Value of Sales | 0.00089674 | 0.00090272 | 0.00091046 | 0.00092541 | 0.00094617 | 0.00097114 | 0.00099382 | 0.0010132 | 0.0010317 | 0.0010505 | 0.0010707 | 0.0010904 | 0.001109 | 0.0011277 | 0.0011442 | 0.0011599 | 0.0011769 | 0.0011939 | 0.001211 | 0.0012281 | 0.0012449 | 0.0012613 | 0 | 0 | 0 | 0 | 0 | 0 | 0 | 0
F6_Commercial_Education_Existing_Food Preparation_Natural Gas_Range_E3 | F6 | Commercial | Education | Existing | Food Preparation | Natural Gas | Range | E3 | Utility - Value of Sales | 0 | 0 | 0 | 0 | 0 | 0 | 0 | 0 | 0 | 0 | 0 | 0 | 0 | 0 | 0 | 0 | 0 | 0 | 0 | 0 | 0 | 0 | 0 | 0 | 0 | 0 | 0 | 0 | 0 | 0
F6_Commercial_Education_Existing_Food Preparation_Natural Gas_Range_E4 | F6 | Commercial | Education | Existing | Food Preparation | Natural Gas | Range | E4 | Utility - Value of Sales | 0 | 0 | 0 | 0 | 0 | 0 | 0 | 0 | 0 | 0 | 0 | 0 | 0 | 0 | 0 | 0 | 0 | 0 | 0 | 0 | 0 | 0 | 0 | 0 | 0 | 0 | 0 | 0 | 0 | 0
F6_Commercial_Education_Existing_Food Preparation_Natural Gas_Range_E5 | F6 | Commercial | Education | Existing | Food Preparation | Natural Gas | Range | E5 | Utility - Value of Sales | 0 | 0 | 0 | 0 | 0 | 0 | 0 | 0 | 0 | 0 | 0 | 0 | 0 | 0 | 0 | 0 | 0 | 0 | 0 | 0 | 0 | 0 | 0 | 0 | 0 | 0 | 0 | 0 | 0 | 0
F6_Commercial_Education_Existing_Food Preparation_Natural Gas_Range_E6 | F6 | Commercial | Education | Existing | Food Preparation | Natural Gas | Range | E6 | Utility - Value of Sales | 0 | 0 | 0 | 0 | 0 | 0 | 0 | 0 | 0 | 0 | 0 | 0 | 0 | 0 | 0 | 0 | 0 | 0 | 0 | 0 | 0 | 0 | 0 | 0 | 0 | 0 | 0 | 0 | 0 | 0
F6_Commercial_Education_Existing_Food Preparation_Natural Gas_Range_E7 | F6 | Commercial | Education | Existing | Food Preparation | Natural Gas | Range | E7 | Utility - Value of Sales | 0 | 0 | 0 | 0 | 0 | 0 | 0 | 0 | 0 | 0 | 0 | 0 | 0 | 0 | 0 | 0 | 0 | 0 | 0 | 0 | 0 | 0 | 0 | 0 | 0 | 0 | 0 | 0 | 0 | 0
F6_Commercial_Education_Existing_Food Preparation_Natural Gas_Range_E8 | F6 | Commercial | Education | Existing | Food Preparation | Natural Gas | Range | E8 | Utility - Value of Sales | 0 | 0 | 0 | 0 | 0 | 0 | 0 | 0 | 0 | 0 | 0 | 0 | 0 | 0 | 0 | 0 | 0 | 0 | 0 | 0 | 0 | 0 | 0 | 0 | 0 | 0 | 0 | 0 | 0 | 0
F6_Commercial_Education_Existing_Food Preparation_Natural Gas_Range_E9 | F6 | Commercial | Education | Existing | Food Preparation | Natural Gas | Range | E9 | Utility - Value of Sales | 0 | 0 | 0 | 0 | 0 | 0 | 0 | 0 | 0 | 0 | 0 | 0 | 0 | 0 | 0 | 0 | 0 | 0 | 0 | 0 | 0 | 0 | 0 | 0 | 0 | 0 | 0 | 0 | 0 | 0
F6_Commercial_Education_Existing_Food Preparation_Natural Gas_Range_E10 | F6 | Commercial | Education | Existing | Food Preparation | Natural Gas | Range | E10 | Utility - Value of Sales | 0 | 0 | 0 | 0 | 0 | 0 | 0 | 0 | 0 | 0 | 0 | 0 | 0 | 0 | 0 | 0 | 0 | 0 | 0 | 0 | 0 | 0 | 0 | 0 | 0 | 0 | 0 | 0 | 0 | 0
F1_Commercial_Education_Existing_Food Preparation_Natural Gas_Steamer_E1 | F1 | Commercial | Education | Existing | Food Preparation | Natural Gas | Steamer | E1 | Participant - Cost of Equipment | 0.0026251 | 0.0026251 | 0.0026251 | 0.0026251 | 0.0026251 | 0.0026251 | 0.0026251 | 0.0026251 | 0.0026251 | 0.0026251 | 0.0026251 | 0.0026251 | 0.0026251 | 0.0026251 | 0.0026251 | 0.0026251 | 0.0026251 | 0.0026251 | 0.0026251 | 0.0026251 | 0.0026251 | 0.0026251 | 0 | 0 | 0 | 0 | 0 | 0 | 0 | 0
F1_Commercial_Education_Existing_Food Preparation_Natural Gas_Steamer_E2 | F1 | Commercial | Education | Existing | Food Preparation | Natural Gas | Steamer | E2 | Participant - Cost of Equipment | 0.0028198 | 0.0028198 | 0.0028198 | 0.0028198 | 0.0028198 | 0.0028198 | 0.0028198 | 0.0028198 | 0.0028198 | 0.0028198 | 0.0028198 | 0.0028198 | 0.0028198 | 0.0028198 | 0.0028198 | 0.0028198 | 0.0028198 | 0.0028198 | 0.0028198 | 0.0028198 | 0.0028198 | 0.0028198 | 0 | 0 | 0 | 0 | 0 | 0 | 0 | 0
F1_Commercial_Education_Existing_Food Preparation_Natural Gas_Steamer_E3 | F1 | Commercial | Education | Existing | Food Preparation | Natural Gas | Steamer | E3 | Participant - Cost of Equipment | 0 | 0 | 0 | 0 | 0 | 0 | 0 | 0 | 0 | 0 | 0 | 0 | 0 | 0 | 0 | 0 | 0 | 0 | 0 | 0 | 0 | 0 | 0 | 0 | 0 | 0 | 0 | 0 | 0 | 0
F1_Commercial_Education_Existing_Food Preparation_Natural Gas_Steamer_E4 | F1 | Commercial | Education | Existing | Food Preparation | Natural Gas | Steamer | E4 | Participant - Cost of Equipment | 0 | 0 | 0 | 0 | 0 | 0 | 0 | 0 | 0 | 0 | 0 | 0 | 0 | 0 | 0 | 0 | 0 | 0 | 0 | 0 | 0 | 0 | 0 | 0 | 0 | 0 | 0 | 0 | 0 | 0
F1_Commercial_Education_Existing_Food Preparation_Natural Gas_Steamer_E5 | F1 | Commercial | Education | Existing | Food Preparation | Natural Gas | Steamer | E5 | Participant - Cost of Equipment | 0 | 0 | 0 | 0 | 0 | 0 | 0 | 0 | 0 | 0 | 0 | 0 | 0 | 0 | 0 | 0 | 0 | 0 | 0 | 0 | 0 | 0 | 0 | 0 | 0 | 0 | 0 | 0 | 0 | 0
F1_Commercial_Education_Existing_Food Preparation_Natural Gas_Steamer_E6 | F1 | Commercial | Education | Existing | Food Preparation | Natural Gas | Steamer | E6 | Participant - Cost of Equipment | 0 | 0 | 0 | 0 | 0 | 0 | 0 | 0 | 0 | 0 | 0 | 0 | 0 | 0 | 0 | 0 | 0 | 0 | 0 | 0 | 0 | 0 | 0 | 0 | 0 | 0 | 0 | 0 | 0 | 0
F1_Commercial_Education_Existing_Food Preparation_Natural Gas_Steamer_E7 | F1 | Commercial | Education | Existing | Food Preparation | Natural Gas | Steamer | E7 | Participant - Cost of Equipment | 0 | 0 | 0 | 0 | 0 | 0 | 0 | 0 | 0 | 0 | 0 | 0 | 0 | 0 | 0 | 0 | 0 | 0 | 0 | 0 | 0 | 0 | 0 | 0 | 0 | 0 | 0 | 0 | 0 | 0
F1_Commercial_Education_Existing_Food Preparation_Natural Gas_Steamer_E8 | F1 | Commercial | Education | Existing | Food Preparation | Natural Gas | Steamer | E8 | Participant - Cost of Equipment | 0 | 0 | 0 | 0 | 0 | 0 | 0 | 0 | 0 | 0 | 0 | 0 | 0 | 0 | 0 | 0 | 0 | 0 | 0 | 0 | 0 | 0 | 0 | 0 | 0 | 0 | 0 | 0 | 0 | 0
F1_Commercial_Education_Existing_Food Preparation_Natural Gas_Steamer_E9 | F1 | Commercial | Education | Existing | Food Preparation | Natural Gas | Steamer | E9 | Participant - Cost of Equipment | 0 | 0 | 0 | 0 | 0 | 0 | 0 | 0 | 0 | 0 | 0 | 0 | 0 | 0 | 0 | 0 | 0 | 0 | 0 | 0 | 0 | 0 | 0 | 0 | 0 | 0 | 0 | 0 | 0 | 0
F1_Commercial_Education_Existing_Food Preparation_Natural Gas_Steamer_E10 | F1 | Commercial | Education | Existing | Food Preparation | Natural Gas | Steamer | E10 | Participant - Cost of Equipment | 0 | 0 | 0 | 0 | 0 | 0 | 0 | 0 | 0 | 0 | 0 | 0 | 0 | 0 | 0 | 0 | 0 | 0 | 0 | 0 | 0 | 0 | 0 | 0 | 0 | 0 | 0 | 0 | 0 | 0
F2_Commercial_Education_Existing_Food Preparation_Natural Gas_Steamer_E1 | F2 | Commercial | Education | Existing | Food Preparation | Natural Gas | Steamer | E1 | Participant - Cost of Operation | 0.0028548 | 0.002879 | 0.002908 | 0.0029564 | 0.003021 | 0.0030976 | 0.0031684 | 0.0032294 | 0.0032864 | 0.0033427 | 0.0034006 | 0.0034583 | 0.0035144 | 0.0035723 | 0.0036259 | 0.003679 | 0.0037357 | 0.0037928 | 0.0038504 | 0.0039082 | 0.0039654 | 0.0040217 | 0 | 0 | 0 | 0 | 0 | 0 | 0 | 0
F2_Commercial_Education_Existing_Food Preparation_Natural Gas_Steamer_E2 | F2 | Commercial | Education | Existing | Food Preparation | Natural Gas | Steamer | E2 | Participant - Cost of Operation | 0.00059548 | 0.00060053 | 0.00060658 | 0.00061669 | 0.00063016 | 0.00064614 | 0.0006609 | 0.00067363 | 0.00068552 | 0.00069726 | 0.00070934 | 0.00072138 | 0.00073308 | 0.00074515 | 0.00075634 | 0.0007674 | 0.00077923 | 0.00079115 | 0.00080316 | 0.00081521 | 0.00082714 | 0.00083889 | 0 | 0 | 0 | 0 | 0 | 0 | 0 | 0
F2_Commercial_Education_Existing_Food Preparation_Natural Gas_Steamer_E3 | F2 | Commercial | Education | Existing | Food Preparation | Natural Gas | Steamer | E3 | Participant - Cost of Operation | 0 | 0 | 0 | 0 | 0 | 0 | 0 | 0 | 0 | 0 | 0 | 0 | 0 | 0 | 0 | 0 | 0 | 0 | 0 | 0 | 0 | 0 | 0 | 0 | 0 | 0 | 0 | 0 | 0 | 0
F2_Commercial_Education_Existing_Food Preparation_Natural Gas_Steamer_E4 | F2 | Commercial | Education | Existing | Food Preparation | Natural Gas | Steamer | E4 | Participant - Cost of Operation | 0 | 0 | 0 | 0 | 0 | 0 | 0 | 0 | 0 | 0 | 0 | 0 | 0 | 0 | 0 | 0 | 0 | 0 | 0 | 0 | 0 | 0 | 0 | 0 | 0 | 0 | 0 | 0 | 0 | 0
F2_Commercial_Education_Existing_Food Preparation_Natural Gas_Steamer_E5 | F2 | Commercial | Education | Existing | Food Preparation | Natural Gas | Steamer | E5 | Participant - Cost of Operation | 0 | 0 | 0 | 0 | 0 | 0 | 0 | 0 | 0 | 0 | 0 | 0 | 0 | 0 | 0 | 0 | 0 | 0 | 0 | 0 | 0 | 0 | 0 | 0 | 0 | 0 | 0 | 0 | 0 | 0
F2_Commercial_Education_Existing_Food Preparation_Natural Gas_Steamer_E6 | F2 | Commercial | Education | Existing | Food Preparation | Natural Gas | Steamer | E6 | Participant - Cost of Operation | 0 | 0 | 0 | 0 | 0 | 0 | 0 | 0 | 0 | 0 | 0 | 0 | 0 | 0 | 0 | 0 | 0 | 0 | 0 | 0 | 0 | 0 | 0 | 0 | 0 | 0 | 0 | 0 | 0 | 0
F2_Commercial_Education_Existing_Food Preparation_Natural Gas_Steamer_E7 | F2 | Commercial | Education | Existing | Food Preparation | Natural Gas | Steamer | E7 | Participant - Cost of Operation | 0 | 0 | 0 | 0 | 0 | 0 | 0 | 0 | 0 | 0 | 0 | 0 | 0 | 0 | 0 | 0 | 0 | 0 | 0 | 0 | 0 | 0 | 0 | 0 | 0 | 0 | 0 | 0 | 0 | 0
F2_Commercial_Education_Existing_Food Preparation_Natural Gas_Steamer_E8 | F2 | Commercial | Education | Existing | Food Preparation | Natural Gas | Steamer | E8 | Participant - Cost of Operation | 0 | 0 | 0 | 0 | 0 | 0 | 0 | 0 | 0 | 0 | 0 | 0 | 0 | 0 | 0 | 0 | 0 | 0 | 0 | 0 | 0 | 0 | 0 | 0 | 0 | 0 | 0 | 0 | 0 | 0
F2_Commercial_Education_Existing_Food Preparation_Natural Gas_Steamer_E9 | F2 | Commercial | Education | Existing | Food Preparation | Natural Gas | Steamer | E9 | Participant - Cost of Operation | 0 | 0 | 0 | 0 | 0 | 0 | 0 | 0 | 0 | 0 | 0 | 0 | 0 | 0 | 0 | 0 | 0 | 0 | 0 | 0 | 0 | 0 | 0 | 0 | 0 | 0 | 0 | 0 | 0 | 0
F2_Commercial_Education_Existing_Food Preparation_Natural Gas_Steamer_E10 | F2 | Commercial | Education | Existing | Food Preparation | Natural Gas | Steamer | E10 | Participant - Cost of Operation | 0 | 0 | 0 | 0 | 0 | 0 | 0 | 0 | 0 | 0 | 0 | 0 | 0 | 0 | 0 | 0 | 0 | 0 | 0 | 0 | 0 | 0 | 0 | 0 | 0 | 0 | 0 | 0 | 0 | 0
F3_Commercial_Education_Existing_Food Preparation_Natural Gas_Steamer_E1 | F3 | Commercial | Education | Existing | Food Preparation | Natural Gas | Steamer | E1 | System - kBTUs of Conusmption | 0.26866 | 0.26944 | 0.27032 | 0.27235 | 0.27412 | 0.27564 | 0.27679 | 0.27778 | 0.27851 | 0.27899 | 0.27915 | 0.27913 | 0.27887 | 0.27838 | 0.27756 | 0.2766 | 0.27558 | 0.27449 | 0.27324 | 0.27203 | 0.27078 | 0.2695 | 0 | 0 | 0 | 0 | 0 | 0 | 0 | 0
F3_Commercial_Education_Existing_Food Preparation_Natural Gas_Steamer_E2 | F3 | Commercial | Education | Existing | Food Preparation | Natural Gas | Steamer | E2 | System - kBTUs of Conusmption | 0.056039 | 0.056203 | 0.056387 | 0.05681 | 0.05718 | 0.057495 | 0.057736 | 0.057941 | 0.058095 | 0.058196 | 0.058228 | 0.058224 | 0.05817 | 0.058067 | 0.057896 | 0.057697 | 0.057484 | 0.057255 | 0.056994 | 0.056743 | 0.056482 | 0.056214 | 0 | 0 | 0 | 0 | 0 | 0 | 0 | 0
F3_Commercial_Education_Existing_Food Preparation_Natural Gas_Steamer_E3 | F3 | Commercial | Education | Existing | Food Preparation | Natural Gas | Steamer | E3 | System - kBTUs of Conusmption | 0 | 0 | 0 | 0 | 0 | 0 | 0 | 0 | 0 | 0 | 0 | 0 | 0 | 0 | 0 | 0 | 0 | 0 | 0 | 0 | 0 | 0 | 0 | 0 | 0 | 0 | 0 | 0 | 0 | 0
F3_Commercial_Education_Existing_Food Preparation_Natural Gas_Steamer_E4 | F3 | Commercial | Education | Existing | Food Preparation | Natural Gas | Steamer | E4 | System - kBTUs of Conusmption | 0 | 0 | 0 | 0 | 0 | 0 | 0 | 0 | 0 | 0 | 0 | 0 | 0 | 0 | 0 | 0 | 0 | 0 | 0 | 0 | 0 | 0 | 0 | 0 | 0 | 0 | 0 | 0 | 0 | 0
F3_Commercial_Education_Existing_Food Preparation_Natural Gas_Steamer_E5 | F3 | Commercial | Education | Existing | Food Preparation | Natural Gas | Steamer | E5 | System - kBTUs of Conusmption | 0 | 0 | 0 | 0 | 0 | 0 | 0 | 0 | 0 | 0 | 0 | 0 | 0 | 0 | 0 | 0 | 0 | 0 | 0 | 0 | 0 | 0 | 0 | 0 | 0 | 0 | 0 | 0 | 0 | 0
F3_Commercial_Education_Existing_Food Preparation_Natural Gas_Steamer_E6 | F3 | Commercial | Education | Existing | Food Preparation | Natural Gas | Steamer | E6 | System - kBTUs of Conusmption | 0 | 0 | 0 | 0 | 0 | 0 | 0 | 0 | 0 | 0 | 0 | 0 | 0 | 0 | 0 | 0 | 0 | 0 | 0 | 0 | 0 | 0 | 0 | 0 | 0 | 0 | 0 | 0 | 0 | 0
F3_Commercial_Education_Existing_Food Preparation_Natural Gas_Steamer_E7 | F3 | Commercial | Education | Existing | Food Preparation | Natural Gas | Steamer | E7 | System - kBTUs of Conusmption | 0 | 0 | 0 | 0 | 0 | 0 | 0 | 0 | 0 | 0 | 0 | 0 | 0 | 0 | 0 | 0 | 0 | 0 | 0 | 0 | 0 | 0 | 0 | 0 | 0 | 0 | 0 | 0 | 0 | 0
F3_Commercial_Education_Existing_Food Preparation_Natural Gas_Steamer_E8 | F3 | Commercial | Education | Existing | Food Preparation | Natural Gas | Steamer | E8 | System - kBTUs of Conusmption | 0 | 0 | 0 | 0 | 0 | 0 | 0 | 0 | 0 | 0 | 0 | 0 | 0 | 0 | 0 | 0 | 0 | 0 | 0 | 0 | 0 | 0 | 0 | 0 | 0 | 0 | 0 | 0 | 0 | 0
F3_Commercial_Education_Existing_Food Preparation_Natural Gas_Steamer_E9 | F3 | Commercial | Education | Existing | Food Preparation | Natural Gas | Steamer | E9 | System - kBTUs of Conusmption | 0 | 0 | 0 | 0 | 0 | 0 | 0 | 0 | 0 | 0 | 0 | 0 | 0 | 0 | 0 | 0 | 0 | 0 | 0 | 0 | 0 | 0 | 0 | 0 | 0 | 0 | 0 | 0 | 0 | 0
F3_Commercial_Education_Existing_Food Preparation_Natural Gas_Steamer_E10 | F3 | Commercial | Education | Existing | Food Preparation | Natural Gas | Steamer | E10 | System - kBTUs of Conusmption | 0 | 0 | 0 | 0 | 0 | 0 | 0 | 0 | 0 | 0 | 0 | 0 | 0 | 0 | 0 | 0 | 0 | 0 | 0 | 0 | 0 | 0 | 0 | 0 | 0 | 0 | 0 | 0 | 0 | 0
F4_Commercial_Education_Existing_Food Preparation_Natural Gas_Steamer_E1 | F4 | Commercial | Education | Existing | Food Preparation | Natural Gas | Steamer | E1 | Utility - Cost of Equipment | 0.0026251 | 0.0026251 | 0.0026251 | 0.0026251 | 0.0026251 | 0.0026251 | 0.0026251 | 0.0026251 | 0.0026251 | 0.0026251 | 0.0026251 | 0.0026251 | 0.0026251 | 0.0026251 | 0.0026251 | 0.0026251 | 0.0026251 | 0.0026251 | 0.0026251 | 0.0026251 | 0.0026251 | 0.0026251 | 0 | 0 | 0 | 0 | 0 | 0 | 0 | 0
F4_Commercial_Education_Existing_Food Preparation_Natural Gas_Steamer_E2 | F4 | Commercial | Education | Existing | Food Preparation | Natural Gas | Steamer | E2 | Utility - Cost of Equipment | 0.0028198 | 0.0028198 | 0.0028198 | 0.0028198 | 0.0028198 | 0.0028198 | 0.0028198 | 0.0028198 | 0.0028198 | 0.0028198 | 0.0028198 | 0.0028198 | 0.0028198 | 0.0028198 | 0.0028198 | 0.0028198 | 0.0028198 | 0.0028198 | 0.0028198 | 0.0028198 | 0.0028198 | 0.0028198 | 0 | 0 | 0 | 0 | 0 | 0 | 0 | 0
F4_Commercial_Education_Existing_Food Preparation_Natural Gas_Steamer_E3 | F4 | Commercial | Education | Existing | Food Preparation | Natural Gas | Steamer | E3 | Utility - Cost of Equipment | 0 | 0 | 0 | 0 | 0 | 0 | 0 | 0 | 0 | 0 | 0 | 0 | 0 | 0 | 0 | 0 | 0 | 0 | 0 | 0 | 0 | 0 | 0 | 0 | 0 | 0 | 0 | 0 | 0 | 0
F4_Commercial_Education_Existing_Food Preparation_Natural Gas_Steamer_E4 | F4 | Commercial | Education | Existing | Food Preparation | Natural Gas | Steamer | E4 | Utility - Cost of Equipment | 0 | 0 | 0 | 0 | 0 | 0 | 0 | 0 | 0 | 0 | 0 | 0 | 0 | 0 | 0 | 0 | 0 | 0 | 0 | 0 | 0 | 0 | 0 | 0 | 0 | 0 | 0 | 0 | 0 | 0
F4_Commercial_Education_Existing_Food Preparation_Natural Gas_Steamer_E5 | F4 | Commercial | Education | Existing | Food Preparation | Natural Gas | Steamer | E5 | Utility - Cost of Equipment | 0 | 0 | 0 | 0 | 0 | 0 | 0 | 0 | 0 | 0 | 0 | 0 | 0 | 0 | 0 | 0 | 0 | 0 | 0 | 0 | 0 | 0 | 0 | 0 | 0 | 0 | 0 | 0 | 0 | 0
F4_Commercial_Education_Existing_Food Preparation_Natural Gas_Steamer_E6 | F4 | Commercial | Education | Existing | Food Preparation | Natural Gas | Steamer | E6 | Utility - Cost of Equipment | 0 | 0 | 0 | 0 | 0 | 0 | 0 | 0 | 0 | 0 | 0 | 0 | 0 | 0 | 0 | 0 | 0 | 0 | 0 | 0 | 0 | 0 | 0 | 0 | 0 | 0 | 0 | 0 | 0 | 0
F4_Commercial_Education_Existing_Food Preparation_Natural Gas_Steamer_E7 | F4 | Commercial | Education | Existing | Food Preparation | Natural Gas | Steamer | E7 | Utility - Cost of Equipment | 0 | 0 | 0 | 0 | 0 | 0 | 0 | 0 | 0 | 0 | 0 | 0 | 0 | 0 | 0 | 0 | 0 | 0 | 0 | 0 | 0 | 0 | 0 | 0 | 0 | 0 | 0 | 0 | 0 | 0
F4_Commercial_Education_Existing_Food Preparation_Natural Gas_Steamer_E8 | F4 | Commercial | Education | Existing | Food Preparation | Natural Gas | Steamer | E8 | Utility - Cost of Equipment | 0 | 0 | 0 | 0 | 0 | 0 | 0 | 0 | 0 | 0 | 0 | 0 | 0 | 0 | 0 | 0 | 0 | 0 | 0 | 0 | 0 | 0 | 0 | 0 | 0 | 0 | 0 | 0 | 0 | 0
F4_Commercial_Education_Existing_Food Preparation_Natural Gas_Steamer_E9 | F4 | Commercial | Education | Existing | Food Preparation | Natural Gas | Steamer | E9 | Utility - Cost of Equipment | 0 | 0 | 0 | 0 | 0 | 0 | 0 | 0 | 0 | 0 | 0 | 0 | 0 | 0 | 0 | 0 | 0 | 0 | 0 | 0 | 0 | 0 | 0 | 0 | 0 | 0 | 0 | 0 | 0 | 0
F4_Commercial_Education_Existing_Food Preparation_Natural Gas_Steamer_E10 | F4 | Commercial | Education | Existing | Food Preparation | Natural Gas | Steamer | E10 | Utility - Cost of Equipment | 0 | 0 | 0 | 0 | 0 | 0 | 0 | 0 | 0 | 0 | 0 | 0 | 0 | 0 | 0 | 0 | 0 | 0 | 0 | 0 | 0 | 0 | 0 | 0 | 0 | 0 | 0 | 0 | 0 | 0
F5_Commercial_Education_Existing_Food Preparation_Natural Gas_Steamer_E1 | F5 | Commercial | Education | Existing | Food Preparation | Natural Gas | Steamer | E1 | Utility - Cost of Operation | 0.0023828 | 0.002403 | 0.0024272 | 0.0024677 | 0.0025216 | 0.0025855 | 0.0026446 | 0.0026955 | 0.0027431 | 0.0027901 | 0.0028384 | 0.0028866 | 0.0029334 | 0.0029817 | 0.0030265 | 0.0030708 | 0.0031181 | 0.0031658 | 0.0032138 | 0.0032621 | 0.0033098 | 0.0033568 | 0 | 0 | 0 | 0 | 0 | 0 | 0 | 0
F5_Commercial_Education_Existing_Food Preparation_Natural Gas_Steamer_E2 | F5 | Commercial | Education | Existing | Food Preparation | Natural Gas | Steamer | E2 | Utility - Cost of Operation | 0.00049703 | 0.00050125 | 0.0005063 | 0.00051474 | 0.00052598 | 0.00053932 | 0.00055164 | 0.00056226 | 0.00057219 | 0.00058199 | 0.00059207 | 0.00060212 | 0.00061188 | 0.00062196 | 0.0006313 | 0.00064053 | 0.00065041 | 0.00066035 | 0.00067038 | 0.00068044 | 0.0006904 | 0.0007002 | 0 | 0 | 0 | 0 | 0 | 0 | 0 | 0
F5_Commercial_Education_Existing_Food Preparation_Natural Gas_Steamer_E3 | F5 | Commercial | Education | Existing | Food Preparation | Natural Gas | Steamer | E3 | Utility - Cost of Operation | 0 | 0 | 0 | 0 | 0 | 0 | 0 | 0 | 0 | 0 | 0 | 0 | 0 | 0 | 0 | 0 | 0 | 0 | 0 | 0 | 0 | 0 | 0 | 0 | 0 | 0 | 0 | 0 | 0 | 0
F5_Commercial_Education_Existing_Food Preparation_Natural Gas_Steamer_E4 | F5 | Commercial | Education | Existing | Food Preparation | Natural Gas | Steamer | E4 | Utility - Cost of Operation | 0 | 0 | 0 | 0 | 0 | 0 | 0 | 0 | 0 | 0 | 0 | 0 | 0 | 0 | 0 | 0 | 0 | 0 | 0 | 0 | 0 | 0 | 0 | 0 | 0 | 0 | 0 | 0 | 0 | 0
F5_Commercial_Education_Existing_Food Preparation_Natural Gas_Steamer_E5 | F5 | Commercial | Education | Existing | Food Preparation | Natural Gas | Steamer | E5 | Utility - Cost of Operation | 0 | 0 | 0 | 0 | 0 | 0 | 0 | 0 | 0 | 0 | 0 | 0 | 0 | 0 | 0 | 0 | 0 | 0 | 0 | 0 | 0 | 0 | 0 | 0 | 0 | 0 | 0 | 0 | 0 | 0
F5_Commercial_Education_Existing_Food Preparation_Natural Gas_Steamer_E6 | F5 | Commercial | Education | Existing | Food Preparation | Natural Gas | Steamer | E6 | Utility - Cost of Operation | 0 | 0 | 0 | 0 | 0 | 0 | 0 | 0 | 0 | 0 | 0 | 0 | 0 | 0 | 0 | 0 | 0 | 0 | 0 | 0 | 0 | 0 | 0 | 0 | 0 | 0 | 0 | 0 | 0 | 0
F5_Commercial_Education_Existing_Food Preparation_Natural Gas_Steamer_E7 | F5 | Commercial | Education | Existing | Food Preparation | Natural Gas | Steamer | E7 | Utility - Cost of Operation | 0 | 0 | 0 | 0 | 0 | 0 | 0 | 0 | 0 | 0 | 0 | 0 | 0 | 0 | 0 | 0 | 0 | 0 | 0 | 0 | 0 | 0 | 0 | 0 | 0 | 0 | 0 | 0 | 0 | 0
F5_Commercial_Education_Existing_Food Preparation_Natural Gas_Steamer_E8 | F5 | Commercial | Education | Existing | Food Preparation | Natural Gas | Steamer | E8 | Utility - Cost of Operation | 0 | 0 | 0 | 0 | 0 | 0 | 0 | 0 | 0 | 0 | 0 | 0 | 0 | 0 | 0 | 0 | 0 | 0 | 0 | 0 | 0 | 0 | 0 | 0 | 0 | 0 | 0 | 0 | 0 | 0
F5_Commercial_Education_Existing_Food Preparation_Natural Gas_Steamer_E9 | F5 | Commercial | Education | Existing | Food Preparation | Natural Gas | Steamer | E9 | Utility - Cost of Operation | 0 | 0 | 0 | 0 | 0 | 0 | 0 | 0 | 0 | 0 | 0 | 0 | 0 | 0 | 0 | 0 | 0 | 0 | 0 | 0 | 0 | 0 | 0 | 0 | 0 | 0 | 0 | 0 | 0 | 0
F5_Commercial_Education_Existing_Food Preparation_Natural Gas_Steamer_E10 | F5 | Commercial | Education | Existing | Food Preparation | Natural Gas | Steamer | E10 | Utility - Cost of Operation | 0 | 0 | 0 | 0 | 0 | 0 | 0 | 0 | 0 | 0 | 0 | 0 | 0 | 0 | 0 | 0 | 0 | 0 | 0 | 0 | 0 | 0 | 0 | 0 | 0 | 0 | 0 | 0 | 0 | 0
F6_Commercial_Education_Existing_Food Preparation_Natural Gas_Steamer_E1 | F6 | Commercial | Education | Existing | Food Preparation | Natural Gas | Steamer | E1 | Utility - Value of Sales | 0.0028548 | 0.002879 | 0.002908 | 0.0029564 | 0.003021 | 0.0030976 | 0.0031684 | 0.0032294 | 0.0032864 | 0.0033427 | 0.0034006 | 0.0034583 | 0.0035144 | 0.0035723 | 0.0036259 | 0.003679 | 0.0037357 | 0.0037928 | 0.0038504 | 0.0039082 | 0.0039654 | 0.0040217 | 0 | 0 | 0 | 0 | 0 | 0 | 0 | 0
F6_Commercial_Education_Existing_Food Preparation_Natural Gas_Steamer_E2 | F6 | Commercial | Education | Existing | Food Preparation | Natural Gas | Steamer | E2 | Utility - Value of Sales | 0.00059548 | 0.00060053 | 0.00060658 | 0.00061669 | 0.00063016 | 0.00064614 | 0.0006609 | 0.00067363 | 0.00068552 | 0.00069726 | 0.00070934 | 0.00072138 | 0.00073308 | 0.00074515 | 0.00075634 | 0.0007674 | 0.00077923 | 0.00079115 | 0.00080316 | 0.00081521 | 0.00082714 | 0.00083889 | 0 | 0 | 0 | 0 | 0 | 0 | 0 | 0
F6_Commercial_Education_Existing_Food Preparation_Natural Gas_Steamer_E3 | F6 | Commercial | Education | Existing | Food Preparation | Natural Gas | Steamer | E3 | Utility - Value of Sales | 0 | 0 | 0 | 0 | 0 | 0 | 0 | 0 | 0 | 0 | 0 | 0 | 0 | 0 | 0 | 0 | 0 | 0 | 0 | 0 | 0 | 0 | 0 | 0 | 0 | 0 | 0 | 0 | 0 | 0
F6_Commercial_Education_Existing_Food Preparation_Natural Gas_Steamer_E4 | F6 | Commercial | Education | Existing | Food Preparation | Natural Gas | Steamer | E4 | Utility - Value of Sales | 0 | 0 | 0 | 0 | 0 | 0 | 0 | 0 | 0 | 0 | 0 | 0 | 0 | 0 | 0 | 0 | 0 | 0 | 0 | 0 | 0 | 0 | 0 | 0 | 0 | 0 | 0 | 0 | 0 | 0
F6_Commercial_Education_Existing_Food Preparation_Natural Gas_Steamer_E5 | F6 | Commercial | Education | Existing | Food Preparation | Natural Gas | Steamer | E5 | Utility - Value of Sales | 0 | 0 | 0 | 0 | 0 | 0 | 0 | 0 | 0 | 0 | 0 | 0 | 0 | 0 | 0 | 0 | 0 | 0 | 0 | 0 | 0 | 0 | 0 | 0 | 0 | 0 | 0 | 0 | 0 | 0
F6_Commercial_Education_Existing_Food Preparation_Natural Gas_Steamer_E6 | F6 | Commercial | Education | Existing | Food Preparation | Natural Gas | Steamer | E6 | Utility - Value of Sales | 0 | 0 | 0 | 0 | 0 | 0 | 0 | 0 | 0 | 0 | 0 | 0 | 0 | 0 | 0 | 0 | 0 | 0 | 0 | 0 | 0 | 0 | 0 | 0 | 0 | 0 | 0 | 0 | 0 | 0
F6_Commercial_Education_Existing_Food Preparation_Natural Gas_Steamer_E7 | F6 | Commercial | Education | Existing | Food Preparation | Natural Gas | Steamer | E7 | Utility - Value of Sales | 0 | 0 | 0 | 0 | 0 | 0 | 0 | 0 | 0 | 0 | 0 | 0 | 0 | 0 | 0 | 0 | 0 | 0 | 0 | 0 | 0 | 0 | 0 | 0 | 0 | 0 | 0 | 0 | 0 | 0
F6_Commercial_Education_Existing_Food Preparation_Natural Gas_Steamer_E8 | F6 | Commercial | Education | Existing | Food Preparation | Natural Gas | Steamer | E8 | Utility - Value of Sales | 0 | 0 | 0 | 0 | 0 | 0 | 0 | 0 | 0 | 0 | 0 | 0 | 0 | 0 | 0 | 0 | 0 | 0 | 0 | 0 | 0 | 0 | 0 | 0 | 0 | 0 | 0 | 0 | 0 | 0
F6_Commercial_Education_Existing_Food Preparation_Natural Gas_Steamer_E9 | F6 | Commercial | Education | Existing | Food Preparation | Natural Gas | Steamer | E9 | Utility - Value of Sales | 0 | 0 | 0 | 0 | 0 | 0 | 0 | 0 | 0 | 0 | 0 | 0 | 0 | 0 | 0 | 0 | 0 | 0 | 0 | 0 | 0 | 0 | 0 | 0 | 0 | 0 | 0 | 0 | 0 | 0
F6_Commercial_Education_Existing_Food Preparation_Natural Gas_Steamer_E10 | F6 | Commercial | Education | Existing | Food Preparation | Natural Gas | Steamer | E10 | Utility - Value of Sales | 0 | 0 | 0 | 0 | 0 | 0 | 0 | 0 | 0 | 0 | 0 | 0 | 0 | 0 | 0 | 0 | 0 | 0 | 0 | 0 | 0 | 0 | 0 | 0 | 0 | 0 | 0 | 0 | 0 | 0
F1_Commercial_Education_Existing_Food Preparation_Natural Gas_Food Prep Other_E1 | F1 | Commercial | Education | Existing | Food Preparation | Natural Gas | Food Prep Other | E1 | Participant - Cost of Equipment | 0.00011122 | 0.00011122 | 0.00011122 | 0.00011122 | 0.00011122 | 0.00011122 | 0.00011122 | 0.00011122 | 0.00011122 | 0.00011122 | 0.00011122 | 0.00011122 | 0.00011122 | 0.00011122 | 0.00011122 | 0.00011122 | 0.00011122 | 0.00011122 | 0.00011122 | 0.00011122 | 0.00011122 | 0.00011122 | 0 | 0 | 0 | 0 | 0 | 0 | 0 | 0
F1_Commercial_Education_Existing_Food Preparation_Natural Gas_Food Prep Other_E2 | F1 | Commercial | Education | Existing | Food Preparation | Natural Gas | Food Prep Other | E2 | Participant - Cost of Equipment | 0.00011133 | 0.00011133 | 0.00011133 | 0.00011133 | 0.00011133 | 0.00011133 | 0.00011133 | 0.00011133 | 0.00011133 | 0.00011133 | 0.00011133 | 0.00011133 | 0.00011133 | 0.00011133 | 0.00011133 | 0.00011133 | 0.00011133 | 0.00011133 | 0.00011133 | 0.00011133 | 0.00011133 | 0.00011133 | 0 | 0 | 0 | 0 | 0 | 0 | 0 | 0
F1_Commercial_Education_Existing_Food Preparation_Natural Gas_Food Prep Other_E3 | F1 | Commercial | Education | Existing | Food Preparation | Natural Gas | Food Prep Other | E3 | Participant - Cost of Equipment | 0 | 0 | 0 | 0 | 0 | 0 | 0 | 0 | 0 | 0 | 0 | 0 | 0 | 0 | 0 | 0 | 0 | 0 | 0 | 0 | 0 | 0 | 0 | 0 | 0 | 0 | 0 | 0 | 0 | 0
F1_Commercial_Education_Existing_Food Preparation_Natural Gas_Food Prep Other_E4 | F1 | Commercial | Education | Existing | Food Preparation | Natural Gas | Food Prep Other | E4 | Participant - Cost of Equipment | 0 | 0 | 0 | 0 | 0 | 0 | 0 | 0 | 0 | 0 | 0 | 0 | 0 | 0 | 0 | 0 | 0 | 0 | 0 | 0 | 0 | 0 | 0 | 0 | 0 | 0 | 0 | 0 | 0 | 0
F1_Commercial_Education_Existing_Food Preparation_Natural Gas_Food Prep Other_E5 | F1 | Commercial | Education | Existing | Food Preparation | Natural Gas | Food Prep Other | E5 | Participant - Cost of Equipment | 0 | 0 | 0 | 0 | 0 | 0 | 0 | 0 | 0 | 0 | 0 | 0 | 0 | 0 | 0 | 0 | 0 | 0 | 0 | 0 | 0 | 0 | 0 | 0 | 0 | 0 | 0 | 0 | 0 | 0
F1_Commercial_Education_Existing_Food Preparation_Natural Gas_Food Prep Other_E6 | F1 | Commercial | Education | Existing | Food Preparation | Natural Gas | Food Prep Other | E6 | Participant - Cost of Equipment | 0 | 0 | 0 | 0 | 0 | 0 | 0 | 0 | 0 | 0 | 0 | 0 | 0 | 0 | 0 | 0 | 0 | 0 | 0 | 0 | 0 | 0 | 0 | 0 | 0 | 0 | 0 | 0 | 0 | 0
F1_Commercial_Education_Existing_Food Preparation_Natural Gas_Food Prep Other_E7 | F1 | Commercial | Education | Existing | Food Preparation | Natural Gas | Food Prep Other | E7 | Participant - Cost of Equipment | 0 | 0 | 0 | 0 | 0 | 0 | 0 | 0 | 0 | 0 | 0 | 0 | 0 | 0 | 0 | 0 | 0 | 0 | 0 | 0 | 0 | 0 | 0 | 0 | 0 | 0 | 0 | 0 | 0 | 0
F1_Commercial_Education_Existing_Food Preparation_Natural Gas_Food Prep Other_E8 | F1 | Commercial | Education | Existing | Food Preparation | Natural Gas | Food Prep Other | E8 | Participant - Cost of Equipment | 0 | 0 | 0 | 0 | 0 | 0 | 0 | 0 | 0 | 0 | 0 | 0 | 0 | 0 | 0 | 0 | 0 | 0 | 0 | 0 | 0 | 0 | 0 | 0 | 0 | 0 | 0 | 0 | 0 | 0
F1_Commercial_Education_Existing_Food Preparation_Natural Gas_Food Prep Other_E9 | F1 | Commercial | Education | Existing | Food Preparation | Natural Gas | Food Prep Other | E9 | Participant - Cost of Equipment | 0 | 0 | 0 | 0 | 0 | 0 | 0 | 0 | 0 | 0 | 0 | 0 | 0 | 0 | 0 | 0 | 0 | 0 | 0 | 0 | 0 | 0 | 0 | 0 | 0 | 0 | 0 | 0 | 0 | 0
F1_Commercial_Education_Existing_Food Preparation_Natural Gas_Food Prep Other_E10 | F1 | Commercial | Education | Existing | Food Preparation | Natural Gas | Food Prep Other | E10 | Participant - Cost of Equipment | 0 | 0 | 0 | 0 | 0 | 0 | 0 | 0 | 0 | 0 | 0 | 0 | 0 | 0 | 0 | 0 | 0 | 0 | 0 | 0 | 0 | 0 | 0 | 0 | 0 | 0 | 0 | 0 | 0 | 0
F2_Commercial_Education_Existing_Food Preparation_Natural Gas_Food Prep Other_E1 | F2 | Commercial | Education | Existing | Food Preparation | Natural Gas | Food Prep Other | E1 | Participant - Cost of Operation | 0.0012108 | 0.0012189 | 0.0012293 | 0.0012495 | 0.0012775 | 0.0013113 | 0.0013419 | 0.0013681 | 0.001393 | 0.0014184 | 0.0014457 | 0.0014722 | 0.0014973 | 0.0015226 | 0.001545 | 0.0015661 | 0.001589 | 0.001612 | 0.0016351 | 0.0016582 | 0.0016809 | 0.001703 | 0 | 0 | 0 | 0 | 0 | 0 | 0 | 0
F2_Commercial_Education_Existing_Food Preparation_Natural Gas_Food Prep Other_E2 | F2 | Commercial | Education | Existing | Food Preparation | Natural Gas | Food Prep Other | E2 | Participant - Cost of Operation | 0.0012108 | 0.0012189 | 0.0012293 | 0.0012495 | 0.0012775 | 0.0013113 | 0.0013419 | 0.0013681 | 0.001393 | 0.0014184 | 0.0014457 | 0.0014722 | 0.0014973 | 0.0015226 | 0.001545 | 0.0015661 | 0.001589 | 0.001612 | 0.0016351 | 0.0016582 | 0.0016809 | 0.001703 | 0 | 0 | 0 | 0 | 0 | 0 | 0 | 0
F2_Commercial_Education_Existing_Food Preparation_Natural Gas_Food Prep Other_E3 | F2 | Commercial | Education | Existing | Food Preparation | Natural Gas | Food Prep Other | E3 | Participant - Cost of Operation | 0 | 0 | 0 | 0 | 0 | 0 | 0 | 0 | 0 | 0 | 0 | 0 | 0 | 0 | 0 | 0 | 0 | 0 | 0 | 0 | 0 | 0 | 0 | 0 | 0 | 0 | 0 | 0 | 0 | 0
F2_Commercial_Education_Existing_Food Preparation_Natural Gas_Food Prep Other_E4 | F2 | Commercial | Education | Existing | Food Preparation | Natural Gas | Food Prep Other | E4 | Participant - Cost of Operation | 0 | 0 | 0 | 0 | 0 | 0 | 0 | 0 | 0 | 0 | 0 | 0 | 0 | 0 | 0 | 0 | 0 | 0 | 0 | 0 | 0 | 0 | 0 | 0 | 0 | 0 | 0 | 0 | 0 | 0
F2_Commercial_Education_Existing_Food Preparation_Natural Gas_Food Prep Other_E5 | F2 | Commercial | Education | Existing | Food Preparation | Natural Gas | Food Prep Other | E5 | Participant - Cost of Operation | 0 | 0 | 0 | 0 | 0 | 0 | 0 | 0 | 0 | 0 | 0 | 0 | 0 | 0 | 0 | 0 | 0 | 0 | 0 | 0 | 0 | 0 | 0 | 0 | 0 | 0 | 0 | 0 | 0 | 0
F2_Commercial_Education_Existing_Food Preparation_Natural Gas_Food Prep Other_E6 | F2 | Commercial | Education | Existing | Food Preparation | Natural Gas | Food Prep Other | E6 | Participant - Cost of Operation | 0 | 0 | 0 | 0 | 0 | 0 | 0 | 0 | 0 | 0 | 0 | 0 | 0 | 0 | 0 | 0 | 0 | 0 | 0 | 0 | 0 | 0 | 0 | 0 | 0 | 0 | 0 | 0 | 0 | 0
F2_Commercial_Education_Existing_Food Preparation_Natural Gas_Food Prep Other_E7 | F2 | Commercial | Education | Existing | Food Preparation | Natural Gas | Food Prep Other | E7 | Participant - Cost of Operation | 0 | 0 | 0 | 0 | 0 | 0 | 0 | 0 | 0 | 0 | 0 | 0 | 0 | 0 | 0 | 0 | 0 | 0 | 0 | 0 | 0 | 0 | 0 | 0 | 0 | 0 | 0 | 0 | 0 | 0
F2_Commercial_Education_Existing_Food Preparation_Natural Gas_Food Prep Other_E8 | F2 | Commercial | Education | Existing | Food Preparation | Natural Gas | Food Prep Other | E8 | Participant - Cost of Operation | 0 | 0 | 0 | 0 | 0 | 0 | 0 | 0 | 0 | 0 | 0 | 0 | 0 | 0 | 0 | 0 | 0 | 0 | 0 | 0 | 0 | 0 | 0 | 0 | 0 | 0 | 0 | 0 | 0 | 0
F2_Commercial_Education_Existing_Food Preparation_Natural Gas_Food Prep Other_E9 | F2 | Commercial | Education | Existing | Food Preparation | Natural Gas | Food Prep Other | E9 | Participant - Cost of Operation | 0 | 0 | 0 | 0 | 0 | 0 | 0 | 0 | 0 | 0 | 0 | 0 | 0 | 0 | 0 | 0 | 0 | 0 | 0 | 0 | 0 | 0 | 0 | 0 | 0 | 0 | 0 | 0 | 0 | 0
F2_Commercial_Education_Existing_Food Preparation_Natural Gas_Food Prep Other_E10 | F2 | Commercial | Education | Existing | Food Preparation | Natural Gas | Food Prep Other | E10 | Participant - Cost of Operation | 0 | 0 | 0 | 0 | 0 | 0 | 0 | 0 | 0 | 0 | 0 | 0 | 0 | 0 | 0 | 0 | 0 | 0 | 0 | 0 | 0 | 0 | 0 | 0 | 0 | 0 | 0 | 0 | 0 | 0
F3_Commercial_Education_Existing_Food Preparation_Natural Gas_Food Prep Other_E1 | F3 | Commercial | Education | Existing | Food Preparation | Natural Gas | Food Prep Other | E1 | System - kBTUs of Conusmption | 0.11472 | 0.11503 | 0.1154 | 0.11637 | 0.11722 | 0.11793 | 0.11848 | 0.11901 | 0.1195 | 0.11995 | 0.12032 | 0.12055 | 0.1206 | 0.12047 | 0.12011 | 0.11962 | 0.11909 | 0.11852 | 0.11788 | 0.11726 | 0.11661 | 0.11595 | 0 | 0 | 0 | 0 | 0 | 0 | 0 | 0
F3_Commercial_Education_Existing_Food Preparation_Natural Gas_Food Prep Other_E2 | F3 | Commercial | Education | Existing | Food Preparation | Natural Gas | Food Prep Other | E2 | System - kBTUs of Conusmption | 0.11472 | 0.11503 | 0.1154 | 0.11637 | 0.11722 | 0.11793 | 0.11847 | 0.11901 | 0.1195 | 0.11995 | 0.12032 | 0.12055 | 0.1206 | 0.12047 | 0.12011 | 0.11962 | 0.11909 | 0.11852 | 0.11788 | 0.11726 | 0.11661 | 0.11595 | 0 | 0 | 0 | 0 | 0 | 0 | 0 | 0
F3_Commercial_Education_Existing_Food Preparation_Natural Gas_Food Prep Other_E3 | F3 | Commercial | Education | Existing | Food Preparation | Natural Gas | Food Prep Other | E3 | System - kBTUs of Conusmption | 0 | 0 | 0 | 0 | 0 | 0 | 0 | 0 | 0 | 0 | 0 | 0 | 0 | 0 | 0 | 0 | 0 | 0 | 0 | 0 | 0 | 0 | 0 | 0 | 0 | 0 | 0 | 0 | 0 | 0
F3_Commercial_Education_Existing_Food Preparation_Natural Gas_Food Prep Other_E4 | F3 | Commercial | Education | Existing | Food Preparation | Natural Gas | Food Prep Other | E4 | System - kBTUs of Conusmption | 0 | 0 | 0 | 0 | 0 | 0 | 0 | 0 | 0 | 0 | 0 | 0 | 0 | 0 | 0 | 0 | 0 | 0 | 0 | 0 | 0 | 0 | 0 | 0 | 0 | 0 | 0 | 0 | 0 | 0
F3_Commercial_Education_Existing_Food Preparation_Natural Gas_Food Prep Other_E5 | F3 | Commercial | Education | Existing | Food Preparation | Natural Gas | Food Prep Other | E5 | System - kBTUs of Conusmption | 0 | 0 | 0 | 0 | 0 | 0 | 0 | 0 | 0 | 0 | 0 | 0 | 0 | 0 | 0 | 0 | 0 | 0 | 0 | 0 | 0 | 0 | 0 | 0 | 0 | 0 | 0 | 0 | 0 | 0
F3_Commercial_Education_Existing_Food Preparation_Natural Gas_Food Prep Other_E6 | F3 | Commercial | Education | Existing | Food Preparation | Natural Gas | Food Prep Other | E6 | System - kBTUs of Conusmption | 0 | 0 | 0 | 0 | 0 | 0 | 0 | 0 | 0 | 0 | 0 | 0 | 0 | 0 | 0 | 0 | 0 | 0 | 0 | 0 | 0 | 0 | 0 | 0 | 0 | 0 | 0 | 0 | 0 | 0
F3_Commercial_Education_Existing_Food Preparation_Natural Gas_Food Prep Other_E7 | F3 | Commercial | Education | Existing | Food Preparation | Natural Gas | Food Prep Other | E7 | System - kBTUs of Conusmption | 0 | 0 | 0 | 0 | 0 | 0 | 0 | 0 | 0 | 0 | 0 | 0 | 0 | 0 | 0 | 0 | 0 | 0 | 0 | 0 | 0 | 0 | 0 | 0 | 0 | 0 | 0 | 0 | 0 | 0
F3_Commercial_Education_Existing_Food Preparation_Natural Gas_Food Prep Other_E8 | F3 | Commercial | Education | Existing | Food Preparation | Natural Gas | Food Prep Other | E8 | System - kBTUs of Conusmption | 0 | 0 | 0 | 0 | 0 | 0 | 0 | 0 | 0 | 0 | 0 | 0 | 0 | 0 | 0 | 0 | 0 | 0 | 0 | 0 | 0 | 0 | 0 | 0 | 0 | 0 | 0 | 0 | 0 | 0
F3_Commercial_Education_Existing_Food Preparation_Natural Gas_Food Prep Other_E9 | F3 | Commercial | Education | Existing | Food Preparation | Natural Gas | Food Prep Other | E9 | System - kBTUs of Conusmption | 0 | 0 | 0 | 0 | 0 | 0 | 0 | 0 | 0 | 0 | 0 | 0 | 0 | 0 | 0 | 0 | 0 | 0 | 0 | 0 | 0 | 0 | 0 | 0 | 0 | 0 | 0 | 0 | 0 | 0
F3_Commercial_Education_Existing_Food Preparation_Natural Gas_Food Prep Other_E10 | F3 | Commercial | Education | Existing | Food Preparation | Natural Gas | Food Prep Other | E10 | System - kBTUs of Conusmption | 0 | 0 | 0 | 0 | 0 | 0 | 0 | 0 | 0 | 0 | 0 | 0 | 0 | 0 | 0 | 0 | 0 | 0 | 0 | 0 | 0 | 0 | 0 | 0 | 0 | 0 | 0 | 0 | 0 | 0
F4_Commercial_Education_Existing_Food Preparation_Natural Gas_Food Prep Other_E1 | F4 | Commercial | Education | Existing | Food Preparation | Natural Gas | Food Prep Other | E1 | Utility - Cost of Equipment | 0.00011122 | 0.00011122 | 0.00011122 | 0.00011122 | 0.00011122 | 0.00011122 | 0.00011122 | 0.00011122 | 0.00011122 | 0.00011122 | 0.00011122 | 0.00011122 | 0.00011122 | 0.00011122 | 0.00011122 | 0.00011122 | 0.00011122 | 0.00011122 | 0.00011122 | 0.00011122 | 0.00011122 | 0.00011122 | 0 | 0 | 0 | 0 | 0 | 0 | 0 | 0
F4_Commercial_Education_Existing_Food Preparation_Natural Gas_Food Prep Other_E2 | F4 | Commercial | Education | Existing | Food Preparation | Natural Gas | Food Prep Other | E2 | Utility - Cost of Equipment | 0.00011133 | 0.00011133 | 0.00011133 | 0.00011133 | 0.00011133 | 0.00011133 | 0.00011133 | 0.00011133 | 0.00011133 | 0.00011133 | 0.00011133 | 0.00011133 | 0.00011133 | 0.00011133 | 0.00011133 | 0.00011133 | 0.00011133 | 0.00011133 | 0.00011133 | 0.00011133 | 0.00011133 | 0.00011133 | 0 | 0 | 0 | 0 | 0 | 0 | 0 | 0
F4_Commercial_Education_Existing_Food Preparation_Natural Gas_Food Prep Other_E3 | F4 | Commercial | Education | Existing | Food Preparation | Natural Gas | Food Prep Other | E3 | Utility - Cost of Equipment | 0 | 0 | 0 | 0 | 0 | 0 | 0 | 0 | 0 | 0 | 0 | 0 | 0 | 0 | 0 | 0 | 0 | 0 | 0 | 0 | 0 | 0 | 0 | 0 | 0 | 0 | 0 | 0 | 0 | 0
F4_Commercial_Education_Existing_Food Preparation_Natural Gas_Food Prep Other_E4 | F4 | Commercial | Education | Existing | Food Preparation | Natural Gas | Food Prep Other | E4 | Utility - Cost of Equipment | 0 | 0 | 0 | 0 | 0 | 0 | 0 | 0 | 0 | 0 | 0 | 0 | 0 | 0 | 0 | 0 | 0 | 0 | 0 | 0 | 0 | 0 | 0 | 0 | 0 | 0 | 0 | 0 | 0 | 0
F4_Commercial_Education_Existing_Food Preparation_Natural Gas_Food Prep Other_E5 | F4 | Commercial | Education | Existing | Food Preparation | Natural Gas | Food Prep Other | E5 | Utility - Cost of Equipment | 0 | 0 | 0 | 0 | 0 | 0 | 0 | 0 | 0 | 0 | 0 | 0 | 0 | 0 | 0 | 0 | 0 | 0 | 0 | 0 | 0 | 0 | 0 | 0 | 0 | 0 | 0 | 0 | 0 | 0
F4_Commercial_Education_Existing_Food Preparation_Natural Gas_Food Prep Other_E6 | F4 | Commercial | Education | Existing | Food Preparation | Natural Gas | Food Prep Other | E6 | Utility - Cost of Equipment | 0 | 0 | 0 | 0 | 0 | 0 | 0 | 0 | 0 | 0 | 0 | 0 | 0 | 0 | 0 | 0 | 0 | 0 | 0 | 0 | 0 | 0 | 0 | 0 | 0 | 0 | 0 | 0 | 0 | 0
F4_Commercial_Education_Existing_Food Preparation_Natural Gas_Food Prep Other_E7 | F4 | Commercial | Education | Existing | Food Preparation | Natural Gas | Food Prep Other | E7 | Utility - Cost of Equipment | 0 | 0 | 0 | 0 | 0 | 0 | 0 | 0 | 0 | 0 | 0 | 0 | 0 | 0 | 0 | 0 | 0 | 0 | 0 | 0 | 0 | 0 | 0 | 0 | 0 | 0 | 0 | 0 | 0 | 0
F4_Commercial_Education_Existing_Food Preparation_Natural Gas_Food Prep Other_E8 | F4 | Commercial | Education | Existing | Food Preparation | Natural Gas | Food Prep Other | E8 | Utility - Cost of Equipment | 0 | 0 | 0 | 0 | 0 | 0 | 0 | 0 | 0 | 0 | 0 | 0 | 0 | 0 | 0 | 0 | 0 | 0 | 0 | 0 | 0 | 0 | 0 | 0 | 0 | 0 | 0 | 0 | 0 | 0
F4_Commercial_Education_Existing_Food Preparation_Natural Gas_Food Prep Other_E9 | F4 | Commercial | Education | Existing | Food Preparation | Natural Gas | Food Prep Other | E9 | Utility - Cost of Equipment | 0 | 0 | 0 | 0 | 0 | 0 | 0 | 0 | 0 | 0 | 0 | 0 | 0 | 0 | 0 | 0 | 0 | 0 | 0 | 0 | 0 | 0 | 0 | 0 | 0 | 0 | 0 | 0 | 0 | 0
F4_Commercial_Education_Existing_Food Preparation_Natural Gas_Food Prep Other_E10 | F4 | Commercial | Education | Existing | Food Preparation | Natural Gas | Food Prep Other | E10 | Utility - Cost of Equipment | 0 | 0 | 0 | 0 | 0 | 0 | 0 | 0 | 0 | 0 | 0 | 0 | 0 | 0 | 0 | 0 | 0 | 0 | 0 | 0 | 0 | 0 | 0 | 0 | 0 | 0 | 0 | 0 | 0 | 0
F5_Commercial_Education_Existing_Food Preparation_Natural Gas_Food Prep Other_E1 | F5 | Commercial | Education | Existing | Food Preparation | Natural Gas | Food Prep Other | E1 | Utility - Cost of Operation | 0.0010106 | 0.0010174 | 0.0010261 | 0.0010429 | 0.0010663 | 0.0010945 | 0.00112 | 0.0011419 | 0.0011627 | 0.0011839 | 0.0012067 | 0.0012288 | 0.0012498 | 0.0012709 | 0.0012896 | 0.0013072 | 0.0013263 | 0.0013455 | 0.0013648 | 0.0013841 | 0.001403 | 0.0014215 | 0 | 0 | 0 | 0 | 0 | 0 | 0 | 0
F5_Commercial_Education_Existing_Food Preparation_Natural Gas_Food Prep Other_E2 | F5 | Commercial | Education | Existing | Food Preparation | Natural Gas | Food Prep Other | E2 | Utility - Cost of Operation | 0.0010106 | 0.0010174 | 0.0010261 | 0.0010429 | 0.0010663 | 0.0010945 | 0.00112 | 0.0011419 | 0.0011627 | 0.0011839 | 0.0012067 | 0.0012288 | 0.0012498 | 0.0012709 | 0.0012896 | 0.0013072 | 0.0013263 | 0.0013455 | 0.0013648 | 0.0013841 | 0.001403 | 0.0014215 | 0 | 0 | 0 | 0 | 0 | 0 | 0 | 0
F5_Commercial_Education_Existing_Food Preparation_Natural Gas_Food Prep Other_E3 | F5 | Commercial | Education | Existing | Food Preparation | Natural Gas | Food Prep Other | E3 | Utility - Cost of Operation | 0 | 0 | 0 | 0 | 0 | 0 | 0 | 0 | 0 | 0 | 0 | 0 | 0 | 0 | 0 | 0 | 0 | 0 | 0 | 0 | 0 | 0 | 0 | 0 | 0 | 0 | 0 | 0 | 0 | 0
F5_Commercial_Education_Existing_Food Preparation_Natural Gas_Food Prep Other_E4 | F5 | Commercial | Education | Existing | Food Preparation | Natural Gas | Food Prep Other | E4 | Utility - Cost of Operation | 0 | 0 | 0 | 0 | 0 | 0 | 0 | 0 | 0 | 0 | 0 | 0 | 0 | 0 | 0 | 0 | 0 | 0 | 0 | 0 | 0 | 0 | 0 | 0 | 0 | 0 | 0 | 0 | 0 | 0
F5_Commercial_Education_Existing_Food Preparation_Natural Gas_Food Prep Other_E5 | F5 | Commercial | Education | Existing | Food Preparation | Natural Gas | Food Prep Other | E5 | Utility - Cost of Operation | 0 | 0 | 0 | 0 | 0 | 0 | 0 | 0 | 0 | 0 | 0 | 0 | 0 | 0 | 0 | 0 | 0 | 0 | 0 | 0 | 0 | 0 | 0 | 0 | 0 | 0 | 0 | 0 | 0 | 0
F5_Commercial_Education_Existing_Food Preparation_Natural Gas_Food Prep Other_E6 | F5 | Commercial | Education | Existing | Food Preparation | Natural Gas | Food Prep Other | E6 | Utility - Cost of Operation | 0 | 0 | 0 | 0 | 0 | 0 | 0 | 0 | 0 | 0 | 0 | 0 | 0 | 0 | 0 | 0 | 0 | 0 | 0 | 0 | 0 | 0 | 0 | 0 | 0 | 0 | 0 | 0 | 0 | 0
F5_Commercial_Education_Existing_Food Preparation_Natural Gas_Food Prep Other_E7 | F5 | Commercial | Education | Existing | Food Preparation | Natural Gas | Food Prep Other | E7 | Utility - Cost of Operation | 0 | 0 | 0 | 0 | 0 | 0 | 0 | 0 | 0 | 0 | 0 | 0 | 0 | 0 | 0 | 0 | 0 | 0 | 0 | 0 | 0 | 0 | 0 | 0 | 0 | 0 | 0 | 0 | 0 | 0
F5_Commercial_Education_Existing_Food Preparation_Natural Gas_Food Prep Other_E8 | F5 | Commercial | Education | Existing | Food Preparation | Natural Gas | Food Prep Other | E8 | Utility - Cost of Operation | 0 | 0 | 0 | 0 | 0 | 0 | 0 | 0 | 0 | 0 | 0 | 0 | 0 | 0 | 0 | 0 | 0 | 0 | 0 | 0 | 0 | 0 | 0 | 0 | 0 | 0 | 0 | 0 | 0 | 0
F5_Commercial_Education_Existing_Food Preparation_Natural Gas_Food Prep Other_E9 | F5 | Commercial | Education | Existing | Food Preparation | Natural Gas | Food Prep Other | E9 | Utility - Cost of Operation | 0 | 0 | 0 | 0 | 0 | 0 | 0 | 0 | 0 | 0 | 0 | 0 | 0 | 0 | 0 | 0 | 0 | 0 | 0 | 0 | 0 | 0 | 0 | 0 | 0 | 0 | 0 | 0 | 0 | 0
F5_Commercial_Education_Existing_Food Preparation_Natural Gas_Food Prep Other_E10 | F5 | Commercial | Education | Existing | Food Preparation | Natural Gas | Food Prep Other | E10 | Utility - Cost of Operation | 0 | 0 | 0 | 0 | 0 | 0 | 0 | 0 | 0 | 0 | 0 | 0 | 0 | 0 | 0 | 0 | 0 | 0 | 0 | 0 | 0 | 0 | 0 | 0 | 0 | 0 | 0 | 0 | 0 | 0
F6_Commercial_Education_Existing_Food Preparation_Natural Gas_Food Prep Other_E1 | F6 | Commercial | Education | Existing | Food Preparation | Natural Gas | Food Prep Other | E1 | Utility - Value of Sales | 0.0012108 | 0.0012189 | 0.0012293 | 0.0012495 | 0.0012775 | 0.0013113 | 0.0013419 | 0.0013681 | 0.001393 | 0.0014184 | 0.0014457 | 0.0014722 | 0.0014973 | 0.0015226 | 0.001545 | 0.0015661 | 0.001589 | 0.001612 | 0.0016351 | 0.0016582 | 0.0016809 | 0.001703 | 0 | 0 | 0 | 0 | 0 | 0 | 0 | 0
F6_Commercial_Education_Existing_Food Preparation_Natural Gas_Food Prep Other_E2 | F6 | Commercial | Education | Existing | Food Preparation | Natural Gas | Food Prep Other | E2 | Utility - Value of Sales | 0.0012108 | 0.0012189 | 0.0012293 | 0.0012495 | 0.0012775 | 0.0013113 | 0.0013419 | 0.0013681 | 0.001393 | 0.0014184 | 0.0014457 | 0.0014722 | 0.0014973 | 0.0015226 | 0.001545 | 0.0015661 | 0.001589 | 0.001612 | 0.0016351 | 0.0016582 | 0.0016809 | 0.001703 | 0 | 0 | 0 | 0 | 0 | 0 | 0 | 0
F6_Commercial_Education_Existing_Food Preparation_Natural Gas_Food Prep Other_E3 | F6 | Commercial | Education | Existing | Food Preparation | Natural Gas | Food Prep Other | E3 | Utility - Value of Sales | 0 | 0 | 0 | 0 | 0 | 0 | 0 | 0 | 0 | 0 | 0 | 0 | 0 | 0 | 0 | 0 | 0 | 0 | 0 | 0 | 0 | 0 | 0 | 0 | 0 | 0 | 0 | 0 | 0 | 0
F6_Commercial_Education_Existing_Food Preparation_Natural Gas_Food Prep Other_E4 | F6 | Commercial | Education | Existing | Food Preparation | Natural Gas | Food Prep Other | E4 | Utility - Value of Sales | 0 | 0 | 0 | 0 | 0 | 0 | 0 | 0 | 0 | 0 | 0 | 0 | 0 | 0 | 0 | 0 | 0 | 0 | 0 | 0 | 0 | 0 | 0 | 0 | 0 | 0 | 0 | 0 | 0 | 0
F6_Commercial_Education_Existing_Food Preparation_Natural Gas_Food Prep Other_E5 | F6 | Commercial | Education | Existing | Food Preparation | Natural Gas | Food Prep Other | E5 | Utility - Value of Sales | 0 | 0 | 0 | 0 | 0 | 0 | 0 | 0 | 0 | 0 | 0 | 0 | 0 | 0 | 0 | 0 | 0 | 0 | 0 | 0 | 0 | 0 | 0 | 0 | 0 | 0 | 0 | 0 | 0 | 0
F6_Commercial_Education_Existing_Food Preparation_Natural Gas_Food Prep Other_E6 | F6 | Commercial | Education | Existing | Food Preparation | Natural Gas | Food Prep Other | E6 | Utility - Value of Sales | 0 | 0 | 0 | 0 | 0 | 0 | 0 | 0 | 0 | 0 | 0 | 0 | 0 | 0 | 0 | 0 | 0 | 0 | 0 | 0 | 0 | 0 | 0 | 0 | 0 | 0 | 0 | 0 | 0 | 0
F6_Commercial_Education_Existing_Food Preparation_Natural Gas_Food Prep Other_E7 | F6 | Commercial | Education | Existing | Food Preparation | Natural Gas | Food Prep Other | E7 | Utility - Value of Sales | 0 | 0 | 0 | 0 | 0 | 0 | 0 | 0 | 0 | 0 | 0 | 0 | 0 | 0 | 0 | 0 | 0 | 0 | 0 | 0 | 0 | 0 | 0 | 0 | 0 | 0 | 0 | 0 | 0 | 0
F6_Commercial_Education_Existing_Food Preparation_Natural Gas_Food Prep Other_E8 | F6 | Commercial | Education | Existing | Food Preparation | Natural Gas | Food Prep Other | E8 | Utility - Value of Sales | 0 | 0 | 0 | 0 | 0 | 0 | 0 | 0 | 0 | 0 | 0 | 0 | 0 | 0 | 0 | 0 | 0 | 0 | 0 | 0 | 0 | 0 | 0 | 0 | 0 | 0 | 0 | 0 | 0 | 0
F6_Commercial_Education_Existing_Food Preparation_Natural Gas_Food Prep Other_E9 | F6 | Commercial | Education | Existing | Food Preparation | Natural Gas | Food Prep Other | E9 | Utility - Value of Sales | 0 | 0 | 0 | 0 | 0 | 0 | 0 | 0 | 0 | 0 | 0 | 0 | 0 | 0 | 0 | 0 | 0 | 0 | 0 | 0 | 0 | 0 | 0 | 0 | 0 | 0 | 0 | 0 | 0 | 0
F6_Commercial_Education_Existing_Food Preparation_Natural Gas_Food Prep Other_E10 | F6 | Commercial | Education | Existing | Food Preparation | Natural Gas | Food Prep Other | E10 | Utility - Value of Sales | 0 | 0 | 0 | 0 | 0 | 0 | 0 | 0 | 0 | 0 | 0 | 0 | 0 | 0 | 0 | 0 | 0 | 0 | 0 | 0 | 0 | 0 | 0 | 0 | 0 | 0 | 0 | 0 | 0 | 0
F1_Commercial_Education_Existing_Miscellaneous_Natural Gas_Pool Heater_E1 | F1 | Commercial | Education | Existing | Miscellaneous | Natural Gas | Pool Heater | E1 | Participant - Cost of Equipment | 1.6054e-05 | 1.6054e-05 | 1.6054e-05 | 1.6054e-05 | 1.6054e-05 | 1.6054e-05 | 1.6054e-05 | 1.6054e-05 | 1.6054e-05 | 1.6054e-05 | 1.6054e-05 | 1.6054e-05 | 1.6054e-05 | 1.6054e-05 | 1.6054e-05 | 1.6054e-05 | 1.6054e-05 | 1.6054e-05 | 1.6054e-05 | 1.6054e-05 | 1.6054e-05 | 1.6054e-05 | 0 | 0 | 0 | 0 | 0 | 0 | 0 | 0
F1_Commercial_Education_Existing_Miscellaneous_Natural Gas_Pool Heater_E2 | F1 | Commercial | Education | Existing | Miscellaneous | Natural Gas | Pool Heater | E2 | Participant - Cost of Equipment | 2.6287e-05 | 2.6287e-05 | 2.6287e-05 | 2.6287e-05 | 2.6287e-05 | 2.6287e-05 | 2.6287e-05 | 2.6287e-05 | 2.6287e-05 | 2.6287e-05 | 2.6287e-05 | 2.6287e-05 | 2.6287e-05 | 2.6287e-05 | 2.6287e-05 | 2.6287e-05 | 2.6287e-05 | 2.6287e-05 | 2.6287e-05 | 2.6287e-05 | 2.6287e-05 | 2.6287e-05 | 0 | 0 | 0 | 0 | 0 | 0 | 0 | 0
F1_Commercial_Education_Existing_Miscellaneous_Natural Gas_Pool Heater_E3 | F1 | Commercial | Education | Existing | Miscellaneous | Natural Gas | Pool Heater | E3 | Participant - Cost of Equipment | 0 | 0 | 0 | 0 | 0 | 0 | 0 | 0 | 0 | 0 | 0 | 0 | 0 | 0 | 0 | 0 | 0 | 0 | 0 | 0 | 0 | 0 | 0 | 0 | 0 | 0 | 0 | 0 | 0 | 0
F1_Commercial_Education_Existing_Miscellaneous_Natural Gas_Pool Heater_E4 | F1 | Commercial | Education | Existing | Miscellaneous | Natural Gas | Pool Heater | E4 | Participant - Cost of Equipment | 0 | 0 | 0 | 0 | 0 | 0 | 0 | 0 | 0 | 0 | 0 | 0 | 0 | 0 | 0 | 0 | 0 | 0 | 0 | 0 | 0 | 0 | 0 | 0 | 0 | 0 | 0 | 0 | 0 | 0
F1_Commercial_Education_Existing_Miscellaneous_Natural Gas_Pool Heater_E5 | F1 | Commercial | Education | Existing | Miscellaneous | Natural Gas | Pool Heater | E5 | Participant - Cost of Equipment | 0 | 0 | 0 | 0 | 0 | 0 | 0 | 0 | 0 | 0 | 0 | 0 | 0 | 0 | 0 | 0 | 0 | 0 | 0 | 0 | 0 | 0 | 0 | 0 | 0 | 0 | 0 | 0 | 0 | 0
F1_Commercial_Education_Existing_Miscellaneous_Natural Gas_Pool Heater_E6 | F1 | Commercial | Education | Existing | Miscellaneous | Natural Gas | Pool Heater | E6 | Participant - Cost of Equipment | 0 | 0 | 0 | 0 | 0 | 0 | 0 | 0 | 0 | 0 | 0 | 0 | 0 | 0 | 0 | 0 | 0 | 0 | 0 | 0 | 0 | 0 | 0 | 0 | 0 | 0 | 0 | 0 | 0 | 0
F1_Commercial_Education_Existing_Miscellaneous_Natural Gas_Pool Heater_E7 | F1 | Commercial | Education | Existing | Miscellaneous | Natural Gas | Pool Heater | E7 | Participant - Cost of Equipment | 0 | 0 | 0 | 0 | 0 | 0 | 0 | 0 | 0 | 0 | 0 | 0 | 0 | 0 | 0 | 0 | 0 | 0 | 0 | 0 | 0 | 0 | 0 | 0 | 0 | 0 | 0 | 0 | 0 | 0
F1_Commercial_Education_Existing_Miscellaneous_Natural Gas_Pool Heater_E8 | F1 | Commercial | Education | Existing | Miscellaneous | Natural Gas | Pool Heater | E8 | Participant - Cost of Equipment | 0 | 0 | 0 | 0 | 0 | 0 | 0 | 0 | 0 | 0 | 0 | 0 | 0 | 0 | 0 | 0 | 0 | 0 | 0 | 0 | 0 | 0 | 0 | 0 | 0 | 0 | 0 | 0 | 0 | 0
F1_Commercial_Education_Existing_Miscellaneous_Natural Gas_Pool Heater_E9 | F1 | Commercial | Education | Existing | Miscellaneous | Natural Gas | Pool Heater | E9 | Participant - Cost of Equipment | 0 | 0 | 0 | 0 | 0 | 0 | 0 | 0 | 0 | 0 | 0 | 0 | 0 | 0 | 0 | 0 | 0 | 0 | 0 | 0 | 0 | 0 | 0 | 0 | 0 | 0 | 0 | 0 | 0 | 0
F1_Commercial_Education_Existing_Miscellaneous_Natural Gas_Pool Heater_E10 | F1 | Commercial | Education | Existing | Miscellaneous | Natural Gas | Pool Heater | E10 | Participant - Cost of Equipment | 0 | 0 | 0 | 0 | 0 | 0 | 0 | 0 | 0 | 0 | 0 | 0 | 0 | 0 | 0 | 0 | 0 | 0 | 0 | 0 | 0 | 0 | 0 | 0 | 0 | 0 | 0 | 0 | 0 | 0
F2_Commercial_Education_Existing_Miscellaneous_Natural Gas_Pool Heater_E1 | F2 | Commercial | Education | Existing | Miscellaneous | Natural Gas | Pool Heater | E1 | Participant - Cost of Operation | 6.8235e-05 | 6.7941e-05 | 6.7998e-05 | 6.9004e-05 | 7.0738e-05 | 7.2964e-05 | 7.4883e-05 | 7.6409e-05 | 7.7789e-05 | 7.9153e-05 | 8.0639e-05 | 8.2148e-05 | 8.3636e-05 | 8.5302e-05 | 8.6887e-05 | 8.8393e-05 | 8.9913e-05 | 9.1276e-05 | 9.2459e-05 | 9.344e-05 | 9.4361e-05 | 9.5209e-05 | 0 | 0 | 0 | 0 | 0 | 0 | 0 | 0
F2_Commercial_Education_Existing_Miscellaneous_Natural Gas_Pool Heater_E2 | F2 | Commercial | Education | Existing | Miscellaneous | Natural Gas | Pool Heater | E2 | Participant - Cost of Operation | 5.8e-05 | 5.7749e-05 | 5.7798e-05 | 5.8654e-05 | 6.0127e-05 | 6.202e-05 | 6.365e-05 | 6.4948e-05 | 6.6121e-05 | 6.728e-05 | 6.8543e-05 | 6.9826e-05 | 7.109e-05 | 7.2507e-05 | 7.3854e-05 | 7.5134e-05 | 7.6426e-05 | 7.7584e-05 | 7.859e-05 | 7.9424e-05 | 8.0206e-05 | 8.0928e-05 | 0 | 0 | 0 | 0 | 0 | 0 | 0 | 0
F2_Commercial_Education_Existing_Miscellaneous_Natural Gas_Pool Heater_E3 | F2 | Commercial | Education | Existing | Miscellaneous | Natural Gas | Pool Heater | E3 | Participant - Cost of Operation | 0 | 0 | 0 | 0 | 0 | 0 | 0 | 0 | 0 | 0 | 0 | 0 | 0 | 0 | 0 | 0 | 0 | 0 | 0 | 0 | 0 | 0 | 0 | 0 | 0 | 0 | 0 | 0 | 0 | 0
F2_Commercial_Education_Existing_Miscellaneous_Natural Gas_Pool Heater_E4 | F2 | Commercial | Education | Existing | Miscellaneous | Natural Gas | Pool Heater | E4 | Participant - Cost of Operation | 0 | 0 | 0 | 0 | 0 | 0 | 0 | 0 | 0 | 0 | 0 | 0 | 0 | 0 | 0 | 0 | 0 | 0 | 0 | 0 | 0 | 0 | 0 | 0 | 0 | 0 | 0 | 0 | 0 | 0
F2_Commercial_Education_Existing_Miscellaneous_Natural Gas_Pool Heater_E5 | F2 | Commercial | Education | Existing | Miscellaneous | Natural Gas | Pool Heater | E5 | Participant - Cost of Operation | 0 | 0 | 0 | 0 | 0 | 0 | 0 | 0 | 0 | 0 | 0 | 0 | 0 | 0 | 0 | 0 | 0 | 0 | 0 | 0 | 0 | 0 | 0 | 0 | 0 | 0 | 0 | 0 | 0 | 0
F2_Commercial_Education_Existing_Miscellaneous_Natural Gas_Pool Heater_E6 | F2 | Commercial | Education | Existing | Miscellaneous | Natural Gas | Pool Heater | E6 | Participant - Cost of Operation | 0 | 0 | 0 | 0 | 0 | 0 | 0 | 0 | 0 | 0 | 0 | 0 | 0 | 0 | 0 | 0 | 0 | 0 | 0 | 0 | 0 | 0 | 0 | 0 | 0 | 0 | 0 | 0 | 0 | 0
F2_Commercial_Education_Existing_Miscellaneous_Natural Gas_Pool Heater_E7 | F2 | Commercial | Education | Existing | Miscellaneous | Natural Gas | Pool Heater | E7 | Participant - Cost of Operation | 0 | 0 | 0 | 0 | 0 | 0 | 0 | 0 | 0 | 0 | 0 | 0 | 0 | 0 | 0 | 0 | 0 | 0 | 0 | 0 | 0 | 0 | 0 | 0 | 0 | 0 | 0 | 0 | 0 | 0
F2_Commercial_Education_Existing_Miscellaneous_Natural Gas_Pool Heater_E8 | F2 | Commercial | Education | Existing | Miscellaneous | Natural Gas | Pool Heater | E8 | Participant - Cost of Operation | 0 | 0 | 0 | 0 | 0 | 0 | 0 | 0 | 0 | 0 | 0 | 0 | 0 | 0 | 0 | 0 | 0 | 0 | 0 | 0 | 0 | 0 | 0 | 0 | 0 | 0 | 0 | 0 | 0 | 0
F2_Commercial_Education_Existing_Miscellaneous_Natural Gas_Pool Heater_E9 | F2 | Commercial | Education | Existing | Miscellaneous | Natural Gas | Pool Heater | E9 | Participant - Cost of Operation | 0 | 0 | 0 | 0 | 0 | 0 | 0 | 0 | 0 | 0 | 0 | 0 | 0 | 0 | 0 | 0 | 0 | 0 | 0 | 0 | 0 | 0 | 0 | 0 | 0 | 0 | 0 | 0 | 0 | 0
F2_Commercial_Education_Existing_Miscellaneous_Natural Gas_Pool Heater_E10 | F2 | Commercial | Education | Existing | Miscellaneous | Natural Gas | Pool Heater | E10 | Participant - Cost of Operation | 0 | 0 | 0 | 0 | 0 | 0 | 0 | 0 | 0 | 0 | 0 | 0 | 0 | 0 | 0 | 0 | 0 | 0 | 0 | 0 | 0 | 0 | 0 | 0 | 0 | 0 | 0 | 0 | 0 | 0
F3_Commercial_Education_Existing_Miscellaneous_Natural Gas_Pool Heater_E1 | F3 | Commercial | Education | Existing | Miscellaneous | Natural Gas | Pool Heater | E1 | System - kBTUs of Conusmption | 0.0065597 | 0.0065619 | 0.0065737 | 0.0066449 | 0.006706 | 0.0067565 | 0.0067922 | 0.0068287 | 0.0068623 | 0.006893 | 0.0069179 | 0.0069435 | 0.0069667 | 0.0069878 | 0.0070029 | 0.0070068 | 0.0069952 | 0.0069677 | 0.0069196 | 0.0068597 | 0.0067976 | 0.0067337 | 0 | 0 | 0 | 0 | 0 | 0 | 0 | 0
F3_Commercial_Education_Existing_Miscellaneous_Natural Gas_Pool Heater_E2 | F3 | Commercial | Education | Existing | Miscellaneous | Natural Gas | Pool Heater | E2 | System - kBTUs of Conusmption | 0.0055757 | 0.0055776 | 0.0055877 | 0.0056482 | 0.0057001 | 0.0057431 | 0.0057734 | 0.0058044 | 0.0058329 | 0.0058591 | 0.0058803 | 0.005902 | 0.0059217 | 0.0059396 | 0.0059525 | 0.0059558 | 0.0059459 | 0.0059225 | 0.0058817 | 0.0058308 | 0.0057779 | 0.0057236 | 0 | 0 | 0 | 0 | 0 | 0 | 0 | 0
F3_Commercial_Education_Existing_Miscellaneous_Natural Gas_Pool Heater_E3 | F3 | Commercial | Education | Existing | Miscellaneous | Natural Gas | Pool Heater | E3 | System - kBTUs of Conusmption | 0 | 0 | 0 | 0 | 0 | 0 | 0 | 0 | 0 | 0 | 0 | 0 | 0 | 0 | 0 | 0 | 0 | 0 | 0 | 0 | 0 | 0 | 0 | 0 | 0 | 0 | 0 | 0 | 0 | 0
F3_Commercial_Education_Existing_Miscellaneous_Natural Gas_Pool Heater_E4 | F3 | Commercial | Education | Existing | Miscellaneous | Natural Gas | Pool Heater | E4 | System - kBTUs of Conusmption | 0 | 0 | 0 | 0 | 0 | 0 | 0 | 0 | 0 | 0 | 0 | 0 | 0 | 0 | 0 | 0 | 0 | 0 | 0 | 0 | 0 | 0 | 0 | 0 | 0 | 0 | 0 | 0 | 0 | 0
F3_Commercial_Education_Existing_Miscellaneous_Natural Gas_Pool Heater_E5 | F3 | Commercial | Education | Existing | Miscellaneous | Natural Gas | Pool Heater | E5 | System - kBTUs of Conusmption | 0 | 0 | 0 | 0 | 0 | 0 | 0 | 0 | 0 | 0 | 0 | 0 | 0 | 0 | 0 | 0 | 0 | 0 | 0 | 0 | 0 | 0 | 0 | 0 | 0 | 0 | 0 | 0 | 0 | 0
F3_Commercial_Education_Existing_Miscellaneous_Natural Gas_Pool Heater_E6 | F3 | Commercial | Education | Existing | Miscellaneous | Natural Gas | Pool Heater | E6 | System - kBTUs of Conusmption | 0 | 0 | 0 | 0 | 0 | 0 | 0 | 0 | 0 | 0 | 0 | 0 | 0 | 0 | 0 | 0 | 0 | 0 | 0 | 0 | 0 | 0 | 0 | 0 | 0 | 0 | 0 | 0 | 0 | 0
F3_Commercial_Education_Existing_Miscellaneous_Natural Gas_Pool Heater_E7 | F3 | Commercial | Education | Existing | Miscellaneous | Natural Gas | Pool Heater | E7 | System - kBTUs of Conusmption | 0 | 0 | 0 | 0 | 0 | 0 | 0 | 0 | 0 | 0 | 0 | 0 | 0 | 0 | 0 | 0 | 0 | 0 | 0 | 0 | 0 | 0 | 0 | 0 | 0 | 0 | 0 | 0 | 0 | 0
F3_Commercial_Education_Existing_Miscellaneous_Natural Gas_Pool Heater_E8 | F3 | Commercial | Education | Existing | Miscellaneous | Natural Gas | Pool Heater | E8 | System - kBTUs of Conusmption | 0 | 0 | 0 | 0 | 0 | 0 | 0 | 0 | 0 | 0 | 0 | 0 | 0 | 0 | 0 | 0 | 0 | 0 | 0 | 0 | 0 | 0 | 0 | 0 | 0 | 0 | 0 | 0 | 0 | 0
F3_Commercial_Education_Existing_Miscellaneous_Natural Gas_Pool Heater_E9 | F3 | Commercial | Education | Existing | Miscellaneous | Natural Gas | Pool Heater | E9 | System - kBTUs of Conusmption | 0 | 0 | 0 | 0 | 0 | 0 | 0 | 0 | 0 | 0 | 0 | 0 | 0 | 0 | 0 | 0 | 0 | 0 | 0 | 0 | 0 | 0 | 0 | 0 | 0 | 0 | 0 | 0 | 0 | 0
F3_Commercial_Education_Existing_Miscellaneous_Natural Gas_Pool Heater_E10 | F3 | Commercial | Education | Existing | Miscellaneous | Natural Gas | Pool Heater | E10 | System - kBTUs of Conusmption | 0 | 0 | 0 | 0 | 0 | 0 | 0 | 0 | 0 | 0 | 0 | 0 | 0 | 0 | 0 | 0 | 0 | 0 | 0 | 0 | 0 | 0 | 0 | 0 | 0 | 0 | 0 | 0 | 0 | 0
F4_Commercial_Education_Existing_Miscellaneous_Natural Gas_Pool Heater_E1 | F4 | Commercial | Education | Existing | Miscellaneous | Natural Gas | Pool Heater | E1 | Utility - Cost of Equipment | 1.6054e-05 | 1.6054e-05 | 1.6054e-05 | 1.6054e-05 | 1.6054e-05 | 1.6054e-05 | 1.6054e-05 | 1.6054e-05 | 1.6054e-05 | 1.6054e-05 | 1.6054e-05 | 1.6054e-05 | 1.6054e-05 | 1.6054e-05 | 1.6054e-05 | 1.6054e-05 | 1.6054e-05 | 1.6054e-05 | 1.6054e-05 | 1.6054e-05 | 1.6054e-05 | 1.6054e-05 | 0 | 0 | 0 | 0 | 0 | 0 | 0 | 0
F4_Commercial_Education_Existing_Miscellaneous_Natural Gas_Pool Heater_E2 | F4 | Commercial | Education | Existing | Miscellaneous | Natural Gas | Pool Heater | E2 | Utility - Cost of Equipment | 2.6287e-05 | 2.6287e-05 | 2.6287e-05 | 2.6287e-05 | 2.6287e-05 | 2.6287e-05 | 2.6287e-05 | 2.6287e-05 | 2.6287e-05 | 2.6287e-05 | 2.6287e-05 | 2.6287e-05 | 2.6287e-05 | 2.6287e-05 | 2.6287e-05 | 2.6287e-05 | 2.6287e-05 | 2.6287e-05 | 2.6287e-05 | 2.6287e-05 | 2.6287e-05 | 2.6287e-05 | 0 | 0 | 0 | 0 | 0 | 0 | 0 | 0
F4_Commercial_Education_Existing_Miscellaneous_Natural Gas_Pool Heater_E3 | F4 | Commercial | Education | Existing | Miscellaneous | Natural Gas | Pool Heater | E3 | Utility - Cost of Equipment | 0 | 0 | 0 | 0 | 0 | 0 | 0 | 0 | 0 | 0 | 0 | 0 | 0 | 0 | 0 | 0 | 0 | 0 | 0 | 0 | 0 | 0 | 0 | 0 | 0 | 0 | 0 | 0 | 0 | 0
F4_Commercial_Education_Existing_Miscellaneous_Natural Gas_Pool Heater_E4 | F4 | Commercial | Education | Existing | Miscellaneous | Natural Gas | Pool Heater | E4 | Utility - Cost of Equipment | 0 | 0 | 0 | 0 | 0 | 0 | 0 | 0 | 0 | 0 | 0 | 0 | 0 | 0 | 0 | 0 | 0 | 0 | 0 | 0 | 0 | 0 | 0 | 0 | 0 | 0 | 0 | 0 | 0 | 0
F4_Commercial_Education_Existing_Miscellaneous_Natural Gas_Pool Heater_E5 | F4 | Commercial | Education | Existing | Miscellaneous | Natural Gas | Pool Heater | E5 | Utility - Cost of Equipment | 0 | 0 | 0 | 0 | 0 | 0 | 0 | 0 | 0 | 0 | 0 | 0 | 0 | 0 | 0 | 0 | 0 | 0 | 0 | 0 | 0 | 0 | 0 | 0 | 0 | 0 | 0 | 0 | 0 | 0
F4_Commercial_Education_Existing_Miscellaneous_Natural Gas_Pool Heater_E6 | F4 | Commercial | Education | Existing | Miscellaneous | Natural Gas | Pool Heater | E6 | Utility - Cost of Equipment | 0 | 0 | 0 | 0 | 0 | 0 | 0 | 0 | 0 | 0 | 0 | 0 | 0 | 0 | 0 | 0 | 0 | 0 | 0 | 0 | 0 | 0 | 0 | 0 | 0 | 0 | 0 | 0 | 0 | 0
F4_Commercial_Education_Existing_Miscellaneous_Natural Gas_Pool Heater_E7 | F4 | Commercial | Education | Existing | Miscellaneous | Natural Gas | Pool Heater | E7 | Utility - Cost of Equipment | 0 | 0 | 0 | 0 | 0 | 0 | 0 | 0 | 0 | 0 | 0 | 0 | 0 | 0 | 0 | 0 | 0 | 0 | 0 | 0 | 0 | 0 | 0 | 0 | 0 | 0 | 0 | 0 | 0 | 0
F4_Commercial_Education_Existing_Miscellaneous_Natural Gas_Pool Heater_E8 | F4 | Commercial | Education | Existing | Miscellaneous | Natural Gas | Pool Heater | E8 | Utility - Cost of Equipment | 0 | 0 | 0 | 0 | 0 | 0 | 0 | 0 | 0 | 0 | 0 | 0 | 0 | 0 | 0 | 0 | 0 | 0 | 0 | 0 | 0 | 0 | 0 | 0 | 0 | 0 | 0 | 0 | 0 | 0
F4_Commercial_Education_Existing_Miscellaneous_Natural Gas_Pool Heater_E9 | F4 | Commercial | Education | Existing | Miscellaneous | Natural Gas | Pool Heater | E9 | Utility - Cost of Equipment | 0 | 0 | 0 | 0 | 0 | 0 | 0 | 0 | 0 | 0 | 0 | 0 | 0 | 0 | 0 | 0 | 0 | 0 | 0 | 0 | 0 | 0 | 0 | 0 | 0 | 0 | 0 | 0 | 0 | 0
F4_Commercial_Education_Existing_Miscellaneous_Natural Gas_Pool Heater_E10 | F4 | Commercial | Education | Existing | Miscellaneous | Natural Gas | Pool Heater | E10 | Utility - Cost of Equipment | 0 | 0 | 0 | 0 | 0 | 0 | 0 | 0 | 0 | 0 | 0 | 0 | 0 | 0 | 0 | 0 | 0 | 0 | 0 | 0 | 0 | 0 | 0 | 0 | 0 | 0 | 0 | 0 | 0 | 0
F5_Commercial_Education_Existing_Miscellaneous_Natural Gas_Pool Heater_E1 | F5 | Commercial | Education | Existing | Miscellaneous | Natural Gas | Pool Heater | E1 | Utility - Cost of Operation | 5.6955e-05 | 5.6709e-05 | 5.6756e-05 | 5.7597e-05 | 5.9043e-05 | 6.0902e-05 | 6.2503e-05 | 6.3777e-05 | 6.4929e-05 | 6.6067e-05 | 6.7308e-05 | 6.8567e-05 | 6.9809e-05 | 7.12e-05 | 7.2523e-05 | 7.378e-05 | 7.5049e-05 | 7.6186e-05 | 7.7174e-05 | 7.7993e-05 | 7.8761e-05 | 7.9469e-05 | 0 | 0 | 0 | 0 | 0 | 0 | 0 | 0
F5_Commercial_Education_Existing_Miscellaneous_Natural Gas_Pool Heater_E2 | F5 | Commercial | Education | Existing | Miscellaneous | Natural Gas | Pool Heater | E2 | Utility - Cost of Operation | 4.8411e-05 | 4.8202e-05 | 4.8243e-05 | 4.8957e-05 | 5.0187e-05 | 5.1766e-05 | 5.3128e-05 | 5.4211e-05 | 5.5189e-05 | 5.6157e-05 | 5.7212e-05 | 5.8282e-05 | 5.9337e-05 | 6.052e-05 | 6.1644e-05 | 6.2713e-05 | 6.3791e-05 | 6.4758e-05 | 6.5598e-05 | 6.6294e-05 | 6.6947e-05 | 6.7549e-05 | 0 | 0 | 0 | 0 | 0 | 0 | 0 | 0
F5_Commercial_Education_Existing_Miscellaneous_Natural Gas_Pool Heater_E3 | F5 | Commercial | Education | Existing | Miscellaneous | Natural Gas | Pool Heater | E3 | Utility - Cost of Operation | 0 | 0 | 0 | 0 | 0 | 0 | 0 | 0 | 0 | 0 | 0 | 0 | 0 | 0 | 0 | 0 | 0 | 0 | 0 | 0 | 0 | 0 | 0 | 0 | 0 | 0 | 0 | 0 | 0 | 0
F5_Commercial_Education_Existing_Miscellaneous_Natural Gas_Pool Heater_E4 | F5 | Commercial | Education | Existing | Miscellaneous | Natural Gas | Pool Heater | E4 | Utility - Cost of Operation | 0 | 0 | 0 | 0 | 0 | 0 | 0 | 0 | 0 | 0 | 0 | 0 | 0 | 0 | 0 | 0 | 0 | 0 | 0 | 0 | 0 | 0 | 0 | 0 | 0 | 0 | 0 | 0 | 0 | 0
F5_Commercial_Education_Existing_Miscellaneous_Natural Gas_Pool Heater_E5 | F5 | Commercial | Education | Existing | Miscellaneous | Natural Gas | Pool Heater | E5 | Utility - Cost of Operation | 0 | 0 | 0 | 0 | 0 | 0 | 0 | 0 | 0 | 0 | 0 | 0 | 0 | 0 | 0 | 0 | 0 | 0 | 0 | 0 | 0 | 0 | 0 | 0 | 0 | 0 | 0 | 0 | 0 | 0
F5_Commercial_Education_Existing_Miscellaneous_Natural Gas_Pool Heater_E6 | F5 | Commercial | Education | Existing | Miscellaneous | Natural Gas | Pool Heater | E6 | Utility - Cost of Operation | 0 | 0 | 0 | 0 | 0 | 0 | 0 | 0 | 0 | 0 | 0 | 0 | 0 | 0 | 0 | 0 | 0 | 0 | 0 | 0 | 0 | 0 | 0 | 0 | 0 | 0 | 0 | 0 | 0 | 0
F5_Commercial_Education_Existing_Miscellaneous_Natural Gas_Pool Heater_E7 | F5 | Commercial | Education | Existing | Miscellaneous | Natural Gas | Pool Heater | E7 | Utility - Cost of Operation | 0 | 0 | 0 | 0 | 0 | 0 | 0 | 0 | 0 | 0 | 0 | 0 | 0 | 0 | 0 | 0 | 0 | 0 | 0 | 0 | 0 | 0 | 0 | 0 | 0 | 0 | 0 | 0 | 0 | 0
F5_Commercial_Education_Existing_Miscellaneous_Natural Gas_Pool Heater_E8 | F5 | Commercial | Education | Existing | Miscellaneous | Natural Gas | Pool Heater | E8 | Utility - Cost of Operation | 0 | 0 | 0 | 0 | 0 | 0 | 0 | 0 | 0 | 0 | 0 | 0 | 0 | 0 | 0 | 0 | 0 | 0 | 0 | 0 | 0 | 0 | 0 | 0 | 0 | 0 | 0 | 0 | 0 | 0
F5_Commercial_Education_Existing_Miscellaneous_Natural Gas_Pool Heater_E9 | F5 | Commercial | Education | Existing | Miscellaneous | Natural Gas | Pool Heater | E9 | Utility - Cost of Operation | 0 | 0 | 0 | 0 | 0 | 0 | 0 | 0 | 0 | 0 | 0 | 0 | 0 | 0 | 0 | 0 | 0 | 0 | 0 | 0 | 0 | 0 | 0 | 0 | 0 | 0 | 0 | 0 | 0 | 0
F5_Commercial_Education_Existing_Miscellaneous_Natural Gas_Pool Heater_E10 | F5 | Commercial | Education | Existing | Miscellaneous | Natural Gas | Pool Heater | E10 | Utility - Cost of Operation | 0 | 0 | 0 | 0 | 0 | 0 | 0 | 0 | 0 | 0 | 0 | 0 | 0 | 0 | 0 | 0 | 0 | 0 | 0 | 0 | 0 | 0 | 0 | 0 | 0 | 0 | 0 | 0 | 0 | 0
F6_Commercial_Education_Existing_Miscellaneous_Natural Gas_Pool Heater_E1 | F6 | Commercial | Education | Existing | Miscellaneous | Natural Gas | Pool Heater | E1 | Utility - Value of Sales | 6.8235e-05 | 6.7941e-05 | 6.7998e-05 | 6.9004e-05 | 7.0738e-05 | 7.2964e-05 | 7.4883e-05 | 7.6409e-05 | 7.7789e-05 | 7.9153e-05 | 8.0639e-05 | 8.2148e-05 | 8.3636e-05 | 8.5302e-05 | 8.6887e-05 | 8.8393e-05 | 8.9913e-05 | 9.1276e-05 | 9.2459e-05 | 9.344e-05 | 9.4361e-05 | 9.5209e-05 | 0 | 0 | 0 | 0 | 0 | 0 | 0 | 0
F6_Commercial_Education_Existing_Miscellaneous_Natural Gas_Pool Heater_E2 | F6 | Commercial | Education | Existing | Miscellaneous | Natural Gas | Pool Heater | E2 | Utility - Value of Sales | 5.8e-05 | 5.7749e-05 | 5.7798e-05 | 5.8654e-05 | 6.0127e-05 | 6.202e-05 | 6.365e-05 | 6.4948e-05 | 6.6121e-05 | 6.728e-05 | 6.8543e-05 | 6.9826e-05 | 7.109e-05 | 7.2507e-05 | 7.3854e-05 | 7.5134e-05 | 7.6426e-05 | 7.7584e-05 | 7.859e-05 | 7.9424e-05 | 8.0206e-05 | 8.0928e-05 | 0 | 0 | 0 | 0 | 0 | 0 | 0 | 0
F6_Commercial_Education_Existing_Miscellaneous_Natural Gas_Pool Heater_E3 | F6 | Commercial | Education | Existing | Miscellaneous | Natural Gas | Pool Heater | E3 | Utility - Value of Sales | 0 | 0 | 0 | 0 | 0 | 0 | 0 | 0 | 0 | 0 | 0 | 0 | 0 | 0 | 0 | 0 | 0 | 0 | 0 | 0 | 0 | 0 | 0 | 0 | 0 | 0 | 0 | 0 | 0 | 0
F6_Commercial_Education_Existing_Miscellaneous_Natural Gas_Pool Heater_E4 | F6 | Commercial | Education | Existing | Miscellaneous | Natural Gas | Pool Heater | E4 | Utility - Value of Sales | 0 | 0 | 0 | 0 | 0 | 0 | 0 | 0 | 0 | 0 | 0 | 0 | 0 | 0 | 0 | 0 | 0 | 0 | 0 | 0 | 0 | 0 | 0 | 0 | 0 | 0 | 0 | 0 | 0 | 0
F6_Commercial_Education_Existing_Miscellaneous_Natural Gas_Pool Heater_E5 | F6 | Commercial | Education | Existing | Miscellaneous | Natural Gas | Pool Heater | E5 | Utility - Value of Sales | 0 | 0 | 0 | 0 | 0 | 0 | 0 | 0 | 0 | 0 | 0 | 0 | 0 | 0 | 0 | 0 | 0 | 0 | 0 | 0 | 0 | 0 | 0 | 0 | 0 | 0 | 0 | 0 | 0 | 0
F6_Commercial_Education_Existing_Miscellaneous_Natural Gas_Pool Heater_E6 | F6 | Commercial | Education | Existing | Miscellaneous | Natural Gas | Pool Heater | E6 | Utility - Value of Sales | 0 | 0 | 0 | 0 | 0 | 0 | 0 | 0 | 0 | 0 | 0 | 0 | 0 | 0 | 0 | 0 | 0 | 0 | 0 | 0 | 0 | 0 | 0 | 0 | 0 | 0 | 0 | 0 | 0 | 0
F6_Commercial_Education_Existing_Miscellaneous_Natural Gas_Pool Heater_E7 | F6 | Commercial | Education | Existing | Miscellaneous | Natural Gas | Pool Heater | E7 | Utility - Value of Sales | 0 | 0 | 0 | 0 | 0 | 0 | 0 | 0 | 0 | 0 | 0 | 0 | 0 | 0 | 0 | 0 | 0 | 0 | 0 | 0 | 0 | 0 | 0 | 0 | 0 | 0 | 0 | 0 | 0 | 0
F6_Commercial_Education_Existing_Miscellaneous_Natural Gas_Pool Heater_E8 | F6 | Commercial | Education | Existing | Miscellaneous | Natural Gas | Pool Heater | E8 | Utility - Value of Sales | 0 | 0 | 0 | 0 | 0 | 0 | 0 | 0 | 0 | 0 | 0 | 0 | 0 | 0 | 0 | 0 | 0 | 0 | 0 | 0 | 0 | 0 | 0 | 0 | 0 | 0 | 0 | 0 | 0 | 0
F6_Commercial_Education_Existing_Miscellaneous_Natural Gas_Pool Heater_E9 | F6 | Commercial | Education | Existing | Miscellaneous | Natural Gas | Pool Heater | E9 | Utility - Value of Sales | 0 | 0 | 0 | 0 | 0 | 0 | 0 | 0 | 0 | 0 | 0 | 0 | 0 | 0 | 0 | 0 | 0 | 0 | 0 | 0 | 0 | 0 | 0 | 0 | 0 | 0 | 0 | 0 | 0 | 0
F6_Commercial_Education_Existing_Miscellaneous_Natural Gas_Pool Heater_E10 | F6 | Commercial | Education | Existing | Miscellaneous | Natural Gas | Pool Heater | E10 | Utility - Value of Sales | 0 | 0 | 0 | 0 | 0 | 0 | 0 | 0 | 0 | 0 | 0 | 0 | 0 | 0 | 0 | 0 | 0 | 0 | 0 | 0 | 0 | 0 | 0 | 0 | 0 | 0 | 0 | 0 | 0 | 0
F1_Commercial_Education_Existing_Miscellaneous_Natural Gas_Miscellaneous_E1 | F1 | Commercial | Education | Existing | Miscellaneous | Natural Gas | Miscellaneous | E1 | Participant - Cost of Equipment | 1.4353e-05 | 1.4353e-05 | 1.4353e-05 | 1.4353e-05 | 1.4353e-05 | 1.4353e-05 | 1.4353e-05 | 1.4353e-05 | 1.4353e-05 | 1.4353e-05 | 1.4353e-05 | 1.4353e-05 | 1.4353e-05 | 1.4353e-05 | 1.4353e-05 | 1.4353e-05 | 1.4353e-05 | 1.4353e-05 | 1.4353e-05 | 1.4353e-05 | 1.4353e-05 | 1.4353e-05 | 0 | 0 | 0 | 0 | 0 | 0 | 0 | 0
F1_Commercial_Education_Existing_Miscellaneous_Natural Gas_Miscellaneous_E2 | F1 | Commercial | Education | Existing | Miscellaneous | Natural Gas | Miscellaneous | E2 | Participant - Cost of Equipment | 0 | 0 | 0 | 0 | 0 | 0 | 0 | 0 | 0 | 0 | 0 | 0 | 0 | 0 | 0 | 0 | 0 | 0 | 0 | 0 | 0 | 0 | 0 | 0 | 0 | 0 | 0 | 0 | 0 | 0
F1_Commercial_Education_Existing_Miscellaneous_Natural Gas_Miscellaneous_E3 | F1 | Commercial | Education | Existing | Miscellaneous | Natural Gas | Miscellaneous | E3 | Participant - Cost of Equipment | 0 | 0 | 0 | 0 | 0 | 0 | 0 | 0 | 0 | 0 | 0 | 0 | 0 | 0 | 0 | 0 | 0 | 0 | 0 | 0 | 0 | 0 | 0 | 0 | 0 | 0 | 0 | 0 | 0 | 0
F1_Commercial_Education_Existing_Miscellaneous_Natural Gas_Miscellaneous_E4 | F1 | Commercial | Education | Existing | Miscellaneous | Natural Gas | Miscellaneous | E4 | Participant - Cost of Equipment | 0 | 0 | 0 | 0 | 0 | 0 | 0 | 0 | 0 | 0 | 0 | 0 | 0 | 0 | 0 | 0 | 0 | 0 | 0 | 0 | 0 | 0 | 0 | 0 | 0 | 0 | 0 | 0 | 0 | 0
F1_Commercial_Education_Existing_Miscellaneous_Natural Gas_Miscellaneous_E5 | F1 | Commercial | Education | Existing | Miscellaneous | Natural Gas | Miscellaneous | E5 | Participant - Cost of Equipment | 0 | 0 | 0 | 0 | 0 | 0 | 0 | 0 | 0 | 0 | 0 | 0 | 0 | 0 | 0 | 0 | 0 | 0 | 0 | 0 | 0 | 0 | 0 | 0 | 0 | 0 | 0 | 0 | 0 | 0
F1_Commercial_Education_Existing_Miscellaneous_Natural Gas_Miscellaneous_E6 | F1 | Commercial | Education | Existing | Miscellaneous | Natural Gas | Miscellaneous | E6 | Participant - Cost of Equipment | 0 | 0 | 0 | 0 | 0 | 0 | 0 | 0 | 0 | 0 | 0 | 0 | 0 | 0 | 0 | 0 | 0 | 0 | 0 | 0 | 0 | 0 | 0 | 0 | 0 | 0 | 0 | 0 | 0 | 0
F1_Commercial_Education_Existing_Miscellaneous_Natural Gas_Miscellaneous_E7 | F1 | Commercial | Education | Existing | Miscellaneous | Natural Gas | Miscellaneous | E7 | Participant - Cost of Equipment | 0 | 0 | 0 | 0 | 0 | 0 | 0 | 0 | 0 | 0 | 0 | 0 | 0 | 0 | 0 | 0 | 0 | 0 | 0 | 0 | 0 | 0 | 0 | 0 | 0 | 0 | 0 | 0 | 0 | 0
F1_Commercial_Education_Existing_Miscellaneous_Natural Gas_Miscellaneous_E8 | F1 | Commercial | Education | Existing | Miscellaneous | Natural Gas | Miscellaneous | E8 | Participant - Cost of Equipment | 0 | 0 | 0 | 0 | 0 | 0 | 0 | 0 | 0 | 0 | 0 | 0 | 0 | 0 | 0 | 0 | 0 | 0 | 0 | 0 | 0 | 0 | 0 | 0 | 0 | 0 | 0 | 0 | 0 | 0
F1_Commercial_Education_Existing_Miscellaneous_Natural Gas_Miscellaneous_E9 | F1 | Commercial | Education | Existing | Miscellaneous | Natural Gas | Miscellaneous | E9 | Participant - Cost of Equipment | 0 | 0 | 0 | 0 | 0 | 0 | 0 | 0 | 0 | 0 | 0 | 0 | 0 | 0 | 0 | 0 | 0 | 0 | 0 | 0 | 0 | 0 | 0 | 0 | 0 | 0 | 0 | 0 | 0 | 0
F1_Commercial_Education_Existing_Miscellaneous_Natural Gas_Miscellaneous_E10 | F1 | Commercial | Education | Existing | Miscellaneous | Natural Gas | Miscellaneous | E10 | Participant - Cost of Equipment | 0 | 0 | 0 | 0 | 0 | 0 | 0 | 0 | 0 | 0 | 0 | 0 | 0 | 0 | 0 | 0 | 0 | 0 | 0 | 0 | 0 | 0 | 0 | 0 | 0 | 0 | 0 | 0 | 0 | 0
F2_Commercial_Education_Existing_Miscellaneous_Natural Gas_Miscellaneous_E1 | F2 | Commercial | Education | Existing | Miscellaneous | Natural Gas | Miscellaneous | E1 | Participant - Cost of Operation | 6.3903e-05 | 6.3414e-05 | 6.3094e-05 | 6.3769e-05 | 6.5347e-05 | 6.7559e-05 | 6.9456e-05 | 7.0901e-05 | 7.2168e-05 | 7.3424e-05 | 7.48e-05 | 7.6203e-05 | 7.7596e-05 | 7.915e-05 | 8.058e-05 | 8.1965e-05 | 8.3414e-05 | 8.475e-05 | 8.5964e-05 | 8.7026e-05 | 8.787e-05 | 8.8476e-05 | 0 | 0 | 0 | 0 | 0 | 0 | 0 | 0
F2_Commercial_Education_Existing_Miscellaneous_Natural Gas_Miscellaneous_E2 | F2 | Commercial | Education | Existing | Miscellaneous | Natural Gas | Miscellaneous | E2 | Participant - Cost of Operation | 0 | 0 | 0 | 0 | 0 | 0 | 0 | 0 | 0 | 0 | 0 | 0 | 0 | 0 | 0 | 0 | 0 | 0 | 0 | 0 | 0 | 0 | 0 | 0 | 0 | 0 | 0 | 0 | 0 | 0
F2_Commercial_Education_Existing_Miscellaneous_Natural Gas_Miscellaneous_E3 | F2 | Commercial | Education | Existing | Miscellaneous | Natural Gas | Miscellaneous | E3 | Participant - Cost of Operation | 0 | 0 | 0 | 0 | 0 | 0 | 0 | 0 | 0 | 0 | 0 | 0 | 0 | 0 | 0 | 0 | 0 | 0 | 0 | 0 | 0 | 0 | 0 | 0 | 0 | 0 | 0 | 0 | 0 | 0
F2_Commercial_Education_Existing_Miscellaneous_Natural Gas_Miscellaneous_E4 | F2 | Commercial | Education | Existing | Miscellaneous | Natural Gas | Miscellaneous | E4 | Participant - Cost of Operation | 0 | 0 | 0 | 0 | 0 | 0 | 0 | 0 | 0 | 0 | 0 | 0 | 0 | 0 | 0 | 0 | 0 | 0 | 0 | 0 | 0 | 0 | 0 | 0 | 0 | 0 | 0 | 0 | 0 | 0
F2_Commercial_Education_Existing_Miscellaneous_Natural Gas_Miscellaneous_E5 | F2 | Commercial | Education | Existing | Miscellaneous | Natural Gas | Miscellaneous | E5 | Participant - Cost of Operation | 0 | 0 | 0 | 0 | 0 | 0 | 0 | 0 | 0 | 0 | 0 | 0 | 0 | 0 | 0 | 0 | 0 | 0 | 0 | 0 | 0 | 0 | 0 | 0 | 0 | 0 | 0 | 0 | 0 | 0
F2_Commercial_Education_Existing_Miscellaneous_Natural Gas_Miscellaneous_E6 | F2 | Commercial | Education | Existing | Miscellaneous | Natural Gas | Miscellaneous | E6 | Participant - Cost of Operation | 0 | 0 | 0 | 0 | 0 | 0 | 0 | 0 | 0 | 0 | 0 | 0 | 0 | 0 | 0 | 0 | 0 | 0 | 0 | 0 | 0 | 0 | 0 | 0 | 0 | 0 | 0 | 0 | 0 | 0
F2_Commercial_Education_Existing_Miscellaneous_Natural Gas_Miscellaneous_E7 | F2 | Commercial | Education | Existing | Miscellaneous | Natural Gas | Miscellaneous | E7 | Participant - Cost of Operation | 0 | 0 | 0 | 0 | 0 | 0 | 0 | 0 | 0 | 0 | 0 | 0 | 0 | 0 | 0 | 0 | 0 | 0 | 0 | 0 | 0 | 0 | 0 | 0 | 0 | 0 | 0 | 0 | 0 | 0
F2_Commercial_Education_Existing_Miscellaneous_Natural Gas_Miscellaneous_E8 | F2 | Commercial | Education | Existing | Miscellaneous | Natural Gas | Miscellaneous | E8 | Participant - Cost of Operation | 0 | 0 | 0 | 0 | 0 | 0 | 0 | 0 | 0 | 0 | 0 | 0 | 0 | 0 | 0 | 0 | 0 | 0 | 0 | 0 | 0 | 0 | 0 | 0 | 0 | 0 | 0 | 0 | 0 | 0
F2_Commercial_Education_Existing_Miscellaneous_Natural Gas_Miscellaneous_E9 | F2 | Commercial | Education | Existing | Miscellaneous | Natural Gas | Miscellaneous | E9 | Participant - Cost of Operation | 0 | 0 | 0 | 0 | 0 | 0 | 0 | 0 | 0 | 0 | 0 | 0 | 0 | 0 | 0 | 0 | 0 | 0 | 0 | 0 | 0 | 0 | 0 | 0 | 0 | 0 | 0 | 0 | 0 | 0
F2_Commercial_Education_Existing_Miscellaneous_Natural Gas_Miscellaneous_E10 | F2 | Commercial | Education | Existing | Miscellaneous | Natural Gas | Miscellaneous | E10 | Participant - Cost of Operation | 0 | 0 | 0 | 0 | 0 | 0 | 0 | 0 | 0 | 0 | 0 | 0 | 0 | 0 | 0 | 0 | 0 | 0 | 0 | 0 | 0 | 0 | 0 | 0 | 0 | 0 | 0 | 0 | 0 | 0
F3_Commercial_Education_Existing_Miscellaneous_Natural Gas_Miscellaneous_E1 | F3 | Commercial | Education | Existing | Miscellaneous | Natural Gas | Miscellaneous | E1 | System - kBTUs of Conusmption | 0.0061651 | 0.0061523 | 0.0061526 | 0.0062238 | 0.0062855 | 0.0063351 | 0.0063682 | 0.0064038 | 0.0064366 | 0.0064661 | 0.0064891 | 0.0065144 | 0.0065373 | 0.0065574 | 0.0065709 | 0.0065776 | 0.0065715 | 0.0065514 | 0.006513 | 0.0064672 | 0.0064085 | 0.0063365 | 0 | 0 | 0 | 0 | 0 | 0 | 0 | 0
F3_Commercial_Education_Existing_Miscellaneous_Natural Gas_Miscellaneous_E2 | F3 | Commercial | Education | Existing | Miscellaneous | Natural Gas | Miscellaneous | E2 | System - kBTUs of Conusmption | 0 | 0 | 0 | 0 | 0 | 0 | 0 | 0 | 0 | 0 | 0 | 0 | 0 | 0 | 0 | 0 | 0 | 0 | 0 | 0 | 0 | 0 | 0 | 0 | 0 | 0 | 0 | 0 | 0 | 0
F3_Commercial_Education_Existing_Miscellaneous_Natural Gas_Miscellaneous_E3 | F3 | Commercial | Education | Existing | Miscellaneous | Natural Gas | Miscellaneous | E3 | System - kBTUs of Conusmption | 0 | 0 | 0 | 0 | 0 | 0 | 0 | 0 | 0 | 0 | 0 | 0 | 0 | 0 | 0 | 0 | 0 | 0 | 0 | 0 | 0 | 0 | 0 | 0 | 0 | 0 | 0 | 0 | 0 | 0
F3_Commercial_Education_Existing_Miscellaneous_Natural Gas_Miscellaneous_E4 | F3 | Commercial | Education | Existing | Miscellaneous | Natural Gas | Miscellaneous | E4 | System - kBTUs of Conusmption | 0 | 0 | 0 | 0 | 0 | 0 | 0 | 0 | 0 | 0 | 0 | 0 | 0 | 0 | 0 | 0 | 0 | 0 | 0 | 0 | 0 | 0 | 0 | 0 | 0 | 0 | 0 | 0 | 0 | 0
F3_Commercial_Education_Existing_Miscellaneous_Natural Gas_Miscellaneous_E5 | F3 | Commercial | Education | Existing | Miscellaneous | Natural Gas | Miscellaneous | E5 | System - kBTUs of Conusmption | 0 | 0 | 0 | 0 | 0 | 0 | 0 | 0 | 0 | 0 | 0 | 0 | 0 | 0 | 0 | 0 | 0 | 0 | 0 | 0 | 0 | 0 | 0 | 0 | 0 | 0 | 0 | 0 | 0 | 0
F3_Commercial_Education_Existing_Miscellaneous_Natural Gas_Miscellaneous_E6 | F3 | Commercial | Education | Existing | Miscellaneous | Natural Gas | Miscellaneous | E6 | System - kBTUs of Conusmption | 0 | 0 | 0 | 0 | 0 | 0 | 0 | 0 | 0 | 0 | 0 | 0 | 0 | 0 | 0 | 0 | 0 | 0 | 0 | 0 | 0 | 0 | 0 | 0 | 0 | 0 | 0 | 0 | 0 | 0
F3_Commercial_Education_Existing_Miscellaneous_Natural Gas_Miscellaneous_E7 | F3 | Commercial | Education | Existing | Miscellaneous | Natural Gas | Miscellaneous | E7 | System - kBTUs of Conusmption | 0 | 0 | 0 | 0 | 0 | 0 | 0 | 0 | 0 | 0 | 0 | 0 | 0 | 0 | 0 | 0 | 0 | 0 | 0 | 0 | 0 | 0 | 0 | 0 | 0 | 0 | 0 | 0 | 0 | 0
F3_Commercial_Education_Existing_Miscellaneous_Natural Gas_Miscellaneous_E8 | F3 | Commercial | Education | Existing | Miscellaneous | Natural Gas | Miscellaneous | E8 | System - kBTUs of Conusmption | 0 | 0 | 0 | 0 | 0 | 0 | 0 | 0 | 0 | 0 | 0 | 0 | 0 | 0 | 0 | 0 | 0 | 0 | 0 | 0 | 0 | 0 | 0 | 0 | 0 | 0 | 0 | 0 | 0 | 0
F3_Commercial_Education_Existing_Miscellaneous_Natural Gas_Miscellaneous_E9 | F3 | Commercial | Education | Existing | Miscellaneous | Natural Gas | Miscellaneous | E9 | System - kBTUs of Conusmption | 0 | 0 | 0 | 0 | 0 | 0 | 0 | 0 | 0 | 0 | 0 | 0 | 0 | 0 | 0 | 0 | 0 | 0 | 0 | 0 | 0 | 0 | 0 | 0 | 0 | 0 | 0 | 0 | 0 | 0
F3_Commercial_Education_Existing_Miscellaneous_Natural Gas_Miscellaneous_E10 | F3 | Commercial | Education | Existing | Miscellaneous | Natural Gas | Miscellaneous | E10 | System - kBTUs of Conusmption | 0 | 0 | 0 | 0 | 0 | 0 | 0 | 0 | 0 | 0 | 0 | 0 | 0 | 0 | 0 | 0 | 0 | 0 | 0 | 0 | 0 | 0 | 0 | 0 | 0 | 0 | 0 | 0 | 0 | 0
F4_Commercial_Education_Existing_Miscellaneous_Natural Gas_Miscellaneous_E1 | F4 | Commercial | Education | Existing | Miscellaneous | Natural Gas | Miscellaneous | E1 | Utility - Cost of Equipment | 1.4353e-05 | 1.4353e-05 | 1.4353e-05 | 1.4353e-05 | 1.4353e-05 | 1.4353e-05 | 1.4353e-05 | 1.4353e-05 | 1.4353e-05 | 1.4353e-05 | 1.4353e-05 | 1.4353e-05 | 1.4353e-05 | 1.4353e-05 | 1.4353e-05 | 1.4353e-05 | 1.4353e-05 | 1.4353e-05 | 1.4353e-05 | 1.4353e-05 | 1.4353e-05 | 1.4353e-05 | 0 | 0 | 0 | 0 | 0 | 0 | 0 | 0
F4_Commercial_Education_Existing_Miscellaneous_Natural Gas_Miscellaneous_E2 | F4 | Commercial | Education | Existing | Miscellaneous | Natural Gas | Miscellaneous | E2 | Utility - Cost of Equipment | 0 | 0 | 0 | 0 | 0 | 0 | 0 | 0 | 0 | 0 | 0 | 0 | 0 | 0 | 0 | 0 | 0 | 0 | 0 | 0 | 0 | 0 | 0 | 0 | 0 | 0 | 0 | 0 | 0 | 0
F4_Commercial_Education_Existing_Miscellaneous_Natural Gas_Miscellaneous_E3 | F4 | Commercial | Education | Existing | Miscellaneous | Natural Gas | Miscellaneous | E3 | Utility - Cost of Equipment | 0 | 0 | 0 | 0 | 0 | 0 | 0 | 0 | 0 | 0 | 0 | 0 | 0 | 0 | 0 | 0 | 0 | 0 | 0 | 0 | 0 | 0 | 0 | 0 | 0 | 0 | 0 | 0 | 0 | 0
F4_Commercial_Education_Existing_Miscellaneous_Natural Gas_Miscellaneous_E4 | F4 | Commercial | Education | Existing | Miscellaneous | Natural Gas | Miscellaneous | E4 | Utility - Cost of Equipment | 0 | 0 | 0 | 0 | 0 | 0 | 0 | 0 | 0 | 0 | 0 | 0 | 0 | 0 | 0 | 0 | 0 | 0 | 0 | 0 | 0 | 0 | 0 | 0 | 0 | 0 | 0 | 0 | 0 | 0
F4_Commercial_Education_Existing_Miscellaneous_Natural Gas_Miscellaneous_E5 | F4 | Commercial | Education | Existing | Miscellaneous | Natural Gas | Miscellaneous | E5 | Utility - Cost of Equipment | 0 | 0 | 0 | 0 | 0 | 0 | 0 | 0 | 0 | 0 | 0 | 0 | 0 | 0 | 0 | 0 | 0 | 0 | 0 | 0 | 0 | 0 | 0 | 0 | 0 | 0 | 0 | 0 | 0 | 0
F4_Commercial_Education_Existing_Miscellaneous_Natural Gas_Miscellaneous_E6 | F4 | Commercial | Education | Existing | Miscellaneous | Natural Gas | Miscellaneous | E6 | Utility - Cost of Equipment | 0 | 0 | 0 | 0 | 0 | 0 | 0 | 0 | 0 | 0 | 0 | 0 | 0 | 0 | 0 | 0 | 0 | 0 | 0 | 0 | 0 | 0 | 0 | 0 | 0 | 0 | 0 | 0 | 0 | 0
F4_Commercial_Education_Existing_Miscellaneous_Natural Gas_Miscellaneous_E7 | F4 | Commercial | Education | Existing | Miscellaneous | Natural Gas | Miscellaneous | E7 | Utility - Cost of Equipment | 0 | 0 | 0 | 0 | 0 | 0 | 0 | 0 | 0 | 0 | 0 | 0 | 0 | 0 | 0 | 0 | 0 | 0 | 0 | 0 | 0 | 0 | 0 | 0 | 0 | 0 | 0 | 0 | 0 | 0
F4_Commercial_Education_Existing_Miscellaneous_Natural Gas_Miscellaneous_E8 | F4 | Commercial | Education | Existing | Miscellaneous | Natural Gas | Miscellaneous | E8 | Utility - Cost of Equipment | 0 | 0 | 0 | 0 | 0 | 0 | 0 | 0 | 0 | 0 | 0 | 0 | 0 | 0 | 0 | 0 | 0 | 0 | 0 | 0 | 0 | 0 | 0 | 0 | 0 | 0 | 0 | 0 | 0 | 0
F4_Commercial_Education_Existing_Miscellaneous_Natural Gas_Miscellaneous_E9 | F4 | Commercial | Education | Existing | Miscellaneous | Natural Gas | Miscellaneous | E9 | Utility - Cost of Equipment | 0 | 0 | 0 | 0 | 0 | 0 | 0 | 0 | 0 | 0 | 0 | 0 | 0 | 0 | 0 | 0 | 0 | 0 | 0 | 0 | 0 | 0 | 0 | 0 | 0 | 0 | 0 | 0 | 0 | 0
F4_Commercial_Education_Existing_Miscellaneous_Natural Gas_Miscellaneous_E10 | F4 | Commercial | Education | Existing | Miscellaneous | Natural Gas | Miscellaneous | E10 | Utility - Cost of Equipment | 0 | 0 | 0 | 0 | 0 | 0 | 0 | 0 | 0 | 0 | 0 | 0 | 0 | 0 | 0 | 0 | 0 | 0 | 0 | 0 | 0 | 0 | 0 | 0 | 0 | 0 | 0 | 0 | 0 | 0
F5_Commercial_Education_Existing_Miscellaneous_Natural Gas_Miscellaneous_E1 | F5 | Commercial | Education | Existing | Miscellaneous | Natural Gas | Miscellaneous | E1 | Utility - Cost of Operation | 5.3338e-05 | 5.293e-05 | 5.2664e-05 | 5.3227e-05 | 5.4543e-05 | 5.639e-05 | 5.7973e-05 | 5.918e-05 | 6.0238e-05 | 6.1286e-05 | 6.2434e-05 | 6.3605e-05 | 6.4768e-05 | 6.6065e-05 | 6.7259e-05 | 6.8415e-05 | 6.9624e-05 | 7.0739e-05 | 7.1752e-05 | 7.2638e-05 | 7.3344e-05 | 7.3849e-05 | 0 | 0 | 0 | 0 | 0 | 0 | 0 | 0
F5_Commercial_Education_Existing_Miscellaneous_Natural Gas_Miscellaneous_E2 | F5 | Commercial | Education | Existing | Miscellaneous | Natural Gas | Miscellaneous | E2 | Utility - Cost of Operation | 0 | 0 | 0 | 0 | 0 | 0 | 0 | 0 | 0 | 0 | 0 | 0 | 0 | 0 | 0 | 0 | 0 | 0 | 0 | 0 | 0 | 0 | 0 | 0 | 0 | 0 | 0 | 0 | 0 | 0
F5_Commercial_Education_Existing_Miscellaneous_Natural Gas_Miscellaneous_E3 | F5 | Commercial | Education | Existing | Miscellaneous | Natural Gas | Miscellaneous | E3 | Utility - Cost of Operation | 0 | 0 | 0 | 0 | 0 | 0 | 0 | 0 | 0 | 0 | 0 | 0 | 0 | 0 | 0 | 0 | 0 | 0 | 0 | 0 | 0 | 0 | 0 | 0 | 0 | 0 | 0 | 0 | 0 | 0
F5_Commercial_Education_Existing_Miscellaneous_Natural Gas_Miscellaneous_E4 | F5 | Commercial | Education | Existing | Miscellaneous | Natural Gas | Miscellaneous | E4 | Utility - Cost of Operation | 0 | 0 | 0 | 0 | 0 | 0 | 0 | 0 | 0 | 0 | 0 | 0 | 0 | 0 | 0 | 0 | 0 | 0 | 0 | 0 | 0 | 0 | 0 | 0 | 0 | 0 | 0 | 0 | 0 | 0
F5_Commercial_Education_Existing_Miscellaneous_Natural Gas_Miscellaneous_E5 | F5 | Commercial | Education | Existing | Miscellaneous | Natural Gas | Miscellaneous | E5 | Utility - Cost of Operation | 0 | 0 | 0 | 0 | 0 | 0 | 0 | 0 | 0 | 0 | 0 | 0 | 0 | 0 | 0 | 0 | 0 | 0 | 0 | 0 | 0 | 0 | 0 | 0 | 0 | 0 | 0 | 0 | 0 | 0
F5_Commercial_Education_Existing_Miscellaneous_Natural Gas_Miscellaneous_E6 | F5 | Commercial | Education | Existing | Miscellaneous | Natural Gas | Miscellaneous | E6 | Utility - Cost of Operation | 0 | 0 | 0 | 0 | 0 | 0 | 0 | 0 | 0 | 0 | 0 | 0 | 0 | 0 | 0 | 0 | 0 | 0 | 0 | 0 | 0 | 0 | 0 | 0 | 0 | 0 | 0 | 0 | 0 | 0
F5_Commercial_Education_Existing_Miscellaneous_Natural Gas_Miscellaneous_E7 | F5 | Commercial | Education | Existing | Miscellaneous | Natural Gas | Miscellaneous | E7 | Utility - Cost of Operation | 0 | 0 | 0 | 0 | 0 | 0 | 0 | 0 | 0 | 0 | 0 | 0 | 0 | 0 | 0 | 0 | 0 | 0 | 0 | 0 | 0 | 0 | 0 | 0 | 0 | 0 | 0 | 0 | 0 | 0
F5_Commercial_Education_Existing_Miscellaneous_Natural Gas_Miscellaneous_E8 | F5 | Commercial | Education | Existing | Miscellaneous | Natural Gas | Miscellaneous | E8 | Utility - Cost of Operation | 0 | 0 | 0 | 0 | 0 | 0 | 0 | 0 | 0 | 0 | 0 | 0 | 0 | 0 | 0 | 0 | 0 | 0 | 0 | 0 | 0 | 0 | 0 | 0 | 0 | 0 | 0 | 0 | 0 | 0
F5_Commercial_Education_Existing_Miscellaneous_Natural Gas_Miscellaneous_E9 | F5 | Commercial | Education | Existing | Miscellaneous | Natural Gas | Miscellaneous | E9 | Utility - Cost of Operation | 0 | 0 | 0 | 0 | 0 | 0 | 0 | 0 | 0 | 0 | 0 | 0 | 0 | 0 | 0 | 0 | 0 | 0 | 0 | 0 | 0 | 0 | 0 | 0 | 0 | 0 | 0 | 0 | 0 | 0
F5_Commercial_Education_Existing_Miscellaneous_Natural Gas_Miscellaneous_E10 | F5 | Commercial | Education | Existing | Miscellaneous | Natural Gas | Miscellaneous | E10 | Utility - Cost of Operation | 0 | 0 | 0 | 0 | 0 | 0 | 0 | 0 | 0 | 0 | 0 | 0 | 0 | 0 | 0 | 0 | 0 | 0 | 0 | 0 | 0 | 0 | 0 | 0 | 0 | 0 | 0 | 0 | 0 | 0
F6_Commercial_Education_Existing_Miscellaneous_Natural Gas_Miscellaneous_E1 | F6 | Commercial | Education | Existing | Miscellaneous | Natural Gas | Miscellaneous | E1 | Utility - Value of Sales | 6.3903e-05 | 6.3414e-05 | 6.3094e-05 | 6.3769e-05 | 6.5347e-05 | 6.7559e-05 | 6.9456e-05 | 7.0901e-05 | 7.2168e-05 | 7.3424e-05 | 7.48e-05 | 7.6203e-05 | 7.7596e-05 | 7.915e-05 | 8.058e-05 | 8.1965e-05 | 8.3414e-05 | 8.475e-05 | 8.5964e-05 | 8.7026e-05 | 8.787e-05 | 8.8476e-05 | 0 | 0 | 0 | 0 | 0 | 0 | 0 | 0
F6_Commercial_Education_Existing_Miscellaneous_Natural Gas_Miscellaneous_E2 | F6 | Commercial | Education | Existing | Miscellaneous | Natural Gas | Miscellaneous | E2 | Utility - Value of Sales | 0 | 0 | 0 | 0 | 0 | 0 | 0 | 0 | 0 | 0 | 0 | 0 | 0 | 0 | 0 | 0 | 0 | 0 | 0 | 0 | 0 | 0 | 0 | 0 | 0 | 0 | 0 | 0 | 0 | 0
F6_Commercial_Education_Existing_Miscellaneous_Natural Gas_Miscellaneous_E3 | F6 | Commercial | Education | Existing | Miscellaneous | Natural Gas | Miscellaneous | E3 | Utility - Value of Sales | 0 | 0 | 0 | 0 | 0 | 0 | 0 | 0 | 0 | 0 | 0 | 0 | 0 | 0 | 0 | 0 | 0 | 0 | 0 | 0 | 0 | 0 | 0 | 0 | 0 | 0 | 0 | 0 | 0 | 0
F6_Commercial_Education_Existing_Miscellaneous_Natural Gas_Miscellaneous_E4 | F6 | Commercial | Education | Existing | Miscellaneous | Natural Gas | Miscellaneous | E4 | Utility - Value of Sales | 0 | 0 | 0 | 0 | 0 | 0 | 0 | 0 | 0 | 0 | 0 | 0 | 0 | 0 | 0 | 0 | 0 | 0 | 0 | 0 | 0 | 0 | 0 | 0 | 0 | 0 | 0 | 0 | 0 | 0
F6_Commercial_Education_Existing_Miscellaneous_Natural Gas_Miscellaneous_E5 | F6 | Commercial | Education | Existing | Miscellaneous | Natural Gas | Miscellaneous | E5 | Utility - Value of Sales | 0 | 0 | 0 | 0 | 0 | 0 | 0 | 0 | 0 | 0 | 0 | 0 | 0 | 0 | 0 | 0 | 0 | 0 | 0 | 0 | 0 | 0 | 0 | 0 | 0 | 0 | 0 | 0 | 0 | 0
F6_Commercial_Education_Existing_Miscellaneous_Natural Gas_Miscellaneous_E6 | F6 | Commercial | Education | Existing | Miscellaneous | Natural Gas | Miscellaneous | E6 | Utility - Value of Sales | 0 | 0 | 0 | 0 | 0 | 0 | 0 | 0 | 0 | 0 | 0 | 0 | 0 | 0 | 0 | 0 | 0 | 0 | 0 | 0 | 0 | 0 | 0 | 0 | 0 | 0 | 0 | 0 | 0 | 0
F6_Commercial_Education_Existing_Miscellaneous_Natural Gas_Miscellaneous_E7 | F6 | Commercial | Education | Existing | Miscellaneous | Natural Gas | Miscellaneous | E7 | Utility - Value of Sales | 0 | 0 | 0 | 0 | 0 | 0 | 0 | 0 | 0 | 0 | 0 | 0 | 0 | 0 | 0 | 0 | 0 | 0 | 0 | 0 | 0 | 0 | 0 | 0 | 0 | 0 | 0 | 0 | 0 | 0
F6_Commercial_Education_Existing_Miscellaneous_Natural Gas_Miscellaneous_E8 | F6 | Commercial | Education | Existing | Miscellaneous | Natural Gas | Miscellaneous | E8 | Utility - Value of Sales | 0 | 0 | 0 | 0 | 0 | 0 | 0 | 0 | 0 | 0 | 0 | 0 | 0 | 0 | 0 | 0 | 0 | 0 | 0 | 0 | 0 | 0 | 0 | 0 | 0 | 0 | 0 | 0 | 0 | 0
F6_Commercial_Education_Existing_Miscellaneous_Natural Gas_Miscellaneous_E9 | F6 | Commercial | Education | Existing | Miscellaneous | Natural Gas | Miscellaneous | E9 | Utility - Value of Sales | 0 | 0 | 0 | 0 | 0 | 0 | 0 | 0 | 0 | 0 | 0 | 0 | 0 | 0 | 0 | 0 | 0 | 0 | 0 | 0 | 0 | 0 | 0 | 0 | 0 | 0 | 0 | 0 | 0 | 0
F6_Commercial_Education_Existing_Miscellaneous_Natural Gas_Miscellaneous_E10 | F6 | Commercial | Education | Existing | Miscellaneous | Natural Gas | Miscellaneous | E10 | Utility - Value of Sales | 0 | 0 | 0 | 0 | 0 | 0 | 0 | 0 | 0 | 0 | 0 | 0 | 0 | 0 | 0 | 0 | 0 | 0 | 0 | 0 | 0 | 0 | 0 | 0 | 0 | 0 | 0 | 0 | 0 | 0
F1_Commercial_Education_New_Space Heating_Natural Gas_Furnace_E1 | F1 | Commercial | Education | New | Space Heating | Natural Gas | Furnace | E1 | Participant - Cost of Equipment | 0.037857 | 0.037857 | 0.037857 | 0.037857 | 0.037857 | 0.037857 | 0.037857 | 0.037857 | 0.037857 | 0.037857 | 0.037857 | 0.037857 | 0.037857 | 0.037857 | 0.037857 | 0.037857 | 0.037857 | 0.037857 | 0.037857 | 0.037857 | 0.037857 | 0.037857 | 0 | 0 | 0 | 0 | 0 | 0 | 0 | 0
F1_Commercial_Education_New_Space Heating_Natural Gas_Furnace_E2 | F1 | Commercial | Education | New | Space Heating | Natural Gas | Furnace | E2 | Participant - Cost of Equipment | 0.045428 | 0.045428 | 0.045428 | 0.045428 | 0.045428 | 0.045428 | 0.045428 | 0.045428 | 0.045428 | 0.045428 | 0.045428 | 0.045428 | 0.045428 | 0.045428 | 0.045428 | 0.045428 | 0.045428 | 0.045428 | 0.045428 | 0.045428 | 0.045428 | 0.045428 | 0 | 0 | 0 | 0 | 0 | 0 | 0 | 0
F1_Commercial_Education_New_Space Heating_Natural Gas_Furnace_E3 | F1 | Commercial | Education | New | Space Heating | Natural Gas | Furnace | E3 | Participant - Cost of Equipment | 0.053 | 0.053 | 0.053 | 0.053 | 0.053 | 0.053 | 0.053 | 0.053 | 0.053 | 0.053 | 0.053 | 0.053 | 0.053 | 0.053 | 0.053 | 0.053 | 0.053 | 0.053 | 0.053 | 0.053 | 0.053 | 0.053 | 0 | 0 | 0 | 0 | 0 | 0 | 0 | 0
F1_Commercial_Education_New_Space Heating_Natural Gas_Furnace_E4 | F1 | Commercial | Education | New | Space Heating | Natural Gas | Furnace | E4 | Participant - Cost of Equipment | 0 | 0 | 0 | 0 | 0 | 0 | 0 | 0 | 0 | 0 | 0 | 0 | 0 | 0 | 0 | 0 | 0 | 0 | 0 | 0 | 0 | 0 | 0 | 0 | 0 | 0 | 0 | 0 | 0 | 0
F1_Commercial_Education_New_Space Heating_Natural Gas_Furnace_E5 | F1 | Commercial | Education | New | Space Heating | Natural Gas | Furnace | E5 | Participant - Cost of Equipment | 0 | 0 | 0 | 0 | 0 | 0 | 0 | 0 | 0 | 0 | 0 | 0 | 0 | 0 | 0 | 0 | 0 | 0 | 0 | 0 | 0 | 0 | 0 | 0 | 0 | 0 | 0 | 0 | 0 | 0
F1_Commercial_Education_New_Space Heating_Natural Gas_Furnace_E6 | F1 | Commercial | Education | New | Space Heating | Natural Gas | Furnace | E6 | Participant - Cost of Equipment | 0 | 0 | 0 | 0 | 0 | 0 | 0 | 0 | 0 | 0 | 0 | 0 | 0 | 0 | 0 | 0 | 0 | 0 | 0 | 0 | 0 | 0 | 0 | 0 | 0 | 0 | 0 | 0 | 0 | 0
F1_Commercial_Education_New_Space Heating_Natural Gas_Furnace_E7 | F1 | Commercial | Education | New | Space Heating | Natural Gas | Furnace | E7 | Participant - Cost of Equipment | 0 | 0 | 0 | 0 | 0 | 0 | 0 | 0 | 0 | 0 | 0 | 0 | 0 | 0 | 0 | 0 | 0 | 0 | 0 | 0 | 0 | 0 | 0 | 0 | 0 | 0 | 0 | 0 | 0 | 0
F1_Commercial_Education_New_Space Heating_Natural Gas_Furnace_E8 | F1 | Commercial | Education | New | Space Heating | Natural Gas | Furnace | E8 | Participant - Cost of Equipment | 0 | 0 | 0 | 0 | 0 | 0 | 0 | 0 | 0 | 0 | 0 | 0 | 0 | 0 | 0 | 0 | 0 | 0 | 0 | 0 | 0 | 0 | 0 | 0 | 0 | 0 | 0 | 0 | 0 | 0
F1_Commercial_Education_New_Space Heating_Natural Gas_Furnace_E9 | F1 | Commercial | Education | New | Space Heating | Natural Gas | Furnace | E9 | Participant - Cost of Equipment | 0 | 0 | 0 | 0 | 0 | 0 | 0 | 0 | 0 | 0 | 0 | 0 | 0 | 0 | 0 | 0 | 0 | 0 | 0 | 0 | 0 | 0 | 0 | 0 | 0 | 0 | 0 | 0 | 0 | 0
F1_Commercial_Education_New_Space Heating_Natural Gas_Furnace_E10 | F1 | Commercial | Education | New | Space Heating | Natural Gas | Furnace | E10 | Participant - Cost of Equipment | 0 | 0 | 0 | 0 | 0 | 0 | 0 | 0 | 0 | 0 | 0 | 0 | 0 | 0 | 0 | 0 | 0 | 0 | 0 | 0 | 0 | 0 | 0 | 0 | 0 | 0 | 0 | 0 | 0 | 0
F2_Commercial_Education_New_Space Heating_Natural Gas_Furnace_E1 | F2 | Commercial | Education | New | Space Heating | Natural Gas | Furnace | E1 | Participant - Cost of Operation | 0.1732 | 0.17526 | 0.17749 | 0.18038 | 0.18382 | 0.18765 | 0.19125 | 0.19458 | 0.19785 | 0.20115 | 0.20458 | 0.20807 | 0.21159 | 0.21527 | 0.21889 | 0.2226 | 0.22647 | 0.23039 | 0.23437 | 0.23839 | 0.24243 | 0.24644 | 0 | 0 | 0 | 0 | 0 | 0 | 0 | 0
F2_Commercial_Education_New_Space Heating_Natural Gas_Furnace_E2 | F2 | Commercial | Education | New | Space Heating | Natural Gas | Furnace | E2 | Participant - Cost of Operation | 0.15396 | 0.1558 | 0.15778 | 0.16035 | 0.1634 | 0.16681 | 0.17001 | 0.17297 | 0.17587 | 0.17881 | 0.18186 | 0.18496 | 0.18809 | 0.19136 | 0.19458 | 0.19787 | 0.20131 | 0.2048 | 0.20834 | 0.21192 | 0.2155 | 0.21907 | 0 | 0 | 0 | 0 | 0 | 0 | 0 | 0
F2_Commercial_Education_New_Space Heating_Natural Gas_Furnace_E3 | F2 | Commercial | Education | New | Space Heating | Natural Gas | Furnace | E3 | Participant - Cost of Operation | 0.14585 | 0.14759 | 0.14947 | 0.1519 | 0.1548 | 0.15802 | 0.16105 | 0.16386 | 0.16661 | 0.16939 | 0.17228 | 0.17522 | 0.17818 | 0.18128 | 0.18433 | 0.18745 | 0.19071 | 0.19401 | 0.19736 | 0.20075 | 0.20415 | 0.20753 | 0 | 0 | 0 | 0 | 0 | 0 | 0 | 0
F2_Commercial_Education_New_Space Heating_Natural Gas_Furnace_E4 | F2 | Commercial | Education | New | Space Heating | Natural Gas | Furnace | E4 | Participant - Cost of Operation | 0 | 0 | 0 | 0 | 0 | 0 | 0 | 0 | 0 | 0 | 0 | 0 | 0 | 0 | 0 | 0 | 0 | 0 | 0 | 0 | 0 | 0 | 0 | 0 | 0 | 0 | 0 | 0 | 0 | 0
F2_Commercial_Education_New_Space Heating_Natural Gas_Furnace_E5 | F2 | Commercial | Education | New | Space Heating | Natural Gas | Furnace | E5 | Participant - Cost of Operation | 0 | 0 | 0 | 0 | 0 | 0 | 0 | 0 | 0 | 0 | 0 | 0 | 0 | 0 | 0 | 0 | 0 | 0 | 0 | 0 | 0 | 0 | 0 | 0 | 0 | 0 | 0 | 0 | 0 | 0
F2_Commercial_Education_New_Space Heating_Natural Gas_Furnace_E6 | F2 | Commercial | Education | New | Space Heating | Natural Gas | Furnace | E6 | Participant - Cost of Operation | 0 | 0 | 0 | 0 | 0 | 0 | 0 | 0 | 0 | 0 | 0 | 0 | 0 | 0 | 0 | 0 | 0 | 0 | 0 | 0 | 0 | 0 | 0 | 0 | 0 | 0 | 0 | 0 | 0 | 0
F2_Commercial_Education_New_Space Heating_Natural Gas_Furnace_E7 | F2 | Commercial | Education | New | Space Heating | Natural Gas | Furnace | E7 | Participant - Cost of Operation | 0 | 0 | 0 | 0 | 0 | 0 | 0 | 0 | 0 | 0 | 0 | 0 | 0 | 0 | 0 | 0 | 0 | 0 | 0 | 0 | 0 | 0 | 0 | 0 | 0 | 0 | 0 | 0 | 0 | 0
F2_Commercial_Education_New_Space Heating_Natural Gas_Furnace_E8 | F2 | Commercial | Education | New | Space Heating | Natural Gas | Furnace | E8 | Participant - Cost of Operation | 0 | 0 | 0 | 0 | 0 | 0 | 0 | 0 | 0 | 0 | 0 | 0 | 0 | 0 | 0 | 0 | 0 | 0 | 0 | 0 | 0 | 0 | 0 | 0 | 0 | 0 | 0 | 0 | 0 | 0
F2_Commercial_Education_New_Space Heating_Natural Gas_Furnace_E9 | F2 | Commercial | Education | New | Space Heating | Natural Gas | Furnace | E9 | Participant - Cost of Operation | 0 | 0 | 0 | 0 | 0 | 0 | 0 | 0 | 0 | 0 | 0 | 0 | 0 | 0 | 0 | 0 | 0 | 0 | 0 | 0 | 0 | 0 | 0 | 0 | 0 | 0 | 0 | 0 | 0 | 0
F2_Commercial_Education_New_Space Heating_Natural Gas_Furnace_E10 | F2 | Commercial | Education | New | Space Heating | Natural Gas | Furnace | E10 | Participant - Cost of Operation | 0 | 0 | 0 | 0 | 0 | 0 | 0 | 0 | 0 | 0 | 0 | 0 | 0 | 0 | 0 | 0 | 0 | 0 | 0 | 0 | 0 | 0 | 0 | 0 | 0 | 0 | 0 | 0 | 0 | 0
F3_Commercial_Education_New_Space Heating_Natural Gas_Furnace_E1 | F3 | Commercial | Education | New | Space Heating | Natural Gas | Furnace | E1 | System - kBTUs of Conusmption | 15.2852 | 15.2996 | 15.3111 | 15.3514 | 15.3793 | 15.3947 | 15.3945 | 15.3925 | 15.3863 | 15.376 | 15.3597 | 15.3425 | 15.3221 | 15.299 | 15.2705 | 15.2427 | 15.2128 | 15.1808 | 15.1443 | 15.1092 | 15.0727 | 15.0352 | 0 | 0 | 0 | 0 | 0 | 0 | 0 | 0
F3_Commercial_Education_New_Space Heating_Natural Gas_Furnace_E2 | F3 | Commercial | Education | New | Space Heating | Natural Gas | Furnace | E2 | System - kBTUs of Conusmption | 13.5875 | 13.6003 | 13.6106 | 13.6464 | 13.6711 | 13.6848 | 13.6846 | 13.6829 | 13.6773 | 13.6683 | 13.6538 | 13.6384 | 13.6203 | 13.5998 | 13.5744 | 13.5497 | 13.5231 | 13.4947 | 13.4623 | 13.4311 | 13.3986 | 13.3653 | 0 | 0 | 0 | 0 | 0 | 0 | 0 | 0
F3_Commercial_Education_New_Space Heating_Natural Gas_Furnace_E3 | F3 | Commercial | Education | New | Space Heating | Natural Gas | Furnace | E3 | System - kBTUs of Conusmption | 12.8717 | 12.8838 | 12.8936 | 12.9275 | 12.951 | 12.9639 | 12.9637 | 12.9621 | 12.9568 | 12.9482 | 12.9345 | 12.92 | 12.9028 | 12.8834 | 12.8593 | 12.8359 | 12.8108 | 12.7839 | 12.7531 | 12.7235 | 12.6928 | 12.6612 | 0 | 0 | 0 | 0 | 0 | 0 | 0 | 0
F3_Commercial_Education_New_Space Heating_Natural Gas_Furnace_E4 | F3 | Commercial | Education | New | Space Heating | Natural Gas | Furnace | E4 | System - kBTUs of Conusmption | 0 | 0 | 0 | 0 | 0 | 0 | 0 | 0 | 0 | 0 | 0 | 0 | 0 | 0 | 0 | 0 | 0 | 0 | 0 | 0 | 0 | 0 | 0 | 0 | 0 | 0 | 0 | 0 | 0 | 0
F3_Commercial_Education_New_Space Heating_Natural Gas_Furnace_E5 | F3 | Commercial | Education | New | Space Heating | Natural Gas | Furnace | E5 | System - kBTUs of Conusmption | 0 | 0 | 0 | 0 | 0 | 0 | 0 | 0 | 0 | 0 | 0 | 0 | 0 | 0 | 0 | 0 | 0 | 0 | 0 | 0 | 0 | 0 | 0 | 0 | 0 | 0 | 0 | 0 | 0 | 0
F3_Commercial_Education_New_Space Heating_Natural Gas_Furnace_E6 | F3 | Commercial | Education | New | Space Heating | Natural Gas | Furnace | E6 | System - kBTUs of Conusmption | 0 | 0 | 0 | 0 | 0 | 0 | 0 | 0 | 0 | 0 | 0 | 0 | 0 | 0 | 0 | 0 | 0 | 0 | 0 | 0 | 0 | 0 | 0 | 0 | 0 | 0 | 0 | 0 | 0 | 0
F3_Commercial_Education_New_Space Heating_Natural Gas_Furnace_E7 | F3 | Commercial | Education | New | Space Heating | Natural Gas | Furnace | E7 | System - kBTUs of Conusmption | 0 | 0 | 0 | 0 | 0 | 0 | 0 | 0 | 0 | 0 | 0 | 0 | 0 | 0 | 0 | 0 | 0 | 0 | 0 | 0 | 0 | 0 | 0 | 0 | 0 | 0 | 0 | 0 | 0 | 0
F3_Commercial_Education_New_Space Heating_Natural Gas_Furnace_E8 | F3 | Commercial | Education | New | Space Heating | Natural Gas | Furnace | E8 | System - kBTUs of Conusmption | 0 | 0 | 0 | 0 | 0 | 0 | 0 | 0 | 0 | 0 | 0 | 0 | 0 | 0 | 0 | 0 | 0 | 0 | 0 | 0 | 0 | 0 | 0 | 0 | 0 | 0 | 0 | 0 | 0 | 0
F3_Commercial_Education_New_Space Heating_Natural Gas_Furnace_E9 | F3 | Commercial | Education | New | Space Heating | Natural Gas | Furnace | E9 | System - kBTUs of Conusmption | 0 | 0 | 0 | 0 | 0 | 0 | 0 | 0 | 0 | 0 | 0 | 0 | 0 | 0 | 0 | 0 | 0 | 0 | 0 | 0 | 0 | 0 | 0 | 0 | 0 | 0 | 0 | 0 | 0 | 0
F3_Commercial_Education_New_Space Heating_Natural Gas_Furnace_E10 | F3 | Commercial | Education | New | Space Heating | Natural Gas | Furnace | E10 | System - kBTUs of Conusmption | 0 | 0 | 0 | 0 | 0 | 0 | 0 | 0 | 0 | 0 | 0 | 0 | 0 | 0 | 0 | 0 | 0 | 0 | 0 | 0 | 0 | 0 | 0 | 0 | 0 | 0 | 0 | 0 | 0 | 0
F4_Commercial_Education_New_Space Heating_Natural Gas_Furnace_E1 | F4 | Commercial | Education | New | Space Heating | Natural Gas | Furnace | E1 | Utility - Cost of Equipment | 0.037857 | 0.037857 | 0.037857 | 0.037857 | 0.037857 | 0.037857 | 0.037857 | 0.037857 | 0.037857 | 0.037857 | 0.037857 | 0.037857 | 0.037857 | 0.037857 | 0.037857 | 0.037857 | 0.037857 | 0.037857 | 0.037857 | 0.037857 | 0.037857 | 0.037857 | 0 | 0 | 0 | 0 | 0 | 0 | 0 | 0
F4_Commercial_Education_New_Space Heating_Natural Gas_Furnace_E2 | F4 | Commercial | Education | New | Space Heating | Natural Gas | Furnace | E2 | Utility - Cost of Equipment | 0.045428 | 0.045428 | 0.045428 | 0.045428 | 0.045428 | 0.045428 | 0.045428 | 0.045428 | 0.045428 | 0.045428 | 0.045428 | 0.045428 | 0.045428 | 0.045428 | 0.045428 | 0.045428 | 0.045428 | 0.045428 | 0.045428 | 0.045428 | 0.045428 | 0.045428 | 0 | 0 | 0 | 0 | 0 | 0 | 0 | 0
F4_Commercial_Education_New_Space Heating_Natural Gas_Furnace_E3 | F4 | Commercial | Education | New | Space Heating | Natural Gas | Furnace | E3 | Utility - Cost of Equipment | 0.053 | 0.053 | 0.053 | 0.053 | 0.053 | 0.053 | 0.053 | 0.053 | 0.053 | 0.053 | 0.053 | 0.053 | 0.053 | 0.053 | 0.053 | 0.053 | 0.053 | 0.053 | 0.053 | 0.053 | 0.053 | 0.053 | 0 | 0 | 0 | 0 | 0 | 0 | 0 | 0
F4_Commercial_Education_New_Space Heating_Natural Gas_Furnace_E4 | F4 | Commercial | Education | New | Space Heating | Natural Gas | Furnace | E4 | Utility - Cost of Equipment | 0 | 0 | 0 | 0 | 0 | 0 | 0 | 0 | 0 | 0 | 0 | 0 | 0 | 0 | 0 | 0 | 0 | 0 | 0 | 0 | 0 | 0 | 0 | 0 | 0 | 0 | 0 | 0 | 0 | 0
F4_Commercial_Education_New_Space Heating_Natural Gas_Furnace_E5 | F4 | Commercial | Education | New | Space Heating | Natural Gas | Furnace | E5 | Utility - Cost of Equipment | 0 | 0 | 0 | 0 | 0 | 0 | 0 | 0 | 0 | 0 | 0 | 0 | 0 | 0 | 0 | 0 | 0 | 0 | 0 | 0 | 0 | 0 | 0 | 0 | 0 | 0 | 0 | 0 | 0 | 0
F4_Commercial_Education_New_Space Heating_Natural Gas_Furnace_E6 | F4 | Commercial | Education | New | Space Heating | Natural Gas | Furnace | E6 | Utility - Cost of Equipment | 0 | 0 | 0 | 0 | 0 | 0 | 0 | 0 | 0 | 0 | 0 | 0 | 0 | 0 | 0 | 0 | 0 | 0 | 0 | 0 | 0 | 0 | 0 | 0 | 0 | 0 | 0 | 0 | 0 | 0
F4_Commercial_Education_New_Space Heating_Natural Gas_Furnace_E7 | F4 | Commercial | Education | New | Space Heating | Natural Gas | Furnace | E7 | Utility - Cost of Equipment | 0 | 0 | 0 | 0 | 0 | 0 | 0 | 0 | 0 | 0 | 0 | 0 | 0 | 0 | 0 | 0 | 0 | 0 | 0 | 0 | 0 | 0 | 0 | 0 | 0 | 0 | 0 | 0 | 0 | 0
F4_Commercial_Education_New_Space Heating_Natural Gas_Furnace_E8 | F4 | Commercial | Education | New | Space Heating | Natural Gas | Furnace | E8 | Utility - Cost of Equipment | 0 | 0 | 0 | 0 | 0 | 0 | 0 | 0 | 0 | 0 | 0 | 0 | 0 | 0 | 0 | 0 | 0 | 0 | 0 | 0 | 0 | 0 | 0 | 0 | 0 | 0 | 0 | 0 | 0 | 0
F4_Commercial_Education_New_Space Heating_Natural Gas_Furnace_E9 | F4 | Commercial | Education | New | Space Heating | Natural Gas | Furnace | E9 | Utility - Cost of Equipment | 0 | 0 | 0 | 0 | 0 | 0 | 0 | 0 | 0 | 0 | 0 | 0 | 0 | 0 | 0 | 0 | 0 | 0 | 0 | 0 | 0 | 0 | 0 | 0 | 0 | 0 | 0 | 0 | 0 | 0
F4_Commercial_Education_New_Space Heating_Natural Gas_Furnace_E10 | F4 | Commercial | Education | New | Space Heating | Natural Gas | Furnace | E10 | Utility - Cost of Equipment | 0 | 0 | 0 | 0 | 0 | 0 | 0 | 0 | 0 | 0 | 0 | 0 | 0 | 0 | 0 | 0 | 0 | 0 | 0 | 0 | 0 | 0 | 0 | 0 | 0 | 0 | 0 | 0 | 0 | 0
F5_Commercial_Education_New_Space Heating_Natural Gas_Furnace_E1 | F5 | Commercial | Education | New | Space Heating | Natural Gas | Furnace | E1 | Utility - Cost of Operation | 0.14457 | 0.14629 | 0.14815 | 0.15056 | 0.15343 | 0.15663 | 0.15963 | 0.16241 | 0.16514 | 0.16789 | 0.17076 | 0.17368 | 0.17661 | 0.17968 | 0.1827 | 0.1858 | 0.18903 | 0.1923 | 0.19562 | 0.19898 | 0.20235 | 0.2057 | 0 | 0 | 0 | 0 | 0 | 0 | 0 | 0
F5_Commercial_Education_New_Space Heating_Natural Gas_Furnace_E2 | F5 | Commercial | Education | New | Space Heating | Natural Gas | Furnace | E2 | Utility - Cost of Operation | 0.12851 | 0.13004 | 0.13169 | 0.13384 | 0.13639 | 0.13923 | 0.1419 | 0.14437 | 0.1468 | 0.14925 | 0.15179 | 0.15439 | 0.157 | 0.15972 | 0.16241 | 0.16516 | 0.16803 | 0.17094 | 0.17389 | 0.17688 | 0.17987 | 0.18285 | 0 | 0 | 0 | 0 | 0 | 0 | 0 | 0
F5_Commercial_Education_New_Space Heating_Natural Gas_Furnace_E3 | F5 | Commercial | Education | New | Space Heating | Natural Gas | Furnace | E3 | Utility - Cost of Operation | 0.12174 | 0.12319 | 0.12476 | 0.12679 | 0.1292 | 0.1319 | 0.13443 | 0.13677 | 0.13906 | 0.14139 | 0.1438 | 0.14625 | 0.14873 | 0.15131 | 0.15385 | 0.15646 | 0.15918 | 0.16194 | 0.16473 | 0.16756 | 0.1704 | 0.17322 | 0 | 0 | 0 | 0 | 0 | 0 | 0 | 0
F5_Commercial_Education_New_Space Heating_Natural Gas_Furnace_E4 | F5 | Commercial | Education | New | Space Heating | Natural Gas | Furnace | E4 | Utility - Cost of Operation | 0 | 0 | 0 | 0 | 0 | 0 | 0 | 0 | 0 | 0 | 0 | 0 | 0 | 0 | 0 | 0 | 0 | 0 | 0 | 0 | 0 | 0 | 0 | 0 | 0 | 0 | 0 | 0 | 0 | 0
F5_Commercial_Education_New_Space Heating_Natural Gas_Furnace_E5 | F5 | Commercial | Education | New | Space Heating | Natural Gas | Furnace | E5 | Utility - Cost of Operation | 0 | 0 | 0 | 0 | 0 | 0 | 0 | 0 | 0 | 0 | 0 | 0 | 0 | 0 | 0 | 0 | 0 | 0 | 0 | 0 | 0 | 0 | 0 | 0 | 0 | 0 | 0 | 0 | 0 | 0
F5_Commercial_Education_New_Space Heating_Natural Gas_Furnace_E6 | F5 | Commercial | Education | New | Space Heating | Natural Gas | Furnace | E6 | Utility - Cost of Operation | 0 | 0 | 0 | 0 | 0 | 0 | 0 | 0 | 0 | 0 | 0 | 0 | 0 | 0 | 0 | 0 | 0 | 0 | 0 | 0 | 0 | 0 | 0 | 0 | 0 | 0 | 0 | 0 | 0 | 0
F5_Commercial_Education_New_Space Heating_Natural Gas_Furnace_E7 | F5 | Commercial | Education | New | Space Heating | Natural Gas | Furnace | E7 | Utility - Cost of Operation | 0 | 0 | 0 | 0 | 0 | 0 | 0 | 0 | 0 | 0 | 0 | 0 | 0 | 0 | 0 | 0 | 0 | 0 | 0 | 0 | 0 | 0 | 0 | 0 | 0 | 0 | 0 | 0 | 0 | 0
F5_Commercial_Education_New_Space Heating_Natural Gas_Furnace_E8 | F5 | Commercial | Education | New | Space Heating | Natural Gas | Furnace | E8 | Utility - Cost of Operation | 0 | 0 | 0 | 0 | 0 | 0 | 0 | 0 | 0 | 0 | 0 | 0 | 0 | 0 | 0 | 0 | 0 | 0 | 0 | 0 | 0 | 0 | 0 | 0 | 0 | 0 | 0 | 0 | 0 | 0
F5_Commercial_Education_New_Space Heating_Natural Gas_Furnace_E9 | F5 | Commercial | Education | New | Space Heating | Natural Gas | Furnace | E9 | Utility - Cost of Operation | 0 | 0 | 0 | 0 | 0 | 0 | 0 | 0 | 0 | 0 | 0 | 0 | 0 | 0 | 0 | 0 | 0 | 0 | 0 | 0 | 0 | 0 | 0 | 0 | 0 | 0 | 0 | 0 | 0 | 0
F5_Commercial_Education_New_Space Heating_Natural Gas_Furnace_E10 | F5 | Commercial | Education | New | Space Heating | Natural Gas | Furnace | E10 | Utility - Cost of Operation | 0 | 0 | 0 | 0 | 0 | 0 | 0 | 0 | 0 | 0 | 0 | 0 | 0 | 0 | 0 | 0 | 0 | 0 | 0 | 0 | 0 | 0 | 0 | 0 | 0 | 0 | 0 | 0 | 0 | 0
F6_Commercial_Education_New_Space Heating_Natural Gas_Furnace_E1 | F6 | Commercial | Education | New | Space Heating | Natural Gas | Furnace | E1 | Utility - Value of Sales | 0.1732 | 0.17526 | 0.17749 | 0.18038 | 0.18382 | 0.18765 | 0.19125 | 0.19458 | 0.19785 | 0.20115 | 0.20458 | 0.20807 | 0.21159 | 0.21527 | 0.21889 | 0.2226 | 0.22647 | 0.23039 | 0.23437 | 0.23839 | 0.24243 | 0.24644 | 0 | 0 | 0 | 0 | 0 | 0 | 0 | 0
F6_Commercial_Education_New_Space Heating_Natural Gas_Furnace_E2 | F6 | Commercial | Education | New | Space Heating | Natural Gas | Furnace | E2 | Utility - Value of Sales | 0.15396 | 0.1558 | 0.15778 | 0.16035 | 0.1634 | 0.16681 | 0.17001 | 0.17297 | 0.17587 | 0.17881 | 0.18186 | 0.18496 | 0.18809 | 0.19136 | 0.19458 | 0.19787 | 0.20131 | 0.2048 | 0.20834 | 0.21192 | 0.2155 | 0.21907 | 0 | 0 | 0 | 0 | 0 | 0 | 0 | 0
F6_Commercial_Education_New_Space Heating_Natural Gas_Furnace_E3 | F6 | Commercial | Education | New | Space Heating | Natural Gas | Furnace | E3 | Utility - Value of Sales | 0.14585 | 0.14759 | 0.14947 | 0.1519 | 0.1548 | 0.15802 | 0.16105 | 0.16386 | 0.16661 | 0.16939 | 0.17228 | 0.17522 | 0.17818 | 0.18128 | 0.18433 | 0.18745 | 0.19071 | 0.19401 | 0.19736 | 0.20075 | 0.20415 | 0.20753 | 0 | 0 | 0 | 0 | 0 | 0 | 0 | 0
F6_Commercial_Education_New_Space Heating_Natural Gas_Furnace_E4 | F6 | Commercial | Education | New | Space Heating | Natural Gas | Furnace | E4 | Utility - Value of Sales | 0 | 0 | 0 | 0 | 0 | 0 | 0 | 0 | 0 | 0 | 0 | 0 | 0 | 0 | 0 | 0 | 0 | 0 | 0 | 0 | 0 | 0 | 0 | 0 | 0 | 0 | 0 | 0 | 0 | 0
F6_Commercial_Education_New_Space Heating_Natural Gas_Furnace_E5 | F6 | Commercial | Education | New | Space Heating | Natural Gas | Furnace | E5 | Utility - Value of Sales | 0 | 0 | 0 | 0 | 0 | 0 | 0 | 0 | 0 | 0 | 0 | 0 | 0 | 0 | 0 | 0 | 0 | 0 | 0 | 0 | 0 | 0 | 0 | 0 | 0 | 0 | 0 | 0 | 0 | 0
F6_Commercial_Education_New_Space Heating_Natural Gas_Furnace_E6 | F6 | Commercial | Education | New | Space Heating | Natural Gas | Furnace | E6 | Utility - Value of Sales | 0 | 0 | 0 | 0 | 0 | 0 | 0 | 0 | 0 | 0 | 0 | 0 | 0 | 0 | 0 | 0 | 0 | 0 | 0 | 0 | 0 | 0 | 0 | 0 | 0 | 0 | 0 | 0 | 0 | 0
F6_Commercial_Education_New_Space Heating_Natural Gas_Furnace_E7 | F6 | Commercial | Education | New | Space Heating | Natural Gas | Furnace | E7 | Utility - Value of Sales | 0 | 0 | 0 | 0 | 0 | 0 | 0 | 0 | 0 | 0 | 0 | 0 | 0 | 0 | 0 | 0 | 0 | 0 | 0 | 0 | 0 | 0 | 0 | 0 | 0 | 0 | 0 | 0 | 0 | 0
F6_Commercial_Education_New_Space Heating_Natural Gas_Furnace_E8 | F6 | Commercial | Education | New | Space Heating | Natural Gas | Furnace | E8 | Utility - Value of Sales | 0 | 0 | 0 | 0 | 0 | 0 | 0 | 0 | 0 | 0 | 0 | 0 | 0 | 0 | 0 | 0 | 0 | 0 | 0 | 0 | 0 | 0 | 0 | 0 | 0 | 0 | 0 | 0 | 0 | 0
F6_Commercial_Education_New_Space Heating_Natural Gas_Furnace_E9 | F6 | Commercial | Education | New | Space Heating | Natural Gas | Furnace | E9 | Utility - Value of Sales | 0 | 0 | 0 | 0 | 0 | 0 | 0 | 0 | 0 | 0 | 0 | 0 | 0 | 0 | 0 | 0 | 0 | 0 | 0 | 0 | 0 | 0 | 0 | 0 | 0 | 0 | 0 | 0 | 0 | 0
F6_Commercial_Education_New_Space Heating_Natural Gas_Furnace_E10 | F6 | Commercial | Education | New | Space Heating | Natural Gas | Furnace | E10 | Utility - Value of Sales | 0 | 0 | 0 | 0 | 0 | 0 | 0 | 0 | 0 | 0 | 0 | 0 | 0 | 0 | 0 | 0 | 0 | 0 | 0 | 0 | 0 | 0 | 0 | 0 | 0 | 0 | 0 | 0 | 0 | 0
F1_Commercial_Education_New_Space Heating_Natural Gas_Boiler_E1 | F1 | Commercial | Education | New | Space Heating | Natural Gas | Boiler | E1 | Participant - Cost of Equipment | 0.14907 | 0.14907 | 0.14907 | 0.14907 | 0.14907 | 0.14907 | 0.14907 | 0.14907 | 0.14907 | 0.14907 | 0.14907 | 0.14907 | 0.14907 | 0.14907 | 0.14907 | 0.14907 | 0.14907 | 0.14907 | 0.14907 | 0.14907 | 0.14907 | 0.14907 | 0 | 0 | 0 | 0 | 0 | 0 | 0 | 0
F1_Commercial_Education_New_Space Heating_Natural Gas_Boiler_E2 | F1 | Commercial | Education | New | Space Heating | Natural Gas | Boiler | E2 | Participant - Cost of Equipment | 0.16656 | 0.16656 | 0.16656 | 0.16656 | 0.16656 | 0.16656 | 0.16656 | 0.16656 | 0.16656 | 0.16656 | 0.16656 | 0.16656 | 0.16656 | 0.16656 | 0.16656 | 0.16656 | 0.16656 | 0.16656 | 0.16656 | 0.16656 | 0.16656 | 0.16656 | 0 | 0 | 0 | 0 | 0 | 0 | 0 | 0
F1_Commercial_Education_New_Space Heating_Natural Gas_Boiler_E3 | F1 | Commercial | Education | New | Space Heating | Natural Gas | Boiler | E3 | Participant - Cost of Equipment | 0.20168 | 0.20168 | 0.20168 | 0.20168 | 0.20168 | 0.20168 | 0.20168 | 0.20168 | 0.20168 | 0.20168 | 0.20168 | 0.20168 | 0.20168 | 0.20168 | 0.20168 | 0.20168 | 0.20168 | 0.20168 | 0.20168 | 0.20168 | 0.20168 | 0.20168 | 0 | 0 | 0 | 0 | 0 | 0 | 0 | 0
F1_Commercial_Education_New_Space Heating_Natural Gas_Boiler_E4 | F1 | Commercial | Education | New | Space Heating | Natural Gas | Boiler | E4 | Participant - Cost of Equipment | 1.0296 | 1.0296 | 1.0296 | 1.0296 | 1.0296 | 1.0296 | 1.0296 | 1.0296 | 1.0296 | 1.0296 | 1.0296 | 1.0296 | 1.0296 | 1.0296 | 1.0296 | 1.0296 | 1.0296 | 1.0296 | 1.0296 | 1.0296 | 1.0296 | 1.0296 | 0 | 0 | 0 | 0 | 0 | 0 | 0 | 0
F1_Commercial_Education_New_Space Heating_Natural Gas_Boiler_E5 | F1 | Commercial | Education | New | Space Heating | Natural Gas | Boiler | E5 | Participant - Cost of Equipment | 0 | 0 | 0 | 0 | 0 | 0 | 0 | 0 | 0 | 0 | 0 | 0 | 0 | 0 | 0 | 0 | 0 | 0 | 0 | 0 | 0 | 0 | 0 | 0 | 0 | 0 | 0 | 0 | 0 | 0
F1_Commercial_Education_New_Space Heating_Natural Gas_Boiler_E6 | F1 | Commercial | Education | New | Space Heating | Natural Gas | Boiler | E6 | Participant - Cost of Equipment | 0 | 0 | 0 | 0 | 0 | 0 | 0 | 0 | 0 | 0 | 0 | 0 | 0 | 0 | 0 | 0 | 0 | 0 | 0 | 0 | 0 | 0 | 0 | 0 | 0 | 0 | 0 | 0 | 0 | 0
F1_Commercial_Education_New_Space Heating_Natural Gas_Boiler_E7 | F1 | Commercial | Education | New | Space Heating | Natural Gas | Boiler | E7 | Participant - Cost of Equipment | 0 | 0 | 0 | 0 | 0 | 0 | 0 | 0 | 0 | 0 | 0 | 0 | 0 | 0 | 0 | 0 | 0 | 0 | 0 | 0 | 0 | 0 | 0 | 0 | 0 | 0 | 0 | 0 | 0 | 0
F1_Commercial_Education_New_Space Heating_Natural Gas_Boiler_E8 | F1 | Commercial | Education | New | Space Heating | Natural Gas | Boiler | E8 | Participant - Cost of Equipment | 0 | 0 | 0 | 0 | 0 | 0 | 0 | 0 | 0 | 0 | 0 | 0 | 0 | 0 | 0 | 0 | 0 | 0 | 0 | 0 | 0 | 0 | 0 | 0 | 0 | 0 | 0 | 0 | 0 | 0
F1_Commercial_Education_New_Space Heating_Natural Gas_Boiler_E9 | F1 | Commercial | Education | New | Space Heating | Natural Gas | Boiler | E9 | Participant - Cost of Equipment | 0 | 0 | 0 | 0 | 0 | 0 | 0 | 0 | 0 | 0 | 0 | 0 | 0 | 0 | 0 | 0 | 0 | 0 | 0 | 0 | 0 | 0 | 0 | 0 | 0 | 0 | 0 | 0 | 0 | 0
F1_Commercial_Education_New_Space Heating_Natural Gas_Boiler_E10 | F1 | Commercial | Education | New | Space Heating | Natural Gas | Boiler | E10 | Participant - Cost of Equipment | 0 | 0 | 0 | 0 | 0 | 0 | 0 | 0 | 0 | 0 | 0 | 0 | 0 | 0 | 0 | 0 | 0 | 0 | 0 | 0 | 0 | 0 | 0 | 0 | 0 | 0 | 0 | 0 | 0 | 0
F2_Commercial_Education_New_Space Heating_Natural Gas_Boiler_E1 | F2 | Commercial | Education | New | Space Heating | Natural Gas | Boiler | E1 | Participant - Cost of Operation | 0.3465 | 0.35068 | 0.35515 | 0.36084 | 0.36761 | 0.37518 | 0.3824 | 0.38913 | 0.39574 | 0.40243 | 0.40937 | 0.41645 | 0.42358 | 0.43101 | 0.43835 | 0.44587 | 0.4537 | 0.46164 | 0.4697 | 0.47783 | 0.48596 | 0.49403 | 0 | 0 | 0 | 0 | 0 | 0 | 0 | 0
F2_Commercial_Education_New_Space Heating_Natural Gas_Boiler_E2 | F2 | Commercial | Education | New | Space Heating | Natural Gas | Boiler | E2 | Participant - Cost of Operation | 0.32612 | 0.33005 | 0.33426 | 0.33962 | 0.34599 | 0.35311 | 0.35991 | 0.36624 | 0.37246 | 0.37876 | 0.38529 | 0.39195 | 0.39867 | 0.40565 | 0.41257 | 0.41964 | 0.42701 | 0.43449 | 0.44207 | 0.44972 | 0.45737 | 0.46497 | 0 | 0 | 0 | 0 | 0 | 0 | 0 | 0
F2_Commercial_Education_New_Space Heating_Natural Gas_Boiler_E3 | F2 | Commercial | Education | New | Space Heating | Natural Gas | Boiler | E3 | Participant - Cost of Operation | 0.28578 | 0.28922 | 0.2929 | 0.2976 | 0.30318 | 0.30943 | 0.31538 | 0.32093 | 0.32638 | 0.3319 | 0.33763 | 0.34346 | 0.34935 | 0.35547 | 0.36153 | 0.36773 | 0.37419 | 0.38074 | 0.38738 | 0.39409 | 0.40079 | 0.40745 | 0 | 0 | 0 | 0 | 0 | 0 | 0 | 0
F2_Commercial_Education_New_Space Heating_Natural Gas_Boiler_E4 | F2 | Commercial | Education | New | Space Heating | Natural Gas | Boiler | E4 | Participant - Cost of Operation | 0.184 | 0.18591 | 0.1881 | 0.19128 | 0.19528 | 0.19985 | 0.20404 | 0.20775 | 0.21128 | 0.21478 | 0.21839 | 0.22201 | 0.22554 | 0.22919 | 0.23273 | 0.23636 | 0.2402 | 0.24407 | 0.24799 | 0.25193 | 0.25586 | 0.25977 | 0 | 0 | 0 | 0 | 0 | 0 | 0 | 0
F2_Commercial_Education_New_Space Heating_Natural Gas_Boiler_E5 | F2 | Commercial | Education | New | Space Heating | Natural Gas | Boiler | E5 | Participant - Cost of Operation | 0 | 0 | 0 | 0 | 0 | 0 | 0 | 0 | 0 | 0 | 0 | 0 | 0 | 0 | 0 | 0 | 0 | 0 | 0 | 0 | 0 | 0 | 0 | 0 | 0 | 0 | 0 | 0 | 0 | 0
F2_Commercial_Education_New_Space Heating_Natural Gas_Boiler_E6 | F2 | Commercial | Education | New | Space Heating | Natural Gas | Boiler | E6 | Participant - Cost of Operation | 0 | 0 | 0 | 0 | 0 | 0 | 0 | 0 | 0 | 0 | 0 | 0 | 0 | 0 | 0 | 0 | 0 | 0 | 0 | 0 | 0 | 0 | 0 | 0 | 0 | 0 | 0 | 0 | 0 | 0
F2_Commercial_Education_New_Space Heating_Natural Gas_Boiler_E7 | F2 | Commercial | Education | New | Space Heating | Natural Gas | Boiler | E7 | Participant - Cost of Operation | 0 | 0 | 0 | 0 | 0 | 0 | 0 | 0 | 0 | 0 | 0 | 0 | 0 | 0 | 0 | 0 | 0 | 0 | 0 | 0 | 0 | 0 | 0 | 0 | 0 | 0 | 0 | 0 | 0 | 0
F2_Commercial_Education_New_Space Heating_Natural Gas_Boiler_E8 | F2 | Commercial | Education | New | Space Heating | Natural Gas | Boiler | E8 | Participant - Cost of Operation | 0 | 0 | 0 | 0 | 0 | 0 | 0 | 0 | 0 | 0 | 0 | 0 | 0 | 0 | 0 | 0 | 0 | 0 | 0 | 0 | 0 | 0 | 0 | 0 | 0 | 0 | 0 | 0 | 0 | 0
F2_Commercial_Education_New_Space Heating_Natural Gas_Boiler_E9 | F2 | Commercial | Education | New | Space Heating | Natural Gas | Boiler | E9 | Participant - Cost of Operation | 0 | 0 | 0 | 0 | 0 | 0 | 0 | 0 | 0 | 0 | 0 | 0 | 0 | 0 | 0 | 0 | 0 | 0 | 0 | 0 | 0 | 0 | 0 | 0 | 0 | 0 | 0 | 0 | 0 | 0
F2_Commercial_Education_New_Space Heating_Natural Gas_Boiler_E10 | F2 | Commercial | Education | New | Space Heating | Natural Gas | Boiler | E10 | Participant - Cost of Operation | 0 | 0 | 0 | 0 | 0 | 0 | 0 | 0 | 0 | 0 | 0 | 0 | 0 | 0 | 0 | 0 | 0 | 0 | 0 | 0 | 0 | 0 | 0 | 0 | 0 | 0 | 0 | 0 | 0 | 0
F3_Commercial_Education_New_Space Heating_Natural Gas_Boiler_E1 | F3 | Commercial | Education | New | Space Heating | Natural Gas | Boiler | E1 | System - kBTUs of Conusmption | 30.1452 | 30.1582 | 30.165 | 30.2219 | 30.2615 | 30.2836 | 30.2832 | 30.2796 | 30.2684 | 30.2498 | 30.2203 | 30.189 | 30.152 | 30.1101 | 30.0584 | 30.0079 | 29.9537 | 29.8958 | 29.8296 | 29.7659 | 29.6997 | 29.6317 | 0 | 0 | 0 | 0 | 0 | 0 | 0 | 0
F3_Commercial_Education_New_Space Heating_Natural Gas_Boiler_E2 | F3 | Commercial | Education | New | Space Heating | Natural Gas | Boiler | E2 | System - kBTUs of Conusmption | 28.3719 | 28.3842 | 28.3906 | 28.4442 | 28.4814 | 28.5022 | 28.5019 | 28.4985 | 28.4879 | 28.4704 | 28.4426 | 28.4131 | 28.3784 | 28.3389 | 28.2902 | 28.2428 | 28.1918 | 28.1372 | 28.075 | 28.015 | 27.9527 | 27.8887 | 0 | 0 | 0 | 0 | 0 | 0 | 0 | 0
F3_Commercial_Education_New_Space Heating_Natural Gas_Boiler_E3 | F3 | Commercial | Education | New | Space Heating | Natural Gas | Boiler | E3 | System - kBTUs of Conusmption | 24.862 | 24.8727 | 24.8784 | 24.9253 | 24.9579 | 24.9762 | 24.9759 | 24.9729 | 24.9636 | 24.9483 | 24.9239 | 24.8981 | 24.8677 | 24.8331 | 24.7904 | 24.7488 | 24.7041 | 24.6563 | 24.6018 | 24.5492 | 24.4946 | 24.4385 | 0 | 0 | 0 | 0 | 0 | 0 | 0 | 0
F3_Commercial_Education_New_Space Heating_Natural Gas_Boiler_E4 | F3 | Commercial | Education | New | Space Heating | Natural Gas | Boiler | E4 | System - kBTUs of Conusmption | 17.0569 | 17.1078 | 17.1626 | 17.2683 | 17.3539 | 17.4184 | 17.4571 | 17.4881 | 17.5067 | 17.5127 | 17.5026 | 17.4852 | 17.4565 | 17.4166 | 17.3673 | 17.3193 | 17.2677 | 17.2125 | 17.1495 | 17.0888 | 17.0258 | 16.961 | 0 | 0 | 0 | 0 | 0 | 0 | 0 | 0
F3_Commercial_Education_New_Space Heating_Natural Gas_Boiler_E5 | F3 | Commercial | Education | New | Space Heating | Natural Gas | Boiler | E5 | System - kBTUs of Conusmption | 0 | 0 | 0 | 0 | 0 | 0 | 0 | 0 | 0 | 0 | 0 | 0 | 0 | 0 | 0 | 0 | 0 | 0 | 0 | 0 | 0 | 0 | 0 | 0 | 0 | 0 | 0 | 0 | 0 | 0
F3_Commercial_Education_New_Space Heating_Natural Gas_Boiler_E6 | F3 | Commercial | Education | New | Space Heating | Natural Gas | Boiler | E6 | System - kBTUs of Conusmption | 0 | 0 | 0 | 0 | 0 | 0 | 0 | 0 | 0 | 0 | 0 | 0 | 0 | 0 | 0 | 0 | 0 | 0 | 0 | 0 | 0 | 0 | 0 | 0 | 0 | 0 | 0 | 0 | 0 | 0
F3_Commercial_Education_New_Space Heating_Natural Gas_Boiler_E7 | F3 | Commercial | Education | New | Space Heating | Natural Gas | Boiler | E7 | System - kBTUs of Conusmption | 0 | 0 | 0 | 0 | 0 | 0 | 0 | 0 | 0 | 0 | 0 | 0 | 0 | 0 | 0 | 0 | 0 | 0 | 0 | 0 | 0 | 0 | 0 | 0 | 0 | 0 | 0 | 0 | 0 | 0
F3_Commercial_Education_New_Space Heating_Natural Gas_Boiler_E8 | F3 | Commercial | Education | New | Space Heating | Natural Gas | Boiler | E8 | System - kBTUs of Conusmption | 0 | 0 | 0 | 0 | 0 | 0 | 0 | 0 | 0 | 0 | 0 | 0 | 0 | 0 | 0 | 0 | 0 | 0 | 0 | 0 | 0 | 0 | 0 | 0 | 0 | 0 | 0 | 0 | 0 | 0
F3_Commercial_Education_New_Space Heating_Natural Gas_Boiler_E9 | F3 | Commercial | Education | New | Space Heating | Natural Gas | Boiler | E9 | System - kBTUs of Conusmption | 0 | 0 | 0 | 0 | 0 | 0 | 0 | 0 | 0 | 0 | 0 | 0 | 0 | 0 | 0 | 0 | 0 | 0 | 0 | 0 | 0 | 0 | 0 | 0 | 0 | 0 | 0 | 0 | 0 | 0
F3_Commercial_Education_New_Space Heating_Natural Gas_Boiler_E10 | F3 | Commercial | Education | New | Space Heating | Natural Gas | Boiler | E10 | System - kBTUs of Conusmption | 0 | 0 | 0 | 0 | 0 | 0 | 0 | 0 | 0 | 0 | 0 | 0 | 0 | 0 | 0 | 0 | 0 | 0 | 0 | 0 | 0 | 0 | 0 | 0 | 0 | 0 | 0 | 0 | 0 | 0
F4_Commercial_Education_New_Space Heating_Natural Gas_Boiler_E1 | F4 | Commercial | Education | New | Space Heating | Natural Gas | Boiler | E1 | Utility - Cost of Equipment | 0.14907 | 0.14907 | 0.14907 | 0.14907 | 0.14907 | 0.14907 | 0.14907 | 0.14907 | 0.14907 | 0.14907 | 0.14907 | 0.14907 | 0.14907 | 0.14907 | 0.14907 | 0.14907 | 0.14907 | 0.14907 | 0.14907 | 0.14907 | 0.14907 | 0.14907 | 0 | 0 | 0 | 0 | 0 | 0 | 0 | 0
F4_Commercial_Education_New_Space Heating_Natural Gas_Boiler_E2 | F4 | Commercial | Education | New | Space Heating | Natural Gas | Boiler | E2 | Utility - Cost of Equipment | 0.16656 | 0.16656 | 0.16656 | 0.16656 | 0.16656 | 0.16656 | 0.16656 | 0.16656 | 0.16656 | 0.16656 | 0.16656 | 0.16656 | 0.16656 | 0.16656 | 0.16656 | 0.16656 | 0.16656 | 0.16656 | 0.16656 | 0.16656 | 0.16656 | 0.16656 | 0 | 0 | 0 | 0 | 0 | 0 | 0 | 0
F4_Commercial_Education_New_Space Heating_Natural Gas_Boiler_E3 | F4 | Commercial | Education | New | Space Heating | Natural Gas | Boiler | E3 | Utility - Cost of Equipment | 0.20168 | 0.20168 | 0.20168 | 0.20168 | 0.20168 | 0.20168 | 0.20168 | 0.20168 | 0.20168 | 0.20168 | 0.20168 | 0.20168 | 0.20168 | 0.20168 | 0.20168 | 0.20168 | 0.20168 | 0.20168 | 0.20168 | 0.20168 | 0.20168 | 0.20168 | 0 | 0 | 0 | 0 | 0 | 0 | 0 | 0
F4_Commercial_Education_New_Space Heating_Natural Gas_Boiler_E4 | F4 | Commercial | Education | New | Space Heating | Natural Gas | Boiler | E4 | Utility - Cost of Equipment | 1.0296 | 1.0296 | 1.0296 | 1.0296 | 1.0296 | 1.0296 | 1.0296 | 1.0296 | 1.0296 | 1.0296 | 1.0296 | 1.0296 | 1.0296 | 1.0296 | 1.0296 | 1.0296 | 1.0296 | 1.0296 | 1.0296 | 1.0296 | 1.0296 | 1.0296 | 0 | 0 | 0 | 0 | 0 | 0 | 0 | 0
F4_Commercial_Education_New_Space Heating_Natural Gas_Boiler_E5 | F4 | Commercial | Education | New | Space Heating | Natural Gas | Boiler | E5 | Utility - Cost of Equipment | 0 | 0 | 0 | 0 | 0 | 0 | 0 | 0 | 0 | 0 | 0 | 0 | 0 | 0 | 0 | 0 | 0 | 0 | 0 | 0 | 0 | 0 | 0 | 0 | 0 | 0 | 0 | 0 | 0 | 0
F4_Commercial_Education_New_Space Heating_Natural Gas_Boiler_E6 | F4 | Commercial | Education | New | Space Heating | Natural Gas | Boiler | E6 | Utility - Cost of Equipment | 0 | 0 | 0 | 0 | 0 | 0 | 0 | 0 | 0 | 0 | 0 | 0 | 0 | 0 | 0 | 0 | 0 | 0 | 0 | 0 | 0 | 0 | 0 | 0 | 0 | 0 | 0 | 0 | 0 | 0
F4_Commercial_Education_New_Space Heating_Natural Gas_Boiler_E7 | F4 | Commercial | Education | New | Space Heating | Natural Gas | Boiler | E7 | Utility - Cost of Equipment | 0 | 0 | 0 | 0 | 0 | 0 | 0 | 0 | 0 | 0 | 0 | 0 | 0 | 0 | 0 | 0 | 0 | 0 | 0 | 0 | 0 | 0 | 0 | 0 | 0 | 0 | 0 | 0 | 0 | 0
F4_Commercial_Education_New_Space Heating_Natural Gas_Boiler_E8 | F4 | Commercial | Education | New | Space Heating | Natural Gas | Boiler | E8 | Utility - Cost of Equipment | 0 | 0 | 0 | 0 | 0 | 0 | 0 | 0 | 0 | 0 | 0 | 0 | 0 | 0 | 0 | 0 | 0 | 0 | 0 | 0 | 0 | 0 | 0 | 0 | 0 | 0 | 0 | 0 | 0 | 0
F4_Commercial_Education_New_Space Heating_Natural Gas_Boiler_E9 | F4 | Commercial | Education | New | Space Heating | Natural Gas | Boiler | E9 | Utility - Cost of Equipment | 0 | 0 | 0 | 0 | 0 | 0 | 0 | 0 | 0 | 0 | 0 | 0 | 0 | 0 | 0 | 0 | 0 | 0 | 0 | 0 | 0 | 0 | 0 | 0 | 0 | 0 | 0 | 0 | 0 | 0
F4_Commercial_Education_New_Space Heating_Natural Gas_Boiler_E10 | F4 | Commercial | Education | New | Space Heating | Natural Gas | Boiler | E10 | Utility - Cost of Equipment | 0 | 0 | 0 | 0 | 0 | 0 | 0 | 0 | 0 | 0 | 0 | 0 | 0 | 0 | 0 | 0 | 0 | 0 | 0 | 0 | 0 | 0 | 0 | 0 | 0 | 0 | 0 | 0 | 0 | 0
F5_Commercial_Education_New_Space Heating_Natural Gas_Boiler_E1 | F5 | Commercial | Education | New | Space Heating | Natural Gas | Boiler | E1 | Utility - Cost of Operation | 0.28922 | 0.2927 | 0.29643 | 0.30119 | 0.30684 | 0.31316 | 0.31918 | 0.3248 | 0.33032 | 0.3359 | 0.3417 | 0.3476 | 0.35356 | 0.35975 | 0.36589 | 0.37216 | 0.3787 | 0.38532 | 0.39205 | 0.39884 | 0.40562 | 0.41236 | 0 | 0 | 0 | 0 | 0 | 0 | 0 | 0
F5_Commercial_Education_New_Space Heating_Natural Gas_Boiler_E2 | F5 | Commercial | Education | New | Space Heating | Natural Gas | Boiler | E2 | Utility - Cost of Operation | 0.27221 | 0.27548 | 0.279 | 0.28347 | 0.28879 | 0.29474 | 0.30041 | 0.30569 | 0.31089 | 0.31614 | 0.3216 | 0.32716 | 0.33276 | 0.33859 | 0.34436 | 0.35027 | 0.35642 | 0.36266 | 0.36899 | 0.37538 | 0.38176 | 0.3881 | 0 | 0 | 0 | 0 | 0 | 0 | 0 | 0
F5_Commercial_Education_New_Space Heating_Natural Gas_Boiler_E3 | F5 | Commercial | Education | New | Space Heating | Natural Gas | Boiler | E3 | Utility - Cost of Operation | 0.23853 | 0.2414 | 0.24448 | 0.2484 | 0.25306 | 0.25827 | 0.26324 | 0.26787 | 0.27243 | 0.27703 | 0.28181 | 0.28668 | 0.29159 | 0.2967 | 0.30176 | 0.30693 | 0.31233 | 0.31779 | 0.32334 | 0.32894 | 0.33453 | 0.34009 | 0 | 0 | 0 | 0 | 0 | 0 | 0 | 0
F5_Commercial_Education_New_Space Heating_Natural Gas_Boiler_E4 | F5 | Commercial | Education | New | Space Heating | Natural Gas | Boiler | E4 | Utility - Cost of Operation | 0.15358 | 0.15518 | 0.15701 | 0.15966 | 0.16299 | 0.16681 | 0.17031 | 0.1734 | 0.17635 | 0.17928 | 0.18229 | 0.1853 | 0.18826 | 0.1913 | 0.19426 | 0.19728 | 0.20049 | 0.20372 | 0.20699 | 0.21028 | 0.21356 | 0.21682 | 0 | 0 | 0 | 0 | 0 | 0 | 0 | 0
F5_Commercial_Education_New_Space Heating_Natural Gas_Boiler_E5 | F5 | Commercial | Education | New | Space Heating | Natural Gas | Boiler | E5 | Utility - Cost of Operation | 0 | 0 | 0 | 0 | 0 | 0 | 0 | 0 | 0 | 0 | 0 | 0 | 0 | 0 | 0 | 0 | 0 | 0 | 0 | 0 | 0 | 0 | 0 | 0 | 0 | 0 | 0 | 0 | 0 | 0
F5_Commercial_Education_New_Space Heating_Natural Gas_Boiler_E6 | F5 | Commercial | Education | New | Space Heating | Natural Gas | Boiler | E6 | Utility - Cost of Operation | 0 | 0 | 0 | 0 | 0 | 0 | 0 | 0 | 0 | 0 | 0 | 0 | 0 | 0 | 0 | 0 | 0 | 0 | 0 | 0 | 0 | 0 | 0 | 0 | 0 | 0 | 0 | 0 | 0 | 0
F5_Commercial_Education_New_Space Heating_Natural Gas_Boiler_E7 | F5 | Commercial | Education | New | Space Heating | Natural Gas | Boiler | E7 | Utility - Cost of Operation | 0 | 0 | 0 | 0 | 0 | 0 | 0 | 0 | 0 | 0 | 0 | 0 | 0 | 0 | 0 | 0 | 0 | 0 | 0 | 0 | 0 | 0 | 0 | 0 | 0 | 0 | 0 | 0 | 0 | 0
F5_Commercial_Education_New_Space Heating_Natural Gas_Boiler_E8 | F5 | Commercial | Education | New | Space Heating | Natural Gas | Boiler | E8 | Utility - Cost of Operation | 0 | 0 | 0 | 0 | 0 | 0 | 0 | 0 | 0 | 0 | 0 | 0 | 0 | 0 | 0 | 0 | 0 | 0 | 0 | 0 | 0 | 0 | 0 | 0 | 0 | 0 | 0 | 0 | 0 | 0
F5_Commercial_Education_New_Space Heating_Natural Gas_Boiler_E9 | F5 | Commercial | Education | New | Space Heating | Natural Gas | Boiler | E9 | Utility - Cost of Operation | 0 | 0 | 0 | 0 | 0 | 0 | 0 | 0 | 0 | 0 | 0 | 0 | 0 | 0 | 0 | 0 | 0 | 0 | 0 | 0 | 0 | 0 | 0 | 0 | 0 | 0 | 0 | 0 | 0 | 0
F5_Commercial_Education_New_Space Heating_Natural Gas_Boiler_E10 | F5 | Commercial | Education | New | Space Heating | Natural Gas | Boiler | E10 | Utility - Cost of Operation | 0 | 0 | 0 | 0 | 0 | 0 | 0 | 0 | 0 | 0 | 0 | 0 | 0 | 0 | 0 | 0 | 0 | 0 | 0 | 0 | 0 | 0 | 0 | 0 | 0 | 0 | 0 | 0 | 0 | 0
F6_Commercial_Education_New_Space Heating_Natural Gas_Boiler_E1 | F6 | Commercial | Education | New | Space Heating | Natural Gas | Boiler | E1 | Utility - Value of Sales | 0.3465 | 0.35068 | 0.35515 | 0.36084 | 0.36761 | 0.37518 | 0.3824 | 0.38913 | 0.39574 | 0.40243 | 0.40937 | 0.41645 | 0.42358 | 0.43101 | 0.43835 | 0.44587 | 0.4537 | 0.46164 | 0.4697 | 0.47783 | 0.48596 | 0.49403 | 0 | 0 | 0 | 0 | 0 | 0 | 0 | 0
F6_Commercial_Education_New_Space Heating_Natural Gas_Boiler_E2 | F6 | Commercial | Education | New | Space Heating | Natural Gas | Boiler | E2 | Utility - Value of Sales | 0.32612 | 0.33005 | 0.33426 | 0.33962 | 0.34599 | 0.35311 | 0.35991 | 0.36624 | 0.37246 | 0.37876 | 0.38529 | 0.39195 | 0.39867 | 0.40565 | 0.41257 | 0.41964 | 0.42701 | 0.43449 | 0.44207 | 0.44972 | 0.45737 | 0.46497 | 0 | 0 | 0 | 0 | 0 | 0 | 0 | 0
F6_Commercial_Education_New_Space Heating_Natural Gas_Boiler_E3 | F6 | Commercial | Education | New | Space Heating | Natural Gas | Boiler | E3 | Utility - Value of Sales | 0.28578 | 0.28922 | 0.2929 | 0.2976 | 0.30318 | 0.30943 | 0.31538 | 0.32093 | 0.32638 | 0.3319 | 0.33763 | 0.34346 | 0.34935 | 0.35547 | 0.36153 | 0.36773 | 0.37419 | 0.38074 | 0.38738 | 0.39409 | 0.40079 | 0.40745 | 0 | 0 | 0 | 0 | 0 | 0 | 0 | 0
F6_Commercial_Education_New_Space Heating_Natural Gas_Boiler_E4 | F6 | Commercial | Education | New | Space Heating | Natural Gas | Boiler | E4 | Utility - Value of Sales | 0.184 | 0.18591 | 0.1881 | 0.19128 | 0.19528 | 0.19985 | 0.20404 | 0.20775 | 0.21128 | 0.21478 | 0.21839 | 0.22201 | 0.22554 | 0.22919 | 0.23273 | 0.23636 | 0.2402 | 0.24407 | 0.24799 | 0.25193 | 0.25586 | 0.25977 | 0 | 0 | 0 | 0 | 0 | 0 | 0 | 0
F6_Commercial_Education_New_Space Heating_Natural Gas_Boiler_E5 | F6 | Commercial | Education | New | Space Heating | Natural Gas | Boiler | E5 | Utility - Value of Sales | 0 | 0 | 0 | 0 | 0 | 0 | 0 | 0 | 0 | 0 | 0 | 0 | 0 | 0 | 0 | 0 | 0 | 0 | 0 | 0 | 0 | 0 | 0 | 0 | 0 | 0 | 0 | 0 | 0 | 0
F6_Commercial_Education_New_Space Heating_Natural Gas_Boiler_E6 | F6 | Commercial | Education | New | Space Heating | Natural Gas | Boiler | E6 | Utility - Value of Sales | 0 | 0 | 0 | 0 | 0 | 0 | 0 | 0 | 0 | 0 | 0 | 0 | 0 | 0 | 0 | 0 | 0 | 0 | 0 | 0 | 0 | 0 | 0 | 0 | 0 | 0 | 0 | 0 | 0 | 0
F6_Commercial_Education_New_Space Heating_Natural Gas_Boiler_E7 | F6 | Commercial | Education | New | Space Heating | Natural Gas | Boiler | E7 | Utility - Value of Sales | 0 | 0 | 0 | 0 | 0 | 0 | 0 | 0 | 0 | 0 | 0 | 0 | 0 | 0 | 0 | 0 | 0 | 0 | 0 | 0 | 0 | 0 | 0 | 0 | 0 | 0 | 0 | 0 | 0 | 0
F6_Commercial_Education_New_Space Heating_Natural Gas_Boiler_E8 | F6 | Commercial | Education | New | Space Heating | Natural Gas | Boiler | E8 | Utility - Value of Sales | 0 | 0 | 0 | 0 | 0 | 0 | 0 | 0 | 0 | 0 | 0 | 0 | 0 | 0 | 0 | 0 | 0 | 0 | 0 | 0 | 0 | 0 | 0 | 0 | 0 | 0 | 0 | 0 | 0 | 0
F6_Commercial_Education_New_Space Heating_Natural Gas_Boiler_E9 | F6 | Commercial | Education | New | Space Heating | Natural Gas | Boiler | E9 | Utility - Value of Sales | 0 | 0 | 0 | 0 | 0 | 0 | 0 | 0 | 0 | 0 | 0 | 0 | 0 | 0 | 0 | 0 | 0 | 0 | 0 | 0 | 0 | 0 | 0 | 0 | 0 | 0 | 0 | 0 | 0 | 0
F6_Commercial_Education_New_Space Heating_Natural Gas_Boiler_E10 | F6 | Commercial | Education | New | Space Heating | Natural Gas | Boiler | E10 | Utility - Value of Sales | 0 | 0 | 0 | 0 | 0 | 0 | 0 | 0 | 0 | 0 | 0 | 0 | 0 | 0 | 0 | 0 | 0 | 0 | 0 | 0 | 0 | 0 | 0 | 0 | 0 | 0 | 0 | 0 | 0 | 0
F1_Commercial_Education_New_Space Heating_Natural Gas_Unit Heater_E1 | F1 | Commercial | Education | New | Space Heating | Natural Gas | Unit Heater | E1 | Participant - Cost of Equipment | 0.015904 | 0.015904 | 0.015904 | 0.015904 | 0.015904 | 0.015904 | 0.015904 | 0.015904 | 0.015904 | 0.015904 | 0.015904 | 0.015904 | 0.015904 | 0.015904 | 0.015904 | 0.015904 | 0.015904 | 0.015904 | 0.015904 | 0.015904 | 0.015904 | 0.015904 | 0 | 0 | 0 | 0 | 0 | 0 | 0 | 0
F1_Commercial_Education_New_Space Heating_Natural Gas_Unit Heater_E2 | F1 | Commercial | Education | New | Space Heating | Natural Gas | Unit Heater | E2 | Participant - Cost of Equipment | 0.03488 | 0.03488 | 0.03488 | 0.03488 | 0.03488 | 0.03488 | 0.03488 | 0.03488 | 0.03488 | 0.03488 | 0.03488 | 0.03488 | 0.03488 | 0.03488 | 0.03488 | 0.03488 | 0.03488 | 0.03488 | 0.03488 | 0.03488 | 0.03488 | 0.03488 | 0 | 0 | 0 | 0 | 0 | 0 | 0 | 0
F1_Commercial_Education_New_Space Heating_Natural Gas_Unit Heater_E3 | F1 | Commercial | Education | New | Space Heating | Natural Gas | Unit Heater | E3 | Participant - Cost of Equipment | 0.018594 | 0.018594 | 0.018594 | 0.018594 | 0.018594 | 0.018594 | 0.018594 | 0.018594 | 0.018594 | 0.018594 | 0.018594 | 0.018594 | 0.018594 | 0.018594 | 0.018594 | 0.018594 | 0.018594 | 0.018594 | 0.018594 | 0.018594 | 0.018594 | 0.018594 | 0 | 0 | 0 | 0 | 0 | 0 | 0 | 0
F1_Commercial_Education_New_Space Heating_Natural Gas_Unit Heater_E4 | F1 | Commercial | Education | New | Space Heating | Natural Gas | Unit Heater | E4 | Participant - Cost of Equipment | 0 | 0 | 0 | 0 | 0 | 0 | 0 | 0 | 0 | 0 | 0 | 0 | 0 | 0 | 0 | 0 | 0 | 0 | 0 | 0 | 0 | 0 | 0 | 0 | 0 | 0 | 0 | 0 | 0 | 0
F1_Commercial_Education_New_Space Heating_Natural Gas_Unit Heater_E5 | F1 | Commercial | Education | New | Space Heating | Natural Gas | Unit Heater | E5 | Participant - Cost of Equipment | 0 | 0 | 0 | 0 | 0 | 0 | 0 | 0 | 0 | 0 | 0 | 0 | 0 | 0 | 0 | 0 | 0 | 0 | 0 | 0 | 0 | 0 | 0 | 0 | 0 | 0 | 0 | 0 | 0 | 0
F1_Commercial_Education_New_Space Heating_Natural Gas_Unit Heater_E6 | F1 | Commercial | Education | New | Space Heating | Natural Gas | Unit Heater | E6 | Participant - Cost of Equipment | 0 | 0 | 0 | 0 | 0 | 0 | 0 | 0 | 0 | 0 | 0 | 0 | 0 | 0 | 0 | 0 | 0 | 0 | 0 | 0 | 0 | 0 | 0 | 0 | 0 | 0 | 0 | 0 | 0 | 0
F1_Commercial_Education_New_Space Heating_Natural Gas_Unit Heater_E7 | F1 | Commercial | Education | New | Space Heating | Natural Gas | Unit Heater | E7 | Participant - Cost of Equipment | 0 | 0 | 0 | 0 | 0 | 0 | 0 | 0 | 0 | 0 | 0 | 0 | 0 | 0 | 0 | 0 | 0 | 0 | 0 | 0 | 0 | 0 | 0 | 0 | 0 | 0 | 0 | 0 | 0 | 0
F1_Commercial_Education_New_Space Heating_Natural Gas_Unit Heater_E8 | F1 | Commercial | Education | New | Space Heating | Natural Gas | Unit Heater | E8 | Participant - Cost of Equipment | 0 | 0 | 0 | 0 | 0 | 0 | 0 | 0 | 0 | 0 | 0 | 0 | 0 | 0 | 0 | 0 | 0 | 0 | 0 | 0 | 0 | 0 | 0 | 0 | 0 | 0 | 0 | 0 | 0 | 0
F1_Commercial_Education_New_Space Heating_Natural Gas_Unit Heater_E9 | F1 | Commercial | Education | New | Space Heating | Natural Gas | Unit Heater | E9 | Participant - Cost of Equipment | 0 | 0 | 0 | 0 | 0 | 0 | 0 | 0 | 0 | 0 | 0 | 0 | 0 | 0 | 0 | 0 | 0 | 0 | 0 | 0 | 0 | 0 | 0 | 0 | 0 | 0 | 0 | 0 | 0 | 0
F1_Commercial_Education_New_Space Heating_Natural Gas_Unit Heater_E10 | F1 | Commercial | Education | New | Space Heating | Natural Gas | Unit Heater | E10 | Participant - Cost of Equipment | 0 | 0 | 0 | 0 | 0 | 0 | 0 | 0 | 0 | 0 | 0 | 0 | 0 | 0 | 0 | 0 | 0 | 0 | 0 | 0 | 0 | 0 | 0 | 0 | 0 | 0 | 0 | 0 | 0 | 0
F2_Commercial_Education_New_Space Heating_Natural Gas_Unit Heater_E1 | F2 | Commercial | Education | New | Space Heating | Natural Gas | Unit Heater | E1 | Participant - Cost of Operation | 0.22319 | 0.2251 | 0.22738 | 0.23116 | 0.23621 | 0.24216 | 0.24762 | 0.25249 | 0.25721 | 0.26179 | 0.26641 | 0.2709 | 0.27512 | 0.27935 | 0.2834 | 0.28755 | 0.29198 | 0.29645 | 0.30095 | 0.30548 | 0.30995 | 0.31436 | 0 | 0 | 0 | 0 | 0 | 0 | 0 | 0
F2_Commercial_Education_New_Space Heating_Natural Gas_Unit Heater_E2 | F2 | Commercial | Education | New | Space Heating | Natural Gas | Unit Heater | E2 | Participant - Cost of Operation | 0.21256 | 0.21438 | 0.21656 | 0.22016 | 0.22496 | 0.23063 | 0.23584 | 0.24047 | 0.24497 | 0.24933 | 0.25373 | 0.258 | 0.26203 | 0.26606 | 0.26991 | 0.27386 | 0.27809 | 0.28234 | 0.28663 | 0.29094 | 0.2952 | 0.29939 | 0 | 0 | 0 | 0 | 0 | 0 | 0 | 0
F2_Commercial_Education_New_Space Heating_Natural Gas_Unit Heater_E3 | F2 | Commercial | Education | New | Space Heating | Natural Gas | Unit Heater | E3 | Participant - Cost of Operation | 0.19386 | 0.19586 | 0.19816 | 0.20158 | 0.20582 | 0.21066 | 0.21511 | 0.21903 | 0.22275 | 0.22643 | 0.2302 | 0.23394 | 0.23759 | 0.24143 | 0.24516 | 0.24898 | 0.25303 | 0.25711 | 0.26124 | 0.2654 | 0.26954 | 0.27365 | 0 | 0 | 0 | 0 | 0 | 0 | 0 | 0
F2_Commercial_Education_New_Space Heating_Natural Gas_Unit Heater_E4 | F2 | Commercial | Education | New | Space Heating | Natural Gas | Unit Heater | E4 | Participant - Cost of Operation | 0 | 0 | 0 | 0 | 0 | 0 | 0 | 0 | 0 | 0 | 0 | 0 | 0 | 0 | 0 | 0 | 0 | 0 | 0 | 0 | 0 | 0 | 0 | 0 | 0 | 0 | 0 | 0 | 0 | 0
F2_Commercial_Education_New_Space Heating_Natural Gas_Unit Heater_E5 | F2 | Commercial | Education | New | Space Heating | Natural Gas | Unit Heater | E5 | Participant - Cost of Operation | 0 | 0 | 0 | 0 | 0 | 0 | 0 | 0 | 0 | 0 | 0 | 0 | 0 | 0 | 0 | 0 | 0 | 0 | 0 | 0 | 0 | 0 | 0 | 0 | 0 | 0 | 0 | 0 | 0 | 0
F2_Commercial_Education_New_Space Heating_Natural Gas_Unit Heater_E6 | F2 | Commercial | Education | New | Space Heating | Natural Gas | Unit Heater | E6 | Participant - Cost of Operation | 0 | 0 | 0 | 0 | 0 | 0 | 0 | 0 | 0 | 0 | 0 | 0 | 0 | 0 | 0 | 0 | 0 | 0 | 0 | 0 | 0 | 0 | 0 | 0 | 0 | 0 | 0 | 0 | 0 | 0
F2_Commercial_Education_New_Space Heating_Natural Gas_Unit Heater_E7 | F2 | Commercial | Education | New | Space Heating | Natural Gas | Unit Heater | E7 | Participant - Cost of Operation | 0 | 0 | 0 | 0 | 0 | 0 | 0 | 0 | 0 | 0 | 0 | 0 | 0 | 0 | 0 | 0 | 0 | 0 | 0 | 0 | 0 | 0 | 0 | 0 | 0 | 0 | 0 | 0 | 0 | 0
F2_Commercial_Education_New_Space Heating_Natural Gas_Unit Heater_E8 | F2 | Commercial | Education | New | Space Heating | Natural Gas | Unit Heater | E8 | Participant - Cost of Operation | 0 | 0 | 0 | 0 | 0 | 0 | 0 | 0 | 0 | 0 | 0 | 0 | 0 | 0 | 0 | 0 | 0 | 0 | 0 | 0 | 0 | 0 | 0 | 0 | 0 | 0 | 0 | 0 | 0 | 0
F2_Commercial_Education_New_Space Heating_Natural Gas_Unit Heater_E9 | F2 | Commercial | Education | New | Space Heating | Natural Gas | Unit Heater | E9 | Participant - Cost of Operation | 0 | 0 | 0 | 0 | 0 | 0 | 0 | 0 | 0 | 0 | 0 | 0 | 0 | 0 | 0 | 0 | 0 | 0 | 0 | 0 | 0 | 0 | 0 | 0 | 0 | 0 | 0 | 0 | 0 | 0
F2_Commercial_Education_New_Space Heating_Natural Gas_Unit Heater_E10 | F2 | Commercial | Education | New | Space Heating | Natural Gas | Unit Heater | E10 | Participant - Cost of Operation | 0 | 0 | 0 | 0 | 0 | 0 | 0 | 0 | 0 | 0 | 0 | 0 | 0 | 0 | 0 | 0 | 0 | 0 | 0 | 0 | 0 | 0 | 0 | 0 | 0 | 0 | 0 | 0 | 0 | 0
F3_Commercial_Education_New_Space Heating_Natural Gas_Unit Heater_E1 | F3 | Commercial | Education | New | Space Heating | Natural Gas | Unit Heater | E1 | System - kBTUs of Conusmption | 20.9316 | 20.9942 | 21.0635 | 21.2229 | 21.3638 | 21.4826 | 21.5728 | 21.6624 | 21.7457 | 21.7989 | 21.817 | 21.813 | 21.7807 | 21.7189 | 21.6427 | 21.5684 | 21.4885 | 21.4032 | 21.3057 | 21.2118 | 21.1143 | 21.0141 | 0 | 0 | 0 | 0 | 0 | 0 | 0 | 0
F3_Commercial_Education_New_Space Heating_Natural Gas_Unit Heater_E2 | F3 | Commercial | Education | New | Space Heating | Natural Gas | Unit Heater | E2 | System - kBTUs of Conusmption | 19.9353 | 19.9949 | 20.0609 | 20.2127 | 20.3469 | 20.46 | 20.546 | 20.6314 | 20.7107 | 20.7613 | 20.7786 | 20.7748 | 20.744 | 20.6851 | 20.6126 | 20.5418 | 20.4657 | 20.3845 | 20.2916 | 20.2022 | 20.1093 | 20.0139 | 0 | 0 | 0 | 0 | 0 | 0 | 0 | 0
F3_Commercial_Education_New_Space Heating_Natural Gas_Unit Heater_E3 | F3 | Commercial | Education | New | Space Heating | Natural Gas | Unit Heater | E3 | System - kBTUs of Conusmption | 17.9375 | 17.992 | 18.0499 | 18.1685 | 18.264 | 18.3364 | 18.3802 | 18.4144 | 18.4335 | 18.4382 | 18.4245 | 18.4015 | 18.3645 | 18.3224 | 18.2706 | 18.2201 | 18.1658 | 18.1078 | 18.0415 | 17.9776 | 17.9113 | 17.8432 | 0 | 0 | 0 | 0 | 0 | 0 | 0 | 0
F3_Commercial_Education_New_Space Heating_Natural Gas_Unit Heater_E4 | F3 | Commercial | Education | New | Space Heating | Natural Gas | Unit Heater | E4 | System - kBTUs of Conusmption | 0 | 0 | 0 | 0 | 0 | 0 | 0 | 0 | 0 | 0 | 0 | 0 | 0 | 0 | 0 | 0 | 0 | 0 | 0 | 0 | 0 | 0 | 0 | 0 | 0 | 0 | 0 | 0 | 0 | 0
F3_Commercial_Education_New_Space Heating_Natural Gas_Unit Heater_E5 | F3 | Commercial | Education | New | Space Heating | Natural Gas | Unit Heater | E5 | System - kBTUs of Conusmption | 0 | 0 | 0 | 0 | 0 | 0 | 0 | 0 | 0 | 0 | 0 | 0 | 0 | 0 | 0 | 0 | 0 | 0 | 0 | 0 | 0 | 0 | 0 | 0 | 0 | 0 | 0 | 0 | 0 | 0
F3_Commercial_Education_New_Space Heating_Natural Gas_Unit Heater_E6 | F3 | Commercial | Education | New | Space Heating | Natural Gas | Unit Heater | E6 | System - kBTUs of Conusmption | 0 | 0 | 0 | 0 | 0 | 0 | 0 | 0 | 0 | 0 | 0 | 0 | 0 | 0 | 0 | 0 | 0 | 0 | 0 | 0 | 0 | 0 | 0 | 0 | 0 | 0 | 0 | 0 | 0 | 0
F3_Commercial_Education_New_Space Heating_Natural Gas_Unit Heater_E7 | F3 | Commercial | Education | New | Space Heating | Natural Gas | Unit Heater | E7 | System - kBTUs of Conusmption | 0 | 0 | 0 | 0 | 0 | 0 | 0 | 0 | 0 | 0 | 0 | 0 | 0 | 0 | 0 | 0 | 0 | 0 | 0 | 0 | 0 | 0 | 0 | 0 | 0 | 0 | 0 | 0 | 0 | 0
F3_Commercial_Education_New_Space Heating_Natural Gas_Unit Heater_E8 | F3 | Commercial | Education | New | Space Heating | Natural Gas | Unit Heater | E8 | System - kBTUs of Conusmption | 0 | 0 | 0 | 0 | 0 | 0 | 0 | 0 | 0 | 0 | 0 | 0 | 0 | 0 | 0 | 0 | 0 | 0 | 0 | 0 | 0 | 0 | 0 | 0 | 0 | 0 | 0 | 0 | 0 | 0
F3_Commercial_Education_New_Space Heating_Natural Gas_Unit Heater_E9 | F3 | Commercial | Education | New | Space Heating | Natural Gas | Unit Heater | E9 | System - kBTUs of Conusmption | 0 | 0 | 0 | 0 | 0 | 0 | 0 | 0 | 0 | 0 | 0 | 0 | 0 | 0 | 0 | 0 | 0 | 0 | 0 | 0 | 0 | 0 | 0 | 0 | 0 | 0 | 0 | 0 | 0 | 0
F3_Commercial_Education_New_Space Heating_Natural Gas_Unit Heater_E10 | F3 | Commercial | Education | New | Space Heating | Natural Gas | Unit Heater | E10 | System - kBTUs of Conusmption | 0 | 0 | 0 | 0 | 0 | 0 | 0 | 0 | 0 | 0 | 0 | 0 | 0 | 0 | 0 | 0 | 0 | 0 | 0 | 0 | 0 | 0 | 0 | 0 | 0 | 0 | 0 | 0 | 0 | 0
F4_Commercial_Education_New_Space Heating_Natural Gas_Unit Heater_E1 | F4 | Commercial | Education | New | Space Heating | Natural Gas | Unit Heater | E1 | Utility - Cost of Equipment | 0.015904 | 0.015904 | 0.015904 | 0.015904 | 0.015904 | 0.015904 | 0.015904 | 0.015904 | 0.015904 | 0.015904 | 0.015904 | 0.015904 | 0.015904 | 0.015904 | 0.015904 | 0.015904 | 0.015904 | 0.015904 | 0.015904 | 0.015904 | 0.015904 | 0.015904 | 0 | 0 | 0 | 0 | 0 | 0 | 0 | 0
F4_Commercial_Education_New_Space Heating_Natural Gas_Unit Heater_E2 | F4 | Commercial | Education | New | Space Heating | Natural Gas | Unit Heater | E2 | Utility - Cost of Equipment | 0.03488 | 0.03488 | 0.03488 | 0.03488 | 0.03488 | 0.03488 | 0.03488 | 0.03488 | 0.03488 | 0.03488 | 0.03488 | 0.03488 | 0.03488 | 0.03488 | 0.03488 | 0.03488 | 0.03488 | 0.03488 | 0.03488 | 0.03488 | 0.03488 | 0.03488 | 0 | 0 | 0 | 0 | 0 | 0 | 0 | 0
F4_Commercial_Education_New_Space Heating_Natural Gas_Unit Heater_E3 | F4 | Commercial | Education | New | Space Heating | Natural Gas | Unit Heater | E3 | Utility - Cost of Equipment | 0.018594 | 0.018594 | 0.018594 | 0.018594 | 0.018594 | 0.018594 | 0.018594 | 0.018594 | 0.018594 | 0.018594 | 0.018594 | 0.018594 | 0.018594 | 0.018594 | 0.018594 | 0.018594 | 0.018594 | 0.018594 | 0.018594 | 0.018594 | 0.018594 | 0.018594 | 0 | 0 | 0 | 0 | 0 | 0 | 0 | 0
F4_Commercial_Education_New_Space Heating_Natural Gas_Unit Heater_E4 | F4 | Commercial | Education | New | Space Heating | Natural Gas | Unit Heater | E4 | Utility - Cost of Equipment | 0 | 0 | 0 | 0 | 0 | 0 | 0 | 0 | 0 | 0 | 0 | 0 | 0 | 0 | 0 | 0 | 0 | 0 | 0 | 0 | 0 | 0 | 0 | 0 | 0 | 0 | 0 | 0 | 0 | 0
F4_Commercial_Education_New_Space Heating_Natural Gas_Unit Heater_E5 | F4 | Commercial | Education | New | Space Heating | Natural Gas | Unit Heater | E5 | Utility - Cost of Equipment | 0 | 0 | 0 | 0 | 0 | 0 | 0 | 0 | 0 | 0 | 0 | 0 | 0 | 0 | 0 | 0 | 0 | 0 | 0 | 0 | 0 | 0 | 0 | 0 | 0 | 0 | 0 | 0 | 0 | 0
F4_Commercial_Education_New_Space Heating_Natural Gas_Unit Heater_E6 | F4 | Commercial | Education | New | Space Heating | Natural Gas | Unit Heater | E6 | Utility - Cost of Equipment | 0 | 0 | 0 | 0 | 0 | 0 | 0 | 0 | 0 | 0 | 0 | 0 | 0 | 0 | 0 | 0 | 0 | 0 | 0 | 0 | 0 | 0 | 0 | 0 | 0 | 0 | 0 | 0 | 0 | 0
F4_Commercial_Education_New_Space Heating_Natural Gas_Unit Heater_E7 | F4 | Commercial | Education | New | Space Heating | Natural Gas | Unit Heater | E7 | Utility - Cost of Equipment | 0 | 0 | 0 | 0 | 0 | 0 | 0 | 0 | 0 | 0 | 0 | 0 | 0 | 0 | 0 | 0 | 0 | 0 | 0 | 0 | 0 | 0 | 0 | 0 | 0 | 0 | 0 | 0 | 0 | 0
F4_Commercial_Education_New_Space Heating_Natural Gas_Unit Heater_E8 | F4 | Commercial | Education | New | Space Heating | Natural Gas | Unit Heater | E8 | Utility - Cost of Equipment | 0 | 0 | 0 | 0 | 0 | 0 | 0 | 0 | 0 | 0 | 0 | 0 | 0 | 0 | 0 | 0 | 0 | 0 | 0 | 0 | 0 | 0 | 0 | 0 | 0 | 0 | 0 | 0 | 0 | 0
F4_Commercial_Education_New_Space Heating_Natural Gas_Unit Heater_E9 | F4 | Commercial | Education | New | Space Heating | Natural Gas | Unit Heater | E9 | Utility - Cost of Equipment | 0 | 0 | 0 | 0 | 0 | 0 | 0 | 0 | 0 | 0 | 0 | 0 | 0 | 0 | 0 | 0 | 0 | 0 | 0 | 0 | 0 | 0 | 0 | 0 | 0 | 0 | 0 | 0 | 0 | 0
F4_Commercial_Education_New_Space Heating_Natural Gas_Unit Heater_E10 | F4 | Commercial | Education | New | Space Heating | Natural Gas | Unit Heater | E10 | Utility - Cost of Equipment | 0 | 0 | 0 | 0 | 0 | 0 | 0 | 0 | 0 | 0 | 0 | 0 | 0 | 0 | 0 | 0 | 0 | 0 | 0 | 0 | 0 | 0 | 0 | 0 | 0 | 0 | 0 | 0 | 0 | 0
F5_Commercial_Education_New_Space Heating_Natural Gas_Unit Heater_E1 | F5 | Commercial | Education | New | Space Heating | Natural Gas | Unit Heater | E1 | Utility - Cost of Operation | 0.18629 | 0.18788 | 0.18979 | 0.19295 | 0.19716 | 0.20212 | 0.20668 | 0.21075 | 0.21469 | 0.21851 | 0.22236 | 0.22611 | 0.22964 | 0.23317 | 0.23655 | 0.24001 | 0.24371 | 0.24744 | 0.2512 | 0.25498 | 0.25871 | 0.26239 | 0 | 0 | 0 | 0 | 0 | 0 | 0 | 0
F5_Commercial_Education_New_Space Heating_Natural Gas_Unit Heater_E2 | F5 | Commercial | Education | New | Space Heating | Natural Gas | Unit Heater | E2 | Utility - Cost of Operation | 0.17742 | 0.17894 | 0.18076 | 0.18376 | 0.18777 | 0.1925 | 0.19685 | 0.20072 | 0.20447 | 0.20811 | 0.21178 | 0.21535 | 0.21871 | 0.22207 | 0.22529 | 0.22859 | 0.23211 | 0.23566 | 0.23924 | 0.24284 | 0.24639 | 0.2499 | 0 | 0 | 0 | 0 | 0 | 0 | 0 | 0
F5_Commercial_Education_New_Space Heating_Natural Gas_Unit Heater_E3 | F5 | Commercial | Education | New | Space Heating | Natural Gas | Unit Heater | E3 | Utility - Cost of Operation | 0.16181 | 0.16348 | 0.1654 | 0.16825 | 0.17179 | 0.17584 | 0.17955 | 0.18282 | 0.18593 | 0.189 | 0.19214 | 0.19527 | 0.19831 | 0.20152 | 0.20463 | 0.20782 | 0.2112 | 0.2146 | 0.21805 | 0.22152 | 0.22498 | 0.22841 | 0 | 0 | 0 | 0 | 0 | 0 | 0 | 0
F5_Commercial_Education_New_Space Heating_Natural Gas_Unit Heater_E4 | F5 | Commercial | Education | New | Space Heating | Natural Gas | Unit Heater | E4 | Utility - Cost of Operation | 0 | 0 | 0 | 0 | 0 | 0 | 0 | 0 | 0 | 0 | 0 | 0 | 0 | 0 | 0 | 0 | 0 | 0 | 0 | 0 | 0 | 0 | 0 | 0 | 0 | 0 | 0 | 0 | 0 | 0
F5_Commercial_Education_New_Space Heating_Natural Gas_Unit Heater_E5 | F5 | Commercial | Education | New | Space Heating | Natural Gas | Unit Heater | E5 | Utility - Cost of Operation | 0 | 0 | 0 | 0 | 0 | 0 | 0 | 0 | 0 | 0 | 0 | 0 | 0 | 0 | 0 | 0 | 0 | 0 | 0 | 0 | 0 | 0 | 0 | 0 | 0 | 0 | 0 | 0 | 0 | 0
F5_Commercial_Education_New_Space Heating_Natural Gas_Unit Heater_E6 | F5 | Commercial | Education | New | Space Heating | Natural Gas | Unit Heater | E6 | Utility - Cost of Operation | 0 | 0 | 0 | 0 | 0 | 0 | 0 | 0 | 0 | 0 | 0 | 0 | 0 | 0 | 0 | 0 | 0 | 0 | 0 | 0 | 0 | 0 | 0 | 0 | 0 | 0 | 0 | 0 | 0 | 0
F5_Commercial_Education_New_Space Heating_Natural Gas_Unit Heater_E7 | F5 | Commercial | Education | New | Space Heating | Natural Gas | Unit Heater | E7 | Utility - Cost of Operation | 0 | 0 | 0 | 0 | 0 | 0 | 0 | 0 | 0 | 0 | 0 | 0 | 0 | 0 | 0 | 0 | 0 | 0 | 0 | 0 | 0 | 0 | 0 | 0 | 0 | 0 | 0 | 0 | 0 | 0
F5_Commercial_Education_New_Space Heating_Natural Gas_Unit Heater_E8 | F5 | Commercial | Education | New | Space Heating | Natural Gas | Unit Heater | E8 | Utility - Cost of Operation | 0 | 0 | 0 | 0 | 0 | 0 | 0 | 0 | 0 | 0 | 0 | 0 | 0 | 0 | 0 | 0 | 0 | 0 | 0 | 0 | 0 | 0 | 0 | 0 | 0 | 0 | 0 | 0 | 0 | 0
F5_Commercial_Education_New_Space Heating_Natural Gas_Unit Heater_E9 | F5 | Commercial | Education | New | Space Heating | Natural Gas | Unit Heater | E9 | Utility - Cost of Operation | 0 | 0 | 0 | 0 | 0 | 0 | 0 | 0 | 0 | 0 | 0 | 0 | 0 | 0 | 0 | 0 | 0 | 0 | 0 | 0 | 0 | 0 | 0 | 0 | 0 | 0 | 0 | 0 | 0 | 0
F5_Commercial_Education_New_Space Heating_Natural Gas_Unit Heater_E10 | F5 | Commercial | Education | New | Space Heating | Natural Gas | Unit Heater | E10 | Utility - Cost of Operation | 0 | 0 | 0 | 0 | 0 | 0 | 0 | 0 | 0 | 0 | 0 | 0 | 0 | 0 | 0 | 0 | 0 | 0 | 0 | 0 | 0 | 0 | 0 | 0 | 0 | 0 | 0 | 0 | 0 | 0
F6_Commercial_Education_New_Space Heating_Natural Gas_Unit Heater_E1 | F6 | Commercial | Education | New | Space Heating | Natural Gas | Unit Heater | E1 | Utility - Value of Sales | 0.22319 | 0.2251 | 0.22738 | 0.23116 | 0.23621 | 0.24216 | 0.24762 | 0.25249 | 0.25721 | 0.26179 | 0.26641 | 0.2709 | 0.27512 | 0.27935 | 0.2834 | 0.28755 | 0.29198 | 0.29645 | 0.30095 | 0.30548 | 0.30995 | 0.31436 | 0 | 0 | 0 | 0 | 0 | 0 | 0 | 0
F6_Commercial_Education_New_Space Heating_Natural Gas_Unit Heater_E2 | F6 | Commercial | Education | New | Space Heating | Natural Gas | Unit Heater | E2 | Utility - Value of Sales | 0.21256 | 0.21438 | 0.21656 | 0.22016 | 0.22496 | 0.23063 | 0.23584 | 0.24047 | 0.24497 | 0.24933 | 0.25373 | 0.258 | 0.26203 | 0.26606 | 0.26991 | 0.27386 | 0.27809 | 0.28234 | 0.28663 | 0.29094 | 0.2952 | 0.29939 | 0 | 0 | 0 | 0 | 0 | 0 | 0 | 0
F6_Commercial_Education_New_Space Heating_Natural Gas_Unit Heater_E3 | F6 | Commercial | Education | New | Space Heating | Natural Gas | Unit Heater | E3 | Utility - Value of Sales | 0.19386 | 0.19586 | 0.19816 | 0.20158 | 0.20582 | 0.21066 | 0.21511 | 0.21903 | 0.22275 | 0.22643 | 0.2302 | 0.23394 | 0.23759 | 0.24143 | 0.24516 | 0.24898 | 0.25303 | 0.25711 | 0.26124 | 0.2654 | 0.26954 | 0.27365 | 0 | 0 | 0 | 0 | 0 | 0 | 0 | 0
F6_Commercial_Education_New_Space Heating_Natural Gas_Unit Heater_E4 | F6 | Commercial | Education | New | Space Heating | Natural Gas | Unit Heater | E4 | Utility - Value of Sales | 0 | 0 | 0 | 0 | 0 | 0 | 0 | 0 | 0 | 0 | 0 | 0 | 0 | 0 | 0 | 0 | 0 | 0 | 0 | 0 | 0 | 0 | 0 | 0 | 0 | 0 | 0 | 0 | 0 | 0
F6_Commercial_Education_New_Space Heating_Natural Gas_Unit Heater_E5 | F6 | Commercial | Education | New | Space Heating | Natural Gas | Unit Heater | E5 | Utility - Value of Sales | 0 | 0 | 0 | 0 | 0 | 0 | 0 | 0 | 0 | 0 | 0 | 0 | 0 | 0 | 0 | 0 | 0 | 0 | 0 | 0 | 0 | 0 | 0 | 0 | 0 | 0 | 0 | 0 | 0 | 0
F6_Commercial_Education_New_Space Heating_Natural Gas_Unit Heater_E6 | F6 | Commercial | Education | New | Space Heating | Natural Gas | Unit Heater | E6 | Utility - Value of Sales | 0 | 0 | 0 | 0 | 0 | 0 | 0 | 0 | 0 | 0 | 0 | 0 | 0 | 0 | 0 | 0 | 0 | 0 | 0 | 0 | 0 | 0 | 0 | 0 | 0 | 0 | 0 | 0 | 0 | 0
F6_Commercial_Education_New_Space Heating_Natural Gas_Unit Heater_E7 | F6 | Commercial | Education | New | Space Heating | Natural Gas | Unit Heater | E7 | Utility - Value of Sales | 0 | 0 | 0 | 0 | 0 | 0 | 0 | 0 | 0 | 0 | 0 | 0 | 0 | 0 | 0 | 0 | 0 | 0 | 0 | 0 | 0 | 0 | 0 | 0 | 0 | 0 | 0 | 0 | 0 | 0
F6_Commercial_Education_New_Space Heating_Natural Gas_Unit Heater_E8 | F6 | Commercial | Education | New | Space Heating | Natural Gas | Unit Heater | E8 | Utility - Value of Sales | 0 | 0 | 0 | 0 | 0 | 0 | 0 | 0 | 0 | 0 | 0 | 0 | 0 | 0 | 0 | 0 | 0 | 0 | 0 | 0 | 0 | 0 | 0 | 0 | 0 | 0 | 0 | 0 | 0 | 0
F6_Commercial_Education_New_Space Heating_Natural Gas_Unit Heater_E9 | F6 | Commercial | Education | New | Space Heating | Natural Gas | Unit Heater | E9 | Utility - Value of Sales | 0 | 0 | 0 | 0 | 0 | 0 | 0 | 0 | 0 | 0 | 0 | 0 | 0 | 0 | 0 | 0 | 0 | 0 | 0 | 0 | 0 | 0 | 0 | 0 | 0 | 0 | 0 | 0 | 0 | 0
F6_Commercial_Education_New_Space Heating_Natural Gas_Unit Heater_E10 | F6 | Commercial | Education | New | Space Heating | Natural Gas | Unit Heater | E10 | Utility - Value of Sales | 0 | 0 | 0 | 0 | 0 | 0 | 0 | 0 | 0 | 0 | 0 | 0 | 0 | 0 | 0 | 0 | 0 | 0 | 0 | 0 | 0 | 0 | 0 | 0 | 0 | 0 | 0 | 0 | 0 | 0
F1_Commercial_Education_New_Water Heating_Natural Gas_Water Heater_E1 | F1 | Commercial | Education | New | Water Heating | Natural Gas | Water Heater | E1 | Participant - Cost of Equipment | 0.010557 | 0.010557 | 0.010557 | 0.010557 | 0.010557 | 0.010557 | 0.010557 | 0.010557 | 0.010557 | 0.010557 | 0.010557 | 0.010557 | 0.010557 | 0.010557 | 0.010557 | 0.010557 | 0.010557 | 0.010557 | 0.010557 | 0.010557 | 0.010557 | 0.010557 | 0 | 0 | 0 | 0 | 0 | 0 | 0 | 0
F1_Commercial_Education_New_Water Heating_Natural Gas_Water Heater_E2 | F1 | Commercial | Education | New | Water Heating | Natural Gas | Water Heater | E2 | Participant - Cost of Equipment | 0.010455 | 0.010455 | 0.010455 | 0.010455 | 0.010455 | 0.010455 | 0.010455 | 0.010455 | 0.010455 | 0.010455 | 0.010455 | 0.010455 | 0.010455 | 0.010455 | 0.010455 | 0.010455 | 0.010455 | 0.010455 | 0.010455 | 0.010455 | 0.010455 | 0.010455 | 0 | 0 | 0 | 0 | 0 | 0 | 0 | 0
F1_Commercial_Education_New_Water Heating_Natural Gas_Water Heater_E3 | F1 | Commercial | Education | New | Water Heating | Natural Gas | Water Heater | E3 | Participant - Cost of Equipment | 0.010673 | 0.010673 | 0.010673 | 0.010673 | 0.010673 | 0.010673 | 0.010673 | 0.010673 | 0.010673 | 0.010673 | 0.010673 | 0.010673 | 0.010673 | 0.010673 | 0.010673 | 0.010673 | 0.010673 | 0.010673 | 0.010673 | 0.010673 | 0.010673 | 0.010673 | 0 | 0 | 0 | 0 | 0 | 0 | 0 | 0
F1_Commercial_Education_New_Water Heating_Natural Gas_Water Heater_E4 | F1 | Commercial | Education | New | Water Heating | Natural Gas | Water Heater | E4 | Participant - Cost of Equipment | 0.0085205 | 0.0085205 | 0.0085205 | 0.0085205 | 0.0085205 | 0.0085205 | 0.0085205 | 0.0085205 | 0.0085205 | 0.0085205 | 0.0085205 | 0.0085205 | 0.0085205 | 0.0085205 | 0.0085205 | 0.0085205 | 0.0085205 | 0.0085205 | 0.0085205 | 0.0085205 | 0.0085205 | 0.0085205 | 0 | 0 | 0 | 0 | 0 | 0 | 0 | 0
F1_Commercial_Education_New_Water Heating_Natural Gas_Water Heater_E5 | F1 | Commercial | Education | New | Water Heating | Natural Gas | Water Heater | E5 | Participant - Cost of Equipment | 0 | 0 | 0 | 0 | 0 | 0 | 0 | 0 | 0 | 0 | 0 | 0 | 0 | 0 | 0 | 0 | 0 | 0 | 0 | 0 | 0 | 0 | 0 | 0 | 0 | 0 | 0 | 0 | 0 | 0
F1_Commercial_Education_New_Water Heating_Natural Gas_Water Heater_E6 | F1 | Commercial | Education | New | Water Heating | Natural Gas | Water Heater | E6 | Participant - Cost of Equipment | 0 | 0 | 0 | 0 | 0 | 0 | 0 | 0 | 0 | 0 | 0 | 0 | 0 | 0 | 0 | 0 | 0 | 0 | 0 | 0 | 0 | 0 | 0 | 0 | 0 | 0 | 0 | 0 | 0 | 0
F1_Commercial_Education_New_Water Heating_Natural Gas_Water Heater_E7 | F1 | Commercial | Education | New | Water Heating | Natural Gas | Water Heater | E7 | Participant - Cost of Equipment | 0 | 0 | 0 | 0 | 0 | 0 | 0 | 0 | 0 | 0 | 0 | 0 | 0 | 0 | 0 | 0 | 0 | 0 | 0 | 0 | 0 | 0 | 0 | 0 | 0 | 0 | 0 | 0 | 0 | 0
F1_Commercial_Education_New_Water Heating_Natural Gas_Water Heater_E8 | F1 | Commercial | Education | New | Water Heating | Natural Gas | Water Heater | E8 | Participant - Cost of Equipment | 0 | 0 | 0 | 0 | 0 | 0 | 0 | 0 | 0 | 0 | 0 | 0 | 0 | 0 | 0 | 0 | 0 | 0 | 0 | 0 | 0 | 0 | 0 | 0 | 0 | 0 | 0 | 0 | 0 | 0
F1_Commercial_Education_New_Water Heating_Natural Gas_Water Heater_E9 | F1 | Commercial | Education | New | Water Heating | Natural Gas | Water Heater | E9 | Participant - Cost of Equipment | 0 | 0 | 0 | 0 | 0 | 0 | 0 | 0 | 0 | 0 | 0 | 0 | 0 | 0 | 0 | 0 | 0 | 0 | 0 | 0 | 0 | 0 | 0 | 0 | 0 | 0 | 0 | 0 | 0 | 0
F1_Commercial_Education_New_Water Heating_Natural Gas_Water Heater_E10 | F1 | Commercial | Education | New | Water Heating | Natural Gas | Water Heater | E10 | Participant - Cost of Equipment | 0 | 0 | 0 | 0 | 0 | 0 | 0 | 0 | 0 | 0 | 0 | 0 | 0 | 0 | 0 | 0 | 0 | 0 | 0 | 0 | 0 | 0 | 0 | 0 | 0 | 0 | 0 | 0 | 0 | 0
F2_Commercial_Education_New_Water Heating_Natural Gas_Water Heater_E1 | F2 | Commercial | Education | New | Water Heating | Natural Gas | Water Heater | E1 | Participant - Cost of Operation | 0.059317 | 0.059712 | 0.060224 | 0.061213 | 0.062586 | 0.064238 | 0.065738 | 0.067023 | 0.068243 | 0.069489 | 0.070823 | 0.072124 | 0.073354 | 0.074593 | 0.075688 | 0.076724 | 0.077846 | 0.078972 | 0.080104 | 0.081236 | 0.082346 | 0.083431 | 0 | 0 | 0 | 0 | 0 | 0 | 0 | 0
F2_Commercial_Education_New_Water Heating_Natural Gas_Water Heater_E2 | F2 | Commercial | Education | New | Water Heating | Natural Gas | Water Heater | E2 | Participant - Cost of Operation | 0.054374 | 0.054736 | 0.055206 | 0.056112 | 0.057371 | 0.058885 | 0.06026 | 0.061438 | 0.062556 | 0.063698 | 0.064921 | 0.066113 | 0.067241 | 0.068377 | 0.069381 | 0.070331 | 0.071359 | 0.072391 | 0.073428 | 0.074466 | 0.075484 | 0.076478 | 0 | 0 | 0 | 0 | 0 | 0 | 0 | 0
F2_Commercial_Education_New_Water Heating_Natural Gas_Water Heater_E3 | F2 | Commercial | Education | New | Water Heating | Natural Gas | Water Heater | E3 | Participant - Cost of Operation | 0.053264 | 0.053619 | 0.054079 | 0.054967 | 0.0562 | 0.057683 | 0.05903 | 0.060184 | 0.061279 | 0.062398 | 0.063596 | 0.064764 | 0.065869 | 0.066981 | 0.067965 | 0.068895 | 0.069903 | 0.070914 | 0.07193 | 0.072946 | 0.073944 | 0.074917 | 0 | 0 | 0 | 0 | 0 | 0 | 0 | 0
F2_Commercial_Education_New_Water Heating_Natural Gas_Water Heater_E4 | F2 | Commercial | Education | New | Water Heating | Natural Gas | Water Heater | E4 | Participant - Cost of Operation | 0.035603 | 0.035929 | 0.036313 | 0.036923 | 0.037722 | 0.038662 | 0.039532 | 0.040289 | 0.041 | 0.041697 | 0.042409 | 0.043111 | 0.043785 | 0.044472 | 0.045132 | 0.045809 | 0.04653 | 0.047257 | 0.04799 | 0.048728 | 0.049459 | 0.050182 | 0 | 0 | 0 | 0 | 0 | 0 | 0 | 0
F2_Commercial_Education_New_Water Heating_Natural Gas_Water Heater_E5 | F2 | Commercial | Education | New | Water Heating | Natural Gas | Water Heater | E5 | Participant - Cost of Operation | 0 | 0 | 0 | 0 | 0 | 0 | 0 | 0 | 0 | 0 | 0 | 0 | 0 | 0 | 0 | 0 | 0 | 0 | 0 | 0 | 0 | 0 | 0 | 0 | 0 | 0 | 0 | 0 | 0 | 0
F2_Commercial_Education_New_Water Heating_Natural Gas_Water Heater_E6 | F2 | Commercial | Education | New | Water Heating | Natural Gas | Water Heater | E6 | Participant - Cost of Operation | 0 | 0 | 0 | 0 | 0 | 0 | 0 | 0 | 0 | 0 | 0 | 0 | 0 | 0 | 0 | 0 | 0 | 0 | 0 | 0 | 0 | 0 | 0 | 0 | 0 | 0 | 0 | 0 | 0 | 0
F2_Commercial_Education_New_Water Heating_Natural Gas_Water Heater_E7 | F2 | Commercial | Education | New | Water Heating | Natural Gas | Water Heater | E7 | Participant - Cost of Operation | 0 | 0 | 0 | 0 | 0 | 0 | 0 | 0 | 0 | 0 | 0 | 0 | 0 | 0 | 0 | 0 | 0 | 0 | 0 | 0 | 0 | 0 | 0 | 0 | 0 | 0 | 0 | 0 | 0 | 0
F2_Commercial_Education_New_Water Heating_Natural Gas_Water Heater_E8 | F2 | Commercial | Education | New | Water Heating | Natural Gas | Water Heater | E8 | Participant - Cost of Operation | 0 | 0 | 0 | 0 | 0 | 0 | 0 | 0 | 0 | 0 | 0 | 0 | 0 | 0 | 0 | 0 | 0 | 0 | 0 | 0 | 0 | 0 | 0 | 0 | 0 | 0 | 0 | 0 | 0 | 0
F2_Commercial_Education_New_Water Heating_Natural Gas_Water Heater_E9 | F2 | Commercial | Education | New | Water Heating | Natural Gas | Water Heater | E9 | Participant - Cost of Operation | 0 | 0 | 0 | 0 | 0 | 0 | 0 | 0 | 0 | 0 | 0 | 0 | 0 | 0 | 0 | 0 | 0 | 0 | 0 | 0 | 0 | 0 | 0 | 0 | 0 | 0 | 0 | 0 | 0 | 0
F2_Commercial_Education_New_Water Heating_Natural Gas_Water Heater_E10 | F2 | Commercial | Education | New | Water Heating | Natural Gas | Water Heater | E10 | Participant - Cost of Operation | 0 | 0 | 0 | 0 | 0 | 0 | 0 | 0 | 0 | 0 | 0 | 0 | 0 | 0 | 0 | 0 | 0 | 0 | 0 | 0 | 0 | 0 | 0 | 0 | 0 | 0 | 0 | 0 | 0 | 0
F3_Commercial_Education_New_Water Heating_Natural Gas_Water Heater_E1 | F3 | Commercial | Education | New | Water Heating | Natural Gas | Water Heater | E1 | System - kBTUs of Conusmption | 5.6202 | 5.6353 | 5.6536 | 5.7011 | 5.7424 | 5.7774 | 5.804 | 5.8303 | 5.8543 | 5.8762 | 5.8945 | 5.9056 | 5.9079 | 5.9016 | 5.884 | 5.86 | 5.8341 | 5.8064 | 5.7748 | 5.7444 | 5.7128 | 5.6803 | 0 | 0 | 0 | 0 | 0 | 0 | 0 | 0
F3_Commercial_Education_New_Water Heating_Natural Gas_Water Heater_E2 | F3 | Commercial | Education | New | Water Heating | Natural Gas | Water Heater | E2 | System - kBTUs of Conusmption | 5.1519 | 5.1657 | 5.1825 | 5.226 | 5.2639 | 5.296 | 5.3204 | 5.3444 | 5.3664 | 5.3865 | 5.4033 | 5.4135 | 5.4156 | 5.4098 | 5.3937 | 5.3716 | 5.3479 | 5.3226 | 5.2936 | 5.2657 | 5.2367 | 5.207 | 0 | 0 | 0 | 0 | 0 | 0 | 0 | 0
F3_Commercial_Education_New_Water Heating_Natural Gas_Water Heater_E3 | F3 | Commercial | Education | New | Water Heating | Natural Gas | Water Heater | E3 | System - kBTUs of Conusmption | 5.0467 | 5.0603 | 5.0767 | 5.1193 | 5.1564 | 5.1879 | 5.2118 | 5.2353 | 5.2569 | 5.2766 | 5.293 | 5.303 | 5.3051 | 5.2994 | 5.2836 | 5.262 | 5.2388 | 5.2139 | 5.1856 | 5.1582 | 5.1299 | 5.1007 | 0 | 0 | 0 | 0 | 0 | 0 | 0 | 0
F3_Commercial_Education_New_Water Heating_Natural Gas_Water Heater_E4 | F3 | Commercial | Education | New | Water Heating | Natural Gas | Water Heater | E4 | System - kBTUs of Conusmption | 3.3257 | 3.3357 | 3.3468 | 3.3709 | 3.3921 | 3.41 | 3.4238 | 3.4352 | 3.4432 | 3.4476 | 3.4477 | 3.4454 | 3.4397 | 3.4307 | 3.4195 | 3.4087 | 3.397 | 3.3845 | 3.3703 | 3.3565 | 3.3423 | 3.3276 | 0 | 0 | 0 | 0 | 0 | 0 | 0 | 0
F3_Commercial_Education_New_Water Heating_Natural Gas_Water Heater_E5 | F3 | Commercial | Education | New | Water Heating | Natural Gas | Water Heater | E5 | System - kBTUs of Conusmption | 0 | 0 | 0 | 0 | 0 | 0 | 0 | 0 | 0 | 0 | 0 | 0 | 0 | 0 | 0 | 0 | 0 | 0 | 0 | 0 | 0 | 0 | 0 | 0 | 0 | 0 | 0 | 0 | 0 | 0
F3_Commercial_Education_New_Water Heating_Natural Gas_Water Heater_E6 | F3 | Commercial | Education | New | Water Heating | Natural Gas | Water Heater | E6 | System - kBTUs of Conusmption | 0 | 0 | 0 | 0 | 0 | 0 | 0 | 0 | 0 | 0 | 0 | 0 | 0 | 0 | 0 | 0 | 0 | 0 | 0 | 0 | 0 | 0 | 0 | 0 | 0 | 0 | 0 | 0 | 0 | 0
F3_Commercial_Education_New_Water Heating_Natural Gas_Water Heater_E7 | F3 | Commercial | Education | New | Water Heating | Natural Gas | Water Heater | E7 | System - kBTUs of Conusmption | 0 | 0 | 0 | 0 | 0 | 0 | 0 | 0 | 0 | 0 | 0 | 0 | 0 | 0 | 0 | 0 | 0 | 0 | 0 | 0 | 0 | 0 | 0 | 0 | 0 | 0 | 0 | 0 | 0 | 0
F3_Commercial_Education_New_Water Heating_Natural Gas_Water Heater_E8 | F3 | Commercial | Education | New | Water Heating | Natural Gas | Water Heater | E8 | System - kBTUs of Conusmption | 0 | 0 | 0 | 0 | 0 | 0 | 0 | 0 | 0 | 0 | 0 | 0 | 0 | 0 | 0 | 0 | 0 | 0 | 0 | 0 | 0 | 0 | 0 | 0 | 0 | 0 | 0 | 0 | 0 | 0
F3_Commercial_Education_New_Water Heating_Natural Gas_Water Heater_E9 | F3 | Commercial | Education | New | Water Heating | Natural Gas | Water Heater | E9 | System - kBTUs of Conusmption | 0 | 0 | 0 | 0 | 0 | 0 | 0 | 0 | 0 | 0 | 0 | 0 | 0 | 0 | 0 | 0 | 0 | 0 | 0 | 0 | 0 | 0 | 0 | 0 | 0 | 0 | 0 | 0 | 0 | 0
F3_Commercial_Education_New_Water Heating_Natural Gas_Water Heater_E10 | F3 | Commercial | Education | New | Water Heating | Natural Gas | Water Heater | E10 | System - kBTUs of Conusmption | 0 | 0 | 0 | 0 | 0 | 0 | 0 | 0 | 0 | 0 | 0 | 0 | 0 | 0 | 0 | 0 | 0 | 0 | 0 | 0 | 0 | 0 | 0 | 0 | 0 | 0 | 0 | 0 | 0 | 0
F4_Commercial_Education_New_Water Heating_Natural Gas_Water Heater_E1 | F4 | Commercial | Education | New | Water Heating | Natural Gas | Water Heater | E1 | Utility - Cost of Equipment | 0.010557 | 0.010557 | 0.010557 | 0.010557 | 0.010557 | 0.010557 | 0.010557 | 0.010557 | 0.010557 | 0.010557 | 0.010557 | 0.010557 | 0.010557 | 0.010557 | 0.010557 | 0.010557 | 0.010557 | 0.010557 | 0.010557 | 0.010557 | 0.010557 | 0.010557 | 0 | 0 | 0 | 0 | 0 | 0 | 0 | 0
F4_Commercial_Education_New_Water Heating_Natural Gas_Water Heater_E2 | F4 | Commercial | Education | New | Water Heating | Natural Gas | Water Heater | E2 | Utility - Cost of Equipment | 0.010455 | 0.010455 | 0.010455 | 0.010455 | 0.010455 | 0.010455 | 0.010455 | 0.010455 | 0.010455 | 0.010455 | 0.010455 | 0.010455 | 0.010455 | 0.010455 | 0.010455 | 0.010455 | 0.010455 | 0.010455 | 0.010455 | 0.010455 | 0.010455 | 0.010455 | 0 | 0 | 0 | 0 | 0 | 0 | 0 | 0
F4_Commercial_Education_New_Water Heating_Natural Gas_Water Heater_E3 | F4 | Commercial | Education | New | Water Heating | Natural Gas | Water Heater | E3 | Utility - Cost of Equipment | 0.010673 | 0.010673 | 0.010673 | 0.010673 | 0.010673 | 0.010673 | 0.010673 | 0.010673 | 0.010673 | 0.010673 | 0.010673 | 0.010673 | 0.010673 | 0.010673 | 0.010673 | 0.010673 | 0.010673 | 0.010673 | 0.010673 | 0.010673 | 0.010673 | 0.010673 | 0 | 0 | 0 | 0 | 0 | 0 | 0 | 0
F4_Commercial_Education_New_Water Heating_Natural Gas_Water Heater_E4 | F4 | Commercial | Education | New | Water Heating | Natural Gas | Water Heater | E4 | Utility - Cost of Equipment | 0.0085205 | 0.0085205 | 0.0085205 | 0.0085205 | 0.0085205 | 0.0085205 | 0.0085205 | 0.0085205 | 0.0085205 | 0.0085205 | 0.0085205 | 0.0085205 | 0.0085205 | 0.0085205 | 0.0085205 | 0.0085205 | 0.0085205 | 0.0085205 | 0.0085205 | 0.0085205 | 0.0085205 | 0.0085205 | 0 | 0 | 0 | 0 | 0 | 0 | 0 | 0
F4_Commercial_Education_New_Water Heating_Natural Gas_Water Heater_E5 | F4 | Commercial | Education | New | Water Heating | Natural Gas | Water Heater | E5 | Utility - Cost of Equipment | 0 | 0 | 0 | 0 | 0 | 0 | 0 | 0 | 0 | 0 | 0 | 0 | 0 | 0 | 0 | 0 | 0 | 0 | 0 | 0 | 0 | 0 | 0 | 0 | 0 | 0 | 0 | 0 | 0 | 0
F4_Commercial_Education_New_Water Heating_Natural Gas_Water Heater_E6 | F4 | Commercial | Education | New | Water Heating | Natural Gas | Water Heater | E6 | Utility - Cost of Equipment | 0 | 0 | 0 | 0 | 0 | 0 | 0 | 0 | 0 | 0 | 0 | 0 | 0 | 0 | 0 | 0 | 0 | 0 | 0 | 0 | 0 | 0 | 0 | 0 | 0 | 0 | 0 | 0 | 0 | 0
F4_Commercial_Education_New_Water Heating_Natural Gas_Water Heater_E7 | F4 | Commercial | Education | New | Water Heating | Natural Gas | Water Heater | E7 | Utility - Cost of Equipment | 0 | 0 | 0 | 0 | 0 | 0 | 0 | 0 | 0 | 0 | 0 | 0 | 0 | 0 | 0 | 0 | 0 | 0 | 0 | 0 | 0 | 0 | 0 | 0 | 0 | 0 | 0 | 0 | 0 | 0
F4_Commercial_Education_New_Water Heating_Natural Gas_Water Heater_E8 | F4 | Commercial | Education | New | Water Heating | Natural Gas | Water Heater | E8 | Utility - Cost of Equipment | 0 | 0 | 0 | 0 | 0 | 0 | 0 | 0 | 0 | 0 | 0 | 0 | 0 | 0 | 0 | 0 | 0 | 0 | 0 | 0 | 0 | 0 | 0 | 0 | 0 | 0 | 0 | 0 | 0 | 0
F4_Commercial_Education_New_Water Heating_Natural Gas_Water Heater_E9 | F4 | Commercial | Education | New | Water Heating | Natural Gas | Water Heater | E9 | Utility - Cost of Equipment | 0 | 0 | 0 | 0 | 0 | 0 | 0 | 0 | 0 | 0 | 0 | 0 | 0 | 0 | 0 | 0 | 0 | 0 | 0 | 0 | 0 | 0 | 0 | 0 | 0 | 0 | 0 | 0 | 0 | 0
F4_Commercial_Education_New_Water Heating_Natural Gas_Water Heater_E10 | F4 | Commercial | Education | New | Water Heating | Natural Gas | Water Heater | E10 | Utility - Cost of Equipment | 0 | 0 | 0 | 0 | 0 | 0 | 0 | 0 | 0 | 0 | 0 | 0 | 0 | 0 | 0 | 0 | 0 | 0 | 0 | 0 | 0 | 0 | 0 | 0 | 0 | 0 | 0 | 0 | 0 | 0
F5_Commercial_Education_New_Water Heating_Natural Gas_Water Heater_E1 | F5 | Commercial | Education | New | Water Heating | Natural Gas | Water Heater | E1 | Utility - Cost of Operation | 0.049511 | 0.049841 | 0.050268 | 0.051094 | 0.052239 | 0.053618 | 0.05487 | 0.055943 | 0.056961 | 0.058001 | 0.059114 | 0.0602 | 0.061227 | 0.062261 | 0.063175 | 0.06404 | 0.064977 | 0.065916 | 0.066861 | 0.067806 | 0.068733 | 0.069638 | 0 | 0 | 0 | 0 | 0 | 0 | 0 | 0
F5_Commercial_Education_New_Water Heating_Natural Gas_Water Heater_E2 | F5 | Commercial | Education | New | Water Heating | Natural Gas | Water Heater | E2 | Utility - Cost of Operation | 0.045385 | 0.045687 | 0.046079 | 0.046836 | 0.047886 | 0.04915 | 0.050298 | 0.051281 | 0.052214 | 0.053167 | 0.054188 | 0.055184 | 0.056125 | 0.057073 | 0.05791 | 0.058704 | 0.059562 | 0.060423 | 0.061289 | 0.062155 | 0.063005 | 0.063835 | 0 | 0 | 0 | 0 | 0 | 0 | 0 | 0
F5_Commercial_Education_New_Water Heating_Natural Gas_Water Heater_E3 | F5 | Commercial | Education | New | Water Heating | Natural Gas | Water Heater | E3 | Utility - Cost of Operation | 0.044459 | 0.044755 | 0.045139 | 0.04588 | 0.046909 | 0.048147 | 0.049271 | 0.050234 | 0.051149 | 0.052082 | 0.053082 | 0.054057 | 0.054979 | 0.055908 | 0.056729 | 0.057506 | 0.058346 | 0.05919 | 0.060038 | 0.060887 | 0.061719 | 0.062532 | 0 | 0 | 0 | 0 | 0 | 0 | 0 | 0
F5_Commercial_Education_New_Water Heating_Natural Gas_Water Heater_E4 | F5 | Commercial | Education | New | Water Heating | Natural Gas | Water Heater | E4 | Utility - Cost of Operation | 0.029717 | 0.029989 | 0.03031 | 0.030819 | 0.031486 | 0.03227 | 0.032996 | 0.033629 | 0.034222 | 0.034804 | 0.035398 | 0.035984 | 0.036546 | 0.03712 | 0.037671 | 0.038236 | 0.038838 | 0.039444 | 0.040057 | 0.040672 | 0.041283 | 0.041886 | 0 | 0 | 0 | 0 | 0 | 0 | 0 | 0
F5_Commercial_Education_New_Water Heating_Natural Gas_Water Heater_E5 | F5 | Commercial | Education | New | Water Heating | Natural Gas | Water Heater | E5 | Utility - Cost of Operation | 0 | 0 | 0 | 0 | 0 | 0 | 0 | 0 | 0 | 0 | 0 | 0 | 0 | 0 | 0 | 0 | 0 | 0 | 0 | 0 | 0 | 0 | 0 | 0 | 0 | 0 | 0 | 0 | 0 | 0
F5_Commercial_Education_New_Water Heating_Natural Gas_Water Heater_E6 | F5 | Commercial | Education | New | Water Heating | Natural Gas | Water Heater | E6 | Utility - Cost of Operation | 0 | 0 | 0 | 0 | 0 | 0 | 0 | 0 | 0 | 0 | 0 | 0 | 0 | 0 | 0 | 0 | 0 | 0 | 0 | 0 | 0 | 0 | 0 | 0 | 0 | 0 | 0 | 0 | 0 | 0
F5_Commercial_Education_New_Water Heating_Natural Gas_Water Heater_E7 | F5 | Commercial | Education | New | Water Heating | Natural Gas | Water Heater | E7 | Utility - Cost of Operation | 0 | 0 | 0 | 0 | 0 | 0 | 0 | 0 | 0 | 0 | 0 | 0 | 0 | 0 | 0 | 0 | 0 | 0 | 0 | 0 | 0 | 0 | 0 | 0 | 0 | 0 | 0 | 0 | 0 | 0
F5_Commercial_Education_New_Water Heating_Natural Gas_Water Heater_E8 | F5 | Commercial | Education | New | Water Heating | Natural Gas | Water Heater | E8 | Utility - Cost of Operation | 0 | 0 | 0 | 0 | 0 | 0 | 0 | 0 | 0 | 0 | 0 | 0 | 0 | 0 | 0 | 0 | 0 | 0 | 0 | 0 | 0 | 0 | 0 | 0 | 0 | 0 | 0 | 0 | 0 | 0
F5_Commercial_Education_New_Water Heating_Natural Gas_Water Heater_E9 | F5 | Commercial | Education | New | Water Heating | Natural Gas | Water Heater | E9 | Utility - Cost of Operation | 0 | 0 | 0 | 0 | 0 | 0 | 0 | 0 | 0 | 0 | 0 | 0 | 0 | 0 | 0 | 0 | 0 | 0 | 0 | 0 | 0 | 0 | 0 | 0 | 0 | 0 | 0 | 0 | 0 | 0
F5_Commercial_Education_New_Water Heating_Natural Gas_Water Heater_E10 | F5 | Commercial | Education | New | Water Heating | Natural Gas | Water Heater | E10 | Utility - Cost of Operation | 0 | 0 | 0 | 0 | 0 | 0 | 0 | 0 | 0 | 0 | 0 | 0 | 0 | 0 | 0 | 0 | 0 | 0 | 0 | 0 | 0 | 0 | 0 | 0 | 0 | 0 | 0 | 0 | 0 | 0
F6_Commercial_Education_New_Water Heating_Natural Gas_Water Heater_E1 | F6 | Commercial | Education | New | Water Heating | Natural Gas | Water Heater | E1 | Utility - Value of Sales | 0.059317 | 0.059712 | 0.060224 | 0.061213 | 0.062586 | 0.064238 | 0.065738 | 0.067023 | 0.068243 | 0.069489 | 0.070823 | 0.072124 | 0.073354 | 0.074593 | 0.075688 | 0.076724 | 0.077846 | 0.078972 | 0.080104 | 0.081236 | 0.082346 | 0.083431 | 0 | 0 | 0 | 0 | 0 | 0 | 0 | 0
F6_Commercial_Education_New_Water Heating_Natural Gas_Water Heater_E2 | F6 | Commercial | Education | New | Water Heating | Natural Gas | Water Heater | E2 | Utility - Value of Sales | 0.054374 | 0.054736 | 0.055206 | 0.056112 | 0.057371 | 0.058885 | 0.06026 | 0.061438 | 0.062556 | 0.063698 | 0.064921 | 0.066113 | 0.067241 | 0.068377 | 0.069381 | 0.070331 | 0.071359 | 0.072391 | 0.073428 | 0.074466 | 0.075484 | 0.076478 | 0 | 0 | 0 | 0 | 0 | 0 | 0 | 0
F6_Commercial_Education_New_Water Heating_Natural Gas_Water Heater_E3 | F6 | Commercial | Education | New | Water Heating | Natural Gas | Water Heater | E3 | Utility - Value of Sales | 0.053264 | 0.053619 | 0.054079 | 0.054967 | 0.0562 | 0.057683 | 0.05903 | 0.060184 | 0.061279 | 0.062398 | 0.063596 | 0.064764 | 0.065869 | 0.066981 | 0.067965 | 0.068895 | 0.069903 | 0.070914 | 0.07193 | 0.072946 | 0.073944 | 0.074917 | 0 | 0 | 0 | 0 | 0 | 0 | 0 | 0
F6_Commercial_Education_New_Water Heating_Natural Gas_Water Heater_E4 | F6 | Commercial | Education | New | Water Heating | Natural Gas | Water Heater | E4 | Utility - Value of Sales | 0.035603 | 0.035929 | 0.036313 | 0.036923 | 0.037722 | 0.038662 | 0.039532 | 0.040289 | 0.041 | 0.041697 | 0.042409 | 0.043111 | 0.043785 | 0.044472 | 0.045132 | 0.045809 | 0.04653 | 0.047257 | 0.04799 | 0.048728 | 0.049459 | 0.050182 | 0 | 0 | 0 | 0 | 0 | 0 | 0 | 0
F6_Commercial_Education_New_Water Heating_Natural Gas_Water Heater_E5 | F6 | Commercial | Education | New | Water Heating | Natural Gas | Water Heater | E5 | Utility - Value of Sales | 0 | 0 | 0 | 0 | 0 | 0 | 0 | 0 | 0 | 0 | 0 | 0 | 0 | 0 | 0 | 0 | 0 | 0 | 0 | 0 | 0 | 0 | 0 | 0 | 0 | 0 | 0 | 0 | 0 | 0
F6_Commercial_Education_New_Water Heating_Natural Gas_Water Heater_E6 | F6 | Commercial | Education | New | Water Heating | Natural Gas | Water Heater | E6 | Utility - Value of Sales | 0 | 0 | 0 | 0 | 0 | 0 | 0 | 0 | 0 | 0 | 0 | 0 | 0 | 0 | 0 | 0 | 0 | 0 | 0 | 0 | 0 | 0 | 0 | 0 | 0 | 0 | 0 | 0 | 0 | 0
F6_Commercial_Education_New_Water Heating_Natural Gas_Water Heater_E7 | F6 | Commercial | Education | New | Water Heating | Natural Gas | Water Heater | E7 | Utility - Value of Sales | 0 | 0 | 0 | 0 | 0 | 0 | 0 | 0 | 0 | 0 | 0 | 0 | 0 | 0 | 0 | 0 | 0 | 0 | 0 | 0 | 0 | 0 | 0 | 0 | 0 | 0 | 0 | 0 | 0 | 0
F6_Commercial_Education_New_Water Heating_Natural Gas_Water Heater_E8 | F6 | Commercial | Education | New | Water Heating | Natural Gas | Water Heater | E8 | Utility - Value of Sales | 0 | 0 | 0 | 0 | 0 | 0 | 0 | 0 | 0 | 0 | 0 | 0 | 0 | 0 | 0 | 0 | 0 | 0 | 0 | 0 | 0 | 0 | 0 | 0 | 0 | 0 | 0 | 0 | 0 | 0
F6_Commercial_Education_New_Water Heating_Natural Gas_Water Heater_E9 | F6 | Commercial | Education | New | Water Heating | Natural Gas | Water Heater | E9 | Utility - Value of Sales | 0 | 0 | 0 | 0 | 0 | 0 | 0 | 0 | 0 | 0 | 0 | 0 | 0 | 0 | 0 | 0 | 0 | 0 | 0 | 0 | 0 | 0 | 0 | 0 | 0 | 0 | 0 | 0 | 0 | 0
F6_Commercial_Education_New_Water Heating_Natural Gas_Water Heater_E10 | F6 | Commercial | Education | New | Water Heating | Natural Gas | Water Heater | E10 | Utility - Value of Sales | 0 | 0 | 0 | 0 | 0 | 0 | 0 | 0 | 0 | 0 | 0 | 0 | 0 | 0 | 0 | 0 | 0 | 0 | 0 | 0 | 0 | 0 | 0 | 0 | 0 | 0 | 0 | 0 | 0 | 0
F1_Commercial_Education_New_Food Preparation_Natural Gas_Oven_E1 | F1 | Commercial | Education | New | Food Preparation | Natural Gas | Oven | E1 | Participant - Cost of Equipment | 0.0010167 | 0.0010167 | 0.0010167 | 0.0010167 | 0.0010167 | 0.0010167 | 0.0010167 | 0.0010167 | 0.0010167 | 0.0010167 | 0.0010167 | 0.0010167 | 0.0010167 | 0.0010167 | 0.0010167 | 0.0010167 | 0.0010167 | 0.0010167 | 0.0010167 | 0.0010167 | 0.0010167 | 0.0010167 | 0 | 0 | 0 | 0 | 0 | 0 | 0 | 0
F1_Commercial_Education_New_Food Preparation_Natural Gas_Oven_E2 | F1 | Commercial | Education | New | Food Preparation | Natural Gas | Oven | E2 | Participant - Cost of Equipment | 0.0010234 | 0.0010234 | 0.0010234 | 0.0010234 | 0.0010234 | 0.0010234 | 0.0010234 | 0.0010234 | 0.0010234 | 0.0010234 | 0.0010234 | 0.0010234 | 0.0010234 | 0.0010234 | 0.0010234 | 0.0010234 | 0.0010234 | 0.0010234 | 0.0010234 | 0.0010234 | 0.0010234 | 0.0010234 | 0 | 0 | 0 | 0 | 0 | 0 | 0 | 0
F1_Commercial_Education_New_Food Preparation_Natural Gas_Oven_E3 | F1 | Commercial | Education | New | Food Preparation | Natural Gas | Oven | E3 | Participant - Cost of Equipment | 0 | 0 | 0 | 0 | 0 | 0 | 0 | 0 | 0 | 0 | 0 | 0 | 0 | 0 | 0 | 0 | 0 | 0 | 0 | 0 | 0 | 0 | 0 | 0 | 0 | 0 | 0 | 0 | 0 | 0
F1_Commercial_Education_New_Food Preparation_Natural Gas_Oven_E4 | F1 | Commercial | Education | New | Food Preparation | Natural Gas | Oven | E4 | Participant - Cost of Equipment | 0 | 0 | 0 | 0 | 0 | 0 | 0 | 0 | 0 | 0 | 0 | 0 | 0 | 0 | 0 | 0 | 0 | 0 | 0 | 0 | 0 | 0 | 0 | 0 | 0 | 0 | 0 | 0 | 0 | 0
F1_Commercial_Education_New_Food Preparation_Natural Gas_Oven_E5 | F1 | Commercial | Education | New | Food Preparation | Natural Gas | Oven | E5 | Participant - Cost of Equipment | 0 | 0 | 0 | 0 | 0 | 0 | 0 | 0 | 0 | 0 | 0 | 0 | 0 | 0 | 0 | 0 | 0 | 0 | 0 | 0 | 0 | 0 | 0 | 0 | 0 | 0 | 0 | 0 | 0 | 0
F1_Commercial_Education_New_Food Preparation_Natural Gas_Oven_E6 | F1 | Commercial | Education | New | Food Preparation | Natural Gas | Oven | E6 | Participant - Cost of Equipment | 0 | 0 | 0 | 0 | 0 | 0 | 0 | 0 | 0 | 0 | 0 | 0 | 0 | 0 | 0 | 0 | 0 | 0 | 0 | 0 | 0 | 0 | 0 | 0 | 0 | 0 | 0 | 0 | 0 | 0
F1_Commercial_Education_New_Food Preparation_Natural Gas_Oven_E7 | F1 | Commercial | Education | New | Food Preparation | Natural Gas | Oven | E7 | Participant - Cost of Equipment | 0 | 0 | 0 | 0 | 0 | 0 | 0 | 0 | 0 | 0 | 0 | 0 | 0 | 0 | 0 | 0 | 0 | 0 | 0 | 0 | 0 | 0 | 0 | 0 | 0 | 0 | 0 | 0 | 0 | 0
F1_Commercial_Education_New_Food Preparation_Natural Gas_Oven_E8 | F1 | Commercial | Education | New | Food Preparation | Natural Gas | Oven | E8 | Participant - Cost of Equipment | 0 | 0 | 0 | 0 | 0 | 0 | 0 | 0 | 0 | 0 | 0 | 0 | 0 | 0 | 0 | 0 | 0 | 0 | 0 | 0 | 0 | 0 | 0 | 0 | 0 | 0 | 0 | 0 | 0 | 0
F1_Commercial_Education_New_Food Preparation_Natural Gas_Oven_E9 | F1 | Commercial | Education | New | Food Preparation | Natural Gas | Oven | E9 | Participant - Cost of Equipment | 0 | 0 | 0 | 0 | 0 | 0 | 0 | 0 | 0 | 0 | 0 | 0 | 0 | 0 | 0 | 0 | 0 | 0 | 0 | 0 | 0 | 0 | 0 | 0 | 0 | 0 | 0 | 0 | 0 | 0
F1_Commercial_Education_New_Food Preparation_Natural Gas_Oven_E10 | F1 | Commercial | Education | New | Food Preparation | Natural Gas | Oven | E10 | Participant - Cost of Equipment | 0 | 0 | 0 | 0 | 0 | 0 | 0 | 0 | 0 | 0 | 0 | 0 | 0 | 0 | 0 | 0 | 0 | 0 | 0 | 0 | 0 | 0 | 0 | 0 | 0 | 0 | 0 | 0 | 0 | 0
F2_Commercial_Education_New_Food Preparation_Natural Gas_Oven_E1 | F2 | Commercial | Education | New | Food Preparation | Natural Gas | Oven | E1 | Participant - Cost of Operation | 0.0010379 | 0.0010467 | 0.0010574 | 0.001075 | 0.0010984 | 0.0011261 | 0.0011515 | 0.0011741 | 0.0011961 | 0.0012174 | 0.0012388 | 0.0012597 | 0.0012794 | 0.001299 | 0.0013179 | 0.0013371 | 0.0013578 | 0.0013785 | 0.0013995 | 0.0014205 | 0.0014413 | 0.0014618 | 0 | 0 | 0 | 0 | 0 | 0 | 0 | 0
F2_Commercial_Education_New_Food Preparation_Natural Gas_Oven_E2 | F2 | Commercial | Education | New | Food Preparation | Natural Gas | Oven | E2 | Participant - Cost of Operation | 0.00071163 | 0.00071771 | 0.000725 | 0.00073706 | 0.00075314 | 0.00077211 | 0.00078953 | 0.00080505 | 0.00082011 | 0.00083471 | 0.00084943 | 0.00086374 | 0.00087722 | 0.00089071 | 0.00090361 | 0.00091684 | 0.00093098 | 0.00094523 | 0.00095958 | 0.000974 | 0.00098826 | 0.0010023 | 0 | 0 | 0 | 0 | 0 | 0 | 0 | 0
F2_Commercial_Education_New_Food Preparation_Natural Gas_Oven_E3 | F2 | Commercial | Education | New | Food Preparation | Natural Gas | Oven | E3 | Participant - Cost of Operation | 0 | 0 | 0 | 0 | 0 | 0 | 0 | 0 | 0 | 0 | 0 | 0 | 0 | 0 | 0 | 0 | 0 | 0 | 0 | 0 | 0 | 0 | 0 | 0 | 0 | 0 | 0 | 0 | 0 | 0
F2_Commercial_Education_New_Food Preparation_Natural Gas_Oven_E4 | F2 | Commercial | Education | New | Food Preparation | Natural Gas | Oven | E4 | Participant - Cost of Operation | 0 | 0 | 0 | 0 | 0 | 0 | 0 | 0 | 0 | 0 | 0 | 0 | 0 | 0 | 0 | 0 | 0 | 0 | 0 | 0 | 0 | 0 | 0 | 0 | 0 | 0 | 0 | 0 | 0 | 0
F2_Commercial_Education_New_Food Preparation_Natural Gas_Oven_E5 | F2 | Commercial | Education | New | Food Preparation | Natural Gas | Oven | E5 | Participant - Cost of Operation | 0 | 0 | 0 | 0 | 0 | 0 | 0 | 0 | 0 | 0 | 0 | 0 | 0 | 0 | 0 | 0 | 0 | 0 | 0 | 0 | 0 | 0 | 0 | 0 | 0 | 0 | 0 | 0 | 0 | 0
F2_Commercial_Education_New_Food Preparation_Natural Gas_Oven_E6 | F2 | Commercial | Education | New | Food Preparation | Natural Gas | Oven | E6 | Participant - Cost of Operation | 0 | 0 | 0 | 0 | 0 | 0 | 0 | 0 | 0 | 0 | 0 | 0 | 0 | 0 | 0 | 0 | 0 | 0 | 0 | 0 | 0 | 0 | 0 | 0 | 0 | 0 | 0 | 0 | 0 | 0
F2_Commercial_Education_New_Food Preparation_Natural Gas_Oven_E7 | F2 | Commercial | Education | New | Food Preparation | Natural Gas | Oven | E7 | Participant - Cost of Operation | 0 | 0 | 0 | 0 | 0 | 0 | 0 | 0 | 0 | 0 | 0 | 0 | 0 | 0 | 0 | 0 | 0 | 0 | 0 | 0 | 0 | 0 | 0 | 0 | 0 | 0 | 0 | 0 | 0 | 0
F2_Commercial_Education_New_Food Preparation_Natural Gas_Oven_E8 | F2 | Commercial | Education | New | Food Preparation | Natural Gas | Oven | E8 | Participant - Cost of Operation | 0 | 0 | 0 | 0 | 0 | 0 | 0 | 0 | 0 | 0 | 0 | 0 | 0 | 0 | 0 | 0 | 0 | 0 | 0 | 0 | 0 | 0 | 0 | 0 | 0 | 0 | 0 | 0 | 0 | 0
F2_Commercial_Education_New_Food Preparation_Natural Gas_Oven_E9 | F2 | Commercial | Education | New | Food Preparation | Natural Gas | Oven | E9 | Participant - Cost of Operation | 0 | 0 | 0 | 0 | 0 | 0 | 0 | 0 | 0 | 0 | 0 | 0 | 0 | 0 | 0 | 0 | 0 | 0 | 0 | 0 | 0 | 0 | 0 | 0 | 0 | 0 | 0 | 0 | 0 | 0
F2_Commercial_Education_New_Food Preparation_Natural Gas_Oven_E10 | F2 | Commercial | Education | New | Food Preparation | Natural Gas | Oven | E10 | Participant - Cost of Operation | 0 | 0 | 0 | 0 | 0 | 0 | 0 | 0 | 0 | 0 | 0 | 0 | 0 | 0 | 0 | 0 | 0 | 0 | 0 | 0 | 0 | 0 | 0 | 0 | 0 | 0 | 0 | 0 | 0 | 0
F3_Commercial_Education_New_Food Preparation_Natural Gas_Oven_E1 | F3 | Commercial | Education | New | Food Preparation | Natural Gas | Oven | E1 | System - kBTUs of Conusmption | 0.097336 | 0.097627 | 0.097949 | 0.09869 | 0.099345 | 0.099898 | 0.10032 | 0.10073 | 0.10112 | 0.10137 | 0.10145 | 0.10143 | 0.10128 | 0.101 | 0.10064 | 0.1003 | 0.099925 | 0.099528 | 0.099075 | 0.098638 | 0.098185 | 0.097719 | 0 | 0 | 0 | 0 | 0 | 0 | 0 | 0
F3_Commercial_Education_New_Food Preparation_Natural Gas_Oven_E2 | F3 | Commercial | Education | New | Food Preparation | Natural Gas | Oven | E2 | System - kBTUs of Conusmption | 0.06674 | 0.066939 | 0.06716 | 0.067668 | 0.068118 | 0.068496 | 0.068784 | 0.06907 | 0.069336 | 0.069505 | 0.069563 | 0.06955 | 0.069447 | 0.06925 | 0.069007 | 0.06877 | 0.068515 | 0.068243 | 0.067932 | 0.067633 | 0.067322 | 0.067003 | 0 | 0 | 0 | 0 | 0 | 0 | 0 | 0
F3_Commercial_Education_New_Food Preparation_Natural Gas_Oven_E3 | F3 | Commercial | Education | New | Food Preparation | Natural Gas | Oven | E3 | System - kBTUs of Conusmption | 0 | 0 | 0 | 0 | 0 | 0 | 0 | 0 | 0 | 0 | 0 | 0 | 0 | 0 | 0 | 0 | 0 | 0 | 0 | 0 | 0 | 0 | 0 | 0 | 0 | 0 | 0 | 0 | 0 | 0
F3_Commercial_Education_New_Food Preparation_Natural Gas_Oven_E4 | F3 | Commercial | Education | New | Food Preparation | Natural Gas | Oven | E4 | System - kBTUs of Conusmption | 0 | 0 | 0 | 0 | 0 | 0 | 0 | 0 | 0 | 0 | 0 | 0 | 0 | 0 | 0 | 0 | 0 | 0 | 0 | 0 | 0 | 0 | 0 | 0 | 0 | 0 | 0 | 0 | 0 | 0
F3_Commercial_Education_New_Food Preparation_Natural Gas_Oven_E5 | F3 | Commercial | Education | New | Food Preparation | Natural Gas | Oven | E5 | System - kBTUs of Conusmption | 0 | 0 | 0 | 0 | 0 | 0 | 0 | 0 | 0 | 0 | 0 | 0 | 0 | 0 | 0 | 0 | 0 | 0 | 0 | 0 | 0 | 0 | 0 | 0 | 0 | 0 | 0 | 0 | 0 | 0
F3_Commercial_Education_New_Food Preparation_Natural Gas_Oven_E6 | F3 | Commercial | Education | New | Food Preparation | Natural Gas | Oven | E6 | System - kBTUs of Conusmption | 0 | 0 | 0 | 0 | 0 | 0 | 0 | 0 | 0 | 0 | 0 | 0 | 0 | 0 | 0 | 0 | 0 | 0 | 0 | 0 | 0 | 0 | 0 | 0 | 0 | 0 | 0 | 0 | 0 | 0
F3_Commercial_Education_New_Food Preparation_Natural Gas_Oven_E7 | F3 | Commercial | Education | New | Food Preparation | Natural Gas | Oven | E7 | System - kBTUs of Conusmption | 0 | 0 | 0 | 0 | 0 | 0 | 0 | 0 | 0 | 0 | 0 | 0 | 0 | 0 | 0 | 0 | 0 | 0 | 0 | 0 | 0 | 0 | 0 | 0 | 0 | 0 | 0 | 0 | 0 | 0
F3_Commercial_Education_New_Food Preparation_Natural Gas_Oven_E8 | F3 | Commercial | Education | New | Food Preparation | Natural Gas | Oven | E8 | System - kBTUs of Conusmption | 0 | 0 | 0 | 0 | 0 | 0 | 0 | 0 | 0 | 0 | 0 | 0 | 0 | 0 | 0 | 0 | 0 | 0 | 0 | 0 | 0 | 0 | 0 | 0 | 0 | 0 | 0 | 0 | 0 | 0
F3_Commercial_Education_New_Food Preparation_Natural Gas_Oven_E9 | F3 | Commercial | Education | New | Food Preparation | Natural Gas | Oven | E9 | System - kBTUs of Conusmption | 0 | 0 | 0 | 0 | 0 | 0 | 0 | 0 | 0 | 0 | 0 | 0 | 0 | 0 | 0 | 0 | 0 | 0 | 0 | 0 | 0 | 0 | 0 | 0 | 0 | 0 | 0 | 0 | 0 | 0
F3_Commercial_Education_New_Food Preparation_Natural Gas_Oven_E10 | F3 | Commercial | Education | New | Food Preparation | Natural Gas | Oven | E10 | System - kBTUs of Conusmption | 0 | 0 | 0 | 0 | 0 | 0 | 0 | 0 | 0 | 0 | 0 | 0 | 0 | 0 | 0 | 0 | 0 | 0 | 0 | 0 | 0 | 0 | 0 | 0 | 0 | 0 | 0 | 0 | 0 | 0
F4_Commercial_Education_New_Food Preparation_Natural Gas_Oven_E1 | F4 | Commercial | Education | New | Food Preparation | Natural Gas | Oven | E1 | Utility - Cost of Equipment | 0.0010167 | 0.0010167 | 0.0010167 | 0.0010167 | 0.0010167 | 0.0010167 | 0.0010167 | 0.0010167 | 0.0010167 | 0.0010167 | 0.0010167 | 0.0010167 | 0.0010167 | 0.0010167 | 0.0010167 | 0.0010167 | 0.0010167 | 0.0010167 | 0.0010167 | 0.0010167 | 0.0010167 | 0.0010167 | 0 | 0 | 0 | 0 | 0 | 0 | 0 | 0
F4_Commercial_Education_New_Food Preparation_Natural Gas_Oven_E2 | F4 | Commercial | Education | New | Food Preparation | Natural Gas | Oven | E2 | Utility - Cost of Equipment | 0.0010234 | 0.0010234 | 0.0010234 | 0.0010234 | 0.0010234 | 0.0010234 | 0.0010234 | 0.0010234 | 0.0010234 | 0.0010234 | 0.0010234 | 0.0010234 | 0.0010234 | 0.0010234 | 0.0010234 | 0.0010234 | 0.0010234 | 0.0010234 | 0.0010234 | 0.0010234 | 0.0010234 | 0.0010234 | 0 | 0 | 0 | 0 | 0 | 0 | 0 | 0
F4_Commercial_Education_New_Food Preparation_Natural Gas_Oven_E3 | F4 | Commercial | Education | New | Food Preparation | Natural Gas | Oven | E3 | Utility - Cost of Equipment | 0 | 0 | 0 | 0 | 0 | 0 | 0 | 0 | 0 | 0 | 0 | 0 | 0 | 0 | 0 | 0 | 0 | 0 | 0 | 0 | 0 | 0 | 0 | 0 | 0 | 0 | 0 | 0 | 0 | 0
F4_Commercial_Education_New_Food Preparation_Natural Gas_Oven_E4 | F4 | Commercial | Education | New | Food Preparation | Natural Gas | Oven | E4 | Utility - Cost of Equipment | 0 | 0 | 0 | 0 | 0 | 0 | 0 | 0 | 0 | 0 | 0 | 0 | 0 | 0 | 0 | 0 | 0 | 0 | 0 | 0 | 0 | 0 | 0 | 0 | 0 | 0 | 0 | 0 | 0 | 0
F4_Commercial_Education_New_Food Preparation_Natural Gas_Oven_E5 | F4 | Commercial | Education | New | Food Preparation | Natural Gas | Oven | E5 | Utility - Cost of Equipment | 0 | 0 | 0 | 0 | 0 | 0 | 0 | 0 | 0 | 0 | 0 | 0 | 0 | 0 | 0 | 0 | 0 | 0 | 0 | 0 | 0 | 0 | 0 | 0 | 0 | 0 | 0 | 0 | 0 | 0
F4_Commercial_Education_New_Food Preparation_Natural Gas_Oven_E6 | F4 | Commercial | Education | New | Food Preparation | Natural Gas | Oven | E6 | Utility - Cost of Equipment | 0 | 0 | 0 | 0 | 0 | 0 | 0 | 0 | 0 | 0 | 0 | 0 | 0 | 0 | 0 | 0 | 0 | 0 | 0 | 0 | 0 | 0 | 0 | 0 | 0 | 0 | 0 | 0 | 0 | 0
F4_Commercial_Education_New_Food Preparation_Natural Gas_Oven_E7 | F4 | Commercial | Education | New | Food Preparation | Natural Gas | Oven | E7 | Utility - Cost of Equipment | 0 | 0 | 0 | 0 | 0 | 0 | 0 | 0 | 0 | 0 | 0 | 0 | 0 | 0 | 0 | 0 | 0 | 0 | 0 | 0 | 0 | 0 | 0 | 0 | 0 | 0 | 0 | 0 | 0 | 0
F4_Commercial_Education_New_Food Preparation_Natural Gas_Oven_E8 | F4 | Commercial | Education | New | Food Preparation | Natural Gas | Oven | E8 | Utility - Cost of Equipment | 0 | 0 | 0 | 0 | 0 | 0 | 0 | 0 | 0 | 0 | 0 | 0 | 0 | 0 | 0 | 0 | 0 | 0 | 0 | 0 | 0 | 0 | 0 | 0 | 0 | 0 | 0 | 0 | 0 | 0
F4_Commercial_Education_New_Food Preparation_Natural Gas_Oven_E9 | F4 | Commercial | Education | New | Food Preparation | Natural Gas | Oven | E9 | Utility - Cost of Equipment | 0 | 0 | 0 | 0 | 0 | 0 | 0 | 0 | 0 | 0 | 0 | 0 | 0 | 0 | 0 | 0 | 0 | 0 | 0 | 0 | 0 | 0 | 0 | 0 | 0 | 0 | 0 | 0 | 0 | 0
F4_Commercial_Education_New_Food Preparation_Natural Gas_Oven_E10 | F4 | Commercial | Education | New | Food Preparation | Natural Gas | Oven | E10 | Utility - Cost of Equipment | 0 | 0 | 0 | 0 | 0 | 0 | 0 | 0 | 0 | 0 | 0 | 0 | 0 | 0 | 0 | 0 | 0 | 0 | 0 | 0 | 0 | 0 | 0 | 0 | 0 | 0 | 0 | 0 | 0 | 0
F5_Commercial_Education_New_Food Preparation_Natural Gas_Oven_E1 | F5 | Commercial | Education | New | Food Preparation | Natural Gas | Oven | E1 | Utility - Cost of Operation | 0.00086628 | 0.00087369 | 0.00088256 | 0.00089724 | 0.00091681 | 0.0009399 | 0.00096112 | 0.00098001 | 0.00099833 | 0.0010161 | 0.001034 | 0.0010515 | 0.0010679 | 0.0010843 | 0.0011 | 0.0011161 | 0.0011333 | 0.0011506 | 0.0011681 | 0.0011857 | 0.001203 | 0.0012201 | 0 | 0 | 0 | 0 | 0 | 0 | 0 | 0
F5_Commercial_Education_New_Food Preparation_Natural Gas_Oven_E2 | F5 | Commercial | Education | New | Food Preparation | Natural Gas | Oven | E2 | Utility - Cost of Operation | 0.00059398 | 0.00059906 | 0.00060514 | 0.00061521 | 0.00062863 | 0.00064446 | 0.00065901 | 0.00067196 | 0.00068452 | 0.00069671 | 0.000709 | 0.00072095 | 0.0007322 | 0.00074346 | 0.00075423 | 0.00076527 | 0.00077707 | 0.00078896 | 0.00080095 | 0.00081298 | 0.00082488 | 0.00083661 | 0 | 0 | 0 | 0 | 0 | 0 | 0 | 0
F5_Commercial_Education_New_Food Preparation_Natural Gas_Oven_E3 | F5 | Commercial | Education | New | Food Preparation | Natural Gas | Oven | E3 | Utility - Cost of Operation | 0 | 0 | 0 | 0 | 0 | 0 | 0 | 0 | 0 | 0 | 0 | 0 | 0 | 0 | 0 | 0 | 0 | 0 | 0 | 0 | 0 | 0 | 0 | 0 | 0 | 0 | 0 | 0 | 0 | 0
F5_Commercial_Education_New_Food Preparation_Natural Gas_Oven_E4 | F5 | Commercial | Education | New | Food Preparation | Natural Gas | Oven | E4 | Utility - Cost of Operation | 0 | 0 | 0 | 0 | 0 | 0 | 0 | 0 | 0 | 0 | 0 | 0 | 0 | 0 | 0 | 0 | 0 | 0 | 0 | 0 | 0 | 0 | 0 | 0 | 0 | 0 | 0 | 0 | 0 | 0
F5_Commercial_Education_New_Food Preparation_Natural Gas_Oven_E5 | F5 | Commercial | Education | New | Food Preparation | Natural Gas | Oven | E5 | Utility - Cost of Operation | 0 | 0 | 0 | 0 | 0 | 0 | 0 | 0 | 0 | 0 | 0 | 0 | 0 | 0 | 0 | 0 | 0 | 0 | 0 | 0 | 0 | 0 | 0 | 0 | 0 | 0 | 0 | 0 | 0 | 0
F5_Commercial_Education_New_Food Preparation_Natural Gas_Oven_E6 | F5 | Commercial | Education | New | Food Preparation | Natural Gas | Oven | E6 | Utility - Cost of Operation | 0 | 0 | 0 | 0 | 0 | 0 | 0 | 0 | 0 | 0 | 0 | 0 | 0 | 0 | 0 | 0 | 0 | 0 | 0 | 0 | 0 | 0 | 0 | 0 | 0 | 0 | 0 | 0 | 0 | 0
F5_Commercial_Education_New_Food Preparation_Natural Gas_Oven_E7 | F5 | Commercial | Education | New | Food Preparation | Natural Gas | Oven | E7 | Utility - Cost of Operation | 0 | 0 | 0 | 0 | 0 | 0 | 0 | 0 | 0 | 0 | 0 | 0 | 0 | 0 | 0 | 0 | 0 | 0 | 0 | 0 | 0 | 0 | 0 | 0 | 0 | 0 | 0 | 0 | 0 | 0
F5_Commercial_Education_New_Food Preparation_Natural Gas_Oven_E8 | F5 | Commercial | Education | New | Food Preparation | Natural Gas | Oven | E8 | Utility - Cost of Operation | 0 | 0 | 0 | 0 | 0 | 0 | 0 | 0 | 0 | 0 | 0 | 0 | 0 | 0 | 0 | 0 | 0 | 0 | 0 | 0 | 0 | 0 | 0 | 0 | 0 | 0 | 0 | 0 | 0 | 0
F5_Commercial_Education_New_Food Preparation_Natural Gas_Oven_E9 | F5 | Commercial | Education | New | Food Preparation | Natural Gas | Oven | E9 | Utility - Cost of Operation | 0 | 0 | 0 | 0 | 0 | 0 | 0 | 0 | 0 | 0 | 0 | 0 | 0 | 0 | 0 | 0 | 0 | 0 | 0 | 0 | 0 | 0 | 0 | 0 | 0 | 0 | 0 | 0 | 0 | 0
F5_Commercial_Education_New_Food Preparation_Natural Gas_Oven_E10 | F5 | Commercial | Education | New | Food Preparation | Natural Gas | Oven | E10 | Utility - Cost of Operation | 0 | 0 | 0 | 0 | 0 | 0 | 0 | 0 | 0 | 0 | 0 | 0 | 0 | 0 | 0 | 0 | 0 | 0 | 0 | 0 | 0 | 0 | 0 | 0 | 0 | 0 | 0 | 0 | 0 | 0
F6_Commercial_Education_New_Food Preparation_Natural Gas_Oven_E1 | F6 | Commercial | Education | New | Food Preparation | Natural Gas | Oven | E1 | Utility - Value of Sales | 0.0010379 | 0.0010467 | 0.0010574 | 0.001075 | 0.0010984 | 0.0011261 | 0.0011515 | 0.0011741 | 0.0011961 | 0.0012174 | 0.0012388 | 0.0012597 | 0.0012794 | 0.001299 | 0.0013179 | 0.0013371 | 0.0013578 | 0.0013785 | 0.0013995 | 0.0014205 | 0.0014413 | 0.0014618 | 0 | 0 | 0 | 0 | 0 | 0 | 0 | 0
F6_Commercial_Education_New_Food Preparation_Natural Gas_Oven_E2 | F6 | Commercial | Education | New | Food Preparation | Natural Gas | Oven | E2 | Utility - Value of Sales | 0.00071163 | 0.00071771 | 0.000725 | 0.00073706 | 0.00075314 | 0.00077211 | 0.00078953 | 0.00080505 | 0.00082011 | 0.00083471 | 0.00084943 | 0.00086374 | 0.00087722 | 0.00089071 | 0.00090361 | 0.00091684 | 0.00093098 | 0.00094523 | 0.00095958 | 0.000974 | 0.00098826 | 0.0010023 | 0 | 0 | 0 | 0 | 0 | 0 | 0 | 0
F6_Commercial_Education_New_Food Preparation_Natural Gas_Oven_E3 | F6 | Commercial | Education | New | Food Preparation | Natural Gas | Oven | E3 | Utility - Value of Sales | 0 | 0 | 0 | 0 | 0 | 0 | 0 | 0 | 0 | 0 | 0 | 0 | 0 | 0 | 0 | 0 | 0 | 0 | 0 | 0 | 0 | 0 | 0 | 0 | 0 | 0 | 0 | 0 | 0 | 0
F6_Commercial_Education_New_Food Preparation_Natural Gas_Oven_E4 | F6 | Commercial | Education | New | Food Preparation | Natural Gas | Oven | E4 | Utility - Value of Sales | 0 | 0 | 0 | 0 | 0 | 0 | 0 | 0 | 0 | 0 | 0 | 0 | 0 | 0 | 0 | 0 | 0 | 0 | 0 | 0 | 0 | 0 | 0 | 0 | 0 | 0 | 0 | 0 | 0 | 0
F6_Commercial_Education_New_Food Preparation_Natural Gas_Oven_E5 | F6 | Commercial | Education | New | Food Preparation | Natural Gas | Oven | E5 | Utility - Value of Sales | 0 | 0 | 0 | 0 | 0 | 0 | 0 | 0 | 0 | 0 | 0 | 0 | 0 | 0 | 0 | 0 | 0 | 0 | 0 | 0 | 0 | 0 | 0 | 0 | 0 | 0 | 0 | 0 | 0 | 0
F6_Commercial_Education_New_Food Preparation_Natural Gas_Oven_E6 | F6 | Commercial | Education | New | Food Preparation | Natural Gas | Oven | E6 | Utility - Value of Sales | 0 | 0 | 0 | 0 | 0 | 0 | 0 | 0 | 0 | 0 | 0 | 0 | 0 | 0 | 0 | 0 | 0 | 0 | 0 | 0 | 0 | 0 | 0 | 0 | 0 | 0 | 0 | 0 | 0 | 0
F6_Commercial_Education_New_Food Preparation_Natural Gas_Oven_E7 | F6 | Commercial | Education | New | Food Preparation | Natural Gas | Oven | E7 | Utility - Value of Sales | 0 | 0 | 0 | 0 | 0 | 0 | 0 | 0 | 0 | 0 | 0 | 0 | 0 | 0 | 0 | 0 | 0 | 0 | 0 | 0 | 0 | 0 | 0 | 0 | 0 | 0 | 0 | 0 | 0 | 0
F6_Commercial_Education_New_Food Preparation_Natural Gas_Oven_E8 | F6 | Commercial | Education | New | Food Preparation | Natural Gas | Oven | E8 | Utility - Value of Sales | 0 | 0 | 0 | 0 | 0 | 0 | 0 | 0 | 0 | 0 | 0 | 0 | 0 | 0 | 0 | 0 | 0 | 0 | 0 | 0 | 0 | 0 | 0 | 0 | 0 | 0 | 0 | 0 | 0 | 0
F6_Commercial_Education_New_Food Preparation_Natural Gas_Oven_E9 | F6 | Commercial | Education | New | Food Preparation | Natural Gas | Oven | E9 | Utility - Value of Sales | 0 | 0 | 0 | 0 | 0 | 0 | 0 | 0 | 0 | 0 | 0 | 0 | 0 | 0 | 0 | 0 | 0 | 0 | 0 | 0 | 0 | 0 | 0 | 0 | 0 | 0 | 0 | 0 | 0 | 0
F6_Commercial_Education_New_Food Preparation_Natural Gas_Oven_E10 | F6 | Commercial | Education | New | Food Preparation | Natural Gas | Oven | E10 | Utility - Value of Sales | 0 | 0 | 0 | 0 | 0 | 0 | 0 | 0 | 0 | 0 | 0 | 0 | 0 | 0 | 0 | 0 | 0 | 0 | 0 | 0 | 0 | 0 | 0 | 0 | 0 | 0 | 0 | 0 | 0 | 0
F1_Commercial_Education_New_Food Preparation_Natural Gas_Conveyor Oven_E1 | F1 | Commercial | Education | New | Food Preparation | Natural Gas | Conveyor Oven | E1 | Participant - Cost of Equipment | 0.00045891 | 0.00045891 | 0.00045891 | 0.00045891 | 0.00045891 | 0.00045891 | 0.00045891 | 0.00045891 | 0.00045891 | 0.00045891 | 0.00045891 | 0.00045891 | 0.00045891 | 0.00045891 | 0.00045891 | 0.00045891 | 0.00045891 | 0.00045891 | 0.00045891 | 0.00045891 | 0.00045891 | 0.00045891 | 0 | 0 | 0 | 0 | 0 | 0 | 0 | 0
F1_Commercial_Education_New_Food Preparation_Natural Gas_Conveyor Oven_E2 | F1 | Commercial | Education | New | Food Preparation | Natural Gas | Conveyor Oven | E2 | Participant - Cost of Equipment | 0.00055947 | 0.00055947 | 0.00055947 | 0.00055947 | 0.00055947 | 0.00055947 | 0.00055947 | 0.00055947 | 0.00055947 | 0.00055947 | 0.00055947 | 0.00055947 | 0.00055947 | 0.00055947 | 0.00055947 | 0.00055947 | 0.00055947 | 0.00055947 | 0.00055947 | 0.00055947 | 0.00055947 | 0.00055947 | 0 | 0 | 0 | 0 | 0 | 0 | 0 | 0
F1_Commercial_Education_New_Food Preparation_Natural Gas_Conveyor Oven_E3 | F1 | Commercial | Education | New | Food Preparation | Natural Gas | Conveyor Oven | E3 | Participant - Cost of Equipment | 0 | 0 | 0 | 0 | 0 | 0 | 0 | 0 | 0 | 0 | 0 | 0 | 0 | 0 | 0 | 0 | 0 | 0 | 0 | 0 | 0 | 0 | 0 | 0 | 0 | 0 | 0 | 0 | 0 | 0
F1_Commercial_Education_New_Food Preparation_Natural Gas_Conveyor Oven_E4 | F1 | Commercial | Education | New | Food Preparation | Natural Gas | Conveyor Oven | E4 | Participant - Cost of Equipment | 0 | 0 | 0 | 0 | 0 | 0 | 0 | 0 | 0 | 0 | 0 | 0 | 0 | 0 | 0 | 0 | 0 | 0 | 0 | 0 | 0 | 0 | 0 | 0 | 0 | 0 | 0 | 0 | 0 | 0
F1_Commercial_Education_New_Food Preparation_Natural Gas_Conveyor Oven_E5 | F1 | Commercial | Education | New | Food Preparation | Natural Gas | Conveyor Oven | E5 | Participant - Cost of Equipment | 0 | 0 | 0 | 0 | 0 | 0 | 0 | 0 | 0 | 0 | 0 | 0 | 0 | 0 | 0 | 0 | 0 | 0 | 0 | 0 | 0 | 0 | 0 | 0 | 0 | 0 | 0 | 0 | 0 | 0
F1_Commercial_Education_New_Food Preparation_Natural Gas_Conveyor Oven_E6 | F1 | Commercial | Education | New | Food Preparation | Natural Gas | Conveyor Oven | E6 | Participant - Cost of Equipment | 0 | 0 | 0 | 0 | 0 | 0 | 0 | 0 | 0 | 0 | 0 | 0 | 0 | 0 | 0 | 0 | 0 | 0 | 0 | 0 | 0 | 0 | 0 | 0 | 0 | 0 | 0 | 0 | 0 | 0
F1_Commercial_Education_New_Food Preparation_Natural Gas_Conveyor Oven_E7 | F1 | Commercial | Education | New | Food Preparation | Natural Gas | Conveyor Oven | E7 | Participant - Cost of Equipment | 0 | 0 | 0 | 0 | 0 | 0 | 0 | 0 | 0 | 0 | 0 | 0 | 0 | 0 | 0 | 0 | 0 | 0 | 0 | 0 | 0 | 0 | 0 | 0 | 0 | 0 | 0 | 0 | 0 | 0
F1_Commercial_Education_New_Food Preparation_Natural Gas_Conveyor Oven_E8 | F1 | Commercial | Education | New | Food Preparation | Natural Gas | Conveyor Oven | E8 | Participant - Cost of Equipment | 0 | 0 | 0 | 0 | 0 | 0 | 0 | 0 | 0 | 0 | 0 | 0 | 0 | 0 | 0 | 0 | 0 | 0 | 0 | 0 | 0 | 0 | 0 | 0 | 0 | 0 | 0 | 0 | 0 | 0
F1_Commercial_Education_New_Food Preparation_Natural Gas_Conveyor Oven_E9 | F1 | Commercial | Education | New | Food Preparation | Natural Gas | Conveyor Oven | E9 | Participant - Cost of Equipment | 0 | 0 | 0 | 0 | 0 | 0 | 0 | 0 | 0 | 0 | 0 | 0 | 0 | 0 | 0 | 0 | 0 | 0 | 0 | 0 | 0 | 0 | 0 | 0 | 0 | 0 | 0 | 0 | 0 | 0
F1_Commercial_Education_New_Food Preparation_Natural Gas_Conveyor Oven_E10 | F1 | Commercial | Education | New | Food Preparation | Natural Gas | Conveyor Oven | E10 | Participant - Cost of Equipment | 0 | 0 | 0 | 0 | 0 | 0 | 0 | 0 | 0 | 0 | 0 | 0 | 0 | 0 | 0 | 0 | 0 | 0 | 0 | 0 | 0 | 0 | 0 | 0 | 0 | 0 | 0 | 0 | 0 | 0
F2_Commercial_Education_New_Food Preparation_Natural Gas_Conveyor Oven_E1 | F2 | Commercial | Education | New | Food Preparation | Natural Gas | Conveyor Oven | E1 | Participant - Cost of Operation | 0.0017525 | 0.0017721 | 0.0017943 | 0.0018257 | 0.0018636 | 0.0019059 | 0.0019445 | 0.0019783 | 0.0020097 | 0.0020413 | 0.0020744 | 0.0021082 | 0.002142 | 0.0021775 | 0.0022122 | 0.0022477 | 0.0022851 | 0.0023229 | 0.0023611 | 0.0023997 | 0.0024383 | 0.0024767 | 0 | 0 | 0 | 0 | 0 | 0 | 0 | 0
F2_Commercial_Education_New_Food Preparation_Natural Gas_Conveyor Oven_E2 | F2 | Commercial | Education | New | Food Preparation | Natural Gas | Conveyor Oven | E2 | Participant - Cost of Operation | 0.0013322 | 0.0013471 | 0.001364 | 0.0013878 | 0.0014166 | 0.0014488 | 0.0014781 | 0.0015038 | 0.0015276 | 0.0015517 | 0.0015769 | 0.0016025 | 0.0016282 | 0.0016552 | 0.0016816 | 0.0017086 | 0.001737 | 0.0017657 | 0.0017948 | 0.0018242 | 0.0018535 | 0.0018827 | 0 | 0 | 0 | 0 | 0 | 0 | 0 | 0
F2_Commercial_Education_New_Food Preparation_Natural Gas_Conveyor Oven_E3 | F2 | Commercial | Education | New | Food Preparation | Natural Gas | Conveyor Oven | E3 | Participant - Cost of Operation | 0 | 0 | 0 | 0 | 0 | 0 | 0 | 0 | 0 | 0 | 0 | 0 | 0 | 0 | 0 | 0 | 0 | 0 | 0 | 0 | 0 | 0 | 0 | 0 | 0 | 0 | 0 | 0 | 0 | 0
F2_Commercial_Education_New_Food Preparation_Natural Gas_Conveyor Oven_E4 | F2 | Commercial | Education | New | Food Preparation | Natural Gas | Conveyor Oven | E4 | Participant - Cost of Operation | 0 | 0 | 0 | 0 | 0 | 0 | 0 | 0 | 0 | 0 | 0 | 0 | 0 | 0 | 0 | 0 | 0 | 0 | 0 | 0 | 0 | 0 | 0 | 0 | 0 | 0 | 0 | 0 | 0 | 0
F2_Commercial_Education_New_Food Preparation_Natural Gas_Conveyor Oven_E5 | F2 | Commercial | Education | New | Food Preparation | Natural Gas | Conveyor Oven | E5 | Participant - Cost of Operation | 0 | 0 | 0 | 0 | 0 | 0 | 0 | 0 | 0 | 0 | 0 | 0 | 0 | 0 | 0 | 0 | 0 | 0 | 0 | 0 | 0 | 0 | 0 | 0 | 0 | 0 | 0 | 0 | 0 | 0
F2_Commercial_Education_New_Food Preparation_Natural Gas_Conveyor Oven_E6 | F2 | Commercial | Education | New | Food Preparation | Natural Gas | Conveyor Oven | E6 | Participant - Cost of Operation | 0 | 0 | 0 | 0 | 0 | 0 | 0 | 0 | 0 | 0 | 0 | 0 | 0 | 0 | 0 | 0 | 0 | 0 | 0 | 0 | 0 | 0 | 0 | 0 | 0 | 0 | 0 | 0 | 0 | 0
F2_Commercial_Education_New_Food Preparation_Natural Gas_Conveyor Oven_E7 | F2 | Commercial | Education | New | Food Preparation | Natural Gas | Conveyor Oven | E7 | Participant - Cost of Operation | 0 | 0 | 0 | 0 | 0 | 0 | 0 | 0 | 0 | 0 | 0 | 0 | 0 | 0 | 0 | 0 | 0 | 0 | 0 | 0 | 0 | 0 | 0 | 0 | 0 | 0 | 0 | 0 | 0 | 0
F2_Commercial_Education_New_Food Preparation_Natural Gas_Conveyor Oven_E8 | F2 | Commercial | Education | New | Food Preparation | Natural Gas | Conveyor Oven | E8 | Participant - Cost of Operation | 0 | 0 | 0 | 0 | 0 | 0 | 0 | 0 | 0 | 0 | 0 | 0 | 0 | 0 | 0 | 0 | 0 | 0 | 0 | 0 | 0 | 0 | 0 | 0 | 0 | 0 | 0 | 0 | 0 | 0
F2_Commercial_Education_New_Food Preparation_Natural Gas_Conveyor Oven_E9 | F2 | Commercial | Education | New | Food Preparation | Natural Gas | Conveyor Oven | E9 | Participant - Cost of Operation | 0 | 0 | 0 | 0 | 0 | 0 | 0 | 0 | 0 | 0 | 0 | 0 | 0 | 0 | 0 | 0 | 0 | 0 | 0 | 0 | 0 | 0 | 0 | 0 | 0 | 0 | 0 | 0 | 0 | 0
F2_Commercial_Education_New_Food Preparation_Natural Gas_Conveyor Oven_E10 | F2 | Commercial | Education | New | Food Preparation | Natural Gas | Conveyor Oven | E10 | Participant - Cost of Operation | 0 | 0 | 0 | 0 | 0 | 0 | 0 | 0 | 0 | 0 | 0 | 0 | 0 | 0 | 0 | 0 | 0 | 0 | 0 | 0 | 0 | 0 | 0 | 0 | 0 | 0 | 0 | 0 | 0 | 0
F3_Commercial_Education_New_Food Preparation_Natural Gas_Conveyor Oven_E1 | F3 | Commercial | Education | New | Food Preparation | Natural Gas | Conveyor Oven | E1 | System - kBTUs of Conusmption | 0.15996 | 0.16045 | 0.16095 | 0.16193 | 0.16267 | 0.16317 | 0.1634 | 0.16349 | 0.1634 | 0.16325 | 0.16302 | 0.16277 | 0.16248 | 0.16215 | 0.16175 | 0.16135 | 0.16093 | 0.16047 | 0.15995 | 0.15945 | 0.15893 | 0.1584 | 0 | 0 | 0 | 0 | 0 | 0 | 0 | 0
F3_Commercial_Education_New_Food Preparation_Natural Gas_Conveyor Oven_E2 | F3 | Commercial | Education | New | Food Preparation | Natural Gas | Conveyor Oven | E2 | System - kBTUs of Conusmption | 0.1216 | 0.12197 | 0.12235 | 0.12309 | 0.12366 | 0.12404 | 0.12421 | 0.12427 | 0.12421 | 0.1241 | 0.12392 | 0.12373 | 0.12351 | 0.12326 | 0.12295 | 0.12265 | 0.12233 | 0.12198 | 0.12159 | 0.12121 | 0.12081 | 0.12041 | 0 | 0 | 0 | 0 | 0 | 0 | 0 | 0
F3_Commercial_Education_New_Food Preparation_Natural Gas_Conveyor Oven_E3 | F3 | Commercial | Education | New | Food Preparation | Natural Gas | Conveyor Oven | E3 | System - kBTUs of Conusmption | 0 | 0 | 0 | 0 | 0 | 0 | 0 | 0 | 0 | 0 | 0 | 0 | 0 | 0 | 0 | 0 | 0 | 0 | 0 | 0 | 0 | 0 | 0 | 0 | 0 | 0 | 0 | 0 | 0 | 0
F3_Commercial_Education_New_Food Preparation_Natural Gas_Conveyor Oven_E4 | F3 | Commercial | Education | New | Food Preparation | Natural Gas | Conveyor Oven | E4 | System - kBTUs of Conusmption | 0 | 0 | 0 | 0 | 0 | 0 | 0 | 0 | 0 | 0 | 0 | 0 | 0 | 0 | 0 | 0 | 0 | 0 | 0 | 0 | 0 | 0 | 0 | 0 | 0 | 0 | 0 | 0 | 0 | 0
F3_Commercial_Education_New_Food Preparation_Natural Gas_Conveyor Oven_E5 | F3 | Commercial | Education | New | Food Preparation | Natural Gas | Conveyor Oven | E5 | System - kBTUs of Conusmption | 0 | 0 | 0 | 0 | 0 | 0 | 0 | 0 | 0 | 0 | 0 | 0 | 0 | 0 | 0 | 0 | 0 | 0 | 0 | 0 | 0 | 0 | 0 | 0 | 0 | 0 | 0 | 0 | 0 | 0
F3_Commercial_Education_New_Food Preparation_Natural Gas_Conveyor Oven_E6 | F3 | Commercial | Education | New | Food Preparation | Natural Gas | Conveyor Oven | E6 | System - kBTUs of Conusmption | 0 | 0 | 0 | 0 | 0 | 0 | 0 | 0 | 0 | 0 | 0 | 0 | 0 | 0 | 0 | 0 | 0 | 0 | 0 | 0 | 0 | 0 | 0 | 0 | 0 | 0 | 0 | 0 | 0 | 0
F3_Commercial_Education_New_Food Preparation_Natural Gas_Conveyor Oven_E7 | F3 | Commercial | Education | New | Food Preparation | Natural Gas | Conveyor Oven | E7 | System - kBTUs of Conusmption | 0 | 0 | 0 | 0 | 0 | 0 | 0 | 0 | 0 | 0 | 0 | 0 | 0 | 0 | 0 | 0 | 0 | 0 | 0 | 0 | 0 | 0 | 0 | 0 | 0 | 0 | 0 | 0 | 0 | 0
F3_Commercial_Education_New_Food Preparation_Natural Gas_Conveyor Oven_E8 | F3 | Commercial | Education | New | Food Preparation | Natural Gas | Conveyor Oven | E8 | System - kBTUs of Conusmption | 0 | 0 | 0 | 0 | 0 | 0 | 0 | 0 | 0 | 0 | 0 | 0 | 0 | 0 | 0 | 0 | 0 | 0 | 0 | 0 | 0 | 0 | 0 | 0 | 0 | 0 | 0 | 0 | 0 | 0
F3_Commercial_Education_New_Food Preparation_Natural Gas_Conveyor Oven_E9 | F3 | Commercial | Education | New | Food Preparation | Natural Gas | Conveyor Oven | E9 | System - kBTUs of Conusmption | 0 | 0 | 0 | 0 | 0 | 0 | 0 | 0 | 0 | 0 | 0 | 0 | 0 | 0 | 0 | 0 | 0 | 0 | 0 | 0 | 0 | 0 | 0 | 0 | 0 | 0 | 0 | 0 | 0 | 0
F3_Commercial_Education_New_Food Preparation_Natural Gas_Conveyor Oven_E10 | F3 | Commercial | Education | New | Food Preparation | Natural Gas | Conveyor Oven | E10 | System - kBTUs of Conusmption | 0 | 0 | 0 | 0 | 0 | 0 | 0 | 0 | 0 | 0 | 0 | 0 | 0 | 0 | 0 | 0 | 0 | 0 | 0 | 0 | 0 | 0 | 0 | 0 | 0 | 0 | 0 | 0 | 0 | 0
F4_Commercial_Education_New_Food Preparation_Natural Gas_Conveyor Oven_E1 | F4 | Commercial | Education | New | Food Preparation | Natural Gas | Conveyor Oven | E1 | Utility - Cost of Equipment | 0.00045891 | 0.00045891 | 0.00045891 | 0.00045891 | 0.00045891 | 0.00045891 | 0.00045891 | 0.00045891 | 0.00045891 | 0.00045891 | 0.00045891 | 0.00045891 | 0.00045891 | 0.00045891 | 0.00045891 | 0.00045891 | 0.00045891 | 0.00045891 | 0.00045891 | 0.00045891 | 0.00045891 | 0.00045891 | 0 | 0 | 0 | 0 | 0 | 0 | 0 | 0
F4_Commercial_Education_New_Food Preparation_Natural Gas_Conveyor Oven_E2 | F4 | Commercial | Education | New | Food Preparation | Natural Gas | Conveyor Oven | E2 | Utility - Cost of Equipment | 0.00055947 | 0.00055947 | 0.00055947 | 0.00055947 | 0.00055947 | 0.00055947 | 0.00055947 | 0.00055947 | 0.00055947 | 0.00055947 | 0.00055947 | 0.00055947 | 0.00055947 | 0.00055947 | 0.00055947 | 0.00055947 | 0.00055947 | 0.00055947 | 0.00055947 | 0.00055947 | 0.00055947 | 0.00055947 | 0 | 0 | 0 | 0 | 0 | 0 | 0 | 0
F4_Commercial_Education_New_Food Preparation_Natural Gas_Conveyor Oven_E3 | F4 | Commercial | Education | New | Food Preparation | Natural Gas | Conveyor Oven | E3 | Utility - Cost of Equipment | 0 | 0 | 0 | 0 | 0 | 0 | 0 | 0 | 0 | 0 | 0 | 0 | 0 | 0 | 0 | 0 | 0 | 0 | 0 | 0 | 0 | 0 | 0 | 0 | 0 | 0 | 0 | 0 | 0 | 0
F4_Commercial_Education_New_Food Preparation_Natural Gas_Conveyor Oven_E4 | F4 | Commercial | Education | New | Food Preparation | Natural Gas | Conveyor Oven | E4 | Utility - Cost of Equipment | 0 | 0 | 0 | 0 | 0 | 0 | 0 | 0 | 0 | 0 | 0 | 0 | 0 | 0 | 0 | 0 | 0 | 0 | 0 | 0 | 0 | 0 | 0 | 0 | 0 | 0 | 0 | 0 | 0 | 0
F4_Commercial_Education_New_Food Preparation_Natural Gas_Conveyor Oven_E5 | F4 | Commercial | Education | New | Food Preparation | Natural Gas | Conveyor Oven | E5 | Utility - Cost of Equipment | 0 | 0 | 0 | 0 | 0 | 0 | 0 | 0 | 0 | 0 | 0 | 0 | 0 | 0 | 0 | 0 | 0 | 0 | 0 | 0 | 0 | 0 | 0 | 0 | 0 | 0 | 0 | 0 | 0 | 0
F4_Commercial_Education_New_Food Preparation_Natural Gas_Conveyor Oven_E6 | F4 | Commercial | Education | New | Food Preparation | Natural Gas | Conveyor Oven | E6 | Utility - Cost of Equipment | 0 | 0 | 0 | 0 | 0 | 0 | 0 | 0 | 0 | 0 | 0 | 0 | 0 | 0 | 0 | 0 | 0 | 0 | 0 | 0 | 0 | 0 | 0 | 0 | 0 | 0 | 0 | 0 | 0 | 0
F4_Commercial_Education_New_Food Preparation_Natural Gas_Conveyor Oven_E7 | F4 | Commercial | Education | New | Food Preparation | Natural Gas | Conveyor Oven | E7 | Utility - Cost of Equipment | 0 | 0 | 0 | 0 | 0 | 0 | 0 | 0 | 0 | 0 | 0 | 0 | 0 | 0 | 0 | 0 | 0 | 0 | 0 | 0 | 0 | 0 | 0 | 0 | 0 | 0 | 0 | 0 | 0 | 0
F4_Commercial_Education_New_Food Preparation_Natural Gas_Conveyor Oven_E8 | F4 | Commercial | Education | New | Food Preparation | Natural Gas | Conveyor Oven | E8 | Utility - Cost of Equipment | 0 | 0 | 0 | 0 | 0 | 0 | 0 | 0 | 0 | 0 | 0 | 0 | 0 | 0 | 0 | 0 | 0 | 0 | 0 | 0 | 0 | 0 | 0 | 0 | 0 | 0 | 0 | 0 | 0 | 0
F4_Commercial_Education_New_Food Preparation_Natural Gas_Conveyor Oven_E9 | F4 | Commercial | Education | New | Food Preparation | Natural Gas | Conveyor Oven | E9 | Utility - Cost of Equipment | 0 | 0 | 0 | 0 | 0 | 0 | 0 | 0 | 0 | 0 | 0 | 0 | 0 | 0 | 0 | 0 | 0 | 0 | 0 | 0 | 0 | 0 | 0 | 0 | 0 | 0 | 0 | 0 | 0 | 0
F4_Commercial_Education_New_Food Preparation_Natural Gas_Conveyor Oven_E10 | F4 | Commercial | Education | New | Food Preparation | Natural Gas | Conveyor Oven | E10 | Utility - Cost of Equipment | 0 | 0 | 0 | 0 | 0 | 0 | 0 | 0 | 0 | 0 | 0 | 0 | 0 | 0 | 0 | 0 | 0 | 0 | 0 | 0 | 0 | 0 | 0 | 0 | 0 | 0 | 0 | 0 | 0 | 0
F5_Commercial_Education_New_Food Preparation_Natural Gas_Conveyor Oven_E1 | F5 | Commercial | Education | New | Food Preparation | Natural Gas | Conveyor Oven | E1 | Utility - Cost of Operation | 0.0014628 | 0.0014791 | 0.0014977 | 0.0015239 | 0.0015555 | 0.0015908 | 0.0016231 | 0.0016512 | 0.0016774 | 0.0017039 | 0.0017315 | 0.0017596 | 0.0017879 | 0.0018175 | 0.0018465 | 0.0018761 | 0.0019073 | 0.0019388 | 0.0019708 | 0.002003 | 0.0020352 | 0.0020673 | 0 | 0 | 0 | 0 | 0 | 0 | 0 | 0
F5_Commercial_Education_New_Food Preparation_Natural Gas_Conveyor Oven_E2 | F5 | Commercial | Education | New | Food Preparation | Natural Gas | Conveyor Oven | E2 | Utility - Cost of Operation | 0.001112 | 0.0011244 | 0.0011385 | 0.0011584 | 0.0011824 | 0.0012093 | 0.0012338 | 0.0012552 | 0.0012751 | 0.0012952 | 0.0013162 | 0.0013376 | 0.001359 | 0.0013816 | 0.0014036 | 0.0014261 | 0.0014498 | 0.0014738 | 0.0014981 | 0.0015226 | 0.0015471 | 0.0015715 | 0 | 0 | 0 | 0 | 0 | 0 | 0 | 0
F5_Commercial_Education_New_Food Preparation_Natural Gas_Conveyor Oven_E3 | F5 | Commercial | Education | New | Food Preparation | Natural Gas | Conveyor Oven | E3 | Utility - Cost of Operation | 0 | 0 | 0 | 0 | 0 | 0 | 0 | 0 | 0 | 0 | 0 | 0 | 0 | 0 | 0 | 0 | 0 | 0 | 0 | 0 | 0 | 0 | 0 | 0 | 0 | 0 | 0 | 0 | 0 | 0
F5_Commercial_Education_New_Food Preparation_Natural Gas_Conveyor Oven_E4 | F5 | Commercial | Education | New | Food Preparation | Natural Gas | Conveyor Oven | E4 | Utility - Cost of Operation | 0 | 0 | 0 | 0 | 0 | 0 | 0 | 0 | 0 | 0 | 0 | 0 | 0 | 0 | 0 | 0 | 0 | 0 | 0 | 0 | 0 | 0 | 0 | 0 | 0 | 0 | 0 | 0 | 0 | 0
F5_Commercial_Education_New_Food Preparation_Natural Gas_Conveyor Oven_E5 | F5 | Commercial | Education | New | Food Preparation | Natural Gas | Conveyor Oven | E5 | Utility - Cost of Operation | 0 | 0 | 0 | 0 | 0 | 0 | 0 | 0 | 0 | 0 | 0 | 0 | 0 | 0 | 0 | 0 | 0 | 0 | 0 | 0 | 0 | 0 | 0 | 0 | 0 | 0 | 0 | 0 | 0 | 0
F5_Commercial_Education_New_Food Preparation_Natural Gas_Conveyor Oven_E6 | F5 | Commercial | Education | New | Food Preparation | Natural Gas | Conveyor Oven | E6 | Utility - Cost of Operation | 0 | 0 | 0 | 0 | 0 | 0 | 0 | 0 | 0 | 0 | 0 | 0 | 0 | 0 | 0 | 0 | 0 | 0 | 0 | 0 | 0 | 0 | 0 | 0 | 0 | 0 | 0 | 0 | 0 | 0
F5_Commercial_Education_New_Food Preparation_Natural Gas_Conveyor Oven_E7 | F5 | Commercial | Education | New | Food Preparation | Natural Gas | Conveyor Oven | E7 | Utility - Cost of Operation | 0 | 0 | 0 | 0 | 0 | 0 | 0 | 0 | 0 | 0 | 0 | 0 | 0 | 0 | 0 | 0 | 0 | 0 | 0 | 0 | 0 | 0 | 0 | 0 | 0 | 0 | 0 | 0 | 0 | 0
F5_Commercial_Education_New_Food Preparation_Natural Gas_Conveyor Oven_E8 | F5 | Commercial | Education | New | Food Preparation | Natural Gas | Conveyor Oven | E8 | Utility - Cost of Operation | 0 | 0 | 0 | 0 | 0 | 0 | 0 | 0 | 0 | 0 | 0 | 0 | 0 | 0 | 0 | 0 | 0 | 0 | 0 | 0 | 0 | 0 | 0 | 0 | 0 | 0 | 0 | 0 | 0 | 0
F5_Commercial_Education_New_Food Preparation_Natural Gas_Conveyor Oven_E9 | F5 | Commercial | Education | New | Food Preparation | Natural Gas | Conveyor Oven | E9 | Utility - Cost of Operation | 0 | 0 | 0 | 0 | 0 | 0 | 0 | 0 | 0 | 0 | 0 | 0 | 0 | 0 | 0 | 0 | 0 | 0 | 0 | 0 | 0 | 0 | 0 | 0 | 0 | 0 | 0 | 0 | 0 | 0
F5_Commercial_Education_New_Food Preparation_Natural Gas_Conveyor Oven_E10 | F5 | Commercial | Education | New | Food Preparation | Natural Gas | Conveyor Oven | E10 | Utility - Cost of Operation | 0 | 0 | 0 | 0 | 0 | 0 | 0 | 0 | 0 | 0 | 0 | 0 | 0 | 0 | 0 | 0 | 0 | 0 | 0 | 0 | 0 | 0 | 0 | 0 | 0 | 0 | 0 | 0 | 0 | 0
F6_Commercial_Education_New_Food Preparation_Natural Gas_Conveyor Oven_E1 | F6 | Commercial | Education | New | Food Preparation | Natural Gas | Conveyor Oven | E1 | Utility - Value of Sales | 0.0017525 | 0.0017721 | 0.0017943 | 0.0018257 | 0.0018636 | 0.0019059 | 0.0019445 | 0.0019783 | 0.0020097 | 0.0020413 | 0.0020744 | 0.0021082 | 0.002142 | 0.0021775 | 0.0022122 | 0.0022477 | 0.0022851 | 0.0023229 | 0.0023611 | 0.0023997 | 0.0024383 | 0.0024767 | 0 | 0 | 0 | 0 | 0 | 0 | 0 | 0
F6_Commercial_Education_New_Food Preparation_Natural Gas_Conveyor Oven_E2 | F6 | Commercial | Education | New | Food Preparation | Natural Gas | Conveyor Oven | E2 | Utility - Value of Sales | 0.0013322 | 0.0013471 | 0.001364 | 0.0013878 | 0.0014166 | 0.0014488 | 0.0014781 | 0.0015038 | 0.0015276 | 0.0015517 | 0.0015769 | 0.0016025 | 0.0016282 | 0.0016552 | 0.0016816 | 0.0017086 | 0.001737 | 0.0017657 | 0.0017948 | 0.0018242 | 0.0018535 | 0.0018827 | 0 | 0 | 0 | 0 | 0 | 0 | 0 | 0
F6_Commercial_Education_New_Food Preparation_Natural Gas_Conveyor Oven_E3 | F6 | Commercial | Education | New | Food Preparation | Natural Gas | Conveyor Oven | E3 | Utility - Value of Sales | 0 | 0 | 0 | 0 | 0 | 0 | 0 | 0 | 0 | 0 | 0 | 0 | 0 | 0 | 0 | 0 | 0 | 0 | 0 | 0 | 0 | 0 | 0 | 0 | 0 | 0 | 0 | 0 | 0 | 0
F6_Commercial_Education_New_Food Preparation_Natural Gas_Conveyor Oven_E4 | F6 | Commercial | Education | New | Food Preparation | Natural Gas | Conveyor Oven | E4 | Utility - Value of Sales | 0 | 0 | 0 | 0 | 0 | 0 | 0 | 0 | 0 | 0 | 0 | 0 | 0 | 0 | 0 | 0 | 0 | 0 | 0 | 0 | 0 | 0 | 0 | 0 | 0 | 0 | 0 | 0 | 0 | 0
F6_Commercial_Education_New_Food Preparation_Natural Gas_Conveyor Oven_E5 | F6 | Commercial | Education | New | Food Preparation | Natural Gas | Conveyor Oven | E5 | Utility - Value of Sales | 0 | 0 | 0 | 0 | 0 | 0 | 0 | 0 | 0 | 0 | 0 | 0 | 0 | 0 | 0 | 0 | 0 | 0 | 0 | 0 | 0 | 0 | 0 | 0 | 0 | 0 | 0 | 0 | 0 | 0
F6_Commercial_Education_New_Food Preparation_Natural Gas_Conveyor Oven_E6 | F6 | Commercial | Education | New | Food Preparation | Natural Gas | Conveyor Oven | E6 | Utility - Value of Sales | 0 | 0 | 0 | 0 | 0 | 0 | 0 | 0 | 0 | 0 | 0 | 0 | 0 | 0 | 0 | 0 | 0 | 0 | 0 | 0 | 0 | 0 | 0 | 0 | 0 | 0 | 0 | 0 | 0 | 0
F6_Commercial_Education_New_Food Preparation_Natural Gas_Conveyor Oven_E7 | F6 | Commercial | Education | New | Food Preparation | Natural Gas | Conveyor Oven | E7 | Utility - Value of Sales | 0 | 0 | 0 | 0 | 0 | 0 | 0 | 0 | 0 | 0 | 0 | 0 | 0 | 0 | 0 | 0 | 0 | 0 | 0 | 0 | 0 | 0 | 0 | 0 | 0 | 0 | 0 | 0 | 0 | 0
F6_Commercial_Education_New_Food Preparation_Natural Gas_Conveyor Oven_E8 | F6 | Commercial | Education | New | Food Preparation | Natural Gas | Conveyor Oven | E8 | Utility - Value of Sales | 0 | 0 | 0 | 0 | 0 | 0 | 0 | 0 | 0 | 0 | 0 | 0 | 0 | 0 | 0 | 0 | 0 | 0 | 0 | 0 | 0 | 0 | 0 | 0 | 0 | 0 | 0 | 0 | 0 | 0
F6_Commercial_Education_New_Food Preparation_Natural Gas_Conveyor Oven_E9 | F6 | Commercial | Education | New | Food Preparation | Natural Gas | Conveyor Oven | E9 | Utility - Value of Sales | 0 | 0 | 0 | 0 | 0 | 0 | 0 | 0 | 0 | 0 | 0 | 0 | 0 | 0 | 0 | 0 | 0 | 0 | 0 | 0 | 0 | 0 | 0 | 0 | 0 | 0 | 0 | 0 | 0 | 0
F6_Commercial_Education_New_Food Preparation_Natural Gas_Conveyor Oven_E10 | F6 | Commercial | Education | New | Food Preparation | Natural Gas | Conveyor Oven | E10 | Utility - Value of Sales | 0 | 0 | 0 | 0 | 0 | 0 | 0 | 0 | 0 | 0 | 0 | 0 | 0 | 0 | 0 | 0 | 0 | 0 | 0 | 0 | 0 | 0 | 0 | 0 | 0 | 0 | 0 | 0 | 0 | 0
F1_Commercial_Education_New_Food Preparation_Natural Gas_Double Rack Oven_E1 | F1 | Commercial | Education | New | Food Preparation | Natural Gas | Double Rack Oven | E1 | Participant - Cost of Equipment | 0.00088536 | 0.00088536 | 0.00088536 | 0.00088536 | 0.00088536 | 0.00088536 | 0.00088536 | 0.00088536 | 0.00088536 | 0.00088536 | 0.00088536 | 0.00088536 | 0.00088536 | 0.00088536 | 0.00088536 | 0.00088536 | 0.00088536 | 0.00088536 | 0.00088536 | 0.00088536 | 0.00088536 | 0.00088536 | 0 | 0 | 0 | 0 | 0 | 0 | 0 | 0
F1_Commercial_Education_New_Food Preparation_Natural Gas_Double Rack Oven_E2 | F1 | Commercial | Education | New | Food Preparation | Natural Gas | Double Rack Oven | E2 | Participant - Cost of Equipment | 0.0011774 | 0.0011774 | 0.0011774 | 0.0011774 | 0.0011774 | 0.0011774 | 0.0011774 | 0.0011774 | 0.0011774 | 0.0011774 | 0.0011774 | 0.0011774 | 0.0011774 | 0.0011774 | 0.0011774 | 0.0011774 | 0.0011774 | 0.0011774 | 0.0011774 | 0.0011774 | 0.0011774 | 0.0011774 | 0 | 0 | 0 | 0 | 0 | 0 | 0 | 0
F1_Commercial_Education_New_Food Preparation_Natural Gas_Double Rack Oven_E3 | F1 | Commercial | Education | New | Food Preparation | Natural Gas | Double Rack Oven | E3 | Participant - Cost of Equipment | 0 | 0 | 0 | 0 | 0 | 0 | 0 | 0 | 0 | 0 | 0 | 0 | 0 | 0 | 0 | 0 | 0 | 0 | 0 | 0 | 0 | 0 | 0 | 0 | 0 | 0 | 0 | 0 | 0 | 0
F1_Commercial_Education_New_Food Preparation_Natural Gas_Double Rack Oven_E4 | F1 | Commercial | Education | New | Food Preparation | Natural Gas | Double Rack Oven | E4 | Participant - Cost of Equipment | 0 | 0 | 0 | 0 | 0 | 0 | 0 | 0 | 0 | 0 | 0 | 0 | 0 | 0 | 0 | 0 | 0 | 0 | 0 | 0 | 0 | 0 | 0 | 0 | 0 | 0 | 0 | 0 | 0 | 0
F1_Commercial_Education_New_Food Preparation_Natural Gas_Double Rack Oven_E5 | F1 | Commercial | Education | New | Food Preparation | Natural Gas | Double Rack Oven | E5 | Participant - Cost of Equipment | 0 | 0 | 0 | 0 | 0 | 0 | 0 | 0 | 0 | 0 | 0 | 0 | 0 | 0 | 0 | 0 | 0 | 0 | 0 | 0 | 0 | 0 | 0 | 0 | 0 | 0 | 0 | 0 | 0 | 0
F1_Commercial_Education_New_Food Preparation_Natural Gas_Double Rack Oven_E6 | F1 | Commercial | Education | New | Food Preparation | Natural Gas | Double Rack Oven | E6 | Participant - Cost of Equipment | 0 | 0 | 0 | 0 | 0 | 0 | 0 | 0 | 0 | 0 | 0 | 0 | 0 | 0 | 0 | 0 | 0 | 0 | 0 | 0 | 0 | 0 | 0 | 0 | 0 | 0 | 0 | 0 | 0 | 0
F1_Commercial_Education_New_Food Preparation_Natural Gas_Double Rack Oven_E7 | F1 | Commercial | Education | New | Food Preparation | Natural Gas | Double Rack Oven | E7 | Participant - Cost of Equipment | 0 | 0 | 0 | 0 | 0 | 0 | 0 | 0 | 0 | 0 | 0 | 0 | 0 | 0 | 0 | 0 | 0 | 0 | 0 | 0 | 0 | 0 | 0 | 0 | 0 | 0 | 0 | 0 | 0 | 0
F1_Commercial_Education_New_Food Preparation_Natural Gas_Double Rack Oven_E8 | F1 | Commercial | Education | New | Food Preparation | Natural Gas | Double Rack Oven | E8 | Participant - Cost of Equipment | 0 | 0 | 0 | 0 | 0 | 0 | 0 | 0 | 0 | 0 | 0 | 0 | 0 | 0 | 0 | 0 | 0 | 0 | 0 | 0 | 0 | 0 | 0 | 0 | 0 | 0 | 0 | 0 | 0 | 0
F1_Commercial_Education_New_Food Preparation_Natural Gas_Double Rack Oven_E9 | F1 | Commercial | Education | New | Food Preparation | Natural Gas | Double Rack Oven | E9 | Participant - Cost of Equipment | 0 | 0 | 0 | 0 | 0 | 0 | 0 | 0 | 0 | 0 | 0 | 0 | 0 | 0 | 0 | 0 | 0 | 0 | 0 | 0 | 0 | 0 | 0 | 0 | 0 | 0 | 0 | 0 | 0 | 0
F1_Commercial_Education_New_Food Preparation_Natural Gas_Double Rack Oven_E10 | F1 | Commercial | Education | New | Food Preparation | Natural Gas | Double Rack Oven | E10 | Participant - Cost of Equipment | 0 | 0 | 0 | 0 | 0 | 0 | 0 | 0 | 0 | 0 | 0 | 0 | 0 | 0 | 0 | 0 | 0 | 0 | 0 | 0 | 0 | 0 | 0 | 0 | 0 | 0 | 0 | 0 | 0 | 0
F2_Commercial_Education_New_Food Preparation_Natural Gas_Double Rack Oven_E1 | F2 | Commercial | Education | New | Food Preparation | Natural Gas | Double Rack Oven | E1 | Participant - Cost of Operation | 0.0030028 | 0.0030285 | 0.0030592 | 0.0031101 | 0.003178 | 0.003258 | 0.0033315 | 0.003397 | 0.0034605 | 0.0035222 | 0.0035843 | 0.0036447 | 0.0037015 | 0.0037585 | 0.0038129 | 0.0038687 | 0.0039284 | 0.0039885 | 0.0040491 | 0.0041099 | 0.0041701 | 0.0042294 | 0 | 0 | 0 | 0 | 0 | 0 | 0 | 0
F2_Commercial_Education_New_Food Preparation_Natural Gas_Double Rack Oven_E2 | F2 | Commercial | Education | New | Food Preparation | Natural Gas | Double Rack Oven | E2 | Participant - Cost of Operation | 0.0016379 | 0.0016519 | 0.0016687 | 0.0016964 | 0.0017334 | 0.0017771 | 0.0018172 | 0.0018529 | 0.0018876 | 0.0019212 | 0.0019551 | 0.001988 | 0.002019 | 0.0020501 | 0.0020798 | 0.0021102 | 0.0021428 | 0.0021756 | 0.0022086 | 0.0022418 | 0.0022746 | 0.0023069 | 0 | 0 | 0 | 0 | 0 | 0 | 0 | 0
F2_Commercial_Education_New_Food Preparation_Natural Gas_Double Rack Oven_E3 | F2 | Commercial | Education | New | Food Preparation | Natural Gas | Double Rack Oven | E3 | Participant - Cost of Operation | 0 | 0 | 0 | 0 | 0 | 0 | 0 | 0 | 0 | 0 | 0 | 0 | 0 | 0 | 0 | 0 | 0 | 0 | 0 | 0 | 0 | 0 | 0 | 0 | 0 | 0 | 0 | 0 | 0 | 0
F2_Commercial_Education_New_Food Preparation_Natural Gas_Double Rack Oven_E4 | F2 | Commercial | Education | New | Food Preparation | Natural Gas | Double Rack Oven | E4 | Participant - Cost of Operation | 0 | 0 | 0 | 0 | 0 | 0 | 0 | 0 | 0 | 0 | 0 | 0 | 0 | 0 | 0 | 0 | 0 | 0 | 0 | 0 | 0 | 0 | 0 | 0 | 0 | 0 | 0 | 0 | 0 | 0
F2_Commercial_Education_New_Food Preparation_Natural Gas_Double Rack Oven_E5 | F2 | Commercial | Education | New | Food Preparation | Natural Gas | Double Rack Oven | E5 | Participant - Cost of Operation | 0 | 0 | 0 | 0 | 0 | 0 | 0 | 0 | 0 | 0 | 0 | 0 | 0 | 0 | 0 | 0 | 0 | 0 | 0 | 0 | 0 | 0 | 0 | 0 | 0 | 0 | 0 | 0 | 0 | 0
F2_Commercial_Education_New_Food Preparation_Natural Gas_Double Rack Oven_E6 | F2 | Commercial | Education | New | Food Preparation | Natural Gas | Double Rack Oven | E6 | Participant - Cost of Operation | 0 | 0 | 0 | 0 | 0 | 0 | 0 | 0 | 0 | 0 | 0 | 0 | 0 | 0 | 0 | 0 | 0 | 0 | 0 | 0 | 0 | 0 | 0 | 0 | 0 | 0 | 0 | 0 | 0 | 0
F2_Commercial_Education_New_Food Preparation_Natural Gas_Double Rack Oven_E7 | F2 | Commercial | Education | New | Food Preparation | Natural Gas | Double Rack Oven | E7 | Participant - Cost of Operation | 0 | 0 | 0 | 0 | 0 | 0 | 0 | 0 | 0 | 0 | 0 | 0 | 0 | 0 | 0 | 0 | 0 | 0 | 0 | 0 | 0 | 0 | 0 | 0 | 0 | 0 | 0 | 0 | 0 | 0
F2_Commercial_Education_New_Food Preparation_Natural Gas_Double Rack Oven_E8 | F2 | Commercial | Education | New | Food Preparation | Natural Gas | Double Rack Oven | E8 | Participant - Cost of Operation | 0 | 0 | 0 | 0 | 0 | 0 | 0 | 0 | 0 | 0 | 0 | 0 | 0 | 0 | 0 | 0 | 0 | 0 | 0 | 0 | 0 | 0 | 0 | 0 | 0 | 0 | 0 | 0 | 0 | 0
F2_Commercial_Education_New_Food Preparation_Natural Gas_Double Rack Oven_E9 | F2 | Commercial | Education | New | Food Preparation | Natural Gas | Double Rack Oven | E9 | Participant - Cost of Operation | 0 | 0 | 0 | 0 | 0 | 0 | 0 | 0 | 0 | 0 | 0 | 0 | 0 | 0 | 0 | 0 | 0 | 0 | 0 | 0 | 0 | 0 | 0 | 0 | 0 | 0 | 0 | 0 | 0 | 0
F2_Commercial_Education_New_Food Preparation_Natural Gas_Double Rack Oven_E10 | F2 | Commercial | Education | New | Food Preparation | Natural Gas | Double Rack Oven | E10 | Participant - Cost of Operation | 0 | 0 | 0 | 0 | 0 | 0 | 0 | 0 | 0 | 0 | 0 | 0 | 0 | 0 | 0 | 0 | 0 | 0 | 0 | 0 | 0 | 0 | 0 | 0 | 0 | 0 | 0 | 0 | 0 | 0
F3_Commercial_Education_New_Food Preparation_Natural Gas_Double Rack Oven_E1 | F3 | Commercial | Education | New | Food Preparation | Natural Gas | Double Rack Oven | E1 | System - kBTUs of Conusmption | 0.28162 | 0.28246 | 0.28339 | 0.28554 | 0.28743 | 0.28903 | 0.29024 | 0.29145 | 0.29257 | 0.29329 | 0.29353 | 0.29348 | 0.29304 | 0.29221 | 0.29118 | 0.29018 | 0.28911 | 0.28796 | 0.28665 | 0.28539 | 0.28408 | 0.28273 | 0 | 0 | 0 | 0 | 0 | 0 | 0 | 0
F3_Commercial_Education_New_Food Preparation_Natural Gas_Double Rack Oven_E2 | F3 | Commercial | Education | New | Food Preparation | Natural Gas | Double Rack Oven | E2 | System - kBTUs of Conusmption | 0.15361 | 0.15407 | 0.15458 | 0.15575 | 0.15678 | 0.15765 | 0.15832 | 0.15897 | 0.15958 | 0.15997 | 0.16011 | 0.16008 | 0.15984 | 0.15939 | 0.15883 | 0.15828 | 0.1577 | 0.15707 | 0.15635 | 0.15567 | 0.15495 | 0.15421 | 0 | 0 | 0 | 0 | 0 | 0 | 0 | 0
F3_Commercial_Education_New_Food Preparation_Natural Gas_Double Rack Oven_E3 | F3 | Commercial | Education | New | Food Preparation | Natural Gas | Double Rack Oven | E3 | System - kBTUs of Conusmption | 0 | 0 | 0 | 0 | 0 | 0 | 0 | 0 | 0 | 0 | 0 | 0 | 0 | 0 | 0 | 0 | 0 | 0 | 0 | 0 | 0 | 0 | 0 | 0 | 0 | 0 | 0 | 0 | 0 | 0
F3_Commercial_Education_New_Food Preparation_Natural Gas_Double Rack Oven_E4 | F3 | Commercial | Education | New | Food Preparation | Natural Gas | Double Rack Oven | E4 | System - kBTUs of Conusmption | 0 | 0 | 0 | 0 | 0 | 0 | 0 | 0 | 0 | 0 | 0 | 0 | 0 | 0 | 0 | 0 | 0 | 0 | 0 | 0 | 0 | 0 | 0 | 0 | 0 | 0 | 0 | 0 | 0 | 0
F3_Commercial_Education_New_Food Preparation_Natural Gas_Double Rack Oven_E5 | F3 | Commercial | Education | New | Food Preparation | Natural Gas | Double Rack Oven | E5 | System - kBTUs of Conusmption | 0 | 0 | 0 | 0 | 0 | 0 | 0 | 0 | 0 | 0 | 0 | 0 | 0 | 0 | 0 | 0 | 0 | 0 | 0 | 0 | 0 | 0 | 0 | 0 | 0 | 0 | 0 | 0 | 0 | 0
F3_Commercial_Education_New_Food Preparation_Natural Gas_Double Rack Oven_E6 | F3 | Commercial | Education | New | Food Preparation | Natural Gas | Double Rack Oven | E6 | System - kBTUs of Conusmption | 0 | 0 | 0 | 0 | 0 | 0 | 0 | 0 | 0 | 0 | 0 | 0 | 0 | 0 | 0 | 0 | 0 | 0 | 0 | 0 | 0 | 0 | 0 | 0 | 0 | 0 | 0 | 0 | 0 | 0
F3_Commercial_Education_New_Food Preparation_Natural Gas_Double Rack Oven_E7 | F3 | Commercial | Education | New | Food Preparation | Natural Gas | Double Rack Oven | E7 | System - kBTUs of Conusmption | 0 | 0 | 0 | 0 | 0 | 0 | 0 | 0 | 0 | 0 | 0 | 0 | 0 | 0 | 0 | 0 | 0 | 0 | 0 | 0 | 0 | 0 | 0 | 0 | 0 | 0 | 0 | 0 | 0 | 0
F3_Commercial_Education_New_Food Preparation_Natural Gas_Double Rack Oven_E8 | F3 | Commercial | Education | New | Food Preparation | Natural Gas | Double Rack Oven | E8 | System - kBTUs of Conusmption | 0 | 0 | 0 | 0 | 0 | 0 | 0 | 0 | 0 | 0 | 0 | 0 | 0 | 0 | 0 | 0 | 0 | 0 | 0 | 0 | 0 | 0 | 0 | 0 | 0 | 0 | 0 | 0 | 0 | 0
F3_Commercial_Education_New_Food Preparation_Natural Gas_Double Rack Oven_E9 | F3 | Commercial | Education | New | Food Preparation | Natural Gas | Double Rack Oven | E9 | System - kBTUs of Conusmption | 0 | 0 | 0 | 0 | 0 | 0 | 0 | 0 | 0 | 0 | 0 | 0 | 0 | 0 | 0 | 0 | 0 | 0 | 0 | 0 | 0 | 0 | 0 | 0 | 0 | 0 | 0 | 0 | 0 | 0
F3_Commercial_Education_New_Food Preparation_Natural Gas_Double Rack Oven_E10 | F3 | Commercial | Education | New | Food Preparation | Natural Gas | Double Rack Oven | E10 | System - kBTUs of Conusmption | 0 | 0 | 0 | 0 | 0 | 0 | 0 | 0 | 0 | 0 | 0 | 0 | 0 | 0 | 0 | 0 | 0 | 0 | 0 | 0 | 0 | 0 | 0 | 0 | 0 | 0 | 0 | 0 | 0 | 0
F4_Commercial_Education_New_Food Preparation_Natural Gas_Double Rack Oven_E1 | F4 | Commercial | Education | New | Food Preparation | Natural Gas | Double Rack Oven | E1 | Utility - Cost of Equipment | 0.00088536 | 0.00088536 | 0.00088536 | 0.00088536 | 0.00088536 | 0.00088536 | 0.00088536 | 0.00088536 | 0.00088536 | 0.00088536 | 0.00088536 | 0.00088536 | 0.00088536 | 0.00088536 | 0.00088536 | 0.00088536 | 0.00088536 | 0.00088536 | 0.00088536 | 0.00088536 | 0.00088536 | 0.00088536 | 0 | 0 | 0 | 0 | 0 | 0 | 0 | 0
F4_Commercial_Education_New_Food Preparation_Natural Gas_Double Rack Oven_E2 | F4 | Commercial | Education | New | Food Preparation | Natural Gas | Double Rack Oven | E2 | Utility - Cost of Equipment | 0.0011774 | 0.0011774 | 0.0011774 | 0.0011774 | 0.0011774 | 0.0011774 | 0.0011774 | 0.0011774 | 0.0011774 | 0.0011774 | 0.0011774 | 0.0011774 | 0.0011774 | 0.0011774 | 0.0011774 | 0.0011774 | 0.0011774 | 0.0011774 | 0.0011774 | 0.0011774 | 0.0011774 | 0.0011774 | 0 | 0 | 0 | 0 | 0 | 0 | 0 | 0
F4_Commercial_Education_New_Food Preparation_Natural Gas_Double Rack Oven_E3 | F4 | Commercial | Education | New | Food Preparation | Natural Gas | Double Rack Oven | E3 | Utility - Cost of Equipment | 0 | 0 | 0 | 0 | 0 | 0 | 0 | 0 | 0 | 0 | 0 | 0 | 0 | 0 | 0 | 0 | 0 | 0 | 0 | 0 | 0 | 0 | 0 | 0 | 0 | 0 | 0 | 0 | 0 | 0
F4_Commercial_Education_New_Food Preparation_Natural Gas_Double Rack Oven_E4 | F4 | Commercial | Education | New | Food Preparation | Natural Gas | Double Rack Oven | E4 | Utility - Cost of Equipment | 0 | 0 | 0 | 0 | 0 | 0 | 0 | 0 | 0 | 0 | 0 | 0 | 0 | 0 | 0 | 0 | 0 | 0 | 0 | 0 | 0 | 0 | 0 | 0 | 0 | 0 | 0 | 0 | 0 | 0
F4_Commercial_Education_New_Food Preparation_Natural Gas_Double Rack Oven_E5 | F4 | Commercial | Education | New | Food Preparation | Natural Gas | Double Rack Oven | E5 | Utility - Cost of Equipment | 0 | 0 | 0 | 0 | 0 | 0 | 0 | 0 | 0 | 0 | 0 | 0 | 0 | 0 | 0 | 0 | 0 | 0 | 0 | 0 | 0 | 0 | 0 | 0 | 0 | 0 | 0 | 0 | 0 | 0
F4_Commercial_Education_New_Food Preparation_Natural Gas_Double Rack Oven_E6 | F4 | Commercial | Education | New | Food Preparation | Natural Gas | Double Rack Oven | E6 | Utility - Cost of Equipment | 0 | 0 | 0 | 0 | 0 | 0 | 0 | 0 | 0 | 0 | 0 | 0 | 0 | 0 | 0 | 0 | 0 | 0 | 0 | 0 | 0 | 0 | 0 | 0 | 0 | 0 | 0 | 0 | 0 | 0
F4_Commercial_Education_New_Food Preparation_Natural Gas_Double Rack Oven_E7 | F4 | Commercial | Education | New | Food Preparation | Natural Gas | Double Rack Oven | E7 | Utility - Cost of Equipment | 0 | 0 | 0 | 0 | 0 | 0 | 0 | 0 | 0 | 0 | 0 | 0 | 0 | 0 | 0 | 0 | 0 | 0 | 0 | 0 | 0 | 0 | 0 | 0 | 0 | 0 | 0 | 0 | 0 | 0
F4_Commercial_Education_New_Food Preparation_Natural Gas_Double Rack Oven_E8 | F4 | Commercial | Education | New | Food Preparation | Natural Gas | Double Rack Oven | E8 | Utility - Cost of Equipment | 0 | 0 | 0 | 0 | 0 | 0 | 0 | 0 | 0 | 0 | 0 | 0 | 0 | 0 | 0 | 0 | 0 | 0 | 0 | 0 | 0 | 0 | 0 | 0 | 0 | 0 | 0 | 0 | 0 | 0
F4_Commercial_Education_New_Food Preparation_Natural Gas_Double Rack Oven_E9 | F4 | Commercial | Education | New | Food Preparation | Natural Gas | Double Rack Oven | E9 | Utility - Cost of Equipment | 0 | 0 | 0 | 0 | 0 | 0 | 0 | 0 | 0 | 0 | 0 | 0 | 0 | 0 | 0 | 0 | 0 | 0 | 0 | 0 | 0 | 0 | 0 | 0 | 0 | 0 | 0 | 0 | 0 | 0
F4_Commercial_Education_New_Food Preparation_Natural Gas_Double Rack Oven_E10 | F4 | Commercial | Education | New | Food Preparation | Natural Gas | Double Rack Oven | E10 | Utility - Cost of Equipment | 0 | 0 | 0 | 0 | 0 | 0 | 0 | 0 | 0 | 0 | 0 | 0 | 0 | 0 | 0 | 0 | 0 | 0 | 0 | 0 | 0 | 0 | 0 | 0 | 0 | 0 | 0 | 0 | 0 | 0
F5_Commercial_Education_New_Food Preparation_Natural Gas_Double Rack Oven_E1 | F5 | Commercial | Education | New | Food Preparation | Natural Gas | Double Rack Oven | E1 | Utility - Cost of Operation | 0.0025064 | 0.0025278 | 0.0025535 | 0.002596 | 0.0026526 | 0.0027194 | 0.0027808 | 0.0028354 | 0.0028884 | 0.0029399 | 0.0029917 | 0.0030421 | 0.0030896 | 0.0031371 | 0.0031826 | 0.0032291 | 0.003279 | 0.0033291 | 0.0033797 | 0.0034305 | 0.0034807 | 0.0035302 | 0 | 0 | 0 | 0 | 0 | 0 | 0 | 0
F5_Commercial_Education_New_Food Preparation_Natural Gas_Double Rack Oven_E2 | F5 | Commercial | Education | New | Food Preparation | Natural Gas | Double Rack Oven | E2 | Utility - Cost of Operation | 0.0013671 | 0.0013788 | 0.0013928 | 0.001416 | 0.0014469 | 0.0014833 | 0.0015168 | 0.0015466 | 0.0015755 | 0.0016036 | 0.0016319 | 0.0016593 | 0.0016852 | 0.0017112 | 0.0017359 | 0.0017614 | 0.0017885 | 0.0018159 | 0.0018435 | 0.0018712 | 0.0018986 | 0.0019256 | 0 | 0 | 0 | 0 | 0 | 0 | 0 | 0
F5_Commercial_Education_New_Food Preparation_Natural Gas_Double Rack Oven_E3 | F5 | Commercial | Education | New | Food Preparation | Natural Gas | Double Rack Oven | E3 | Utility - Cost of Operation | 0 | 0 | 0 | 0 | 0 | 0 | 0 | 0 | 0 | 0 | 0 | 0 | 0 | 0 | 0 | 0 | 0 | 0 | 0 | 0 | 0 | 0 | 0 | 0 | 0 | 0 | 0 | 0 | 0 | 0
F5_Commercial_Education_New_Food Preparation_Natural Gas_Double Rack Oven_E4 | F5 | Commercial | Education | New | Food Preparation | Natural Gas | Double Rack Oven | E4 | Utility - Cost of Operation | 0 | 0 | 0 | 0 | 0 | 0 | 0 | 0 | 0 | 0 | 0 | 0 | 0 | 0 | 0 | 0 | 0 | 0 | 0 | 0 | 0 | 0 | 0 | 0 | 0 | 0 | 0 | 0 | 0 | 0
F5_Commercial_Education_New_Food Preparation_Natural Gas_Double Rack Oven_E5 | F5 | Commercial | Education | New | Food Preparation | Natural Gas | Double Rack Oven | E5 | Utility - Cost of Operation | 0 | 0 | 0 | 0 | 0 | 0 | 0 | 0 | 0 | 0 | 0 | 0 | 0 | 0 | 0 | 0 | 0 | 0 | 0 | 0 | 0 | 0 | 0 | 0 | 0 | 0 | 0 | 0 | 0 | 0
F5_Commercial_Education_New_Food Preparation_Natural Gas_Double Rack Oven_E6 | F5 | Commercial | Education | New | Food Preparation | Natural Gas | Double Rack Oven | E6 | Utility - Cost of Operation | 0 | 0 | 0 | 0 | 0 | 0 | 0 | 0 | 0 | 0 | 0 | 0 | 0 | 0 | 0 | 0 | 0 | 0 | 0 | 0 | 0 | 0 | 0 | 0 | 0 | 0 | 0 | 0 | 0 | 0
F5_Commercial_Education_New_Food Preparation_Natural Gas_Double Rack Oven_E7 | F5 | Commercial | Education | New | Food Preparation | Natural Gas | Double Rack Oven | E7 | Utility - Cost of Operation | 0 | 0 | 0 | 0 | 0 | 0 | 0 | 0 | 0 | 0 | 0 | 0 | 0 | 0 | 0 | 0 | 0 | 0 | 0 | 0 | 0 | 0 | 0 | 0 | 0 | 0 | 0 | 0 | 0 | 0
F5_Commercial_Education_New_Food Preparation_Natural Gas_Double Rack Oven_E8 | F5 | Commercial | Education | New | Food Preparation | Natural Gas | Double Rack Oven | E8 | Utility - Cost of Operation | 0 | 0 | 0 | 0 | 0 | 0 | 0 | 0 | 0 | 0 | 0 | 0 | 0 | 0 | 0 | 0 | 0 | 0 | 0 | 0 | 0 | 0 | 0 | 0 | 0 | 0 | 0 | 0 | 0 | 0
F5_Commercial_Education_New_Food Preparation_Natural Gas_Double Rack Oven_E9 | F5 | Commercial | Education | New | Food Preparation | Natural Gas | Double Rack Oven | E9 | Utility - Cost of Operation | 0 | 0 | 0 | 0 | 0 | 0 | 0 | 0 | 0 | 0 | 0 | 0 | 0 | 0 | 0 | 0 | 0 | 0 | 0 | 0 | 0 | 0 | 0 | 0 | 0 | 0 | 0 | 0 | 0 | 0
F5_Commercial_Education_New_Food Preparation_Natural Gas_Double Rack Oven_E10 | F5 | Commercial | Education | New | Food Preparation | Natural Gas | Double Rack Oven | E10 | Utility - Cost of Operation | 0 | 0 | 0 | 0 | 0 | 0 | 0 | 0 | 0 | 0 | 0 | 0 | 0 | 0 | 0 | 0 | 0 | 0 | 0 | 0 | 0 | 0 | 0 | 0 | 0 | 0 | 0 | 0 | 0 | 0
F6_Commercial_Education_New_Food Preparation_Natural Gas_Double Rack Oven_E1 | F6 | Commercial | Education | New | Food Preparation | Natural Gas | Double Rack Oven | E1 | Utility - Value of Sales | 0.0030028 | 0.0030285 | 0.0030592 | 0.0031101 | 0.003178 | 0.003258 | 0.0033315 | 0.003397 | 0.0034605 | 0.0035222 | 0.0035843 | 0.0036447 | 0.0037015 | 0.0037585 | 0.0038129 | 0.0038687 | 0.0039284 | 0.0039885 | 0.0040491 | 0.0041099 | 0.0041701 | 0.0042294 | 0 | 0 | 0 | 0 | 0 | 0 | 0 | 0
F6_Commercial_Education_New_Food Preparation_Natural Gas_Double Rack Oven_E2 | F6 | Commercial | Education | New | Food Preparation | Natural Gas | Double Rack Oven | E2 | Utility - Value of Sales | 0.0016379 | 0.0016519 | 0.0016687 | 0.0016964 | 0.0017334 | 0.0017771 | 0.0018172 | 0.0018529 | 0.0018876 | 0.0019212 | 0.0019551 | 0.001988 | 0.002019 | 0.0020501 | 0.0020798 | 0.0021102 | 0.0021428 | 0.0021756 | 0.0022086 | 0.0022418 | 0.0022746 | 0.0023069 | 0 | 0 | 0 | 0 | 0 | 0 | 0 | 0
F6_Commercial_Education_New_Food Preparation_Natural Gas_Double Rack Oven_E3 | F6 | Commercial | Education | New | Food Preparation | Natural Gas | Double Rack Oven | E3 | Utility - Value of Sales | 0 | 0 | 0 | 0 | 0 | 0 | 0 | 0 | 0 | 0 | 0 | 0 | 0 | 0 | 0 | 0 | 0 | 0 | 0 | 0 | 0 | 0 | 0 | 0 | 0 | 0 | 0 | 0 | 0 | 0
F6_Commercial_Education_New_Food Preparation_Natural Gas_Double Rack Oven_E4 | F6 | Commercial | Education | New | Food Preparation | Natural Gas | Double Rack Oven | E4 | Utility - Value of Sales | 0 | 0 | 0 | 0 | 0 | 0 | 0 | 0 | 0 | 0 | 0 | 0 | 0 | 0 | 0 | 0 | 0 | 0 | 0 | 0 | 0 | 0 | 0 | 0 | 0 | 0 | 0 | 0 | 0 | 0
F6_Commercial_Education_New_Food Preparation_Natural Gas_Double Rack Oven_E5 | F6 | Commercial | Education | New | Food Preparation | Natural Gas | Double Rack Oven | E5 | Utility - Value of Sales | 0 | 0 | 0 | 0 | 0 | 0 | 0 | 0 | 0 | 0 | 0 | 0 | 0 | 0 | 0 | 0 | 0 | 0 | 0 | 0 | 0 | 0 | 0 | 0 | 0 | 0 | 0 | 0 | 0 | 0
F6_Commercial_Education_New_Food Preparation_Natural Gas_Double Rack Oven_E6 | F6 | Commercial | Education | New | Food Preparation | Natural Gas | Double Rack Oven | E6 | Utility - Value of Sales | 0 | 0 | 0 | 0 | 0 | 0 | 0 | 0 | 0 | 0 | 0 | 0 | 0 | 0 | 0 | 0 | 0 | 0 | 0 | 0 | 0 | 0 | 0 | 0 | 0 | 0 | 0 | 0 | 0 | 0
F6_Commercial_Education_New_Food Preparation_Natural Gas_Double Rack Oven_E7 | F6 | Commercial | Education | New | Food Preparation | Natural Gas | Double Rack Oven | E7 | Utility - Value of Sales | 0 | 0 | 0 | 0 | 0 | 0 | 0 | 0 | 0 | 0 | 0 | 0 | 0 | 0 | 0 | 0 | 0 | 0 | 0 | 0 | 0 | 0 | 0 | 0 | 0 | 0 | 0 | 0 | 0 | 0
F6_Commercial_Education_New_Food Preparation_Natural Gas_Double Rack Oven_E8 | F6 | Commercial | Education | New | Food Preparation | Natural Gas | Double Rack Oven | E8 | Utility - Value of Sales | 0 | 0 | 0 | 0 | 0 | 0 | 0 | 0 | 0 | 0 | 0 | 0 | 0 | 0 | 0 | 0 | 0 | 0 | 0 | 0 | 0 | 0 | 0 | 0 | 0 | 0 | 0 | 0 | 0 | 0
F6_Commercial_Education_New_Food Preparation_Natural Gas_Double Rack Oven_E9 | F6 | Commercial | Education | New | Food Preparation | Natural Gas | Double Rack Oven | E9 | Utility - Value of Sales | 0 | 0 | 0 | 0 | 0 | 0 | 0 | 0 | 0 | 0 | 0 | 0 | 0 | 0 | 0 | 0 | 0 | 0 | 0 | 0 | 0 | 0 | 0 | 0 | 0 | 0 | 0 | 0 | 0 | 0
F6_Commercial_Education_New_Food Preparation_Natural Gas_Double Rack Oven_E10 | F6 | Commercial | Education | New | Food Preparation | Natural Gas | Double Rack Oven | E10 | Utility - Value of Sales | 0 | 0 | 0 | 0 | 0 | 0 | 0 | 0 | 0 | 0 | 0 | 0 | 0 | 0 | 0 | 0 | 0 | 0 | 0 | 0 | 0 | 0 | 0 | 0 | 0 | 0 | 0 | 0 | 0 | 0
F1_Commercial_Education_New_Food Preparation_Natural Gas_Fryer_E1 | F1 | Commercial | Education | New | Food Preparation | Natural Gas | Fryer | E1 | Participant - Cost of Equipment | 0.00089365 | 0.00089365 | 0.00089365 | 0.00089365 | 0.00089365 | 0.00089365 | 0.00089365 | 0.00089365 | 0.00089365 | 0.00089365 | 0.00089365 | 0.00089365 | 0.00089365 | 0.00089365 | 0.00089365 | 0.00089365 | 0.00089365 | 0.00089365 | 0.00089365 | 0.00089365 | 0.00089365 | 0.00089365 | 0 | 0 | 0 | 0 | 0 | 0 | 0 | 0
F1_Commercial_Education_New_Food Preparation_Natural Gas_Fryer_E2 | F1 | Commercial | Education | New | Food Preparation | Natural Gas | Fryer | E2 | Participant - Cost of Equipment | 0.0011233 | 0.0011233 | 0.0011233 | 0.0011233 | 0.0011233 | 0.0011233 | 0.0011233 | 0.0011233 | 0.0011233 | 0.0011233 | 0.0011233 | 0.0011233 | 0.0011233 | 0.0011233 | 0.0011233 | 0.0011233 | 0.0011233 | 0.0011233 | 0.0011233 | 0.0011233 | 0.0011233 | 0.0011233 | 0 | 0 | 0 | 0 | 0 | 0 | 0 | 0
F1_Commercial_Education_New_Food Preparation_Natural Gas_Fryer_E3 | F1 | Commercial | Education | New | Food Preparation | Natural Gas | Fryer | E3 | Participant - Cost of Equipment | 0 | 0 | 0 | 0 | 0 | 0 | 0 | 0 | 0 | 0 | 0 | 0 | 0 | 0 | 0 | 0 | 0 | 0 | 0 | 0 | 0 | 0 | 0 | 0 | 0 | 0 | 0 | 0 | 0 | 0
F1_Commercial_Education_New_Food Preparation_Natural Gas_Fryer_E4 | F1 | Commercial | Education | New | Food Preparation | Natural Gas | Fryer | E4 | Participant - Cost of Equipment | 0 | 0 | 0 | 0 | 0 | 0 | 0 | 0 | 0 | 0 | 0 | 0 | 0 | 0 | 0 | 0 | 0 | 0 | 0 | 0 | 0 | 0 | 0 | 0 | 0 | 0 | 0 | 0 | 0 | 0
F1_Commercial_Education_New_Food Preparation_Natural Gas_Fryer_E5 | F1 | Commercial | Education | New | Food Preparation | Natural Gas | Fryer | E5 | Participant - Cost of Equipment | 0 | 0 | 0 | 0 | 0 | 0 | 0 | 0 | 0 | 0 | 0 | 0 | 0 | 0 | 0 | 0 | 0 | 0 | 0 | 0 | 0 | 0 | 0 | 0 | 0 | 0 | 0 | 0 | 0 | 0
F1_Commercial_Education_New_Food Preparation_Natural Gas_Fryer_E6 | F1 | Commercial | Education | New | Food Preparation | Natural Gas | Fryer | E6 | Participant - Cost of Equipment | 0 | 0 | 0 | 0 | 0 | 0 | 0 | 0 | 0 | 0 | 0 | 0 | 0 | 0 | 0 | 0 | 0 | 0 | 0 | 0 | 0 | 0 | 0 | 0 | 0 | 0 | 0 | 0 | 0 | 0
F1_Commercial_Education_New_Food Preparation_Natural Gas_Fryer_E7 | F1 | Commercial | Education | New | Food Preparation | Natural Gas | Fryer | E7 | Participant - Cost of Equipment | 0 | 0 | 0 | 0 | 0 | 0 | 0 | 0 | 0 | 0 | 0 | 0 | 0 | 0 | 0 | 0 | 0 | 0 | 0 | 0 | 0 | 0 | 0 | 0 | 0 | 0 | 0 | 0 | 0 | 0
F1_Commercial_Education_New_Food Preparation_Natural Gas_Fryer_E8 | F1 | Commercial | Education | New | Food Preparation | Natural Gas | Fryer | E8 | Participant - Cost of Equipment | 0 | 0 | 0 | 0 | 0 | 0 | 0 | 0 | 0 | 0 | 0 | 0 | 0 | 0 | 0 | 0 | 0 | 0 | 0 | 0 | 0 | 0 | 0 | 0 | 0 | 0 | 0 | 0 | 0 | 0
F1_Commercial_Education_New_Food Preparation_Natural Gas_Fryer_E9 | F1 | Commercial | Education | New | Food Preparation | Natural Gas | Fryer | E9 | Participant - Cost of Equipment | 0 | 0 | 0 | 0 | 0 | 0 | 0 | 0 | 0 | 0 | 0 | 0 | 0 | 0 | 0 | 0 | 0 | 0 | 0 | 0 | 0 | 0 | 0 | 0 | 0 | 0 | 0 | 0 | 0 | 0
F1_Commercial_Education_New_Food Preparation_Natural Gas_Fryer_E10 | F1 | Commercial | Education | New | Food Preparation | Natural Gas | Fryer | E10 | Participant - Cost of Equipment | 0 | 0 | 0 | 0 | 0 | 0 | 0 | 0 | 0 | 0 | 0 | 0 | 0 | 0 | 0 | 0 | 0 | 0 | 0 | 0 | 0 | 0 | 0 | 0 | 0 | 0 | 0 | 0 | 0 | 0
F2_Commercial_Education_New_Food Preparation_Natural Gas_Fryer_E1 | F2 | Commercial | Education | New | Food Preparation | Natural Gas | Fryer | E1 | Participant - Cost of Operation | 0.0014574 | 0.0014465 | 0.001445 | 0.0014659 | 0.0015036 | 0.0015529 | 0.0015945 | 0.001627 | 0.0016567 | 0.0016857 | 0.0017175 | 0.0017495 | 0.0017806 | 0.0018157 | 0.001849 | 0.0018844 | 0.0019194 | 0.0019497 | 0.001975 | 0.0019944 | 0.0020123 | 0.0020286 | 0 | 0 | 0 | 0 | 0 | 0 | 0 | 0
F2_Commercial_Education_New_Food Preparation_Natural Gas_Fryer_E2 | F2 | Commercial | Education | New | Food Preparation | Natural Gas | Fryer | E2 | Participant - Cost of Operation | 0.00089322 | 0.00088656 | 0.00088562 | 0.00089846 | 0.00092153 | 0.00095179 | 0.00097725 | 0.00099721 | 0.0010154 | 0.0010332 | 0.0010526 | 0.0010723 | 0.0010914 | 0.0011129 | 0.0011333 | 0.001155 | 0.0011764 | 0.001195 | 0.0012105 | 0.0012224 | 0.0012334 | 0.0012433 | 0 | 0 | 0 | 0 | 0 | 0 | 0 | 0
F2_Commercial_Education_New_Food Preparation_Natural Gas_Fryer_E3 | F2 | Commercial | Education | New | Food Preparation | Natural Gas | Fryer | E3 | Participant - Cost of Operation | 0 | 0 | 0 | 0 | 0 | 0 | 0 | 0 | 0 | 0 | 0 | 0 | 0 | 0 | 0 | 0 | 0 | 0 | 0 | 0 | 0 | 0 | 0 | 0 | 0 | 0 | 0 | 0 | 0 | 0
F2_Commercial_Education_New_Food Preparation_Natural Gas_Fryer_E4 | F2 | Commercial | Education | New | Food Preparation | Natural Gas | Fryer | E4 | Participant - Cost of Operation | 0 | 0 | 0 | 0 | 0 | 0 | 0 | 0 | 0 | 0 | 0 | 0 | 0 | 0 | 0 | 0 | 0 | 0 | 0 | 0 | 0 | 0 | 0 | 0 | 0 | 0 | 0 | 0 | 0 | 0
F2_Commercial_Education_New_Food Preparation_Natural Gas_Fryer_E5 | F2 | Commercial | Education | New | Food Preparation | Natural Gas | Fryer | E5 | Participant - Cost of Operation | 0 | 0 | 0 | 0 | 0 | 0 | 0 | 0 | 0 | 0 | 0 | 0 | 0 | 0 | 0 | 0 | 0 | 0 | 0 | 0 | 0 | 0 | 0 | 0 | 0 | 0 | 0 | 0 | 0 | 0
F2_Commercial_Education_New_Food Preparation_Natural Gas_Fryer_E6 | F2 | Commercial | Education | New | Food Preparation | Natural Gas | Fryer | E6 | Participant - Cost of Operation | 0 | 0 | 0 | 0 | 0 | 0 | 0 | 0 | 0 | 0 | 0 | 0 | 0 | 0 | 0 | 0 | 0 | 0 | 0 | 0 | 0 | 0 | 0 | 0 | 0 | 0 | 0 | 0 | 0 | 0
F2_Commercial_Education_New_Food Preparation_Natural Gas_Fryer_E7 | F2 | Commercial | Education | New | Food Preparation | Natural Gas | Fryer | E7 | Participant - Cost of Operation | 0 | 0 | 0 | 0 | 0 | 0 | 0 | 0 | 0 | 0 | 0 | 0 | 0 | 0 | 0 | 0 | 0 | 0 | 0 | 0 | 0 | 0 | 0 | 0 | 0 | 0 | 0 | 0 | 0 | 0
F2_Commercial_Education_New_Food Preparation_Natural Gas_Fryer_E8 | F2 | Commercial | Education | New | Food Preparation | Natural Gas | Fryer | E8 | Participant - Cost of Operation | 0 | 0 | 0 | 0 | 0 | 0 | 0 | 0 | 0 | 0 | 0 | 0 | 0 | 0 | 0 | 0 | 0 | 0 | 0 | 0 | 0 | 0 | 0 | 0 | 0 | 0 | 0 | 0 | 0 | 0
F2_Commercial_Education_New_Food Preparation_Natural Gas_Fryer_E9 | F2 | Commercial | Education | New | Food Preparation | Natural Gas | Fryer | E9 | Participant - Cost of Operation | 0 | 0 | 0 | 0 | 0 | 0 | 0 | 0 | 0 | 0 | 0 | 0 | 0 | 0 | 0 | 0 | 0 | 0 | 0 | 0 | 0 | 0 | 0 | 0 | 0 | 0 | 0 | 0 | 0 | 0
F2_Commercial_Education_New_Food Preparation_Natural Gas_Fryer_E10 | F2 | Commercial | Education | New | Food Preparation | Natural Gas | Fryer | E10 | Participant - Cost of Operation | 0 | 0 | 0 | 0 | 0 | 0 | 0 | 0 | 0 | 0 | 0 | 0 | 0 | 0 | 0 | 0 | 0 | 0 | 0 | 0 | 0 | 0 | 0 | 0 | 0 | 0 | 0 | 0 | 0 | 0
F3_Commercial_Education_New_Food Preparation_Natural Gas_Fryer_E1 | F3 | Commercial | Education | New | Food Preparation | Natural Gas | Fryer | E1 | System - kBTUs of Conusmption | 0.13996 | 0.13992 | 0.1401 | 0.1417 | 0.14306 | 0.14418 | 0.14494 | 0.14574 | 0.14649 | 0.14717 | 0.14769 | 0.14826 | 0.14878 | 0.14925 | 0.14956 | 0.14995 | 0.14991 | 0.14943 | 0.14839 | 0.14699 | 0.14554 | 0.14405 | 0 | 0 | 0 | 0 | 0 | 0 | 0 | 0
F3_Commercial_Education_New_Food Preparation_Natural Gas_Fryer_E2 | F3 | Commercial | Education | New | Food Preparation | Natural Gas | Fryer | E2 | System - kBTUs of Conusmption | 0.08578 | 0.085757 | 0.08587 | 0.086846 | 0.087681 | 0.088368 | 0.088832 | 0.089327 | 0.089783 | 0.0902 | 0.090522 | 0.09087 | 0.091186 | 0.091475 | 0.091667 | 0.091907 | 0.091881 | 0.091583 | 0.090947 | 0.090091 | 0.089203 | 0.08829 | 0 | 0 | 0 | 0 | 0 | 0 | 0 | 0
F3_Commercial_Education_New_Food Preparation_Natural Gas_Fryer_E3 | F3 | Commercial | Education | New | Food Preparation | Natural Gas | Fryer | E3 | System - kBTUs of Conusmption | 0 | 0 | 0 | 0 | 0 | 0 | 0 | 0 | 0 | 0 | 0 | 0 | 0 | 0 | 0 | 0 | 0 | 0 | 0 | 0 | 0 | 0 | 0 | 0 | 0 | 0 | 0 | 0 | 0 | 0
F3_Commercial_Education_New_Food Preparation_Natural Gas_Fryer_E4 | F3 | Commercial | Education | New | Food Preparation | Natural Gas | Fryer | E4 | System - kBTUs of Conusmption | 0 | 0 | 0 | 0 | 0 | 0 | 0 | 0 | 0 | 0 | 0 | 0 | 0 | 0 | 0 | 0 | 0 | 0 | 0 | 0 | 0 | 0 | 0 | 0 | 0 | 0 | 0 | 0 | 0 | 0
F3_Commercial_Education_New_Food Preparation_Natural Gas_Fryer_E5 | F3 | Commercial | Education | New | Food Preparation | Natural Gas | Fryer | E5 | System - kBTUs of Conusmption | 0 | 0 | 0 | 0 | 0 | 0 | 0 | 0 | 0 | 0 | 0 | 0 | 0 | 0 | 0 | 0 | 0 | 0 | 0 | 0 | 0 | 0 | 0 | 0 | 0 | 0 | 0 | 0 | 0 | 0
F3_Commercial_Education_New_Food Preparation_Natural Gas_Fryer_E6 | F3 | Commercial | Education | New | Food Preparation | Natural Gas | Fryer | E6 | System - kBTUs of Conusmption | 0 | 0 | 0 | 0 | 0 | 0 | 0 | 0 | 0 | 0 | 0 | 0 | 0 | 0 | 0 | 0 | 0 | 0 | 0 | 0 | 0 | 0 | 0 | 0 | 0 | 0 | 0 | 0 | 0 | 0
F3_Commercial_Education_New_Food Preparation_Natural Gas_Fryer_E7 | F3 | Commercial | Education | New | Food Preparation | Natural Gas | Fryer | E7 | System - kBTUs of Conusmption | 0 | 0 | 0 | 0 | 0 | 0 | 0 | 0 | 0 | 0 | 0 | 0 | 0 | 0 | 0 | 0 | 0 | 0 | 0 | 0 | 0 | 0 | 0 | 0 | 0 | 0 | 0 | 0 | 0 | 0
F3_Commercial_Education_New_Food Preparation_Natural Gas_Fryer_E8 | F3 | Commercial | Education | New | Food Preparation | Natural Gas | Fryer | E8 | System - kBTUs of Conusmption | 0 | 0 | 0 | 0 | 0 | 0 | 0 | 0 | 0 | 0 | 0 | 0 | 0 | 0 | 0 | 0 | 0 | 0 | 0 | 0 | 0 | 0 | 0 | 0 | 0 | 0 | 0 | 0 | 0 | 0
F3_Commercial_Education_New_Food Preparation_Natural Gas_Fryer_E9 | F3 | Commercial | Education | New | Food Preparation | Natural Gas | Fryer | E9 | System - kBTUs of Conusmption | 0 | 0 | 0 | 0 | 0 | 0 | 0 | 0 | 0 | 0 | 0 | 0 | 0 | 0 | 0 | 0 | 0 | 0 | 0 | 0 | 0 | 0 | 0 | 0 | 0 | 0 | 0 | 0 | 0 | 0
F3_Commercial_Education_New_Food Preparation_Natural Gas_Fryer_E10 | F3 | Commercial | Education | New | Food Preparation | Natural Gas | Fryer | E10 | System - kBTUs of Conusmption | 0 | 0 | 0 | 0 | 0 | 0 | 0 | 0 | 0 | 0 | 0 | 0 | 0 | 0 | 0 | 0 | 0 | 0 | 0 | 0 | 0 | 0 | 0 | 0 | 0 | 0 | 0 | 0 | 0 | 0
F4_Commercial_Education_New_Food Preparation_Natural Gas_Fryer_E1 | F4 | Commercial | Education | New | Food Preparation | Natural Gas | Fryer | E1 | Utility - Cost of Equipment | 0.00089365 | 0.00089365 | 0.00089365 | 0.00089365 | 0.00089365 | 0.00089365 | 0.00089365 | 0.00089365 | 0.00089365 | 0.00089365 | 0.00089365 | 0.00089365 | 0.00089365 | 0.00089365 | 0.00089365 | 0.00089365 | 0.00089365 | 0.00089365 | 0.00089365 | 0.00089365 | 0.00089365 | 0.00089365 | 0 | 0 | 0 | 0 | 0 | 0 | 0 | 0
F4_Commercial_Education_New_Food Preparation_Natural Gas_Fryer_E2 | F4 | Commercial | Education | New | Food Preparation | Natural Gas | Fryer | E2 | Utility - Cost of Equipment | 0.0011233 | 0.0011233 | 0.0011233 | 0.0011233 | 0.0011233 | 0.0011233 | 0.0011233 | 0.0011233 | 0.0011233 | 0.0011233 | 0.0011233 | 0.0011233 | 0.0011233 | 0.0011233 | 0.0011233 | 0.0011233 | 0.0011233 | 0.0011233 | 0.0011233 | 0.0011233 | 0.0011233 | 0.0011233 | 0 | 0 | 0 | 0 | 0 | 0 | 0 | 0
F4_Commercial_Education_New_Food Preparation_Natural Gas_Fryer_E3 | F4 | Commercial | Education | New | Food Preparation | Natural Gas | Fryer | E3 | Utility - Cost of Equipment | 0 | 0 | 0 | 0 | 0 | 0 | 0 | 0 | 0 | 0 | 0 | 0 | 0 | 0 | 0 | 0 | 0 | 0 | 0 | 0 | 0 | 0 | 0 | 0 | 0 | 0 | 0 | 0 | 0 | 0
F4_Commercial_Education_New_Food Preparation_Natural Gas_Fryer_E4 | F4 | Commercial | Education | New | Food Preparation | Natural Gas | Fryer | E4 | Utility - Cost of Equipment | 0 | 0 | 0 | 0 | 0 | 0 | 0 | 0 | 0 | 0 | 0 | 0 | 0 | 0 | 0 | 0 | 0 | 0 | 0 | 0 | 0 | 0 | 0 | 0 | 0 | 0 | 0 | 0 | 0 | 0
F4_Commercial_Education_New_Food Preparation_Natural Gas_Fryer_E5 | F4 | Commercial | Education | New | Food Preparation | Natural Gas | Fryer | E5 | Utility - Cost of Equipment | 0 | 0 | 0 | 0 | 0 | 0 | 0 | 0 | 0 | 0 | 0 | 0 | 0 | 0 | 0 | 0 | 0 | 0 | 0 | 0 | 0 | 0 | 0 | 0 | 0 | 0 | 0 | 0 | 0 | 0
F4_Commercial_Education_New_Food Preparation_Natural Gas_Fryer_E6 | F4 | Commercial | Education | New | Food Preparation | Natural Gas | Fryer | E6 | Utility - Cost of Equipment | 0 | 0 | 0 | 0 | 0 | 0 | 0 | 0 | 0 | 0 | 0 | 0 | 0 | 0 | 0 | 0 | 0 | 0 | 0 | 0 | 0 | 0 | 0 | 0 | 0 | 0 | 0 | 0 | 0 | 0
F4_Commercial_Education_New_Food Preparation_Natural Gas_Fryer_E7 | F4 | Commercial | Education | New | Food Preparation | Natural Gas | Fryer | E7 | Utility - Cost of Equipment | 0 | 0 | 0 | 0 | 0 | 0 | 0 | 0 | 0 | 0 | 0 | 0 | 0 | 0 | 0 | 0 | 0 | 0 | 0 | 0 | 0 | 0 | 0 | 0 | 0 | 0 | 0 | 0 | 0 | 0
F4_Commercial_Education_New_Food Preparation_Natural Gas_Fryer_E8 | F4 | Commercial | Education | New | Food Preparation | Natural Gas | Fryer | E8 | Utility - Cost of Equipment | 0 | 0 | 0 | 0 | 0 | 0 | 0 | 0 | 0 | 0 | 0 | 0 | 0 | 0 | 0 | 0 | 0 | 0 | 0 | 0 | 0 | 0 | 0 | 0 | 0 | 0 | 0 | 0 | 0 | 0
F4_Commercial_Education_New_Food Preparation_Natural Gas_Fryer_E9 | F4 | Commercial | Education | New | Food Preparation | Natural Gas | Fryer | E9 | Utility - Cost of Equipment | 0 | 0 | 0 | 0 | 0 | 0 | 0 | 0 | 0 | 0 | 0 | 0 | 0 | 0 | 0 | 0 | 0 | 0 | 0 | 0 | 0 | 0 | 0 | 0 | 0 | 0 | 0 | 0 | 0 | 0
F4_Commercial_Education_New_Food Preparation_Natural Gas_Fryer_E10 | F4 | Commercial | Education | New | Food Preparation | Natural Gas | Fryer | E10 | Utility - Cost of Equipment | 0 | 0 | 0 | 0 | 0 | 0 | 0 | 0 | 0 | 0 | 0 | 0 | 0 | 0 | 0 | 0 | 0 | 0 | 0 | 0 | 0 | 0 | 0 | 0 | 0 | 0 | 0 | 0 | 0 | 0
F5_Commercial_Education_New_Food Preparation_Natural Gas_Fryer_E1 | F5 | Commercial | Education | New | Food Preparation | Natural Gas | Fryer | E1 | Utility - Cost of Operation | 0.0012164 | 0.0012074 | 0.0012061 | 0.0012236 | 0.001255 | 0.0012962 | 0.0013309 | 0.001358 | 0.0013828 | 0.001407 | 0.0014335 | 0.0014603 | 0.0014863 | 0.0015156 | 0.0015434 | 0.0015729 | 0.001602 | 0.0016274 | 0.0016485 | 0.0016647 | 0.0016796 | 0.0016932 | 0 | 0 | 0 | 0 | 0 | 0 | 0 | 0
F5_Commercial_Education_New_Food Preparation_Natural Gas_Fryer_E2 | F5 | Commercial | Education | New | Food Preparation | Natural Gas | Fryer | E2 | Utility - Cost of Operation | 0.00074556 | 0.00073999 | 0.00073921 | 0.00074993 | 0.00076918 | 0.00079444 | 0.00081569 | 0.00083235 | 0.00084751 | 0.00086236 | 0.00087861 | 0.00089499 | 0.00091093 | 0.00092889 | 0.00094593 | 0.00096403 | 0.0009819 | 0.00099744 | 0.0010103 | 0.0010203 | 0.0010295 | 0.0010378 | 0 | 0 | 0 | 0 | 0 | 0 | 0 | 0
F5_Commercial_Education_New_Food Preparation_Natural Gas_Fryer_E3 | F5 | Commercial | Education | New | Food Preparation | Natural Gas | Fryer | E3 | Utility - Cost of Operation | 0 | 0 | 0 | 0 | 0 | 0 | 0 | 0 | 0 | 0 | 0 | 0 | 0 | 0 | 0 | 0 | 0 | 0 | 0 | 0 | 0 | 0 | 0 | 0 | 0 | 0 | 0 | 0 | 0 | 0
F5_Commercial_Education_New_Food Preparation_Natural Gas_Fryer_E4 | F5 | Commercial | Education | New | Food Preparation | Natural Gas | Fryer | E4 | Utility - Cost of Operation | 0 | 0 | 0 | 0 | 0 | 0 | 0 | 0 | 0 | 0 | 0 | 0 | 0 | 0 | 0 | 0 | 0 | 0 | 0 | 0 | 0 | 0 | 0 | 0 | 0 | 0 | 0 | 0 | 0 | 0
F5_Commercial_Education_New_Food Preparation_Natural Gas_Fryer_E5 | F5 | Commercial | Education | New | Food Preparation | Natural Gas | Fryer | E5 | Utility - Cost of Operation | 0 | 0 | 0 | 0 | 0 | 0 | 0 | 0 | 0 | 0 | 0 | 0 | 0 | 0 | 0 | 0 | 0 | 0 | 0 | 0 | 0 | 0 | 0 | 0 | 0 | 0 | 0 | 0 | 0 | 0
F5_Commercial_Education_New_Food Preparation_Natural Gas_Fryer_E6 | F5 | Commercial | Education | New | Food Preparation | Natural Gas | Fryer | E6 | Utility - Cost of Operation | 0 | 0 | 0 | 0 | 0 | 0 | 0 | 0 | 0 | 0 | 0 | 0 | 0 | 0 | 0 | 0 | 0 | 0 | 0 | 0 | 0 | 0 | 0 | 0 | 0 | 0 | 0 | 0 | 0 | 0
F5_Commercial_Education_New_Food Preparation_Natural Gas_Fryer_E7 | F5 | Commercial | Education | New | Food Preparation | Natural Gas | Fryer | E7 | Utility - Cost of Operation | 0 | 0 | 0 | 0 | 0 | 0 | 0 | 0 | 0 | 0 | 0 | 0 | 0 | 0 | 0 | 0 | 0 | 0 | 0 | 0 | 0 | 0 | 0 | 0 | 0 | 0 | 0 | 0 | 0 | 0
F5_Commercial_Education_New_Food Preparation_Natural Gas_Fryer_E8 | F5 | Commercial | Education | New | Food Preparation | Natural Gas | Fryer | E8 | Utility - Cost of Operation | 0 | 0 | 0 | 0 | 0 | 0 | 0 | 0 | 0 | 0 | 0 | 0 | 0 | 0 | 0 | 0 | 0 | 0 | 0 | 0 | 0 | 0 | 0 | 0 | 0 | 0 | 0 | 0 | 0 | 0
F5_Commercial_Education_New_Food Preparation_Natural Gas_Fryer_E9 | F5 | Commercial | Education | New | Food Preparation | Natural Gas | Fryer | E9 | Utility - Cost of Operation | 0 | 0 | 0 | 0 | 0 | 0 | 0 | 0 | 0 | 0 | 0 | 0 | 0 | 0 | 0 | 0 | 0 | 0 | 0 | 0 | 0 | 0 | 0 | 0 | 0 | 0 | 0 | 0 | 0 | 0
F5_Commercial_Education_New_Food Preparation_Natural Gas_Fryer_E10 | F5 | Commercial | Education | New | Food Preparation | Natural Gas | Fryer | E10 | Utility - Cost of Operation | 0 | 0 | 0 | 0 | 0 | 0 | 0 | 0 | 0 | 0 | 0 | 0 | 0 | 0 | 0 | 0 | 0 | 0 | 0 | 0 | 0 | 0 | 0 | 0 | 0 | 0 | 0 | 0 | 0 | 0
F6_Commercial_Education_New_Food Preparation_Natural Gas_Fryer_E1 | F6 | Commercial | Education | New | Food Preparation | Natural Gas | Fryer | E1 | Utility - Value of Sales | 0.0014574 | 0.0014465 | 0.001445 | 0.0014659 | 0.0015036 | 0.0015529 | 0.0015945 | 0.001627 | 0.0016567 | 0.0016857 | 0.0017175 | 0.0017495 | 0.0017806 | 0.0018157 | 0.001849 | 0.0018844 | 0.0019194 | 0.0019497 | 0.001975 | 0.0019944 | 0.0020123 | 0.0020286 | 0 | 0 | 0 | 0 | 0 | 0 | 0 | 0
F6_Commercial_Education_New_Food Preparation_Natural Gas_Fryer_E2 | F6 | Commercial | Education | New | Food Preparation | Natural Gas | Fryer | E2 | Utility - Value of Sales | 0.00089322 | 0.00088656 | 0.00088562 | 0.00089846 | 0.00092153 | 0.00095179 | 0.00097725 | 0.00099721 | 0.0010154 | 0.0010332 | 0.0010526 | 0.0010723 | 0.0010914 | 0.0011129 | 0.0011333 | 0.001155 | 0.0011764 | 0.001195 | 0.0012105 | 0.0012224 | 0.0012334 | 0.0012433 | 0 | 0 | 0 | 0 | 0 | 0 | 0 | 0
F6_Commercial_Education_New_Food Preparation_Natural Gas_Fryer_E3 | F6 | Commercial | Education | New | Food Preparation | Natural Gas | Fryer | E3 | Utility - Value of Sales | 0 | 0 | 0 | 0 | 0 | 0 | 0 | 0 | 0 | 0 | 0 | 0 | 0 | 0 | 0 | 0 | 0 | 0 | 0 | 0 | 0 | 0 | 0 | 0 | 0 | 0 | 0 | 0 | 0 | 0
F6_Commercial_Education_New_Food Preparation_Natural Gas_Fryer_E4 | F6 | Commercial | Education | New | Food Preparation | Natural Gas | Fryer | E4 | Utility - Value of Sales | 0 | 0 | 0 | 0 | 0 | 0 | 0 | 0 | 0 | 0 | 0 | 0 | 0 | 0 | 0 | 0 | 0 | 0 | 0 | 0 | 0 | 0 | 0 | 0 | 0 | 0 | 0 | 0 | 0 | 0
F6_Commercial_Education_New_Food Preparation_Natural Gas_Fryer_E5 | F6 | Commercial | Education | New | Food Preparation | Natural Gas | Fryer | E5 | Utility - Value of Sales | 0 | 0 | 0 | 0 | 0 | 0 | 0 | 0 | 0 | 0 | 0 | 0 | 0 | 0 | 0 | 0 | 0 | 0 | 0 | 0 | 0 | 0 | 0 | 0 | 0 | 0 | 0 | 0 | 0 | 0
F6_Commercial_Education_New_Food Preparation_Natural Gas_Fryer_E6 | F6 | Commercial | Education | New | Food Preparation | Natural Gas | Fryer | E6 | Utility - Value of Sales | 0 | 0 | 0 | 0 | 0 | 0 | 0 | 0 | 0 | 0 | 0 | 0 | 0 | 0 | 0 | 0 | 0 | 0 | 0 | 0 | 0 | 0 | 0 | 0 | 0 | 0 | 0 | 0 | 0 | 0
F6_Commercial_Education_New_Food Preparation_Natural Gas_Fryer_E7 | F6 | Commercial | Education | New | Food Preparation | Natural Gas | Fryer | E7 | Utility - Value of Sales | 0 | 0 | 0 | 0 | 0 | 0 | 0 | 0 | 0 | 0 | 0 | 0 | 0 | 0 | 0 | 0 | 0 | 0 | 0 | 0 | 0 | 0 | 0 | 0 | 0 | 0 | 0 | 0 | 0 | 0
F6_Commercial_Education_New_Food Preparation_Natural Gas_Fryer_E8 | F6 | Commercial | Education | New | Food Preparation | Natural Gas | Fryer | E8 | Utility - Value of Sales | 0 | 0 | 0 | 0 | 0 | 0 | 0 | 0 | 0 | 0 | 0 | 0 | 0 | 0 | 0 | 0 | 0 | 0 | 0 | 0 | 0 | 0 | 0 | 0 | 0 | 0 | 0 | 0 | 0 | 0
F6_Commercial_Education_New_Food Preparation_Natural Gas_Fryer_E9 | F6 | Commercial | Education | New | Food Preparation | Natural Gas | Fryer | E9 | Utility - Value of Sales | 0 | 0 | 0 | 0 | 0 | 0 | 0 | 0 | 0 | 0 | 0 | 0 | 0 | 0 | 0 | 0 | 0 | 0 | 0 | 0 | 0 | 0 | 0 | 0 | 0 | 0 | 0 | 0 | 0 | 0
F6_Commercial_Education_New_Food Preparation_Natural Gas_Fryer_E10 | F6 | Commercial | Education | New | Food Preparation | Natural Gas | Fryer | E10 | Utility - Value of Sales | 0 | 0 | 0 | 0 | 0 | 0 | 0 | 0 | 0 | 0 | 0 | 0 | 0 | 0 | 0 | 0 | 0 | 0 | 0 | 0 | 0 | 0 | 0 | 0 | 0 | 0 | 0 | 0 | 0 | 0
F1_Commercial_Education_New_Food Preparation_Natural Gas_Broiler_E1 | F1 | Commercial | Education | New | Food Preparation | Natural Gas | Broiler | E1 | Participant - Cost of Equipment | 0.00062634 | 0.00062634 | 0.00062634 | 0.00062634 | 0.00062634 | 0.00062634 | 0.00062634 | 0.00062634 | 0.00062634 | 0.00062634 | 0.00062634 | 0.00062634 | 0.00062634 | 0.00062634 | 0.00062634 | 0.00062634 | 0.00062634 | 0.00062634 | 0.00062634 | 0.00062634 | 0.00062634 | 0.00062634 | 0 | 0 | 0 | 0 | 0 | 0 | 0 | 0
F1_Commercial_Education_New_Food Preparation_Natural Gas_Broiler_E2 | F1 | Commercial | Education | New | Food Preparation | Natural Gas | Broiler | E2 | Participant - Cost of Equipment | 0.00087688 | 0.00087688 | 0.00087688 | 0.00087688 | 0.00087688 | 0.00087688 | 0.00087688 | 0.00087688 | 0.00087688 | 0.00087688 | 0.00087688 | 0.00087688 | 0.00087688 | 0.00087688 | 0.00087688 | 0.00087688 | 0.00087688 | 0.00087688 | 0.00087688 | 0.00087688 | 0.00087688 | 0.00087688 | 0 | 0 | 0 | 0 | 0 | 0 | 0 | 0
F1_Commercial_Education_New_Food Preparation_Natural Gas_Broiler_E3 | F1 | Commercial | Education | New | Food Preparation | Natural Gas | Broiler | E3 | Participant - Cost of Equipment | 0 | 0 | 0 | 0 | 0 | 0 | 0 | 0 | 0 | 0 | 0 | 0 | 0 | 0 | 0 | 0 | 0 | 0 | 0 | 0 | 0 | 0 | 0 | 0 | 0 | 0 | 0 | 0 | 0 | 0
F1_Commercial_Education_New_Food Preparation_Natural Gas_Broiler_E4 | F1 | Commercial | Education | New | Food Preparation | Natural Gas | Broiler | E4 | Participant - Cost of Equipment | 0 | 0 | 0 | 0 | 0 | 0 | 0 | 0 | 0 | 0 | 0 | 0 | 0 | 0 | 0 | 0 | 0 | 0 | 0 | 0 | 0 | 0 | 0 | 0 | 0 | 0 | 0 | 0 | 0 | 0
F1_Commercial_Education_New_Food Preparation_Natural Gas_Broiler_E5 | F1 | Commercial | Education | New | Food Preparation | Natural Gas | Broiler | E5 | Participant - Cost of Equipment | 0 | 0 | 0 | 0 | 0 | 0 | 0 | 0 | 0 | 0 | 0 | 0 | 0 | 0 | 0 | 0 | 0 | 0 | 0 | 0 | 0 | 0 | 0 | 0 | 0 | 0 | 0 | 0 | 0 | 0
F1_Commercial_Education_New_Food Preparation_Natural Gas_Broiler_E6 | F1 | Commercial | Education | New | Food Preparation | Natural Gas | Broiler | E6 | Participant - Cost of Equipment | 0 | 0 | 0 | 0 | 0 | 0 | 0 | 0 | 0 | 0 | 0 | 0 | 0 | 0 | 0 | 0 | 0 | 0 | 0 | 0 | 0 | 0 | 0 | 0 | 0 | 0 | 0 | 0 | 0 | 0
F1_Commercial_Education_New_Food Preparation_Natural Gas_Broiler_E7 | F1 | Commercial | Education | New | Food Preparation | Natural Gas | Broiler | E7 | Participant - Cost of Equipment | 0 | 0 | 0 | 0 | 0 | 0 | 0 | 0 | 0 | 0 | 0 | 0 | 0 | 0 | 0 | 0 | 0 | 0 | 0 | 0 | 0 | 0 | 0 | 0 | 0 | 0 | 0 | 0 | 0 | 0
F1_Commercial_Education_New_Food Preparation_Natural Gas_Broiler_E8 | F1 | Commercial | Education | New | Food Preparation | Natural Gas | Broiler | E8 | Participant - Cost of Equipment | 0 | 0 | 0 | 0 | 0 | 0 | 0 | 0 | 0 | 0 | 0 | 0 | 0 | 0 | 0 | 0 | 0 | 0 | 0 | 0 | 0 | 0 | 0 | 0 | 0 | 0 | 0 | 0 | 0 | 0
F1_Commercial_Education_New_Food Preparation_Natural Gas_Broiler_E9 | F1 | Commercial | Education | New | Food Preparation | Natural Gas | Broiler | E9 | Participant - Cost of Equipment | 0 | 0 | 0 | 0 | 0 | 0 | 0 | 0 | 0 | 0 | 0 | 0 | 0 | 0 | 0 | 0 | 0 | 0 | 0 | 0 | 0 | 0 | 0 | 0 | 0 | 0 | 0 | 0 | 0 | 0
F1_Commercial_Education_New_Food Preparation_Natural Gas_Broiler_E10 | F1 | Commercial | Education | New | Food Preparation | Natural Gas | Broiler | E10 | Participant - Cost of Equipment | 0 | 0 | 0 | 0 | 0 | 0 | 0 | 0 | 0 | 0 | 0 | 0 | 0 | 0 | 0 | 0 | 0 | 0 | 0 | 0 | 0 | 0 | 0 | 0 | 0 | 0 | 0 | 0 | 0 | 0
F2_Commercial_Education_New_Food Preparation_Natural Gas_Broiler_E1 | F2 | Commercial | Education | New | Food Preparation | Natural Gas | Broiler | E1 | Participant - Cost of Operation | 0.0015484 | 0.0015617 | 0.0015775 | 0.0016038 | 0.0016388 | 0.00168 | 0.001718 | 0.0017517 | 0.0017845 | 0.0018162 | 0.0018483 | 0.0018794 | 0.0019087 | 0.0019381 | 0.0019662 | 0.001995 | 0.0020257 | 0.0020567 | 0.002088 | 0.0021193 | 0.0021504 | 0.0021809 | 0 | 0 | 0 | 0 | 0 | 0 | 0 | 0
F2_Commercial_Education_New_Food Preparation_Natural Gas_Broiler_E2 | F2 | Commercial | Education | New | Food Preparation | Natural Gas | Broiler | E2 | Participant - Cost of Operation | 0.00099542 | 0.0010039 | 0.0010141 | 0.001031 | 0.0010535 | 0.00108 | 0.0011044 | 0.0011261 | 0.0011472 | 0.0011676 | 0.0011882 | 0.0012082 | 0.001227 | 0.0012459 | 0.001264 | 0.0012825 | 0.0013023 | 0.0013222 | 0.0013423 | 0.0013624 | 0.0013824 | 0.001402 | 0 | 0 | 0 | 0 | 0 | 0 | 0 | 0
F2_Commercial_Education_New_Food Preparation_Natural Gas_Broiler_E3 | F2 | Commercial | Education | New | Food Preparation | Natural Gas | Broiler | E3 | Participant - Cost of Operation | 0 | 0 | 0 | 0 | 0 | 0 | 0 | 0 | 0 | 0 | 0 | 0 | 0 | 0 | 0 | 0 | 0 | 0 | 0 | 0 | 0 | 0 | 0 | 0 | 0 | 0 | 0 | 0 | 0 | 0
F2_Commercial_Education_New_Food Preparation_Natural Gas_Broiler_E4 | F2 | Commercial | Education | New | Food Preparation | Natural Gas | Broiler | E4 | Participant - Cost of Operation | 0 | 0 | 0 | 0 | 0 | 0 | 0 | 0 | 0 | 0 | 0 | 0 | 0 | 0 | 0 | 0 | 0 | 0 | 0 | 0 | 0 | 0 | 0 | 0 | 0 | 0 | 0 | 0 | 0 | 0
F2_Commercial_Education_New_Food Preparation_Natural Gas_Broiler_E5 | F2 | Commercial | Education | New | Food Preparation | Natural Gas | Broiler | E5 | Participant - Cost of Operation | 0 | 0 | 0 | 0 | 0 | 0 | 0 | 0 | 0 | 0 | 0 | 0 | 0 | 0 | 0 | 0 | 0 | 0 | 0 | 0 | 0 | 0 | 0 | 0 | 0 | 0 | 0 | 0 | 0 | 0
F2_Commercial_Education_New_Food Preparation_Natural Gas_Broiler_E6 | F2 | Commercial | Education | New | Food Preparation | Natural Gas | Broiler | E6 | Participant - Cost of Operation | 0 | 0 | 0 | 0 | 0 | 0 | 0 | 0 | 0 | 0 | 0 | 0 | 0 | 0 | 0 | 0 | 0 | 0 | 0 | 0 | 0 | 0 | 0 | 0 | 0 | 0 | 0 | 0 | 0 | 0
F2_Commercial_Education_New_Food Preparation_Natural Gas_Broiler_E7 | F2 | Commercial | Education | New | Food Preparation | Natural Gas | Broiler | E7 | Participant - Cost of Operation | 0 | 0 | 0 | 0 | 0 | 0 | 0 | 0 | 0 | 0 | 0 | 0 | 0 | 0 | 0 | 0 | 0 | 0 | 0 | 0 | 0 | 0 | 0 | 0 | 0 | 0 | 0 | 0 | 0 | 0
F2_Commercial_Education_New_Food Preparation_Natural Gas_Broiler_E8 | F2 | Commercial | Education | New | Food Preparation | Natural Gas | Broiler | E8 | Participant - Cost of Operation | 0 | 0 | 0 | 0 | 0 | 0 | 0 | 0 | 0 | 0 | 0 | 0 | 0 | 0 | 0 | 0 | 0 | 0 | 0 | 0 | 0 | 0 | 0 | 0 | 0 | 0 | 0 | 0 | 0 | 0
F2_Commercial_Education_New_Food Preparation_Natural Gas_Broiler_E9 | F2 | Commercial | Education | New | Food Preparation | Natural Gas | Broiler | E9 | Participant - Cost of Operation | 0 | 0 | 0 | 0 | 0 | 0 | 0 | 0 | 0 | 0 | 0 | 0 | 0 | 0 | 0 | 0 | 0 | 0 | 0 | 0 | 0 | 0 | 0 | 0 | 0 | 0 | 0 | 0 | 0 | 0
F2_Commercial_Education_New_Food Preparation_Natural Gas_Broiler_E10 | F2 | Commercial | Education | New | Food Preparation | Natural Gas | Broiler | E10 | Participant - Cost of Operation | 0 | 0 | 0 | 0 | 0 | 0 | 0 | 0 | 0 | 0 | 0 | 0 | 0 | 0 | 0 | 0 | 0 | 0 | 0 | 0 | 0 | 0 | 0 | 0 | 0 | 0 | 0 | 0 | 0 | 0
F3_Commercial_Education_New_Food Preparation_Natural Gas_Broiler_E1 | F3 | Commercial | Education | New | Food Preparation | Natural Gas | Broiler | E1 | System - kBTUs of Conusmption | 0.14522 | 0.14565 | 0.14613 | 0.14724 | 0.14822 | 0.14904 | 0.14967 | 0.15029 | 0.15087 | 0.15124 | 0.15136 | 0.15133 | 0.15111 | 0.15068 | 0.15015 | 0.14964 | 0.14908 | 0.14849 | 0.14781 | 0.14716 | 0.14649 | 0.14579 | 0 | 0 | 0 | 0 | 0 | 0 | 0 | 0
F3_Commercial_Education_New_Food Preparation_Natural Gas_Broiler_E2 | F3 | Commercial | Education | New | Food Preparation | Natural Gas | Broiler | E2 | System - kBTUs of Conusmption | 0.093355 | 0.093634 | 0.093944 | 0.094654 | 0.095283 | 0.095813 | 0.096215 | 0.096615 | 0.096986 | 0.097223 | 0.097304 | 0.097286 | 0.097142 | 0.096867 | 0.096527 | 0.096195 | 0.095839 | 0.095459 | 0.095024 | 0.094605 | 0.09417 | 0.093723 | 0 | 0 | 0 | 0 | 0 | 0 | 0 | 0
F3_Commercial_Education_New_Food Preparation_Natural Gas_Broiler_E3 | F3 | Commercial | Education | New | Food Preparation | Natural Gas | Broiler | E3 | System - kBTUs of Conusmption | 0 | 0 | 0 | 0 | 0 | 0 | 0 | 0 | 0 | 0 | 0 | 0 | 0 | 0 | 0 | 0 | 0 | 0 | 0 | 0 | 0 | 0 | 0 | 0 | 0 | 0 | 0 | 0 | 0 | 0
F3_Commercial_Education_New_Food Preparation_Natural Gas_Broiler_E4 | F3 | Commercial | Education | New | Food Preparation | Natural Gas | Broiler | E4 | System - kBTUs of Conusmption | 0 | 0 | 0 | 0 | 0 | 0 | 0 | 0 | 0 | 0 | 0 | 0 | 0 | 0 | 0 | 0 | 0 | 0 | 0 | 0 | 0 | 0 | 0 | 0 | 0 | 0 | 0 | 0 | 0 | 0
F3_Commercial_Education_New_Food Preparation_Natural Gas_Broiler_E5 | F3 | Commercial | Education | New | Food Preparation | Natural Gas | Broiler | E5 | System - kBTUs of Conusmption | 0 | 0 | 0 | 0 | 0 | 0 | 0 | 0 | 0 | 0 | 0 | 0 | 0 | 0 | 0 | 0 | 0 | 0 | 0 | 0 | 0 | 0 | 0 | 0 | 0 | 0 | 0 | 0 | 0 | 0
F3_Commercial_Education_New_Food Preparation_Natural Gas_Broiler_E6 | F3 | Commercial | Education | New | Food Preparation | Natural Gas | Broiler | E6 | System - kBTUs of Conusmption | 0 | 0 | 0 | 0 | 0 | 0 | 0 | 0 | 0 | 0 | 0 | 0 | 0 | 0 | 0 | 0 | 0 | 0 | 0 | 0 | 0 | 0 | 0 | 0 | 0 | 0 | 0 | 0 | 0 | 0
F3_Commercial_Education_New_Food Preparation_Natural Gas_Broiler_E7 | F3 | Commercial | Education | New | Food Preparation | Natural Gas | Broiler | E7 | System - kBTUs of Conusmption | 0 | 0 | 0 | 0 | 0 | 0 | 0 | 0 | 0 | 0 | 0 | 0 | 0 | 0 | 0 | 0 | 0 | 0 | 0 | 0 | 0 | 0 | 0 | 0 | 0 | 0 | 0 | 0 | 0 | 0
F3_Commercial_Education_New_Food Preparation_Natural Gas_Broiler_E8 | F3 | Commercial | Education | New | Food Preparation | Natural Gas | Broiler | E8 | System - kBTUs of Conusmption | 0 | 0 | 0 | 0 | 0 | 0 | 0 | 0 | 0 | 0 | 0 | 0 | 0 | 0 | 0 | 0 | 0 | 0 | 0 | 0 | 0 | 0 | 0 | 0 | 0 | 0 | 0 | 0 | 0 | 0
F3_Commercial_Education_New_Food Preparation_Natural Gas_Broiler_E9 | F3 | Commercial | Education | New | Food Preparation | Natural Gas | Broiler | E9 | System - kBTUs of Conusmption | 0 | 0 | 0 | 0 | 0 | 0 | 0 | 0 | 0 | 0 | 0 | 0 | 0 | 0 | 0 | 0 | 0 | 0 | 0 | 0 | 0 | 0 | 0 | 0 | 0 | 0 | 0 | 0 | 0 | 0
F3_Commercial_Education_New_Food Preparation_Natural Gas_Broiler_E10 | F3 | Commercial | Education | New | Food Preparation | Natural Gas | Broiler | E10 | System - kBTUs of Conusmption | 0 | 0 | 0 | 0 | 0 | 0 | 0 | 0 | 0 | 0 | 0 | 0 | 0 | 0 | 0 | 0 | 0 | 0 | 0 | 0 | 0 | 0 | 0 | 0 | 0 | 0 | 0 | 0 | 0 | 0
F4_Commercial_Education_New_Food Preparation_Natural Gas_Broiler_E1 | F4 | Commercial | Education | New | Food Preparation | Natural Gas | Broiler | E1 | Utility - Cost of Equipment | 0.00062634 | 0.00062634 | 0.00062634 | 0.00062634 | 0.00062634 | 0.00062634 | 0.00062634 | 0.00062634 | 0.00062634 | 0.00062634 | 0.00062634 | 0.00062634 | 0.00062634 | 0.00062634 | 0.00062634 | 0.00062634 | 0.00062634 | 0.00062634 | 0.00062634 | 0.00062634 | 0.00062634 | 0.00062634 | 0 | 0 | 0 | 0 | 0 | 0 | 0 | 0
F4_Commercial_Education_New_Food Preparation_Natural Gas_Broiler_E2 | F4 | Commercial | Education | New | Food Preparation | Natural Gas | Broiler | E2 | Utility - Cost of Equipment | 0.00087688 | 0.00087688 | 0.00087688 | 0.00087688 | 0.00087688 | 0.00087688 | 0.00087688 | 0.00087688 | 0.00087688 | 0.00087688 | 0.00087688 | 0.00087688 | 0.00087688 | 0.00087688 | 0.00087688 | 0.00087688 | 0.00087688 | 0.00087688 | 0.00087688 | 0.00087688 | 0.00087688 | 0.00087688 | 0 | 0 | 0 | 0 | 0 | 0 | 0 | 0
F4_Commercial_Education_New_Food Preparation_Natural Gas_Broiler_E3 | F4 | Commercial | Education | New | Food Preparation | Natural Gas | Broiler | E3 | Utility - Cost of Equipment | 0 | 0 | 0 | 0 | 0 | 0 | 0 | 0 | 0 | 0 | 0 | 0 | 0 | 0 | 0 | 0 | 0 | 0 | 0 | 0 | 0 | 0 | 0 | 0 | 0 | 0 | 0 | 0 | 0 | 0
F4_Commercial_Education_New_Food Preparation_Natural Gas_Broiler_E4 | F4 | Commercial | Education | New | Food Preparation | Natural Gas | Broiler | E4 | Utility - Cost of Equipment | 0 | 0 | 0 | 0 | 0 | 0 | 0 | 0 | 0 | 0 | 0 | 0 | 0 | 0 | 0 | 0 | 0 | 0 | 0 | 0 | 0 | 0 | 0 | 0 | 0 | 0 | 0 | 0 | 0 | 0
F4_Commercial_Education_New_Food Preparation_Natural Gas_Broiler_E5 | F4 | Commercial | Education | New | Food Preparation | Natural Gas | Broiler | E5 | Utility - Cost of Equipment | 0 | 0 | 0 | 0 | 0 | 0 | 0 | 0 | 0 | 0 | 0 | 0 | 0 | 0 | 0 | 0 | 0 | 0 | 0 | 0 | 0 | 0 | 0 | 0 | 0 | 0 | 0 | 0 | 0 | 0
F4_Commercial_Education_New_Food Preparation_Natural Gas_Broiler_E6 | F4 | Commercial | Education | New | Food Preparation | Natural Gas | Broiler | E6 | Utility - Cost of Equipment | 0 | 0 | 0 | 0 | 0 | 0 | 0 | 0 | 0 | 0 | 0 | 0 | 0 | 0 | 0 | 0 | 0 | 0 | 0 | 0 | 0 | 0 | 0 | 0 | 0 | 0 | 0 | 0 | 0 | 0
F4_Commercial_Education_New_Food Preparation_Natural Gas_Broiler_E7 | F4 | Commercial | Education | New | Food Preparation | Natural Gas | Broiler | E7 | Utility - Cost of Equipment | 0 | 0 | 0 | 0 | 0 | 0 | 0 | 0 | 0 | 0 | 0 | 0 | 0 | 0 | 0 | 0 | 0 | 0 | 0 | 0 | 0 | 0 | 0 | 0 | 0 | 0 | 0 | 0 | 0 | 0
F4_Commercial_Education_New_Food Preparation_Natural Gas_Broiler_E8 | F4 | Commercial | Education | New | Food Preparation | Natural Gas | Broiler | E8 | Utility - Cost of Equipment | 0 | 0 | 0 | 0 | 0 | 0 | 0 | 0 | 0 | 0 | 0 | 0 | 0 | 0 | 0 | 0 | 0 | 0 | 0 | 0 | 0 | 0 | 0 | 0 | 0 | 0 | 0 | 0 | 0 | 0
F4_Commercial_Education_New_Food Preparation_Natural Gas_Broiler_E9 | F4 | Commercial | Education | New | Food Preparation | Natural Gas | Broiler | E9 | Utility - Cost of Equipment | 0 | 0 | 0 | 0 | 0 | 0 | 0 | 0 | 0 | 0 | 0 | 0 | 0 | 0 | 0 | 0 | 0 | 0 | 0 | 0 | 0 | 0 | 0 | 0 | 0 | 0 | 0 | 0 | 0 | 0
F4_Commercial_Education_New_Food Preparation_Natural Gas_Broiler_E10 | F4 | Commercial | Education | New | Food Preparation | Natural Gas | Broiler | E10 | Utility - Cost of Equipment | 0 | 0 | 0 | 0 | 0 | 0 | 0 | 0 | 0 | 0 | 0 | 0 | 0 | 0 | 0 | 0 | 0 | 0 | 0 | 0 | 0 | 0 | 0 | 0 | 0 | 0 | 0 | 0 | 0 | 0
F5_Commercial_Education_New_Food Preparation_Natural Gas_Broiler_E1 | F5 | Commercial | Education | New | Food Preparation | Natural Gas | Broiler | E1 | Utility - Cost of Operation | 0.0012924 | 0.0013035 | 0.0013167 | 0.0013386 | 0.0013678 | 0.0014023 | 0.0014339 | 0.0014621 | 0.0014895 | 0.001516 | 0.0015427 | 0.0015687 | 0.0015932 | 0.0016177 | 0.0016411 | 0.0016651 | 0.0016908 | 0.0017167 | 0.0017428 | 0.001769 | 0.0017949 | 0.0018204 | 0 | 0 | 0 | 0 | 0 | 0 | 0 | 0
F5_Commercial_Education_New_Food Preparation_Natural Gas_Broiler_E2 | F5 | Commercial | Education | New | Food Preparation | Natural Gas | Broiler | E2 | Utility - Cost of Operation | 0.00083086 | 0.00083796 | 0.00084647 | 0.00086055 | 0.00087932 | 0.00090147 | 0.00092182 | 0.00093994 | 0.00095751 | 0.00097456 | 0.00099175 | 0.0010085 | 0.0010242 | 0.0010399 | 0.001055 | 0.0010704 | 0.001087 | 0.0011036 | 0.0011204 | 0.0011372 | 0.0011538 | 0.0011702 | 0 | 0 | 0 | 0 | 0 | 0 | 0 | 0
F5_Commercial_Education_New_Food Preparation_Natural Gas_Broiler_E3 | F5 | Commercial | Education | New | Food Preparation | Natural Gas | Broiler | E3 | Utility - Cost of Operation | 0 | 0 | 0 | 0 | 0 | 0 | 0 | 0 | 0 | 0 | 0 | 0 | 0 | 0 | 0 | 0 | 0 | 0 | 0 | 0 | 0 | 0 | 0 | 0 | 0 | 0 | 0 | 0 | 0 | 0
F5_Commercial_Education_New_Food Preparation_Natural Gas_Broiler_E4 | F5 | Commercial | Education | New | Food Preparation | Natural Gas | Broiler | E4 | Utility - Cost of Operation | 0 | 0 | 0 | 0 | 0 | 0 | 0 | 0 | 0 | 0 | 0 | 0 | 0 | 0 | 0 | 0 | 0 | 0 | 0 | 0 | 0 | 0 | 0 | 0 | 0 | 0 | 0 | 0 | 0 | 0
F5_Commercial_Education_New_Food Preparation_Natural Gas_Broiler_E5 | F5 | Commercial | Education | New | Food Preparation | Natural Gas | Broiler | E5 | Utility - Cost of Operation | 0 | 0 | 0 | 0 | 0 | 0 | 0 | 0 | 0 | 0 | 0 | 0 | 0 | 0 | 0 | 0 | 0 | 0 | 0 | 0 | 0 | 0 | 0 | 0 | 0 | 0 | 0 | 0 | 0 | 0
F5_Commercial_Education_New_Food Preparation_Natural Gas_Broiler_E6 | F5 | Commercial | Education | New | Food Preparation | Natural Gas | Broiler | E6 | Utility - Cost of Operation | 0 | 0 | 0 | 0 | 0 | 0 | 0 | 0 | 0 | 0 | 0 | 0 | 0 | 0 | 0 | 0 | 0 | 0 | 0 | 0 | 0 | 0 | 0 | 0 | 0 | 0 | 0 | 0 | 0 | 0
F5_Commercial_Education_New_Food Preparation_Natural Gas_Broiler_E7 | F5 | Commercial | Education | New | Food Preparation | Natural Gas | Broiler | E7 | Utility - Cost of Operation | 0 | 0 | 0 | 0 | 0 | 0 | 0 | 0 | 0 | 0 | 0 | 0 | 0 | 0 | 0 | 0 | 0 | 0 | 0 | 0 | 0 | 0 | 0 | 0 | 0 | 0 | 0 | 0 | 0 | 0
F5_Commercial_Education_New_Food Preparation_Natural Gas_Broiler_E8 | F5 | Commercial | Education | New | Food Preparation | Natural Gas | Broiler | E8 | Utility - Cost of Operation | 0 | 0 | 0 | 0 | 0 | 0 | 0 | 0 | 0 | 0 | 0 | 0 | 0 | 0 | 0 | 0 | 0 | 0 | 0 | 0 | 0 | 0 | 0 | 0 | 0 | 0 | 0 | 0 | 0 | 0
F5_Commercial_Education_New_Food Preparation_Natural Gas_Broiler_E9 | F5 | Commercial | Education | New | Food Preparation | Natural Gas | Broiler | E9 | Utility - Cost of Operation | 0 | 0 | 0 | 0 | 0 | 0 | 0 | 0 | 0 | 0 | 0 | 0 | 0 | 0 | 0 | 0 | 0 | 0 | 0 | 0 | 0 | 0 | 0 | 0 | 0 | 0 | 0 | 0 | 0 | 0
F5_Commercial_Education_New_Food Preparation_Natural Gas_Broiler_E10 | F5 | Commercial | Education | New | Food Preparation | Natural Gas | Broiler | E10 | Utility - Cost of Operation | 0 | 0 | 0 | 0 | 0 | 0 | 0 | 0 | 0 | 0 | 0 | 0 | 0 | 0 | 0 | 0 | 0 | 0 | 0 | 0 | 0 | 0 | 0 | 0 | 0 | 0 | 0 | 0 | 0 | 0
F6_Commercial_Education_New_Food Preparation_Natural Gas_Broiler_E1 | F6 | Commercial | Education | New | Food Preparation | Natural Gas | Broiler | E1 | Utility - Value of Sales | 0.0015484 | 0.0015617 | 0.0015775 | 0.0016038 | 0.0016388 | 0.00168 | 0.001718 | 0.0017517 | 0.0017845 | 0.0018162 | 0.0018483 | 0.0018794 | 0.0019087 | 0.0019381 | 0.0019662 | 0.001995 | 0.0020257 | 0.0020567 | 0.002088 | 0.0021193 | 0.0021504 | 0.0021809 | 0 | 0 | 0 | 0 | 0 | 0 | 0 | 0
F6_Commercial_Education_New_Food Preparation_Natural Gas_Broiler_E2 | F6 | Commercial | Education | New | Food Preparation | Natural Gas | Broiler | E2 | Utility - Value of Sales | 0.00099542 | 0.0010039 | 0.0010141 | 0.001031 | 0.0010535 | 0.00108 | 0.0011044 | 0.0011261 | 0.0011472 | 0.0011676 | 0.0011882 | 0.0012082 | 0.001227 | 0.0012459 | 0.001264 | 0.0012825 | 0.0013023 | 0.0013222 | 0.0013423 | 0.0013624 | 0.0013824 | 0.001402 | 0 | 0 | 0 | 0 | 0 | 0 | 0 | 0
F6_Commercial_Education_New_Food Preparation_Natural Gas_Broiler_E3 | F6 | Commercial | Education | New | Food Preparation | Natural Gas | Broiler | E3 | Utility - Value of Sales | 0 | 0 | 0 | 0 | 0 | 0 | 0 | 0 | 0 | 0 | 0 | 0 | 0 | 0 | 0 | 0 | 0 | 0 | 0 | 0 | 0 | 0 | 0 | 0 | 0 | 0 | 0 | 0 | 0 | 0
F6_Commercial_Education_New_Food Preparation_Natural Gas_Broiler_E4 | F6 | Commercial | Education | New | Food Preparation | Natural Gas | Broiler | E4 | Utility - Value of Sales | 0 | 0 | 0 | 0 | 0 | 0 | 0 | 0 | 0 | 0 | 0 | 0 | 0 | 0 | 0 | 0 | 0 | 0 | 0 | 0 | 0 | 0 | 0 | 0 | 0 | 0 | 0 | 0 | 0 | 0
F6_Commercial_Education_New_Food Preparation_Natural Gas_Broiler_E5 | F6 | Commercial | Education | New | Food Preparation | Natural Gas | Broiler | E5 | Utility - Value of Sales | 0 | 0 | 0 | 0 | 0 | 0 | 0 | 0 | 0 | 0 | 0 | 0 | 0 | 0 | 0 | 0 | 0 | 0 | 0 | 0 | 0 | 0 | 0 | 0 | 0 | 0 | 0 | 0 | 0 | 0
F6_Commercial_Education_New_Food Preparation_Natural Gas_Broiler_E6 | F6 | Commercial | Education | New | Food Preparation | Natural Gas | Broiler | E6 | Utility - Value of Sales | 0 | 0 | 0 | 0 | 0 | 0 | 0 | 0 | 0 | 0 | 0 | 0 | 0 | 0 | 0 | 0 | 0 | 0 | 0 | 0 | 0 | 0 | 0 | 0 | 0 | 0 | 0 | 0 | 0 | 0
F6_Commercial_Education_New_Food Preparation_Natural Gas_Broiler_E7 | F6 | Commercial | Education | New | Food Preparation | Natural Gas | Broiler | E7 | Utility - Value of Sales | 0 | 0 | 0 | 0 | 0 | 0 | 0 | 0 | 0 | 0 | 0 | 0 | 0 | 0 | 0 | 0 | 0 | 0 | 0 | 0 | 0 | 0 | 0 | 0 | 0 | 0 | 0 | 0 | 0 | 0
F6_Commercial_Education_New_Food Preparation_Natural Gas_Broiler_E8 | F6 | Commercial | Education | New | Food Preparation | Natural Gas | Broiler | E8 | Utility - Value of Sales | 0 | 0 | 0 | 0 | 0 | 0 | 0 | 0 | 0 | 0 | 0 | 0 | 0 | 0 | 0 | 0 | 0 | 0 | 0 | 0 | 0 | 0 | 0 | 0 | 0 | 0 | 0 | 0 | 0 | 0
F6_Commercial_Education_New_Food Preparation_Natural Gas_Broiler_E9 | F6 | Commercial | Education | New | Food Preparation | Natural Gas | Broiler | E9 | Utility - Value of Sales | 0 | 0 | 0 | 0 | 0 | 0 | 0 | 0 | 0 | 0 | 0 | 0 | 0 | 0 | 0 | 0 | 0 | 0 | 0 | 0 | 0 | 0 | 0 | 0 | 0 | 0 | 0 | 0 | 0 | 0
F6_Commercial_Education_New_Food Preparation_Natural Gas_Broiler_E10 | F6 | Commercial | Education | New | Food Preparation | Natural Gas | Broiler | E10 | Utility - Value of Sales | 0 | 0 | 0 | 0 | 0 | 0 | 0 | 0 | 0 | 0 | 0 | 0 | 0 | 0 | 0 | 0 | 0 | 0 | 0 | 0 | 0 | 0 | 0 | 0 | 0 | 0 | 0 | 0 | 0 | 0
F1_Commercial_Education_New_Food Preparation_Natural Gas_Griddle_E1 | F1 | Commercial | Education | New | Food Preparation | Natural Gas | Griddle | E1 | Participant - Cost of Equipment | 0.00045561 | 0.00045561 | 0.00045561 | 0.00045561 | 0.00045561 | 0.00045561 | 0.00045561 | 0.00045561 | 0.00045561 | 0.00045561 | 0.00045561 | 0.00045561 | 0.00045561 | 0.00045561 | 0.00045561 | 0.00045561 | 0.00045561 | 0.00045561 | 0.00045561 | 0.00045561 | 0.00045561 | 0.00045561 | 0 | 0 | 0 | 0 | 0 | 0 | 0 | 0
F1_Commercial_Education_New_Food Preparation_Natural Gas_Griddle_E2 | F1 | Commercial | Education | New | Food Preparation | Natural Gas | Griddle | E2 | Participant - Cost of Equipment | 0.00048746 | 0.00048746 | 0.00048746 | 0.00048746 | 0.00048746 | 0.00048746 | 0.00048746 | 0.00048746 | 0.00048746 | 0.00048746 | 0.00048746 | 0.00048746 | 0.00048746 | 0.00048746 | 0.00048746 | 0.00048746 | 0.00048746 | 0.00048746 | 0.00048746 | 0.00048746 | 0.00048746 | 0.00048746 | 0 | 0 | 0 | 0 | 0 | 0 | 0 | 0
F1_Commercial_Education_New_Food Preparation_Natural Gas_Griddle_E3 | F1 | Commercial | Education | New | Food Preparation | Natural Gas | Griddle | E3 | Participant - Cost of Equipment | 0 | 0 | 0 | 0 | 0 | 0 | 0 | 0 | 0 | 0 | 0 | 0 | 0 | 0 | 0 | 0 | 0 | 0 | 0 | 0 | 0 | 0 | 0 | 0 | 0 | 0 | 0 | 0 | 0 | 0
F1_Commercial_Education_New_Food Preparation_Natural Gas_Griddle_E4 | F1 | Commercial | Education | New | Food Preparation | Natural Gas | Griddle | E4 | Participant - Cost of Equipment | 0 | 0 | 0 | 0 | 0 | 0 | 0 | 0 | 0 | 0 | 0 | 0 | 0 | 0 | 0 | 0 | 0 | 0 | 0 | 0 | 0 | 0 | 0 | 0 | 0 | 0 | 0 | 0 | 0 | 0
F1_Commercial_Education_New_Food Preparation_Natural Gas_Griddle_E5 | F1 | Commercial | Education | New | Food Preparation | Natural Gas | Griddle | E5 | Participant - Cost of Equipment | 0 | 0 | 0 | 0 | 0 | 0 | 0 | 0 | 0 | 0 | 0 | 0 | 0 | 0 | 0 | 0 | 0 | 0 | 0 | 0 | 0 | 0 | 0 | 0 | 0 | 0 | 0 | 0 | 0 | 0
F1_Commercial_Education_New_Food Preparation_Natural Gas_Griddle_E6 | F1 | Commercial | Education | New | Food Preparation | Natural Gas | Griddle | E6 | Participant - Cost of Equipment | 0 | 0 | 0 | 0 | 0 | 0 | 0 | 0 | 0 | 0 | 0 | 0 | 0 | 0 | 0 | 0 | 0 | 0 | 0 | 0 | 0 | 0 | 0 | 0 | 0 | 0 | 0 | 0 | 0 | 0
F1_Commercial_Education_New_Food Preparation_Natural Gas_Griddle_E7 | F1 | Commercial | Education | New | Food Preparation | Natural Gas | Griddle | E7 | Participant - Cost of Equipment | 0 | 0 | 0 | 0 | 0 | 0 | 0 | 0 | 0 | 0 | 0 | 0 | 0 | 0 | 0 | 0 | 0 | 0 | 0 | 0 | 0 | 0 | 0 | 0 | 0 | 0 | 0 | 0 | 0 | 0
F1_Commercial_Education_New_Food Preparation_Natural Gas_Griddle_E8 | F1 | Commercial | Education | New | Food Preparation | Natural Gas | Griddle | E8 | Participant - Cost of Equipment | 0 | 0 | 0 | 0 | 0 | 0 | 0 | 0 | 0 | 0 | 0 | 0 | 0 | 0 | 0 | 0 | 0 | 0 | 0 | 0 | 0 | 0 | 0 | 0 | 0 | 0 | 0 | 0 | 0 | 0
F1_Commercial_Education_New_Food Preparation_Natural Gas_Griddle_E9 | F1 | Commercial | Education | New | Food Preparation | Natural Gas | Griddle | E9 | Participant - Cost of Equipment | 0 | 0 | 0 | 0 | 0 | 0 | 0 | 0 | 0 | 0 | 0 | 0 | 0 | 0 | 0 | 0 | 0 | 0 | 0 | 0 | 0 | 0 | 0 | 0 | 0 | 0 | 0 | 0 | 0 | 0
F1_Commercial_Education_New_Food Preparation_Natural Gas_Griddle_E10 | F1 | Commercial | Education | New | Food Preparation | Natural Gas | Griddle | E10 | Participant - Cost of Equipment | 0 | 0 | 0 | 0 | 0 | 0 | 0 | 0 | 0 | 0 | 0 | 0 | 0 | 0 | 0 | 0 | 0 | 0 | 0 | 0 | 0 | 0 | 0 | 0 | 0 | 0 | 0 | 0 | 0 | 0
F2_Commercial_Education_New_Food Preparation_Natural Gas_Griddle_E1 | F2 | Commercial | Education | New | Food Preparation | Natural Gas | Griddle | E1 | Participant - Cost of Operation | 0.0010395 | 0.0010484 | 0.001059 | 0.0010766 | 0.0011001 | 0.0011278 | 0.0011533 | 0.0011759 | 0.0011979 | 0.0012193 | 0.0012408 | 0.0012617 | 0.0012814 | 0.0013011 | 0.0013199 | 0.0013392 | 0.0013599 | 0.0013807 | 0.0014017 | 0.0014227 | 0.0014436 | 0.0014641 | 0 | 0 | 0 | 0 | 0 | 0 | 0 | 0
F2_Commercial_Education_New_Food Preparation_Natural Gas_Griddle_E2 | F2 | Commercial | Education | New | Food Preparation | Natural Gas | Griddle | E2 | Participant - Cost of Operation | 0.00089776 | 0.00090544 | 0.00091464 | 0.00092985 | 0.00095013 | 0.00097406 | 0.00099605 | 0.0010156 | 0.0010346 | 0.001053 | 0.0010716 | 0.0010897 | 0.0011067 | 0.0011237 | 0.00114 | 0.0011567 | 0.0011745 | 0.0011925 | 0.0012106 | 0.0012288 | 0.0012468 | 0.0012645 | 0 | 0 | 0 | 0 | 0 | 0 | 0 | 0
F2_Commercial_Education_New_Food Preparation_Natural Gas_Griddle_E3 | F2 | Commercial | Education | New | Food Preparation | Natural Gas | Griddle | E3 | Participant - Cost of Operation | 0 | 0 | 0 | 0 | 0 | 0 | 0 | 0 | 0 | 0 | 0 | 0 | 0 | 0 | 0 | 0 | 0 | 0 | 0 | 0 | 0 | 0 | 0 | 0 | 0 | 0 | 0 | 0 | 0 | 0
F2_Commercial_Education_New_Food Preparation_Natural Gas_Griddle_E4 | F2 | Commercial | Education | New | Food Preparation | Natural Gas | Griddle | E4 | Participant - Cost of Operation | 0 | 0 | 0 | 0 | 0 | 0 | 0 | 0 | 0 | 0 | 0 | 0 | 0 | 0 | 0 | 0 | 0 | 0 | 0 | 0 | 0 | 0 | 0 | 0 | 0 | 0 | 0 | 0 | 0 | 0
F2_Commercial_Education_New_Food Preparation_Natural Gas_Griddle_E5 | F2 | Commercial | Education | New | Food Preparation | Natural Gas | Griddle | E5 | Participant - Cost of Operation | 0 | 0 | 0 | 0 | 0 | 0 | 0 | 0 | 0 | 0 | 0 | 0 | 0 | 0 | 0 | 0 | 0 | 0 | 0 | 0 | 0 | 0 | 0 | 0 | 0 | 0 | 0 | 0 | 0 | 0
F2_Commercial_Education_New_Food Preparation_Natural Gas_Griddle_E6 | F2 | Commercial | Education | New | Food Preparation | Natural Gas | Griddle | E6 | Participant - Cost of Operation | 0 | 0 | 0 | 0 | 0 | 0 | 0 | 0 | 0 | 0 | 0 | 0 | 0 | 0 | 0 | 0 | 0 | 0 | 0 | 0 | 0 | 0 | 0 | 0 | 0 | 0 | 0 | 0 | 0 | 0
F2_Commercial_Education_New_Food Preparation_Natural Gas_Griddle_E7 | F2 | Commercial | Education | New | Food Preparation | Natural Gas | Griddle | E7 | Participant - Cost of Operation | 0 | 0 | 0 | 0 | 0 | 0 | 0 | 0 | 0 | 0 | 0 | 0 | 0 | 0 | 0 | 0 | 0 | 0 | 0 | 0 | 0 | 0 | 0 | 0 | 0 | 0 | 0 | 0 | 0 | 0
F2_Commercial_Education_New_Food Preparation_Natural Gas_Griddle_E8 | F2 | Commercial | Education | New | Food Preparation | Natural Gas | Griddle | E8 | Participant - Cost of Operation | 0 | 0 | 0 | 0 | 0 | 0 | 0 | 0 | 0 | 0 | 0 | 0 | 0 | 0 | 0 | 0 | 0 | 0 | 0 | 0 | 0 | 0 | 0 | 0 | 0 | 0 | 0 | 0 | 0 | 0
F2_Commercial_Education_New_Food Preparation_Natural Gas_Griddle_E9 | F2 | Commercial | Education | New | Food Preparation | Natural Gas | Griddle | E9 | Participant - Cost of Operation | 0 | 0 | 0 | 0 | 0 | 0 | 0 | 0 | 0 | 0 | 0 | 0 | 0 | 0 | 0 | 0 | 0 | 0 | 0 | 0 | 0 | 0 | 0 | 0 | 0 | 0 | 0 | 0 | 0 | 0
F2_Commercial_Education_New_Food Preparation_Natural Gas_Griddle_E10 | F2 | Commercial | Education | New | Food Preparation | Natural Gas | Griddle | E10 | Participant - Cost of Operation | 0 | 0 | 0 | 0 | 0 | 0 | 0 | 0 | 0 | 0 | 0 | 0 | 0 | 0 | 0 | 0 | 0 | 0 | 0 | 0 | 0 | 0 | 0 | 0 | 0 | 0 | 0 | 0 | 0 | 0
F3_Commercial_Education_New_Food Preparation_Natural Gas_Griddle_E1 | F3 | Commercial | Education | New | Food Preparation | Natural Gas | Griddle | E1 | System - kBTUs of Conusmption | 0.097487 | 0.097779 | 0.098102 | 0.098844 | 0.0995 | 0.10005 | 0.10047 | 0.10089 | 0.10128 | 0.10153 | 0.10161 | 0.10159 | 0.10144 | 0.10115 | 0.1008 | 0.10045 | 0.10008 | 0.099684 | 0.099229 | 0.098792 | 0.098338 | 0.097871 | 0 | 0 | 0 | 0 | 0 | 0 | 0 | 0
F3_Commercial_Education_New_Food Preparation_Natural Gas_Griddle_E2 | F3 | Commercial | Education | New | Food Preparation | Natural Gas | Griddle | E2 | System - kBTUs of Conusmption | 0.084197 | 0.084448 | 0.084727 | 0.085368 | 0.085935 | 0.086413 | 0.086776 | 0.087136 | 0.087471 | 0.087685 | 0.087758 | 0.087742 | 0.087612 | 0.087363 | 0.087057 | 0.086758 | 0.086437 | 0.086093 | 0.085701 | 0.085324 | 0.084931 | 0.084528 | 0 | 0 | 0 | 0 | 0 | 0 | 0 | 0
F3_Commercial_Education_New_Food Preparation_Natural Gas_Griddle_E3 | F3 | Commercial | Education | New | Food Preparation | Natural Gas | Griddle | E3 | System - kBTUs of Conusmption | 0 | 0 | 0 | 0 | 0 | 0 | 0 | 0 | 0 | 0 | 0 | 0 | 0 | 0 | 0 | 0 | 0 | 0 | 0 | 0 | 0 | 0 | 0 | 0 | 0 | 0 | 0 | 0 | 0 | 0
F3_Commercial_Education_New_Food Preparation_Natural Gas_Griddle_E4 | F3 | Commercial | Education | New | Food Preparation | Natural Gas | Griddle | E4 | System - kBTUs of Conusmption | 0 | 0 | 0 | 0 | 0 | 0 | 0 | 0 | 0 | 0 | 0 | 0 | 0 | 0 | 0 | 0 | 0 | 0 | 0 | 0 | 0 | 0 | 0 | 0 | 0 | 0 | 0 | 0 | 0 | 0
F3_Commercial_Education_New_Food Preparation_Natural Gas_Griddle_E5 | F3 | Commercial | Education | New | Food Preparation | Natural Gas | Griddle | E5 | System - kBTUs of Conusmption | 0 | 0 | 0 | 0 | 0 | 0 | 0 | 0 | 0 | 0 | 0 | 0 | 0 | 0 | 0 | 0 | 0 | 0 | 0 | 0 | 0 | 0 | 0 | 0 | 0 | 0 | 0 | 0 | 0 | 0
F3_Commercial_Education_New_Food Preparation_Natural Gas_Griddle_E6 | F3 | Commercial | Education | New | Food Preparation | Natural Gas | Griddle | E6 | System - kBTUs of Conusmption | 0 | 0 | 0 | 0 | 0 | 0 | 0 | 0 | 0 | 0 | 0 | 0 | 0 | 0 | 0 | 0 | 0 | 0 | 0 | 0 | 0 | 0 | 0 | 0 | 0 | 0 | 0 | 0 | 0 | 0
F3_Commercial_Education_New_Food Preparation_Natural Gas_Griddle_E7 | F3 | Commercial | Education | New | Food Preparation | Natural Gas | Griddle | E7 | System - kBTUs of Conusmption | 0 | 0 | 0 | 0 | 0 | 0 | 0 | 0 | 0 | 0 | 0 | 0 | 0 | 0 | 0 | 0 | 0 | 0 | 0 | 0 | 0 | 0 | 0 | 0 | 0 | 0 | 0 | 0 | 0 | 0
F3_Commercial_Education_New_Food Preparation_Natural Gas_Griddle_E8 | F3 | Commercial | Education | New | Food Preparation | Natural Gas | Griddle | E8 | System - kBTUs of Conusmption | 0 | 0 | 0 | 0 | 0 | 0 | 0 | 0 | 0 | 0 | 0 | 0 | 0 | 0 | 0 | 0 | 0 | 0 | 0 | 0 | 0 | 0 | 0 | 0 | 0 | 0 | 0 | 0 | 0 | 0
F3_Commercial_Education_New_Food Preparation_Natural Gas_Griddle_E9 | F3 | Commercial | Education | New | Food Preparation | Natural Gas | Griddle | E9 | System - kBTUs of Conusmption | 0 | 0 | 0 | 0 | 0 | 0 | 0 | 0 | 0 | 0 | 0 | 0 | 0 | 0 | 0 | 0 | 0 | 0 | 0 | 0 | 0 | 0 | 0 | 0 | 0 | 0 | 0 | 0 | 0 | 0
F3_Commercial_Education_New_Food Preparation_Natural Gas_Griddle_E10 | F3 | Commercial | Education | New | Food Preparation | Natural Gas | Griddle | E10 | System - kBTUs of Conusmption | 0 | 0 | 0 | 0 | 0 | 0 | 0 | 0 | 0 | 0 | 0 | 0 | 0 | 0 | 0 | 0 | 0 | 0 | 0 | 0 | 0 | 0 | 0 | 0 | 0 | 0 | 0 | 0 | 0 | 0
F4_Commercial_Education_New_Food Preparation_Natural Gas_Griddle_E1 | F4 | Commercial | Education | New | Food Preparation | Natural Gas | Griddle | E1 | Utility - Cost of Equipment | 0.00045561 | 0.00045561 | 0.00045561 | 0.00045561 | 0.00045561 | 0.00045561 | 0.00045561 | 0.00045561 | 0.00045561 | 0.00045561 | 0.00045561 | 0.00045561 | 0.00045561 | 0.00045561 | 0.00045561 | 0.00045561 | 0.00045561 | 0.00045561 | 0.00045561 | 0.00045561 | 0.00045561 | 0.00045561 | 0 | 0 | 0 | 0 | 0 | 0 | 0 | 0
F4_Commercial_Education_New_Food Preparation_Natural Gas_Griddle_E2 | F4 | Commercial | Education | New | Food Preparation | Natural Gas | Griddle | E2 | Utility - Cost of Equipment | 0.00048746 | 0.00048746 | 0.00048746 | 0.00048746 | 0.00048746 | 0.00048746 | 0.00048746 | 0.00048746 | 0.00048746 | 0.00048746 | 0.00048746 | 0.00048746 | 0.00048746 | 0.00048746 | 0.00048746 | 0.00048746 | 0.00048746 | 0.00048746 | 0.00048746 | 0.00048746 | 0.00048746 | 0.00048746 | 0 | 0 | 0 | 0 | 0 | 0 | 0 | 0
F4_Commercial_Education_New_Food Preparation_Natural Gas_Griddle_E3 | F4 | Commercial | Education | New | Food Preparation | Natural Gas | Griddle | E3 | Utility - Cost of Equipment | 0 | 0 | 0 | 0 | 0 | 0 | 0 | 0 | 0 | 0 | 0 | 0 | 0 | 0 | 0 | 0 | 0 | 0 | 0 | 0 | 0 | 0 | 0 | 0 | 0 | 0 | 0 | 0 | 0 | 0
F4_Commercial_Education_New_Food Preparation_Natural Gas_Griddle_E4 | F4 | Commercial | Education | New | Food Preparation | Natural Gas | Griddle | E4 | Utility - Cost of Equipment | 0 | 0 | 0 | 0 | 0 | 0 | 0 | 0 | 0 | 0 | 0 | 0 | 0 | 0 | 0 | 0 | 0 | 0 | 0 | 0 | 0 | 0 | 0 | 0 | 0 | 0 | 0 | 0 | 0 | 0
F4_Commercial_Education_New_Food Preparation_Natural Gas_Griddle_E5 | F4 | Commercial | Education | New | Food Preparation | Natural Gas | Griddle | E5 | Utility - Cost of Equipment | 0 | 0 | 0 | 0 | 0 | 0 | 0 | 0 | 0 | 0 | 0 | 0 | 0 | 0 | 0 | 0 | 0 | 0 | 0 | 0 | 0 | 0 | 0 | 0 | 0 | 0 | 0 | 0 | 0 | 0
F4_Commercial_Education_New_Food Preparation_Natural Gas_Griddle_E6 | F4 | Commercial | Education | New | Food Preparation | Natural Gas | Griddle | E6 | Utility - Cost of Equipment | 0 | 0 | 0 | 0 | 0 | 0 | 0 | 0 | 0 | 0 | 0 | 0 | 0 | 0 | 0 | 0 | 0 | 0 | 0 | 0 | 0 | 0 | 0 | 0 | 0 | 0 | 0 | 0 | 0 | 0
F4_Commercial_Education_New_Food Preparation_Natural Gas_Griddle_E7 | F4 | Commercial | Education | New | Food Preparation | Natural Gas | Griddle | E7 | Utility - Cost of Equipment | 0 | 0 | 0 | 0 | 0 | 0 | 0 | 0 | 0 | 0 | 0 | 0 | 0 | 0 | 0 | 0 | 0 | 0 | 0 | 0 | 0 | 0 | 0 | 0 | 0 | 0 | 0 | 0 | 0 | 0
F4_Commercial_Education_New_Food Preparation_Natural Gas_Griddle_E8 | F4 | Commercial | Education | New | Food Preparation | Natural Gas | Griddle | E8 | Utility - Cost of Equipment | 0 | 0 | 0 | 0 | 0 | 0 | 0 | 0 | 0 | 0 | 0 | 0 | 0 | 0 | 0 | 0 | 0 | 0 | 0 | 0 | 0 | 0 | 0 | 0 | 0 | 0 | 0 | 0 | 0 | 0
F4_Commercial_Education_New_Food Preparation_Natural Gas_Griddle_E9 | F4 | Commercial | Education | New | Food Preparation | Natural Gas | Griddle | E9 | Utility - Cost of Equipment | 0 | 0 | 0 | 0 | 0 | 0 | 0 | 0 | 0 | 0 | 0 | 0 | 0 | 0 | 0 | 0 | 0 | 0 | 0 | 0 | 0 | 0 | 0 | 0 | 0 | 0 | 0 | 0 | 0 | 0
F4_Commercial_Education_New_Food Preparation_Natural Gas_Griddle_E10 | F4 | Commercial | Education | New | Food Preparation | Natural Gas | Griddle | E10 | Utility - Cost of Equipment | 0 | 0 | 0 | 0 | 0 | 0 | 0 | 0 | 0 | 0 | 0 | 0 | 0 | 0 | 0 | 0 | 0 | 0 | 0 | 0 | 0 | 0 | 0 | 0 | 0 | 0 | 0 | 0 | 0 | 0
F5_Commercial_Education_New_Food Preparation_Natural Gas_Griddle_E1 | F5 | Commercial | Education | New | Food Preparation | Natural Gas | Griddle | E1 | Utility - Cost of Operation | 0.00086763 | 0.00087505 | 0.00088394 | 0.00089864 | 0.00091824 | 0.00094137 | 0.00096262 | 0.00098154 | 0.00099989 | 0.0010177 | 0.0010356 | 0.0010531 | 0.0010695 | 0.001086 | 0.0011017 | 0.0011178 | 0.0011351 | 0.0011524 | 0.0011699 | 0.0011875 | 0.0012049 | 0.001222 | 0 | 0 | 0 | 0 | 0 | 0 | 0 | 0
F5_Commercial_Education_New_Food Preparation_Natural Gas_Griddle_E2 | F5 | Commercial | Education | New | Food Preparation | Natural Gas | Griddle | E2 | Utility - Cost of Operation | 0.00074934 | 0.00075575 | 0.00076343 | 0.00077613 | 0.00079306 | 0.00081303 | 0.00083138 | 0.00084772 | 0.00086357 | 0.00087895 | 0.00089445 | 0.00090952 | 0.00092371 | 0.00093792 | 0.0009515 | 0.00096543 | 0.00098033 | 0.00099533 | 0.0010104 | 0.0010256 | 0.0010406 | 0.0010554 | 0 | 0 | 0 | 0 | 0 | 0 | 0 | 0
F5_Commercial_Education_New_Food Preparation_Natural Gas_Griddle_E3 | F5 | Commercial | Education | New | Food Preparation | Natural Gas | Griddle | E3 | Utility - Cost of Operation | 0 | 0 | 0 | 0 | 0 | 0 | 0 | 0 | 0 | 0 | 0 | 0 | 0 | 0 | 0 | 0 | 0 | 0 | 0 | 0 | 0 | 0 | 0 | 0 | 0 | 0 | 0 | 0 | 0 | 0
F5_Commercial_Education_New_Food Preparation_Natural Gas_Griddle_E4 | F5 | Commercial | Education | New | Food Preparation | Natural Gas | Griddle | E4 | Utility - Cost of Operation | 0 | 0 | 0 | 0 | 0 | 0 | 0 | 0 | 0 | 0 | 0 | 0 | 0 | 0 | 0 | 0 | 0 | 0 | 0 | 0 | 0 | 0 | 0 | 0 | 0 | 0 | 0 | 0 | 0 | 0
F5_Commercial_Education_New_Food Preparation_Natural Gas_Griddle_E5 | F5 | Commercial | Education | New | Food Preparation | Natural Gas | Griddle | E5 | Utility - Cost of Operation | 0 | 0 | 0 | 0 | 0 | 0 | 0 | 0 | 0 | 0 | 0 | 0 | 0 | 0 | 0 | 0 | 0 | 0 | 0 | 0 | 0 | 0 | 0 | 0 | 0 | 0 | 0 | 0 | 0 | 0
F5_Commercial_Education_New_Food Preparation_Natural Gas_Griddle_E6 | F5 | Commercial | Education | New | Food Preparation | Natural Gas | Griddle | E6 | Utility - Cost of Operation | 0 | 0 | 0 | 0 | 0 | 0 | 0 | 0 | 0 | 0 | 0 | 0 | 0 | 0 | 0 | 0 | 0 | 0 | 0 | 0 | 0 | 0 | 0 | 0 | 0 | 0 | 0 | 0 | 0 | 0
F5_Commercial_Education_New_Food Preparation_Natural Gas_Griddle_E7 | F5 | Commercial | Education | New | Food Preparation | Natural Gas | Griddle | E7 | Utility - Cost of Operation | 0 | 0 | 0 | 0 | 0 | 0 | 0 | 0 | 0 | 0 | 0 | 0 | 0 | 0 | 0 | 0 | 0 | 0 | 0 | 0 | 0 | 0 | 0 | 0 | 0 | 0 | 0 | 0 | 0 | 0
F5_Commercial_Education_New_Food Preparation_Natural Gas_Griddle_E8 | F5 | Commercial | Education | New | Food Preparation | Natural Gas | Griddle | E8 | Utility - Cost of Operation | 0 | 0 | 0 | 0 | 0 | 0 | 0 | 0 | 0 | 0 | 0 | 0 | 0 | 0 | 0 | 0 | 0 | 0 | 0 | 0 | 0 | 0 | 0 | 0 | 0 | 0 | 0 | 0 | 0 | 0
F5_Commercial_Education_New_Food Preparation_Natural Gas_Griddle_E9 | F5 | Commercial | Education | New | Food Preparation | Natural Gas | Griddle | E9 | Utility - Cost of Operation | 0 | 0 | 0 | 0 | 0 | 0 | 0 | 0 | 0 | 0 | 0 | 0 | 0 | 0 | 0 | 0 | 0 | 0 | 0 | 0 | 0 | 0 | 0 | 0 | 0 | 0 | 0 | 0 | 0 | 0
F5_Commercial_Education_New_Food Preparation_Natural Gas_Griddle_E10 | F5 | Commercial | Education | New | Food Preparation | Natural Gas | Griddle | E10 | Utility - Cost of Operation | 0 | 0 | 0 | 0 | 0 | 0 | 0 | 0 | 0 | 0 | 0 | 0 | 0 | 0 | 0 | 0 | 0 | 0 | 0 | 0 | 0 | 0 | 0 | 0 | 0 | 0 | 0 | 0 | 0 | 0
F6_Commercial_Education_New_Food Preparation_Natural Gas_Griddle_E1 | F6 | Commercial | Education | New | Food Preparation | Natural Gas | Griddle | E1 | Utility - Value of Sales | 0.0010395 | 0.0010484 | 0.001059 | 0.0010766 | 0.0011001 | 0.0011278 | 0.0011533 | 0.0011759 | 0.0011979 | 0.0012193 | 0.0012408 | 0.0012617 | 0.0012814 | 0.0013011 | 0.0013199 | 0.0013392 | 0.0013599 | 0.0013807 | 0.0014017 | 0.0014227 | 0.0014436 | 0.0014641 | 0 | 0 | 0 | 0 | 0 | 0 | 0 | 0
F6_Commercial_Education_New_Food Preparation_Natural Gas_Griddle_E2 | F6 | Commercial | Education | New | Food Preparation | Natural Gas | Griddle | E2 | Utility - Value of Sales | 0.00089776 | 0.00090544 | 0.00091464 | 0.00092985 | 0.00095013 | 0.00097406 | 0.00099605 | 0.0010156 | 0.0010346 | 0.001053 | 0.0010716 | 0.0010897 | 0.0011067 | 0.0011237 | 0.00114 | 0.0011567 | 0.0011745 | 0.0011925 | 0.0012106 | 0.0012288 | 0.0012468 | 0.0012645 | 0 | 0 | 0 | 0 | 0 | 0 | 0 | 0
F6_Commercial_Education_New_Food Preparation_Natural Gas_Griddle_E3 | F6 | Commercial | Education | New | Food Preparation | Natural Gas | Griddle | E3 | Utility - Value of Sales | 0 | 0 | 0 | 0 | 0 | 0 | 0 | 0 | 0 | 0 | 0 | 0 | 0 | 0 | 0 | 0 | 0 | 0 | 0 | 0 | 0 | 0 | 0 | 0 | 0 | 0 | 0 | 0 | 0 | 0
F6_Commercial_Education_New_Food Preparation_Natural Gas_Griddle_E4 | F6 | Commercial | Education | New | Food Preparation | Natural Gas | Griddle | E4 | Utility - Value of Sales | 0 | 0 | 0 | 0 | 0 | 0 | 0 | 0 | 0 | 0 | 0 | 0 | 0 | 0 | 0 | 0 | 0 | 0 | 0 | 0 | 0 | 0 | 0 | 0 | 0 | 0 | 0 | 0 | 0 | 0
F6_Commercial_Education_New_Food Preparation_Natural Gas_Griddle_E5 | F6 | Commercial | Education | New | Food Preparation | Natural Gas | Griddle | E5 | Utility - Value of Sales | 0 | 0 | 0 | 0 | 0 | 0 | 0 | 0 | 0 | 0 | 0 | 0 | 0 | 0 | 0 | 0 | 0 | 0 | 0 | 0 | 0 | 0 | 0 | 0 | 0 | 0 | 0 | 0 | 0 | 0
F6_Commercial_Education_New_Food Preparation_Natural Gas_Griddle_E6 | F6 | Commercial | Education | New | Food Preparation | Natural Gas | Griddle | E6 | Utility - Value of Sales | 0 | 0 | 0 | 0 | 0 | 0 | 0 | 0 | 0 | 0 | 0 | 0 | 0 | 0 | 0 | 0 | 0 | 0 | 0 | 0 | 0 | 0 | 0 | 0 | 0 | 0 | 0 | 0 | 0 | 0
F6_Commercial_Education_New_Food Preparation_Natural Gas_Griddle_E7 | F6 | Commercial | Education | New | Food Preparation | Natural Gas | Griddle | E7 | Utility - Value of Sales | 0 | 0 | 0 | 0 | 0 | 0 | 0 | 0 | 0 | 0 | 0 | 0 | 0 | 0 | 0 | 0 | 0 | 0 | 0 | 0 | 0 | 0 | 0 | 0 | 0 | 0 | 0 | 0 | 0 | 0
F6_Commercial_Education_New_Food Preparation_Natural Gas_Griddle_E8 | F6 | Commercial | Education | New | Food Preparation | Natural Gas | Griddle | E8 | Utility - Value of Sales | 0 | 0 | 0 | 0 | 0 | 0 | 0 | 0 | 0 | 0 | 0 | 0 | 0 | 0 | 0 | 0 | 0 | 0 | 0 | 0 | 0 | 0 | 0 | 0 | 0 | 0 | 0 | 0 | 0 | 0
F6_Commercial_Education_New_Food Preparation_Natural Gas_Griddle_E9 | F6 | Commercial | Education | New | Food Preparation | Natural Gas | Griddle | E9 | Utility - Value of Sales | 0 | 0 | 0 | 0 | 0 | 0 | 0 | 0 | 0 | 0 | 0 | 0 | 0 | 0 | 0 | 0 | 0 | 0 | 0 | 0 | 0 | 0 | 0 | 0 | 0 | 0 | 0 | 0 | 0 | 0
F6_Commercial_Education_New_Food Preparation_Natural Gas_Griddle_E10 | F6 | Commercial | Education | New | Food Preparation | Natural Gas | Griddle | E10 | Utility - Value of Sales | 0 | 0 | 0 | 0 | 0 | 0 | 0 | 0 | 0 | 0 | 0 | 0 | 0 | 0 | 0 | 0 | 0 | 0 | 0 | 0 | 0 | 0 | 0 | 0 | 0 | 0 | 0 | 0 | 0 | 0
F1_Commercial_Education_New_Food Preparation_Natural Gas_Range_E1 | F1 | Commercial | Education | New | Food Preparation | Natural Gas | Range | E1 | Participant - Cost of Equipment | 0.00086848 | 0.00086848 | 0.00086848 | 0.00086848 | 0.00086848 | 0.00086848 | 0.00086848 | 0.00086848 | 0.00086848 | 0.00086848 | 0.00086848 | 0.00086848 | 0.00086848 | 0.00086848 | 0.00086848 | 0.00086848 | 0.00086848 | 0.00086848 | 0.00086848 | 0.00086848 | 0.00086848 | 0.00086848 | 0 | 0 | 0 | 0 | 0 | 0 | 0 | 0
F1_Commercial_Education_New_Food Preparation_Natural Gas_Range_E2 | F1 | Commercial | Education | New | Food Preparation | Natural Gas | Range | E2 | Participant - Cost of Equipment | 0.00086859 | 0.00086859 | 0.00086859 | 0.00086859 | 0.00086859 | 0.00086859 | 0.00086859 | 0.00086859 | 0.00086859 | 0.00086859 | 0.00086859 | 0.00086859 | 0.00086859 | 0.00086859 | 0.00086859 | 0.00086859 | 0.00086859 | 0.00086859 | 0.00086859 | 0.00086859 | 0.00086859 | 0.00086859 | 0 | 0 | 0 | 0 | 0 | 0 | 0 | 0
F1_Commercial_Education_New_Food Preparation_Natural Gas_Range_E3 | F1 | Commercial | Education | New | Food Preparation | Natural Gas | Range | E3 | Participant - Cost of Equipment | 0 | 0 | 0 | 0 | 0 | 0 | 0 | 0 | 0 | 0 | 0 | 0 | 0 | 0 | 0 | 0 | 0 | 0 | 0 | 0 | 0 | 0 | 0 | 0 | 0 | 0 | 0 | 0 | 0 | 0
F1_Commercial_Education_New_Food Preparation_Natural Gas_Range_E4 | F1 | Commercial | Education | New | Food Preparation | Natural Gas | Range | E4 | Participant - Cost of Equipment | 0 | 0 | 0 | 0 | 0 | 0 | 0 | 0 | 0 | 0 | 0 | 0 | 0 | 0 | 0 | 0 | 0 | 0 | 0 | 0 | 0 | 0 | 0 | 0 | 0 | 0 | 0 | 0 | 0 | 0
F1_Commercial_Education_New_Food Preparation_Natural Gas_Range_E5 | F1 | Commercial | Education | New | Food Preparation | Natural Gas | Range | E5 | Participant - Cost of Equipment | 0 | 0 | 0 | 0 | 0 | 0 | 0 | 0 | 0 | 0 | 0 | 0 | 0 | 0 | 0 | 0 | 0 | 0 | 0 | 0 | 0 | 0 | 0 | 0 | 0 | 0 | 0 | 0 | 0 | 0
F1_Commercial_Education_New_Food Preparation_Natural Gas_Range_E6 | F1 | Commercial | Education | New | Food Preparation | Natural Gas | Range | E6 | Participant - Cost of Equipment | 0 | 0 | 0 | 0 | 0 | 0 | 0 | 0 | 0 | 0 | 0 | 0 | 0 | 0 | 0 | 0 | 0 | 0 | 0 | 0 | 0 | 0 | 0 | 0 | 0 | 0 | 0 | 0 | 0 | 0
F1_Commercial_Education_New_Food Preparation_Natural Gas_Range_E7 | F1 | Commercial | Education | New | Food Preparation | Natural Gas | Range | E7 | Participant - Cost of Equipment | 0 | 0 | 0 | 0 | 0 | 0 | 0 | 0 | 0 | 0 | 0 | 0 | 0 | 0 | 0 | 0 | 0 | 0 | 0 | 0 | 0 | 0 | 0 | 0 | 0 | 0 | 0 | 0 | 0 | 0
F1_Commercial_Education_New_Food Preparation_Natural Gas_Range_E8 | F1 | Commercial | Education | New | Food Preparation | Natural Gas | Range | E8 | Participant - Cost of Equipment | 0 | 0 | 0 | 0 | 0 | 0 | 0 | 0 | 0 | 0 | 0 | 0 | 0 | 0 | 0 | 0 | 0 | 0 | 0 | 0 | 0 | 0 | 0 | 0 | 0 | 0 | 0 | 0 | 0 | 0
F1_Commercial_Education_New_Food Preparation_Natural Gas_Range_E9 | F1 | Commercial | Education | New | Food Preparation | Natural Gas | Range | E9 | Participant - Cost of Equipment | 0 | 0 | 0 | 0 | 0 | 0 | 0 | 0 | 0 | 0 | 0 | 0 | 0 | 0 | 0 | 0 | 0 | 0 | 0 | 0 | 0 | 0 | 0 | 0 | 0 | 0 | 0 | 0 | 0 | 0
F1_Commercial_Education_New_Food Preparation_Natural Gas_Range_E10 | F1 | Commercial | Education | New | Food Preparation | Natural Gas | Range | E10 | Participant - Cost of Equipment | 0 | 0 | 0 | 0 | 0 | 0 | 0 | 0 | 0 | 0 | 0 | 0 | 0 | 0 | 0 | 0 | 0 | 0 | 0 | 0 | 0 | 0 | 0 | 0 | 0 | 0 | 0 | 0 | 0 | 0
F2_Commercial_Education_New_Food Preparation_Natural Gas_Range_E1 | F2 | Commercial | Education | New | Food Preparation | Natural Gas | Range | E1 | Participant - Cost of Operation | 0.0011957 | 0.0012036 | 0.0012139 | 0.0012339 | 0.0012616 | 0.0012949 | 0.0013251 | 0.001351 | 0.0013756 | 0.0014007 | 0.0014276 | 0.0014538 | 0.0014786 | 0.0015036 | 0.0015256 | 0.0015465 | 0.0015692 | 0.0015918 | 0.0016147 | 0.0016375 | 0.0016599 | 0.0016817 | 0 | 0 | 0 | 0 | 0 | 0 | 0 | 0
F2_Commercial_Education_New_Food Preparation_Natural Gas_Range_E2 | F2 | Commercial | Education | New | Food Preparation | Natural Gas | Range | E2 | Participant - Cost of Operation | 0.00089674 | 0.00090272 | 0.00091046 | 0.00092541 | 0.00094617 | 0.00097114 | 0.00099382 | 0.0010132 | 0.0010317 | 0.0010505 | 0.0010707 | 0.0010904 | 0.001109 | 0.0011277 | 0.0011442 | 0.0011599 | 0.0011769 | 0.0011939 | 0.001211 | 0.0012281 | 0.0012449 | 0.0012613 | 0 | 0 | 0 | 0 | 0 | 0 | 0 | 0
F2_Commercial_Education_New_Food Preparation_Natural Gas_Range_E3 | F2 | Commercial | Education | New | Food Preparation | Natural Gas | Range | E3 | Participant - Cost of Operation | 0 | 0 | 0 | 0 | 0 | 0 | 0 | 0 | 0 | 0 | 0 | 0 | 0 | 0 | 0 | 0 | 0 | 0 | 0 | 0 | 0 | 0 | 0 | 0 | 0 | 0 | 0 | 0 | 0 | 0
F2_Commercial_Education_New_Food Preparation_Natural Gas_Range_E4 | F2 | Commercial | Education | New | Food Preparation | Natural Gas | Range | E4 | Participant - Cost of Operation | 0 | 0 | 0 | 0 | 0 | 0 | 0 | 0 | 0 | 0 | 0 | 0 | 0 | 0 | 0 | 0 | 0 | 0 | 0 | 0 | 0 | 0 | 0 | 0 | 0 | 0 | 0 | 0 | 0 | 0
F2_Commercial_Education_New_Food Preparation_Natural Gas_Range_E5 | F2 | Commercial | Education | New | Food Preparation | Natural Gas | Range | E5 | Participant - Cost of Operation | 0 | 0 | 0 | 0 | 0 | 0 | 0 | 0 | 0 | 0 | 0 | 0 | 0 | 0 | 0 | 0 | 0 | 0 | 0 | 0 | 0 | 0 | 0 | 0 | 0 | 0 | 0 | 0 | 0 | 0
F2_Commercial_Education_New_Food Preparation_Natural Gas_Range_E6 | F2 | Commercial | Education | New | Food Preparation | Natural Gas | Range | E6 | Participant - Cost of Operation | 0 | 0 | 0 | 0 | 0 | 0 | 0 | 0 | 0 | 0 | 0 | 0 | 0 | 0 | 0 | 0 | 0 | 0 | 0 | 0 | 0 | 0 | 0 | 0 | 0 | 0 | 0 | 0 | 0 | 0
F2_Commercial_Education_New_Food Preparation_Natural Gas_Range_E7 | F2 | Commercial | Education | New | Food Preparation | Natural Gas | Range | E7 | Participant - Cost of Operation | 0 | 0 | 0 | 0 | 0 | 0 | 0 | 0 | 0 | 0 | 0 | 0 | 0 | 0 | 0 | 0 | 0 | 0 | 0 | 0 | 0 | 0 | 0 | 0 | 0 | 0 | 0 | 0 | 0 | 0
F2_Commercial_Education_New_Food Preparation_Natural Gas_Range_E8 | F2 | Commercial | Education | New | Food Preparation | Natural Gas | Range | E8 | Participant - Cost of Operation | 0 | 0 | 0 | 0 | 0 | 0 | 0 | 0 | 0 | 0 | 0 | 0 | 0 | 0 | 0 | 0 | 0 | 0 | 0 | 0 | 0 | 0 | 0 | 0 | 0 | 0 | 0 | 0 | 0 | 0
F2_Commercial_Education_New_Food Preparation_Natural Gas_Range_E9 | F2 | Commercial | Education | New | Food Preparation | Natural Gas | Range | E9 | Participant - Cost of Operation | 0 | 0 | 0 | 0 | 0 | 0 | 0 | 0 | 0 | 0 | 0 | 0 | 0 | 0 | 0 | 0 | 0 | 0 | 0 | 0 | 0 | 0 | 0 | 0 | 0 | 0 | 0 | 0 | 0 | 0
F2_Commercial_Education_New_Food Preparation_Natural Gas_Range_E10 | F2 | Commercial | Education | New | Food Preparation | Natural Gas | Range | E10 | Participant - Cost of Operation | 0 | 0 | 0 | 0 | 0 | 0 | 0 | 0 | 0 | 0 | 0 | 0 | 0 | 0 | 0 | 0 | 0 | 0 | 0 | 0 | 0 | 0 | 0 | 0 | 0 | 0 | 0 | 0 | 0 | 0
F3_Commercial_Education_New_Food Preparation_Natural Gas_Range_E1 | F3 | Commercial | Education | New | Food Preparation | Natural Gas | Range | E1 | System - kBTUs of Conusmption | 0.11329 | 0.11359 | 0.11396 | 0.11492 | 0.11575 | 0.11646 | 0.11699 | 0.11752 | 0.11801 | 0.11845 | 0.11882 | 0.11904 | 0.11909 | 0.11896 | 0.1186 | 0.11812 | 0.1176 | 0.11704 | 0.1164 | 0.11579 | 0.11515 | 0.1145 | 0 | 0 | 0 | 0 | 0 | 0 | 0 | 0
F3_Commercial_Education_New_Food Preparation_Natural Gas_Range_E2 | F3 | Commercial | Education | New | Food Preparation | Natural Gas | Range | E2 | System - kBTUs of Conusmption | 0.084966 | 0.085194 | 0.085471 | 0.086188 | 0.086813 | 0.087342 | 0.087745 | 0.088141 | 0.088504 | 0.088836 | 0.089112 | 0.08928 | 0.089315 | 0.089219 | 0.088954 | 0.08859 | 0.088199 | 0.087781 | 0.087303 | 0.086843 | 0.086365 | 0.085874 | 0 | 0 | 0 | 0 | 0 | 0 | 0 | 0
F3_Commercial_Education_New_Food Preparation_Natural Gas_Range_E3 | F3 | Commercial | Education | New | Food Preparation | Natural Gas | Range | E3 | System - kBTUs of Conusmption | 0 | 0 | 0 | 0 | 0 | 0 | 0 | 0 | 0 | 0 | 0 | 0 | 0 | 0 | 0 | 0 | 0 | 0 | 0 | 0 | 0 | 0 | 0 | 0 | 0 | 0 | 0 | 0 | 0 | 0
F3_Commercial_Education_New_Food Preparation_Natural Gas_Range_E4 | F3 | Commercial | Education | New | Food Preparation | Natural Gas | Range | E4 | System - kBTUs of Conusmption | 0 | 0 | 0 | 0 | 0 | 0 | 0 | 0 | 0 | 0 | 0 | 0 | 0 | 0 | 0 | 0 | 0 | 0 | 0 | 0 | 0 | 0 | 0 | 0 | 0 | 0 | 0 | 0 | 0 | 0
F3_Commercial_Education_New_Food Preparation_Natural Gas_Range_E5 | F3 | Commercial | Education | New | Food Preparation | Natural Gas | Range | E5 | System - kBTUs of Conusmption | 0 | 0 | 0 | 0 | 0 | 0 | 0 | 0 | 0 | 0 | 0 | 0 | 0 | 0 | 0 | 0 | 0 | 0 | 0 | 0 | 0 | 0 | 0 | 0 | 0 | 0 | 0 | 0 | 0 | 0
F3_Commercial_Education_New_Food Preparation_Natural Gas_Range_E6 | F3 | Commercial | Education | New | Food Preparation | Natural Gas | Range | E6 | System - kBTUs of Conusmption | 0 | 0 | 0 | 0 | 0 | 0 | 0 | 0 | 0 | 0 | 0 | 0 | 0 | 0 | 0 | 0 | 0 | 0 | 0 | 0 | 0 | 0 | 0 | 0 | 0 | 0 | 0 | 0 | 0 | 0
F3_Commercial_Education_New_Food Preparation_Natural Gas_Range_E7 | F3 | Commercial | Education | New | Food Preparation | Natural Gas | Range | E7 | System - kBTUs of Conusmption | 0 | 0 | 0 | 0 | 0 | 0 | 0 | 0 | 0 | 0 | 0 | 0 | 0 | 0 | 0 | 0 | 0 | 0 | 0 | 0 | 0 | 0 | 0 | 0 | 0 | 0 | 0 | 0 | 0 | 0
F3_Commercial_Education_New_Food Preparation_Natural Gas_Range_E8 | F3 | Commercial | Education | New | Food Preparation | Natural Gas | Range | E8 | System - kBTUs of Conusmption | 0 | 0 | 0 | 0 | 0 | 0 | 0 | 0 | 0 | 0 | 0 | 0 | 0 | 0 | 0 | 0 | 0 | 0 | 0 | 0 | 0 | 0 | 0 | 0 | 0 | 0 | 0 | 0 | 0 | 0
F3_Commercial_Education_New_Food Preparation_Natural Gas_Range_E9 | F3 | Commercial | Education | New | Food Preparation | Natural Gas | Range | E9 | System - kBTUs of Conusmption | 0 | 0 | 0 | 0 | 0 | 0 | 0 | 0 | 0 | 0 | 0 | 0 | 0 | 0 | 0 | 0 | 0 | 0 | 0 | 0 | 0 | 0 | 0 | 0 | 0 | 0 | 0 | 0 | 0 | 0
F3_Commercial_Education_New_Food Preparation_Natural Gas_Range_E10 | F3 | Commercial | Education | New | Food Preparation | Natural Gas | Range | E10 | System - kBTUs of Conusmption | 0 | 0 | 0 | 0 | 0 | 0 | 0 | 0 | 0 | 0 | 0 | 0 | 0 | 0 | 0 | 0 | 0 | 0 | 0 | 0 | 0 | 0 | 0 | 0 | 0 | 0 | 0 | 0 | 0 | 0
F4_Commercial_Education_New_Food Preparation_Natural Gas_Range_E1 | F4 | Commercial | Education | New | Food Preparation | Natural Gas | Range | E1 | Utility - Cost of Equipment | 0.00086848 | 0.00086848 | 0.00086848 | 0.00086848 | 0.00086848 | 0.00086848 | 0.00086848 | 0.00086848 | 0.00086848 | 0.00086848 | 0.00086848 | 0.00086848 | 0.00086848 | 0.00086848 | 0.00086848 | 0.00086848 | 0.00086848 | 0.00086848 | 0.00086848 | 0.00086848 | 0.00086848 | 0.00086848 | 0 | 0 | 0 | 0 | 0 | 0 | 0 | 0
F4_Commercial_Education_New_Food Preparation_Natural Gas_Range_E2 | F4 | Commercial | Education | New | Food Preparation | Natural Gas | Range | E2 | Utility - Cost of Equipment | 0.00086859 | 0.00086859 | 0.00086859 | 0.00086859 | 0.00086859 | 0.00086859 | 0.00086859 | 0.00086859 | 0.00086859 | 0.00086859 | 0.00086859 | 0.00086859 | 0.00086859 | 0.00086859 | 0.00086859 | 0.00086859 | 0.00086859 | 0.00086859 | 0.00086859 | 0.00086859 | 0.00086859 | 0.00086859 | 0 | 0 | 0 | 0 | 0 | 0 | 0 | 0
F4_Commercial_Education_New_Food Preparation_Natural Gas_Range_E3 | F4 | Commercial | Education | New | Food Preparation | Natural Gas | Range | E3 | Utility - Cost of Equipment | 0 | 0 | 0 | 0 | 0 | 0 | 0 | 0 | 0 | 0 | 0 | 0 | 0 | 0 | 0 | 0 | 0 | 0 | 0 | 0 | 0 | 0 | 0 | 0 | 0 | 0 | 0 | 0 | 0 | 0
F4_Commercial_Education_New_Food Preparation_Natural Gas_Range_E4 | F4 | Commercial | Education | New | Food Preparation | Natural Gas | Range | E4 | Utility - Cost of Equipment | 0 | 0 | 0 | 0 | 0 | 0 | 0 | 0 | 0 | 0 | 0 | 0 | 0 | 0 | 0 | 0 | 0 | 0 | 0 | 0 | 0 | 0 | 0 | 0 | 0 | 0 | 0 | 0 | 0 | 0
F4_Commercial_Education_New_Food Preparation_Natural Gas_Range_E5 | F4 | Commercial | Education | New | Food Preparation | Natural Gas | Range | E5 | Utility - Cost of Equipment | 0 | 0 | 0 | 0 | 0 | 0 | 0 | 0 | 0 | 0 | 0 | 0 | 0 | 0 | 0 | 0 | 0 | 0 | 0 | 0 | 0 | 0 | 0 | 0 | 0 | 0 | 0 | 0 | 0 | 0
F4_Commercial_Education_New_Food Preparation_Natural Gas_Range_E6 | F4 | Commercial | Education | New | Food Preparation | Natural Gas | Range | E6 | Utility - Cost of Equipment | 0 | 0 | 0 | 0 | 0 | 0 | 0 | 0 | 0 | 0 | 0 | 0 | 0 | 0 | 0 | 0 | 0 | 0 | 0 | 0 | 0 | 0 | 0 | 0 | 0 | 0 | 0 | 0 | 0 | 0
F4_Commercial_Education_New_Food Preparation_Natural Gas_Range_E7 | F4 | Commercial | Education | New | Food Preparation | Natural Gas | Range | E7 | Utility - Cost of Equipment | 0 | 0 | 0 | 0 | 0 | 0 | 0 | 0 | 0 | 0 | 0 | 0 | 0 | 0 | 0 | 0 | 0 | 0 | 0 | 0 | 0 | 0 | 0 | 0 | 0 | 0 | 0 | 0 | 0 | 0
F4_Commercial_Education_New_Food Preparation_Natural Gas_Range_E8 | F4 | Commercial | Education | New | Food Preparation | Natural Gas | Range | E8 | Utility - Cost of Equipment | 0 | 0 | 0 | 0 | 0 | 0 | 0 | 0 | 0 | 0 | 0 | 0 | 0 | 0 | 0 | 0 | 0 | 0 | 0 | 0 | 0 | 0 | 0 | 0 | 0 | 0 | 0 | 0 | 0 | 0
F4_Commercial_Education_New_Food Preparation_Natural Gas_Range_E9 | F4 | Commercial | Education | New | Food Preparation | Natural Gas | Range | E9 | Utility - Cost of Equipment | 0 | 0 | 0 | 0 | 0 | 0 | 0 | 0 | 0 | 0 | 0 | 0 | 0 | 0 | 0 | 0 | 0 | 0 | 0 | 0 | 0 | 0 | 0 | 0 | 0 | 0 | 0 | 0 | 0 | 0
F4_Commercial_Education_New_Food Preparation_Natural Gas_Range_E10 | F4 | Commercial | Education | New | Food Preparation | Natural Gas | Range | E10 | Utility - Cost of Equipment | 0 | 0 | 0 | 0 | 0 | 0 | 0 | 0 | 0 | 0 | 0 | 0 | 0 | 0 | 0 | 0 | 0 | 0 | 0 | 0 | 0 | 0 | 0 | 0 | 0 | 0 | 0 | 0 | 0 | 0
F5_Commercial_Education_New_Food Preparation_Natural Gas_Range_E1 | F5 | Commercial | Education | New | Food Preparation | Natural Gas | Range | E1 | Utility - Cost of Operation | 0.00099799 | 0.0010046 | 0.0010133 | 0.0010299 | 0.001053 | 0.0010808 | 0.001106 | 0.0011276 | 0.0011482 | 0.0011691 | 0.0011916 | 0.0012135 | 0.0012342 | 0.001255 | 0.0012734 | 0.0012909 | 0.0013097 | 0.0013287 | 0.0013477 | 0.0013668 | 0.0013855 | 0.0014037 | 0 | 0 | 0 | 0 | 0 | 0 | 0 | 0
F5_Commercial_Education_New_Food Preparation_Natural Gas_Range_E2 | F5 | Commercial | Education | New | Food Preparation | Natural Gas | Range | E2 | Utility - Cost of Operation | 0.00074849 | 0.00075348 | 0.00075994 | 0.00077242 | 0.00078975 | 0.00081059 | 0.00082952 | 0.00084573 | 0.00086113 | 0.00087685 | 0.00089368 | 0.0009101 | 0.00092562 | 0.00094125 | 0.00095507 | 0.00096815 | 0.0009823 | 0.00099651 | 0.0010108 | 0.0010251 | 0.0010391 | 0.0010528 | 0 | 0 | 0 | 0 | 0 | 0 | 0 | 0
F5_Commercial_Education_New_Food Preparation_Natural Gas_Range_E3 | F5 | Commercial | Education | New | Food Preparation | Natural Gas | Range | E3 | Utility - Cost of Operation | 0 | 0 | 0 | 0 | 0 | 0 | 0 | 0 | 0 | 0 | 0 | 0 | 0 | 0 | 0 | 0 | 0 | 0 | 0 | 0 | 0 | 0 | 0 | 0 | 0 | 0 | 0 | 0 | 0 | 0
F5_Commercial_Education_New_Food Preparation_Natural Gas_Range_E4 | F5 | Commercial | Education | New | Food Preparation | Natural Gas | Range | E4 | Utility - Cost of Operation | 0 | 0 | 0 | 0 | 0 | 0 | 0 | 0 | 0 | 0 | 0 | 0 | 0 | 0 | 0 | 0 | 0 | 0 | 0 | 0 | 0 | 0 | 0 | 0 | 0 | 0 | 0 | 0 | 0 | 0
F5_Commercial_Education_New_Food Preparation_Natural Gas_Range_E5 | F5 | Commercial | Education | New | Food Preparation | Natural Gas | Range | E5 | Utility - Cost of Operation | 0 | 0 | 0 | 0 | 0 | 0 | 0 | 0 | 0 | 0 | 0 | 0 | 0 | 0 | 0 | 0 | 0 | 0 | 0 | 0 | 0 | 0 | 0 | 0 | 0 | 0 | 0 | 0 | 0 | 0
F5_Commercial_Education_New_Food Preparation_Natural Gas_Range_E6 | F5 | Commercial | Education | New | Food Preparation | Natural Gas | Range | E6 | Utility - Cost of Operation | 0 | 0 | 0 | 0 | 0 | 0 | 0 | 0 | 0 | 0 | 0 | 0 | 0 | 0 | 0 | 0 | 0 | 0 | 0 | 0 | 0 | 0 | 0 | 0 | 0 | 0 | 0 | 0 | 0 | 0
F5_Commercial_Education_New_Food Preparation_Natural Gas_Range_E7 | F5 | Commercial | Education | New | Food Preparation | Natural Gas | Range | E7 | Utility - Cost of Operation | 0 | 0 | 0 | 0 | 0 | 0 | 0 | 0 | 0 | 0 | 0 | 0 | 0 | 0 | 0 | 0 | 0 | 0 | 0 | 0 | 0 | 0 | 0 | 0 | 0 | 0 | 0 | 0 | 0 | 0
F5_Commercial_Education_New_Food Preparation_Natural Gas_Range_E8 | F5 | Commercial | Education | New | Food Preparation | Natural Gas | Range | E8 | Utility - Cost of Operation | 0 | 0 | 0 | 0 | 0 | 0 | 0 | 0 | 0 | 0 | 0 | 0 | 0 | 0 | 0 | 0 | 0 | 0 | 0 | 0 | 0 | 0 | 0 | 0 | 0 | 0 | 0 | 0 | 0 | 0
F5_Commercial_Education_New_Food Preparation_Natural Gas_Range_E9 | F5 | Commercial | Education | New | Food Preparation | Natural Gas | Range | E9 | Utility - Cost of Operation | 0 | 0 | 0 | 0 | 0 | 0 | 0 | 0 | 0 | 0 | 0 | 0 | 0 | 0 | 0 | 0 | 0 | 0 | 0 | 0 | 0 | 0 | 0 | 0 | 0 | 0 | 0 | 0 | 0 | 0
F5_Commercial_Education_New_Food Preparation_Natural Gas_Range_E10 | F5 | Commercial | Education | New | Food Preparation | Natural Gas | Range | E10 | Utility - Cost of Operation | 0 | 0 | 0 | 0 | 0 | 0 | 0 | 0 | 0 | 0 | 0 | 0 | 0 | 0 | 0 | 0 | 0 | 0 | 0 | 0 | 0 | 0 | 0 | 0 | 0 | 0 | 0 | 0 | 0 | 0
F6_Commercial_Education_New_Food Preparation_Natural Gas_Range_E1 | F6 | Commercial | Education | New | Food Preparation | Natural Gas | Range | E1 | Utility - Value of Sales | 0.0011957 | 0.0012036 | 0.0012139 | 0.0012339 | 0.0012616 | 0.0012949 | 0.0013251 | 0.001351 | 0.0013756 | 0.0014007 | 0.0014276 | 0.0014538 | 0.0014786 | 0.0015036 | 0.0015256 | 0.0015465 | 0.0015692 | 0.0015918 | 0.0016147 | 0.0016375 | 0.0016599 | 0.0016817 | 0 | 0 | 0 | 0 | 0 | 0 | 0 | 0
F6_Commercial_Education_New_Food Preparation_Natural Gas_Range_E2 | F6 | Commercial | Education | New | Food Preparation | Natural Gas | Range | E2 | Utility - Value of Sales | 0.00089674 | 0.00090272 | 0.00091046 | 0.00092541 | 0.00094617 | 0.00097114 | 0.00099382 | 0.0010132 | 0.0010317 | 0.0010505 | 0.0010707 | 0.0010904 | 0.001109 | 0.0011277 | 0.0011442 | 0.0011599 | 0.0011769 | 0.0011939 | 0.001211 | 0.0012281 | 0.0012449 | 0.0012613 | 0 | 0 | 0 | 0 | 0 | 0 | 0 | 0
F6_Commercial_Education_New_Food Preparation_Natural Gas_Range_E3 | F6 | Commercial | Education | New | Food Preparation | Natural Gas | Range | E3 | Utility - Value of Sales | 0 | 0 | 0 | 0 | 0 | 0 | 0 | 0 | 0 | 0 | 0 | 0 | 0 | 0 | 0 | 0 | 0 | 0 | 0 | 0 | 0 | 0 | 0 | 0 | 0 | 0 | 0 | 0 | 0 | 0
F6_Commercial_Education_New_Food Preparation_Natural Gas_Range_E4 | F6 | Commercial | Education | New | Food Preparation | Natural Gas | Range | E4 | Utility - Value of Sales | 0 | 0 | 0 | 0 | 0 | 0 | 0 | 0 | 0 | 0 | 0 | 0 | 0 | 0 | 0 | 0 | 0 | 0 | 0 | 0 | 0 | 0 | 0 | 0 | 0 | 0 | 0 | 0 | 0 | 0
F6_Commercial_Education_New_Food Preparation_Natural Gas_Range_E5 | F6 | Commercial | Education | New | Food Preparation | Natural Gas | Range | E5 | Utility - Value of Sales | 0 | 0 | 0 | 0 | 0 | 0 | 0 | 0 | 0 | 0 | 0 | 0 | 0 | 0 | 0 | 0 | 0 | 0 | 0 | 0 | 0 | 0 | 0 | 0 | 0 | 0 | 0 | 0 | 0 | 0
F6_Commercial_Education_New_Food Preparation_Natural Gas_Range_E6 | F6 | Commercial | Education | New | Food Preparation | Natural Gas | Range | E6 | Utility - Value of Sales | 0 | 0 | 0 | 0 | 0 | 0 | 0 | 0 | 0 | 0 | 0 | 0 | 0 | 0 | 0 | 0 | 0 | 0 | 0 | 0 | 0 | 0 | 0 | 0 | 0 | 0 | 0 | 0 | 0 | 0
F6_Commercial_Education_New_Food Preparation_Natural Gas_Range_E7 | F6 | Commercial | Education | New | Food Preparation | Natural Gas | Range | E7 | Utility - Value of Sales | 0 | 0 | 0 | 0 | 0 | 0 | 0 | 0 | 0 | 0 | 0 | 0 | 0 | 0 | 0 | 0 | 0 | 0 | 0 | 0 | 0 | 0 | 0 | 0 | 0 | 0 | 0 | 0 | 0 | 0
F6_Commercial_Education_New_Food Preparation_Natural Gas_Range_E8 | F6 | Commercial | Education | New | Food Preparation | Natural Gas | Range | E8 | Utility - Value of Sales | 0 | 0 | 0 | 0 | 0 | 0 | 0 | 0 | 0 | 0 | 0 | 0 | 0 | 0 | 0 | 0 | 0 | 0 | 0 | 0 | 0 | 0 | 0 | 0 | 0 | 0 | 0 | 0 | 0 | 0
F6_Commercial_Education_New_Food Preparation_Natural Gas_Range_E9 | F6 | Commercial | Education | New | Food Preparation | Natural Gas | Range | E9 | Utility - Value of Sales | 0 | 0 | 0 | 0 | 0 | 0 | 0 | 0 | 0 | 0 | 0 | 0 | 0 | 0 | 0 | 0 | 0 | 0 | 0 | 0 | 0 | 0 | 0 | 0 | 0 | 0 | 0 | 0 | 0 | 0
F6_Commercial_Education_New_Food Preparation_Natural Gas_Range_E10 | F6 | Commercial | Education | New | Food Preparation | Natural Gas | Range | E10 | Utility - Value of Sales | 0 | 0 | 0 | 0 | 0 | 0 | 0 | 0 | 0 | 0 | 0 | 0 | 0 | 0 | 0 | 0 | 0 | 0 | 0 | 0 | 0 | 0 | 0 | 0 | 0 | 0 | 0 | 0 | 0 | 0
F1_Commercial_Education_New_Food Preparation_Natural Gas_Steamer_E1 | F1 | Commercial | Education | New | Food Preparation | Natural Gas | Steamer | E1 | Participant - Cost of Equipment | 0.0026251 | 0.0026251 | 0.0026251 | 0.0026251 | 0.0026251 | 0.0026251 | 0.0026251 | 0.0026251 | 0.0026251 | 0.0026251 | 0.0026251 | 0.0026251 | 0.0026251 | 0.0026251 | 0.0026251 | 0.0026251 | 0.0026251 | 0.0026251 | 0.0026251 | 0.0026251 | 0.0026251 | 0.0026251 | 0 | 0 | 0 | 0 | 0 | 0 | 0 | 0
F1_Commercial_Education_New_Food Preparation_Natural Gas_Steamer_E2 | F1 | Commercial | Education | New | Food Preparation | Natural Gas | Steamer | E2 | Participant - Cost of Equipment | 0.0028198 | 0.0028198 | 0.0028198 | 0.0028198 | 0.0028198 | 0.0028198 | 0.0028198 | 0.0028198 | 0.0028198 | 0.0028198 | 0.0028198 | 0.0028198 | 0.0028198 | 0.0028198 | 0.0028198 | 0.0028198 | 0.0028198 | 0.0028198 | 0.0028198 | 0.0028198 | 0.0028198 | 0.0028198 | 0 | 0 | 0 | 0 | 0 | 0 | 0 | 0
F1_Commercial_Education_New_Food Preparation_Natural Gas_Steamer_E3 | F1 | Commercial | Education | New | Food Preparation | Natural Gas | Steamer | E3 | Participant - Cost of Equipment | 0 | 0 | 0 | 0 | 0 | 0 | 0 | 0 | 0 | 0 | 0 | 0 | 0 | 0 | 0 | 0 | 0 | 0 | 0 | 0 | 0 | 0 | 0 | 0 | 0 | 0 | 0 | 0 | 0 | 0
F1_Commercial_Education_New_Food Preparation_Natural Gas_Steamer_E4 | F1 | Commercial | Education | New | Food Preparation | Natural Gas | Steamer | E4 | Participant - Cost of Equipment | 0 | 0 | 0 | 0 | 0 | 0 | 0 | 0 | 0 | 0 | 0 | 0 | 0 | 0 | 0 | 0 | 0 | 0 | 0 | 0 | 0 | 0 | 0 | 0 | 0 | 0 | 0 | 0 | 0 | 0
F1_Commercial_Education_New_Food Preparation_Natural Gas_Steamer_E5 | F1 | Commercial | Education | New | Food Preparation | Natural Gas | Steamer | E5 | Participant - Cost of Equipment | 0 | 0 | 0 | 0 | 0 | 0 | 0 | 0 | 0 | 0 | 0 | 0 | 0 | 0 | 0 | 0 | 0 | 0 | 0 | 0 | 0 | 0 | 0 | 0 | 0 | 0 | 0 | 0 | 0 | 0
F1_Commercial_Education_New_Food Preparation_Natural Gas_Steamer_E6 | F1 | Commercial | Education | New | Food Preparation | Natural Gas | Steamer | E6 | Participant - Cost of Equipment | 0 | 0 | 0 | 0 | 0 | 0 | 0 | 0 | 0 | 0 | 0 | 0 | 0 | 0 | 0 | 0 | 0 | 0 | 0 | 0 | 0 | 0 | 0 | 0 | 0 | 0 | 0 | 0 | 0 | 0
F1_Commercial_Education_New_Food Preparation_Natural Gas_Steamer_E7 | F1 | Commercial | Education | New | Food Preparation | Natural Gas | Steamer | E7 | Participant - Cost of Equipment | 0 | 0 | 0 | 0 | 0 | 0 | 0 | 0 | 0 | 0 | 0 | 0 | 0 | 0 | 0 | 0 | 0 | 0 | 0 | 0 | 0 | 0 | 0 | 0 | 0 | 0 | 0 | 0 | 0 | 0
F1_Commercial_Education_New_Food Preparation_Natural Gas_Steamer_E8 | F1 | Commercial | Education | New | Food Preparation | Natural Gas | Steamer | E8 | Participant - Cost of Equipment | 0 | 0 | 0 | 0 | 0 | 0 | 0 | 0 | 0 | 0 | 0 | 0 | 0 | 0 | 0 | 0 | 0 | 0 | 0 | 0 | 0 | 0 | 0 | 0 | 0 | 0 | 0 | 0 | 0 | 0
F1_Commercial_Education_New_Food Preparation_Natural Gas_Steamer_E9 | F1 | Commercial | Education | New | Food Preparation | Natural Gas | Steamer | E9 | Participant - Cost of Equipment | 0 | 0 | 0 | 0 | 0 | 0 | 0 | 0 | 0 | 0 | 0 | 0 | 0 | 0 | 0 | 0 | 0 | 0 | 0 | 0 | 0 | 0 | 0 | 0 | 0 | 0 | 0 | 0 | 0 | 0
F1_Commercial_Education_New_Food Preparation_Natural Gas_Steamer_E10 | F1 | Commercial | Education | New | Food Preparation | Natural Gas | Steamer | E10 | Participant - Cost of Equipment | 0 | 0 | 0 | 0 | 0 | 0 | 0 | 0 | 0 | 0 | 0 | 0 | 0 | 0 | 0 | 0 | 0 | 0 | 0 | 0 | 0 | 0 | 0 | 0 | 0 | 0 | 0 | 0 | 0 | 0
F2_Commercial_Education_New_Food Preparation_Natural Gas_Steamer_E1 | F2 | Commercial | Education | New | Food Preparation | Natural Gas | Steamer | E1 | Participant - Cost of Operation | 0.0028548 | 0.002879 | 0.002908 | 0.0029564 | 0.003021 | 0.0030976 | 0.0031684 | 0.0032294 | 0.0032864 | 0.0033427 | 0.0034006 | 0.0034583 | 0.0035144 | 0.0035723 | 0.0036259 | 0.003679 | 0.0037357 | 0.0037928 | 0.0038504 | 0.0039082 | 0.0039654 | 0.0040217 | 0 | 0 | 0 | 0 | 0 | 0 | 0 | 0
F2_Commercial_Education_New_Food Preparation_Natural Gas_Steamer_E2 | F2 | Commercial | Education | New | Food Preparation | Natural Gas | Steamer | E2 | Participant - Cost of Operation | 0.00059548 | 0.00060053 | 0.00060658 | 0.00061669 | 0.00063016 | 0.00064614 | 0.0006609 | 0.00067363 | 0.00068552 | 0.00069726 | 0.00070934 | 0.00072138 | 0.00073308 | 0.00074515 | 0.00075634 | 0.0007674 | 0.00077923 | 0.00079115 | 0.00080316 | 0.00081521 | 0.00082714 | 0.00083889 | 0 | 0 | 0 | 0 | 0 | 0 | 0 | 0
F2_Commercial_Education_New_Food Preparation_Natural Gas_Steamer_E3 | F2 | Commercial | Education | New | Food Preparation | Natural Gas | Steamer | E3 | Participant - Cost of Operation | 0 | 0 | 0 | 0 | 0 | 0 | 0 | 0 | 0 | 0 | 0 | 0 | 0 | 0 | 0 | 0 | 0 | 0 | 0 | 0 | 0 | 0 | 0 | 0 | 0 | 0 | 0 | 0 | 0 | 0
F2_Commercial_Education_New_Food Preparation_Natural Gas_Steamer_E4 | F2 | Commercial | Education | New | Food Preparation | Natural Gas | Steamer | E4 | Participant - Cost of Operation | 0 | 0 | 0 | 0 | 0 | 0 | 0 | 0 | 0 | 0 | 0 | 0 | 0 | 0 | 0 | 0 | 0 | 0 | 0 | 0 | 0 | 0 | 0 | 0 | 0 | 0 | 0 | 0 | 0 | 0
F2_Commercial_Education_New_Food Preparation_Natural Gas_Steamer_E5 | F2 | Commercial | Education | New | Food Preparation | Natural Gas | Steamer | E5 | Participant - Cost of Operation | 0 | 0 | 0 | 0 | 0 | 0 | 0 | 0 | 0 | 0 | 0 | 0 | 0 | 0 | 0 | 0 | 0 | 0 | 0 | 0 | 0 | 0 | 0 | 0 | 0 | 0 | 0 | 0 | 0 | 0
F2_Commercial_Education_New_Food Preparation_Natural Gas_Steamer_E6 | F2 | Commercial | Education | New | Food Preparation | Natural Gas | Steamer | E6 | Participant - Cost of Operation | 0 | 0 | 0 | 0 | 0 | 0 | 0 | 0 | 0 | 0 | 0 | 0 | 0 | 0 | 0 | 0 | 0 | 0 | 0 | 0 | 0 | 0 | 0 | 0 | 0 | 0 | 0 | 0 | 0 | 0
F2_Commercial_Education_New_Food Preparation_Natural Gas_Steamer_E7 | F2 | Commercial | Education | New | Food Preparation | Natural Gas | Steamer | E7 | Participant - Cost of Operation | 0 | 0 | 0 | 0 | 0 | 0 | 0 | 0 | 0 | 0 | 0 | 0 | 0 | 0 | 0 | 0 | 0 | 0 | 0 | 0 | 0 | 0 | 0 | 0 | 0 | 0 | 0 | 0 | 0 | 0
F2_Commercial_Education_New_Food Preparation_Natural Gas_Steamer_E8 | F2 | Commercial | Education | New | Food Preparation | Natural Gas | Steamer | E8 | Participant - Cost of Operation | 0 | 0 | 0 | 0 | 0 | 0 | 0 | 0 | 0 | 0 | 0 | 0 | 0 | 0 | 0 | 0 | 0 | 0 | 0 | 0 | 0 | 0 | 0 | 0 | 0 | 0 | 0 | 0 | 0 | 0
F2_Commercial_Education_New_Food Preparation_Natural Gas_Steamer_E9 | F2 | Commercial | Education | New | Food Preparation | Natural Gas | Steamer | E9 | Participant - Cost of Operation | 0 | 0 | 0 | 0 | 0 | 0 | 0 | 0 | 0 | 0 | 0 | 0 | 0 | 0 | 0 | 0 | 0 | 0 | 0 | 0 | 0 | 0 | 0 | 0 | 0 | 0 | 0 | 0 | 0 | 0
F2_Commercial_Education_New_Food Preparation_Natural Gas_Steamer_E10 | F2 | Commercial | Education | New | Food Preparation | Natural Gas | Steamer | E10 | Participant - Cost of Operation | 0 | 0 | 0 | 0 | 0 | 0 | 0 | 0 | 0 | 0 | 0 | 0 | 0 | 0 | 0 | 0 | 0 | 0 | 0 | 0 | 0 | 0 | 0 | 0 | 0 | 0 | 0 | 0 | 0 | 0
F3_Commercial_Education_New_Food Preparation_Natural Gas_Steamer_E1 | F3 | Commercial | Education | New | Food Preparation | Natural Gas | Steamer | E1 | System - kBTUs of Conusmption | 0.26866 | 0.26944 | 0.27032 | 0.27235 | 0.27412 | 0.27564 | 0.27679 | 0.27778 | 0.27851 | 0.27899 | 0.27915 | 0.27913 | 0.27887 | 0.27838 | 0.27756 | 0.2766 | 0.27558 | 0.27449 | 0.27324 | 0.27203 | 0.27078 | 0.2695 | 0 | 0 | 0 | 0 | 0 | 0 | 0 | 0
F3_Commercial_Education_New_Food Preparation_Natural Gas_Steamer_E2 | F3 | Commercial | Education | New | Food Preparation | Natural Gas | Steamer | E2 | System - kBTUs of Conusmption | 0.056039 | 0.056203 | 0.056387 | 0.05681 | 0.05718 | 0.057495 | 0.057736 | 0.057941 | 0.058095 | 0.058196 | 0.058228 | 0.058224 | 0.05817 | 0.058067 | 0.057896 | 0.057697 | 0.057484 | 0.057255 | 0.056994 | 0.056743 | 0.056482 | 0.056214 | 0 | 0 | 0 | 0 | 0 | 0 | 0 | 0
F3_Commercial_Education_New_Food Preparation_Natural Gas_Steamer_E3 | F3 | Commercial | Education | New | Food Preparation | Natural Gas | Steamer | E3 | System - kBTUs of Conusmption | 0 | 0 | 0 | 0 | 0 | 0 | 0 | 0 | 0 | 0 | 0 | 0 | 0 | 0 | 0 | 0 | 0 | 0 | 0 | 0 | 0 | 0 | 0 | 0 | 0 | 0 | 0 | 0 | 0 | 0
F3_Commercial_Education_New_Food Preparation_Natural Gas_Steamer_E4 | F3 | Commercial | Education | New | Food Preparation | Natural Gas | Steamer | E4 | System - kBTUs of Conusmption | 0 | 0 | 0 | 0 | 0 | 0 | 0 | 0 | 0 | 0 | 0 | 0 | 0 | 0 | 0 | 0 | 0 | 0 | 0 | 0 | 0 | 0 | 0 | 0 | 0 | 0 | 0 | 0 | 0 | 0
F3_Commercial_Education_New_Food Preparation_Natural Gas_Steamer_E5 | F3 | Commercial | Education | New | Food Preparation | Natural Gas | Steamer | E5 | System - kBTUs of Conusmption | 0 | 0 | 0 | 0 | 0 | 0 | 0 | 0 | 0 | 0 | 0 | 0 | 0 | 0 | 0 | 0 | 0 | 0 | 0 | 0 | 0 | 0 | 0 | 0 | 0 | 0 | 0 | 0 | 0 | 0
F3_Commercial_Education_New_Food Preparation_Natural Gas_Steamer_E6 | F3 | Commercial | Education | New | Food Preparation | Natural Gas | Steamer | E6 | System - kBTUs of Conusmption | 0 | 0 | 0 | 0 | 0 | 0 | 0 | 0 | 0 | 0 | 0 | 0 | 0 | 0 | 0 | 0 | 0 | 0 | 0 | 0 | 0 | 0 | 0 | 0 | 0 | 0 | 0 | 0 | 0 | 0
F3_Commercial_Education_New_Food Preparation_Natural Gas_Steamer_E7 | F3 | Commercial | Education | New | Food Preparation | Natural Gas | Steamer | E7 | System - kBTUs of Conusmption | 0 | 0 | 0 | 0 | 0 | 0 | 0 | 0 | 0 | 0 | 0 | 0 | 0 | 0 | 0 | 0 | 0 | 0 | 0 | 0 | 0 | 0 | 0 | 0 | 0 | 0 | 0 | 0 | 0 | 0
F3_Commercial_Education_New_Food Preparation_Natural Gas_Steamer_E8 | F3 | Commercial | Education | New | Food Preparation | Natural Gas | Steamer | E8 | System - kBTUs of Conusmption | 0 | 0 | 0 | 0 | 0 | 0 | 0 | 0 | 0 | 0 | 0 | 0 | 0 | 0 | 0 | 0 | 0 | 0 | 0 | 0 | 0 | 0 | 0 | 0 | 0 | 0 | 0 | 0 | 0 | 0
F3_Commercial_Education_New_Food Preparation_Natural Gas_Steamer_E9 | F3 | Commercial | Education | New | Food Preparation | Natural Gas | Steamer | E9 | System - kBTUs of Conusmption | 0 | 0 | 0 | 0 | 0 | 0 | 0 | 0 | 0 | 0 | 0 | 0 | 0 | 0 | 0 | 0 | 0 | 0 | 0 | 0 | 0 | 0 | 0 | 0 | 0 | 0 | 0 | 0 | 0 | 0
F3_Commercial_Education_New_Food Preparation_Natural Gas_Steamer_E10 | F3 | Commercial | Education | New | Food Preparation | Natural Gas | Steamer | E10 | System - kBTUs of Conusmption | 0 | 0 | 0 | 0 | 0 | 0 | 0 | 0 | 0 | 0 | 0 | 0 | 0 | 0 | 0 | 0 | 0 | 0 | 0 | 0 | 0 | 0 | 0 | 0 | 0 | 0 | 0 | 0 | 0 | 0
F4_Commercial_Education_New_Food Preparation_Natural Gas_Steamer_E1 | F4 | Commercial | Education | New | Food Preparation | Natural Gas | Steamer | E1 | Utility - Cost of Equipment | 0.0026251 | 0.0026251 | 0.0026251 | 0.0026251 | 0.0026251 | 0.0026251 | 0.0026251 | 0.0026251 | 0.0026251 | 0.0026251 | 0.0026251 | 0.0026251 | 0.0026251 | 0.0026251 | 0.0026251 | 0.0026251 | 0.0026251 | 0.0026251 | 0.0026251 | 0.0026251 | 0.0026251 | 0.0026251 | 0 | 0 | 0 | 0 | 0 | 0 | 0 | 0
F4_Commercial_Education_New_Food Preparation_Natural Gas_Steamer_E2 | F4 | Commercial | Education | New | Food Preparation | Natural Gas | Steamer | E2 | Utility - Cost of Equipment | 0.0028198 | 0.0028198 | 0.0028198 | 0.0028198 | 0.0028198 | 0.0028198 | 0.0028198 | 0.0028198 | 0.0028198 | 0.0028198 | 0.0028198 | 0.0028198 | 0.0028198 | 0.0028198 | 0.0028198 | 0.0028198 | 0.0028198 | 0.0028198 | 0.0028198 | 0.0028198 | 0.0028198 | 0.0028198 | 0 | 0 | 0 | 0 | 0 | 0 | 0 | 0
F4_Commercial_Education_New_Food Preparation_Natural Gas_Steamer_E3 | F4 | Commercial | Education | New | Food Preparation | Natural Gas | Steamer | E3 | Utility - Cost of Equipment | 0 | 0 | 0 | 0 | 0 | 0 | 0 | 0 | 0 | 0 | 0 | 0 | 0 | 0 | 0 | 0 | 0 | 0 | 0 | 0 | 0 | 0 | 0 | 0 | 0 | 0 | 0 | 0 | 0 | 0
F4_Commercial_Education_New_Food Preparation_Natural Gas_Steamer_E4 | F4 | Commercial | Education | New | Food Preparation | Natural Gas | Steamer | E4 | Utility - Cost of Equipment | 0 | 0 | 0 | 0 | 0 | 0 | 0 | 0 | 0 | 0 | 0 | 0 | 0 | 0 | 0 | 0 | 0 | 0 | 0 | 0 | 0 | 0 | 0 | 0 | 0 | 0 | 0 | 0 | 0 | 0
F4_Commercial_Education_New_Food Preparation_Natural Gas_Steamer_E5 | F4 | Commercial | Education | New | Food Preparation | Natural Gas | Steamer | E5 | Utility - Cost of Equipment | 0 | 0 | 0 | 0 | 0 | 0 | 0 | 0 | 0 | 0 | 0 | 0 | 0 | 0 | 0 | 0 | 0 | 0 | 0 | 0 | 0 | 0 | 0 | 0 | 0 | 0 | 0 | 0 | 0 | 0
F4_Commercial_Education_New_Food Preparation_Natural Gas_Steamer_E6 | F4 | Commercial | Education | New | Food Preparation | Natural Gas | Steamer | E6 | Utility - Cost of Equipment | 0 | 0 | 0 | 0 | 0 | 0 | 0 | 0 | 0 | 0 | 0 | 0 | 0 | 0 | 0 | 0 | 0 | 0 | 0 | 0 | 0 | 0 | 0 | 0 | 0 | 0 | 0 | 0 | 0 | 0
F4_Commercial_Education_New_Food Preparation_Natural Gas_Steamer_E7 | F4 | Commercial | Education | New | Food Preparation | Natural Gas | Steamer | E7 | Utility - Cost of Equipment | 0 | 0 | 0 | 0 | 0 | 0 | 0 | 0 | 0 | 0 | 0 | 0 | 0 | 0 | 0 | 0 | 0 | 0 | 0 | 0 | 0 | 0 | 0 | 0 | 0 | 0 | 0 | 0 | 0 | 0
F4_Commercial_Education_New_Food Preparation_Natural Gas_Steamer_E8 | F4 | Commercial | Education | New | Food Preparation | Natural Gas | Steamer | E8 | Utility - Cost of Equipment | 0 | 0 | 0 | 0 | 0 | 0 | 0 | 0 | 0 | 0 | 0 | 0 | 0 | 0 | 0 | 0 | 0 | 0 | 0 | 0 | 0 | 0 | 0 | 0 | 0 | 0 | 0 | 0 | 0 | 0
F4_Commercial_Education_New_Food Preparation_Natural Gas_Steamer_E9 | F4 | Commercial | Education | New | Food Preparation | Natural Gas | Steamer | E9 | Utility - Cost of Equipment | 0 | 0 | 0 | 0 | 0 | 0 | 0 | 0 | 0 | 0 | 0 | 0 | 0 | 0 | 0 | 0 | 0 | 0 | 0 | 0 | 0 | 0 | 0 | 0 | 0 | 0 | 0 | 0 | 0 | 0
F4_Commercial_Education_New_Food Preparation_Natural Gas_Steamer_E10 | F4 | Commercial | Education | New | Food Preparation | Natural Gas | Steamer | E10 | Utility - Cost of Equipment | 0 | 0 | 0 | 0 | 0 | 0 | 0 | 0 | 0 | 0 | 0 | 0 | 0 | 0 | 0 | 0 | 0 | 0 | 0 | 0 | 0 | 0 | 0 | 0 | 0 | 0 | 0 | 0 | 0 | 0
F5_Commercial_Education_New_Food Preparation_Natural Gas_Steamer_E1 | F5 | Commercial | Education | New | Food Preparation | Natural Gas | Steamer | E1 | Utility - Cost of Operation | 0.0023828 | 0.002403 | 0.0024272 | 0.0024677 | 0.0025216 | 0.0025855 | 0.0026446 | 0.0026955 | 0.0027431 | 0.0027901 | 0.0028384 | 0.0028866 | 0.0029334 | 0.0029817 | 0.0030265 | 0.0030708 | 0.0031181 | 0.0031658 | 0.0032138 | 0.0032621 | 0.0033098 | 0.0033568 | 0 | 0 | 0 | 0 | 0 | 0 | 0 | 0
F5_Commercial_Education_New_Food Preparation_Natural Gas_Steamer_E2 | F5 | Commercial | Education | New | Food Preparation | Natural Gas | Steamer | E2 | Utility - Cost of Operation | 0.00049703 | 0.00050125 | 0.0005063 | 0.00051474 | 0.00052598 | 0.00053932 | 0.00055164 | 0.00056226 | 0.00057219 | 0.00058199 | 0.00059207 | 0.00060212 | 0.00061188 | 0.00062196 | 0.0006313 | 0.00064053 | 0.00065041 | 0.00066035 | 0.00067038 | 0.00068044 | 0.0006904 | 0.0007002 | 0 | 0 | 0 | 0 | 0 | 0 | 0 | 0
F5_Commercial_Education_New_Food Preparation_Natural Gas_Steamer_E3 | F5 | Commercial | Education | New | Food Preparation | Natural Gas | Steamer | E3 | Utility - Cost of Operation | 0 | 0 | 0 | 0 | 0 | 0 | 0 | 0 | 0 | 0 | 0 | 0 | 0 | 0 | 0 | 0 | 0 | 0 | 0 | 0 | 0 | 0 | 0 | 0 | 0 | 0 | 0 | 0 | 0 | 0
F5_Commercial_Education_New_Food Preparation_Natural Gas_Steamer_E4 | F5 | Commercial | Education | New | Food Preparation | Natural Gas | Steamer | E4 | Utility - Cost of Operation | 0 | 0 | 0 | 0 | 0 | 0 | 0 | 0 | 0 | 0 | 0 | 0 | 0 | 0 | 0 | 0 | 0 | 0 | 0 | 0 | 0 | 0 | 0 | 0 | 0 | 0 | 0 | 0 | 0 | 0
F5_Commercial_Education_New_Food Preparation_Natural Gas_Steamer_E5 | F5 | Commercial | Education | New | Food Preparation | Natural Gas | Steamer | E5 | Utility - Cost of Operation | 0 | 0 | 0 | 0 | 0 | 0 | 0 | 0 | 0 | 0 | 0 | 0 | 0 | 0 | 0 | 0 | 0 | 0 | 0 | 0 | 0 | 0 | 0 | 0 | 0 | 0 | 0 | 0 | 0 | 0
F5_Commercial_Education_New_Food Preparation_Natural Gas_Steamer_E6 | F5 | Commercial | Education | New | Food Preparation | Natural Gas | Steamer | E6 | Utility - Cost of Operation | 0 | 0 | 0 | 0 | 0 | 0 | 0 | 0 | 0 | 0 | 0 | 0 | 0 | 0 | 0 | 0 | 0 | 0 | 0 | 0 | 0 | 0 | 0 | 0 | 0 | 0 | 0 | 0 | 0 | 0
F5_Commercial_Education_New_Food Preparation_Natural Gas_Steamer_E7 | F5 | Commercial | Education | New | Food Preparation | Natural Gas | Steamer | E7 | Utility - Cost of Operation | 0 | 0 | 0 | 0 | 0 | 0 | 0 | 0 | 0 | 0 | 0 | 0 | 0 | 0 | 0 | 0 | 0 | 0 | 0 | 0 | 0 | 0 | 0 | 0 | 0 | 0 | 0 | 0 | 0 | 0
F5_Commercial_Education_New_Food Preparation_Natural Gas_Steamer_E8 | F5 | Commercial | Education | New | Food Preparation | Natural Gas | Steamer | E8 | Utility - Cost of Operation | 0 | 0 | 0 | 0 | 0 | 0 | 0 | 0 | 0 | 0 | 0 | 0 | 0 | 0 | 0 | 0 | 0 | 0 | 0 | 0 | 0 | 0 | 0 | 0 | 0 | 0 | 0 | 0 | 0 | 0
F5_Commercial_Education_New_Food Preparation_Natural Gas_Steamer_E9 | F5 | Commercial | Education | New | Food Preparation | Natural Gas | Steamer | E9 | Utility - Cost of Operation | 0 | 0 | 0 | 0 | 0 | 0 | 0 | 0 | 0 | 0 | 0 | 0 | 0 | 0 | 0 | 0 | 0 | 0 | 0 | 0 | 0 | 0 | 0 | 0 | 0 | 0 | 0 | 0 | 0 | 0
F5_Commercial_Education_New_Food Preparation_Natural Gas_Steamer_E10 | F5 | Commercial | Education | New | Food Preparation | Natural Gas | Steamer | E10 | Utility - Cost of Operation | 0 | 0 | 0 | 0 | 0 | 0 | 0 | 0 | 0 | 0 | 0 | 0 | 0 | 0 | 0 | 0 | 0 | 0 | 0 | 0 | 0 | 0 | 0 | 0 | 0 | 0 | 0 | 0 | 0 | 0
F6_Commercial_Education_New_Food Preparation_Natural Gas_Steamer_E1 | F6 | Commercial | Education | New | Food Preparation | Natural Gas | Steamer | E1 | Utility - Value of Sales | 0.0028548 | 0.002879 | 0.002908 | 0.0029564 | 0.003021 | 0.0030976 | 0.0031684 | 0.0032294 | 0.0032864 | 0.0033427 | 0.0034006 | 0.0034583 | 0.0035144 | 0.0035723 | 0.0036259 | 0.003679 | 0.0037357 | 0.0037928 | 0.0038504 | 0.0039082 | 0.0039654 | 0.0040217 | 0 | 0 | 0 | 0 | 0 | 0 | 0 | 0
F6_Commercial_Education_New_Food Preparation_Natural Gas_Steamer_E2 | F6 | Commercial | Education | New | Food Preparation | Natural Gas | Steamer | E2 | Utility - Value of Sales | 0.00059548 | 0.00060053 | 0.00060658 | 0.00061669 | 0.00063016 | 0.00064614 | 0.0006609 | 0.00067363 | 0.00068552 | 0.00069726 | 0.00070934 | 0.00072138 | 0.00073308 | 0.00074515 | 0.00075634 | 0.0007674 | 0.00077923 | 0.00079115 | 0.00080316 | 0.00081521 | 0.00082714 | 0.00083889 | 0 | 0 | 0 | 0 | 0 | 0 | 0 | 0
F6_Commercial_Education_New_Food Preparation_Natural Gas_Steamer_E3 | F6 | Commercial | Education | New | Food Preparation | Natural Gas | Steamer | E3 | Utility - Value of Sales | 0 | 0 | 0 | 0 | 0 | 0 | 0 | 0 | 0 | 0 | 0 | 0 | 0 | 0 | 0 | 0 | 0 | 0 | 0 | 0 | 0 | 0 | 0 | 0 | 0 | 0 | 0 | 0 | 0 | 0
F6_Commercial_Education_New_Food Preparation_Natural Gas_Steamer_E4 | F6 | Commercial | Education | New | Food Preparation | Natural Gas | Steamer | E4 | Utility - Value of Sales | 0 | 0 | 0 | 0 | 0 | 0 | 0 | 0 | 0 | 0 | 0 | 0 | 0 | 0 | 0 | 0 | 0 | 0 | 0 | 0 | 0 | 0 | 0 | 0 | 0 | 0 | 0 | 0 | 0 | 0
F6_Commercial_Education_New_Food Preparation_Natural Gas_Steamer_E5 | F6 | Commercial | Education | New | Food Preparation | Natural Gas | Steamer | E5 | Utility - Value of Sales | 0 | 0 | 0 | 0 | 0 | 0 | 0 | 0 | 0 | 0 | 0 | 0 | 0 | 0 | 0 | 0 | 0 | 0 | 0 | 0 | 0 | 0 | 0 | 0 | 0 | 0 | 0 | 0 | 0 | 0
F6_Commercial_Education_New_Food Preparation_Natural Gas_Steamer_E6 | F6 | Commercial | Education | New | Food Preparation | Natural Gas | Steamer | E6 | Utility - Value of Sales | 0 | 0 | 0 | 0 | 0 | 0 | 0 | 0 | 0 | 0 | 0 | 0 | 0 | 0 | 0 | 0 | 0 | 0 | 0 | 0 | 0 | 0 | 0 | 0 | 0 | 0 | 0 | 0 | 0 | 0
F6_Commercial_Education_New_Food Preparation_Natural Gas_Steamer_E7 | F6 | Commercial | Education | New | Food Preparation | Natural Gas | Steamer | E7 | Utility - Value of Sales | 0 | 0 | 0 | 0 | 0 | 0 | 0 | 0 | 0 | 0 | 0 | 0 | 0 | 0 | 0 | 0 | 0 | 0 | 0 | 0 | 0 | 0 | 0 | 0 | 0 | 0 | 0 | 0 | 0 | 0
F6_Commercial_Education_New_Food Preparation_Natural Gas_Steamer_E8 | F6 | Commercial | Education | New | Food Preparation | Natural Gas | Steamer | E8 | Utility - Value of Sales | 0 | 0 | 0 | 0 | 0 | 0 | 0 | 0 | 0 | 0 | 0 | 0 | 0 | 0 | 0 | 0 | 0 | 0 | 0 | 0 | 0 | 0 | 0 | 0 | 0 | 0 | 0 | 0 | 0 | 0
F6_Commercial_Education_New_Food Preparation_Natural Gas_Steamer_E9 | F6 | Commercial | Education | New | Food Preparation | Natural Gas | Steamer | E9 | Utility - Value of Sales | 0 | 0 | 0 | 0 | 0 | 0 | 0 | 0 | 0 | 0 | 0 | 0 | 0 | 0 | 0 | 0 | 0 | 0 | 0 | 0 | 0 | 0 | 0 | 0 | 0 | 0 | 0 | 0 | 0 | 0
F6_Commercial_Education_New_Food Preparation_Natural Gas_Steamer_E10 | F6 | Commercial | Education | New | Food Preparation | Natural Gas | Steamer | E10 | Utility - Value of Sales | 0 | 0 | 0 | 0 | 0 | 0 | 0 | 0 | 0 | 0 | 0 | 0 | 0 | 0 | 0 | 0 | 0 | 0 | 0 | 0 | 0 | 0 | 0 | 0 | 0 | 0 | 0 | 0 | 0 | 0
F1_Commercial_Education_New_Food Preparation_Natural Gas_Food Prep Other_E1 | F1 | Commercial | Education | New | Food Preparation | Natural Gas | Food Prep Other | E1 | Participant - Cost of Equipment | 0.00011122 | 0.00011122 | 0.00011122 | 0.00011122 | 0.00011122 | 0.00011122 | 0.00011122 | 0.00011122 | 0.00011122 | 0.00011122 | 0.00011122 | 0.00011122 | 0.00011122 | 0.00011122 | 0.00011122 | 0.00011122 | 0.00011122 | 0.00011122 | 0.00011122 | 0.00011122 | 0.00011122 | 0.00011122 | 0 | 0 | 0 | 0 | 0 | 0 | 0 | 0
F1_Commercial_Education_New_Food Preparation_Natural Gas_Food Prep Other_E2 | F1 | Commercial | Education | New | Food Preparation | Natural Gas | Food Prep Other | E2 | Participant - Cost of Equipment | 0.00011133 | 0.00011133 | 0.00011133 | 0.00011133 | 0.00011133 | 0.00011133 | 0.00011133 | 0.00011133 | 0.00011133 | 0.00011133 | 0.00011133 | 0.00011133 | 0.00011133 | 0.00011133 | 0.00011133 | 0.00011133 | 0.00011133 | 0.00011133 | 0.00011133 | 0.00011133 | 0.00011133 | 0.00011133 | 0 | 0 | 0 | 0 | 0 | 0 | 0 | 0
F1_Commercial_Education_New_Food Preparation_Natural Gas_Food Prep Other_E3 | F1 | Commercial | Education | New | Food Preparation | Natural Gas | Food Prep Other | E3 | Participant - Cost of Equipment | 0 | 0 | 0 | 0 | 0 | 0 | 0 | 0 | 0 | 0 | 0 | 0 | 0 | 0 | 0 | 0 | 0 | 0 | 0 | 0 | 0 | 0 | 0 | 0 | 0 | 0 | 0 | 0 | 0 | 0
F1_Commercial_Education_New_Food Preparation_Natural Gas_Food Prep Other_E4 | F1 | Commercial | Education | New | Food Preparation | Natural Gas | Food Prep Other | E4 | Participant - Cost of Equipment | 0 | 0 | 0 | 0 | 0 | 0 | 0 | 0 | 0 | 0 | 0 | 0 | 0 | 0 | 0 | 0 | 0 | 0 | 0 | 0 | 0 | 0 | 0 | 0 | 0 | 0 | 0 | 0 | 0 | 0
F1_Commercial_Education_New_Food Preparation_Natural Gas_Food Prep Other_E5 | F1 | Commercial | Education | New | Food Preparation | Natural Gas | Food Prep Other | E5 | Participant - Cost of Equipment | 0 | 0 | 0 | 0 | 0 | 0 | 0 | 0 | 0 | 0 | 0 | 0 | 0 | 0 | 0 | 0 | 0 | 0 | 0 | 0 | 0 | 0 | 0 | 0 | 0 | 0 | 0 | 0 | 0 | 0
F1_Commercial_Education_New_Food Preparation_Natural Gas_Food Prep Other_E6 | F1 | Commercial | Education | New | Food Preparation | Natural Gas | Food Prep Other | E6 | Participant - Cost of Equipment | 0 | 0 | 0 | 0 | 0 | 0 | 0 | 0 | 0 | 0 | 0 | 0 | 0 | 0 | 0 | 0 | 0 | 0 | 0 | 0 | 0 | 0 | 0 | 0 | 0 | 0 | 0 | 0 | 0 | 0
F1_Commercial_Education_New_Food Preparation_Natural Gas_Food Prep Other_E7 | F1 | Commercial | Education | New | Food Preparation | Natural Gas | Food Prep Other | E7 | Participant - Cost of Equipment | 0 | 0 | 0 | 0 | 0 | 0 | 0 | 0 | 0 | 0 | 0 | 0 | 0 | 0 | 0 | 0 | 0 | 0 | 0 | 0 | 0 | 0 | 0 | 0 | 0 | 0 | 0 | 0 | 0 | 0
F1_Commercial_Education_New_Food Preparation_Natural Gas_Food Prep Other_E8 | F1 | Commercial | Education | New | Food Preparation | Natural Gas | Food Prep Other | E8 | Participant - Cost of Equipment | 0 | 0 | 0 | 0 | 0 | 0 | 0 | 0 | 0 | 0 | 0 | 0 | 0 | 0 | 0 | 0 | 0 | 0 | 0 | 0 | 0 | 0 | 0 | 0 | 0 | 0 | 0 | 0 | 0 | 0
F1_Commercial_Education_New_Food Preparation_Natural Gas_Food Prep Other_E9 | F1 | Commercial | Education | New | Food Preparation | Natural Gas | Food Prep Other | E9 | Participant - Cost of Equipment | 0 | 0 | 0 | 0 | 0 | 0 | 0 | 0 | 0 | 0 | 0 | 0 | 0 | 0 | 0 | 0 | 0 | 0 | 0 | 0 | 0 | 0 | 0 | 0 | 0 | 0 | 0 | 0 | 0 | 0
F1_Commercial_Education_New_Food Preparation_Natural Gas_Food Prep Other_E10 | F1 | Commercial | Education | New | Food Preparation | Natural Gas | Food Prep Other | E10 | Participant - Cost of Equipment | 0 | 0 | 0 | 0 | 0 | 0 | 0 | 0 | 0 | 0 | 0 | 0 | 0 | 0 | 0 | 0 | 0 | 0 | 0 | 0 | 0 | 0 | 0 | 0 | 0 | 0 | 0 | 0 | 0 | 0
F2_Commercial_Education_New_Food Preparation_Natural Gas_Food Prep Other_E1 | F2 | Commercial | Education | New | Food Preparation | Natural Gas | Food Prep Other | E1 | Participant - Cost of Operation | 0.0012108 | 0.0012189 | 0.0012293 | 0.0012495 | 0.0012775 | 0.0013113 | 0.0013419 | 0.0013681 | 0.001393 | 0.0014184 | 0.0014457 | 0.0014722 | 0.0014973 | 0.0015226 | 0.001545 | 0.0015661 | 0.001589 | 0.001612 | 0.0016351 | 0.0016582 | 0.0016809 | 0.001703 | 0 | 0 | 0 | 0 | 0 | 0 | 0 | 0
F2_Commercial_Education_New_Food Preparation_Natural Gas_Food Prep Other_E2 | F2 | Commercial | Education | New | Food Preparation | Natural Gas | Food Prep Other | E2 | Participant - Cost of Operation | 0.0012108 | 0.0012189 | 0.0012293 | 0.0012495 | 0.0012775 | 0.0013113 | 0.0013419 | 0.0013681 | 0.001393 | 0.0014184 | 0.0014457 | 0.0014722 | 0.0014973 | 0.0015226 | 0.001545 | 0.0015661 | 0.001589 | 0.001612 | 0.0016351 | 0.0016582 | 0.0016809 | 0.001703 | 0 | 0 | 0 | 0 | 0 | 0 | 0 | 0
F2_Commercial_Education_New_Food Preparation_Natural Gas_Food Prep Other_E3 | F2 | Commercial | Education | New | Food Preparation | Natural Gas | Food Prep Other | E3 | Participant - Cost of Operation | 0 | 0 | 0 | 0 | 0 | 0 | 0 | 0 | 0 | 0 | 0 | 0 | 0 | 0 | 0 | 0 | 0 | 0 | 0 | 0 | 0 | 0 | 0 | 0 | 0 | 0 | 0 | 0 | 0 | 0
F2_Commercial_Education_New_Food Preparation_Natural Gas_Food Prep Other_E4 | F2 | Commercial | Education | New | Food Preparation | Natural Gas | Food Prep Other | E4 | Participant - Cost of Operation | 0 | 0 | 0 | 0 | 0 | 0 | 0 | 0 | 0 | 0 | 0 | 0 | 0 | 0 | 0 | 0 | 0 | 0 | 0 | 0 | 0 | 0 | 0 | 0 | 0 | 0 | 0 | 0 | 0 | 0
F2_Commercial_Education_New_Food Preparation_Natural Gas_Food Prep Other_E5 | F2 | Commercial | Education | New | Food Preparation | Natural Gas | Food Prep Other | E5 | Participant - Cost of Operation | 0 | 0 | 0 | 0 | 0 | 0 | 0 | 0 | 0 | 0 | 0 | 0 | 0 | 0 | 0 | 0 | 0 | 0 | 0 | 0 | 0 | 0 | 0 | 0 | 0 | 0 | 0 | 0 | 0 | 0
F2_Commercial_Education_New_Food Preparation_Natural Gas_Food Prep Other_E6 | F2 | Commercial | Education | New | Food Preparation | Natural Gas | Food Prep Other | E6 | Participant - Cost of Operation | 0 | 0 | 0 | 0 | 0 | 0 | 0 | 0 | 0 | 0 | 0 | 0 | 0 | 0 | 0 | 0 | 0 | 0 | 0 | 0 | 0 | 0 | 0 | 0 | 0 | 0 | 0 | 0 | 0 | 0
F2_Commercial_Education_New_Food Preparation_Natural Gas_Food Prep Other_E7 | F2 | Commercial | Education | New | Food Preparation | Natural Gas | Food Prep Other | E7 | Participant - Cost of Operation | 0 | 0 | 0 | 0 | 0 | 0 | 0 | 0 | 0 | 0 | 0 | 0 | 0 | 0 | 0 | 0 | 0 | 0 | 0 | 0 | 0 | 0 | 0 | 0 | 0 | 0 | 0 | 0 | 0 | 0
F2_Commercial_Education_New_Food Preparation_Natural Gas_Food Prep Other_E8 | F2 | Commercial | Education | New | Food Preparation | Natural Gas | Food Prep Other | E8 | Participant - Cost of Operation | 0 | 0 | 0 | 0 | 0 | 0 | 0 | 0 | 0 | 0 | 0 | 0 | 0 | 0 | 0 | 0 | 0 | 0 | 0 | 0 | 0 | 0 | 0 | 0 | 0 | 0 | 0 | 0 | 0 | 0
F2_Commercial_Education_New_Food Preparation_Natural Gas_Food Prep Other_E9 | F2 | Commercial | Education | New | Food Preparation | Natural Gas | Food Prep Other | E9 | Participant - Cost of Operation | 0 | 0 | 0 | 0 | 0 | 0 | 0 | 0 | 0 | 0 | 0 | 0 | 0 | 0 | 0 | 0 | 0 | 0 | 0 | 0 | 0 | 0 | 0 | 0 | 0 | 0 | 0 | 0 | 0 | 0
F2_Commercial_Education_New_Food Preparation_Natural Gas_Food Prep Other_E10 | F2 | Commercial | Education | New | Food Preparation | Natural Gas | Food Prep Other | E10 | Participant - Cost of Operation | 0 | 0 | 0 | 0 | 0 | 0 | 0 | 0 | 0 | 0 | 0 | 0 | 0 | 0 | 0 | 0 | 0 | 0 | 0 | 0 | 0 | 0 | 0 | 0 | 0 | 0 | 0 | 0 | 0 | 0
F3_Commercial_Education_New_Food Preparation_Natural Gas_Food Prep Other_E1 | F3 | Commercial | Education | New | Food Preparation | Natural Gas | Food Prep Other | E1 | System - kBTUs of Conusmption | 0.11472 | 0.11503 | 0.1154 | 0.11637 | 0.11722 | 0.11793 | 0.11848 | 0.11901 | 0.1195 | 0.11995 | 0.12032 | 0.12055 | 0.1206 | 0.12047 | 0.12011 | 0.11962 | 0.11909 | 0.11852 | 0.11788 | 0.11726 | 0.11661 | 0.11595 | 0 | 0 | 0 | 0 | 0 | 0 | 0 | 0
F3_Commercial_Education_New_Food Preparation_Natural Gas_Food Prep Other_E2 | F3 | Commercial | Education | New | Food Preparation | Natural Gas | Food Prep Other | E2 | System - kBTUs of Conusmption | 0.11472 | 0.11503 | 0.1154 | 0.11637 | 0.11722 | 0.11793 | 0.11847 | 0.11901 | 0.1195 | 0.11995 | 0.12032 | 0.12055 | 0.1206 | 0.12047 | 0.12011 | 0.11962 | 0.11909 | 0.11852 | 0.11788 | 0.11726 | 0.11661 | 0.11595 | 0 | 0 | 0 | 0 | 0 | 0 | 0 | 0
F3_Commercial_Education_New_Food Preparation_Natural Gas_Food Prep Other_E3 | F3 | Commercial | Education | New | Food Preparation | Natural Gas | Food Prep Other | E3 | System - kBTUs of Conusmption | 0 | 0 | 0 | 0 | 0 | 0 | 0 | 0 | 0 | 0 | 0 | 0 | 0 | 0 | 0 | 0 | 0 | 0 | 0 | 0 | 0 | 0 | 0 | 0 | 0 | 0 | 0 | 0 | 0 | 0
F3_Commercial_Education_New_Food Preparation_Natural Gas_Food Prep Other_E4 | F3 | Commercial | Education | New | Food Preparation | Natural Gas | Food Prep Other | E4 | System - kBTUs of Conusmption | 0 | 0 | 0 | 0 | 0 | 0 | 0 | 0 | 0 | 0 | 0 | 0 | 0 | 0 | 0 | 0 | 0 | 0 | 0 | 0 | 0 | 0 | 0 | 0 | 0 | 0 | 0 | 0 | 0 | 0
F3_Commercial_Education_New_Food Preparation_Natural Gas_Food Prep Other_E5 | F3 | Commercial | Education | New | Food Preparation | Natural Gas | Food Prep Other | E5 | System - kBTUs of Conusmption | 0 | 0 | 0 | 0 | 0 | 0 | 0 | 0 | 0 | 0 | 0 | 0 | 0 | 0 | 0 | 0 | 0 | 0 | 0 | 0 | 0 | 0 | 0 | 0 | 0 | 0 | 0 | 0 | 0 | 0
F3_Commercial_Education_New_Food Preparation_Natural Gas_Food Prep Other_E6 | F3 | Commercial | Education | New | Food Preparation | Natural Gas | Food Prep Other | E6 | System - kBTUs of Conusmption | 0 | 0 | 0 | 0 | 0 | 0 | 0 | 0 | 0 | 0 | 0 | 0 | 0 | 0 | 0 | 0 | 0 | 0 | 0 | 0 | 0 | 0 | 0 | 0 | 0 | 0 | 0 | 0 | 0 | 0
F3_Commercial_Education_New_Food Preparation_Natural Gas_Food Prep Other_E7 | F3 | Commercial | Education | New | Food Preparation | Natural Gas | Food Prep Other | E7 | System - kBTUs of Conusmption | 0 | 0 | 0 | 0 | 0 | 0 | 0 | 0 | 0 | 0 | 0 | 0 | 0 | 0 | 0 | 0 | 0 | 0 | 0 | 0 | 0 | 0 | 0 | 0 | 0 | 0 | 0 | 0 | 0 | 0
F3_Commercial_Education_New_Food Preparation_Natural Gas_Food Prep Other_E8 | F3 | Commercial | Education | New | Food Preparation | Natural Gas | Food Prep Other | E8 | System - kBTUs of Conusmption | 0 | 0 | 0 | 0 | 0 | 0 | 0 | 0 | 0 | 0 | 0 | 0 | 0 | 0 | 0 | 0 | 0 | 0 | 0 | 0 | 0 | 0 | 0 | 0 | 0 | 0 | 0 | 0 | 0 | 0
F3_Commercial_Education_New_Food Preparation_Natural Gas_Food Prep Other_E9 | F3 | Commercial | Education | New | Food Preparation | Natural Gas | Food Prep Other | E9 | System - kBTUs of Conusmption | 0 | 0 | 0 | 0 | 0 | 0 | 0 | 0 | 0 | 0 | 0 | 0 | 0 | 0 | 0 | 0 | 0 | 0 | 0 | 0 | 0 | 0 | 0 | 0 | 0 | 0 | 0 | 0 | 0 | 0
F3_Commercial_Education_New_Food Preparation_Natural Gas_Food Prep Other_E10 | F3 | Commercial | Education | New | Food Preparation | Natural Gas | Food Prep Other | E10 | System - kBTUs of Conusmption | 0 | 0 | 0 | 0 | 0 | 0 | 0 | 0 | 0 | 0 | 0 | 0 | 0 | 0 | 0 | 0 | 0 | 0 | 0 | 0 | 0 | 0 | 0 | 0 | 0 | 0 | 0 | 0 | 0 | 0
F4_Commercial_Education_New_Food Preparation_Natural Gas_Food Prep Other_E1 | F4 | Commercial | Education | New | Food Preparation | Natural Gas | Food Prep Other | E1 | Utility - Cost of Equipment | 0.00011122 | 0.00011122 | 0.00011122 | 0.00011122 | 0.00011122 | 0.00011122 | 0.00011122 | 0.00011122 | 0.00011122 | 0.00011122 | 0.00011122 | 0.00011122 | 0.00011122 | 0.00011122 | 0.00011122 | 0.00011122 | 0.00011122 | 0.00011122 | 0.00011122 | 0.00011122 | 0.00011122 | 0.00011122 | 0 | 0 | 0 | 0 | 0 | 0 | 0 | 0
F4_Commercial_Education_New_Food Preparation_Natural Gas_Food Prep Other_E2 | F4 | Commercial | Education | New | Food Preparation | Natural Gas | Food Prep Other | E2 | Utility - Cost of Equipment | 0.00011133 | 0.00011133 | 0.00011133 | 0.00011133 | 0.00011133 | 0.00011133 | 0.00011133 | 0.00011133 | 0.00011133 | 0.00011133 | 0.00011133 | 0.00011133 | 0.00011133 | 0.00011133 | 0.00011133 | 0.00011133 | 0.00011133 | 0.00011133 | 0.00011133 | 0.00011133 | 0.00011133 | 0.00011133 | 0 | 0 | 0 | 0 | 0 | 0 | 0 | 0
F4_Commercial_Education_New_Food Preparation_Natural Gas_Food Prep Other_E3 | F4 | Commercial | Education | New | Food Preparation | Natural Gas | Food Prep Other | E3 | Utility - Cost of Equipment | 0 | 0 | 0 | 0 | 0 | 0 | 0 | 0 | 0 | 0 | 0 | 0 | 0 | 0 | 0 | 0 | 0 | 0 | 0 | 0 | 0 | 0 | 0 | 0 | 0 | 0 | 0 | 0 | 0 | 0
F4_Commercial_Education_New_Food Preparation_Natural Gas_Food Prep Other_E4 | F4 | Commercial | Education | New | Food Preparation | Natural Gas | Food Prep Other | E4 | Utility - Cost of Equipment | 0 | 0 | 0 | 0 | 0 | 0 | 0 | 0 | 0 | 0 | 0 | 0 | 0 | 0 | 0 | 0 | 0 | 0 | 0 | 0 | 0 | 0 | 0 | 0 | 0 | 0 | 0 | 0 | 0 | 0
F4_Commercial_Education_New_Food Preparation_Natural Gas_Food Prep Other_E5 | F4 | Commercial | Education | New | Food Preparation | Natural Gas | Food Prep Other | E5 | Utility - Cost of Equipment | 0 | 0 | 0 | 0 | 0 | 0 | 0 | 0 | 0 | 0 | 0 | 0 | 0 | 0 | 0 | 0 | 0 | 0 | 0 | 0 | 0 | 0 | 0 | 0 | 0 | 0 | 0 | 0 | 0 | 0
F4_Commercial_Education_New_Food Preparation_Natural Gas_Food Prep Other_E6 | F4 | Commercial | Education | New | Food Preparation | Natural Gas | Food Prep Other | E6 | Utility - Cost of Equipment | 0 | 0 | 0 | 0 | 0 | 0 | 0 | 0 | 0 | 0 | 0 | 0 | 0 | 0 | 0 | 0 | 0 | 0 | 0 | 0 | 0 | 0 | 0 | 0 | 0 | 0 | 0 | 0 | 0 | 0
F4_Commercial_Education_New_Food Preparation_Natural Gas_Food Prep Other_E7 | F4 | Commercial | Education | New | Food Preparation | Natural Gas | Food Prep Other | E7 | Utility - Cost of Equipment | 0 | 0 | 0 | 0 | 0 | 0 | 0 | 0 | 0 | 0 | 0 | 0 | 0 | 0 | 0 | 0 | 0 | 0 | 0 | 0 | 0 | 0 | 0 | 0 | 0 | 0 | 0 | 0 | 0 | 0
F4_Commercial_Education_New_Food Preparation_Natural Gas_Food Prep Other_E8 | F4 | Commercial | Education | New | Food Preparation | Natural Gas | Food Prep Other | E8 | Utility - Cost of Equipment | 0 | 0 | 0 | 0 | 0 | 0 | 0 | 0 | 0 | 0 | 0 | 0 | 0 | 0 | 0 | 0 | 0 | 0 | 0 | 0 | 0 | 0 | 0 | 0 | 0 | 0 | 0 | 0 | 0 | 0
F4_Commercial_Education_New_Food Preparation_Natural Gas_Food Prep Other_E9 | F4 | Commercial | Education | New | Food Preparation | Natural Gas | Food Prep Other | E9 | Utility - Cost of Equipment | 0 | 0 | 0 | 0 | 0 | 0 | 0 | 0 | 0 | 0 | 0 | 0 | 0 | 0 | 0 | 0 | 0 | 0 | 0 | 0 | 0 | 0 | 0 | 0 | 0 | 0 | 0 | 0 | 0 | 0
F4_Commercial_Education_New_Food Preparation_Natural Gas_Food Prep Other_E10 | F4 | Commercial | Education | New | Food Preparation | Natural Gas | Food Prep Other | E10 | Utility - Cost of Equipment | 0 | 0 | 0 | 0 | 0 | 0 | 0 | 0 | 0 | 0 | 0 | 0 | 0 | 0 | 0 | 0 | 0 | 0 | 0 | 0 | 0 | 0 | 0 | 0 | 0 | 0 | 0 | 0 | 0 | 0
F5_Commercial_Education_New_Food Preparation_Natural Gas_Food Prep Other_E1 | F5 | Commercial | Education | New | Food Preparation | Natural Gas | Food Prep Other | E1 | Utility - Cost of Operation | 0.0010106 | 0.0010174 | 0.0010261 | 0.0010429 | 0.0010663 | 0.0010945 | 0.00112 | 0.0011419 | 0.0011627 | 0.0011839 | 0.0012067 | 0.0012288 | 0.0012498 | 0.0012709 | 0.0012896 | 0.0013072 | 0.0013263 | 0.0013455 | 0.0013648 | 0.0013841 | 0.001403 | 0.0014215 | 0 | 0 | 0 | 0 | 0 | 0 | 0 | 0
F5_Commercial_Education_New_Food Preparation_Natural Gas_Food Prep Other_E2 | F5 | Commercial | Education | New | Food Preparation | Natural Gas | Food Prep Other | E2 | Utility - Cost of Operation | 0.0010106 | 0.0010174 | 0.0010261 | 0.0010429 | 0.0010663 | 0.0010945 | 0.00112 | 0.0011419 | 0.0011627 | 0.0011839 | 0.0012067 | 0.0012288 | 0.0012498 | 0.0012709 | 0.0012896 | 0.0013072 | 0.0013263 | 0.0013455 | 0.0013648 | 0.0013841 | 0.001403 | 0.0014215 | 0 | 0 | 0 | 0 | 0 | 0 | 0 | 0
F5_Commercial_Education_New_Food Preparation_Natural Gas_Food Prep Other_E3 | F5 | Commercial | Education | New | Food Preparation | Natural Gas | Food Prep Other | E3 | Utility - Cost of Operation | 0 | 0 | 0 | 0 | 0 | 0 | 0 | 0 | 0 | 0 | 0 | 0 | 0 | 0 | 0 | 0 | 0 | 0 | 0 | 0 | 0 | 0 | 0 | 0 | 0 | 0 | 0 | 0 | 0 | 0
F5_Commercial_Education_New_Food Preparation_Natural Gas_Food Prep Other_E4 | F5 | Commercial | Education | New | Food Preparation | Natural Gas | Food Prep Other | E4 | Utility - Cost of Operation | 0 | 0 | 0 | 0 | 0 | 0 | 0 | 0 | 0 | 0 | 0 | 0 | 0 | 0 | 0 | 0 | 0 | 0 | 0 | 0 | 0 | 0 | 0 | 0 | 0 | 0 | 0 | 0 | 0 | 0
F5_Commercial_Education_New_Food Preparation_Natural Gas_Food Prep Other_E5 | F5 | Commercial | Education | New | Food Preparation | Natural Gas | Food Prep Other | E5 | Utility - Cost of Operation | 0 | 0 | 0 | 0 | 0 | 0 | 0 | 0 | 0 | 0 | 0 | 0 | 0 | 0 | 0 | 0 | 0 | 0 | 0 | 0 | 0 | 0 | 0 | 0 | 0 | 0 | 0 | 0 | 0 | 0
F5_Commercial_Education_New_Food Preparation_Natural Gas_Food Prep Other_E6 | F5 | Commercial | Education | New | Food Preparation | Natural Gas | Food Prep Other | E6 | Utility - Cost of Operation | 0 | 0 | 0 | 0 | 0 | 0 | 0 | 0 | 0 | 0 | 0 | 0 | 0 | 0 | 0 | 0 | 0 | 0 | 0 | 0 | 0 | 0 | 0 | 0 | 0 | 0 | 0 | 0 | 0 | 0
F5_Commercial_Education_New_Food Preparation_Natural Gas_Food Prep Other_E7 | F5 | Commercial | Education | New | Food Preparation | Natural Gas | Food Prep Other | E7 | Utility - Cost of Operation | 0 | 0 | 0 | 0 | 0 | 0 | 0 | 0 | 0 | 0 | 0 | 0 | 0 | 0 | 0 | 0 | 0 | 0 | 0 | 0 | 0 | 0 | 0 | 0 | 0 | 0 | 0 | 0 | 0 | 0
F5_Commercial_Education_New_Food Preparation_Natural Gas_Food Prep Other_E8 | F5 | Commercial | Education | New | Food Preparation | Natural Gas | Food Prep Other | E8 | Utility - Cost of Operation | 0 | 0 | 0 | 0 | 0 | 0 | 0 | 0 | 0 | 0 | 0 | 0 | 0 | 0 | 0 | 0 | 0 | 0 | 0 | 0 | 0 | 0 | 0 | 0 | 0 | 0 | 0 | 0 | 0 | 0
F5_Commercial_Education_New_Food Preparation_Natural Gas_Food Prep Other_E9 | F5 | Commercial | Education | New | Food Preparation | Natural Gas | Food Prep Other | E9 | Utility - Cost of Operation | 0 | 0 | 0 | 0 | 0 | 0 | 0 | 0 | 0 | 0 | 0 | 0 | 0 | 0 | 0 | 0 | 0 | 0 | 0 | 0 | 0 | 0 | 0 | 0 | 0 | 0 | 0 | 0 | 0 | 0
F5_Commercial_Education_New_Food Preparation_Natural Gas_Food Prep Other_E10 | F5 | Commercial | Education | New | Food Preparation | Natural Gas | Food Prep Other | E10 | Utility - Cost of Operation | 0 | 0 | 0 | 0 | 0 | 0 | 0 | 0 | 0 | 0 | 0 | 0 | 0 | 0 | 0 | 0 | 0 | 0 | 0 | 0 | 0 | 0 | 0 | 0 | 0 | 0 | 0 | 0 | 0 | 0
F6_Commercial_Education_New_Food Preparation_Natural Gas_Food Prep Other_E1 | F6 | Commercial | Education | New | Food Preparation | Natural Gas | Food Prep Other | E1 | Utility - Value of Sales | 0.0012108 | 0.0012189 | 0.0012293 | 0.0012495 | 0.0012775 | 0.0013113 | 0.0013419 | 0.0013681 | 0.001393 | 0.0014184 | 0.0014457 | 0.0014722 | 0.0014973 | 0.0015226 | 0.001545 | 0.0015661 | 0.001589 | 0.001612 | 0.0016351 | 0.0016582 | 0.0016809 | 0.001703 | 0 | 0 | 0 | 0 | 0 | 0 | 0 | 0
F6_Commercial_Education_New_Food Preparation_Natural Gas_Food Prep Other_E2 | F6 | Commercial | Education | New | Food Preparation | Natural Gas | Food Prep Other | E2 | Utility - Value of Sales | 0.0012108 | 0.0012189 | 0.0012293 | 0.0012495 | 0.0012775 | 0.0013113 | 0.0013419 | 0.0013681 | 0.001393 | 0.0014184 | 0.0014457 | 0.0014722 | 0.0014973 | 0.0015226 | 0.001545 | 0.0015661 | 0.001589 | 0.001612 | 0.0016351 | 0.0016582 | 0.0016809 | 0.001703 | 0 | 0 | 0 | 0 | 0 | 0 | 0 | 0
F6_Commercial_Education_New_Food Preparation_Natural Gas_Food Prep Other_E3 | F6 | Commercial | Education | New | Food Preparation | Natural Gas | Food Prep Other | E3 | Utility - Value of Sales | 0 | 0 | 0 | 0 | 0 | 0 | 0 | 0 | 0 | 0 | 0 | 0 | 0 | 0 | 0 | 0 | 0 | 0 | 0 | 0 | 0 | 0 | 0 | 0 | 0 | 0 | 0 | 0 | 0 | 0
F6_Commercial_Education_New_Food Preparation_Natural Gas_Food Prep Other_E4 | F6 | Commercial | Education | New | Food Preparation | Natural Gas | Food Prep Other | E4 | Utility - Value of Sales | 0 | 0 | 0 | 0 | 0 | 0 | 0 | 0 | 0 | 0 | 0 | 0 | 0 | 0 | 0 | 0 | 0 | 0 | 0 | 0 | 0 | 0 | 0 | 0 | 0 | 0 | 0 | 0 | 0 | 0
F6_Commercial_Education_New_Food Preparation_Natural Gas_Food Prep Other_E5 | F6 | Commercial | Education | New | Food Preparation | Natural Gas | Food Prep Other | E5 | Utility - Value of Sales | 0 | 0 | 0 | 0 | 0 | 0 | 0 | 0 | 0 | 0 | 0 | 0 | 0 | 0 | 0 | 0 | 0 | 0 | 0 | 0 | 0 | 0 | 0 | 0 | 0 | 0 | 0 | 0 | 0 | 0
F6_Commercial_Education_New_Food Preparation_Natural Gas_Food Prep Other_E6 | F6 | Commercial | Education | New | Food Preparation | Natural Gas | Food Prep Other | E6 | Utility - Value of Sales | 0 | 0 | 0 | 0 | 0 | 0 | 0 | 0 | 0 | 0 | 0 | 0 | 0 | 0 | 0 | 0 | 0 | 0 | 0 | 0 | 0 | 0 | 0 | 0 | 0 | 0 | 0 | 0 | 0 | 0
F6_Commercial_Education_New_Food Preparation_Natural Gas_Food Prep Other_E7 | F6 | Commercial | Education | New | Food Preparation | Natural Gas | Food Prep Other | E7 | Utility - Value of Sales | 0 | 0 | 0 | 0 | 0 | 0 | 0 | 0 | 0 | 0 | 0 | 0 | 0 | 0 | 0 | 0 | 0 | 0 | 0 | 0 | 0 | 0 | 0 | 0 | 0 | 0 | 0 | 0 | 0 | 0
F6_Commercial_Education_New_Food Preparation_Natural Gas_Food Prep Other_E8 | F6 | Commercial | Education | New | Food Preparation | Natural Gas | Food Prep Other | E8 | Utility - Value of Sales | 0 | 0 | 0 | 0 | 0 | 0 | 0 | 0 | 0 | 0 | 0 | 0 | 0 | 0 | 0 | 0 | 0 | 0 | 0 | 0 | 0 | 0 | 0 | 0 | 0 | 0 | 0 | 0 | 0 | 0
F6_Commercial_Education_New_Food Preparation_Natural Gas_Food Prep Other_E9 | F6 | Commercial | Education | New | Food Preparation | Natural Gas | Food Prep Other | E9 | Utility - Value of Sales | 0 | 0 | 0 | 0 | 0 | 0 | 0 | 0 | 0 | 0 | 0 | 0 | 0 | 0 | 0 | 0 | 0 | 0 | 0 | 0 | 0 | 0 | 0 | 0 | 0 | 0 | 0 | 0 | 0 | 0
F6_Commercial_Education_New_Food Preparation_Natural Gas_Food Prep Other_E10 | F6 | Commercial | Education | New | Food Preparation | Natural Gas | Food Prep Other | E10 | Utility - Value of Sales | 0 | 0 | 0 | 0 | 0 | 0 | 0 | 0 | 0 | 0 | 0 | 0 | 0 | 0 | 0 | 0 | 0 | 0 | 0 | 0 | 0 | 0 | 0 | 0 | 0 | 0 | 0 | 0 | 0 | 0
F1_Commercial_Education_New_Miscellaneous_Natural Gas_Pool Heater_E1 | F1 | Commercial | Education | New | Miscellaneous | Natural Gas | Pool Heater | E1 | Participant - Cost of Equipment | 1.6054e-05 | 1.6054e-05 | 1.6054e-05 | 1.6054e-05 | 1.6054e-05 | 1.6054e-05 | 1.6054e-05 | 1.6054e-05 | 1.6054e-05 | 1.6054e-05 | 1.6054e-05 | 1.6054e-05 | 1.6054e-05 | 1.6054e-05 | 1.6054e-05 | 1.6054e-05 | 1.6054e-05 | 1.6054e-05 | 1.6054e-05 | 1.6054e-05 | 1.6054e-05 | 1.6054e-05 | 0 | 0 | 0 | 0 | 0 | 0 | 0 | 0
F1_Commercial_Education_New_Miscellaneous_Natural Gas_Pool Heater_E2 | F1 | Commercial | Education | New | Miscellaneous | Natural Gas | Pool Heater | E2 | Participant - Cost of Equipment | 2.6287e-05 | 2.6287e-05 | 2.6287e-05 | 2.6287e-05 | 2.6287e-05 | 2.6287e-05 | 2.6287e-05 | 2.6287e-05 | 2.6287e-05 | 2.6287e-05 | 2.6287e-05 | 2.6287e-05 | 2.6287e-05 | 2.6287e-05 | 2.6287e-05 | 2.6287e-05 | 2.6287e-05 | 2.6287e-05 | 2.6287e-05 | 2.6287e-05 | 2.6287e-05 | 2.6287e-05 | 0 | 0 | 0 | 0 | 0 | 0 | 0 | 0
F1_Commercial_Education_New_Miscellaneous_Natural Gas_Pool Heater_E3 | F1 | Commercial | Education | New | Miscellaneous | Natural Gas | Pool Heater | E3 | Participant - Cost of Equipment | 0 | 0 | 0 | 0 | 0 | 0 | 0 | 0 | 0 | 0 | 0 | 0 | 0 | 0 | 0 | 0 | 0 | 0 | 0 | 0 | 0 | 0 | 0 | 0 | 0 | 0 | 0 | 0 | 0 | 0
F1_Commercial_Education_New_Miscellaneous_Natural Gas_Pool Heater_E4 | F1 | Commercial | Education | New | Miscellaneous | Natural Gas | Pool Heater | E4 | Participant - Cost of Equipment | 0 | 0 | 0 | 0 | 0 | 0 | 0 | 0 | 0 | 0 | 0 | 0 | 0 | 0 | 0 | 0 | 0 | 0 | 0 | 0 | 0 | 0 | 0 | 0 | 0 | 0 | 0 | 0 | 0 | 0
F1_Commercial_Education_New_Miscellaneous_Natural Gas_Pool Heater_E5 | F1 | Commercial | Education | New | Miscellaneous | Natural Gas | Pool Heater | E5 | Participant - Cost of Equipment | 0 | 0 | 0 | 0 | 0 | 0 | 0 | 0 | 0 | 0 | 0 | 0 | 0 | 0 | 0 | 0 | 0 | 0 | 0 | 0 | 0 | 0 | 0 | 0 | 0 | 0 | 0 | 0 | 0 | 0
F1_Commercial_Education_New_Miscellaneous_Natural Gas_Pool Heater_E6 | F1 | Commercial | Education | New | Miscellaneous | Natural Gas | Pool Heater | E6 | Participant - Cost of Equipment | 0 | 0 | 0 | 0 | 0 | 0 | 0 | 0 | 0 | 0 | 0 | 0 | 0 | 0 | 0 | 0 | 0 | 0 | 0 | 0 | 0 | 0 | 0 | 0 | 0 | 0 | 0 | 0 | 0 | 0
F1_Commercial_Education_New_Miscellaneous_Natural Gas_Pool Heater_E7 | F1 | Commercial | Education | New | Miscellaneous | Natural Gas | Pool Heater | E7 | Participant - Cost of Equipment | 0 | 0 | 0 | 0 | 0 | 0 | 0 | 0 | 0 | 0 | 0 | 0 | 0 | 0 | 0 | 0 | 0 | 0 | 0 | 0 | 0 | 0 | 0 | 0 | 0 | 0 | 0 | 0 | 0 | 0
F1_Commercial_Education_New_Miscellaneous_Natural Gas_Pool Heater_E8 | F1 | Commercial | Education | New | Miscellaneous | Natural Gas | Pool Heater | E8 | Participant - Cost of Equipment | 0 | 0 | 0 | 0 | 0 | 0 | 0 | 0 | 0 | 0 | 0 | 0 | 0 | 0 | 0 | 0 | 0 | 0 | 0 | 0 | 0 | 0 | 0 | 0 | 0 | 0 | 0 | 0 | 0 | 0
F1_Commercial_Education_New_Miscellaneous_Natural Gas_Pool Heater_E9 | F1 | Commercial | Education | New | Miscellaneous | Natural Gas | Pool Heater | E9 | Participant - Cost of Equipment | 0 | 0 | 0 | 0 | 0 | 0 | 0 | 0 | 0 | 0 | 0 | 0 | 0 | 0 | 0 | 0 | 0 | 0 | 0 | 0 | 0 | 0 | 0 | 0 | 0 | 0 | 0 | 0 | 0 | 0
F1_Commercial_Education_New_Miscellaneous_Natural Gas_Pool Heater_E10 | F1 | Commercial | Education | New | Miscellaneous | Natural Gas | Pool Heater | E10 | Participant - Cost of Equipment | 0 | 0 | 0 | 0 | 0 | 0 | 0 | 0 | 0 | 0 | 0 | 0 | 0 | 0 | 0 | 0 | 0 | 0 | 0 | 0 | 0 | 0 | 0 | 0 | 0 | 0 | 0 | 0 | 0 | 0
F2_Commercial_Education_New_Miscellaneous_Natural Gas_Pool Heater_E1 | F2 | Commercial | Education | New | Miscellaneous | Natural Gas | Pool Heater | E1 | Participant - Cost of Operation | 6.8235e-05 | 6.7941e-05 | 6.7998e-05 | 6.9004e-05 | 7.0738e-05 | 7.2964e-05 | 7.4883e-05 | 7.6409e-05 | 7.7789e-05 | 7.9153e-05 | 8.0639e-05 | 8.2148e-05 | 8.3636e-05 | 8.5302e-05 | 8.6887e-05 | 8.8393e-05 | 8.9913e-05 | 9.1276e-05 | 9.2459e-05 | 9.344e-05 | 9.4361e-05 | 9.5209e-05 | 0 | 0 | 0 | 0 | 0 | 0 | 0 | 0
F2_Commercial_Education_New_Miscellaneous_Natural Gas_Pool Heater_E2 | F2 | Commercial | Education | New | Miscellaneous | Natural Gas | Pool Heater | E2 | Participant - Cost of Operation | 5.8e-05 | 5.7749e-05 | 5.7798e-05 | 5.8654e-05 | 6.0127e-05 | 6.202e-05 | 6.365e-05 | 6.4948e-05 | 6.6121e-05 | 6.728e-05 | 6.8543e-05 | 6.9826e-05 | 7.109e-05 | 7.2507e-05 | 7.3854e-05 | 7.5134e-05 | 7.6426e-05 | 7.7584e-05 | 7.859e-05 | 7.9424e-05 | 8.0206e-05 | 8.0928e-05 | 0 | 0 | 0 | 0 | 0 | 0 | 0 | 0
F2_Commercial_Education_New_Miscellaneous_Natural Gas_Pool Heater_E3 | F2 | Commercial | Education | New | Miscellaneous | Natural Gas | Pool Heater | E3 | Participant - Cost of Operation | 0 | 0 | 0 | 0 | 0 | 0 | 0 | 0 | 0 | 0 | 0 | 0 | 0 | 0 | 0 | 0 | 0 | 0 | 0 | 0 | 0 | 0 | 0 | 0 | 0 | 0 | 0 | 0 | 0 | 0
F2_Commercial_Education_New_Miscellaneous_Natural Gas_Pool Heater_E4 | F2 | Commercial | Education | New | Miscellaneous | Natural Gas | Pool Heater | E4 | Participant - Cost of Operation | 0 | 0 | 0 | 0 | 0 | 0 | 0 | 0 | 0 | 0 | 0 | 0 | 0 | 0 | 0 | 0 | 0 | 0 | 0 | 0 | 0 | 0 | 0 | 0 | 0 | 0 | 0 | 0 | 0 | 0
F2_Commercial_Education_New_Miscellaneous_Natural Gas_Pool Heater_E5 | F2 | Commercial | Education | New | Miscellaneous | Natural Gas | Pool Heater | E5 | Participant - Cost of Operation | 0 | 0 | 0 | 0 | 0 | 0 | 0 | 0 | 0 | 0 | 0 | 0 | 0 | 0 | 0 | 0 | 0 | 0 | 0 | 0 | 0 | 0 | 0 | 0 | 0 | 0 | 0 | 0 | 0 | 0
F2_Commercial_Education_New_Miscellaneous_Natural Gas_Pool Heater_E6 | F2 | Commercial | Education | New | Miscellaneous | Natural Gas | Pool Heater | E6 | Participant - Cost of Operation | 0 | 0 | 0 | 0 | 0 | 0 | 0 | 0 | 0 | 0 | 0 | 0 | 0 | 0 | 0 | 0 | 0 | 0 | 0 | 0 | 0 | 0 | 0 | 0 | 0 | 0 | 0 | 0 | 0 | 0
F2_Commercial_Education_New_Miscellaneous_Natural Gas_Pool Heater_E7 | F2 | Commercial | Education | New | Miscellaneous | Natural Gas | Pool Heater | E7 | Participant - Cost of Operation | 0 | 0 | 0 | 0 | 0 | 0 | 0 | 0 | 0 | 0 | 0 | 0 | 0 | 0 | 0 | 0 | 0 | 0 | 0 | 0 | 0 | 0 | 0 | 0 | 0 | 0 | 0 | 0 | 0 | 0
F2_Commercial_Education_New_Miscellaneous_Natural Gas_Pool Heater_E8 | F2 | Commercial | Education | New | Miscellaneous | Natural Gas | Pool Heater | E8 | Participant - Cost of Operation | 0 | 0 | 0 | 0 | 0 | 0 | 0 | 0 | 0 | 0 | 0 | 0 | 0 | 0 | 0 | 0 | 0 | 0 | 0 | 0 | 0 | 0 | 0 | 0 | 0 | 0 | 0 | 0 | 0 | 0
F2_Commercial_Education_New_Miscellaneous_Natural Gas_Pool Heater_E9 | F2 | Commercial | Education | New | Miscellaneous | Natural Gas | Pool Heater | E9 | Participant - Cost of Operation | 0 | 0 | 0 | 0 | 0 | 0 | 0 | 0 | 0 | 0 | 0 | 0 | 0 | 0 | 0 | 0 | 0 | 0 | 0 | 0 | 0 | 0 | 0 | 0 | 0 | 0 | 0 | 0 | 0 | 0
F2_Commercial_Education_New_Miscellaneous_Natural Gas_Pool Heater_E10 | F2 | Commercial | Education | New | Miscellaneous | Natural Gas | Pool Heater | E10 | Participant - Cost of Operation | 0 | 0 | 0 | 0 | 0 | 0 | 0 | 0 | 0 | 0 | 0 | 0 | 0 | 0 | 0 | 0 | 0 | 0 | 0 | 0 | 0 | 0 | 0 | 0 | 0 | 0 | 0 | 0 | 0 | 0
F3_Commercial_Education_New_Miscellaneous_Natural Gas_Pool Heater_E1 | F3 | Commercial | Education | New | Miscellaneous | Natural Gas | Pool Heater | E1 | System - kBTUs of Conusmption | 0.0065597 | 0.0065619 | 0.0065737 | 0.0066449 | 0.006706 | 0.0067565 | 0.0067922 | 0.0068287 | 0.0068623 | 0.006893 | 0.0069179 | 0.0069435 | 0.0069667 | 0.0069878 | 0.0070029 | 0.0070068 | 0.0069952 | 0.0069677 | 0.0069196 | 0.0068597 | 0.0067976 | 0.0067337 | 0 | 0 | 0 | 0 | 0 | 0 | 0 | 0
F3_Commercial_Education_New_Miscellaneous_Natural Gas_Pool Heater_E2 | F3 | Commercial | Education | New | Miscellaneous | Natural Gas | Pool Heater | E2 | System - kBTUs of Conusmption | 0.0055757 | 0.0055776 | 0.0055877 | 0.0056482 | 0.0057001 | 0.0057431 | 0.0057734 | 0.0058044 | 0.0058329 | 0.0058591 | 0.0058803 | 0.005902 | 0.0059217 | 0.0059396 | 0.0059525 | 0.0059558 | 0.0059459 | 0.0059225 | 0.0058817 | 0.0058308 | 0.0057779 | 0.0057236 | 0 | 0 | 0 | 0 | 0 | 0 | 0 | 0
F3_Commercial_Education_New_Miscellaneous_Natural Gas_Pool Heater_E3 | F3 | Commercial | Education | New | Miscellaneous | Natural Gas | Pool Heater | E3 | System - kBTUs of Conusmption | 0 | 0 | 0 | 0 | 0 | 0 | 0 | 0 | 0 | 0 | 0 | 0 | 0 | 0 | 0 | 0 | 0 | 0 | 0 | 0 | 0 | 0 | 0 | 0 | 0 | 0 | 0 | 0 | 0 | 0
F3_Commercial_Education_New_Miscellaneous_Natural Gas_Pool Heater_E4 | F3 | Commercial | Education | New | Miscellaneous | Natural Gas | Pool Heater | E4 | System - kBTUs of Conusmption | 0 | 0 | 0 | 0 | 0 | 0 | 0 | 0 | 0 | 0 | 0 | 0 | 0 | 0 | 0 | 0 | 0 | 0 | 0 | 0 | 0 | 0 | 0 | 0 | 0 | 0 | 0 | 0 | 0 | 0
F3_Commercial_Education_New_Miscellaneous_Natural Gas_Pool Heater_E5 | F3 | Commercial | Education | New | Miscellaneous | Natural Gas | Pool Heater | E5 | System - kBTUs of Conusmption | 0 | 0 | 0 | 0 | 0 | 0 | 0 | 0 | 0 | 0 | 0 | 0 | 0 | 0 | 0 | 0 | 0 | 0 | 0 | 0 | 0 | 0 | 0 | 0 | 0 | 0 | 0 | 0 | 0 | 0
F3_Commercial_Education_New_Miscellaneous_Natural Gas_Pool Heater_E6 | F3 | Commercial | Education | New | Miscellaneous | Natural Gas | Pool Heater | E6 | System - kBTUs of Conusmption | 0 | 0 | 0 | 0 | 0 | 0 | 0 | 0 | 0 | 0 | 0 | 0 | 0 | 0 | 0 | 0 | 0 | 0 | 0 | 0 | 0 | 0 | 0 | 0 | 0 | 0 | 0 | 0 | 0 | 0
F3_Commercial_Education_New_Miscellaneous_Natural Gas_Pool Heater_E7 | F3 | Commercial | Education | New | Miscellaneous | Natural Gas | Pool Heater | E7 | System - kBTUs of Conusmption | 0 | 0 | 0 | 0 | 0 | 0 | 0 | 0 | 0 | 0 | 0 | 0 | 0 | 0 | 0 | 0 | 0 | 0 | 0 | 0 | 0 | 0 | 0 | 0 | 0 | 0 | 0 | 0 | 0 | 0
F3_Commercial_Education_New_Miscellaneous_Natural Gas_Pool Heater_E8 | F3 | Commercial | Education | New | Miscellaneous | Natural Gas | Pool Heater | E8 | System - kBTUs of Conusmption | 0 | 0 | 0 | 0 | 0 | 0 | 0 | 0 | 0 | 0 | 0 | 0 | 0 | 0 | 0 | 0 | 0 | 0 | 0 | 0 | 0 | 0 | 0 | 0 | 0 | 0 | 0 | 0 | 0 | 0
F3_Commercial_Education_New_Miscellaneous_Natural Gas_Pool Heater_E9 | F3 | Commercial | Education | New | Miscellaneous | Natural Gas | Pool Heater | E9 | System - kBTUs of Conusmption | 0 | 0 | 0 | 0 | 0 | 0 | 0 | 0 | 0 | 0 | 0 | 0 | 0 | 0 | 0 | 0 | 0 | 0 | 0 | 0 | 0 | 0 | 0 | 0 | 0 | 0 | 0 | 0 | 0 | 0
F3_Commercial_Education_New_Miscellaneous_Natural Gas_Pool Heater_E10 | F3 | Commercial | Education | New | Miscellaneous | Natural Gas | Pool Heater | E10 | System - kBTUs of Conusmption | 0 | 0 | 0 | 0 | 0 | 0 | 0 | 0 | 0 | 0 | 0 | 0 | 0 | 0 | 0 | 0 | 0 | 0 | 0 | 0 | 0 | 0 | 0 | 0 | 0 | 0 | 0 | 0 | 0 | 0
F4_Commercial_Education_New_Miscellaneous_Natural Gas_Pool Heater_E1 | F4 | Commercial | Education | New | Miscellaneous | Natural Gas | Pool Heater | E1 | Utility - Cost of Equipment | 1.6054e-05 | 1.6054e-05 | 1.6054e-05 | 1.6054e-05 | 1.6054e-05 | 1.6054e-05 | 1.6054e-05 | 1.6054e-05 | 1.6054e-05 | 1.6054e-05 | 1.6054e-05 | 1.6054e-05 | 1.6054e-05 | 1.6054e-05 | 1.6054e-05 | 1.6054e-05 | 1.6054e-05 | 1.6054e-05 | 1.6054e-05 | 1.6054e-05 | 1.6054e-05 | 1.6054e-05 | 0 | 0 | 0 | 0 | 0 | 0 | 0 | 0
F4_Commercial_Education_New_Miscellaneous_Natural Gas_Pool Heater_E2 | F4 | Commercial | Education | New | Miscellaneous | Natural Gas | Pool Heater | E2 | Utility - Cost of Equipment | 2.6287e-05 | 2.6287e-05 | 2.6287e-05 | 2.6287e-05 | 2.6287e-05 | 2.6287e-05 | 2.6287e-05 | 2.6287e-05 | 2.6287e-05 | 2.6287e-05 | 2.6287e-05 | 2.6287e-05 | 2.6287e-05 | 2.6287e-05 | 2.6287e-05 | 2.6287e-05 | 2.6287e-05 | 2.6287e-05 | 2.6287e-05 | 2.6287e-05 | 2.6287e-05 | 2.6287e-05 | 0 | 0 | 0 | 0 | 0 | 0 | 0 | 0
F4_Commercial_Education_New_Miscellaneous_Natural Gas_Pool Heater_E3 | F4 | Commercial | Education | New | Miscellaneous | Natural Gas | Pool Heater | E3 | Utility - Cost of Equipment | 0 | 0 | 0 | 0 | 0 | 0 | 0 | 0 | 0 | 0 | 0 | 0 | 0 | 0 | 0 | 0 | 0 | 0 | 0 | 0 | 0 | 0 | 0 | 0 | 0 | 0 | 0 | 0 | 0 | 0
F4_Commercial_Education_New_Miscellaneous_Natural Gas_Pool Heater_E4 | F4 | Commercial | Education | New | Miscellaneous | Natural Gas | Pool Heater | E4 | Utility - Cost of Equipment | 0 | 0 | 0 | 0 | 0 | 0 | 0 | 0 | 0 | 0 | 0 | 0 | 0 | 0 | 0 | 0 | 0 | 0 | 0 | 0 | 0 | 0 | 0 | 0 | 0 | 0 | 0 | 0 | 0 | 0
F4_Commercial_Education_New_Miscellaneous_Natural Gas_Pool Heater_E5 | F4 | Commercial | Education | New | Miscellaneous | Natural Gas | Pool Heater | E5 | Utility - Cost of Equipment | 0 | 0 | 0 | 0 | 0 | 0 | 0 | 0 | 0 | 0 | 0 | 0 | 0 | 0 | 0 | 0 | 0 | 0 | 0 | 0 | 0 | 0 | 0 | 0 | 0 | 0 | 0 | 0 | 0 | 0
F4_Commercial_Education_New_Miscellaneous_Natural Gas_Pool Heater_E6 | F4 | Commercial | Education | New | Miscellaneous | Natural Gas | Pool Heater | E6 | Utility - Cost of Equipment | 0 | 0 | 0 | 0 | 0 | 0 | 0 | 0 | 0 | 0 | 0 | 0 | 0 | 0 | 0 | 0 | 0 | 0 | 0 | 0 | 0 | 0 | 0 | 0 | 0 | 0 | 0 | 0 | 0 | 0
F4_Commercial_Education_New_Miscellaneous_Natural Gas_Pool Heater_E7 | F4 | Commercial | Education | New | Miscellaneous | Natural Gas | Pool Heater | E7 | Utility - Cost of Equipment | 0 | 0 | 0 | 0 | 0 | 0 | 0 | 0 | 0 | 0 | 0 | 0 | 0 | 0 | 0 | 0 | 0 | 0 | 0 | 0 | 0 | 0 | 0 | 0 | 0 | 0 | 0 | 0 | 0 | 0
F4_Commercial_Education_New_Miscellaneous_Natural Gas_Pool Heater_E8 | F4 | Commercial | Education | New | Miscellaneous | Natural Gas | Pool Heater | E8 | Utility - Cost of Equipment | 0 | 0 | 0 | 0 | 0 | 0 | 0 | 0 | 0 | 0 | 0 | 0 | 0 | 0 | 0 | 0 | 0 | 0 | 0 | 0 | 0 | 0 | 0 | 0 | 0 | 0 | 0 | 0 | 0 | 0
F4_Commercial_Education_New_Miscellaneous_Natural Gas_Pool Heater_E9 | F4 | Commercial | Education | New | Miscellaneous | Natural Gas | Pool Heater | E9 | Utility - Cost of Equipment | 0 | 0 | 0 | 0 | 0 | 0 | 0 | 0 | 0 | 0 | 0 | 0 | 0 | 0 | 0 | 0 | 0 | 0 | 0 | 0 | 0 | 0 | 0 | 0 | 0 | 0 | 0 | 0 | 0 | 0
F4_Commercial_Education_New_Miscellaneous_Natural Gas_Pool Heater_E10 | F4 | Commercial | Education | New | Miscellaneous | Natural Gas | Pool Heater | E10 | Utility - Cost of Equipment | 0 | 0 | 0 | 0 | 0 | 0 | 0 | 0 | 0 | 0 | 0 | 0 | 0 | 0 | 0 | 0 | 0 | 0 | 0 | 0 | 0 | 0 | 0 | 0 | 0 | 0 | 0 | 0 | 0 | 0
F5_Commercial_Education_New_Miscellaneous_Natural Gas_Pool Heater_E1 | F5 | Commercial | Education | New | Miscellaneous | Natural Gas | Pool Heater | E1 | Utility - Cost of Operation | 5.6955e-05 | 5.6709e-05 | 5.6756e-05 | 5.7597e-05 | 5.9043e-05 | 6.0902e-05 | 6.2503e-05 | 6.3777e-05 | 6.4929e-05 | 6.6067e-05 | 6.7308e-05 | 6.8567e-05 | 6.9809e-05 | 7.12e-05 | 7.2523e-05 | 7.378e-05 | 7.5049e-05 | 7.6186e-05 | 7.7174e-05 | 7.7993e-05 | 7.8761e-05 | 7.9469e-05 | 0 | 0 | 0 | 0 | 0 | 0 | 0 | 0
F5_Commercial_Education_New_Miscellaneous_Natural Gas_Pool Heater_E2 | F5 | Commercial | Education | New | Miscellaneous | Natural Gas | Pool Heater | E2 | Utility - Cost of Operation | 4.8411e-05 | 4.8202e-05 | 4.8243e-05 | 4.8957e-05 | 5.0187e-05 | 5.1766e-05 | 5.3128e-05 | 5.4211e-05 | 5.5189e-05 | 5.6157e-05 | 5.7212e-05 | 5.8282e-05 | 5.9337e-05 | 6.052e-05 | 6.1644e-05 | 6.2713e-05 | 6.3791e-05 | 6.4758e-05 | 6.5598e-05 | 6.6294e-05 | 6.6947e-05 | 6.7549e-05 | 0 | 0 | 0 | 0 | 0 | 0 | 0 | 0
F5_Commercial_Education_New_Miscellaneous_Natural Gas_Pool Heater_E3 | F5 | Commercial | Education | New | Miscellaneous | Natural Gas | Pool Heater | E3 | Utility - Cost of Operation | 0 | 0 | 0 | 0 | 0 | 0 | 0 | 0 | 0 | 0 | 0 | 0 | 0 | 0 | 0 | 0 | 0 | 0 | 0 | 0 | 0 | 0 | 0 | 0 | 0 | 0 | 0 | 0 | 0 | 0
F5_Commercial_Education_New_Miscellaneous_Natural Gas_Pool Heater_E4 | F5 | Commercial | Education | New | Miscellaneous | Natural Gas | Pool Heater | E4 | Utility - Cost of Operation | 0 | 0 | 0 | 0 | 0 | 0 | 0 | 0 | 0 | 0 | 0 | 0 | 0 | 0 | 0 | 0 | 0 | 0 | 0 | 0 | 0 | 0 | 0 | 0 | 0 | 0 | 0 | 0 | 0 | 0
F5_Commercial_Education_New_Miscellaneous_Natural Gas_Pool Heater_E5 | F5 | Commercial | Education | New | Miscellaneous | Natural Gas | Pool Heater | E5 | Utility - Cost of Operation | 0 | 0 | 0 | 0 | 0 | 0 | 0 | 0 | 0 | 0 | 0 | 0 | 0 | 0 | 0 | 0 | 0 | 0 | 0 | 0 | 0 | 0 | 0 | 0 | 0 | 0 | 0 | 0 | 0 | 0
F5_Commercial_Education_New_Miscellaneous_Natural Gas_Pool Heater_E6 | F5 | Commercial | Education | New | Miscellaneous | Natural Gas | Pool Heater | E6 | Utility - Cost of Operation | 0 | 0 | 0 | 0 | 0 | 0 | 0 | 0 | 0 | 0 | 0 | 0 | 0 | 0 | 0 | 0 | 0 | 0 | 0 | 0 | 0 | 0 | 0 | 0 | 0 | 0 | 0 | 0 | 0 | 0
F5_Commercial_Education_New_Miscellaneous_Natural Gas_Pool Heater_E7 | F5 | Commercial | Education | New | Miscellaneous | Natural Gas | Pool Heater | E7 | Utility - Cost of Operation | 0 | 0 | 0 | 0 | 0 | 0 | 0 | 0 | 0 | 0 | 0 | 0 | 0 | 0 | 0 | 0 | 0 | 0 | 0 | 0 | 0 | 0 | 0 | 0 | 0 | 0 | 0 | 0 | 0 | 0
F5_Commercial_Education_New_Miscellaneous_Natural Gas_Pool Heater_E8 | F5 | Commercial | Education | New | Miscellaneous | Natural Gas | Pool Heater | E8 | Utility - Cost of Operation | 0 | 0 | 0 | 0 | 0 | 0 | 0 | 0 | 0 | 0 | 0 | 0 | 0 | 0 | 0 | 0 | 0 | 0 | 0 | 0 | 0 | 0 | 0 | 0 | 0 | 0 | 0 | 0 | 0 | 0
F5_Commercial_Education_New_Miscellaneous_Natural Gas_Pool Heater_E9 | F5 | Commercial | Education | New | Miscellaneous | Natural Gas | Pool Heater | E9 | Utility - Cost of Operation | 0 | 0 | 0 | 0 | 0 | 0 | 0 | 0 | 0 | 0 | 0 | 0 | 0 | 0 | 0 | 0 | 0 | 0 | 0 | 0 | 0 | 0 | 0 | 0 | 0 | 0 | 0 | 0 | 0 | 0
F5_Commercial_Education_New_Miscellaneous_Natural Gas_Pool Heater_E10 | F5 | Commercial | Education | New | Miscellaneous | Natural Gas | Pool Heater | E10 | Utility - Cost of Operation | 0 | 0 | 0 | 0 | 0 | 0 | 0 | 0 | 0 | 0 | 0 | 0 | 0 | 0 | 0 | 0 | 0 | 0 | 0 | 0 | 0 | 0 | 0 | 0 | 0 | 0 | 0 | 0 | 0 | 0
F6_Commercial_Education_New_Miscellaneous_Natural Gas_Pool Heater_E1 | F6 | Commercial | Education | New | Miscellaneous | Natural Gas | Pool Heater | E1 | Utility - Value of Sales | 6.8235e-05 | 6.7941e-05 | 6.7998e-05 | 6.9004e-05 | 7.0738e-05 | 7.2964e-05 | 7.4883e-05 | 7.6409e-05 | 7.7789e-05 | 7.9153e-05 | 8.0639e-05 | 8.2148e-05 | 8.3636e-05 | 8.5302e-05 | 8.6887e-05 | 8.8393e-05 | 8.9913e-05 | 9.1276e-05 | 9.2459e-05 | 9.344e-05 | 9.4361e-05 | 9.5209e-05 | 0 | 0 | 0 | 0 | 0 | 0 | 0 | 0
F6_Commercial_Education_New_Miscellaneous_Natural Gas_Pool Heater_E2 | F6 | Commercial | Education | New | Miscellaneous | Natural Gas | Pool Heater | E2 | Utility - Value of Sales | 5.8e-05 | 5.7749e-05 | 5.7798e-05 | 5.8654e-05 | 6.0127e-05 | 6.202e-05 | 6.365e-05 | 6.4948e-05 | 6.6121e-05 | 6.728e-05 | 6.8543e-05 | 6.9826e-05 | 7.109e-05 | 7.2507e-05 | 7.3854e-05 | 7.5134e-05 | 7.6426e-05 | 7.7584e-05 | 7.859e-05 | 7.9424e-05 | 8.0206e-05 | 8.0928e-05 | 0 | 0 | 0 | 0 | 0 | 0 | 0 | 0
F6_Commercial_Education_New_Miscellaneous_Natural Gas_Pool Heater_E3 | F6 | Commercial | Education | New | Miscellaneous | Natural Gas | Pool Heater | E3 | Utility - Value of Sales | 0 | 0 | 0 | 0 | 0 | 0 | 0 | 0 | 0 | 0 | 0 | 0 | 0 | 0 | 0 | 0 | 0 | 0 | 0 | 0 | 0 | 0 | 0 | 0 | 0 | 0 | 0 | 0 | 0 | 0
F6_Commercial_Education_New_Miscellaneous_Natural Gas_Pool Heater_E4 | F6 | Commercial | Education | New | Miscellaneous | Natural Gas | Pool Heater | E4 | Utility - Value of Sales | 0 | 0 | 0 | 0 | 0 | 0 | 0 | 0 | 0 | 0 | 0 | 0 | 0 | 0 | 0 | 0 | 0 | 0 | 0 | 0 | 0 | 0 | 0 | 0 | 0 | 0 | 0 | 0 | 0 | 0
F6_Commercial_Education_New_Miscellaneous_Natural Gas_Pool Heater_E5 | F6 | Commercial | Education | New | Miscellaneous | Natural Gas | Pool Heater | E5 | Utility - Value of Sales | 0 | 0 | 0 | 0 | 0 | 0 | 0 | 0 | 0 | 0 | 0 | 0 | 0 | 0 | 0 | 0 | 0 | 0 | 0 | 0 | 0 | 0 | 0 | 0 | 0 | 0 | 0 | 0 | 0 | 0
F6_Commercial_Education_New_Miscellaneous_Natural Gas_Pool Heater_E6 | F6 | Commercial | Education | New | Miscellaneous | Natural Gas | Pool Heater | E6 | Utility - Value of Sales | 0 | 0 | 0 | 0 | 0 | 0 | 0 | 0 | 0 | 0 | 0 | 0 | 0 | 0 | 0 | 0 | 0 | 0 | 0 | 0 | 0 | 0 | 0 | 0 | 0 | 0 | 0 | 0 | 0 | 0
F6_Commercial_Education_New_Miscellaneous_Natural Gas_Pool Heater_E7 | F6 | Commercial | Education | New | Miscellaneous | Natural Gas | Pool Heater | E7 | Utility - Value of Sales | 0 | 0 | 0 | 0 | 0 | 0 | 0 | 0 | 0 | 0 | 0 | 0 | 0 | 0 | 0 | 0 | 0 | 0 | 0 | 0 | 0 | 0 | 0 | 0 | 0 | 0 | 0 | 0 | 0 | 0
F6_Commercial_Education_New_Miscellaneous_Natural Gas_Pool Heater_E8 | F6 | Commercial | Education | New | Miscellaneous | Natural Gas | Pool Heater | E8 | Utility - Value of Sales | 0 | 0 | 0 | 0 | 0 | 0 | 0 | 0 | 0 | 0 | 0 | 0 | 0 | 0 | 0 | 0 | 0 | 0 | 0 | 0 | 0 | 0 | 0 | 0 | 0 | 0 | 0 | 0 | 0 | 0
F6_Commercial_Education_New_Miscellaneous_Natural Gas_Pool Heater_E9 | F6 | Commercial | Education | New | Miscellaneous | Natural Gas | Pool Heater | E9 | Utility - Value of Sales | 0 | 0 | 0 | 0 | 0 | 0 | 0 | 0 | 0 | 0 | 0 | 0 | 0 | 0 | 0 | 0 | 0 | 0 | 0 | 0 | 0 | 0 | 0 | 0 | 0 | 0 | 0 | 0 | 0 | 0
F6_Commercial_Education_New_Miscellaneous_Natural Gas_Pool Heater_E10 | F6 | Commercial | Education | New | Miscellaneous | Natural Gas | Pool Heater | E10 | Utility - Value of Sales | 0 | 0 | 0 | 0 | 0 | 0 | 0 | 0 | 0 | 0 | 0 | 0 | 0 | 0 | 0 | 0 | 0 | 0 | 0 | 0 | 0 | 0 | 0 | 0 | 0 | 0 | 0 | 0 | 0 | 0
F1_Commercial_Education_New_Miscellaneous_Natural Gas_Miscellaneous_E1 | F1 | Commercial | Education | New | Miscellaneous | Natural Gas | Miscellaneous | E1 | Participant - Cost of Equipment | 0.22938 | 0.22938 | 0.22938 | 0.22938 | 0.22938 | 0.22938 | 0.22938 | 0.22938 | 0.22938 | 0.22938 | 0.22938 | 0.22938 | 0.22938 | 0.22938 | 0.22938 | 0.22938 | 0.22938 | 0.22938 | 0.22938 | 0.22938 | 0.22938 | 0.22938 | 0 | 0 | 0 | 0 | 0 | 0 | 0 | 0
F1_Commercial_Education_New_Miscellaneous_Natural Gas_Miscellaneous_E2 | F1 | Commercial | Education | New | Miscellaneous | Natural Gas | Miscellaneous | E2 | Participant - Cost of Equipment | 0 | 0 | 0 | 0 | 0 | 0 | 0 | 0 | 0 | 0 | 0 | 0 | 0 | 0 | 0 | 0 | 0 | 0 | 0 | 0 | 0 | 0 | 0 | 0 | 0 | 0 | 0 | 0 | 0 | 0
F1_Commercial_Education_New_Miscellaneous_Natural Gas_Miscellaneous_E3 | F1 | Commercial | Education | New | Miscellaneous | Natural Gas | Miscellaneous | E3 | Participant - Cost of Equipment | 0 | 0 | 0 | 0 | 0 | 0 | 0 | 0 | 0 | 0 | 0 | 0 | 0 | 0 | 0 | 0 | 0 | 0 | 0 | 0 | 0 | 0 | 0 | 0 | 0 | 0 | 0 | 0 | 0 | 0
F1_Commercial_Education_New_Miscellaneous_Natural Gas_Miscellaneous_E4 | F1 | Commercial | Education | New | Miscellaneous | Natural Gas | Miscellaneous | E4 | Participant - Cost of Equipment | 0 | 0 | 0 | 0 | 0 | 0 | 0 | 0 | 0 | 0 | 0 | 0 | 0 | 0 | 0 | 0 | 0 | 0 | 0 | 0 | 0 | 0 | 0 | 0 | 0 | 0 | 0 | 0 | 0 | 0
F1_Commercial_Education_New_Miscellaneous_Natural Gas_Miscellaneous_E5 | F1 | Commercial | Education | New | Miscellaneous | Natural Gas | Miscellaneous | E5 | Participant - Cost of Equipment | 0 | 0 | 0 | 0 | 0 | 0 | 0 | 0 | 0 | 0 | 0 | 0 | 0 | 0 | 0 | 0 | 0 | 0 | 0 | 0 | 0 | 0 | 0 | 0 | 0 | 0 | 0 | 0 | 0 | 0
F1_Commercial_Education_New_Miscellaneous_Natural Gas_Miscellaneous_E6 | F1 | Commercial | Education | New | Miscellaneous | Natural Gas | Miscellaneous | E6 | Participant - Cost of Equipment | 0 | 0 | 0 | 0 | 0 | 0 | 0 | 0 | 0 | 0 | 0 | 0 | 0 | 0 | 0 | 0 | 0 | 0 | 0 | 0 | 0 | 0 | 0 | 0 | 0 | 0 | 0 | 0 | 0 | 0
F1_Commercial_Education_New_Miscellaneous_Natural Gas_Miscellaneous_E7 | F1 | Commercial | Education | New | Miscellaneous | Natural Gas | Miscellaneous | E7 | Participant - Cost of Equipment | 0 | 0 | 0 | 0 | 0 | 0 | 0 | 0 | 0 | 0 | 0 | 0 | 0 | 0 | 0 | 0 | 0 | 0 | 0 | 0 | 0 | 0 | 0 | 0 | 0 | 0 | 0 | 0 | 0 | 0
F1_Commercial_Education_New_Miscellaneous_Natural Gas_Miscellaneous_E8 | F1 | Commercial | Education | New | Miscellaneous | Natural Gas | Miscellaneous | E8 | Participant - Cost of Equipment | 0 | 0 | 0 | 0 | 0 | 0 | 0 | 0 | 0 | 0 | 0 | 0 | 0 | 0 | 0 | 0 | 0 | 0 | 0 | 0 | 0 | 0 | 0 | 0 | 0 | 0 | 0 | 0 | 0 | 0
F1_Commercial_Education_New_Miscellaneous_Natural Gas_Miscellaneous_E9 | F1 | Commercial | Education | New | Miscellaneous | Natural Gas | Miscellaneous | E9 | Participant - Cost of Equipment | 0 | 0 | 0 | 0 | 0 | 0 | 0 | 0 | 0 | 0 | 0 | 0 | 0 | 0 | 0 | 0 | 0 | 0 | 0 | 0 | 0 | 0 | 0 | 0 | 0 | 0 | 0 | 0 | 0 | 0
F1_Commercial_Education_New_Miscellaneous_Natural Gas_Miscellaneous_E10 | F1 | Commercial | Education | New | Miscellaneous | Natural Gas | Miscellaneous | E10 | Participant - Cost of Equipment | 0 | 0 | 0 | 0 | 0 | 0 | 0 | 0 | 0 | 0 | 0 | 0 | 0 | 0 | 0 | 0 | 0 | 0 | 0 | 0 | 0 | 0 | 0 | 0 | 0 | 0 | 0 | 0 | 0 | 0
F2_Commercial_Education_New_Miscellaneous_Natural Gas_Miscellaneous_E1 | F2 | Commercial | Education | New | Miscellaneous | Natural Gas | Miscellaneous | E1 | Participant - Cost of Operation | 6.3903e-05 | 6.3414e-05 | 6.3094e-05 | 6.3769e-05 | 6.5347e-05 | 6.7559e-05 | 6.9456e-05 | 7.0901e-05 | 7.2168e-05 | 7.3424e-05 | 7.48e-05 | 7.6203e-05 | 7.7596e-05 | 7.915e-05 | 8.058e-05 | 8.1965e-05 | 8.3414e-05 | 8.475e-05 | 8.5964e-05 | 8.7026e-05 | 8.787e-05 | 8.8476e-05 | 0 | 0 | 0 | 0 | 0 | 0 | 0 | 0
F2_Commercial_Education_New_Miscellaneous_Natural Gas_Miscellaneous_E2 | F2 | Commercial | Education | New | Miscellaneous | Natural Gas | Miscellaneous | E2 | Participant - Cost of Operation | 0 | 0 | 0 | 0 | 0 | 0 | 0 | 0 | 0 | 0 | 0 | 0 | 0 | 0 | 0 | 0 | 0 | 0 | 0 | 0 | 0 | 0 | 0 | 0 | 0 | 0 | 0 | 0 | 0 | 0
F2_Commercial_Education_New_Miscellaneous_Natural Gas_Miscellaneous_E3 | F2 | Commercial | Education | New | Miscellaneous | Natural Gas | Miscellaneous | E3 | Participant - Cost of Operation | 0 | 0 | 0 | 0 | 0 | 0 | 0 | 0 | 0 | 0 | 0 | 0 | 0 | 0 | 0 | 0 | 0 | 0 | 0 | 0 | 0 | 0 | 0 | 0 | 0 | 0 | 0 | 0 | 0 | 0
F2_Commercial_Education_New_Miscellaneous_Natural Gas_Miscellaneous_E4 | F2 | Commercial | Education | New | Miscellaneous | Natural Gas | Miscellaneous | E4 | Participant - Cost of Operation | 0 | 0 | 0 | 0 | 0 | 0 | 0 | 0 | 0 | 0 | 0 | 0 | 0 | 0 | 0 | 0 | 0 | 0 | 0 | 0 | 0 | 0 | 0 | 0 | 0 | 0 | 0 | 0 | 0 | 0
F2_Commercial_Education_New_Miscellaneous_Natural Gas_Miscellaneous_E5 | F2 | Commercial | Education | New | Miscellaneous | Natural Gas | Miscellaneous | E5 | Participant - Cost of Operation | 0 | 0 | 0 | 0 | 0 | 0 | 0 | 0 | 0 | 0 | 0 | 0 | 0 | 0 | 0 | 0 | 0 | 0 | 0 | 0 | 0 | 0 | 0 | 0 | 0 | 0 | 0 | 0 | 0 | 0
F2_Commercial_Education_New_Miscellaneous_Natural Gas_Miscellaneous_E6 | F2 | Commercial | Education | New | Miscellaneous | Natural Gas | Miscellaneous | E6 | Participant - Cost of Operation | 0 | 0 | 0 | 0 | 0 | 0 | 0 | 0 | 0 | 0 | 0 | 0 | 0 | 0 | 0 | 0 | 0 | 0 | 0 | 0 | 0 | 0 | 0 | 0 | 0 | 0 | 0 | 0 | 0 | 0
F2_Commercial_Education_New_Miscellaneous_Natural Gas_Miscellaneous_E7 | F2 | Commercial | Education | New | Miscellaneous | Natural Gas | Miscellaneous | E7 | Participant - Cost of Operation | 0 | 0 | 0 | 0 | 0 | 0 | 0 | 0 | 0 | 0 | 0 | 0 | 0 | 0 | 0 | 0 | 0 | 0 | 0 | 0 | 0 | 0 | 0 | 0 | 0 | 0 | 0 | 0 | 0 | 0
F2_Commercial_Education_New_Miscellaneous_Natural Gas_Miscellaneous_E8 | F2 | Commercial | Education | New | Miscellaneous | Natural Gas | Miscellaneous | E8 | Participant - Cost of Operation | 0 | 0 | 0 | 0 | 0 | 0 | 0 | 0 | 0 | 0 | 0 | 0 | 0 | 0 | 0 | 0 | 0 | 0 | 0 | 0 | 0 | 0 | 0 | 0 | 0 | 0 | 0 | 0 | 0 | 0
F2_Commercial_Education_New_Miscellaneous_Natural Gas_Miscellaneous_E9 | F2 | Commercial | Education | New | Miscellaneous | Natural Gas | Miscellaneous | E9 | Participant - Cost of Operation | 0 | 0 | 0 | 0 | 0 | 0 | 0 | 0 | 0 | 0 | 0 | 0 | 0 | 0 | 0 | 0 | 0 | 0 | 0 | 0 | 0 | 0 | 0 | 0 | 0 | 0 | 0 | 0 | 0 | 0
F2_Commercial_Education_New_Miscellaneous_Natural Gas_Miscellaneous_E10 | F2 | Commercial | Education | New | Miscellaneous | Natural Gas | Miscellaneous | E10 | Participant - Cost of Operation | 0 | 0 | 0 | 0 | 0 | 0 | 0 | 0 | 0 | 0 | 0 | 0 | 0 | 0 | 0 | 0 | 0 | 0 | 0 | 0 | 0 | 0 | 0 | 0 | 0 | 0 | 0 | 0 | 0 | 0
F3_Commercial_Education_New_Miscellaneous_Natural Gas_Miscellaneous_E1 | F3 | Commercial | Education | New | Miscellaneous | Natural Gas | Miscellaneous | E1 | System - kBTUs of Conusmption | 0.0061651 | 0.0061523 | 0.0061526 | 0.0062238 | 0.0062855 | 0.0063351 | 0.0063682 | 0.0064038 | 0.0064366 | 0.0064661 | 0.0064891 | 0.0065144 | 0.0065373 | 0.0065574 | 0.0065709 | 0.0065776 | 0.0065715 | 0.0065514 | 0.006513 | 0.0064672 | 0.0064085 | 0.0063365 | 0 | 0 | 0 | 0 | 0 | 0 | 0 | 0
F3_Commercial_Education_New_Miscellaneous_Natural Gas_Miscellaneous_E2 | F3 | Commercial | Education | New | Miscellaneous | Natural Gas | Miscellaneous | E2 | System - kBTUs of Conusmption | 0 | 0 | 0 | 0 | 0 | 0 | 0 | 0 | 0 | 0 | 0 | 0 | 0 | 0 | 0 | 0 | 0 | 0 | 0 | 0 | 0 | 0 | 0 | 0 | 0 | 0 | 0 | 0 | 0 | 0
F3_Commercial_Education_New_Miscellaneous_Natural Gas_Miscellaneous_E3 | F3 | Commercial | Education | New | Miscellaneous | Natural Gas | Miscellaneous | E3 | System - kBTUs of Conusmption | 0 | 0 | 0 | 0 | 0 | 0 | 0 | 0 | 0 | 0 | 0 | 0 | 0 | 0 | 0 | 0 | 0 | 0 | 0 | 0 | 0 | 0 | 0 | 0 | 0 | 0 | 0 | 0 | 0 | 0
F3_Commercial_Education_New_Miscellaneous_Natural Gas_Miscellaneous_E4 | F3 | Commercial | Education | New | Miscellaneous | Natural Gas | Miscellaneous | E4 | System - kBTUs of Conusmption | 0 | 0 | 0 | 0 | 0 | 0 | 0 | 0 | 0 | 0 | 0 | 0 | 0 | 0 | 0 | 0 | 0 | 0 | 0 | 0 | 0 | 0 | 0 | 0 | 0 | 0 | 0 | 0 | 0 | 0
F3_Commercial_Education_New_Miscellaneous_Natural Gas_Miscellaneous_E5 | F3 | Commercial | Education | New | Miscellaneous | Natural Gas | Miscellaneous | E5 | System - kBTUs of Conusmption | 0 | 0 | 0 | 0 | 0 | 0 | 0 | 0 | 0 | 0 | 0 | 0 | 0 | 0 | 0 | 0 | 0 | 0 | 0 | 0 | 0 | 0 | 0 | 0 | 0 | 0 | 0 | 0 | 0 | 0
F3_Commercial_Education_New_Miscellaneous_Natural Gas_Miscellaneous_E6 | F3 | Commercial | Education | New | Miscellaneous | Natural Gas | Miscellaneous | E6 | System - kBTUs of Conusmption | 0 | 0 | 0 | 0 | 0 | 0 | 0 | 0 | 0 | 0 | 0 | 0 | 0 | 0 | 0 | 0 | 0 | 0 | 0 | 0 | 0 | 0 | 0 | 0 | 0 | 0 | 0 | 0 | 0 | 0
F3_Commercial_Education_New_Miscellaneous_Natural Gas_Miscellaneous_E7 | F3 | Commercial | Education | New | Miscellaneous | Natural Gas | Miscellaneous | E7 | System - kBTUs of Conusmption | 0 | 0 | 0 | 0 | 0 | 0 | 0 | 0 | 0 | 0 | 0 | 0 | 0 | 0 | 0 | 0 | 0 | 0 | 0 | 0 | 0 | 0 | 0 | 0 | 0 | 0 | 0 | 0 | 0 | 0
F3_Commercial_Education_New_Miscellaneous_Natural Gas_Miscellaneous_E8 | F3 | Commercial | Education | New | Miscellaneous | Natural Gas | Miscellaneous | E8 | System - kBTUs of Conusmption | 0 | 0 | 0 | 0 | 0 | 0 | 0 | 0 | 0 | 0 | 0 | 0 | 0 | 0 | 0 | 0 | 0 | 0 | 0 | 0 | 0 | 0 | 0 | 0 | 0 | 0 | 0 | 0 | 0 | 0
F3_Commercial_Education_New_Miscellaneous_Natural Gas_Miscellaneous_E9 | F3 | Commercial | Education | New | Miscellaneous | Natural Gas | Miscellaneous | E9 | System - kBTUs of Conusmption | 0 | 0 | 0 | 0 | 0 | 0 | 0 | 0 | 0 | 0 | 0 | 0 | 0 | 0 | 0 | 0 | 0 | 0 | 0 | 0 | 0 | 0 | 0 | 0 | 0 | 0 | 0 | 0 | 0 | 0
F3_Commercial_Education_New_Miscellaneous_Natural Gas_Miscellaneous_E10 | F3 | Commercial | Education | New | Miscellaneous | Natural Gas | Miscellaneous | E10 | System - kBTUs of Conusmption | 0 | 0 | 0 | 0 | 0 | 0 | 0 | 0 | 0 | 0 | 0 | 0 | 0 | 0 | 0 | 0 | 0 | 0 | 0 | 0 | 0 | 0 | 0 | 0 | 0 | 0 | 0 | 0 | 0 | 0
F4_Commercial_Education_New_Miscellaneous_Natural Gas_Miscellaneous_E1 | F4 | Commercial | Education | New | Miscellaneous | Natural Gas | Miscellaneous | E1 | Utility - Cost of Equipment | 0.22938 | 0.22938 | 0.22938 | 0.22938 | 0.22938 | 0.22938 | 0.22938 | 0.22938 | 0.22938 | 0.22938 | 0.22938 | 0.22938 | 0.22938 | 0.22938 | 0.22938 | 0.22938 | 0.22938 | 0.22938 | 0.22938 | 0.22938 | 0.22938 | 0.22938 | 0 | 0 | 0 | 0 | 0 | 0 | 0 | 0
F4_Commercial_Education_New_Miscellaneous_Natural Gas_Miscellaneous_E2 | F4 | Commercial | Education | New | Miscellaneous | Natural Gas | Miscellaneous | E2 | Utility - Cost of Equipment | 0 | 0 | 0 | 0 | 0 | 0 | 0 | 0 | 0 | 0 | 0 | 0 | 0 | 0 | 0 | 0 | 0 | 0 | 0 | 0 | 0 | 0 | 0 | 0 | 0 | 0 | 0 | 0 | 0 | 0
F4_Commercial_Education_New_Miscellaneous_Natural Gas_Miscellaneous_E3 | F4 | Commercial | Education | New | Miscellaneous | Natural Gas | Miscellaneous | E3 | Utility - Cost of Equipment | 0 | 0 | 0 | 0 | 0 | 0 | 0 | 0 | 0 | 0 | 0 | 0 | 0 | 0 | 0 | 0 | 0 | 0 | 0 | 0 | 0 | 0 | 0 | 0 | 0 | 0 | 0 | 0 | 0 | 0
F4_Commercial_Education_New_Miscellaneous_Natural Gas_Miscellaneous_E4 | F4 | Commercial | Education | New | Miscellaneous | Natural Gas | Miscellaneous | E4 | Utility - Cost of Equipment | 0 | 0 | 0 | 0 | 0 | 0 | 0 | 0 | 0 | 0 | 0 | 0 | 0 | 0 | 0 | 0 | 0 | 0 | 0 | 0 | 0 | 0 | 0 | 0 | 0 | 0 | 0 | 0 | 0 | 0
F4_Commercial_Education_New_Miscellaneous_Natural Gas_Miscellaneous_E5 | F4 | Commercial | Education | New | Miscellaneous | Natural Gas | Miscellaneous | E5 | Utility - Cost of Equipment | 0 | 0 | 0 | 0 | 0 | 0 | 0 | 0 | 0 | 0 | 0 | 0 | 0 | 0 | 0 | 0 | 0 | 0 | 0 | 0 | 0 | 0 | 0 | 0 | 0 | 0 | 0 | 0 | 0 | 0
F4_Commercial_Education_New_Miscellaneous_Natural Gas_Miscellaneous_E6 | F4 | Commercial | Education | New | Miscellaneous | Natural Gas | Miscellaneous | E6 | Utility - Cost of Equipment | 0 | 0 | 0 | 0 | 0 | 0 | 0 | 0 | 0 | 0 | 0 | 0 | 0 | 0 | 0 | 0 | 0 | 0 | 0 | 0 | 0 | 0 | 0 | 0 | 0 | 0 | 0 | 0 | 0 | 0
F4_Commercial_Education_New_Miscellaneous_Natural Gas_Miscellaneous_E7 | F4 | Commercial | Education | New | Miscellaneous | Natural Gas | Miscellaneous | E7 | Utility - Cost of Equipment | 0 | 0 | 0 | 0 | 0 | 0 | 0 | 0 | 0 | 0 | 0 | 0 | 0 | 0 | 0 | 0 | 0 | 0 | 0 | 0 | 0 | 0 | 0 | 0 | 0 | 0 | 0 | 0 | 0 | 0
F4_Commercial_Education_New_Miscellaneous_Natural Gas_Miscellaneous_E8 | F4 | Commercial | Education | New | Miscellaneous | Natural Gas | Miscellaneous | E8 | Utility - Cost of Equipment | 0 | 0 | 0 | 0 | 0 | 0 | 0 | 0 | 0 | 0 | 0 | 0 | 0 | 0 | 0 | 0 | 0 | 0 | 0 | 0 | 0 | 0 | 0 | 0 | 0 | 0 | 0 | 0 | 0 | 0
F4_Commercial_Education_New_Miscellaneous_Natural Gas_Miscellaneous_E9 | F4 | Commercial | Education | New | Miscellaneous | Natural Gas | Miscellaneous | E9 | Utility - Cost of Equipment | 0 | 0 | 0 | 0 | 0 | 0 | 0 | 0 | 0 | 0 | 0 | 0 | 0 | 0 | 0 | 0 | 0 | 0 | 0 | 0 | 0 | 0 | 0 | 0 | 0 | 0 | 0 | 0 | 0 | 0
F4_Commercial_Education_New_Miscellaneous_Natural Gas_Miscellaneous_E10 | F4 | Commercial | Education | New | Miscellaneous | Natural Gas | Miscellaneous | E10 | Utility - Cost of Equipment | 0 | 0 | 0 | 0 | 0 | 0 | 0 | 0 | 0 | 0 | 0 | 0 | 0 | 0 | 0 | 0 | 0 | 0 | 0 | 0 | 0 | 0 | 0 | 0 | 0 | 0 | 0 | 0 | 0 | 0
F5_Commercial_Education_New_Miscellaneous_Natural Gas_Miscellaneous_E1 | F5 | Commercial | Education | New | Miscellaneous | Natural Gas | Miscellaneous | E1 | Utility - Cost of Operation | 5.3338e-05 | 5.293e-05 | 5.2664e-05 | 5.3227e-05 | 5.4543e-05 | 5.639e-05 | 5.7973e-05 | 5.918e-05 | 6.0238e-05 | 6.1286e-05 | 6.2434e-05 | 6.3605e-05 | 6.4768e-05 | 6.6065e-05 | 6.7259e-05 | 6.8415e-05 | 6.9624e-05 | 7.0739e-05 | 7.1752e-05 | 7.2638e-05 | 7.3344e-05 | 7.3849e-05 | 0 | 0 | 0 | 0 | 0 | 0 | 0 | 0
F5_Commercial_Education_New_Miscellaneous_Natural Gas_Miscellaneous_E2 | F5 | Commercial | Education | New | Miscellaneous | Natural Gas | Miscellaneous | E2 | Utility - Cost of Operation | 0 | 0 | 0 | 0 | 0 | 0 | 0 | 0 | 0 | 0 | 0 | 0 | 0 | 0 | 0 | 0 | 0 | 0 | 0 | 0 | 0 | 0 | 0 | 0 | 0 | 0 | 0 | 0 | 0 | 0
F5_Commercial_Education_New_Miscellaneous_Natural Gas_Miscellaneous_E3 | F5 | Commercial | Education | New | Miscellaneous | Natural Gas | Miscellaneous | E3 | Utility - Cost of Operation | 0 | 0 | 0 | 0 | 0 | 0 | 0 | 0 | 0 | 0 | 0 | 0 | 0 | 0 | 0 | 0 | 0 | 0 | 0 | 0 | 0 | 0 | 0 | 0 | 0 | 0 | 0 | 0 | 0 | 0
F5_Commercial_Education_New_Miscellaneous_Natural Gas_Miscellaneous_E4 | F5 | Commercial | Education | New | Miscellaneous | Natural Gas | Miscellaneous | E4 | Utility - Cost of Operation | 0 | 0 | 0 | 0 | 0 | 0 | 0 | 0 | 0 | 0 | 0 | 0 | 0 | 0 | 0 | 0 | 0 | 0 | 0 | 0 | 0 | 0 | 0 | 0 | 0 | 0 | 0 | 0 | 0 | 0
F5_Commercial_Education_New_Miscellaneous_Natural Gas_Miscellaneous_E5 | F5 | Commercial | Education | New | Miscellaneous | Natural Gas | Miscellaneous | E5 | Utility - Cost of Operation | 0 | 0 | 0 | 0 | 0 | 0 | 0 | 0 | 0 | 0 | 0 | 0 | 0 | 0 | 0 | 0 | 0 | 0 | 0 | 0 | 0 | 0 | 0 | 0 | 0 | 0 | 0 | 0 | 0 | 0
F5_Commercial_Education_New_Miscellaneous_Natural Gas_Miscellaneous_E6 | F5 | Commercial | Education | New | Miscellaneous | Natural Gas | Miscellaneous | E6 | Utility - Cost of Operation | 0 | 0 | 0 | 0 | 0 | 0 | 0 | 0 | 0 | 0 | 0 | 0 | 0 | 0 | 0 | 0 | 0 | 0 | 0 | 0 | 0 | 0 | 0 | 0 | 0 | 0 | 0 | 0 | 0 | 0
F5_Commercial_Education_New_Miscellaneous_Natural Gas_Miscellaneous_E7 | F5 | Commercial | Education | New | Miscellaneous | Natural Gas | Miscellaneous | E7 | Utility - Cost of Operation | 0 | 0 | 0 | 0 | 0 | 0 | 0 | 0 | 0 | 0 | 0 | 0 | 0 | 0 | 0 | 0 | 0 | 0 | 0 | 0 | 0 | 0 | 0 | 0 | 0 | 0 | 0 | 0 | 0 | 0
F5_Commercial_Education_New_Miscellaneous_Natural Gas_Miscellaneous_E8 | F5 | Commercial | Education | New | Miscellaneous | Natural Gas | Miscellaneous | E8 | Utility - Cost of Operation | 0 | 0 | 0 | 0 | 0 | 0 | 0 | 0 | 0 | 0 | 0 | 0 | 0 | 0 | 0 | 0 | 0 | 0 | 0 | 0 | 0 | 0 | 0 | 0 | 0 | 0 | 0 | 0 | 0 | 0
F5_Commercial_Education_New_Miscellaneous_Natural Gas_Miscellaneous_E9 | F5 | Commercial | Education | New | Miscellaneous | Natural Gas | Miscellaneous | E9 | Utility - Cost of Operation | 0 | 0 | 0 | 0 | 0 | 0 | 0 | 0 | 0 | 0 | 0 | 0 | 0 | 0 | 0 | 0 | 0 | 0 | 0 | 0 | 0 | 0 | 0 | 0 | 0 | 0 | 0 | 0 | 0 | 0
F5_Commercial_Education_New_Miscellaneous_Natural Gas_Miscellaneous_E10 | F5 | Commercial | Education | New | Miscellaneous | Natural Gas | Miscellaneous | E10 | Utility - Cost of Operation | 0 | 0 | 0 | 0 | 0 | 0 | 0 | 0 | 0 | 0 | 0 | 0 | 0 | 0 | 0 | 0 | 0 | 0 | 0 | 0 | 0 | 0 | 0 | 0 | 0 | 0 | 0 | 0 | 0 | 0
F6_Commercial_Education_New_Miscellaneous_Natural Gas_Miscellaneous_E1 | F6 | Commercial | Education | New | Miscellaneous | Natural Gas | Miscellaneous | E1 | Utility - Value of Sales | 6.3903e-05 | 6.3414e-05 | 6.3094e-05 | 6.3769e-05 | 6.5347e-05 | 6.7559e-05 | 6.9456e-05 | 7.0901e-05 | 7.2168e-05 | 7.3424e-05 | 7.48e-05 | 7.6203e-05 | 7.7596e-05 | 7.915e-05 | 8.058e-05 | 8.1965e-05 | 8.3414e-05 | 8.475e-05 | 8.5964e-05 | 8.7026e-05 | 8.787e-05 | 8.8476e-05 | 0 | 0 | 0 | 0 | 0 | 0 | 0 | 0
F6_Commercial_Education_New_Miscellaneous_Natural Gas_Miscellaneous_E2 | F6 | Commercial | Education | New | Miscellaneous | Natural Gas | Miscellaneous | E2 | Utility - Value of Sales | 0 | 0 | 0 | 0 | 0 | 0 | 0 | 0 | 0 | 0 | 0 | 0 | 0 | 0 | 0 | 0 | 0 | 0 | 0 | 0 | 0 | 0 | 0 | 0 | 0 | 0 | 0 | 0 | 0 | 0
F6_Commercial_Education_New_Miscellaneous_Natural Gas_Miscellaneous_E3 | F6 | Commercial | Education | New | Miscellaneous | Natural Gas | Miscellaneous | E3 | Utility - Value of Sales | 0 | 0 | 0 | 0 | 0 | 0 | 0 | 0 | 0 | 0 | 0 | 0 | 0 | 0 | 0 | 0 | 0 | 0 | 0 | 0 | 0 | 0 | 0 | 0 | 0 | 0 | 0 | 0 | 0 | 0
F6_Commercial_Education_New_Miscellaneous_Natural Gas_Miscellaneous_E4 | F6 | Commercial | Education | New | Miscellaneous | Natural Gas | Miscellaneous | E4 | Utility - Value of Sales | 0 | 0 | 0 | 0 | 0 | 0 | 0 | 0 | 0 | 0 | 0 | 0 | 0 | 0 | 0 | 0 | 0 | 0 | 0 | 0 | 0 | 0 | 0 | 0 | 0 | 0 | 0 | 0 | 0 | 0
F6_Commercial_Education_New_Miscellaneous_Natural Gas_Miscellaneous_E5 | F6 | Commercial | Education | New | Miscellaneous | Natural Gas | Miscellaneous | E5 | Utility - Value of Sales | 0 | 0 | 0 | 0 | 0 | 0 | 0 | 0 | 0 | 0 | 0 | 0 | 0 | 0 | 0 | 0 | 0 | 0 | 0 | 0 | 0 | 0 | 0 | 0 | 0 | 0 | 0 | 0 | 0 | 0
F6_Commercial_Education_New_Miscellaneous_Natural Gas_Miscellaneous_E6 | F6 | Commercial | Education | New | Miscellaneous | Natural Gas | Miscellaneous | E6 | Utility - Value of Sales | 0 | 0 | 0 | 0 | 0 | 0 | 0 | 0 | 0 | 0 | 0 | 0 | 0 | 0 | 0 | 0 | 0 | 0 | 0 | 0 | 0 | 0 | 0 | 0 | 0 | 0 | 0 | 0 | 0 | 0
F6_Commercial_Education_New_Miscellaneous_Natural Gas_Miscellaneous_E7 | F6 | Commercial | Education | New | Miscellaneous | Natural Gas | Miscellaneous | E7 | Utility - Value of Sales | 0 | 0 | 0 | 0 | 0 | 0 | 0 | 0 | 0 | 0 | 0 | 0 | 0 | 0 | 0 | 0 | 0 | 0 | 0 | 0 | 0 | 0 | 0 | 0 | 0 | 0 | 0 | 0 | 0 | 0
F6_Commercial_Education_New_Miscellaneous_Natural Gas_Miscellaneous_E8 | F6 | Commercial | Education | New | Miscellaneous | Natural Gas | Miscellaneous | E8 | Utility - Value of Sales | 0 | 0 | 0 | 0 | 0 | 0 | 0 | 0 | 0 | 0 | 0 | 0 | 0 | 0 | 0 | 0 | 0 | 0 | 0 | 0 | 0 | 0 | 0 | 0 | 0 | 0 | 0 | 0 | 0 | 0
F6_Commercial_Education_New_Miscellaneous_Natural Gas_Miscellaneous_E9 | F6 | Commercial | Education | New | Miscellaneous | Natural Gas | Miscellaneous | E9 | Utility - Value of Sales | 0 | 0 | 0 | 0 | 0 | 0 | 0 | 0 | 0 | 0 | 0 | 0 | 0 | 0 | 0 | 0 | 0 | 0 | 0 | 0 | 0 | 0 | 0 | 0 | 0 | 0 | 0 | 0 | 0 | 0
F6_Commercial_Education_New_Miscellaneous_Natural Gas_Miscellaneous_E10 | F6 | Commercial | Education | New | Miscellaneous | Natural Gas | Miscellaneous | E10 | Utility - Value of Sales | 0 | 0 | 0 | 0 | 0 | 0 | 0 | 0 | 0 | 0 | 0 | 0 | 0 | 0 | 0 | 0 | 0 | 0 | 0 | 0 | 0 | 0 | 0 | 0 | 0 | 0 | 0 | 0 | 0 | 0
F1_Commercial_Healthcare_Existing_Space Heating_Natural Gas_Furnace_E1 | F1 | Commercial | Healthcare | Existing | Space Heating | Natural Gas | Furnace | E1 | Participant - Cost of Equipment | 0.034415 | 0.034415 | 0.034415 | 0.034415 | 0.034415 | 0.034415 | 0.034415 | 0.034415 | 0.034415 | 0.034415 | 0.034415 | 0.034415 | 0.034415 | 0.034415 | 0.034415 | 0.034415 | 0.034415 | 0.034415 | 0.034415 | 0.034415 | 0.034415 | 0.034415 | 0 | 0 | 0 | 0 | 0 | 0 | 0 | 0
F1_Commercial_Healthcare_Existing_Space Heating_Natural Gas_Furnace_E2 | F1 | Commercial | Healthcare | Existing | Space Heating | Natural Gas | Furnace | E2 | Participant - Cost of Equipment | 0.041298 | 0.041298 | 0.041298 | 0.041298 | 0.041298 | 0.041298 | 0.041298 | 0.041298 | 0.041298 | 0.041298 | 0.041298 | 0.041298 | 0.041298 | 0.041298 | 0.041298 | 0.041298 | 0.041298 | 0.041298 | 0.041298 | 0.041298 | 0.041298 | 0.041298 | 0 | 0 | 0 | 0 | 0 | 0 | 0 | 0
F1_Commercial_Healthcare_Existing_Space Heating_Natural Gas_Furnace_E3 | F1 | Commercial | Healthcare | Existing | Space Heating | Natural Gas | Furnace | E3 | Participant - Cost of Equipment | 0.048182 | 0.048182 | 0.048182 | 0.048182 | 0.048182 | 0.048182 | 0.048182 | 0.048182 | 0.048182 | 0.048182 | 0.048182 | 0.048182 | 0.048182 | 0.048182 | 0.048182 | 0.048182 | 0.048182 | 0.048182 | 0.048182 | 0.048182 | 0.048182 | 0.048182 | 0 | 0 | 0 | 0 | 0 | 0 | 0 | 0
F1_Commercial_Healthcare_Existing_Space Heating_Natural Gas_Furnace_E4 | F1 | Commercial | Healthcare | Existing | Space Heating | Natural Gas | Furnace | E4 | Participant - Cost of Equipment | 0 | 0 | 0 | 0 | 0 | 0 | 0 | 0 | 0 | 0 | 0 | 0 | 0 | 0 | 0 | 0 | 0 | 0 | 0 | 0 | 0 | 0 | 0 | 0 | 0 | 0 | 0 | 0 | 0 | 0
F1_Commercial_Healthcare_Existing_Space Heating_Natural Gas_Furnace_E5 | F1 | Commercial | Healthcare | Existing | Space Heating | Natural Gas | Furnace | E5 | Participant - Cost of Equipment | 0 | 0 | 0 | 0 | 0 | 0 | 0 | 0 | 0 | 0 | 0 | 0 | 0 | 0 | 0 | 0 | 0 | 0 | 0 | 0 | 0 | 0 | 0 | 0 | 0 | 0 | 0 | 0 | 0 | 0
F1_Commercial_Healthcare_Existing_Space Heating_Natural Gas_Furnace_E6 | F1 | Commercial | Healthcare | Existing | Space Heating | Natural Gas | Furnace | E6 | Participant - Cost of Equipment | 0 | 0 | 0 | 0 | 0 | 0 | 0 | 0 | 0 | 0 | 0 | 0 | 0 | 0 | 0 | 0 | 0 | 0 | 0 | 0 | 0 | 0 | 0 | 0 | 0 | 0 | 0 | 0 | 0 | 0
F1_Commercial_Healthcare_Existing_Space Heating_Natural Gas_Furnace_E7 | F1 | Commercial | Healthcare | Existing | Space Heating | Natural Gas | Furnace | E7 | Participant - Cost of Equipment | 0 | 0 | 0 | 0 | 0 | 0 | 0 | 0 | 0 | 0 | 0 | 0 | 0 | 0 | 0 | 0 | 0 | 0 | 0 | 0 | 0 | 0 | 0 | 0 | 0 | 0 | 0 | 0 | 0 | 0
F1_Commercial_Healthcare_Existing_Space Heating_Natural Gas_Furnace_E8 | F1 | Commercial | Healthcare | Existing | Space Heating | Natural Gas | Furnace | E8 | Participant - Cost of Equipment | 0 | 0 | 0 | 0 | 0 | 0 | 0 | 0 | 0 | 0 | 0 | 0 | 0 | 0 | 0 | 0 | 0 | 0 | 0 | 0 | 0 | 0 | 0 | 0 | 0 | 0 | 0 | 0 | 0 | 0
F1_Commercial_Healthcare_Existing_Space Heating_Natural Gas_Furnace_E9 | F1 | Commercial | Healthcare | Existing | Space Heating | Natural Gas | Furnace | E9 | Participant - Cost of Equipment | 0 | 0 | 0 | 0 | 0 | 0 | 0 | 0 | 0 | 0 | 0 | 0 | 0 | 0 | 0 | 0 | 0 | 0 | 0 | 0 | 0 | 0 | 0 | 0 | 0 | 0 | 0 | 0 | 0 | 0
F1_Commercial_Healthcare_Existing_Space Heating_Natural Gas_Furnace_E10 | F1 | Commercial | Healthcare | Existing | Space Heating | Natural Gas | Furnace | E10 | Participant - Cost of Equipment | 0 | 0 | 0 | 0 | 0 | 0 | 0 | 0 | 0 | 0 | 0 | 0 | 0 | 0 | 0 | 0 | 0 | 0 | 0 | 0 | 0 | 0 | 0 | 0 | 0 | 0 | 0 | 0 | 0 | 0
F2_Commercial_Healthcare_Existing_Space Heating_Natural Gas_Furnace_E1 | F2 | Commercial | Healthcare | Existing | Space Heating | Natural Gas | Furnace | E1 | Participant - Cost of Operation | 0.73109 | 0.73978 | 0.74919 | 0.7614 | 0.77591 | 0.79207 | 0.80727 | 0.82133 | 0.83511 | 0.84905 | 0.86353 | 0.87829 | 0.89314 | 0.90864 | 0.92394 | 0.93958 | 0.95592 | 0.97248 | 0.98927 | 1.0063 | 1.0233 | 1.0402 | 0 | 0 | 0 | 0 | 0 | 0 | 0 | 0
F2_Commercial_Healthcare_Existing_Space Heating_Natural Gas_Furnace_E2 | F2 | Commercial | Healthcare | Existing | Space Heating | Natural Gas | Furnace | E2 | Participant - Cost of Operation | 0.64987 | 0.6576 | 0.66596 | 0.67682 | 0.68971 | 0.70408 | 0.71759 | 0.73009 | 0.74234 | 0.75473 | 0.7676 | 0.78071 | 0.79392 | 0.8077 | 0.82129 | 0.8352 | 0.84972 | 0.86444 | 0.87937 | 0.89447 | 0.9096 | 0.92468 | 0 | 0 | 0 | 0 | 0 | 0 | 0 | 0
F2_Commercial_Healthcare_Existing_Space Heating_Natural Gas_Furnace_E3 | F2 | Commercial | Healthcare | Existing | Space Heating | Natural Gas | Furnace | E3 | Participant - Cost of Operation | 0.61565 | 0.62297 | 0.6309 | 0.64118 | 0.65339 | 0.66701 | 0.67981 | 0.69165 | 0.70325 | 0.71499 | 0.72718 | 0.73961 | 0.75212 | 0.76517 | 0.77805 | 0.79123 | 0.80499 | 0.81893 | 0.83307 | 0.84738 | 0.86171 | 0.87599 | 0 | 0 | 0 | 0 | 0 | 0 | 0 | 0
F2_Commercial_Healthcare_Existing_Space Heating_Natural Gas_Furnace_E4 | F2 | Commercial | Healthcare | Existing | Space Heating | Natural Gas | Furnace | E4 | Participant - Cost of Operation | 0 | 0 | 0 | 0 | 0 | 0 | 0 | 0 | 0 | 0 | 0 | 0 | 0 | 0 | 0 | 0 | 0 | 0 | 0 | 0 | 0 | 0 | 0 | 0 | 0 | 0 | 0 | 0 | 0 | 0
F2_Commercial_Healthcare_Existing_Space Heating_Natural Gas_Furnace_E5 | F2 | Commercial | Healthcare | Existing | Space Heating | Natural Gas | Furnace | E5 | Participant - Cost of Operation | 0 | 0 | 0 | 0 | 0 | 0 | 0 | 0 | 0 | 0 | 0 | 0 | 0 | 0 | 0 | 0 | 0 | 0 | 0 | 0 | 0 | 0 | 0 | 0 | 0 | 0 | 0 | 0 | 0 | 0
F2_Commercial_Healthcare_Existing_Space Heating_Natural Gas_Furnace_E6 | F2 | Commercial | Healthcare | Existing | Space Heating | Natural Gas | Furnace | E6 | Participant - Cost of Operation | 0 | 0 | 0 | 0 | 0 | 0 | 0 | 0 | 0 | 0 | 0 | 0 | 0 | 0 | 0 | 0 | 0 | 0 | 0 | 0 | 0 | 0 | 0 | 0 | 0 | 0 | 0 | 0 | 0 | 0
F2_Commercial_Healthcare_Existing_Space Heating_Natural Gas_Furnace_E7 | F2 | Commercial | Healthcare | Existing | Space Heating | Natural Gas | Furnace | E7 | Participant - Cost of Operation | 0 | 0 | 0 | 0 | 0 | 0 | 0 | 0 | 0 | 0 | 0 | 0 | 0 | 0 | 0 | 0 | 0 | 0 | 0 | 0 | 0 | 0 | 0 | 0 | 0 | 0 | 0 | 0 | 0 | 0
F2_Commercial_Healthcare_Existing_Space Heating_Natural Gas_Furnace_E8 | F2 | Commercial | Healthcare | Existing | Space Heating | Natural Gas | Furnace | E8 | Participant - Cost of Operation | 0 | 0 | 0 | 0 | 0 | 0 | 0 | 0 | 0 | 0 | 0 | 0 | 0 | 0 | 0 | 0 | 0 | 0 | 0 | 0 | 0 | 0 | 0 | 0 | 0 | 0 | 0 | 0 | 0 | 0
F2_Commercial_Healthcare_Existing_Space Heating_Natural Gas_Furnace_E9 | F2 | Commercial | Healthcare | Existing | Space Heating | Natural Gas | Furnace | E9 | Participant - Cost of Operation | 0 | 0 | 0 | 0 | 0 | 0 | 0 | 0 | 0 | 0 | 0 | 0 | 0 | 0 | 0 | 0 | 0 | 0 | 0 | 0 | 0 | 0 | 0 | 0 | 0 | 0 | 0 | 0 | 0 | 0
F2_Commercial_Healthcare_Existing_Space Heating_Natural Gas_Furnace_E10 | F2 | Commercial | Healthcare | Existing | Space Heating | Natural Gas | Furnace | E10 | Participant - Cost of Operation | 0 | 0 | 0 | 0 | 0 | 0 | 0 | 0 | 0 | 0 | 0 | 0 | 0 | 0 | 0 | 0 | 0 | 0 | 0 | 0 | 0 | 0 | 0 | 0 | 0 | 0 | 0 | 0 | 0 | 0
F3_Commercial_Healthcare_Existing_Space Heating_Natural Gas_Furnace_E1 | F3 | Commercial | Healthcare | Existing | Space Heating | Natural Gas | Furnace | E1 | System - kBTUs of Conusmption | 64.519 | 64.5797 | 64.6286 | 64.7985 | 64.9162 | 64.9811 | 64.9803 | 64.9719 | 64.9456 | 64.9026 | 64.8337 | 64.7609 | 64.6749 | 64.5773 | 64.4569 | 64.3395 | 64.2134 | 64.0786 | 63.9245 | 63.7762 | 63.6222 | 63.4639 | 0 | 0 | 0 | 0 | 0 | 0 | 0 | 0
F3_Commercial_Healthcare_Existing_Space Heating_Natural Gas_Furnace_E2 | F3 | Commercial | Healthcare | Existing | Space Heating | Natural Gas | Furnace | E2 | System - kBTUs of Conusmption | 57.3514 | 57.4053 | 57.4488 | 57.5998 | 57.7044 | 57.7621 | 57.7613 | 57.7539 | 57.7306 | 57.6923 | 57.6311 | 57.5663 | 57.4899 | 57.4031 | 57.2961 | 57.1918 | 57.0797 | 56.9598 | 56.8229 | 56.691 | 56.5542 | 56.4135 | 0 | 0 | 0 | 0 | 0 | 0 | 0 | 0
F3_Commercial_Healthcare_Existing_Space Heating_Natural Gas_Furnace_E3 | F3 | Commercial | Healthcare | Existing | Space Heating | Natural Gas | Furnace | E3 | System - kBTUs of Conusmption | 54.3318 | 54.3829 | 54.4241 | 54.5672 | 54.6662 | 54.7209 | 54.7202 | 54.7132 | 54.6911 | 54.6548 | 54.5968 | 54.5355 | 54.4631 | 54.3809 | 54.2795 | 54.1807 | 54.0744 | 53.9609 | 53.8312 | 53.7063 | 53.5766 | 53.4433 | 0 | 0 | 0 | 0 | 0 | 0 | 0 | 0
F3_Commercial_Healthcare_Existing_Space Heating_Natural Gas_Furnace_E4 | F3 | Commercial | Healthcare | Existing | Space Heating | Natural Gas | Furnace | E4 | System - kBTUs of Conusmption | 0 | 0 | 0 | 0 | 0 | 0 | 0 | 0 | 0 | 0 | 0 | 0 | 0 | 0 | 0 | 0 | 0 | 0 | 0 | 0 | 0 | 0 | 0 | 0 | 0 | 0 | 0 | 0 | 0 | 0
F3_Commercial_Healthcare_Existing_Space Heating_Natural Gas_Furnace_E5 | F3 | Commercial | Healthcare | Existing | Space Heating | Natural Gas | Furnace | E5 | System - kBTUs of Conusmption | 0 | 0 | 0 | 0 | 0 | 0 | 0 | 0 | 0 | 0 | 0 | 0 | 0 | 0 | 0 | 0 | 0 | 0 | 0 | 0 | 0 | 0 | 0 | 0 | 0 | 0 | 0 | 0 | 0 | 0
F3_Commercial_Healthcare_Existing_Space Heating_Natural Gas_Furnace_E6 | F3 | Commercial | Healthcare | Existing | Space Heating | Natural Gas | Furnace | E6 | System - kBTUs of Conusmption | 0 | 0 | 0 | 0 | 0 | 0 | 0 | 0 | 0 | 0 | 0 | 0 | 0 | 0 | 0 | 0 | 0 | 0 | 0 | 0 | 0 | 0 | 0 | 0 | 0 | 0 | 0 | 0 | 0 | 0
F3_Commercial_Healthcare_Existing_Space Heating_Natural Gas_Furnace_E7 | F3 | Commercial | Healthcare | Existing | Space Heating | Natural Gas | Furnace | E7 | System - kBTUs of Conusmption | 0 | 0 | 0 | 0 | 0 | 0 | 0 | 0 | 0 | 0 | 0 | 0 | 0 | 0 | 0 | 0 | 0 | 0 | 0 | 0 | 0 | 0 | 0 | 0 | 0 | 0 | 0 | 0 | 0 | 0
F3_Commercial_Healthcare_Existing_Space Heating_Natural Gas_Furnace_E8 | F3 | Commercial | Healthcare | Existing | Space Heating | Natural Gas | Furnace | E8 | System - kBTUs of Conusmption | 0 | 0 | 0 | 0 | 0 | 0 | 0 | 0 | 0 | 0 | 0 | 0 | 0 | 0 | 0 | 0 | 0 | 0 | 0 | 0 | 0 | 0 | 0 | 0 | 0 | 0 | 0 | 0 | 0 | 0
F3_Commercial_Healthcare_Existing_Space Heating_Natural Gas_Furnace_E9 | F3 | Commercial | Healthcare | Existing | Space Heating | Natural Gas | Furnace | E9 | System - kBTUs of Conusmption | 0 | 0 | 0 | 0 | 0 | 0 | 0 | 0 | 0 | 0 | 0 | 0 | 0 | 0 | 0 | 0 | 0 | 0 | 0 | 0 | 0 | 0 | 0 | 0 | 0 | 0 | 0 | 0 | 0 | 0
F3_Commercial_Healthcare_Existing_Space Heating_Natural Gas_Furnace_E10 | F3 | Commercial | Healthcare | Existing | Space Heating | Natural Gas | Furnace | E10 | System - kBTUs of Conusmption | 0 | 0 | 0 | 0 | 0 | 0 | 0 | 0 | 0 | 0 | 0 | 0 | 0 | 0 | 0 | 0 | 0 | 0 | 0 | 0 | 0 | 0 | 0 | 0 | 0 | 0 | 0 | 0 | 0 | 0
F4_Commercial_Healthcare_Existing_Space Heating_Natural Gas_Furnace_E1 | F4 | Commercial | Healthcare | Existing | Space Heating | Natural Gas | Furnace | E1 | Utility - Cost of Equipment | 0.034415 | 0.034415 | 0.034415 | 0.034415 | 0.034415 | 0.034415 | 0.034415 | 0.034415 | 0.034415 | 0.034415 | 0.034415 | 0.034415 | 0.034415 | 0.034415 | 0.034415 | 0.034415 | 0.034415 | 0.034415 | 0.034415 | 0.034415 | 0.034415 | 0.034415 | 0 | 0 | 0 | 0 | 0 | 0 | 0 | 0
F4_Commercial_Healthcare_Existing_Space Heating_Natural Gas_Furnace_E2 | F4 | Commercial | Healthcare | Existing | Space Heating | Natural Gas | Furnace | E2 | Utility - Cost of Equipment | 0.041298 | 0.041298 | 0.041298 | 0.041298 | 0.041298 | 0.041298 | 0.041298 | 0.041298 | 0.041298 | 0.041298 | 0.041298 | 0.041298 | 0.041298 | 0.041298 | 0.041298 | 0.041298 | 0.041298 | 0.041298 | 0.041298 | 0.041298 | 0.041298 | 0.041298 | 0 | 0 | 0 | 0 | 0 | 0 | 0 | 0
F4_Commercial_Healthcare_Existing_Space Heating_Natural Gas_Furnace_E3 | F4 | Commercial | Healthcare | Existing | Space Heating | Natural Gas | Furnace | E3 | Utility - Cost of Equipment | 0.048182 | 0.048182 | 0.048182 | 0.048182 | 0.048182 | 0.048182 | 0.048182 | 0.048182 | 0.048182 | 0.048182 | 0.048182 | 0.048182 | 0.048182 | 0.048182 | 0.048182 | 0.048182 | 0.048182 | 0.048182 | 0.048182 | 0.048182 | 0.048182 | 0.048182 | 0 | 0 | 0 | 0 | 0 | 0 | 0 | 0
F4_Commercial_Healthcare_Existing_Space Heating_Natural Gas_Furnace_E4 | F4 | Commercial | Healthcare | Existing | Space Heating | Natural Gas | Furnace | E4 | Utility - Cost of Equipment | 0 | 0 | 0 | 0 | 0 | 0 | 0 | 0 | 0 | 0 | 0 | 0 | 0 | 0 | 0 | 0 | 0 | 0 | 0 | 0 | 0 | 0 | 0 | 0 | 0 | 0 | 0 | 0 | 0 | 0
F4_Commercial_Healthcare_Existing_Space Heating_Natural Gas_Furnace_E5 | F4 | Commercial | Healthcare | Existing | Space Heating | Natural Gas | Furnace | E5 | Utility - Cost of Equipment | 0 | 0 | 0 | 0 | 0 | 0 | 0 | 0 | 0 | 0 | 0 | 0 | 0 | 0 | 0 | 0 | 0 | 0 | 0 | 0 | 0 | 0 | 0 | 0 | 0 | 0 | 0 | 0 | 0 | 0
F4_Commercial_Healthcare_Existing_Space Heating_Natural Gas_Furnace_E6 | F4 | Commercial | Healthcare | Existing | Space Heating | Natural Gas | Furnace | E6 | Utility - Cost of Equipment | 0 | 0 | 0 | 0 | 0 | 0 | 0 | 0 | 0 | 0 | 0 | 0 | 0 | 0 | 0 | 0 | 0 | 0 | 0 | 0 | 0 | 0 | 0 | 0 | 0 | 0 | 0 | 0 | 0 | 0
F4_Commercial_Healthcare_Existing_Space Heating_Natural Gas_Furnace_E7 | F4 | Commercial | Healthcare | Existing | Space Heating | Natural Gas | Furnace | E7 | Utility - Cost of Equipment | 0 | 0 | 0 | 0 | 0 | 0 | 0 | 0 | 0 | 0 | 0 | 0 | 0 | 0 | 0 | 0 | 0 | 0 | 0 | 0 | 0 | 0 | 0 | 0 | 0 | 0 | 0 | 0 | 0 | 0
F4_Commercial_Healthcare_Existing_Space Heating_Natural Gas_Furnace_E8 | F4 | Commercial | Healthcare | Existing | Space Heating | Natural Gas | Furnace | E8 | Utility - Cost of Equipment | 0 | 0 | 0 | 0 | 0 | 0 | 0 | 0 | 0 | 0 | 0 | 0 | 0 | 0 | 0 | 0 | 0 | 0 | 0 | 0 | 0 | 0 | 0 | 0 | 0 | 0 | 0 | 0 | 0 | 0
F4_Commercial_Healthcare_Existing_Space Heating_Natural Gas_Furnace_E9 | F4 | Commercial | Healthcare | Existing | Space Heating | Natural Gas | Furnace | E9 | Utility - Cost of Equipment | 0 | 0 | 0 | 0 | 0 | 0 | 0 | 0 | 0 | 0 | 0 | 0 | 0 | 0 | 0 | 0 | 0 | 0 | 0 | 0 | 0 | 0 | 0 | 0 | 0 | 0 | 0 | 0 | 0 | 0
F4_Commercial_Healthcare_Existing_Space Heating_Natural Gas_Furnace_E10 | F4 | Commercial | Healthcare | Existing | Space Heating | Natural Gas | Furnace | E10 | Utility - Cost of Equipment | 0 | 0 | 0 | 0 | 0 | 0 | 0 | 0 | 0 | 0 | 0 | 0 | 0 | 0 | 0 | 0 | 0 | 0 | 0 | 0 | 0 | 0 | 0 | 0 | 0 | 0 | 0 | 0 | 0 | 0
F5_Commercial_Healthcare_Existing_Space Heating_Natural Gas_Furnace_E1 | F5 | Commercial | Healthcare | Existing | Space Heating | Natural Gas | Furnace | E1 | Utility - Cost of Operation | 0.61022 | 0.61748 | 0.62533 | 0.63553 | 0.64763 | 0.66113 | 0.67381 | 0.68555 | 0.69705 | 0.70869 | 0.72077 | 0.73309 | 0.74549 | 0.75842 | 0.77119 | 0.78425 | 0.79789 | 0.81171 | 0.82572 | 0.83991 | 0.85411 | 0.86827 | 0 | 0 | 0 | 0 | 0 | 0 | 0 | 0
F5_Commercial_Healthcare_Existing_Space Heating_Natural Gas_Furnace_E2 | F5 | Commercial | Healthcare | Existing | Space Heating | Natural Gas | Furnace | E2 | Utility - Cost of Operation | 0.54243 | 0.54888 | 0.55586 | 0.56492 | 0.57568 | 0.58768 | 0.59896 | 0.60939 | 0.61961 | 0.62996 | 0.6407 | 0.65165 | 0.66267 | 0.67417 | 0.68552 | 0.69712 | 0.70925 | 0.72153 | 0.73399 | 0.7466 | 0.75923 | 0.77181 | 0 | 0 | 0 | 0 | 0 | 0 | 0 | 0
F5_Commercial_Healthcare_Existing_Space Heating_Natural Gas_Furnace_E3 | F5 | Commercial | Healthcare | Existing | Space Heating | Natural Gas | Furnace | E3 | Utility - Cost of Operation | 0.51387 | 0.51998 | 0.5266 | 0.53518 | 0.54537 | 0.55674 | 0.56742 | 0.57731 | 0.58699 | 0.59679 | 0.60696 | 0.61734 | 0.62778 | 0.63867 | 0.64942 | 0.66042 | 0.67191 | 0.68354 | 0.69535 | 0.70729 | 0.71925 | 0.73117 | 0 | 0 | 0 | 0 | 0 | 0 | 0 | 0
F5_Commercial_Healthcare_Existing_Space Heating_Natural Gas_Furnace_E4 | F5 | Commercial | Healthcare | Existing | Space Heating | Natural Gas | Furnace | E4 | Utility - Cost of Operation | 0 | 0 | 0 | 0 | 0 | 0 | 0 | 0 | 0 | 0 | 0 | 0 | 0 | 0 | 0 | 0 | 0 | 0 | 0 | 0 | 0 | 0 | 0 | 0 | 0 | 0 | 0 | 0 | 0 | 0
F5_Commercial_Healthcare_Existing_Space Heating_Natural Gas_Furnace_E5 | F5 | Commercial | Healthcare | Existing | Space Heating | Natural Gas | Furnace | E5 | Utility - Cost of Operation | 0 | 0 | 0 | 0 | 0 | 0 | 0 | 0 | 0 | 0 | 0 | 0 | 0 | 0 | 0 | 0 | 0 | 0 | 0 | 0 | 0 | 0 | 0 | 0 | 0 | 0 | 0 | 0 | 0 | 0
F5_Commercial_Healthcare_Existing_Space Heating_Natural Gas_Furnace_E6 | F5 | Commercial | Healthcare | Existing | Space Heating | Natural Gas | Furnace | E6 | Utility - Cost of Operation | 0 | 0 | 0 | 0 | 0 | 0 | 0 | 0 | 0 | 0 | 0 | 0 | 0 | 0 | 0 | 0 | 0 | 0 | 0 | 0 | 0 | 0 | 0 | 0 | 0 | 0 | 0 | 0 | 0 | 0
F5_Commercial_Healthcare_Existing_Space Heating_Natural Gas_Furnace_E7 | F5 | Commercial | Healthcare | Existing | Space Heating | Natural Gas | Furnace | E7 | Utility - Cost of Operation | 0 | 0 | 0 | 0 | 0 | 0 | 0 | 0 | 0 | 0 | 0 | 0 | 0 | 0 | 0 | 0 | 0 | 0 | 0 | 0 | 0 | 0 | 0 | 0 | 0 | 0 | 0 | 0 | 0 | 0
F5_Commercial_Healthcare_Existing_Space Heating_Natural Gas_Furnace_E8 | F5 | Commercial | Healthcare | Existing | Space Heating | Natural Gas | Furnace | E8 | Utility - Cost of Operation | 0 | 0 | 0 | 0 | 0 | 0 | 0 | 0 | 0 | 0 | 0 | 0 | 0 | 0 | 0 | 0 | 0 | 0 | 0 | 0 | 0 | 0 | 0 | 0 | 0 | 0 | 0 | 0 | 0 | 0
F5_Commercial_Healthcare_Existing_Space Heating_Natural Gas_Furnace_E9 | F5 | Commercial | Healthcare | Existing | Space Heating | Natural Gas | Furnace | E9 | Utility - Cost of Operation | 0 | 0 | 0 | 0 | 0 | 0 | 0 | 0 | 0 | 0 | 0 | 0 | 0 | 0 | 0 | 0 | 0 | 0 | 0 | 0 | 0 | 0 | 0 | 0 | 0 | 0 | 0 | 0 | 0 | 0
F5_Commercial_Healthcare_Existing_Space Heating_Natural Gas_Furnace_E10 | F5 | Commercial | Healthcare | Existing | Space Heating | Natural Gas | Furnace | E10 | Utility - Cost of Operation | 0 | 0 | 0 | 0 | 0 | 0 | 0 | 0 | 0 | 0 | 0 | 0 | 0 | 0 | 0 | 0 | 0 | 0 | 0 | 0 | 0 | 0 | 0 | 0 | 0 | 0 | 0 | 0 | 0 | 0
F6_Commercial_Healthcare_Existing_Space Heating_Natural Gas_Furnace_E1 | F6 | Commercial | Healthcare | Existing | Space Heating | Natural Gas | Furnace | E1 | Utility - Value of Sales | 0.73109 | 0.73978 | 0.74919 | 0.7614 | 0.77591 | 0.79207 | 0.80727 | 0.82133 | 0.83511 | 0.84905 | 0.86353 | 0.87829 | 0.89314 | 0.90864 | 0.92394 | 0.93958 | 0.95592 | 0.97248 | 0.98927 | 1.0063 | 1.0233 | 1.0402 | 0 | 0 | 0 | 0 | 0 | 0 | 0 | 0
F6_Commercial_Healthcare_Existing_Space Heating_Natural Gas_Furnace_E2 | F6 | Commercial | Healthcare | Existing | Space Heating | Natural Gas | Furnace | E2 | Utility - Value of Sales | 0.64987 | 0.6576 | 0.66596 | 0.67682 | 0.68971 | 0.70408 | 0.71759 | 0.73009 | 0.74234 | 0.75473 | 0.7676 | 0.78071 | 0.79392 | 0.8077 | 0.82129 | 0.8352 | 0.84972 | 0.86444 | 0.87937 | 0.89447 | 0.9096 | 0.92468 | 0 | 0 | 0 | 0 | 0 | 0 | 0 | 0
F6_Commercial_Healthcare_Existing_Space Heating_Natural Gas_Furnace_E3 | F6 | Commercial | Healthcare | Existing | Space Heating | Natural Gas | Furnace | E3 | Utility - Value of Sales | 0.61565 | 0.62297 | 0.6309 | 0.64118 | 0.65339 | 0.66701 | 0.67981 | 0.69165 | 0.70325 | 0.71499 | 0.72718 | 0.73961 | 0.75212 | 0.76517 | 0.77805 | 0.79123 | 0.80499 | 0.81893 | 0.83307 | 0.84738 | 0.86171 | 0.87599 | 0 | 0 | 0 | 0 | 0 | 0 | 0 | 0
F6_Commercial_Healthcare_Existing_Space Heating_Natural Gas_Furnace_E4 | F6 | Commercial | Healthcare | Existing | Space Heating | Natural Gas | Furnace | E4 | Utility - Value of Sales | 0 | 0 | 0 | 0 | 0 | 0 | 0 | 0 | 0 | 0 | 0 | 0 | 0 | 0 | 0 | 0 | 0 | 0 | 0 | 0 | 0 | 0 | 0 | 0 | 0 | 0 | 0 | 0 | 0 | 0
F6_Commercial_Healthcare_Existing_Space Heating_Natural Gas_Furnace_E5 | F6 | Commercial | Healthcare | Existing | Space Heating | Natural Gas | Furnace | E5 | Utility - Value of Sales | 0 | 0 | 0 | 0 | 0 | 0 | 0 | 0 | 0 | 0 | 0 | 0 | 0 | 0 | 0 | 0 | 0 | 0 | 0 | 0 | 0 | 0 | 0 | 0 | 0 | 0 | 0 | 0 | 0 | 0
F6_Commercial_Healthcare_Existing_Space Heating_Natural Gas_Furnace_E6 | F6 | Commercial | Healthcare | Existing | Space Heating | Natural Gas | Furnace | E6 | Utility - Value of Sales | 0 | 0 | 0 | 0 | 0 | 0 | 0 | 0 | 0 | 0 | 0 | 0 | 0 | 0 | 0 | 0 | 0 | 0 | 0 | 0 | 0 | 0 | 0 | 0 | 0 | 0 | 0 | 0 | 0 | 0
F6_Commercial_Healthcare_Existing_Space Heating_Natural Gas_Furnace_E7 | F6 | Commercial | Healthcare | Existing | Space Heating | Natural Gas | Furnace | E7 | Utility - Value of Sales | 0 | 0 | 0 | 0 | 0 | 0 | 0 | 0 | 0 | 0 | 0 | 0 | 0 | 0 | 0 | 0 | 0 | 0 | 0 | 0 | 0 | 0 | 0 | 0 | 0 | 0 | 0 | 0 | 0 | 0
F6_Commercial_Healthcare_Existing_Space Heating_Natural Gas_Furnace_E8 | F6 | Commercial | Healthcare | Existing | Space Heating | Natural Gas | Furnace | E8 | Utility - Value of Sales | 0 | 0 | 0 | 0 | 0 | 0 | 0 | 0 | 0 | 0 | 0 | 0 | 0 | 0 | 0 | 0 | 0 | 0 | 0 | 0 | 0 | 0 | 0 | 0 | 0 | 0 | 0 | 0 | 0 | 0
F6_Commercial_Healthcare_Existing_Space Heating_Natural Gas_Furnace_E9 | F6 | Commercial | Healthcare | Existing | Space Heating | Natural Gas | Furnace | E9 | Utility - Value of Sales | 0 | 0 | 0 | 0 | 0 | 0 | 0 | 0 | 0 | 0 | 0 | 0 | 0 | 0 | 0 | 0 | 0 | 0 | 0 | 0 | 0 | 0 | 0 | 0 | 0 | 0 | 0 | 0 | 0 | 0
F6_Commercial_Healthcare_Existing_Space Heating_Natural Gas_Furnace_E10 | F6 | Commercial | Healthcare | Existing | Space Heating | Natural Gas | Furnace | E10 | Utility - Value of Sales | 0 | 0 | 0 | 0 | 0 | 0 | 0 | 0 | 0 | 0 | 0 | 0 | 0 | 0 | 0 | 0 | 0 | 0 | 0 | 0 | 0 | 0 | 0 | 0 | 0 | 0 | 0 | 0 | 0 | 0
F1_Commercial_Healthcare_Existing_Space Heating_Natural Gas_Boiler_E1 | F1 | Commercial | Healthcare | Existing | Space Heating | Natural Gas | Boiler | E1 | Participant - Cost of Equipment | 0.13551 | 0.13551 | 0.13551 | 0.13551 | 0.13551 | 0.13551 | 0.13551 | 0.13551 | 0.13551 | 0.13551 | 0.13551 | 0.13551 | 0.13551 | 0.13551 | 0.13551 | 0.13551 | 0.13551 | 0.13551 | 0.13551 | 0.13551 | 0.13551 | 0.13551 | 0 | 0 | 0 | 0 | 0 | 0 | 0 | 0
F1_Commercial_Healthcare_Existing_Space Heating_Natural Gas_Boiler_E2 | F1 | Commercial | Healthcare | Existing | Space Heating | Natural Gas | Boiler | E2 | Participant - Cost of Equipment | 0.15141 | 0.15141 | 0.15141 | 0.15141 | 0.15141 | 0.15141 | 0.15141 | 0.15141 | 0.15141 | 0.15141 | 0.15141 | 0.15141 | 0.15141 | 0.15141 | 0.15141 | 0.15141 | 0.15141 | 0.15141 | 0.15141 | 0.15141 | 0.15141 | 0.15141 | 0 | 0 | 0 | 0 | 0 | 0 | 0 | 0
F1_Commercial_Healthcare_Existing_Space Heating_Natural Gas_Boiler_E3 | F1 | Commercial | Healthcare | Existing | Space Heating | Natural Gas | Boiler | E3 | Participant - Cost of Equipment | 0.18335 | 0.18335 | 0.18335 | 0.18335 | 0.18335 | 0.18335 | 0.18335 | 0.18335 | 0.18335 | 0.18335 | 0.18335 | 0.18335 | 0.18335 | 0.18335 | 0.18335 | 0.18335 | 0.18335 | 0.18335 | 0.18335 | 0.18335 | 0.18335 | 0.18335 | 0 | 0 | 0 | 0 | 0 | 0 | 0 | 0
F1_Commercial_Healthcare_Existing_Space Heating_Natural Gas_Boiler_E4 | F1 | Commercial | Healthcare | Existing | Space Heating | Natural Gas | Boiler | E4 | Participant - Cost of Equipment | 0.936 | 0.936 | 0.936 | 0.936 | 0.936 | 0.936 | 0.936 | 0.936 | 0.936 | 0.936 | 0.936 | 0.936 | 0.936 | 0.936 | 0.936 | 0.936 | 0.936 | 0.936 | 0.936 | 0.936 | 0.936 | 0.936 | 0 | 0 | 0 | 0 | 0 | 0 | 0 | 0
F1_Commercial_Healthcare_Existing_Space Heating_Natural Gas_Boiler_E5 | F1 | Commercial | Healthcare | Existing | Space Heating | Natural Gas | Boiler | E5 | Participant - Cost of Equipment | 0 | 0 | 0 | 0 | 0 | 0 | 0 | 0 | 0 | 0 | 0 | 0 | 0 | 0 | 0 | 0 | 0 | 0 | 0 | 0 | 0 | 0 | 0 | 0 | 0 | 0 | 0 | 0 | 0 | 0
F1_Commercial_Healthcare_Existing_Space Heating_Natural Gas_Boiler_E6 | F1 | Commercial | Healthcare | Existing | Space Heating | Natural Gas | Boiler | E6 | Participant - Cost of Equipment | 0 | 0 | 0 | 0 | 0 | 0 | 0 | 0 | 0 | 0 | 0 | 0 | 0 | 0 | 0 | 0 | 0 | 0 | 0 | 0 | 0 | 0 | 0 | 0 | 0 | 0 | 0 | 0 | 0 | 0
F1_Commercial_Healthcare_Existing_Space Heating_Natural Gas_Boiler_E7 | F1 | Commercial | Healthcare | Existing | Space Heating | Natural Gas | Boiler | E7 | Participant - Cost of Equipment | 0 | 0 | 0 | 0 | 0 | 0 | 0 | 0 | 0 | 0 | 0 | 0 | 0 | 0 | 0 | 0 | 0 | 0 | 0 | 0 | 0 | 0 | 0 | 0 | 0 | 0 | 0 | 0 | 0 | 0
F1_Commercial_Healthcare_Existing_Space Heating_Natural Gas_Boiler_E8 | F1 | Commercial | Healthcare | Existing | Space Heating | Natural Gas | Boiler | E8 | Participant - Cost of Equipment | 0 | 0 | 0 | 0 | 0 | 0 | 0 | 0 | 0 | 0 | 0 | 0 | 0 | 0 | 0 | 0 | 0 | 0 | 0 | 0 | 0 | 0 | 0 | 0 | 0 | 0 | 0 | 0 | 0 | 0
F1_Commercial_Healthcare_Existing_Space Heating_Natural Gas_Boiler_E9 | F1 | Commercial | Healthcare | Existing | Space Heating | Natural Gas | Boiler | E9 | Participant - Cost of Equipment | 0 | 0 | 0 | 0 | 0 | 0 | 0 | 0 | 0 | 0 | 0 | 0 | 0 | 0 | 0 | 0 | 0 | 0 | 0 | 0 | 0 | 0 | 0 | 0 | 0 | 0 | 0 | 0 | 0 | 0
F1_Commercial_Healthcare_Existing_Space Heating_Natural Gas_Boiler_E10 | F1 | Commercial | Healthcare | Existing | Space Heating | Natural Gas | Boiler | E10 | Participant - Cost of Equipment | 0 | 0 | 0 | 0 | 0 | 0 | 0 | 0 | 0 | 0 | 0 | 0 | 0 | 0 | 0 | 0 | 0 | 0 | 0 | 0 | 0 | 0 | 0 | 0 | 0 | 0 | 0 | 0 | 0 | 0
F2_Commercial_Healthcare_Existing_Space Heating_Natural Gas_Boiler_E1 | F2 | Commercial | Healthcare | Existing | Space Heating | Natural Gas | Boiler | E1 | Participant - Cost of Operation | 1.4068 | 1.4238 | 1.4419 | 1.465 | 1.4925 | 1.5233 | 1.5526 | 1.5799 | 1.6067 | 1.6339 | 1.6621 | 1.6908 | 1.7198 | 1.7499 | 1.7798 | 1.8103 | 1.8421 | 1.8743 | 1.907 | 1.94 | 1.973 | 2.0058 | 0 | 0 | 0 | 0 | 0 | 0 | 0 | 0
F2_Commercial_Healthcare_Existing_Space Heating_Natural Gas_Boiler_E2 | F2 | Commercial | Healthcare | Existing | Space Heating | Natural Gas | Boiler | E2 | Participant - Cost of Operation | 1.3241 | 1.34 | 1.3571 | 1.3789 | 1.4047 | 1.4337 | 1.4613 | 1.487 | 1.5122 | 1.5378 | 1.5643 | 1.5914 | 1.6186 | 1.647 | 1.6751 | 1.7038 | 1.7337 | 1.7641 | 1.7948 | 1.8259 | 1.857 | 1.8878 | 0 | 0 | 0 | 0 | 0 | 0 | 0 | 0
F2_Commercial_Healthcare_Existing_Space Heating_Natural Gas_Boiler_E3 | F2 | Commercial | Healthcare | Existing | Space Heating | Natural Gas | Boiler | E3 | Participant - Cost of Operation | 1.1603 | 1.1742 | 1.1892 | 1.2083 | 1.2309 | 1.2563 | 1.2805 | 1.303 | 1.3251 | 1.3476 | 1.3708 | 1.3945 | 1.4184 | 1.4432 | 1.4678 | 1.493 | 1.5192 | 1.5458 | 1.5728 | 1.6 | 1.6272 | 1.6543 | 0 | 0 | 0 | 0 | 0 | 0 | 0 | 0
F2_Commercial_Healthcare_Existing_Space Heating_Natural Gas_Boiler_E4 | F2 | Commercial | Healthcare | Existing | Space Heating | Natural Gas | Boiler | E4 | Participant - Cost of Operation | 0.74707 | 0.75481 | 0.76371 | 0.77663 | 0.79283 | 0.81139 | 0.82842 | 0.84348 | 0.85781 | 0.87204 | 0.88669 | 0.90136 | 0.91572 | 0.93055 | 0.94492 | 0.95964 | 0.97522 | 0.99095 | 1.0068 | 1.0229 | 1.0388 | 1.0547 | 0 | 0 | 0 | 0 | 0 | 0 | 0 | 0
F2_Commercial_Healthcare_Existing_Space Heating_Natural Gas_Boiler_E5 | F2 | Commercial | Healthcare | Existing | Space Heating | Natural Gas | Boiler | E5 | Participant - Cost of Operation | 0 | 0 | 0 | 0 | 0 | 0 | 0 | 0 | 0 | 0 | 0 | 0 | 0 | 0 | 0 | 0 | 0 | 0 | 0 | 0 | 0 | 0 | 0 | 0 | 0 | 0 | 0 | 0 | 0 | 0
F2_Commercial_Healthcare_Existing_Space Heating_Natural Gas_Boiler_E6 | F2 | Commercial | Healthcare | Existing | Space Heating | Natural Gas | Boiler | E6 | Participant - Cost of Operation | 0 | 0 | 0 | 0 | 0 | 0 | 0 | 0 | 0 | 0 | 0 | 0 | 0 | 0 | 0 | 0 | 0 | 0 | 0 | 0 | 0 | 0 | 0 | 0 | 0 | 0 | 0 | 0 | 0 | 0
F2_Commercial_Healthcare_Existing_Space Heating_Natural Gas_Boiler_E7 | F2 | Commercial | Healthcare | Existing | Space Heating | Natural Gas | Boiler | E7 | Participant - Cost of Operation | 0 | 0 | 0 | 0 | 0 | 0 | 0 | 0 | 0 | 0 | 0 | 0 | 0 | 0 | 0 | 0 | 0 | 0 | 0 | 0 | 0 | 0 | 0 | 0 | 0 | 0 | 0 | 0 | 0 | 0
F2_Commercial_Healthcare_Existing_Space Heating_Natural Gas_Boiler_E8 | F2 | Commercial | Healthcare | Existing | Space Heating | Natural Gas | Boiler | E8 | Participant - Cost of Operation | 0 | 0 | 0 | 0 | 0 | 0 | 0 | 0 | 0 | 0 | 0 | 0 | 0 | 0 | 0 | 0 | 0 | 0 | 0 | 0 | 0 | 0 | 0 | 0 | 0 | 0 | 0 | 0 | 0 | 0
F2_Commercial_Healthcare_Existing_Space Heating_Natural Gas_Boiler_E9 | F2 | Commercial | Healthcare | Existing | Space Heating | Natural Gas | Boiler | E9 | Participant - Cost of Operation | 0 | 0 | 0 | 0 | 0 | 0 | 0 | 0 | 0 | 0 | 0 | 0 | 0 | 0 | 0 | 0 | 0 | 0 | 0 | 0 | 0 | 0 | 0 | 0 | 0 | 0 | 0 | 0 | 0 | 0
F2_Commercial_Healthcare_Existing_Space Heating_Natural Gas_Boiler_E10 | F2 | Commercial | Healthcare | Existing | Space Heating | Natural Gas | Boiler | E10 | Participant - Cost of Operation | 0 | 0 | 0 | 0 | 0 | 0 | 0 | 0 | 0 | 0 | 0 | 0 | 0 | 0 | 0 | 0 | 0 | 0 | 0 | 0 | 0 | 0 | 0 | 0 | 0 | 0 | 0 | 0 | 0 | 0
F3_Commercial_Healthcare_Existing_Space Heating_Natural Gas_Boiler_E1 | F3 | Commercial | Healthcare | Existing | Space Heating | Natural Gas | Boiler | E1 | System - kBTUs of Conusmption | 122.3918 | 122.4446 | 122.4723 | 122.7034 | 122.8639 | 122.9538 | 122.9523 | 122.9377 | 122.8919 | 122.8168 | 122.6967 | 122.5696 | 122.4197 | 122.2493 | 122.0393 | 121.8346 | 121.6146 | 121.3794 | 121.1107 | 120.8519 | 120.5833 | 120.3072 | 0 | 0 | 0 | 0 | 0 | 0 | 0 | 0
F3_Commercial_Healthcare_Existing_Space Heating_Natural Gas_Boiler_E2 | F3 | Commercial | Healthcare | Existing | Space Heating | Natural Gas | Boiler | E2 | System - kBTUs of Conusmption | 115.1923 | 115.242 | 115.2681 | 115.4855 | 115.6366 | 115.7212 | 115.7198 | 115.7061 | 115.663 | 115.5923 | 115.4793 | 115.3596 | 115.2185 | 115.0582 | 114.8606 | 114.6679 | 114.4608 | 114.2394 | 113.9865 | 113.743 | 113.4902 | 113.2303 | 0 | 0 | 0 | 0 | 0 | 0 | 0 | 0
F3_Commercial_Healthcare_Existing_Space Heating_Natural Gas_Boiler_E3 | F3 | Commercial | Healthcare | Existing | Space Heating | Natural Gas | Boiler | E3 | System - kBTUs of Conusmption | 100.9417 | 100.9853 | 101.0081 | 101.1987 | 101.3311 | 101.4052 | 101.404 | 101.3919 | 101.3542 | 101.2922 | 101.1932 | 101.0883 | 100.9647 | 100.8242 | 100.651 | 100.4822 | 100.3007 | 100.1067 | 99.8851 | 99.6717 | 99.4501 | 99.2224 | 0 | 0 | 0 | 0 | 0 | 0 | 0 | 0
F3_Commercial_Healthcare_Existing_Space Heating_Natural Gas_Boiler_E4 | F3 | Commercial | Healthcare | Existing | Space Heating | Natural Gas | Boiler | E4 | System - kBTUs of Conusmption | 69.2522 | 69.4591 | 69.6814 | 70.1107 | 70.4581 | 70.72 | 70.8773 | 71.0029 | 71.0785 | 71.1029 | 71.0621 | 70.9913 | 70.8749 | 70.7127 | 70.5127 | 70.3177 | 70.1081 | 69.8841 | 69.6283 | 69.3818 | 69.126 | 68.863 | 0 | 0 | 0 | 0 | 0 | 0 | 0 | 0
F3_Commercial_Healthcare_Existing_Space Heating_Natural Gas_Boiler_E5 | F3 | Commercial | Healthcare | Existing | Space Heating | Natural Gas | Boiler | E5 | System - kBTUs of Conusmption | 0 | 0 | 0 | 0 | 0 | 0 | 0 | 0 | 0 | 0 | 0 | 0 | 0 | 0 | 0 | 0 | 0 | 0 | 0 | 0 | 0 | 0 | 0 | 0 | 0 | 0 | 0 | 0 | 0 | 0
F3_Commercial_Healthcare_Existing_Space Heating_Natural Gas_Boiler_E6 | F3 | Commercial | Healthcare | Existing | Space Heating | Natural Gas | Boiler | E6 | System - kBTUs of Conusmption | 0 | 0 | 0 | 0 | 0 | 0 | 0 | 0 | 0 | 0 | 0 | 0 | 0 | 0 | 0 | 0 | 0 | 0 | 0 | 0 | 0 | 0 | 0 | 0 | 0 | 0 | 0 | 0 | 0 | 0
F3_Commercial_Healthcare_Existing_Space Heating_Natural Gas_Boiler_E7 | F3 | Commercial | Healthcare | Existing | Space Heating | Natural Gas | Boiler | E7 | System - kBTUs of Conusmption | 0 | 0 | 0 | 0 | 0 | 0 | 0 | 0 | 0 | 0 | 0 | 0 | 0 | 0 | 0 | 0 | 0 | 0 | 0 | 0 | 0 | 0 | 0 | 0 | 0 | 0 | 0 | 0 | 0 | 0
F3_Commercial_Healthcare_Existing_Space Heating_Natural Gas_Boiler_E8 | F3 | Commercial | Healthcare | Existing | Space Heating | Natural Gas | Boiler | E8 | System - kBTUs of Conusmption | 0 | 0 | 0 | 0 | 0 | 0 | 0 | 0 | 0 | 0 | 0 | 0 | 0 | 0 | 0 | 0 | 0 | 0 | 0 | 0 | 0 | 0 | 0 | 0 | 0 | 0 | 0 | 0 | 0 | 0
F3_Commercial_Healthcare_Existing_Space Heating_Natural Gas_Boiler_E9 | F3 | Commercial | Healthcare | Existing | Space Heating | Natural Gas | Boiler | E9 | System - kBTUs of Conusmption | 0 | 0 | 0 | 0 | 0 | 0 | 0 | 0 | 0 | 0 | 0 | 0 | 0 | 0 | 0 | 0 | 0 | 0 | 0 | 0 | 0 | 0 | 0 | 0 | 0 | 0 | 0 | 0 | 0 | 0
F3_Commercial_Healthcare_Existing_Space Heating_Natural Gas_Boiler_E10 | F3 | Commercial | Healthcare | Existing | Space Heating | Natural Gas | Boiler | E10 | System - kBTUs of Conusmption | 0 | 0 | 0 | 0 | 0 | 0 | 0 | 0 | 0 | 0 | 0 | 0 | 0 | 0 | 0 | 0 | 0 | 0 | 0 | 0 | 0 | 0 | 0 | 0 | 0 | 0 | 0 | 0 | 0 | 0
F4_Commercial_Healthcare_Existing_Space Heating_Natural Gas_Boiler_E1 | F4 | Commercial | Healthcare | Existing | Space Heating | Natural Gas | Boiler | E1 | Utility - Cost of Equipment | 0.13551 | 0.13551 | 0.13551 | 0.13551 | 0.13551 | 0.13551 | 0.13551 | 0.13551 | 0.13551 | 0.13551 | 0.13551 | 0.13551 | 0.13551 | 0.13551 | 0.13551 | 0.13551 | 0.13551 | 0.13551 | 0.13551 | 0.13551 | 0.13551 | 0.13551 | 0 | 0 | 0 | 0 | 0 | 0 | 0 | 0
F4_Commercial_Healthcare_Existing_Space Heating_Natural Gas_Boiler_E2 | F4 | Commercial | Healthcare | Existing | Space Heating | Natural Gas | Boiler | E2 | Utility - Cost of Equipment | 0.15141 | 0.15141 | 0.15141 | 0.15141 | 0.15141 | 0.15141 | 0.15141 | 0.15141 | 0.15141 | 0.15141 | 0.15141 | 0.15141 | 0.15141 | 0.15141 | 0.15141 | 0.15141 | 0.15141 | 0.15141 | 0.15141 | 0.15141 | 0.15141 | 0.15141 | 0 | 0 | 0 | 0 | 0 | 0 | 0 | 0
F4_Commercial_Healthcare_Existing_Space Heating_Natural Gas_Boiler_E3 | F4 | Commercial | Healthcare | Existing | Space Heating | Natural Gas | Boiler | E3 | Utility - Cost of Equipment | 0.18335 | 0.18335 | 0.18335 | 0.18335 | 0.18335 | 0.18335 | 0.18335 | 0.18335 | 0.18335 | 0.18335 | 0.18335 | 0.18335 | 0.18335 | 0.18335 | 0.18335 | 0.18335 | 0.18335 | 0.18335 | 0.18335 | 0.18335 | 0.18335 | 0.18335 | 0 | 0 | 0 | 0 | 0 | 0 | 0 | 0
F4_Commercial_Healthcare_Existing_Space Heating_Natural Gas_Boiler_E4 | F4 | Commercial | Healthcare | Existing | Space Heating | Natural Gas | Boiler | E4 | Utility - Cost of Equipment | 0.936 | 0.936 | 0.936 | 0.936 | 0.936 | 0.936 | 0.936 | 0.936 | 0.936 | 0.936 | 0.936 | 0.936 | 0.936 | 0.936 | 0.936 | 0.936 | 0.936 | 0.936 | 0.936 | 0.936 | 0.936 | 0.936 | 0 | 0 | 0 | 0 | 0 | 0 | 0 | 0
F4_Commercial_Healthcare_Existing_Space Heating_Natural Gas_Boiler_E5 | F4 | Commercial | Healthcare | Existing | Space Heating | Natural Gas | Boiler | E5 | Utility - Cost of Equipment | 0 | 0 | 0 | 0 | 0 | 0 | 0 | 0 | 0 | 0 | 0 | 0 | 0 | 0 | 0 | 0 | 0 | 0 | 0 | 0 | 0 | 0 | 0 | 0 | 0 | 0 | 0 | 0 | 0 | 0
F4_Commercial_Healthcare_Existing_Space Heating_Natural Gas_Boiler_E6 | F4 | Commercial | Healthcare | Existing | Space Heating | Natural Gas | Boiler | E6 | Utility - Cost of Equipment | 0 | 0 | 0 | 0 | 0 | 0 | 0 | 0 | 0 | 0 | 0 | 0 | 0 | 0 | 0 | 0 | 0 | 0 | 0 | 0 | 0 | 0 | 0 | 0 | 0 | 0 | 0 | 0 | 0 | 0
F4_Commercial_Healthcare_Existing_Space Heating_Natural Gas_Boiler_E7 | F4 | Commercial | Healthcare | Existing | Space Heating | Natural Gas | Boiler | E7 | Utility - Cost of Equipment | 0 | 0 | 0 | 0 | 0 | 0 | 0 | 0 | 0 | 0 | 0 | 0 | 0 | 0 | 0 | 0 | 0 | 0 | 0 | 0 | 0 | 0 | 0 | 0 | 0 | 0 | 0 | 0 | 0 | 0
F4_Commercial_Healthcare_Existing_Space Heating_Natural Gas_Boiler_E8 | F4 | Commercial | Healthcare | Existing | Space Heating | Natural Gas | Boiler | E8 | Utility - Cost of Equipment | 0 | 0 | 0 | 0 | 0 | 0 | 0 | 0 | 0 | 0 | 0 | 0 | 0 | 0 | 0 | 0 | 0 | 0 | 0 | 0 | 0 | 0 | 0 | 0 | 0 | 0 | 0 | 0 | 0 | 0
F4_Commercial_Healthcare_Existing_Space Heating_Natural Gas_Boiler_E9 | F4 | Commercial | Healthcare | Existing | Space Heating | Natural Gas | Boiler | E9 | Utility - Cost of Equipment | 0 | 0 | 0 | 0 | 0 | 0 | 0 | 0 | 0 | 0 | 0 | 0 | 0 | 0 | 0 | 0 | 0 | 0 | 0 | 0 | 0 | 0 | 0 | 0 | 0 | 0 | 0 | 0 | 0 | 0
F4_Commercial_Healthcare_Existing_Space Heating_Natural Gas_Boiler_E10 | F4 | Commercial | Healthcare | Existing | Space Heating | Natural Gas | Boiler | E10 | Utility - Cost of Equipment | 0 | 0 | 0 | 0 | 0 | 0 | 0 | 0 | 0 | 0 | 0 | 0 | 0 | 0 | 0 | 0 | 0 | 0 | 0 | 0 | 0 | 0 | 0 | 0 | 0 | 0 | 0 | 0 | 0 | 0
F5_Commercial_Healthcare_Existing_Space Heating_Natural Gas_Boiler_E1 | F5 | Commercial | Healthcare | Existing | Space Heating | Natural Gas | Boiler | E1 | Utility - Cost of Operation | 1.1743 | 1.1884 | 1.2035 | 1.2228 | 1.2458 | 1.2714 | 1.2959 | 1.3187 | 1.3411 | 1.3638 | 1.3873 | 1.4113 | 1.4355 | 1.4606 | 1.4855 | 1.511 | 1.5375 | 1.5644 | 1.5917 | 1.6193 | 1.6468 | 1.6742 | 0 | 0 | 0 | 0 | 0 | 0 | 0 | 0
F5_Commercial_Healthcare_Existing_Space Heating_Natural Gas_Boiler_E2 | F5 | Commercial | Healthcare | Existing | Space Heating | Natural Gas | Boiler | E2 | Utility - Cost of Operation | 1.1052 | 1.1185 | 1.1327 | 1.1509 | 1.1725 | 1.1967 | 1.2197 | 1.2411 | 1.2622 | 1.2836 | 1.3057 | 1.3283 | 1.351 | 1.3747 | 1.3981 | 1.4221 | 1.4471 | 1.4724 | 1.4981 | 1.5241 | 1.55 | 1.5757 | 0 | 0 | 0 | 0 | 0 | 0 | 0 | 0
F5_Commercial_Healthcare_Existing_Space Heating_Natural Gas_Boiler_E3 | F5 | Commercial | Healthcare | Existing | Space Heating | Natural Gas | Boiler | E3 | Utility - Cost of Operation | 0.96846 | 0.98012 | 0.99261 | 1.0085 | 1.0274 | 1.0486 | 1.0688 | 1.0876 | 1.1061 | 1.1248 | 1.1442 | 1.164 | 1.1839 | 1.2046 | 1.2252 | 1.2462 | 1.2681 | 1.2903 | 1.3128 | 1.3355 | 1.3582 | 1.3808 | 0 | 0 | 0 | 0 | 0 | 0 | 0 | 0
F5_Commercial_Healthcare_Existing_Space Heating_Natural Gas_Boiler_E4 | F5 | Commercial | Healthcare | Existing | Space Heating | Natural Gas | Boiler | E4 | Utility - Cost of Operation | 0.62357 | 0.63003 | 0.63746 | 0.64823 | 0.66176 | 0.67725 | 0.69146 | 0.70404 | 0.716 | 0.72787 | 0.74011 | 0.75235 | 0.76433 | 0.77671 | 0.7887 | 0.80099 | 0.81399 | 0.82712 | 0.84039 | 0.85377 | 0.86709 | 0.88032 | 0 | 0 | 0 | 0 | 0 | 0 | 0 | 0
F5_Commercial_Healthcare_Existing_Space Heating_Natural Gas_Boiler_E5 | F5 | Commercial | Healthcare | Existing | Space Heating | Natural Gas | Boiler | E5 | Utility - Cost of Operation | 0 | 0 | 0 | 0 | 0 | 0 | 0 | 0 | 0 | 0 | 0 | 0 | 0 | 0 | 0 | 0 | 0 | 0 | 0 | 0 | 0 | 0 | 0 | 0 | 0 | 0 | 0 | 0 | 0 | 0
F5_Commercial_Healthcare_Existing_Space Heating_Natural Gas_Boiler_E6 | F5 | Commercial | Healthcare | Existing | Space Heating | Natural Gas | Boiler | E6 | Utility - Cost of Operation | 0 | 0 | 0 | 0 | 0 | 0 | 0 | 0 | 0 | 0 | 0 | 0 | 0 | 0 | 0 | 0 | 0 | 0 | 0 | 0 | 0 | 0 | 0 | 0 | 0 | 0 | 0 | 0 | 0 | 0
F5_Commercial_Healthcare_Existing_Space Heating_Natural Gas_Boiler_E7 | F5 | Commercial | Healthcare | Existing | Space Heating | Natural Gas | Boiler | E7 | Utility - Cost of Operation | 0 | 0 | 0 | 0 | 0 | 0 | 0 | 0 | 0 | 0 | 0 | 0 | 0 | 0 | 0 | 0 | 0 | 0 | 0 | 0 | 0 | 0 | 0 | 0 | 0 | 0 | 0 | 0 | 0 | 0
F5_Commercial_Healthcare_Existing_Space Heating_Natural Gas_Boiler_E8 | F5 | Commercial | Healthcare | Existing | Space Heating | Natural Gas | Boiler | E8 | Utility - Cost of Operation | 0 | 0 | 0 | 0 | 0 | 0 | 0 | 0 | 0 | 0 | 0 | 0 | 0 | 0 | 0 | 0 | 0 | 0 | 0 | 0 | 0 | 0 | 0 | 0 | 0 | 0 | 0 | 0 | 0 | 0
F5_Commercial_Healthcare_Existing_Space Heating_Natural Gas_Boiler_E9 | F5 | Commercial | Healthcare | Existing | Space Heating | Natural Gas | Boiler | E9 | Utility - Cost of Operation | 0 | 0 | 0 | 0 | 0 | 0 | 0 | 0 | 0 | 0 | 0 | 0 | 0 | 0 | 0 | 0 | 0 | 0 | 0 | 0 | 0 | 0 | 0 | 0 | 0 | 0 | 0 | 0 | 0 | 0
F5_Commercial_Healthcare_Existing_Space Heating_Natural Gas_Boiler_E10 | F5 | Commercial | Healthcare | Existing | Space Heating | Natural Gas | Boiler | E10 | Utility - Cost of Operation | 0 | 0 | 0 | 0 | 0 | 0 | 0 | 0 | 0 | 0 | 0 | 0 | 0 | 0 | 0 | 0 | 0 | 0 | 0 | 0 | 0 | 0 | 0 | 0 | 0 | 0 | 0 | 0 | 0 | 0
F6_Commercial_Healthcare_Existing_Space Heating_Natural Gas_Boiler_E1 | F6 | Commercial | Healthcare | Existing | Space Heating | Natural Gas | Boiler | E1 | Utility - Value of Sales | 1.4068 | 1.4238 | 1.4419 | 1.465 | 1.4925 | 1.5233 | 1.5526 | 1.5799 | 1.6067 | 1.6339 | 1.6621 | 1.6908 | 1.7198 | 1.7499 | 1.7798 | 1.8103 | 1.8421 | 1.8743 | 1.907 | 1.94 | 1.973 | 2.0058 | 0 | 0 | 0 | 0 | 0 | 0 | 0 | 0
F6_Commercial_Healthcare_Existing_Space Heating_Natural Gas_Boiler_E2 | F6 | Commercial | Healthcare | Existing | Space Heating | Natural Gas | Boiler | E2 | Utility - Value of Sales | 1.3241 | 1.34 | 1.3571 | 1.3789 | 1.4047 | 1.4337 | 1.4613 | 1.487 | 1.5122 | 1.5378 | 1.5643 | 1.5914 | 1.6186 | 1.647 | 1.6751 | 1.7038 | 1.7337 | 1.7641 | 1.7948 | 1.8259 | 1.857 | 1.8878 | 0 | 0 | 0 | 0 | 0 | 0 | 0 | 0
F6_Commercial_Healthcare_Existing_Space Heating_Natural Gas_Boiler_E3 | F6 | Commercial | Healthcare | Existing | Space Heating | Natural Gas | Boiler | E3 | Utility - Value of Sales | 1.1603 | 1.1742 | 1.1892 | 1.2083 | 1.2309 | 1.2563 | 1.2805 | 1.303 | 1.3251 | 1.3476 | 1.3708 | 1.3945 | 1.4184 | 1.4432 | 1.4678 | 1.493 | 1.5192 | 1.5458 | 1.5728 | 1.6 | 1.6272 | 1.6543 | 0 | 0 | 0 | 0 | 0 | 0 | 0 | 0
F6_Commercial_Healthcare_Existing_Space Heating_Natural Gas_Boiler_E4 | F6 | Commercial | Healthcare | Existing | Space Heating | Natural Gas | Boiler | E4 | Utility - Value of Sales | 0.74707 | 0.75481 | 0.76371 | 0.77663 | 0.79283 | 0.81139 | 0.82842 | 0.84348 | 0.85781 | 0.87204 | 0.88669 | 0.90136 | 0.91572 | 0.93055 | 0.94492 | 0.95964 | 0.97522 | 0.99095 | 1.0068 | 1.0229 | 1.0388 | 1.0547 | 0 | 0 | 0 | 0 | 0 | 0 | 0 | 0
F6_Commercial_Healthcare_Existing_Space Heating_Natural Gas_Boiler_E5 | F6 | Commercial | Healthcare | Existing | Space Heating | Natural Gas | Boiler | E5 | Utility - Value of Sales | 0 | 0 | 0 | 0 | 0 | 0 | 0 | 0 | 0 | 0 | 0 | 0 | 0 | 0 | 0 | 0 | 0 | 0 | 0 | 0 | 0 | 0 | 0 | 0 | 0 | 0 | 0 | 0 | 0 | 0
F6_Commercial_Healthcare_Existing_Space Heating_Natural Gas_Boiler_E6 | F6 | Commercial | Healthcare | Existing | Space Heating | Natural Gas | Boiler | E6 | Utility - Value of Sales | 0 | 0 | 0 | 0 | 0 | 0 | 0 | 0 | 0 | 0 | 0 | 0 | 0 | 0 | 0 | 0 | 0 | 0 | 0 | 0 | 0 | 0 | 0 | 0 | 0 | 0 | 0 | 0 | 0 | 0
F6_Commercial_Healthcare_Existing_Space Heating_Natural Gas_Boiler_E7 | F6 | Commercial | Healthcare | Existing | Space Heating | Natural Gas | Boiler | E7 | Utility - Value of Sales | 0 | 0 | 0 | 0 | 0 | 0 | 0 | 0 | 0 | 0 | 0 | 0 | 0 | 0 | 0 | 0 | 0 | 0 | 0 | 0 | 0 | 0 | 0 | 0 | 0 | 0 | 0 | 0 | 0 | 0
F6_Commercial_Healthcare_Existing_Space Heating_Natural Gas_Boiler_E8 | F6 | Commercial | Healthcare | Existing | Space Heating | Natural Gas | Boiler | E8 | Utility - Value of Sales | 0 | 0 | 0 | 0 | 0 | 0 | 0 | 0 | 0 | 0 | 0 | 0 | 0 | 0 | 0 | 0 | 0 | 0 | 0 | 0 | 0 | 0 | 0 | 0 | 0 | 0 | 0 | 0 | 0 | 0
F6_Commercial_Healthcare_Existing_Space Heating_Natural Gas_Boiler_E9 | F6 | Commercial | Healthcare | Existing | Space Heating | Natural Gas | Boiler | E9 | Utility - Value of Sales | 0 | 0 | 0 | 0 | 0 | 0 | 0 | 0 | 0 | 0 | 0 | 0 | 0 | 0 | 0 | 0 | 0 | 0 | 0 | 0 | 0 | 0 | 0 | 0 | 0 | 0 | 0 | 0 | 0 | 0
F6_Commercial_Healthcare_Existing_Space Heating_Natural Gas_Boiler_E10 | F6 | Commercial | Healthcare | Existing | Space Heating | Natural Gas | Boiler | E10 | Utility - Value of Sales | 0 | 0 | 0 | 0 | 0 | 0 | 0 | 0 | 0 | 0 | 0 | 0 | 0 | 0 | 0 | 0 | 0 | 0 | 0 | 0 | 0 | 0 | 0 | 0 | 0 | 0 | 0 | 0 | 0 | 0
F1_Commercial_Healthcare_Existing_Space Heating_Natural Gas_Unit Heater_E1 | F1 | Commercial | Healthcare | Existing | Space Heating | Natural Gas | Unit Heater | E1 | Participant - Cost of Equipment | 0.064884 | 0.064884 | 0.064884 | 0.064884 | 0.064884 | 0.064884 | 0.064884 | 0.064884 | 0.064884 | 0.064884 | 0.064884 | 0.064884 | 0.064884 | 0.064884 | 0.064884 | 0.064884 | 0.064884 | 0.064884 | 0.064884 | 0.064884 | 0.064884 | 0.064884 | 0 | 0 | 0 | 0 | 0 | 0 | 0 | 0
F1_Commercial_Healthcare_Existing_Space Heating_Natural Gas_Unit Heater_E2 | F1 | Commercial | Healthcare | Existing | Space Heating | Natural Gas | Unit Heater | E2 | Participant - Cost of Equipment | 0.1423 | 0.1423 | 0.1423 | 0.1423 | 0.1423 | 0.1423 | 0.1423 | 0.1423 | 0.1423 | 0.1423 | 0.1423 | 0.1423 | 0.1423 | 0.1423 | 0.1423 | 0.1423 | 0.1423 | 0.1423 | 0.1423 | 0.1423 | 0.1423 | 0.1423 | 0 | 0 | 0 | 0 | 0 | 0 | 0 | 0
F1_Commercial_Healthcare_Existing_Space Heating_Natural Gas_Unit Heater_E3 | F1 | Commercial | Healthcare | Existing | Space Heating | Natural Gas | Unit Heater | E3 | Participant - Cost of Equipment | 0.075857 | 0.075857 | 0.075857 | 0.075857 | 0.075857 | 0.075857 | 0.075857 | 0.075857 | 0.075857 | 0.075857 | 0.075857 | 0.075857 | 0.075857 | 0.075857 | 0.075857 | 0.075857 | 0.075857 | 0.075857 | 0.075857 | 0.075857 | 0.075857 | 0.075857 | 0 | 0 | 0 | 0 | 0 | 0 | 0 | 0
F1_Commercial_Healthcare_Existing_Space Heating_Natural Gas_Unit Heater_E4 | F1 | Commercial | Healthcare | Existing | Space Heating | Natural Gas | Unit Heater | E4 | Participant - Cost of Equipment | 0 | 0 | 0 | 0 | 0 | 0 | 0 | 0 | 0 | 0 | 0 | 0 | 0 | 0 | 0 | 0 | 0 | 0 | 0 | 0 | 0 | 0 | 0 | 0 | 0 | 0 | 0 | 0 | 0 | 0
F1_Commercial_Healthcare_Existing_Space Heating_Natural Gas_Unit Heater_E5 | F1 | Commercial | Healthcare | Existing | Space Heating | Natural Gas | Unit Heater | E5 | Participant - Cost of Equipment | 0 | 0 | 0 | 0 | 0 | 0 | 0 | 0 | 0 | 0 | 0 | 0 | 0 | 0 | 0 | 0 | 0 | 0 | 0 | 0 | 0 | 0 | 0 | 0 | 0 | 0 | 0 | 0 | 0 | 0
F1_Commercial_Healthcare_Existing_Space Heating_Natural Gas_Unit Heater_E6 | F1 | Commercial | Healthcare | Existing | Space Heating | Natural Gas | Unit Heater | E6 | Participant - Cost of Equipment | 0 | 0 | 0 | 0 | 0 | 0 | 0 | 0 | 0 | 0 | 0 | 0 | 0 | 0 | 0 | 0 | 0 | 0 | 0 | 0 | 0 | 0 | 0 | 0 | 0 | 0 | 0 | 0 | 0 | 0
F1_Commercial_Healthcare_Existing_Space Heating_Natural Gas_Unit Heater_E7 | F1 | Commercial | Healthcare | Existing | Space Heating | Natural Gas | Unit Heater | E7 | Participant - Cost of Equipment | 0 | 0 | 0 | 0 | 0 | 0 | 0 | 0 | 0 | 0 | 0 | 0 | 0 | 0 | 0 | 0 | 0 | 0 | 0 | 0 | 0 | 0 | 0 | 0 | 0 | 0 | 0 | 0 | 0 | 0
F1_Commercial_Healthcare_Existing_Space Heating_Natural Gas_Unit Heater_E8 | F1 | Commercial | Healthcare | Existing | Space Heating | Natural Gas | Unit Heater | E8 | Participant - Cost of Equipment | 0 | 0 | 0 | 0 | 0 | 0 | 0 | 0 | 0 | 0 | 0 | 0 | 0 | 0 | 0 | 0 | 0 | 0 | 0 | 0 | 0 | 0 | 0 | 0 | 0 | 0 | 0 | 0 | 0 | 0
F1_Commercial_Healthcare_Existing_Space Heating_Natural Gas_Unit Heater_E9 | F1 | Commercial | Healthcare | Existing | Space Heating | Natural Gas | Unit Heater | E9 | Participant - Cost of Equipment | 0 | 0 | 0 | 0 | 0 | 0 | 0 | 0 | 0 | 0 | 0 | 0 | 0 | 0 | 0 | 0 | 0 | 0 | 0 | 0 | 0 | 0 | 0 | 0 | 0 | 0 | 0 | 0 | 0 | 0
F1_Commercial_Healthcare_Existing_Space Heating_Natural Gas_Unit Heater_E10 | F1 | Commercial | Healthcare | Existing | Space Heating | Natural Gas | Unit Heater | E10 | Participant - Cost of Equipment | 0 | 0 | 0 | 0 | 0 | 0 | 0 | 0 | 0 | 0 | 0 | 0 | 0 | 0 | 0 | 0 | 0 | 0 | 0 | 0 | 0 | 0 | 0 | 0 | 0 | 0 | 0 | 0 | 0 | 0
F2_Commercial_Healthcare_Existing_Space Heating_Natural Gas_Unit Heater_E1 | F2 | Commercial | Healthcare | Existing | Space Heating | Natural Gas | Unit Heater | E1 | Participant - Cost of Operation | 0.91053 | 0.91832 | 0.92764 | 0.94308 | 0.96365 | 0.98791 | 1.0102 | 1.0301 | 1.0493 | 1.068 | 1.0869 | 1.1052 | 1.1224 | 1.1397 | 1.1562 | 1.1731 | 1.1912 | 1.2094 | 1.2278 | 1.2462 | 1.2645 | 1.2825 | 0 | 0 | 0 | 0 | 0 | 0 | 0 | 0
F2_Commercial_Healthcare_Existing_Space Heating_Natural Gas_Unit Heater_E2 | F2 | Commercial | Healthcare | Existing | Space Heating | Natural Gas | Unit Heater | E2 | Participant - Cost of Operation | 0.86719 | 0.87461 | 0.88349 | 0.89819 | 0.91778 | 0.94089 | 0.96213 | 0.98104 | 0.99938 | 1.0172 | 1.0351 | 1.0526 | 1.069 | 1.0854 | 1.1011 | 1.1173 | 1.1345 | 1.1519 | 1.1694 | 1.1869 | 1.2043 | 1.2214 | 0 | 0 | 0 | 0 | 0 | 0 | 0 | 0
F2_Commercial_Healthcare_Existing_Space Heating_Natural Gas_Unit Heater_E3 | F2 | Commercial | Healthcare | Existing | Space Heating | Natural Gas | Unit Heater | E3 | Participant - Cost of Operation | 0.79088 | 0.79905 | 0.80843 | 0.82236 | 0.83967 | 0.85943 | 0.87757 | 0.89358 | 0.90876 | 0.92376 | 0.93913 | 0.9544 | 0.96927 | 0.98497 | 1.0002 | 1.0158 | 1.0323 | 1.0489 | 1.0658 | 1.0827 | 1.0996 | 1.1164 | 0 | 0 | 0 | 0 | 0 | 0 | 0 | 0
F2_Commercial_Healthcare_Existing_Space Heating_Natural Gas_Unit Heater_E4 | F2 | Commercial | Healthcare | Existing | Space Heating | Natural Gas | Unit Heater | E4 | Participant - Cost of Operation | 0 | 0 | 0 | 0 | 0 | 0 | 0 | 0 | 0 | 0 | 0 | 0 | 0 | 0 | 0 | 0 | 0 | 0 | 0 | 0 | 0 | 0 | 0 | 0 | 0 | 0 | 0 | 0 | 0 | 0
F2_Commercial_Healthcare_Existing_Space Heating_Natural Gas_Unit Heater_E5 | F2 | Commercial | Healthcare | Existing | Space Heating | Natural Gas | Unit Heater | E5 | Participant - Cost of Operation | 0 | 0 | 0 | 0 | 0 | 0 | 0 | 0 | 0 | 0 | 0 | 0 | 0 | 0 | 0 | 0 | 0 | 0 | 0 | 0 | 0 | 0 | 0 | 0 | 0 | 0 | 0 | 0 | 0 | 0
F2_Commercial_Healthcare_Existing_Space Heating_Natural Gas_Unit Heater_E6 | F2 | Commercial | Healthcare | Existing | Space Heating | Natural Gas | Unit Heater | E6 | Participant - Cost of Operation | 0 | 0 | 0 | 0 | 0 | 0 | 0 | 0 | 0 | 0 | 0 | 0 | 0 | 0 | 0 | 0 | 0 | 0 | 0 | 0 | 0 | 0 | 0 | 0 | 0 | 0 | 0 | 0 | 0 | 0
F2_Commercial_Healthcare_Existing_Space Heating_Natural Gas_Unit Heater_E7 | F2 | Commercial | Healthcare | Existing | Space Heating | Natural Gas | Unit Heater | E7 | Participant - Cost of Operation | 0 | 0 | 0 | 0 | 0 | 0 | 0 | 0 | 0 | 0 | 0 | 0 | 0 | 0 | 0 | 0 | 0 | 0 | 0 | 0 | 0 | 0 | 0 | 0 | 0 | 0 | 0 | 0 | 0 | 0
F2_Commercial_Healthcare_Existing_Space Heating_Natural Gas_Unit Heater_E8 | F2 | Commercial | Healthcare | Existing | Space Heating | Natural Gas | Unit Heater | E8 | Participant - Cost of Operation | 0 | 0 | 0 | 0 | 0 | 0 | 0 | 0 | 0 | 0 | 0 | 0 | 0 | 0 | 0 | 0 | 0 | 0 | 0 | 0 | 0 | 0 | 0 | 0 | 0 | 0 | 0 | 0 | 0 | 0
F2_Commercial_Healthcare_Existing_Space Heating_Natural Gas_Unit Heater_E9 | F2 | Commercial | Healthcare | Existing | Space Heating | Natural Gas | Unit Heater | E9 | Participant - Cost of Operation | 0 | 0 | 0 | 0 | 0 | 0 | 0 | 0 | 0 | 0 | 0 | 0 | 0 | 0 | 0 | 0 | 0 | 0 | 0 | 0 | 0 | 0 | 0 | 0 | 0 | 0 | 0 | 0 | 0 | 0
F2_Commercial_Healthcare_Existing_Space Heating_Natural Gas_Unit Heater_E10 | F2 | Commercial | Healthcare | Existing | Space Heating | Natural Gas | Unit Heater | E10 | Participant - Cost of Operation | 0 | 0 | 0 | 0 | 0 | 0 | 0 | 0 | 0 | 0 | 0 | 0 | 0 | 0 | 0 | 0 | 0 | 0 | 0 | 0 | 0 | 0 | 0 | 0 | 0 | 0 | 0 | 0 | 0 | 0
F3_Commercial_Healthcare_Existing_Space Heating_Natural Gas_Unit Heater_E1 | F3 | Commercial | Healthcare | Existing | Space Heating | Natural Gas | Unit Heater | E1 | System - kBTUs of Conusmption | 85.394 | 85.6493 | 85.9321 | 86.5822 | 87.157 | 87.6417 | 88.01 | 88.3755 | 88.7154 | 88.9323 | 89.006 | 88.9898 | 88.858 | 88.6058 | 88.2949 | 87.9918 | 87.666 | 87.3178 | 86.92 | 86.5369 | 86.1392 | 85.7304 | 0 | 0 | 0 | 0 | 0 | 0 | 0 | 0
F3_Commercial_Healthcare_Existing_Space Heating_Natural Gas_Unit Heater_E2 | F3 | Commercial | Healthcare | Existing | Space Heating | Natural Gas | Unit Heater | E2 | System - kBTUs of Conusmption | 81.3295 | 81.5726 | 81.842 | 82.4611 | 83.0086 | 83.4702 | 83.821 | 84.1691 | 84.4928 | 84.6994 | 84.7696 | 84.7541 | 84.6286 | 84.3884 | 84.0923 | 83.8037 | 83.4934 | 83.1618 | 82.7829 | 82.418 | 82.0392 | 81.6499 | 0 | 0 | 0 | 0 | 0 | 0 | 0 | 0
F3_Commercial_Healthcare_Existing_Space Heating_Natural Gas_Unit Heater_E3 | F3 | Commercial | Healthcare | Existing | Space Heating | Natural Gas | Unit Heater | E3 | System - kBTUs of Conusmption | 73.179 | 73.4012 | 73.6375 | 74.1215 | 74.5109 | 74.8063 | 74.9852 | 75.1245 | 75.2023 | 75.2217 | 75.1658 | 75.0719 | 74.921 | 74.7495 | 74.538 | 74.332 | 74.1104 | 73.8736 | 73.6031 | 73.3426 | 73.0722 | 72.7942 | 0 | 0 | 0 | 0 | 0 | 0 | 0 | 0
F3_Commercial_Healthcare_Existing_Space Heating_Natural Gas_Unit Heater_E4 | F3 | Commercial | Healthcare | Existing | Space Heating | Natural Gas | Unit Heater | E4 | System - kBTUs of Conusmption | 0 | 0 | 0 | 0 | 0 | 0 | 0 | 0 | 0 | 0 | 0 | 0 | 0 | 0 | 0 | 0 | 0 | 0 | 0 | 0 | 0 | 0 | 0 | 0 | 0 | 0 | 0 | 0 | 0 | 0
F3_Commercial_Healthcare_Existing_Space Heating_Natural Gas_Unit Heater_E5 | F3 | Commercial | Healthcare | Existing | Space Heating | Natural Gas | Unit Heater | E5 | System - kBTUs of Conusmption | 0 | 0 | 0 | 0 | 0 | 0 | 0 | 0 | 0 | 0 | 0 | 0 | 0 | 0 | 0 | 0 | 0 | 0 | 0 | 0 | 0 | 0 | 0 | 0 | 0 | 0 | 0 | 0 | 0 | 0
F3_Commercial_Healthcare_Existing_Space Heating_Natural Gas_Unit Heater_E6 | F3 | Commercial | Healthcare | Existing | Space Heating | Natural Gas | Unit Heater | E6 | System - kBTUs of Conusmption | 0 | 0 | 0 | 0 | 0 | 0 | 0 | 0 | 0 | 0 | 0 | 0 | 0 | 0 | 0 | 0 | 0 | 0 | 0 | 0 | 0 | 0 | 0 | 0 | 0 | 0 | 0 | 0 | 0 | 0
F3_Commercial_Healthcare_Existing_Space Heating_Natural Gas_Unit Heater_E7 | F3 | Commercial | Healthcare | Existing | Space Heating | Natural Gas | Unit Heater | E7 | System - kBTUs of Conusmption | 0 | 0 | 0 | 0 | 0 | 0 | 0 | 0 | 0 | 0 | 0 | 0 | 0 | 0 | 0 | 0 | 0 | 0 | 0 | 0 | 0 | 0 | 0 | 0 | 0 | 0 | 0 | 0 | 0 | 0
F3_Commercial_Healthcare_Existing_Space Heating_Natural Gas_Unit Heater_E8 | F3 | Commercial | Healthcare | Existing | Space Heating | Natural Gas | Unit Heater | E8 | System - kBTUs of Conusmption | 0 | 0 | 0 | 0 | 0 | 0 | 0 | 0 | 0 | 0 | 0 | 0 | 0 | 0 | 0 | 0 | 0 | 0 | 0 | 0 | 0 | 0 | 0 | 0 | 0 | 0 | 0 | 0 | 0 | 0
F3_Commercial_Healthcare_Existing_Space Heating_Natural Gas_Unit Heater_E9 | F3 | Commercial | Healthcare | Existing | Space Heating | Natural Gas | Unit Heater | E9 | System - kBTUs of Conusmption | 0 | 0 | 0 | 0 | 0 | 0 | 0 | 0 | 0 | 0 | 0 | 0 | 0 | 0 | 0 | 0 | 0 | 0 | 0 | 0 | 0 | 0 | 0 | 0 | 0 | 0 | 0 | 0 | 0 | 0
F3_Commercial_Healthcare_Existing_Space Heating_Natural Gas_Unit Heater_E10 | F3 | Commercial | Healthcare | Existing | Space Heating | Natural Gas | Unit Heater | E10 | System - kBTUs of Conusmption | 0 | 0 | 0 | 0 | 0 | 0 | 0 | 0 | 0 | 0 | 0 | 0 | 0 | 0 | 0 | 0 | 0 | 0 | 0 | 0 | 0 | 0 | 0 | 0 | 0 | 0 | 0 | 0 | 0 | 0
F4_Commercial_Healthcare_Existing_Space Heating_Natural Gas_Unit Heater_E1 | F4 | Commercial | Healthcare | Existing | Space Heating | Natural Gas | Unit Heater | E1 | Utility - Cost of Equipment | 0.064884 | 0.064884 | 0.064884 | 0.064884 | 0.064884 | 0.064884 | 0.064884 | 0.064884 | 0.064884 | 0.064884 | 0.064884 | 0.064884 | 0.064884 | 0.064884 | 0.064884 | 0.064884 | 0.064884 | 0.064884 | 0.064884 | 0.064884 | 0.064884 | 0.064884 | 0 | 0 | 0 | 0 | 0 | 0 | 0 | 0
F4_Commercial_Healthcare_Existing_Space Heating_Natural Gas_Unit Heater_E2 | F4 | Commercial | Healthcare | Existing | Space Heating | Natural Gas | Unit Heater | E2 | Utility - Cost of Equipment | 0.1423 | 0.1423 | 0.1423 | 0.1423 | 0.1423 | 0.1423 | 0.1423 | 0.1423 | 0.1423 | 0.1423 | 0.1423 | 0.1423 | 0.1423 | 0.1423 | 0.1423 | 0.1423 | 0.1423 | 0.1423 | 0.1423 | 0.1423 | 0.1423 | 0.1423 | 0 | 0 | 0 | 0 | 0 | 0 | 0 | 0
F4_Commercial_Healthcare_Existing_Space Heating_Natural Gas_Unit Heater_E3 | F4 | Commercial | Healthcare | Existing | Space Heating | Natural Gas | Unit Heater | E3 | Utility - Cost of Equipment | 0.075857 | 0.075857 | 0.075857 | 0.075857 | 0.075857 | 0.075857 | 0.075857 | 0.075857 | 0.075857 | 0.075857 | 0.075857 | 0.075857 | 0.075857 | 0.075857 | 0.075857 | 0.075857 | 0.075857 | 0.075857 | 0.075857 | 0.075857 | 0.075857 | 0.075857 | 0 | 0 | 0 | 0 | 0 | 0 | 0 | 0
F4_Commercial_Healthcare_Existing_Space Heating_Natural Gas_Unit Heater_E4 | F4 | Commercial | Healthcare | Existing | Space Heating | Natural Gas | Unit Heater | E4 | Utility - Cost of Equipment | 0 | 0 | 0 | 0 | 0 | 0 | 0 | 0 | 0 | 0 | 0 | 0 | 0 | 0 | 0 | 0 | 0 | 0 | 0 | 0 | 0 | 0 | 0 | 0 | 0 | 0 | 0 | 0 | 0 | 0
F4_Commercial_Healthcare_Existing_Space Heating_Natural Gas_Unit Heater_E5 | F4 | Commercial | Healthcare | Existing | Space Heating | Natural Gas | Unit Heater | E5 | Utility - Cost of Equipment | 0 | 0 | 0 | 0 | 0 | 0 | 0 | 0 | 0 | 0 | 0 | 0 | 0 | 0 | 0 | 0 | 0 | 0 | 0 | 0 | 0 | 0 | 0 | 0 | 0 | 0 | 0 | 0 | 0 | 0
F4_Commercial_Healthcare_Existing_Space Heating_Natural Gas_Unit Heater_E6 | F4 | Commercial | Healthcare | Existing | Space Heating | Natural Gas | Unit Heater | E6 | Utility - Cost of Equipment | 0 | 0 | 0 | 0 | 0 | 0 | 0 | 0 | 0 | 0 | 0 | 0 | 0 | 0 | 0 | 0 | 0 | 0 | 0 | 0 | 0 | 0 | 0 | 0 | 0 | 0 | 0 | 0 | 0 | 0
F4_Commercial_Healthcare_Existing_Space Heating_Natural Gas_Unit Heater_E7 | F4 | Commercial | Healthcare | Existing | Space Heating | Natural Gas | Unit Heater | E7 | Utility - Cost of Equipment | 0 | 0 | 0 | 0 | 0 | 0 | 0 | 0 | 0 | 0 | 0 | 0 | 0 | 0 | 0 | 0 | 0 | 0 | 0 | 0 | 0 | 0 | 0 | 0 | 0 | 0 | 0 | 0 | 0 | 0
F4_Commercial_Healthcare_Existing_Space Heating_Natural Gas_Unit Heater_E8 | F4 | Commercial | Healthcare | Existing | Space Heating | Natural Gas | Unit Heater | E8 | Utility - Cost of Equipment | 0 | 0 | 0 | 0 | 0 | 0 | 0 | 0 | 0 | 0 | 0 | 0 | 0 | 0 | 0 | 0 | 0 | 0 | 0 | 0 | 0 | 0 | 0 | 0 | 0 | 0 | 0 | 0 | 0 | 0
F4_Commercial_Healthcare_Existing_Space Heating_Natural Gas_Unit Heater_E9 | F4 | Commercial | Healthcare | Existing | Space Heating | Natural Gas | Unit Heater | E9 | Utility - Cost of Equipment | 0 | 0 | 0 | 0 | 0 | 0 | 0 | 0 | 0 | 0 | 0 | 0 | 0 | 0 | 0 | 0 | 0 | 0 | 0 | 0 | 0 | 0 | 0 | 0 | 0 | 0 | 0 | 0 | 0 | 0
F4_Commercial_Healthcare_Existing_Space Heating_Natural Gas_Unit Heater_E10 | F4 | Commercial | Healthcare | Existing | Space Heating | Natural Gas | Unit Heater | E10 | Utility - Cost of Equipment | 0 | 0 | 0 | 0 | 0 | 0 | 0 | 0 | 0 | 0 | 0 | 0 | 0 | 0 | 0 | 0 | 0 | 0 | 0 | 0 | 0 | 0 | 0 | 0 | 0 | 0 | 0 | 0 | 0 | 0
F5_Commercial_Healthcare_Existing_Space Heating_Natural Gas_Unit Heater_E1 | F5 | Commercial | Healthcare | Existing | Space Heating | Natural Gas | Unit Heater | E1 | Utility - Cost of Operation | 0.76 | 0.7665 | 0.77429 | 0.78717 | 0.80434 | 0.82459 | 0.84321 | 0.85978 | 0.87585 | 0.89145 | 0.90717 | 0.92246 | 0.93685 | 0.95126 | 0.96504 | 0.97916 | 0.99427 | 1.0095 | 1.0248 | 1.0402 | 1.0554 | 1.0704 | 0 | 0 | 0 | 0 | 0 | 0 | 0 | 0
F5_Commercial_Healthcare_Existing_Space Heating_Natural Gas_Unit Heater_E2 | F5 | Commercial | Healthcare | Existing | Space Heating | Natural Gas | Unit Heater | E2 | Utility - Cost of Operation | 0.72383 | 0.73002 | 0.73743 | 0.7497 | 0.76605 | 0.78534 | 0.80307 | 0.81886 | 0.83417 | 0.84902 | 0.86399 | 0.87855 | 0.89226 | 0.90599 | 0.9191 | 0.93256 | 0.94695 | 0.96143 | 0.97604 | 0.9907 | 1.0052 | 1.0195 | 0 | 0 | 0 | 0 | 0 | 0 | 0 | 0
F5_Commercial_Healthcare_Existing_Space Heating_Natural Gas_Unit Heater_E3 | F5 | Commercial | Healthcare | Existing | Space Heating | Natural Gas | Unit Heater | E3 | Utility - Cost of Operation | 0.66013 | 0.66695 | 0.67478 | 0.68641 | 0.70086 | 0.71735 | 0.73249 | 0.74585 | 0.75852 | 0.77105 | 0.78387 | 0.79662 | 0.80903 | 0.82213 | 0.83483 | 0.84784 | 0.86161 | 0.87551 | 0.88957 | 0.90373 | 0.91783 | 0.93184 | 0 | 0 | 0 | 0 | 0 | 0 | 0 | 0
F5_Commercial_Healthcare_Existing_Space Heating_Natural Gas_Unit Heater_E4 | F5 | Commercial | Healthcare | Existing | Space Heating | Natural Gas | Unit Heater | E4 | Utility - Cost of Operation | 0 | 0 | 0 | 0 | 0 | 0 | 0 | 0 | 0 | 0 | 0 | 0 | 0 | 0 | 0 | 0 | 0 | 0 | 0 | 0 | 0 | 0 | 0 | 0 | 0 | 0 | 0 | 0 | 0 | 0
F5_Commercial_Healthcare_Existing_Space Heating_Natural Gas_Unit Heater_E5 | F5 | Commercial | Healthcare | Existing | Space Heating | Natural Gas | Unit Heater | E5 | Utility - Cost of Operation | 0 | 0 | 0 | 0 | 0 | 0 | 0 | 0 | 0 | 0 | 0 | 0 | 0 | 0 | 0 | 0 | 0 | 0 | 0 | 0 | 0 | 0 | 0 | 0 | 0 | 0 | 0 | 0 | 0 | 0
F5_Commercial_Healthcare_Existing_Space Heating_Natural Gas_Unit Heater_E6 | F5 | Commercial | Healthcare | Existing | Space Heating | Natural Gas | Unit Heater | E6 | Utility - Cost of Operation | 0 | 0 | 0 | 0 | 0 | 0 | 0 | 0 | 0 | 0 | 0 | 0 | 0 | 0 | 0 | 0 | 0 | 0 | 0 | 0 | 0 | 0 | 0 | 0 | 0 | 0 | 0 | 0 | 0 | 0
F5_Commercial_Healthcare_Existing_Space Heating_Natural Gas_Unit Heater_E7 | F5 | Commercial | Healthcare | Existing | Space Heating | Natural Gas | Unit Heater | E7 | Utility - Cost of Operation | 0 | 0 | 0 | 0 | 0 | 0 | 0 | 0 | 0 | 0 | 0 | 0 | 0 | 0 | 0 | 0 | 0 | 0 | 0 | 0 | 0 | 0 | 0 | 0 | 0 | 0 | 0 | 0 | 0 | 0
F5_Commercial_Healthcare_Existing_Space Heating_Natural Gas_Unit Heater_E8 | F5 | Commercial | Healthcare | Existing | Space Heating | Natural Gas | Unit Heater | E8 | Utility - Cost of Operation | 0 | 0 | 0 | 0 | 0 | 0 | 0 | 0 | 0 | 0 | 0 | 0 | 0 | 0 | 0 | 0 | 0 | 0 | 0 | 0 | 0 | 0 | 0 | 0 | 0 | 0 | 0 | 0 | 0 | 0
F5_Commercial_Healthcare_Existing_Space Heating_Natural Gas_Unit Heater_E9 | F5 | Commercial | Healthcare | Existing | Space Heating | Natural Gas | Unit Heater | E9 | Utility - Cost of Operation | 0 | 0 | 0 | 0 | 0 | 0 | 0 | 0 | 0 | 0 | 0 | 0 | 0 | 0 | 0 | 0 | 0 | 0 | 0 | 0 | 0 | 0 | 0 | 0 | 0 | 0 | 0 | 0 | 0 | 0
F5_Commercial_Healthcare_Existing_Space Heating_Natural Gas_Unit Heater_E10 | F5 | Commercial | Healthcare | Existing | Space Heating | Natural Gas | Unit Heater | E10 | Utility - Cost of Operation | 0 | 0 | 0 | 0 | 0 | 0 | 0 | 0 | 0 | 0 | 0 | 0 | 0 | 0 | 0 | 0 | 0 | 0 | 0 | 0 | 0 | 0 | 0 | 0 | 0 | 0 | 0 | 0 | 0 | 0
F6_Commercial_Healthcare_Existing_Space Heating_Natural Gas_Unit Heater_E1 | F6 | Commercial | Healthcare | Existing | Space Heating | Natural Gas | Unit Heater | E1 | Utility - Value of Sales | 0.91053 | 0.91832 | 0.92764 | 0.94308 | 0.96365 | 0.98791 | 1.0102 | 1.0301 | 1.0493 | 1.068 | 1.0869 | 1.1052 | 1.1224 | 1.1397 | 1.1562 | 1.1731 | 1.1912 | 1.2094 | 1.2278 | 1.2462 | 1.2645 | 1.2825 | 0 | 0 | 0 | 0 | 0 | 0 | 0 | 0
F6_Commercial_Healthcare_Existing_Space Heating_Natural Gas_Unit Heater_E2 | F6 | Commercial | Healthcare | Existing | Space Heating | Natural Gas | Unit Heater | E2 | Utility - Value of Sales | 0.86719 | 0.87461 | 0.88349 | 0.89819 | 0.91778 | 0.94089 | 0.96213 | 0.98104 | 0.99938 | 1.0172 | 1.0351 | 1.0526 | 1.069 | 1.0854 | 1.1011 | 1.1173 | 1.1345 | 1.1519 | 1.1694 | 1.1869 | 1.2043 | 1.2214 | 0 | 0 | 0 | 0 | 0 | 0 | 0 | 0
F6_Commercial_Healthcare_Existing_Space Heating_Natural Gas_Unit Heater_E3 | F6 | Commercial | Healthcare | Existing | Space Heating | Natural Gas | Unit Heater | E3 | Utility - Value of Sales | 0.79088 | 0.79905 | 0.80843 | 0.82236 | 0.83967 | 0.85943 | 0.87757 | 0.89358 | 0.90876 | 0.92376 | 0.93913 | 0.9544 | 0.96927 | 0.98497 | 1.0002 | 1.0158 | 1.0323 | 1.0489 | 1.0658 | 1.0827 | 1.0996 | 1.1164 | 0 | 0 | 0 | 0 | 0 | 0 | 0 | 0
F6_Commercial_Healthcare_Existing_Space Heating_Natural Gas_Unit Heater_E4 | F6 | Commercial | Healthcare | Existing | Space Heating | Natural Gas | Unit Heater | E4 | Utility - Value of Sales | 0 | 0 | 0 | 0 | 0 | 0 | 0 | 0 | 0 | 0 | 0 | 0 | 0 | 0 | 0 | 0 | 0 | 0 | 0 | 0 | 0 | 0 | 0 | 0 | 0 | 0 | 0 | 0 | 0 | 0
F6_Commercial_Healthcare_Existing_Space Heating_Natural Gas_Unit Heater_E5 | F6 | Commercial | Healthcare | Existing | Space Heating | Natural Gas | Unit Heater | E5 | Utility - Value of Sales | 0 | 0 | 0 | 0 | 0 | 0 | 0 | 0 | 0 | 0 | 0 | 0 | 0 | 0 | 0 | 0 | 0 | 0 | 0 | 0 | 0 | 0 | 0 | 0 | 0 | 0 | 0 | 0 | 0 | 0
F6_Commercial_Healthcare_Existing_Space Heating_Natural Gas_Unit Heater_E6 | F6 | Commercial | Healthcare | Existing | Space Heating | Natural Gas | Unit Heater | E6 | Utility - Value of Sales | 0 | 0 | 0 | 0 | 0 | 0 | 0 | 0 | 0 | 0 | 0 | 0 | 0 | 0 | 0 | 0 | 0 | 0 | 0 | 0 | 0 | 0 | 0 | 0 | 0 | 0 | 0 | 0 | 0 | 0
F6_Commercial_Healthcare_Existing_Space Heating_Natural Gas_Unit Heater_E7 | F6 | Commercial | Healthcare | Existing | Space Heating | Natural Gas | Unit Heater | E7 | Utility - Value of Sales | 0 | 0 | 0 | 0 | 0 | 0 | 0 | 0 | 0 | 0 | 0 | 0 | 0 | 0 | 0 | 0 | 0 | 0 | 0 | 0 | 0 | 0 | 0 | 0 | 0 | 0 | 0 | 0 | 0 | 0
F6_Commercial_Healthcare_Existing_Space Heating_Natural Gas_Unit Heater_E8 | F6 | Commercial | Healthcare | Existing | Space Heating | Natural Gas | Unit Heater | E8 | Utility - Value of Sales | 0 | 0 | 0 | 0 | 0 | 0 | 0 | 0 | 0 | 0 | 0 | 0 | 0 | 0 | 0 | 0 | 0 | 0 | 0 | 0 | 0 | 0 | 0 | 0 | 0 | 0 | 0 | 0 | 0 | 0
F6_Commercial_Healthcare_Existing_Space Heating_Natural Gas_Unit Heater_E9 | F6 | Commercial | Healthcare | Existing | Space Heating | Natural Gas | Unit Heater | E9 | Utility - Value of Sales | 0 | 0 | 0 | 0 | 0 | 0 | 0 | 0 | 0 | 0 | 0 | 0 | 0 | 0 | 0 | 0 | 0 | 0 | 0 | 0 | 0 | 0 | 0 | 0 | 0 | 0 | 0 | 0 | 0 | 0
F6_Commercial_Healthcare_Existing_Space Heating_Natural Gas_Unit Heater_E10 | F6 | Commercial | Healthcare | Existing | Space Heating | Natural Gas | Unit Heater | E10 | Utility - Value of Sales | 0 | 0 | 0 | 0 | 0 | 0 | 0 | 0 | 0 | 0 | 0 | 0 | 0 | 0 | 0 | 0 | 0 | 0 | 0 | 0 | 0 | 0 | 0 | 0 | 0 | 0 | 0 | 0 | 0 | 0
F1_Commercial_Healthcare_Existing_Water Heating_Natural Gas_Water Heater_E1 | F1 | Commercial | Healthcare | Existing | Water Heating | Natural Gas | Water Heater | E1 | Participant - Cost of Equipment | 0.071592 | 0.071592 | 0.071592 | 0.071592 | 0.071592 | 0.071592 | 0.071592 | 0.071592 | 0.071592 | 0.071592 | 0.071592 | 0.071592 | 0.071592 | 0.071592 | 0.071592 | 0.071592 | 0.071592 | 0.071592 | 0.071592 | 0.071592 | 0.071592 | 0.071592 | 0 | 0 | 0 | 0 | 0 | 0 | 0 | 0
F1_Commercial_Healthcare_Existing_Water Heating_Natural Gas_Water Heater_E2 | F1 | Commercial | Healthcare | Existing | Water Heating | Natural Gas | Water Heater | E2 | Participant - Cost of Equipment | 0.070902 | 0.070902 | 0.070902 | 0.070902 | 0.070902 | 0.070902 | 0.070902 | 0.070902 | 0.070902 | 0.070902 | 0.070902 | 0.070902 | 0.070902 | 0.070902 | 0.070902 | 0.070902 | 0.070902 | 0.070902 | 0.070902 | 0.070902 | 0.070902 | 0.070902 | 0 | 0 | 0 | 0 | 0 | 0 | 0 | 0
F1_Commercial_Healthcare_Existing_Water Heating_Natural Gas_Water Heater_E3 | F1 | Commercial | Healthcare | Existing | Water Heating | Natural Gas | Water Heater | E3 | Participant - Cost of Equipment | 0.072379 | 0.072379 | 0.072379 | 0.072379 | 0.072379 | 0.072379 | 0.072379 | 0.072379 | 0.072379 | 0.072379 | 0.072379 | 0.072379 | 0.072379 | 0.072379 | 0.072379 | 0.072379 | 0.072379 | 0.072379 | 0.072379 | 0.072379 | 0.072379 | 0.072379 | 0 | 0 | 0 | 0 | 0 | 0 | 0 | 0
F1_Commercial_Healthcare_Existing_Water Heating_Natural Gas_Water Heater_E4 | F1 | Commercial | Healthcare | Existing | Water Heating | Natural Gas | Water Heater | E4 | Participant - Cost of Equipment | 0.057782 | 0.057782 | 0.057782 | 0.057782 | 0.057782 | 0.057782 | 0.057782 | 0.057782 | 0.057782 | 0.057782 | 0.057782 | 0.057782 | 0.057782 | 0.057782 | 0.057782 | 0.057782 | 0.057782 | 0.057782 | 0.057782 | 0.057782 | 0.057782 | 0.057782 | 0 | 0 | 0 | 0 | 0 | 0 | 0 | 0
F1_Commercial_Healthcare_Existing_Water Heating_Natural Gas_Water Heater_E5 | F1 | Commercial | Healthcare | Existing | Water Heating | Natural Gas | Water Heater | E5 | Participant - Cost of Equipment | 0 | 0 | 0 | 0 | 0 | 0 | 0 | 0 | 0 | 0 | 0 | 0 | 0 | 0 | 0 | 0 | 0 | 0 | 0 | 0 | 0 | 0 | 0 | 0 | 0 | 0 | 0 | 0 | 0 | 0
F1_Commercial_Healthcare_Existing_Water Heating_Natural Gas_Water Heater_E6 | F1 | Commercial | Healthcare | Existing | Water Heating | Natural Gas | Water Heater | E6 | Participant - Cost of Equipment | 0 | 0 | 0 | 0 | 0 | 0 | 0 | 0 | 0 | 0 | 0 | 0 | 0 | 0 | 0 | 0 | 0 | 0 | 0 | 0 | 0 | 0 | 0 | 0 | 0 | 0 | 0 | 0 | 0 | 0
F1_Commercial_Healthcare_Existing_Water Heating_Natural Gas_Water Heater_E7 | F1 | Commercial | Healthcare | Existing | Water Heating | Natural Gas | Water Heater | E7 | Participant - Cost of Equipment | 0 | 0 | 0 | 0 | 0 | 0 | 0 | 0 | 0 | 0 | 0 | 0 | 0 | 0 | 0 | 0 | 0 | 0 | 0 | 0 | 0 | 0 | 0 | 0 | 0 | 0 | 0 | 0 | 0 | 0
F1_Commercial_Healthcare_Existing_Water Heating_Natural Gas_Water Heater_E8 | F1 | Commercial | Healthcare | Existing | Water Heating | Natural Gas | Water Heater | E8 | Participant - Cost of Equipment | 0 | 0 | 0 | 0 | 0 | 0 | 0 | 0 | 0 | 0 | 0 | 0 | 0 | 0 | 0 | 0 | 0 | 0 | 0 | 0 | 0 | 0 | 0 | 0 | 0 | 0 | 0 | 0 | 0 | 0
F1_Commercial_Healthcare_Existing_Water Heating_Natural Gas_Water Heater_E9 | F1 | Commercial | Healthcare | Existing | Water Heating | Natural Gas | Water Heater | E9 | Participant - Cost of Equipment | 0 | 0 | 0 | 0 | 0 | 0 | 0 | 0 | 0 | 0 | 0 | 0 | 0 | 0 | 0 | 0 | 0 | 0 | 0 | 0 | 0 | 0 | 0 | 0 | 0 | 0 | 0 | 0 | 0 | 0
F1_Commercial_Healthcare_Existing_Water Heating_Natural Gas_Water Heater_E10 | F1 | Commercial | Healthcare | Existing | Water Heating | Natural Gas | Water Heater | E10 | Participant - Cost of Equipment | 0 | 0 | 0 | 0 | 0 | 0 | 0 | 0 | 0 | 0 | 0 | 0 | 0 | 0 | 0 | 0 | 0 | 0 | 0 | 0 | 0 | 0 | 0 | 0 | 0 | 0 | 0 | 0 | 0 | 0
F2_Commercial_Healthcare_Existing_Water Heating_Natural Gas_Water Heater_E1 | F2 | Commercial | Healthcare | Existing | Water Heating | Natural Gas | Water Heater | E1 | Participant - Cost of Operation | 0.93987 | 0.94613 | 0.95425 | 0.96992 | 0.99167 | 1.0178 | 1.0416 | 1.062 | 1.0813 | 1.101 | 1.1222 | 1.1428 | 1.1623 | 1.1819 | 1.1993 | 1.2157 | 1.2335 | 1.2513 | 1.2692 | 1.2872 | 1.3048 | 1.3219 | 0 | 0 | 0 | 0 | 0 | 0 | 0 | 0
F2_Commercial_Healthcare_Existing_Water Heating_Natural Gas_Water Heater_E2 | F2 | Commercial | Healthcare | Existing | Water Heating | Natural Gas | Water Heater | E2 | Participant - Cost of Operation | 0.86155 | 0.86729 | 0.87473 | 0.88909 | 0.90903 | 0.93303 | 0.95481 | 0.97348 | 0.99119 | 1.0093 | 1.0287 | 1.0476 | 1.0654 | 1.0834 | 1.0993 | 1.1144 | 1.1307 | 1.147 | 1.1635 | 1.1799 | 1.196 | 1.2118 | 0 | 0 | 0 | 0 | 0 | 0 | 0 | 0
F2_Commercial_Healthcare_Existing_Water Heating_Natural Gas_Water Heater_E3 | F2 | Commercial | Healthcare | Existing | Water Heating | Natural Gas | Water Heater | E3 | Participant - Cost of Operation | 0.84396 | 0.84959 | 0.85688 | 0.87095 | 0.89048 | 0.91398 | 0.93533 | 0.95361 | 0.97096 | 0.98869 | 1.0077 | 1.0262 | 1.0437 | 1.0613 | 1.0769 | 1.0916 | 1.1076 | 1.1236 | 1.1397 | 1.1558 | 1.1716 | 1.1871 | 0 | 0 | 0 | 0 | 0 | 0 | 0 | 0
F2_Commercial_Healthcare_Existing_Water Heating_Natural Gas_Water Heater_E4 | F2 | Commercial | Healthcare | Existing | Water Heating | Natural Gas | Water Heater | E4 | Participant - Cost of Operation | 0.56412 | 0.56929 | 0.57538 | 0.58504 | 0.59771 | 0.61259 | 0.62638 | 0.63838 | 0.64964 | 0.66069 | 0.67196 | 0.68308 | 0.69376 | 0.70465 | 0.71512 | 0.72584 | 0.73727 | 0.74878 | 0.7604 | 0.77208 | 0.78367 | 0.79513 | 0 | 0 | 0 | 0 | 0 | 0 | 0 | 0
F2_Commercial_Healthcare_Existing_Water Heating_Natural Gas_Water Heater_E5 | F2 | Commercial | Healthcare | Existing | Water Heating | Natural Gas | Water Heater | E5 | Participant - Cost of Operation | 0 | 0 | 0 | 0 | 0 | 0 | 0 | 0 | 0 | 0 | 0 | 0 | 0 | 0 | 0 | 0 | 0 | 0 | 0 | 0 | 0 | 0 | 0 | 0 | 0 | 0 | 0 | 0 | 0 | 0
F2_Commercial_Healthcare_Existing_Water Heating_Natural Gas_Water Heater_E6 | F2 | Commercial | Healthcare | Existing | Water Heating | Natural Gas | Water Heater | E6 | Participant - Cost of Operation | 0 | 0 | 0 | 0 | 0 | 0 | 0 | 0 | 0 | 0 | 0 | 0 | 0 | 0 | 0 | 0 | 0 | 0 | 0 | 0 | 0 | 0 | 0 | 0 | 0 | 0 | 0 | 0 | 0 | 0
F2_Commercial_Healthcare_Existing_Water Heating_Natural Gas_Water Heater_E7 | F2 | Commercial | Healthcare | Existing | Water Heating | Natural Gas | Water Heater | E7 | Participant - Cost of Operation | 0 | 0 | 0 | 0 | 0 | 0 | 0 | 0 | 0 | 0 | 0 | 0 | 0 | 0 | 0 | 0 | 0 | 0 | 0 | 0 | 0 | 0 | 0 | 0 | 0 | 0 | 0 | 0 | 0 | 0
F2_Commercial_Healthcare_Existing_Water Heating_Natural Gas_Water Heater_E8 | F2 | Commercial | Healthcare | Existing | Water Heating | Natural Gas | Water Heater | E8 | Participant - Cost of Operation | 0 | 0 | 0 | 0 | 0 | 0 | 0 | 0 | 0 | 0 | 0 | 0 | 0 | 0 | 0 | 0 | 0 | 0 | 0 | 0 | 0 | 0 | 0 | 0 | 0 | 0 | 0 | 0 | 0 | 0
F2_Commercial_Healthcare_Existing_Water Heating_Natural Gas_Water Heater_E9 | F2 | Commercial | Healthcare | Existing | Water Heating | Natural Gas | Water Heater | E9 | Participant - Cost of Operation | 0 | 0 | 0 | 0 | 0 | 0 | 0 | 0 | 0 | 0 | 0 | 0 | 0 | 0 | 0 | 0 | 0 | 0 | 0 | 0 | 0 | 0 | 0 | 0 | 0 | 0 | 0 | 0 | 0 | 0
F2_Commercial_Healthcare_Existing_Water Heating_Natural Gas_Water Heater_E10 | F2 | Commercial | Healthcare | Existing | Water Heating | Natural Gas | Water Heater | E10 | Participant - Cost of Operation | 0 | 0 | 0 | 0 | 0 | 0 | 0 | 0 | 0 | 0 | 0 | 0 | 0 | 0 | 0 | 0 | 0 | 0 | 0 | 0 | 0 | 0 | 0 | 0 | 0 | 0 | 0 | 0 | 0 | 0
F3_Commercial_Healthcare_Existing_Water Heating_Natural Gas_Water Heater_E1 | F3 | Commercial | Healthcare | Existing | Water Heating | Natural Gas | Water Heater | E1 | System - kBTUs of Conusmption | 89.0518 | 89.2912 | 89.5809 | 90.3327 | 90.9877 | 91.5428 | 91.9643 | 92.3796 | 92.7606 | 93.1078 | 93.3971 | 93.5732 | 93.6105 | 93.5094 | 93.2317 | 92.8503 | 92.4403 | 92.002 | 91.5014 | 91.0193 | 90.5187 | 90.0043 | 0 | 0 | 0 | 0 | 0 | 0 | 0 | 0
F3_Commercial_Healthcare_Existing_Water Heating_Natural Gas_Water Heater_E2 | F3 | Commercial | Healthcare | Existing | Water Heating | Natural Gas | Water Heater | E2 | System - kBTUs of Conusmption | 81.6308 | 81.8503 | 82.1159 | 82.805 | 83.4054 | 83.9142 | 84.3007 | 84.6813 | 85.0306 | 85.3488 | 85.614 | 85.7755 | 85.8096 | 85.717 | 85.4624 | 85.1128 | 84.7369 | 84.3352 | 83.8763 | 83.4343 | 82.9755 | 82.504 | 0 | 0 | 0 | 0 | 0 | 0 | 0 | 0
F3_Commercial_Healthcare_Existing_Water Heating_Natural Gas_Water Heater_E3 | F3 | Commercial | Healthcare | Existing | Water Heating | Natural Gas | Water Heater | E3 | System - kBTUs of Conusmption | 79.9648 | 80.1799 | 80.44 | 81.1151 | 81.7032 | 82.2017 | 82.5802 | 82.9531 | 83.2952 | 83.607 | 83.8668 | 84.0249 | 84.0584 | 83.9677 | 83.7183 | 83.3758 | 83.0076 | 82.6141 | 82.1645 | 81.7316 | 81.2821 | 80.8202 | 0 | 0 | 0 | 0 | 0 | 0 | 0 | 0
F3_Commercial_Healthcare_Existing_Water Heating_Natural Gas_Water Heater_E4 | F3 | Commercial | Healthcare | Existing | Water Heating | Natural Gas | Water Heater | E4 | System - kBTUs of Conusmption | 52.6957 | 52.8539 | 53.0291 | 53.4117 | 53.7469 | 54.0305 | 54.2493 | 54.4307 | 54.5575 | 54.6275 | 54.6285 | 54.5914 | 54.502 | 54.3587 | 54.1821 | 54.01 | 53.825 | 53.6272 | 53.4013 | 53.1837 | 52.9578 | 52.7257 | 0 | 0 | 0 | 0 | 0 | 0 | 0 | 0
F3_Commercial_Healthcare_Existing_Water Heating_Natural Gas_Water Heater_E5 | F3 | Commercial | Healthcare | Existing | Water Heating | Natural Gas | Water Heater | E5 | System - kBTUs of Conusmption | 0 | 0 | 0 | 0 | 0 | 0 | 0 | 0 | 0 | 0 | 0 | 0 | 0 | 0 | 0 | 0 | 0 | 0 | 0 | 0 | 0 | 0 | 0 | 0 | 0 | 0 | 0 | 0 | 0 | 0
F3_Commercial_Healthcare_Existing_Water Heating_Natural Gas_Water Heater_E6 | F3 | Commercial | Healthcare | Existing | Water Heating | Natural Gas | Water Heater | E6 | System - kBTUs of Conusmption | 0 | 0 | 0 | 0 | 0 | 0 | 0 | 0 | 0 | 0 | 0 | 0 | 0 | 0 | 0 | 0 | 0 | 0 | 0 | 0 | 0 | 0 | 0 | 0 | 0 | 0 | 0 | 0 | 0 | 0
F3_Commercial_Healthcare_Existing_Water Heating_Natural Gas_Water Heater_E7 | F3 | Commercial | Healthcare | Existing | Water Heating | Natural Gas | Water Heater | E7 | System - kBTUs of Conusmption | 0 | 0 | 0 | 0 | 0 | 0 | 0 | 0 | 0 | 0 | 0 | 0 | 0 | 0 | 0 | 0 | 0 | 0 | 0 | 0 | 0 | 0 | 0 | 0 | 0 | 0 | 0 | 0 | 0 | 0
F3_Commercial_Healthcare_Existing_Water Heating_Natural Gas_Water Heater_E8 | F3 | Commercial | Healthcare | Existing | Water Heating | Natural Gas | Water Heater | E8 | System - kBTUs of Conusmption | 0 | 0 | 0 | 0 | 0 | 0 | 0 | 0 | 0 | 0 | 0 | 0 | 0 | 0 | 0 | 0 | 0 | 0 | 0 | 0 | 0 | 0 | 0 | 0 | 0 | 0 | 0 | 0 | 0 | 0
F3_Commercial_Healthcare_Existing_Water Heating_Natural Gas_Water Heater_E9 | F3 | Commercial | Healthcare | Existing | Water Heating | Natural Gas | Water Heater | E9 | System - kBTUs of Conusmption | 0 | 0 | 0 | 0 | 0 | 0 | 0 | 0 | 0 | 0 | 0 | 0 | 0 | 0 | 0 | 0 | 0 | 0 | 0 | 0 | 0 | 0 | 0 | 0 | 0 | 0 | 0 | 0 | 0 | 0
F3_Commercial_Healthcare_Existing_Water Heating_Natural Gas_Water Heater_E10 | F3 | Commercial | Healthcare | Existing | Water Heating | Natural Gas | Water Heater | E10 | System - kBTUs of Conusmption | 0 | 0 | 0 | 0 | 0 | 0 | 0 | 0 | 0 | 0 | 0 | 0 | 0 | 0 | 0 | 0 | 0 | 0 | 0 | 0 | 0 | 0 | 0 | 0 | 0 | 0 | 0 | 0 | 0 | 0
F4_Commercial_Healthcare_Existing_Water Heating_Natural Gas_Water Heater_E1 | F4 | Commercial | Healthcare | Existing | Water Heating | Natural Gas | Water Heater | E1 | Utility - Cost of Equipment | 0.071592 | 0.071592 | 0.071592 | 0.071592 | 0.071592 | 0.071592 | 0.071592 | 0.071592 | 0.071592 | 0.071592 | 0.071592 | 0.071592 | 0.071592 | 0.071592 | 0.071592 | 0.071592 | 0.071592 | 0.071592 | 0.071592 | 0.071592 | 0.071592 | 0.071592 | 0 | 0 | 0 | 0 | 0 | 0 | 0 | 0
F4_Commercial_Healthcare_Existing_Water Heating_Natural Gas_Water Heater_E2 | F4 | Commercial | Healthcare | Existing | Water Heating | Natural Gas | Water Heater | E2 | Utility - Cost of Equipment | 0.070902 | 0.070902 | 0.070902 | 0.070902 | 0.070902 | 0.070902 | 0.070902 | 0.070902 | 0.070902 | 0.070902 | 0.070902 | 0.070902 | 0.070902 | 0.070902 | 0.070902 | 0.070902 | 0.070902 | 0.070902 | 0.070902 | 0.070902 | 0.070902 | 0.070902 | 0 | 0 | 0 | 0 | 0 | 0 | 0 | 0
F4_Commercial_Healthcare_Existing_Water Heating_Natural Gas_Water Heater_E3 | F4 | Commercial | Healthcare | Existing | Water Heating | Natural Gas | Water Heater | E3 | Utility - Cost of Equipment | 0.072379 | 0.072379 | 0.072379 | 0.072379 | 0.072379 | 0.072379 | 0.072379 | 0.072379 | 0.072379 | 0.072379 | 0.072379 | 0.072379 | 0.072379 | 0.072379 | 0.072379 | 0.072379 | 0.072379 | 0.072379 | 0.072379 | 0.072379 | 0.072379 | 0.072379 | 0 | 0 | 0 | 0 | 0 | 0 | 0 | 0
F4_Commercial_Healthcare_Existing_Water Heating_Natural Gas_Water Heater_E4 | F4 | Commercial | Healthcare | Existing | Water Heating | Natural Gas | Water Heater | E4 | Utility - Cost of Equipment | 0.057782 | 0.057782 | 0.057782 | 0.057782 | 0.057782 | 0.057782 | 0.057782 | 0.057782 | 0.057782 | 0.057782 | 0.057782 | 0.057782 | 0.057782 | 0.057782 | 0.057782 | 0.057782 | 0.057782 | 0.057782 | 0.057782 | 0.057782 | 0.057782 | 0.057782 | 0 | 0 | 0 | 0 | 0 | 0 | 0 | 0
F4_Commercial_Healthcare_Existing_Water Heating_Natural Gas_Water Heater_E5 | F4 | Commercial | Healthcare | Existing | Water Heating | Natural Gas | Water Heater | E5 | Utility - Cost of Equipment | 0 | 0 | 0 | 0 | 0 | 0 | 0 | 0 | 0 | 0 | 0 | 0 | 0 | 0 | 0 | 0 | 0 | 0 | 0 | 0 | 0 | 0 | 0 | 0 | 0 | 0 | 0 | 0 | 0 | 0
F4_Commercial_Healthcare_Existing_Water Heating_Natural Gas_Water Heater_E6 | F4 | Commercial | Healthcare | Existing | Water Heating | Natural Gas | Water Heater | E6 | Utility - Cost of Equipment | 0 | 0 | 0 | 0 | 0 | 0 | 0 | 0 | 0 | 0 | 0 | 0 | 0 | 0 | 0 | 0 | 0 | 0 | 0 | 0 | 0 | 0 | 0 | 0 | 0 | 0 | 0 | 0 | 0 | 0
F4_Commercial_Healthcare_Existing_Water Heating_Natural Gas_Water Heater_E7 | F4 | Commercial | Healthcare | Existing | Water Heating | Natural Gas | Water Heater | E7 | Utility - Cost of Equipment | 0 | 0 | 0 | 0 | 0 | 0 | 0 | 0 | 0 | 0 | 0 | 0 | 0 | 0 | 0 | 0 | 0 | 0 | 0 | 0 | 0 | 0 | 0 | 0 | 0 | 0 | 0 | 0 | 0 | 0
F4_Commercial_Healthcare_Existing_Water Heating_Natural Gas_Water Heater_E8 | F4 | Commercial | Healthcare | Existing | Water Heating | Natural Gas | Water Heater | E8 | Utility - Cost of Equipment | 0 | 0 | 0 | 0 | 0 | 0 | 0 | 0 | 0 | 0 | 0 | 0 | 0 | 0 | 0 | 0 | 0 | 0 | 0 | 0 | 0 | 0 | 0 | 0 | 0 | 0 | 0 | 0 | 0 | 0
F4_Commercial_Healthcare_Existing_Water Heating_Natural Gas_Water Heater_E9 | F4 | Commercial | Healthcare | Existing | Water Heating | Natural Gas | Water Heater | E9 | Utility - Cost of Equipment | 0 | 0 | 0 | 0 | 0 | 0 | 0 | 0 | 0 | 0 | 0 | 0 | 0 | 0 | 0 | 0 | 0 | 0 | 0 | 0 | 0 | 0 | 0 | 0 | 0 | 0 | 0 | 0 | 0 | 0
F4_Commercial_Healthcare_Existing_Water Heating_Natural Gas_Water Heater_E10 | F4 | Commercial | Healthcare | Existing | Water Heating | Natural Gas | Water Heater | E10 | Utility - Cost of Equipment | 0 | 0 | 0 | 0 | 0 | 0 | 0 | 0 | 0 | 0 | 0 | 0 | 0 | 0 | 0 | 0 | 0 | 0 | 0 | 0 | 0 | 0 | 0 | 0 | 0 | 0 | 0 | 0 | 0 | 0
F5_Commercial_Healthcare_Existing_Water Heating_Natural Gas_Water Heater_E1 | F5 | Commercial | Healthcare | Existing | Water Heating | Natural Gas | Water Heater | E1 | Utility - Cost of Operation | 0.78449 | 0.78972 | 0.79649 | 0.80957 | 0.82773 | 0.84958 | 0.86941 | 0.88641 | 0.90254 | 0.91902 | 0.93666 | 0.95386 | 0.97013 | 0.98652 | 1.001 | 1.0147 | 1.0295 | 1.0444 | 1.0594 | 1.0744 | 1.0891 | 1.1034 | 0 | 0 | 0 | 0 | 0 | 0 | 0 | 0
F5_Commercial_Healthcare_Existing_Water Heating_Natural Gas_Water Heater_E2 | F5 | Commercial | Healthcare | Existing | Water Heating | Natural Gas | Water Heater | E2 | Utility - Cost of Operation | 0.71912 | 0.72391 | 0.73012 | 0.74211 | 0.75875 | 0.77878 | 0.79696 | 0.81254 | 0.82733 | 0.84243 | 0.8586 | 0.87438 | 0.88929 | 0.90431 | 0.91758 | 0.93015 | 0.94375 | 0.9574 | 0.97112 | 0.98484 | 0.99831 | 1.0115 | 0 | 0 | 0 | 0 | 0 | 0 | 0 | 0
F5_Commercial_Healthcare_Existing_Water Heating_Natural Gas_Water Heater_E3 | F5 | Commercial | Healthcare | Existing | Water Heating | Natural Gas | Water Heater | E3 | Utility - Cost of Operation | 0.70444 | 0.70913 | 0.71522 | 0.72696 | 0.74326 | 0.76288 | 0.7807 | 0.79596 | 0.81044 | 0.82524 | 0.84108 | 0.85653 | 0.87114 | 0.88585 | 0.89886 | 0.91117 | 0.92449 | 0.93786 | 0.9513 | 0.96474 | 0.97793 | 0.99081 | 0 | 0 | 0 | 0 | 0 | 0 | 0 | 0
F5_Commercial_Healthcare_Existing_Water Heating_Natural Gas_Water Heater_E4 | F5 | Commercial | Healthcare | Existing | Water Heating | Natural Gas | Water Heater | E4 | Utility - Cost of Operation | 0.47086 | 0.47517 | 0.48026 | 0.48832 | 0.49889 | 0.51131 | 0.52282 | 0.53284 | 0.54224 | 0.55146 | 0.56087 | 0.57015 | 0.57907 | 0.58816 | 0.59689 | 0.60584 | 0.61538 | 0.62499 | 0.63469 | 0.64444 | 0.65412 | 0.66368 | 0 | 0 | 0 | 0 | 0 | 0 | 0 | 0
F5_Commercial_Healthcare_Existing_Water Heating_Natural Gas_Water Heater_E5 | F5 | Commercial | Healthcare | Existing | Water Heating | Natural Gas | Water Heater | E5 | Utility - Cost of Operation | 0 | 0 | 0 | 0 | 0 | 0 | 0 | 0 | 0 | 0 | 0 | 0 | 0 | 0 | 0 | 0 | 0 | 0 | 0 | 0 | 0 | 0 | 0 | 0 | 0 | 0 | 0 | 0 | 0 | 0
F5_Commercial_Healthcare_Existing_Water Heating_Natural Gas_Water Heater_E6 | F5 | Commercial | Healthcare | Existing | Water Heating | Natural Gas | Water Heater | E6 | Utility - Cost of Operation | 0 | 0 | 0 | 0 | 0 | 0 | 0 | 0 | 0 | 0 | 0 | 0 | 0 | 0 | 0 | 0 | 0 | 0 | 0 | 0 | 0 | 0 | 0 | 0 | 0 | 0 | 0 | 0 | 0 | 0
F5_Commercial_Healthcare_Existing_Water Heating_Natural Gas_Water Heater_E7 | F5 | Commercial | Healthcare | Existing | Water Heating | Natural Gas | Water Heater | E7 | Utility - Cost of Operation | 0 | 0 | 0 | 0 | 0 | 0 | 0 | 0 | 0 | 0 | 0 | 0 | 0 | 0 | 0 | 0 | 0 | 0 | 0 | 0 | 0 | 0 | 0 | 0 | 0 | 0 | 0 | 0 | 0 | 0
F5_Commercial_Healthcare_Existing_Water Heating_Natural Gas_Water Heater_E8 | F5 | Commercial | Healthcare | Existing | Water Heating | Natural Gas | Water Heater | E8 | Utility - Cost of Operation | 0 | 0 | 0 | 0 | 0 | 0 | 0 | 0 | 0 | 0 | 0 | 0 | 0 | 0 | 0 | 0 | 0 | 0 | 0 | 0 | 0 | 0 | 0 | 0 | 0 | 0 | 0 | 0 | 0 | 0
F5_Commercial_Healthcare_Existing_Water Heating_Natural Gas_Water Heater_E9 | F5 | Commercial | Healthcare | Existing | Water Heating | Natural Gas | Water Heater | E9 | Utility - Cost of Operation | 0 | 0 | 0 | 0 | 0 | 0 | 0 | 0 | 0 | 0 | 0 | 0 | 0 | 0 | 0 | 0 | 0 | 0 | 0 | 0 | 0 | 0 | 0 | 0 | 0 | 0 | 0 | 0 | 0 | 0
F5_Commercial_Healthcare_Existing_Water Heating_Natural Gas_Water Heater_E10 | F5 | Commercial | Healthcare | Existing | Water Heating | Natural Gas | Water Heater | E10 | Utility - Cost of Operation | 0 | 0 | 0 | 0 | 0 | 0 | 0 | 0 | 0 | 0 | 0 | 0 | 0 | 0 | 0 | 0 | 0 | 0 | 0 | 0 | 0 | 0 | 0 | 0 | 0 | 0 | 0 | 0 | 0 | 0
F6_Commercial_Healthcare_Existing_Water Heating_Natural Gas_Water Heater_E1 | F6 | Commercial | Healthcare | Existing | Water Heating | Natural Gas | Water Heater | E1 | Utility - Value of Sales | 0.93987 | 0.94613 | 0.95425 | 0.96992 | 0.99167 | 1.0178 | 1.0416 | 1.062 | 1.0813 | 1.101 | 1.1222 | 1.1428 | 1.1623 | 1.1819 | 1.1993 | 1.2157 | 1.2335 | 1.2513 | 1.2692 | 1.2872 | 1.3048 | 1.3219 | 0 | 0 | 0 | 0 | 0 | 0 | 0 | 0
F6_Commercial_Healthcare_Existing_Water Heating_Natural Gas_Water Heater_E2 | F6 | Commercial | Healthcare | Existing | Water Heating | Natural Gas | Water Heater | E2 | Utility - Value of Sales | 0.86155 | 0.86729 | 0.87473 | 0.88909 | 0.90903 | 0.93303 | 0.95481 | 0.97348 | 0.99119 | 1.0093 | 1.0287 | 1.0476 | 1.0654 | 1.0834 | 1.0993 | 1.1144 | 1.1307 | 1.147 | 1.1635 | 1.1799 | 1.196 | 1.2118 | 0 | 0 | 0 | 0 | 0 | 0 | 0 | 0
F6_Commercial_Healthcare_Existing_Water Heating_Natural Gas_Water Heater_E3 | F6 | Commercial | Healthcare | Existing | Water Heating | Natural Gas | Water Heater | E3 | Utility - Value of Sales | 0.84396 | 0.84959 | 0.85688 | 0.87095 | 0.89048 | 0.91398 | 0.93533 | 0.95361 | 0.97096 | 0.98869 | 1.0077 | 1.0262 | 1.0437 | 1.0613 | 1.0769 | 1.0916 | 1.1076 | 1.1236 | 1.1397 | 1.1558 | 1.1716 | 1.1871 | 0 | 0 | 0 | 0 | 0 | 0 | 0 | 0
F6_Commercial_Healthcare_Existing_Water Heating_Natural Gas_Water Heater_E4 | F6 | Commercial | Healthcare | Existing | Water Heating | Natural Gas | Water Heater | E4 | Utility - Value of Sales | 0.56412 | 0.56929 | 0.57538 | 0.58504 | 0.59771 | 0.61259 | 0.62638 | 0.63838 | 0.64964 | 0.66069 | 0.67196 | 0.68308 | 0.69376 | 0.70465 | 0.71512 | 0.72584 | 0.73727 | 0.74878 | 0.7604 | 0.77208 | 0.78367 | 0.79513 | 0 | 0 | 0 | 0 | 0 | 0 | 0 | 0
F6_Commercial_Healthcare_Existing_Water Heating_Natural Gas_Water Heater_E5 | F6 | Commercial | Healthcare | Existing | Water Heating | Natural Gas | Water Heater | E5 | Utility - Value of Sales | 0 | 0 | 0 | 0 | 0 | 0 | 0 | 0 | 0 | 0 | 0 | 0 | 0 | 0 | 0 | 0 | 0 | 0 | 0 | 0 | 0 | 0 | 0 | 0 | 0 | 0 | 0 | 0 | 0 | 0
F6_Commercial_Healthcare_Existing_Water Heating_Natural Gas_Water Heater_E6 | F6 | Commercial | Healthcare | Existing | Water Heating | Natural Gas | Water Heater | E6 | Utility - Value of Sales | 0 | 0 | 0 | 0 | 0 | 0 | 0 | 0 | 0 | 0 | 0 | 0 | 0 | 0 | 0 | 0 | 0 | 0 | 0 | 0 | 0 | 0 | 0 | 0 | 0 | 0 | 0 | 0 | 0 | 0
F6_Commercial_Healthcare_Existing_Water Heating_Natural Gas_Water Heater_E7 | F6 | Commercial | Healthcare | Existing | Water Heating | Natural Gas | Water Heater | E7 | Utility - Value of Sales | 0 | 0 | 0 | 0 | 0 | 0 | 0 | 0 | 0 | 0 | 0 | 0 | 0 | 0 | 0 | 0 | 0 | 0 | 0 | 0 | 0 | 0 | 0 | 0 | 0 | 0 | 0 | 0 | 0 | 0
F6_Commercial_Healthcare_Existing_Water Heating_Natural Gas_Water Heater_E8 | F6 | Commercial | Healthcare | Existing | Water Heating | Natural Gas | Water Heater | E8 | Utility - Value of Sales | 0 | 0 | 0 | 0 | 0 | 0 | 0 | 0 | 0 | 0 | 0 | 0 | 0 | 0 | 0 | 0 | 0 | 0 | 0 | 0 | 0 | 0 | 0 | 0 | 0 | 0 | 0 | 0 | 0 | 0
F6_Commercial_Healthcare_Existing_Water Heating_Natural Gas_Water Heater_E9 | F6 | Commercial | Healthcare | Existing | Water Heating | Natural Gas | Water Heater | E9 | Utility - Value of Sales | 0 | 0 | 0 | 0 | 0 | 0 | 0 | 0 | 0 | 0 | 0 | 0 | 0 | 0 | 0 | 0 | 0 | 0 | 0 | 0 | 0 | 0 | 0 | 0 | 0 | 0 | 0 | 0 | 0 | 0
F6_Commercial_Healthcare_Existing_Water Heating_Natural Gas_Water Heater_E10 | F6 | Commercial | Healthcare | Existing | Water Heating | Natural Gas | Water Heater | E10 | Utility - Value of Sales | 0 | 0 | 0 | 0 | 0 | 0 | 0 | 0 | 0 | 0 | 0 | 0 | 0 | 0 | 0 | 0 | 0 | 0 | 0 | 0 | 0 | 0 | 0 | 0 | 0 | 0 | 0 | 0 | 0 | 0
F1_Commercial_Healthcare_Existing_Food Preparation_Natural Gas_Oven_E1 | F1 | Commercial | Healthcare | Existing | Food Preparation | Natural Gas | Oven | E1 | Participant - Cost of Equipment | 0.052392 | 0.052392 | 0.052392 | 0.052392 | 0.052392 | 0.052392 | 0.052392 | 0.052392 | 0.052392 | 0.052392 | 0.052392 | 0.052392 | 0.052392 | 0.052392 | 0.052392 | 0.052392 | 0.052392 | 0.052392 | 0.052392 | 0.052392 | 0.052392 | 0.052392 | 0 | 0 | 0 | 0 | 0 | 0 | 0 | 0
F1_Commercial_Healthcare_Existing_Food Preparation_Natural Gas_Oven_E2 | F1 | Commercial | Healthcare | Existing | Food Preparation | Natural Gas | Oven | E2 | Participant - Cost of Equipment | 0.052737 | 0.052737 | 0.052737 | 0.052737 | 0.052737 | 0.052737 | 0.052737 | 0.052737 | 0.052737 | 0.052737 | 0.052737 | 0.052737 | 0.052737 | 0.052737 | 0.052737 | 0.052737 | 0.052737 | 0.052737 | 0.052737 | 0.052737 | 0.052737 | 0.052737 | 0 | 0 | 0 | 0 | 0 | 0 | 0 | 0
F1_Commercial_Healthcare_Existing_Food Preparation_Natural Gas_Oven_E3 | F1 | Commercial | Healthcare | Existing | Food Preparation | Natural Gas | Oven | E3 | Participant - Cost of Equipment | 0 | 0 | 0 | 0 | 0 | 0 | 0 | 0 | 0 | 0 | 0 | 0 | 0 | 0 | 0 | 0 | 0 | 0 | 0 | 0 | 0 | 0 | 0 | 0 | 0 | 0 | 0 | 0 | 0 | 0
F1_Commercial_Healthcare_Existing_Food Preparation_Natural Gas_Oven_E4 | F1 | Commercial | Healthcare | Existing | Food Preparation | Natural Gas | Oven | E4 | Participant - Cost of Equipment | 0 | 0 | 0 | 0 | 0 | 0 | 0 | 0 | 0 | 0 | 0 | 0 | 0 | 0 | 0 | 0 | 0 | 0 | 0 | 0 | 0 | 0 | 0 | 0 | 0 | 0 | 0 | 0 | 0 | 0
F1_Commercial_Healthcare_Existing_Food Preparation_Natural Gas_Oven_E5 | F1 | Commercial | Healthcare | Existing | Food Preparation | Natural Gas | Oven | E5 | Participant - Cost of Equipment | 0 | 0 | 0 | 0 | 0 | 0 | 0 | 0 | 0 | 0 | 0 | 0 | 0 | 0 | 0 | 0 | 0 | 0 | 0 | 0 | 0 | 0 | 0 | 0 | 0 | 0 | 0 | 0 | 0 | 0
F1_Commercial_Healthcare_Existing_Food Preparation_Natural Gas_Oven_E6 | F1 | Commercial | Healthcare | Existing | Food Preparation | Natural Gas | Oven | E6 | Participant - Cost of Equipment | 0 | 0 | 0 | 0 | 0 | 0 | 0 | 0 | 0 | 0 | 0 | 0 | 0 | 0 | 0 | 0 | 0 | 0 | 0 | 0 | 0 | 0 | 0 | 0 | 0 | 0 | 0 | 0 | 0 | 0
F1_Commercial_Healthcare_Existing_Food Preparation_Natural Gas_Oven_E7 | F1 | Commercial | Healthcare | Existing | Food Preparation | Natural Gas | Oven | E7 | Participant - Cost of Equipment | 0 | 0 | 0 | 0 | 0 | 0 | 0 | 0 | 0 | 0 | 0 | 0 | 0 | 0 | 0 | 0 | 0 | 0 | 0 | 0 | 0 | 0 | 0 | 0 | 0 | 0 | 0 | 0 | 0 | 0
F1_Commercial_Healthcare_Existing_Food Preparation_Natural Gas_Oven_E8 | F1 | Commercial | Healthcare | Existing | Food Preparation | Natural Gas | Oven | E8 | Participant - Cost of Equipment | 0 | 0 | 0 | 0 | 0 | 0 | 0 | 0 | 0 | 0 | 0 | 0 | 0 | 0 | 0 | 0 | 0 | 0 | 0 | 0 | 0 | 0 | 0 | 0 | 0 | 0 | 0 | 0 | 0 | 0
F1_Commercial_Healthcare_Existing_Food Preparation_Natural Gas_Oven_E9 | F1 | Commercial | Healthcare | Existing | Food Preparation | Natural Gas | Oven | E9 | Participant - Cost of Equipment | 0 | 0 | 0 | 0 | 0 | 0 | 0 | 0 | 0 | 0 | 0 | 0 | 0 | 0 | 0 | 0 | 0 | 0 | 0 | 0 | 0 | 0 | 0 | 0 | 0 | 0 | 0 | 0 | 0 | 0
F1_Commercial_Healthcare_Existing_Food Preparation_Natural Gas_Oven_E10 | F1 | Commercial | Healthcare | Existing | Food Preparation | Natural Gas | Oven | E10 | Participant - Cost of Equipment | 0 | 0 | 0 | 0 | 0 | 0 | 0 | 0 | 0 | 0 | 0 | 0 | 0 | 0 | 0 | 0 | 0 | 0 | 0 | 0 | 0 | 0 | 0 | 0 | 0 | 0 | 0 | 0 | 0 | 0
F2_Commercial_Healthcare_Existing_Food Preparation_Natural Gas_Oven_E1 | F2 | Commercial | Healthcare | Existing | Food Preparation | Natural Gas | Oven | E1 | Participant - Cost of Operation | 0.053484 | 0.053941 | 0.054489 | 0.055395 | 0.056604 | 0.058029 | 0.059339 | 0.060505 | 0.061637 | 0.062734 | 0.06384 | 0.064916 | 0.065929 | 0.066943 | 0.067913 | 0.068907 | 0.06997 | 0.07104 | 0.072119 | 0.073203 | 0.074275 | 0.075331 | 0 | 0 | 0 | 0 | 0 | 0 | 0 | 0
F2_Commercial_Healthcare_Existing_Food Preparation_Natural Gas_Oven_E2 | F2 | Commercial | Healthcare | Existing | Food Preparation | Natural Gas | Oven | E2 | Participant - Cost of Operation | 0.036672 | 0.036986 | 0.037361 | 0.037983 | 0.038811 | 0.039789 | 0.040687 | 0.041486 | 0.042262 | 0.043015 | 0.043773 | 0.044511 | 0.045205 | 0.045901 | 0.046565 | 0.047247 | 0.047976 | 0.04871 | 0.04945 | 0.050193 | 0.050928 | 0.051652 | 0 | 0 | 0 | 0 | 0 | 0 | 0 | 0
F2_Commercial_Healthcare_Existing_Food Preparation_Natural Gas_Oven_E3 | F2 | Commercial | Healthcare | Existing | Food Preparation | Natural Gas | Oven | E3 | Participant - Cost of Operation | 0 | 0 | 0 | 0 | 0 | 0 | 0 | 0 | 0 | 0 | 0 | 0 | 0 | 0 | 0 | 0 | 0 | 0 | 0 | 0 | 0 | 0 | 0 | 0 | 0 | 0 | 0 | 0 | 0 | 0
F2_Commercial_Healthcare_Existing_Food Preparation_Natural Gas_Oven_E4 | F2 | Commercial | Healthcare | Existing | Food Preparation | Natural Gas | Oven | E4 | Participant - Cost of Operation | 0 | 0 | 0 | 0 | 0 | 0 | 0 | 0 | 0 | 0 | 0 | 0 | 0 | 0 | 0 | 0 | 0 | 0 | 0 | 0 | 0 | 0 | 0 | 0 | 0 | 0 | 0 | 0 | 0 | 0
F2_Commercial_Healthcare_Existing_Food Preparation_Natural Gas_Oven_E5 | F2 | Commercial | Healthcare | Existing | Food Preparation | Natural Gas | Oven | E5 | Participant - Cost of Operation | 0 | 0 | 0 | 0 | 0 | 0 | 0 | 0 | 0 | 0 | 0 | 0 | 0 | 0 | 0 | 0 | 0 | 0 | 0 | 0 | 0 | 0 | 0 | 0 | 0 | 0 | 0 | 0 | 0 | 0
F2_Commercial_Healthcare_Existing_Food Preparation_Natural Gas_Oven_E6 | F2 | Commercial | Healthcare | Existing | Food Preparation | Natural Gas | Oven | E6 | Participant - Cost of Operation | 0 | 0 | 0 | 0 | 0 | 0 | 0 | 0 | 0 | 0 | 0 | 0 | 0 | 0 | 0 | 0 | 0 | 0 | 0 | 0 | 0 | 0 | 0 | 0 | 0 | 0 | 0 | 0 | 0 | 0
F2_Commercial_Healthcare_Existing_Food Preparation_Natural Gas_Oven_E7 | F2 | Commercial | Healthcare | Existing | Food Preparation | Natural Gas | Oven | E7 | Participant - Cost of Operation | 0 | 0 | 0 | 0 | 0 | 0 | 0 | 0 | 0 | 0 | 0 | 0 | 0 | 0 | 0 | 0 | 0 | 0 | 0 | 0 | 0 | 0 | 0 | 0 | 0 | 0 | 0 | 0 | 0 | 0
F2_Commercial_Healthcare_Existing_Food Preparation_Natural Gas_Oven_E8 | F2 | Commercial | Healthcare | Existing | Food Preparation | Natural Gas | Oven | E8 | Participant - Cost of Operation | 0 | 0 | 0 | 0 | 0 | 0 | 0 | 0 | 0 | 0 | 0 | 0 | 0 | 0 | 0 | 0 | 0 | 0 | 0 | 0 | 0 | 0 | 0 | 0 | 0 | 0 | 0 | 0 | 0 | 0
F2_Commercial_Healthcare_Existing_Food Preparation_Natural Gas_Oven_E9 | F2 | Commercial | Healthcare | Existing | Food Preparation | Natural Gas | Oven | E9 | Participant - Cost of Operation | 0 | 0 | 0 | 0 | 0 | 0 | 0 | 0 | 0 | 0 | 0 | 0 | 0 | 0 | 0 | 0 | 0 | 0 | 0 | 0 | 0 | 0 | 0 | 0 | 0 | 0 | 0 | 0 | 0 | 0
F2_Commercial_Healthcare_Existing_Food Preparation_Natural Gas_Oven_E10 | F2 | Commercial | Healthcare | Existing | Food Preparation | Natural Gas | Oven | E10 | Participant - Cost of Operation | 0 | 0 | 0 | 0 | 0 | 0 | 0 | 0 | 0 | 0 | 0 | 0 | 0 | 0 | 0 | 0 | 0 | 0 | 0 | 0 | 0 | 0 | 0 | 0 | 0 | 0 | 0 | 0 | 0 | 0
F3_Commercial_Healthcare_Existing_Food Preparation_Natural Gas_Oven_E1 | F3 | Commercial | Healthcare | Existing | Food Preparation | Natural Gas | Oven | E1 | System - kBTUs of Conusmption | 5.016 | 5.0309 | 5.0476 | 5.0857 | 5.1195 | 5.148 | 5.1696 | 5.1911 | 5.211 | 5.2238 | 5.2281 | 5.2272 | 5.2194 | 5.2046 | 5.1863 | 5.1685 | 5.1494 | 5.129 | 5.1056 | 5.0831 | 5.0597 | 5.0357 | 0 | 0 | 0 | 0 | 0 | 0 | 0 | 0
F3_Commercial_Healthcare_Existing_Food Preparation_Natural Gas_Oven_E2 | F3 | Commercial | Healthcare | Existing | Food Preparation | Natural Gas | Oven | E2 | System - kBTUs of Conusmption | 3.4393 | 3.4496 | 3.4609 | 3.4871 | 3.5103 | 3.5298 | 3.5446 | 3.5594 | 3.573 | 3.5818 | 3.5847 | 3.5841 | 3.5788 | 3.5686 | 3.5561 | 3.5439 | 3.5308 | 3.5168 | 3.5007 | 3.4853 | 3.4693 | 3.4528 | 0 | 0 | 0 | 0 | 0 | 0 | 0 | 0
F3_Commercial_Healthcare_Existing_Food Preparation_Natural Gas_Oven_E3 | F3 | Commercial | Healthcare | Existing | Food Preparation | Natural Gas | Oven | E3 | System - kBTUs of Conusmption | 0 | 0 | 0 | 0 | 0 | 0 | 0 | 0 | 0 | 0 | 0 | 0 | 0 | 0 | 0 | 0 | 0 | 0 | 0 | 0 | 0 | 0 | 0 | 0 | 0 | 0 | 0 | 0 | 0 | 0
F3_Commercial_Healthcare_Existing_Food Preparation_Natural Gas_Oven_E4 | F3 | Commercial | Healthcare | Existing | Food Preparation | Natural Gas | Oven | E4 | System - kBTUs of Conusmption | 0 | 0 | 0 | 0 | 0 | 0 | 0 | 0 | 0 | 0 | 0 | 0 | 0 | 0 | 0 | 0 | 0 | 0 | 0 | 0 | 0 | 0 | 0 | 0 | 0 | 0 | 0 | 0 | 0 | 0
F3_Commercial_Healthcare_Existing_Food Preparation_Natural Gas_Oven_E5 | F3 | Commercial | Healthcare | Existing | Food Preparation | Natural Gas | Oven | E5 | System - kBTUs of Conusmption | 0 | 0 | 0 | 0 | 0 | 0 | 0 | 0 | 0 | 0 | 0 | 0 | 0 | 0 | 0 | 0 | 0 | 0 | 0 | 0 | 0 | 0 | 0 | 0 | 0 | 0 | 0 | 0 | 0 | 0
F3_Commercial_Healthcare_Existing_Food Preparation_Natural Gas_Oven_E6 | F3 | Commercial | Healthcare | Existing | Food Preparation | Natural Gas | Oven | E6 | System - kBTUs of Conusmption | 0 | 0 | 0 | 0 | 0 | 0 | 0 | 0 | 0 | 0 | 0 | 0 | 0 | 0 | 0 | 0 | 0 | 0 | 0 | 0 | 0 | 0 | 0 | 0 | 0 | 0 | 0 | 0 | 0 | 0
F3_Commercial_Healthcare_Existing_Food Preparation_Natural Gas_Oven_E7 | F3 | Commercial | Healthcare | Existing | Food Preparation | Natural Gas | Oven | E7 | System - kBTUs of Conusmption | 0 | 0 | 0 | 0 | 0 | 0 | 0 | 0 | 0 | 0 | 0 | 0 | 0 | 0 | 0 | 0 | 0 | 0 | 0 | 0 | 0 | 0 | 0 | 0 | 0 | 0 | 0 | 0 | 0 | 0
F3_Commercial_Healthcare_Existing_Food Preparation_Natural Gas_Oven_E8 | F3 | Commercial | Healthcare | Existing | Food Preparation | Natural Gas | Oven | E8 | System - kBTUs of Conusmption | 0 | 0 | 0 | 0 | 0 | 0 | 0 | 0 | 0 | 0 | 0 | 0 | 0 | 0 | 0 | 0 | 0 | 0 | 0 | 0 | 0 | 0 | 0 | 0 | 0 | 0 | 0 | 0 | 0 | 0
F3_Commercial_Healthcare_Existing_Food Preparation_Natural Gas_Oven_E9 | F3 | Commercial | Healthcare | Existing | Food Preparation | Natural Gas | Oven | E9 | System - kBTUs of Conusmption | 0 | 0 | 0 | 0 | 0 | 0 | 0 | 0 | 0 | 0 | 0 | 0 | 0 | 0 | 0 | 0 | 0 | 0 | 0 | 0 | 0 | 0 | 0 | 0 | 0 | 0 | 0 | 0 | 0 | 0
F3_Commercial_Healthcare_Existing_Food Preparation_Natural Gas_Oven_E10 | F3 | Commercial | Healthcare | Existing | Food Preparation | Natural Gas | Oven | E10 | System - kBTUs of Conusmption | 0 | 0 | 0 | 0 | 0 | 0 | 0 | 0 | 0 | 0 | 0 | 0 | 0 | 0 | 0 | 0 | 0 | 0 | 0 | 0 | 0 | 0 | 0 | 0 | 0 | 0 | 0 | 0 | 0 | 0
F4_Commercial_Healthcare_Existing_Food Preparation_Natural Gas_Oven_E1 | F4 | Commercial | Healthcare | Existing | Food Preparation | Natural Gas | Oven | E1 | Utility - Cost of Equipment | 0.052392 | 0.052392 | 0.052392 | 0.052392 | 0.052392 | 0.052392 | 0.052392 | 0.052392 | 0.052392 | 0.052392 | 0.052392 | 0.052392 | 0.052392 | 0.052392 | 0.052392 | 0.052392 | 0.052392 | 0.052392 | 0.052392 | 0.052392 | 0.052392 | 0.052392 | 0 | 0 | 0 | 0 | 0 | 0 | 0 | 0
F4_Commercial_Healthcare_Existing_Food Preparation_Natural Gas_Oven_E2 | F4 | Commercial | Healthcare | Existing | Food Preparation | Natural Gas | Oven | E2 | Utility - Cost of Equipment | 0.052737 | 0.052737 | 0.052737 | 0.052737 | 0.052737 | 0.052737 | 0.052737 | 0.052737 | 0.052737 | 0.052737 | 0.052737 | 0.052737 | 0.052737 | 0.052737 | 0.052737 | 0.052737 | 0.052737 | 0.052737 | 0.052737 | 0.052737 | 0.052737 | 0.052737 | 0 | 0 | 0 | 0 | 0 | 0 | 0 | 0
F4_Commercial_Healthcare_Existing_Food Preparation_Natural Gas_Oven_E3 | F4 | Commercial | Healthcare | Existing | Food Preparation | Natural Gas | Oven | E3 | Utility - Cost of Equipment | 0 | 0 | 0 | 0 | 0 | 0 | 0 | 0 | 0 | 0 | 0 | 0 | 0 | 0 | 0 | 0 | 0 | 0 | 0 | 0 | 0 | 0 | 0 | 0 | 0 | 0 | 0 | 0 | 0 | 0
F4_Commercial_Healthcare_Existing_Food Preparation_Natural Gas_Oven_E4 | F4 | Commercial | Healthcare | Existing | Food Preparation | Natural Gas | Oven | E4 | Utility - Cost of Equipment | 0 | 0 | 0 | 0 | 0 | 0 | 0 | 0 | 0 | 0 | 0 | 0 | 0 | 0 | 0 | 0 | 0 | 0 | 0 | 0 | 0 | 0 | 0 | 0 | 0 | 0 | 0 | 0 | 0 | 0
F4_Commercial_Healthcare_Existing_Food Preparation_Natural Gas_Oven_E5 | F4 | Commercial | Healthcare | Existing | Food Preparation | Natural Gas | Oven | E5 | Utility - Cost of Equipment | 0 | 0 | 0 | 0 | 0 | 0 | 0 | 0 | 0 | 0 | 0 | 0 | 0 | 0 | 0 | 0 | 0 | 0 | 0 | 0 | 0 | 0 | 0 | 0 | 0 | 0 | 0 | 0 | 0 | 0
F4_Commercial_Healthcare_Existing_Food Preparation_Natural Gas_Oven_E6 | F4 | Commercial | Healthcare | Existing | Food Preparation | Natural Gas | Oven | E6 | Utility - Cost of Equipment | 0 | 0 | 0 | 0 | 0 | 0 | 0 | 0 | 0 | 0 | 0 | 0 | 0 | 0 | 0 | 0 | 0 | 0 | 0 | 0 | 0 | 0 | 0 | 0 | 0 | 0 | 0 | 0 | 0 | 0
F4_Commercial_Healthcare_Existing_Food Preparation_Natural Gas_Oven_E7 | F4 | Commercial | Healthcare | Existing | Food Preparation | Natural Gas | Oven | E7 | Utility - Cost of Equipment | 0 | 0 | 0 | 0 | 0 | 0 | 0 | 0 | 0 | 0 | 0 | 0 | 0 | 0 | 0 | 0 | 0 | 0 | 0 | 0 | 0 | 0 | 0 | 0 | 0 | 0 | 0 | 0 | 0 | 0
F4_Commercial_Healthcare_Existing_Food Preparation_Natural Gas_Oven_E8 | F4 | Commercial | Healthcare | Existing | Food Preparation | Natural Gas | Oven | E8 | Utility - Cost of Equipment | 0 | 0 | 0 | 0 | 0 | 0 | 0 | 0 | 0 | 0 | 0 | 0 | 0 | 0 | 0 | 0 | 0 | 0 | 0 | 0 | 0 | 0 | 0 | 0 | 0 | 0 | 0 | 0 | 0 | 0
F4_Commercial_Healthcare_Existing_Food Preparation_Natural Gas_Oven_E9 | F4 | Commercial | Healthcare | Existing | Food Preparation | Natural Gas | Oven | E9 | Utility - Cost of Equipment | 0 | 0 | 0 | 0 | 0 | 0 | 0 | 0 | 0 | 0 | 0 | 0 | 0 | 0 | 0 | 0 | 0 | 0 | 0 | 0 | 0 | 0 | 0 | 0 | 0 | 0 | 0 | 0 | 0 | 0
F4_Commercial_Healthcare_Existing_Food Preparation_Natural Gas_Oven_E10 | F4 | Commercial | Healthcare | Existing | Food Preparation | Natural Gas | Oven | E10 | Utility - Cost of Equipment | 0 | 0 | 0 | 0 | 0 | 0 | 0 | 0 | 0 | 0 | 0 | 0 | 0 | 0 | 0 | 0 | 0 | 0 | 0 | 0 | 0 | 0 | 0 | 0 | 0 | 0 | 0 | 0 | 0 | 0
F5_Commercial_Healthcare_Existing_Food Preparation_Natural Gas_Oven_E1 | F5 | Commercial | Healthcare | Existing | Food Preparation | Natural Gas | Oven | E1 | Utility - Cost of Operation | 0.044642 | 0.045023 | 0.045481 | 0.046237 | 0.047246 | 0.048436 | 0.049529 | 0.050502 | 0.051447 | 0.052363 | 0.053286 | 0.054184 | 0.05503 | 0.055876 | 0.056685 | 0.057515 | 0.058402 | 0.059296 | 0.060197 | 0.061101 | 0.061996 | 0.062877 | 0 | 0 | 0 | 0 | 0 | 0 | 0 | 0
F5_Commercial_Healthcare_Existing_Food Preparation_Natural Gas_Oven_E2 | F5 | Commercial | Healthcare | Existing | Food Preparation | Natural Gas | Oven | E2 | Utility - Cost of Operation | 0.030609 | 0.030871 | 0.031185 | 0.031703 | 0.032395 | 0.033211 | 0.03396 | 0.034628 | 0.035275 | 0.035903 | 0.036537 | 0.037152 | 0.037732 | 0.038312 | 0.038867 | 0.039436 | 0.040045 | 0.040657 | 0.041275 | 0.041895 | 0.042508 | 0.043113 | 0 | 0 | 0 | 0 | 0 | 0 | 0 | 0
F5_Commercial_Healthcare_Existing_Food Preparation_Natural Gas_Oven_E3 | F5 | Commercial | Healthcare | Existing | Food Preparation | Natural Gas | Oven | E3 | Utility - Cost of Operation | 0 | 0 | 0 | 0 | 0 | 0 | 0 | 0 | 0 | 0 | 0 | 0 | 0 | 0 | 0 | 0 | 0 | 0 | 0 | 0 | 0 | 0 | 0 | 0 | 0 | 0 | 0 | 0 | 0 | 0
F5_Commercial_Healthcare_Existing_Food Preparation_Natural Gas_Oven_E4 | F5 | Commercial | Healthcare | Existing | Food Preparation | Natural Gas | Oven | E4 | Utility - Cost of Operation | 0 | 0 | 0 | 0 | 0 | 0 | 0 | 0 | 0 | 0 | 0 | 0 | 0 | 0 | 0 | 0 | 0 | 0 | 0 | 0 | 0 | 0 | 0 | 0 | 0 | 0 | 0 | 0 | 0 | 0
F5_Commercial_Healthcare_Existing_Food Preparation_Natural Gas_Oven_E5 | F5 | Commercial | Healthcare | Existing | Food Preparation | Natural Gas | Oven | E5 | Utility - Cost of Operation | 0 | 0 | 0 | 0 | 0 | 0 | 0 | 0 | 0 | 0 | 0 | 0 | 0 | 0 | 0 | 0 | 0 | 0 | 0 | 0 | 0 | 0 | 0 | 0 | 0 | 0 | 0 | 0 | 0 | 0
F5_Commercial_Healthcare_Existing_Food Preparation_Natural Gas_Oven_E6 | F5 | Commercial | Healthcare | Existing | Food Preparation | Natural Gas | Oven | E6 | Utility - Cost of Operation | 0 | 0 | 0 | 0 | 0 | 0 | 0 | 0 | 0 | 0 | 0 | 0 | 0 | 0 | 0 | 0 | 0 | 0 | 0 | 0 | 0 | 0 | 0 | 0 | 0 | 0 | 0 | 0 | 0 | 0
F5_Commercial_Healthcare_Existing_Food Preparation_Natural Gas_Oven_E7 | F5 | Commercial | Healthcare | Existing | Food Preparation | Natural Gas | Oven | E7 | Utility - Cost of Operation | 0 | 0 | 0 | 0 | 0 | 0 | 0 | 0 | 0 | 0 | 0 | 0 | 0 | 0 | 0 | 0 | 0 | 0 | 0 | 0 | 0 | 0 | 0 | 0 | 0 | 0 | 0 | 0 | 0 | 0
F5_Commercial_Healthcare_Existing_Food Preparation_Natural Gas_Oven_E8 | F5 | Commercial | Healthcare | Existing | Food Preparation | Natural Gas | Oven | E8 | Utility - Cost of Operation | 0 | 0 | 0 | 0 | 0 | 0 | 0 | 0 | 0 | 0 | 0 | 0 | 0 | 0 | 0 | 0 | 0 | 0 | 0 | 0 | 0 | 0 | 0 | 0 | 0 | 0 | 0 | 0 | 0 | 0
F5_Commercial_Healthcare_Existing_Food Preparation_Natural Gas_Oven_E9 | F5 | Commercial | Healthcare | Existing | Food Preparation | Natural Gas | Oven | E9 | Utility - Cost of Operation | 0 | 0 | 0 | 0 | 0 | 0 | 0 | 0 | 0 | 0 | 0 | 0 | 0 | 0 | 0 | 0 | 0 | 0 | 0 | 0 | 0 | 0 | 0 | 0 | 0 | 0 | 0 | 0 | 0 | 0
F5_Commercial_Healthcare_Existing_Food Preparation_Natural Gas_Oven_E10 | F5 | Commercial | Healthcare | Existing | Food Preparation | Natural Gas | Oven | E10 | Utility - Cost of Operation | 0 | 0 | 0 | 0 | 0 | 0 | 0 | 0 | 0 | 0 | 0 | 0 | 0 | 0 | 0 | 0 | 0 | 0 | 0 | 0 | 0 | 0 | 0 | 0 | 0 | 0 | 0 | 0 | 0 | 0
F6_Commercial_Healthcare_Existing_Food Preparation_Natural Gas_Oven_E1 | F6 | Commercial | Healthcare | Existing | Food Preparation | Natural Gas | Oven | E1 | Utility - Value of Sales | 0.053484 | 0.053941 | 0.054489 | 0.055395 | 0.056604 | 0.058029 | 0.059339 | 0.060505 | 0.061637 | 0.062734 | 0.06384 | 0.064916 | 0.065929 | 0.066943 | 0.067913 | 0.068907 | 0.06997 | 0.07104 | 0.072119 | 0.073203 | 0.074275 | 0.075331 | 0 | 0 | 0 | 0 | 0 | 0 | 0 | 0
F6_Commercial_Healthcare_Existing_Food Preparation_Natural Gas_Oven_E2 | F6 | Commercial | Healthcare | Existing | Food Preparation | Natural Gas | Oven | E2 | Utility - Value of Sales | 0.036672 | 0.036986 | 0.037361 | 0.037983 | 0.038811 | 0.039789 | 0.040687 | 0.041486 | 0.042262 | 0.043015 | 0.043773 | 0.044511 | 0.045205 | 0.045901 | 0.046565 | 0.047247 | 0.047976 | 0.04871 | 0.04945 | 0.050193 | 0.050928 | 0.051652 | 0 | 0 | 0 | 0 | 0 | 0 | 0 | 0
F6_Commercial_Healthcare_Existing_Food Preparation_Natural Gas_Oven_E3 | F6 | Commercial | Healthcare | Existing | Food Preparation | Natural Gas | Oven | E3 | Utility - Value of Sales | 0 | 0 | 0 | 0 | 0 | 0 | 0 | 0 | 0 | 0 | 0 | 0 | 0 | 0 | 0 | 0 | 0 | 0 | 0 | 0 | 0 | 0 | 0 | 0 | 0 | 0 | 0 | 0 | 0 | 0
F6_Commercial_Healthcare_Existing_Food Preparation_Natural Gas_Oven_E4 | F6 | Commercial | Healthcare | Existing | Food Preparation | Natural Gas | Oven | E4 | Utility - Value of Sales | 0 | 0 | 0 | 0 | 0 | 0 | 0 | 0 | 0 | 0 | 0 | 0 | 0 | 0 | 0 | 0 | 0 | 0 | 0 | 0 | 0 | 0 | 0 | 0 | 0 | 0 | 0 | 0 | 0 | 0
F6_Commercial_Healthcare_Existing_Food Preparation_Natural Gas_Oven_E5 | F6 | Commercial | Healthcare | Existing | Food Preparation | Natural Gas | Oven | E5 | Utility - Value of Sales | 0 | 0 | 0 | 0 | 0 | 0 | 0 | 0 | 0 | 0 | 0 | 0 | 0 | 0 | 0 | 0 | 0 | 0 | 0 | 0 | 0 | 0 | 0 | 0 | 0 | 0 | 0 | 0 | 0 | 0
F6_Commercial_Healthcare_Existing_Food Preparation_Natural Gas_Oven_E6 | F6 | Commercial | Healthcare | Existing | Food Preparation | Natural Gas | Oven | E6 | Utility - Value of Sales | 0 | 0 | 0 | 0 | 0 | 0 | 0 | 0 | 0 | 0 | 0 | 0 | 0 | 0 | 0 | 0 | 0 | 0 | 0 | 0 | 0 | 0 | 0 | 0 | 0 | 0 | 0 | 0 | 0 | 0
F6_Commercial_Healthcare_Existing_Food Preparation_Natural Gas_Oven_E7 | F6 | Commercial | Healthcare | Existing | Food Preparation | Natural Gas | Oven | E7 | Utility - Value of Sales | 0 | 0 | 0 | 0 | 0 | 0 | 0 | 0 | 0 | 0 | 0 | 0 | 0 | 0 | 0 | 0 | 0 | 0 | 0 | 0 | 0 | 0 | 0 | 0 | 0 | 0 | 0 | 0 | 0 | 0
F6_Commercial_Healthcare_Existing_Food Preparation_Natural Gas_Oven_E8 | F6 | Commercial | Healthcare | Existing | Food Preparation | Natural Gas | Oven | E8 | Utility - Value of Sales | 0 | 0 | 0 | 0 | 0 | 0 | 0 | 0 | 0 | 0 | 0 | 0 | 0 | 0 | 0 | 0 | 0 | 0 | 0 | 0 | 0 | 0 | 0 | 0 | 0 | 0 | 0 | 0 | 0 | 0
F6_Commercial_Healthcare_Existing_Food Preparation_Natural Gas_Oven_E9 | F6 | Commercial | Healthcare | Existing | Food Preparation | Natural Gas | Oven | E9 | Utility - Value of Sales | 0 | 0 | 0 | 0 | 0 | 0 | 0 | 0 | 0 | 0 | 0 | 0 | 0 | 0 | 0 | 0 | 0 | 0 | 0 | 0 | 0 | 0 | 0 | 0 | 0 | 0 | 0 | 0 | 0 | 0
F6_Commercial_Healthcare_Existing_Food Preparation_Natural Gas_Oven_E10 | F6 | Commercial | Healthcare | Existing | Food Preparation | Natural Gas | Oven | E10 | Utility - Value of Sales | 0 | 0 | 0 | 0 | 0 | 0 | 0 | 0 | 0 | 0 | 0 | 0 | 0 | 0 | 0 | 0 | 0 | 0 | 0 | 0 | 0 | 0 | 0 | 0 | 0 | 0 | 0 | 0 | 0 | 0
F1_Commercial_Healthcare_Existing_Food Preparation_Natural Gas_Conveyor Oven_E1 | F1 | Commercial | Healthcare | Existing | Food Preparation | Natural Gas | Conveyor Oven | E1 | Participant - Cost of Equipment | 0.023649 | 0.023649 | 0.023649 | 0.023649 | 0.023649 | 0.023649 | 0.023649 | 0.023649 | 0.023649 | 0.023649 | 0.023649 | 0.023649 | 0.023649 | 0.023649 | 0.023649 | 0.023649 | 0.023649 | 0.023649 | 0.023649 | 0.023649 | 0.023649 | 0.023649 | 0 | 0 | 0 | 0 | 0 | 0 | 0 | 0
F1_Commercial_Healthcare_Existing_Food Preparation_Natural Gas_Conveyor Oven_E2 | F1 | Commercial | Healthcare | Existing | Food Preparation | Natural Gas | Conveyor Oven | E2 | Participant - Cost of Equipment | 0.028831 | 0.028831 | 0.028831 | 0.028831 | 0.028831 | 0.028831 | 0.028831 | 0.028831 | 0.028831 | 0.028831 | 0.028831 | 0.028831 | 0.028831 | 0.028831 | 0.028831 | 0.028831 | 0.028831 | 0.028831 | 0.028831 | 0.028831 | 0.028831 | 0.028831 | 0 | 0 | 0 | 0 | 0 | 0 | 0 | 0
F1_Commercial_Healthcare_Existing_Food Preparation_Natural Gas_Conveyor Oven_E3 | F1 | Commercial | Healthcare | Existing | Food Preparation | Natural Gas | Conveyor Oven | E3 | Participant - Cost of Equipment | 0 | 0 | 0 | 0 | 0 | 0 | 0 | 0 | 0 | 0 | 0 | 0 | 0 | 0 | 0 | 0 | 0 | 0 | 0 | 0 | 0 | 0 | 0 | 0 | 0 | 0 | 0 | 0 | 0 | 0
F1_Commercial_Healthcare_Existing_Food Preparation_Natural Gas_Conveyor Oven_E4 | F1 | Commercial | Healthcare | Existing | Food Preparation | Natural Gas | Conveyor Oven | E4 | Participant - Cost of Equipment | 0 | 0 | 0 | 0 | 0 | 0 | 0 | 0 | 0 | 0 | 0 | 0 | 0 | 0 | 0 | 0 | 0 | 0 | 0 | 0 | 0 | 0 | 0 | 0 | 0 | 0 | 0 | 0 | 0 | 0
F1_Commercial_Healthcare_Existing_Food Preparation_Natural Gas_Conveyor Oven_E5 | F1 | Commercial | Healthcare | Existing | Food Preparation | Natural Gas | Conveyor Oven | E5 | Participant - Cost of Equipment | 0 | 0 | 0 | 0 | 0 | 0 | 0 | 0 | 0 | 0 | 0 | 0 | 0 | 0 | 0 | 0 | 0 | 0 | 0 | 0 | 0 | 0 | 0 | 0 | 0 | 0 | 0 | 0 | 0 | 0
F1_Commercial_Healthcare_Existing_Food Preparation_Natural Gas_Conveyor Oven_E6 | F1 | Commercial | Healthcare | Existing | Food Preparation | Natural Gas | Conveyor Oven | E6 | Participant - Cost of Equipment | 0 | 0 | 0 | 0 | 0 | 0 | 0 | 0 | 0 | 0 | 0 | 0 | 0 | 0 | 0 | 0 | 0 | 0 | 0 | 0 | 0 | 0 | 0 | 0 | 0 | 0 | 0 | 0 | 0 | 0
F1_Commercial_Healthcare_Existing_Food Preparation_Natural Gas_Conveyor Oven_E7 | F1 | Commercial | Healthcare | Existing | Food Preparation | Natural Gas | Conveyor Oven | E7 | Participant - Cost of Equipment | 0 | 0 | 0 | 0 | 0 | 0 | 0 | 0 | 0 | 0 | 0 | 0 | 0 | 0 | 0 | 0 | 0 | 0 | 0 | 0 | 0 | 0 | 0 | 0 | 0 | 0 | 0 | 0 | 0 | 0
F1_Commercial_Healthcare_Existing_Food Preparation_Natural Gas_Conveyor Oven_E8 | F1 | Commercial | Healthcare | Existing | Food Preparation | Natural Gas | Conveyor Oven | E8 | Participant - Cost of Equipment | 0 | 0 | 0 | 0 | 0 | 0 | 0 | 0 | 0 | 0 | 0 | 0 | 0 | 0 | 0 | 0 | 0 | 0 | 0 | 0 | 0 | 0 | 0 | 0 | 0 | 0 | 0 | 0 | 0 | 0
F1_Commercial_Healthcare_Existing_Food Preparation_Natural Gas_Conveyor Oven_E9 | F1 | Commercial | Healthcare | Existing | Food Preparation | Natural Gas | Conveyor Oven | E9 | Participant - Cost of Equipment | 0 | 0 | 0 | 0 | 0 | 0 | 0 | 0 | 0 | 0 | 0 | 0 | 0 | 0 | 0 | 0 | 0 | 0 | 0 | 0 | 0 | 0 | 0 | 0 | 0 | 0 | 0 | 0 | 0 | 0
F1_Commercial_Healthcare_Existing_Food Preparation_Natural Gas_Conveyor Oven_E10 | F1 | Commercial | Healthcare | Existing | Food Preparation | Natural Gas | Conveyor Oven | E10 | Participant - Cost of Equipment | 0 | 0 | 0 | 0 | 0 | 0 | 0 | 0 | 0 | 0 | 0 | 0 | 0 | 0 | 0 | 0 | 0 | 0 | 0 | 0 | 0 | 0 | 0 | 0 | 0 | 0 | 0 | 0 | 0 | 0
F2_Commercial_Healthcare_Existing_Food Preparation_Natural Gas_Conveyor Oven_E1 | F2 | Commercial | Healthcare | Existing | Food Preparation | Natural Gas | Conveyor Oven | E1 | Participant - Cost of Operation | 0.090313 | 0.091321 | 0.092467 | 0.094084 | 0.096034 | 0.098217 | 0.10021 | 0.10194 | 0.10356 | 0.10519 | 0.1069 | 0.10864 | 0.11038 | 0.11221 | 0.114 | 0.11583 | 0.11775 | 0.1197 | 0.12167 | 0.12366 | 0.12565 | 0.12763 | 0 | 0 | 0 | 0 | 0 | 0 | 0 | 0
F2_Commercial_Healthcare_Existing_Food Preparation_Natural Gas_Conveyor Oven_E2 | F2 | Commercial | Healthcare | Existing | Food Preparation | Natural Gas | Conveyor Oven | E2 | Participant - Cost of Operation | 0.068652 | 0.069419 | 0.070289 | 0.071519 | 0.073001 | 0.07466 | 0.076172 | 0.077494 | 0.078724 | 0.079964 | 0.081261 | 0.082582 | 0.083907 | 0.085298 | 0.086657 | 0.088047 | 0.089512 | 0.090993 | 0.092491 | 0.094003 | 0.095515 | 0.097021 | 0 | 0 | 0 | 0 | 0 | 0 | 0 | 0
F2_Commercial_Healthcare_Existing_Food Preparation_Natural Gas_Conveyor Oven_E3 | F2 | Commercial | Healthcare | Existing | Food Preparation | Natural Gas | Conveyor Oven | E3 | Participant - Cost of Operation | 0 | 0 | 0 | 0 | 0 | 0 | 0 | 0 | 0 | 0 | 0 | 0 | 0 | 0 | 0 | 0 | 0 | 0 | 0 | 0 | 0 | 0 | 0 | 0 | 0 | 0 | 0 | 0 | 0 | 0
F2_Commercial_Healthcare_Existing_Food Preparation_Natural Gas_Conveyor Oven_E4 | F2 | Commercial | Healthcare | Existing | Food Preparation | Natural Gas | Conveyor Oven | E4 | Participant - Cost of Operation | 0 | 0 | 0 | 0 | 0 | 0 | 0 | 0 | 0 | 0 | 0 | 0 | 0 | 0 | 0 | 0 | 0 | 0 | 0 | 0 | 0 | 0 | 0 | 0 | 0 | 0 | 0 | 0 | 0 | 0
F2_Commercial_Healthcare_Existing_Food Preparation_Natural Gas_Conveyor Oven_E5 | F2 | Commercial | Healthcare | Existing | Food Preparation | Natural Gas | Conveyor Oven | E5 | Participant - Cost of Operation | 0 | 0 | 0 | 0 | 0 | 0 | 0 | 0 | 0 | 0 | 0 | 0 | 0 | 0 | 0 | 0 | 0 | 0 | 0 | 0 | 0 | 0 | 0 | 0 | 0 | 0 | 0 | 0 | 0 | 0
F2_Commercial_Healthcare_Existing_Food Preparation_Natural Gas_Conveyor Oven_E6 | F2 | Commercial | Healthcare | Existing | Food Preparation | Natural Gas | Conveyor Oven | E6 | Participant - Cost of Operation | 0 | 0 | 0 | 0 | 0 | 0 | 0 | 0 | 0 | 0 | 0 | 0 | 0 | 0 | 0 | 0 | 0 | 0 | 0 | 0 | 0 | 0 | 0 | 0 | 0 | 0 | 0 | 0 | 0 | 0
F2_Commercial_Healthcare_Existing_Food Preparation_Natural Gas_Conveyor Oven_E7 | F2 | Commercial | Healthcare | Existing | Food Preparation | Natural Gas | Conveyor Oven | E7 | Participant - Cost of Operation | 0 | 0 | 0 | 0 | 0 | 0 | 0 | 0 | 0 | 0 | 0 | 0 | 0 | 0 | 0 | 0 | 0 | 0 | 0 | 0 | 0 | 0 | 0 | 0 | 0 | 0 | 0 | 0 | 0 | 0
F2_Commercial_Healthcare_Existing_Food Preparation_Natural Gas_Conveyor Oven_E8 | F2 | Commercial | Healthcare | Existing | Food Preparation | Natural Gas | Conveyor Oven | E8 | Participant - Cost of Operation | 0 | 0 | 0 | 0 | 0 | 0 | 0 | 0 | 0 | 0 | 0 | 0 | 0 | 0 | 0 | 0 | 0 | 0 | 0 | 0 | 0 | 0 | 0 | 0 | 0 | 0 | 0 | 0 | 0 | 0
F2_Commercial_Healthcare_Existing_Food Preparation_Natural Gas_Conveyor Oven_E9 | F2 | Commercial | Healthcare | Existing | Food Preparation | Natural Gas | Conveyor Oven | E9 | Participant - Cost of Operation | 0 | 0 | 0 | 0 | 0 | 0 | 0 | 0 | 0 | 0 | 0 | 0 | 0 | 0 | 0 | 0 | 0 | 0 | 0 | 0 | 0 | 0 | 0 | 0 | 0 | 0 | 0 | 0 | 0 | 0
F2_Commercial_Healthcare_Existing_Food Preparation_Natural Gas_Conveyor Oven_E10 | F2 | Commercial | Healthcare | Existing | Food Preparation | Natural Gas | Conveyor Oven | E10 | Participant - Cost of Operation | 0 | 0 | 0 | 0 | 0 | 0 | 0 | 0 | 0 | 0 | 0 | 0 | 0 | 0 | 0 | 0 | 0 | 0 | 0 | 0 | 0 | 0 | 0 | 0 | 0 | 0 | 0 | 0 | 0 | 0
F3_Commercial_Healthcare_Existing_Food Preparation_Natural Gas_Conveyor Oven_E1 | F3 | Commercial | Healthcare | Existing | Food Preparation | Natural Gas | Conveyor Oven | E1 | System - kBTUs of Conusmption | 8.2434 | 8.2683 | 8.2944 | 8.3448 | 8.3829 | 8.4088 | 8.4202 | 8.4249 | 8.4203 | 8.4128 | 8.4008 | 8.3882 | 8.3732 | 8.3563 | 8.3353 | 8.3149 | 8.293 | 8.2696 | 8.2428 | 8.217 | 8.1902 | 8.1627 | 0 | 0 | 0 | 0 | 0 | 0 | 0 | 0
F3_Commercial_Healthcare_Existing_Food Preparation_Natural Gas_Conveyor Oven_E2 | F3 | Commercial | Healthcare | Existing | Food Preparation | Natural Gas | Conveyor Oven | E2 | System - kBTUs of Conusmption | 6.2662 | 6.2852 | 6.305 | 6.3434 | 6.3723 | 6.392 | 6.4007 | 6.4042 | 6.4007 | 6.395 | 6.3859 | 6.3763 | 6.365 | 6.3521 | 6.3361 | 6.3206 | 6.304 | 6.2862 | 6.2658 | 6.2462 | 6.2258 | 6.2049 | 0 | 0 | 0 | 0 | 0 | 0 | 0 | 0
F3_Commercial_Healthcare_Existing_Food Preparation_Natural Gas_Conveyor Oven_E3 | F3 | Commercial | Healthcare | Existing | Food Preparation | Natural Gas | Conveyor Oven | E3 | System - kBTUs of Conusmption | 0 | 0 | 0 | 0 | 0 | 0 | 0 | 0 | 0 | 0 | 0 | 0 | 0 | 0 | 0 | 0 | 0 | 0 | 0 | 0 | 0 | 0 | 0 | 0 | 0 | 0 | 0 | 0 | 0 | 0
F3_Commercial_Healthcare_Existing_Food Preparation_Natural Gas_Conveyor Oven_E4 | F3 | Commercial | Healthcare | Existing | Food Preparation | Natural Gas | Conveyor Oven | E4 | System - kBTUs of Conusmption | 0 | 0 | 0 | 0 | 0 | 0 | 0 | 0 | 0 | 0 | 0 | 0 | 0 | 0 | 0 | 0 | 0 | 0 | 0 | 0 | 0 | 0 | 0 | 0 | 0 | 0 | 0 | 0 | 0 | 0
F3_Commercial_Healthcare_Existing_Food Preparation_Natural Gas_Conveyor Oven_E5 | F3 | Commercial | Healthcare | Existing | Food Preparation | Natural Gas | Conveyor Oven | E5 | System - kBTUs of Conusmption | 0 | 0 | 0 | 0 | 0 | 0 | 0 | 0 | 0 | 0 | 0 | 0 | 0 | 0 | 0 | 0 | 0 | 0 | 0 | 0 | 0 | 0 | 0 | 0 | 0 | 0 | 0 | 0 | 0 | 0
F3_Commercial_Healthcare_Existing_Food Preparation_Natural Gas_Conveyor Oven_E6 | F3 | Commercial | Healthcare | Existing | Food Preparation | Natural Gas | Conveyor Oven | E6 | System - kBTUs of Conusmption | 0 | 0 | 0 | 0 | 0 | 0 | 0 | 0 | 0 | 0 | 0 | 0 | 0 | 0 | 0 | 0 | 0 | 0 | 0 | 0 | 0 | 0 | 0 | 0 | 0 | 0 | 0 | 0 | 0 | 0
F3_Commercial_Healthcare_Existing_Food Preparation_Natural Gas_Conveyor Oven_E7 | F3 | Commercial | Healthcare | Existing | Food Preparation | Natural Gas | Conveyor Oven | E7 | System - kBTUs of Conusmption | 0 | 0 | 0 | 0 | 0 | 0 | 0 | 0 | 0 | 0 | 0 | 0 | 0 | 0 | 0 | 0 | 0 | 0 | 0 | 0 | 0 | 0 | 0 | 0 | 0 | 0 | 0 | 0 | 0 | 0
F3_Commercial_Healthcare_Existing_Food Preparation_Natural Gas_Conveyor Oven_E8 | F3 | Commercial | Healthcare | Existing | Food Preparation | Natural Gas | Conveyor Oven | E8 | System - kBTUs of Conusmption | 0 | 0 | 0 | 0 | 0 | 0 | 0 | 0 | 0 | 0 | 0 | 0 | 0 | 0 | 0 | 0 | 0 | 0 | 0 | 0 | 0 | 0 | 0 | 0 | 0 | 0 | 0 | 0 | 0 | 0
F3_Commercial_Healthcare_Existing_Food Preparation_Natural Gas_Conveyor Oven_E9 | F3 | Commercial | Healthcare | Existing | Food Preparation | Natural Gas | Conveyor Oven | E9 | System - kBTUs of Conusmption | 0 | 0 | 0 | 0 | 0 | 0 | 0 | 0 | 0 | 0 | 0 | 0 | 0 | 0 | 0 | 0 | 0 | 0 | 0 | 0 | 0 | 0 | 0 | 0 | 0 | 0 | 0 | 0 | 0 | 0
F3_Commercial_Healthcare_Existing_Food Preparation_Natural Gas_Conveyor Oven_E10 | F3 | Commercial | Healthcare | Existing | Food Preparation | Natural Gas | Conveyor Oven | E10 | System - kBTUs of Conusmption | 0 | 0 | 0 | 0 | 0 | 0 | 0 | 0 | 0 | 0 | 0 | 0 | 0 | 0 | 0 | 0 | 0 | 0 | 0 | 0 | 0 | 0 | 0 | 0 | 0 | 0 | 0 | 0 | 0 | 0
F4_Commercial_Healthcare_Existing_Food Preparation_Natural Gas_Conveyor Oven_E1 | F4 | Commercial | Healthcare | Existing | Food Preparation | Natural Gas | Conveyor Oven | E1 | Utility - Cost of Equipment | 0.023649 | 0.023649 | 0.023649 | 0.023649 | 0.023649 | 0.023649 | 0.023649 | 0.023649 | 0.023649 | 0.023649 | 0.023649 | 0.023649 | 0.023649 | 0.023649 | 0.023649 | 0.023649 | 0.023649 | 0.023649 | 0.023649 | 0.023649 | 0.023649 | 0.023649 | 0 | 0 | 0 | 0 | 0 | 0 | 0 | 0
F4_Commercial_Healthcare_Existing_Food Preparation_Natural Gas_Conveyor Oven_E2 | F4 | Commercial | Healthcare | Existing | Food Preparation | Natural Gas | Conveyor Oven | E2 | Utility - Cost of Equipment | 0.028831 | 0.028831 | 0.028831 | 0.028831 | 0.028831 | 0.028831 | 0.028831 | 0.028831 | 0.028831 | 0.028831 | 0.028831 | 0.028831 | 0.028831 | 0.028831 | 0.028831 | 0.028831 | 0.028831 | 0.028831 | 0.028831 | 0.028831 | 0.028831 | 0.028831 | 0 | 0 | 0 | 0 | 0 | 0 | 0 | 0
F4_Commercial_Healthcare_Existing_Food Preparation_Natural Gas_Conveyor Oven_E3 | F4 | Commercial | Healthcare | Existing | Food Preparation | Natural Gas | Conveyor Oven | E3 | Utility - Cost of Equipment | 0 | 0 | 0 | 0 | 0 | 0 | 0 | 0 | 0 | 0 | 0 | 0 | 0 | 0 | 0 | 0 | 0 | 0 | 0 | 0 | 0 | 0 | 0 | 0 | 0 | 0 | 0 | 0 | 0 | 0
F4_Commercial_Healthcare_Existing_Food Preparation_Natural Gas_Conveyor Oven_E4 | F4 | Commercial | Healthcare | Existing | Food Preparation | Natural Gas | Conveyor Oven | E4 | Utility - Cost of Equipment | 0 | 0 | 0 | 0 | 0 | 0 | 0 | 0 | 0 | 0 | 0 | 0 | 0 | 0 | 0 | 0 | 0 | 0 | 0 | 0 | 0 | 0 | 0 | 0 | 0 | 0 | 0 | 0 | 0 | 0
F4_Commercial_Healthcare_Existing_Food Preparation_Natural Gas_Conveyor Oven_E5 | F4 | Commercial | Healthcare | Existing | Food Preparation | Natural Gas | Conveyor Oven | E5 | Utility - Cost of Equipment | 0 | 0 | 0 | 0 | 0 | 0 | 0 | 0 | 0 | 0 | 0 | 0 | 0 | 0 | 0 | 0 | 0 | 0 | 0 | 0 | 0 | 0 | 0 | 0 | 0 | 0 | 0 | 0 | 0 | 0
F4_Commercial_Healthcare_Existing_Food Preparation_Natural Gas_Conveyor Oven_E6 | F4 | Commercial | Healthcare | Existing | Food Preparation | Natural Gas | Conveyor Oven | E6 | Utility - Cost of Equipment | 0 | 0 | 0 | 0 | 0 | 0 | 0 | 0 | 0 | 0 | 0 | 0 | 0 | 0 | 0 | 0 | 0 | 0 | 0 | 0 | 0 | 0 | 0 | 0 | 0 | 0 | 0 | 0 | 0 | 0
F4_Commercial_Healthcare_Existing_Food Preparation_Natural Gas_Conveyor Oven_E7 | F4 | Commercial | Healthcare | Existing | Food Preparation | Natural Gas | Conveyor Oven | E7 | Utility - Cost of Equipment | 0 | 0 | 0 | 0 | 0 | 0 | 0 | 0 | 0 | 0 | 0 | 0 | 0 | 0 | 0 | 0 | 0 | 0 | 0 | 0 | 0 | 0 | 0 | 0 | 0 | 0 | 0 | 0 | 0 | 0
F4_Commercial_Healthcare_Existing_Food Preparation_Natural Gas_Conveyor Oven_E8 | F4 | Commercial | Healthcare | Existing | Food Preparation | Natural Gas | Conveyor Oven | E8 | Utility - Cost of Equipment | 0 | 0 | 0 | 0 | 0 | 0 | 0 | 0 | 0 | 0 | 0 | 0 | 0 | 0 | 0 | 0 | 0 | 0 | 0 | 0 | 0 | 0 | 0 | 0 | 0 | 0 | 0 | 0 | 0 | 0
F4_Commercial_Healthcare_Existing_Food Preparation_Natural Gas_Conveyor Oven_E9 | F4 | Commercial | Healthcare | Existing | Food Preparation | Natural Gas | Conveyor Oven | E9 | Utility - Cost of Equipment | 0 | 0 | 0 | 0 | 0 | 0 | 0 | 0 | 0 | 0 | 0 | 0 | 0 | 0 | 0 | 0 | 0 | 0 | 0 | 0 | 0 | 0 | 0 | 0 | 0 | 0 | 0 | 0 | 0 | 0
F4_Commercial_Healthcare_Existing_Food Preparation_Natural Gas_Conveyor Oven_E10 | F4 | Commercial | Healthcare | Existing | Food Preparation | Natural Gas | Conveyor Oven | E10 | Utility - Cost of Equipment | 0 | 0 | 0 | 0 | 0 | 0 | 0 | 0 | 0 | 0 | 0 | 0 | 0 | 0 | 0 | 0 | 0 | 0 | 0 | 0 | 0 | 0 | 0 | 0 | 0 | 0 | 0 | 0 | 0 | 0
F5_Commercial_Healthcare_Existing_Food Preparation_Natural Gas_Conveyor Oven_E1 | F5 | Commercial | Healthcare | Existing | Food Preparation | Natural Gas | Conveyor Oven | E1 | Utility - Cost of Operation | 0.075382 | 0.076224 | 0.07718 | 0.07853 | 0.080158 | 0.08198 | 0.08364 | 0.085091 | 0.086442 | 0.087804 | 0.089227 | 0.090678 | 0.092133 | 0.093661 | 0.095152 | 0.096679 | 0.098288 | 0.099913 | 0.10156 | 0.10322 | 0.10488 | 0.10653 | 0 | 0 | 0 | 0 | 0 | 0 | 0 | 0
F5_Commercial_Healthcare_Existing_Food Preparation_Natural Gas_Conveyor Oven_E2 | F5 | Commercial | Healthcare | Existing | Food Preparation | Natural Gas | Conveyor Oven | E2 | Utility - Cost of Operation | 0.057302 | 0.057942 | 0.058669 | 0.059695 | 0.060932 | 0.062317 | 0.063579 | 0.064682 | 0.065709 | 0.066745 | 0.067827 | 0.06893 | 0.070035 | 0.071197 | 0.072331 | 0.073491 | 0.074714 | 0.07595 | 0.0772 | 0.078463 | 0.079724 | 0.080981 | 0 | 0 | 0 | 0 | 0 | 0 | 0 | 0
F5_Commercial_Healthcare_Existing_Food Preparation_Natural Gas_Conveyor Oven_E3 | F5 | Commercial | Healthcare | Existing | Food Preparation | Natural Gas | Conveyor Oven | E3 | Utility - Cost of Operation | 0 | 0 | 0 | 0 | 0 | 0 | 0 | 0 | 0 | 0 | 0 | 0 | 0 | 0 | 0 | 0 | 0 | 0 | 0 | 0 | 0 | 0 | 0 | 0 | 0 | 0 | 0 | 0 | 0 | 0
F5_Commercial_Healthcare_Existing_Food Preparation_Natural Gas_Conveyor Oven_E4 | F5 | Commercial | Healthcare | Existing | Food Preparation | Natural Gas | Conveyor Oven | E4 | Utility - Cost of Operation | 0 | 0 | 0 | 0 | 0 | 0 | 0 | 0 | 0 | 0 | 0 | 0 | 0 | 0 | 0 | 0 | 0 | 0 | 0 | 0 | 0 | 0 | 0 | 0 | 0 | 0 | 0 | 0 | 0 | 0
F5_Commercial_Healthcare_Existing_Food Preparation_Natural Gas_Conveyor Oven_E5 | F5 | Commercial | Healthcare | Existing | Food Preparation | Natural Gas | Conveyor Oven | E5 | Utility - Cost of Operation | 0 | 0 | 0 | 0 | 0 | 0 | 0 | 0 | 0 | 0 | 0 | 0 | 0 | 0 | 0 | 0 | 0 | 0 | 0 | 0 | 0 | 0 | 0 | 0 | 0 | 0 | 0 | 0 | 0 | 0
F5_Commercial_Healthcare_Existing_Food Preparation_Natural Gas_Conveyor Oven_E6 | F5 | Commercial | Healthcare | Existing | Food Preparation | Natural Gas | Conveyor Oven | E6 | Utility - Cost of Operation | 0 | 0 | 0 | 0 | 0 | 0 | 0 | 0 | 0 | 0 | 0 | 0 | 0 | 0 | 0 | 0 | 0 | 0 | 0 | 0 | 0 | 0 | 0 | 0 | 0 | 0 | 0 | 0 | 0 | 0
F5_Commercial_Healthcare_Existing_Food Preparation_Natural Gas_Conveyor Oven_E7 | F5 | Commercial | Healthcare | Existing | Food Preparation | Natural Gas | Conveyor Oven | E7 | Utility - Cost of Operation | 0 | 0 | 0 | 0 | 0 | 0 | 0 | 0 | 0 | 0 | 0 | 0 | 0 | 0 | 0 | 0 | 0 | 0 | 0 | 0 | 0 | 0 | 0 | 0 | 0 | 0 | 0 | 0 | 0 | 0
F5_Commercial_Healthcare_Existing_Food Preparation_Natural Gas_Conveyor Oven_E8 | F5 | Commercial | Healthcare | Existing | Food Preparation | Natural Gas | Conveyor Oven | E8 | Utility - Cost of Operation | 0 | 0 | 0 | 0 | 0 | 0 | 0 | 0 | 0 | 0 | 0 | 0 | 0 | 0 | 0 | 0 | 0 | 0 | 0 | 0 | 0 | 0 | 0 | 0 | 0 | 0 | 0 | 0 | 0 | 0
F5_Commercial_Healthcare_Existing_Food Preparation_Natural Gas_Conveyor Oven_E9 | F5 | Commercial | Healthcare | Existing | Food Preparation | Natural Gas | Conveyor Oven | E9 | Utility - Cost of Operation | 0 | 0 | 0 | 0 | 0 | 0 | 0 | 0 | 0 | 0 | 0 | 0 | 0 | 0 | 0 | 0 | 0 | 0 | 0 | 0 | 0 | 0 | 0 | 0 | 0 | 0 | 0 | 0 | 0 | 0
F5_Commercial_Healthcare_Existing_Food Preparation_Natural Gas_Conveyor Oven_E10 | F5 | Commercial | Healthcare | Existing | Food Preparation | Natural Gas | Conveyor Oven | E10 | Utility - Cost of Operation | 0 | 0 | 0 | 0 | 0 | 0 | 0 | 0 | 0 | 0 | 0 | 0 | 0 | 0 | 0 | 0 | 0 | 0 | 0 | 0 | 0 | 0 | 0 | 0 | 0 | 0 | 0 | 0 | 0 | 0
F6_Commercial_Healthcare_Existing_Food Preparation_Natural Gas_Conveyor Oven_E1 | F6 | Commercial | Healthcare | Existing | Food Preparation | Natural Gas | Conveyor Oven | E1 | Utility - Value of Sales | 0.090313 | 0.091321 | 0.092467 | 0.094084 | 0.096034 | 0.098217 | 0.10021 | 0.10194 | 0.10356 | 0.10519 | 0.1069 | 0.10864 | 0.11038 | 0.11221 | 0.114 | 0.11583 | 0.11775 | 0.1197 | 0.12167 | 0.12366 | 0.12565 | 0.12763 | 0 | 0 | 0 | 0 | 0 | 0 | 0 | 0
F6_Commercial_Healthcare_Existing_Food Preparation_Natural Gas_Conveyor Oven_E2 | F6 | Commercial | Healthcare | Existing | Food Preparation | Natural Gas | Conveyor Oven | E2 | Utility - Value of Sales | 0.068652 | 0.069419 | 0.070289 | 0.071519 | 0.073001 | 0.07466 | 0.076172 | 0.077494 | 0.078724 | 0.079964 | 0.081261 | 0.082582 | 0.083907 | 0.085298 | 0.086657 | 0.088047 | 0.089512 | 0.090993 | 0.092491 | 0.094003 | 0.095515 | 0.097021 | 0 | 0 | 0 | 0 | 0 | 0 | 0 | 0
F6_Commercial_Healthcare_Existing_Food Preparation_Natural Gas_Conveyor Oven_E3 | F6 | Commercial | Healthcare | Existing | Food Preparation | Natural Gas | Conveyor Oven | E3 | Utility - Value of Sales | 0 | 0 | 0 | 0 | 0 | 0 | 0 | 0 | 0 | 0 | 0 | 0 | 0 | 0 | 0 | 0 | 0 | 0 | 0 | 0 | 0 | 0 | 0 | 0 | 0 | 0 | 0 | 0 | 0 | 0
F6_Commercial_Healthcare_Existing_Food Preparation_Natural Gas_Conveyor Oven_E4 | F6 | Commercial | Healthcare | Existing | Food Preparation | Natural Gas | Conveyor Oven | E4 | Utility - Value of Sales | 0 | 0 | 0 | 0 | 0 | 0 | 0 | 0 | 0 | 0 | 0 | 0 | 0 | 0 | 0 | 0 | 0 | 0 | 0 | 0 | 0 | 0 | 0 | 0 | 0 | 0 | 0 | 0 | 0 | 0
F6_Commercial_Healthcare_Existing_Food Preparation_Natural Gas_Conveyor Oven_E5 | F6 | Commercial | Healthcare | Existing | Food Preparation | Natural Gas | Conveyor Oven | E5 | Utility - Value of Sales | 0 | 0 | 0 | 0 | 0 | 0 | 0 | 0 | 0 | 0 | 0 | 0 | 0 | 0 | 0 | 0 | 0 | 0 | 0 | 0 | 0 | 0 | 0 | 0 | 0 | 0 | 0 | 0 | 0 | 0
F6_Commercial_Healthcare_Existing_Food Preparation_Natural Gas_Conveyor Oven_E6 | F6 | Commercial | Healthcare | Existing | Food Preparation | Natural Gas | Conveyor Oven | E6 | Utility - Value of Sales | 0 | 0 | 0 | 0 | 0 | 0 | 0 | 0 | 0 | 0 | 0 | 0 | 0 | 0 | 0 | 0 | 0 | 0 | 0 | 0 | 0 | 0 | 0 | 0 | 0 | 0 | 0 | 0 | 0 | 0
F6_Commercial_Healthcare_Existing_Food Preparation_Natural Gas_Conveyor Oven_E7 | F6 | Commercial | Healthcare | Existing | Food Preparation | Natural Gas | Conveyor Oven | E7 | Utility - Value of Sales | 0 | 0 | 0 | 0 | 0 | 0 | 0 | 0 | 0 | 0 | 0 | 0 | 0 | 0 | 0 | 0 | 0 | 0 | 0 | 0 | 0 | 0 | 0 | 0 | 0 | 0 | 0 | 0 | 0 | 0
F6_Commercial_Healthcare_Existing_Food Preparation_Natural Gas_Conveyor Oven_E8 | F6 | Commercial | Healthcare | Existing | Food Preparation | Natural Gas | Conveyor Oven | E8 | Utility - Value of Sales | 0 | 0 | 0 | 0 | 0 | 0 | 0 | 0 | 0 | 0 | 0 | 0 | 0 | 0 | 0 | 0 | 0 | 0 | 0 | 0 | 0 | 0 | 0 | 0 | 0 | 0 | 0 | 0 | 0 | 0
F6_Commercial_Healthcare_Existing_Food Preparation_Natural Gas_Conveyor Oven_E9 | F6 | Commercial | Healthcare | Existing | Food Preparation | Natural Gas | Conveyor Oven | E9 | Utility - Value of Sales | 0 | 0 | 0 | 0 | 0 | 0 | 0 | 0 | 0 | 0 | 0 | 0 | 0 | 0 | 0 | 0 | 0 | 0 | 0 | 0 | 0 | 0 | 0 | 0 | 0 | 0 | 0 | 0 | 0 | 0
F6_Commercial_Healthcare_Existing_Food Preparation_Natural Gas_Conveyor Oven_E10 | F6 | Commercial | Healthcare | Existing | Food Preparation | Natural Gas | Conveyor Oven | E10 | Utility - Value of Sales | 0 | 0 | 0 | 0 | 0 | 0 | 0 | 0 | 0 | 0 | 0 | 0 | 0 | 0 | 0 | 0 | 0 | 0 | 0 | 0 | 0 | 0 | 0 | 0 | 0 | 0 | 0 | 0 | 0 | 0
F1_Commercial_Healthcare_Existing_Food Preparation_Natural Gas_Double Rack Oven_E1 | F1 | Commercial | Healthcare | Existing | Food Preparation | Natural Gas | Double Rack Oven | E1 | Participant - Cost of Equipment | 0.045625 | 0.045625 | 0.045625 | 0.045625 | 0.045625 | 0.045625 | 0.045625 | 0.045625 | 0.045625 | 0.045625 | 0.045625 | 0.045625 | 0.045625 | 0.045625 | 0.045625 | 0.045625 | 0.045625 | 0.045625 | 0.045625 | 0.045625 | 0.045625 | 0.045625 | 0 | 0 | 0 | 0 | 0 | 0 | 0 | 0
F1_Commercial_Healthcare_Existing_Food Preparation_Natural Gas_Double Rack Oven_E2 | F1 | Commercial | Healthcare | Existing | Food Preparation | Natural Gas | Double Rack Oven | E2 | Participant - Cost of Equipment | 0.060676 | 0.060676 | 0.060676 | 0.060676 | 0.060676 | 0.060676 | 0.060676 | 0.060676 | 0.060676 | 0.060676 | 0.060676 | 0.060676 | 0.060676 | 0.060676 | 0.060676 | 0.060676 | 0.060676 | 0.060676 | 0.060676 | 0.060676 | 0.060676 | 0.060676 | 0 | 0 | 0 | 0 | 0 | 0 | 0 | 0
F1_Commercial_Healthcare_Existing_Food Preparation_Natural Gas_Double Rack Oven_E3 | F1 | Commercial | Healthcare | Existing | Food Preparation | Natural Gas | Double Rack Oven | E3 | Participant - Cost of Equipment | 0 | 0 | 0 | 0 | 0 | 0 | 0 | 0 | 0 | 0 | 0 | 0 | 0 | 0 | 0 | 0 | 0 | 0 | 0 | 0 | 0 | 0 | 0 | 0 | 0 | 0 | 0 | 0 | 0 | 0
F1_Commercial_Healthcare_Existing_Food Preparation_Natural Gas_Double Rack Oven_E4 | F1 | Commercial | Healthcare | Existing | Food Preparation | Natural Gas | Double Rack Oven | E4 | Participant - Cost of Equipment | 0 | 0 | 0 | 0 | 0 | 0 | 0 | 0 | 0 | 0 | 0 | 0 | 0 | 0 | 0 | 0 | 0 | 0 | 0 | 0 | 0 | 0 | 0 | 0 | 0 | 0 | 0 | 0 | 0 | 0
F1_Commercial_Healthcare_Existing_Food Preparation_Natural Gas_Double Rack Oven_E5 | F1 | Commercial | Healthcare | Existing | Food Preparation | Natural Gas | Double Rack Oven | E5 | Participant - Cost of Equipment | 0 | 0 | 0 | 0 | 0 | 0 | 0 | 0 | 0 | 0 | 0 | 0 | 0 | 0 | 0 | 0 | 0 | 0 | 0 | 0 | 0 | 0 | 0 | 0 | 0 | 0 | 0 | 0 | 0 | 0
F1_Commercial_Healthcare_Existing_Food Preparation_Natural Gas_Double Rack Oven_E6 | F1 | Commercial | Healthcare | Existing | Food Preparation | Natural Gas | Double Rack Oven | E6 | Participant - Cost of Equipment | 0 | 0 | 0 | 0 | 0 | 0 | 0 | 0 | 0 | 0 | 0 | 0 | 0 | 0 | 0 | 0 | 0 | 0 | 0 | 0 | 0 | 0 | 0 | 0 | 0 | 0 | 0 | 0 | 0 | 0
F1_Commercial_Healthcare_Existing_Food Preparation_Natural Gas_Double Rack Oven_E7 | F1 | Commercial | Healthcare | Existing | Food Preparation | Natural Gas | Double Rack Oven | E7 | Participant - Cost of Equipment | 0 | 0 | 0 | 0 | 0 | 0 | 0 | 0 | 0 | 0 | 0 | 0 | 0 | 0 | 0 | 0 | 0 | 0 | 0 | 0 | 0 | 0 | 0 | 0 | 0 | 0 | 0 | 0 | 0 | 0
F1_Commercial_Healthcare_Existing_Food Preparation_Natural Gas_Double Rack Oven_E8 | F1 | Commercial | Healthcare | Existing | Food Preparation | Natural Gas | Double Rack Oven | E8 | Participant - Cost of Equipment | 0 | 0 | 0 | 0 | 0 | 0 | 0 | 0 | 0 | 0 | 0 | 0 | 0 | 0 | 0 | 0 | 0 | 0 | 0 | 0 | 0 | 0 | 0 | 0 | 0 | 0 | 0 | 0 | 0 | 0
F1_Commercial_Healthcare_Existing_Food Preparation_Natural Gas_Double Rack Oven_E9 | F1 | Commercial | Healthcare | Existing | Food Preparation | Natural Gas | Double Rack Oven | E9 | Participant - Cost of Equipment | 0 | 0 | 0 | 0 | 0 | 0 | 0 | 0 | 0 | 0 | 0 | 0 | 0 | 0 | 0 | 0 | 0 | 0 | 0 | 0 | 0 | 0 | 0 | 0 | 0 | 0 | 0 | 0 | 0 | 0
F1_Commercial_Healthcare_Existing_Food Preparation_Natural Gas_Double Rack Oven_E10 | F1 | Commercial | Healthcare | Existing | Food Preparation | Natural Gas | Double Rack Oven | E10 | Participant - Cost of Equipment | 0 | 0 | 0 | 0 | 0 | 0 | 0 | 0 | 0 | 0 | 0 | 0 | 0 | 0 | 0 | 0 | 0 | 0 | 0 | 0 | 0 | 0 | 0 | 0 | 0 | 0 | 0 | 0 | 0 | 0
F2_Commercial_Healthcare_Existing_Food Preparation_Natural Gas_Double Rack Oven_E1 | F2 | Commercial | Healthcare | Existing | Food Preparation | Natural Gas | Double Rack Oven | E1 | Participant - Cost of Operation | 0.15474 | 0.15607 | 0.15765 | 0.16027 | 0.16377 | 0.16789 | 0.17168 | 0.17506 | 0.17833 | 0.18151 | 0.18471 | 0.18782 | 0.19075 | 0.19368 | 0.19649 | 0.19937 | 0.20244 | 0.20554 | 0.20866 | 0.2118 | 0.2149 | 0.21795 | 0 | 0 | 0 | 0 | 0 | 0 | 0 | 0
F2_Commercial_Healthcare_Existing_Food Preparation_Natural Gas_Double Rack Oven_E2 | F2 | Commercial | Healthcare | Existing | Food Preparation | Natural Gas | Double Rack Oven | E2 | Participant - Cost of Operation | 0.084405 | 0.085127 | 0.085991 | 0.087422 | 0.089329 | 0.091578 | 0.093645 | 0.095486 | 0.097271 | 0.099003 | 0.10075 | 0.10245 | 0.10405 | 0.10565 | 0.10718 | 0.10874 | 0.11042 | 0.11211 | 0.11381 | 0.11552 | 0.11722 | 0.11888 | 0 | 0 | 0 | 0 | 0 | 0 | 0 | 0
F2_Commercial_Healthcare_Existing_Food Preparation_Natural Gas_Double Rack Oven_E3 | F2 | Commercial | Healthcare | Existing | Food Preparation | Natural Gas | Double Rack Oven | E3 | Participant - Cost of Operation | 0 | 0 | 0 | 0 | 0 | 0 | 0 | 0 | 0 | 0 | 0 | 0 | 0 | 0 | 0 | 0 | 0 | 0 | 0 | 0 | 0 | 0 | 0 | 0 | 0 | 0 | 0 | 0 | 0 | 0
F2_Commercial_Healthcare_Existing_Food Preparation_Natural Gas_Double Rack Oven_E4 | F2 | Commercial | Healthcare | Existing | Food Preparation | Natural Gas | Double Rack Oven | E4 | Participant - Cost of Operation | 0 | 0 | 0 | 0 | 0 | 0 | 0 | 0 | 0 | 0 | 0 | 0 | 0 | 0 | 0 | 0 | 0 | 0 | 0 | 0 | 0 | 0 | 0 | 0 | 0 | 0 | 0 | 0 | 0 | 0
F2_Commercial_Healthcare_Existing_Food Preparation_Natural Gas_Double Rack Oven_E5 | F2 | Commercial | Healthcare | Existing | Food Preparation | Natural Gas | Double Rack Oven | E5 | Participant - Cost of Operation | 0 | 0 | 0 | 0 | 0 | 0 | 0 | 0 | 0 | 0 | 0 | 0 | 0 | 0 | 0 | 0 | 0 | 0 | 0 | 0 | 0 | 0 | 0 | 0 | 0 | 0 | 0 | 0 | 0 | 0
F2_Commercial_Healthcare_Existing_Food Preparation_Natural Gas_Double Rack Oven_E6 | F2 | Commercial | Healthcare | Existing | Food Preparation | Natural Gas | Double Rack Oven | E6 | Participant - Cost of Operation | 0 | 0 | 0 | 0 | 0 | 0 | 0 | 0 | 0 | 0 | 0 | 0 | 0 | 0 | 0 | 0 | 0 | 0 | 0 | 0 | 0 | 0 | 0 | 0 | 0 | 0 | 0 | 0 | 0 | 0
F2_Commercial_Healthcare_Existing_Food Preparation_Natural Gas_Double Rack Oven_E7 | F2 | Commercial | Healthcare | Existing | Food Preparation | Natural Gas | Double Rack Oven | E7 | Participant - Cost of Operation | 0 | 0 | 0 | 0 | 0 | 0 | 0 | 0 | 0 | 0 | 0 | 0 | 0 | 0 | 0 | 0 | 0 | 0 | 0 | 0 | 0 | 0 | 0 | 0 | 0 | 0 | 0 | 0 | 0 | 0
F2_Commercial_Healthcare_Existing_Food Preparation_Natural Gas_Double Rack Oven_E8 | F2 | Commercial | Healthcare | Existing | Food Preparation | Natural Gas | Double Rack Oven | E8 | Participant - Cost of Operation | 0 | 0 | 0 | 0 | 0 | 0 | 0 | 0 | 0 | 0 | 0 | 0 | 0 | 0 | 0 | 0 | 0 | 0 | 0 | 0 | 0 | 0 | 0 | 0 | 0 | 0 | 0 | 0 | 0 | 0
F2_Commercial_Healthcare_Existing_Food Preparation_Natural Gas_Double Rack Oven_E9 | F2 | Commercial | Healthcare | Existing | Food Preparation | Natural Gas | Double Rack Oven | E9 | Participant - Cost of Operation | 0 | 0 | 0 | 0 | 0 | 0 | 0 | 0 | 0 | 0 | 0 | 0 | 0 | 0 | 0 | 0 | 0 | 0 | 0 | 0 | 0 | 0 | 0 | 0 | 0 | 0 | 0 | 0 | 0 | 0
F2_Commercial_Healthcare_Existing_Food Preparation_Natural Gas_Double Rack Oven_E10 | F2 | Commercial | Healthcare | Existing | Food Preparation | Natural Gas | Double Rack Oven | E10 | Participant - Cost of Operation | 0 | 0 | 0 | 0 | 0 | 0 | 0 | 0 | 0 | 0 | 0 | 0 | 0 | 0 | 0 | 0 | 0 | 0 | 0 | 0 | 0 | 0 | 0 | 0 | 0 | 0 | 0 | 0 | 0 | 0
F3_Commercial_Healthcare_Existing_Food Preparation_Natural Gas_Double Rack Oven_E1 | F3 | Commercial | Healthcare | Existing | Food Preparation | Natural Gas | Double Rack Oven | E1 | System - kBTUs of Conusmption | 14.5125 | 14.5559 | 14.6039 | 14.7144 | 14.8121 | 14.8945 | 14.9571 | 15.0192 | 15.0769 | 15.1138 | 15.1263 | 15.1236 | 15.1012 | 15.0583 | 15.0055 | 14.954 | 14.8986 | 14.8394 | 14.7718 | 14.7067 | 14.6391 | 14.5697 | 0 | 0 | 0 | 0 | 0 | 0 | 0 | 0
F3_Commercial_Healthcare_Existing_Food Preparation_Natural Gas_Double Rack Oven_E2 | F3 | Commercial | Healthcare | Existing | Food Preparation | Natural Gas | Double Rack Oven | E2 | System - kBTUs of Conusmption | 7.9159 | 7.9396 | 7.9658 | 8.026 | 8.0793 | 8.1243 | 8.1584 | 8.1923 | 8.2238 | 8.2439 | 8.2507 | 8.2492 | 8.237 | 8.2136 | 8.1848 | 8.1567 | 8.1265 | 8.0942 | 8.0574 | 8.0219 | 7.985 | 7.9471 | 0 | 0 | 0 | 0 | 0 | 0 | 0 | 0
F3_Commercial_Healthcare_Existing_Food Preparation_Natural Gas_Double Rack Oven_E3 | F3 | Commercial | Healthcare | Existing | Food Preparation | Natural Gas | Double Rack Oven | E3 | System - kBTUs of Conusmption | 0 | 0 | 0 | 0 | 0 | 0 | 0 | 0 | 0 | 0 | 0 | 0 | 0 | 0 | 0 | 0 | 0 | 0 | 0 | 0 | 0 | 0 | 0 | 0 | 0 | 0 | 0 | 0 | 0 | 0
F3_Commercial_Healthcare_Existing_Food Preparation_Natural Gas_Double Rack Oven_E4 | F3 | Commercial | Healthcare | Existing | Food Preparation | Natural Gas | Double Rack Oven | E4 | System - kBTUs of Conusmption | 0 | 0 | 0 | 0 | 0 | 0 | 0 | 0 | 0 | 0 | 0 | 0 | 0 | 0 | 0 | 0 | 0 | 0 | 0 | 0 | 0 | 0 | 0 | 0 | 0 | 0 | 0 | 0 | 0 | 0
F3_Commercial_Healthcare_Existing_Food Preparation_Natural Gas_Double Rack Oven_E5 | F3 | Commercial | Healthcare | Existing | Food Preparation | Natural Gas | Double Rack Oven | E5 | System - kBTUs of Conusmption | 0 | 0 | 0 | 0 | 0 | 0 | 0 | 0 | 0 | 0 | 0 | 0 | 0 | 0 | 0 | 0 | 0 | 0 | 0 | 0 | 0 | 0 | 0 | 0 | 0 | 0 | 0 | 0 | 0 | 0
F3_Commercial_Healthcare_Existing_Food Preparation_Natural Gas_Double Rack Oven_E6 | F3 | Commercial | Healthcare | Existing | Food Preparation | Natural Gas | Double Rack Oven | E6 | System - kBTUs of Conusmption | 0 | 0 | 0 | 0 | 0 | 0 | 0 | 0 | 0 | 0 | 0 | 0 | 0 | 0 | 0 | 0 | 0 | 0 | 0 | 0 | 0 | 0 | 0 | 0 | 0 | 0 | 0 | 0 | 0 | 0
F3_Commercial_Healthcare_Existing_Food Preparation_Natural Gas_Double Rack Oven_E7 | F3 | Commercial | Healthcare | Existing | Food Preparation | Natural Gas | Double Rack Oven | E7 | System - kBTUs of Conusmption | 0 | 0 | 0 | 0 | 0 | 0 | 0 | 0 | 0 | 0 | 0 | 0 | 0 | 0 | 0 | 0 | 0 | 0 | 0 | 0 | 0 | 0 | 0 | 0 | 0 | 0 | 0 | 0 | 0 | 0
F3_Commercial_Healthcare_Existing_Food Preparation_Natural Gas_Double Rack Oven_E8 | F3 | Commercial | Healthcare | Existing | Food Preparation | Natural Gas | Double Rack Oven | E8 | System - kBTUs of Conusmption | 0 | 0 | 0 | 0 | 0 | 0 | 0 | 0 | 0 | 0 | 0 | 0 | 0 | 0 | 0 | 0 | 0 | 0 | 0 | 0 | 0 | 0 | 0 | 0 | 0 | 0 | 0 | 0 | 0 | 0
F3_Commercial_Healthcare_Existing_Food Preparation_Natural Gas_Double Rack Oven_E9 | F3 | Commercial | Healthcare | Existing | Food Preparation | Natural Gas | Double Rack Oven | E9 | System - kBTUs of Conusmption | 0 | 0 | 0 | 0 | 0 | 0 | 0 | 0 | 0 | 0 | 0 | 0 | 0 | 0 | 0 | 0 | 0 | 0 | 0 | 0 | 0 | 0 | 0 | 0 | 0 | 0 | 0 | 0 | 0 | 0
F3_Commercial_Healthcare_Existing_Food Preparation_Natural Gas_Double Rack Oven_E10 | F3 | Commercial | Healthcare | Existing | Food Preparation | Natural Gas | Double Rack Oven | E10 | System - kBTUs of Conusmption | 0 | 0 | 0 | 0 | 0 | 0 | 0 | 0 | 0 | 0 | 0 | 0 | 0 | 0 | 0 | 0 | 0 | 0 | 0 | 0 | 0 | 0 | 0 | 0 | 0 | 0 | 0 | 0 | 0 | 0
F4_Commercial_Healthcare_Existing_Food Preparation_Natural Gas_Double Rack Oven_E1 | F4 | Commercial | Healthcare | Existing | Food Preparation | Natural Gas | Double Rack Oven | E1 | Utility - Cost of Equipment | 0.045625 | 0.045625 | 0.045625 | 0.045625 | 0.045625 | 0.045625 | 0.045625 | 0.045625 | 0.045625 | 0.045625 | 0.045625 | 0.045625 | 0.045625 | 0.045625 | 0.045625 | 0.045625 | 0.045625 | 0.045625 | 0.045625 | 0.045625 | 0.045625 | 0.045625 | 0 | 0 | 0 | 0 | 0 | 0 | 0 | 0
F4_Commercial_Healthcare_Existing_Food Preparation_Natural Gas_Double Rack Oven_E2 | F4 | Commercial | Healthcare | Existing | Food Preparation | Natural Gas | Double Rack Oven | E2 | Utility - Cost of Equipment | 0.060676 | 0.060676 | 0.060676 | 0.060676 | 0.060676 | 0.060676 | 0.060676 | 0.060676 | 0.060676 | 0.060676 | 0.060676 | 0.060676 | 0.060676 | 0.060676 | 0.060676 | 0.060676 | 0.060676 | 0.060676 | 0.060676 | 0.060676 | 0.060676 | 0.060676 | 0 | 0 | 0 | 0 | 0 | 0 | 0 | 0
F4_Commercial_Healthcare_Existing_Food Preparation_Natural Gas_Double Rack Oven_E3 | F4 | Commercial | Healthcare | Existing | Food Preparation | Natural Gas | Double Rack Oven | E3 | Utility - Cost of Equipment | 0 | 0 | 0 | 0 | 0 | 0 | 0 | 0 | 0 | 0 | 0 | 0 | 0 | 0 | 0 | 0 | 0 | 0 | 0 | 0 | 0 | 0 | 0 | 0 | 0 | 0 | 0 | 0 | 0 | 0
F4_Commercial_Healthcare_Existing_Food Preparation_Natural Gas_Double Rack Oven_E4 | F4 | Commercial | Healthcare | Existing | Food Preparation | Natural Gas | Double Rack Oven | E4 | Utility - Cost of Equipment | 0 | 0 | 0 | 0 | 0 | 0 | 0 | 0 | 0 | 0 | 0 | 0 | 0 | 0 | 0 | 0 | 0 | 0 | 0 | 0 | 0 | 0 | 0 | 0 | 0 | 0 | 0 | 0 | 0 | 0
F4_Commercial_Healthcare_Existing_Food Preparation_Natural Gas_Double Rack Oven_E5 | F4 | Commercial | Healthcare | Existing | Food Preparation | Natural Gas | Double Rack Oven | E5 | Utility - Cost of Equipment | 0 | 0 | 0 | 0 | 0 | 0 | 0 | 0 | 0 | 0 | 0 | 0 | 0 | 0 | 0 | 0 | 0 | 0 | 0 | 0 | 0 | 0 | 0 | 0 | 0 | 0 | 0 | 0 | 0 | 0
F4_Commercial_Healthcare_Existing_Food Preparation_Natural Gas_Double Rack Oven_E6 | F4 | Commercial | Healthcare | Existing | Food Preparation | Natural Gas | Double Rack Oven | E6 | Utility - Cost of Equipment | 0 | 0 | 0 | 0 | 0 | 0 | 0 | 0 | 0 | 0 | 0 | 0 | 0 | 0 | 0 | 0 | 0 | 0 | 0 | 0 | 0 | 0 | 0 | 0 | 0 | 0 | 0 | 0 | 0 | 0
F4_Commercial_Healthcare_Existing_Food Preparation_Natural Gas_Double Rack Oven_E7 | F4 | Commercial | Healthcare | Existing | Food Preparation | Natural Gas | Double Rack Oven | E7 | Utility - Cost of Equipment | 0 | 0 | 0 | 0 | 0 | 0 | 0 | 0 | 0 | 0 | 0 | 0 | 0 | 0 | 0 | 0 | 0 | 0 | 0 | 0 | 0 | 0 | 0 | 0 | 0 | 0 | 0 | 0 | 0 | 0
F4_Commercial_Healthcare_Existing_Food Preparation_Natural Gas_Double Rack Oven_E8 | F4 | Commercial | Healthcare | Existing | Food Preparation | Natural Gas | Double Rack Oven | E8 | Utility - Cost of Equipment | 0 | 0 | 0 | 0 | 0 | 0 | 0 | 0 | 0 | 0 | 0 | 0 | 0 | 0 | 0 | 0 | 0 | 0 | 0 | 0 | 0 | 0 | 0 | 0 | 0 | 0 | 0 | 0 | 0 | 0
F4_Commercial_Healthcare_Existing_Food Preparation_Natural Gas_Double Rack Oven_E9 | F4 | Commercial | Healthcare | Existing | Food Preparation | Natural Gas | Double Rack Oven | E9 | Utility - Cost of Equipment | 0 | 0 | 0 | 0 | 0 | 0 | 0 | 0 | 0 | 0 | 0 | 0 | 0 | 0 | 0 | 0 | 0 | 0 | 0 | 0 | 0 | 0 | 0 | 0 | 0 | 0 | 0 | 0 | 0 | 0
F4_Commercial_Healthcare_Existing_Food Preparation_Natural Gas_Double Rack Oven_E10 | F4 | Commercial | Healthcare | Existing | Food Preparation | Natural Gas | Double Rack Oven | E10 | Utility - Cost of Equipment | 0 | 0 | 0 | 0 | 0 | 0 | 0 | 0 | 0 | 0 | 0 | 0 | 0 | 0 | 0 | 0 | 0 | 0 | 0 | 0 | 0 | 0 | 0 | 0 | 0 | 0 | 0 | 0 | 0 | 0
F5_Commercial_Healthcare_Existing_Food Preparation_Natural Gas_Double Rack Oven_E1 | F5 | Commercial | Healthcare | Existing | Food Preparation | Natural Gas | Double Rack Oven | E1 | Utility - Cost of Operation | 0.12916 | 0.13026 | 0.13159 | 0.13378 | 0.13669 | 0.14014 | 0.1433 | 0.14612 | 0.14885 | 0.1515 | 0.15417 | 0.15677 | 0.15922 | 0.16166 | 0.16401 | 0.16641 | 0.16897 | 0.17156 | 0.17416 | 0.17678 | 0.17937 | 0.18192 | 0 | 0 | 0 | 0 | 0 | 0 | 0 | 0
F5_Commercial_Healthcare_Existing_Food Preparation_Natural Gas_Double Rack Oven_E2 | F5 | Commercial | Healthcare | Existing | Food Preparation | Natural Gas | Double Rack Oven | E2 | Utility - Cost of Operation | 0.070451 | 0.071054 | 0.071775 | 0.072969 | 0.074561 | 0.076438 | 0.078164 | 0.0797 | 0.08119 | 0.082636 | 0.084094 | 0.085511 | 0.086845 | 0.088181 | 0.089458 | 0.090767 | 0.092167 | 0.093577 | 0.094999 | 0.096426 | 0.097838 | 0.099229 | 0 | 0 | 0 | 0 | 0 | 0 | 0 | 0
F5_Commercial_Healthcare_Existing_Food Preparation_Natural Gas_Double Rack Oven_E3 | F5 | Commercial | Healthcare | Existing | Food Preparation | Natural Gas | Double Rack Oven | E3 | Utility - Cost of Operation | 0 | 0 | 0 | 0 | 0 | 0 | 0 | 0 | 0 | 0 | 0 | 0 | 0 | 0 | 0 | 0 | 0 | 0 | 0 | 0 | 0 | 0 | 0 | 0 | 0 | 0 | 0 | 0 | 0 | 0
F5_Commercial_Healthcare_Existing_Food Preparation_Natural Gas_Double Rack Oven_E4 | F5 | Commercial | Healthcare | Existing | Food Preparation | Natural Gas | Double Rack Oven | E4 | Utility - Cost of Operation | 0 | 0 | 0 | 0 | 0 | 0 | 0 | 0 | 0 | 0 | 0 | 0 | 0 | 0 | 0 | 0 | 0 | 0 | 0 | 0 | 0 | 0 | 0 | 0 | 0 | 0 | 0 | 0 | 0 | 0
F5_Commercial_Healthcare_Existing_Food Preparation_Natural Gas_Double Rack Oven_E5 | F5 | Commercial | Healthcare | Existing | Food Preparation | Natural Gas | Double Rack Oven | E5 | Utility - Cost of Operation | 0 | 0 | 0 | 0 | 0 | 0 | 0 | 0 | 0 | 0 | 0 | 0 | 0 | 0 | 0 | 0 | 0 | 0 | 0 | 0 | 0 | 0 | 0 | 0 | 0 | 0 | 0 | 0 | 0 | 0
F5_Commercial_Healthcare_Existing_Food Preparation_Natural Gas_Double Rack Oven_E6 | F5 | Commercial | Healthcare | Existing | Food Preparation | Natural Gas | Double Rack Oven | E6 | Utility - Cost of Operation | 0 | 0 | 0 | 0 | 0 | 0 | 0 | 0 | 0 | 0 | 0 | 0 | 0 | 0 | 0 | 0 | 0 | 0 | 0 | 0 | 0 | 0 | 0 | 0 | 0 | 0 | 0 | 0 | 0 | 0
F5_Commercial_Healthcare_Existing_Food Preparation_Natural Gas_Double Rack Oven_E7 | F5 | Commercial | Healthcare | Existing | Food Preparation | Natural Gas | Double Rack Oven | E7 | Utility - Cost of Operation | 0 | 0 | 0 | 0 | 0 | 0 | 0 | 0 | 0 | 0 | 0 | 0 | 0 | 0 | 0 | 0 | 0 | 0 | 0 | 0 | 0 | 0 | 0 | 0 | 0 | 0 | 0 | 0 | 0 | 0
F5_Commercial_Healthcare_Existing_Food Preparation_Natural Gas_Double Rack Oven_E8 | F5 | Commercial | Healthcare | Existing | Food Preparation | Natural Gas | Double Rack Oven | E8 | Utility - Cost of Operation | 0 | 0 | 0 | 0 | 0 | 0 | 0 | 0 | 0 | 0 | 0 | 0 | 0 | 0 | 0 | 0 | 0 | 0 | 0 | 0 | 0 | 0 | 0 | 0 | 0 | 0 | 0 | 0 | 0 | 0
F5_Commercial_Healthcare_Existing_Food Preparation_Natural Gas_Double Rack Oven_E9 | F5 | Commercial | Healthcare | Existing | Food Preparation | Natural Gas | Double Rack Oven | E9 | Utility - Cost of Operation | 0 | 0 | 0 | 0 | 0 | 0 | 0 | 0 | 0 | 0 | 0 | 0 | 0 | 0 | 0 | 0 | 0 | 0 | 0 | 0 | 0 | 0 | 0 | 0 | 0 | 0 | 0 | 0 | 0 | 0
F5_Commercial_Healthcare_Existing_Food Preparation_Natural Gas_Double Rack Oven_E10 | F5 | Commercial | Healthcare | Existing | Food Preparation | Natural Gas | Double Rack Oven | E10 | Utility - Cost of Operation | 0 | 0 | 0 | 0 | 0 | 0 | 0 | 0 | 0 | 0 | 0 | 0 | 0 | 0 | 0 | 0 | 0 | 0 | 0 | 0 | 0 | 0 | 0 | 0 | 0 | 0 | 0 | 0 | 0 | 0
F6_Commercial_Healthcare_Existing_Food Preparation_Natural Gas_Double Rack Oven_E1 | F6 | Commercial | Healthcare | Existing | Food Preparation | Natural Gas | Double Rack Oven | E1 | Utility - Value of Sales | 0.15474 | 0.15607 | 0.15765 | 0.16027 | 0.16377 | 0.16789 | 0.17168 | 0.17506 | 0.17833 | 0.18151 | 0.18471 | 0.18782 | 0.19075 | 0.19368 | 0.19649 | 0.19937 | 0.20244 | 0.20554 | 0.20866 | 0.2118 | 0.2149 | 0.21795 | 0 | 0 | 0 | 0 | 0 | 0 | 0 | 0
F6_Commercial_Healthcare_Existing_Food Preparation_Natural Gas_Double Rack Oven_E2 | F6 | Commercial | Healthcare | Existing | Food Preparation | Natural Gas | Double Rack Oven | E2 | Utility - Value of Sales | 0.084405 | 0.085127 | 0.085991 | 0.087422 | 0.089329 | 0.091578 | 0.093645 | 0.095486 | 0.097271 | 0.099003 | 0.10075 | 0.10245 | 0.10405 | 0.10565 | 0.10718 | 0.10874 | 0.11042 | 0.11211 | 0.11381 | 0.11552 | 0.11722 | 0.11888 | 0 | 0 | 0 | 0 | 0 | 0 | 0 | 0
F6_Commercial_Healthcare_Existing_Food Preparation_Natural Gas_Double Rack Oven_E3 | F6 | Commercial | Healthcare | Existing | Food Preparation | Natural Gas | Double Rack Oven | E3 | Utility - Value of Sales | 0 | 0 | 0 | 0 | 0 | 0 | 0 | 0 | 0 | 0 | 0 | 0 | 0 | 0 | 0 | 0 | 0 | 0 | 0 | 0 | 0 | 0 | 0 | 0 | 0 | 0 | 0 | 0 | 0 | 0
F6_Commercial_Healthcare_Existing_Food Preparation_Natural Gas_Double Rack Oven_E4 | F6 | Commercial | Healthcare | Existing | Food Preparation | Natural Gas | Double Rack Oven | E4 | Utility - Value of Sales | 0 | 0 | 0 | 0 | 0 | 0 | 0 | 0 | 0 | 0 | 0 | 0 | 0 | 0 | 0 | 0 | 0 | 0 | 0 | 0 | 0 | 0 | 0 | 0 | 0 | 0 | 0 | 0 | 0 | 0
F6_Commercial_Healthcare_Existing_Food Preparation_Natural Gas_Double Rack Oven_E5 | F6 | Commercial | Healthcare | Existing | Food Preparation | Natural Gas | Double Rack Oven | E5 | Utility - Value of Sales | 0 | 0 | 0 | 0 | 0 | 0 | 0 | 0 | 0 | 0 | 0 | 0 | 0 | 0 | 0 | 0 | 0 | 0 | 0 | 0 | 0 | 0 | 0 | 0 | 0 | 0 | 0 | 0 | 0 | 0
F6_Commercial_Healthcare_Existing_Food Preparation_Natural Gas_Double Rack Oven_E6 | F6 | Commercial | Healthcare | Existing | Food Preparation | Natural Gas | Double Rack Oven | E6 | Utility - Value of Sales | 0 | 0 | 0 | 0 | 0 | 0 | 0 | 0 | 0 | 0 | 0 | 0 | 0 | 0 | 0 | 0 | 0 | 0 | 0 | 0 | 0 | 0 | 0 | 0 | 0 | 0 | 0 | 0 | 0 | 0
F6_Commercial_Healthcare_Existing_Food Preparation_Natural Gas_Double Rack Oven_E7 | F6 | Commercial | Healthcare | Existing | Food Preparation | Natural Gas | Double Rack Oven | E7 | Utility - Value of Sales | 0 | 0 | 0 | 0 | 0 | 0 | 0 | 0 | 0 | 0 | 0 | 0 | 0 | 0 | 0 | 0 | 0 | 0 | 0 | 0 | 0 | 0 | 0 | 0 | 0 | 0 | 0 | 0 | 0 | 0
F6_Commercial_Healthcare_Existing_Food Preparation_Natural Gas_Double Rack Oven_E8 | F6 | Commercial | Healthcare | Existing | Food Preparation | Natural Gas | Double Rack Oven | E8 | Utility - Value of Sales | 0 | 0 | 0 | 0 | 0 | 0 | 0 | 0 | 0 | 0 | 0 | 0 | 0 | 0 | 0 | 0 | 0 | 0 | 0 | 0 | 0 | 0 | 0 | 0 | 0 | 0 | 0 | 0 | 0 | 0
F6_Commercial_Healthcare_Existing_Food Preparation_Natural Gas_Double Rack Oven_E9 | F6 | Commercial | Healthcare | Existing | Food Preparation | Natural Gas | Double Rack Oven | E9 | Utility - Value of Sales | 0 | 0 | 0 | 0 | 0 | 0 | 0 | 0 | 0 | 0 | 0 | 0 | 0 | 0 | 0 | 0 | 0 | 0 | 0 | 0 | 0 | 0 | 0 | 0 | 0 | 0 | 0 | 0 | 0 | 0
F6_Commercial_Healthcare_Existing_Food Preparation_Natural Gas_Double Rack Oven_E10 | F6 | Commercial | Healthcare | Existing | Food Preparation | Natural Gas | Double Rack Oven | E10 | Utility - Value of Sales | 0 | 0 | 0 | 0 | 0 | 0 | 0 | 0 | 0 | 0 | 0 | 0 | 0 | 0 | 0 | 0 | 0 | 0 | 0 | 0 | 0 | 0 | 0 | 0 | 0 | 0 | 0 | 0 | 0 | 0
F1_Commercial_Healthcare_Existing_Food Preparation_Natural Gas_Fryer_E1 | F1 | Commercial | Healthcare | Existing | Food Preparation | Natural Gas | Fryer | E1 | Participant - Cost of Equipment | 0.046052 | 0.046052 | 0.046052 | 0.046052 | 0.046052 | 0.046052 | 0.046052 | 0.046052 | 0.046052 | 0.046052 | 0.046052 | 0.046052 | 0.046052 | 0.046052 | 0.046052 | 0.046052 | 0.046052 | 0.046052 | 0.046052 | 0.046052 | 0.046052 | 0.046052 | 0 | 0 | 0 | 0 | 0 | 0 | 0 | 0
F1_Commercial_Healthcare_Existing_Food Preparation_Natural Gas_Fryer_E2 | F1 | Commercial | Healthcare | Existing | Food Preparation | Natural Gas | Fryer | E2 | Participant - Cost of Equipment | 0.057887 | 0.057887 | 0.057887 | 0.057887 | 0.057887 | 0.057887 | 0.057887 | 0.057887 | 0.057887 | 0.057887 | 0.057887 | 0.057887 | 0.057887 | 0.057887 | 0.057887 | 0.057887 | 0.057887 | 0.057887 | 0.057887 | 0.057887 | 0.057887 | 0.057887 | 0 | 0 | 0 | 0 | 0 | 0 | 0 | 0
F1_Commercial_Healthcare_Existing_Food Preparation_Natural Gas_Fryer_E3 | F1 | Commercial | Healthcare | Existing | Food Preparation | Natural Gas | Fryer | E3 | Participant - Cost of Equipment | 0 | 0 | 0 | 0 | 0 | 0 | 0 | 0 | 0 | 0 | 0 | 0 | 0 | 0 | 0 | 0 | 0 | 0 | 0 | 0 | 0 | 0 | 0 | 0 | 0 | 0 | 0 | 0 | 0 | 0
F1_Commercial_Healthcare_Existing_Food Preparation_Natural Gas_Fryer_E4 | F1 | Commercial | Healthcare | Existing | Food Preparation | Natural Gas | Fryer | E4 | Participant - Cost of Equipment | 0 | 0 | 0 | 0 | 0 | 0 | 0 | 0 | 0 | 0 | 0 | 0 | 0 | 0 | 0 | 0 | 0 | 0 | 0 | 0 | 0 | 0 | 0 | 0 | 0 | 0 | 0 | 0 | 0 | 0
F1_Commercial_Healthcare_Existing_Food Preparation_Natural Gas_Fryer_E5 | F1 | Commercial | Healthcare | Existing | Food Preparation | Natural Gas | Fryer | E5 | Participant - Cost of Equipment | 0 | 0 | 0 | 0 | 0 | 0 | 0 | 0 | 0 | 0 | 0 | 0 | 0 | 0 | 0 | 0 | 0 | 0 | 0 | 0 | 0 | 0 | 0 | 0 | 0 | 0 | 0 | 0 | 0 | 0
F1_Commercial_Healthcare_Existing_Food Preparation_Natural Gas_Fryer_E6 | F1 | Commercial | Healthcare | Existing | Food Preparation | Natural Gas | Fryer | E6 | Participant - Cost of Equipment | 0 | 0 | 0 | 0 | 0 | 0 | 0 | 0 | 0 | 0 | 0 | 0 | 0 | 0 | 0 | 0 | 0 | 0 | 0 | 0 | 0 | 0 | 0 | 0 | 0 | 0 | 0 | 0 | 0 | 0
F1_Commercial_Healthcare_Existing_Food Preparation_Natural Gas_Fryer_E7 | F1 | Commercial | Healthcare | Existing | Food Preparation | Natural Gas | Fryer | E7 | Participant - Cost of Equipment | 0 | 0 | 0 | 0 | 0 | 0 | 0 | 0 | 0 | 0 | 0 | 0 | 0 | 0 | 0 | 0 | 0 | 0 | 0 | 0 | 0 | 0 | 0 | 0 | 0 | 0 | 0 | 0 | 0 | 0
F1_Commercial_Healthcare_Existing_Food Preparation_Natural Gas_Fryer_E8 | F1 | Commercial | Healthcare | Existing | Food Preparation | Natural Gas | Fryer | E8 | Participant - Cost of Equipment | 0 | 0 | 0 | 0 | 0 | 0 | 0 | 0 | 0 | 0 | 0 | 0 | 0 | 0 | 0 | 0 | 0 | 0 | 0 | 0 | 0 | 0 | 0 | 0 | 0 | 0 | 0 | 0 | 0 | 0
F1_Commercial_Healthcare_Existing_Food Preparation_Natural Gas_Fryer_E9 | F1 | Commercial | Healthcare | Existing | Food Preparation | Natural Gas | Fryer | E9 | Participant - Cost of Equipment | 0 | 0 | 0 | 0 | 0 | 0 | 0 | 0 | 0 | 0 | 0 | 0 | 0 | 0 | 0 | 0 | 0 | 0 | 0 | 0 | 0 | 0 | 0 | 0 | 0 | 0 | 0 | 0 | 0 | 0
F1_Commercial_Healthcare_Existing_Food Preparation_Natural Gas_Fryer_E10 | F1 | Commercial | Healthcare | Existing | Food Preparation | Natural Gas | Fryer | E10 | Participant - Cost of Equipment | 0 | 0 | 0 | 0 | 0 | 0 | 0 | 0 | 0 | 0 | 0 | 0 | 0 | 0 | 0 | 0 | 0 | 0 | 0 | 0 | 0 | 0 | 0 | 0 | 0 | 0 | 0 | 0 | 0 | 0
F2_Commercial_Healthcare_Existing_Food Preparation_Natural Gas_Fryer_E1 | F2 | Commercial | Healthcare | Existing | Food Preparation | Natural Gas | Fryer | E1 | Participant - Cost of Operation | 0.075102 | 0.074542 | 0.074463 | 0.075542 | 0.077482 | 0.080026 | 0.082167 | 0.083845 | 0.085372 | 0.086868 | 0.088505 | 0.090155 | 0.091761 | 0.09357 | 0.095286 | 0.097109 | 0.098909 | 0.10048 | 0.10177 | 0.10278 | 0.1037 | 0.10454 | 0 | 0 | 0 | 0 | 0 | 0 | 0 | 0
F2_Commercial_Healthcare_Existing_Food Preparation_Natural Gas_Fryer_E2 | F2 | Commercial | Healthcare | Existing | Food Preparation | Natural Gas | Fryer | E2 | Participant - Cost of Operation | 0.04603 | 0.045687 | 0.045638 | 0.0463 | 0.047489 | 0.049048 | 0.05036 | 0.051389 | 0.052325 | 0.053241 | 0.054245 | 0.055256 | 0.05624 | 0.057349 | 0.058401 | 0.059518 | 0.060622 | 0.061582 | 0.062378 | 0.062992 | 0.063558 | 0.064071 | 0 | 0 | 0 | 0 | 0 | 0 | 0 | 0
F2_Commercial_Healthcare_Existing_Food Preparation_Natural Gas_Fryer_E3 | F2 | Commercial | Healthcare | Existing | Food Preparation | Natural Gas | Fryer | E3 | Participant - Cost of Operation | 0 | 0 | 0 | 0 | 0 | 0 | 0 | 0 | 0 | 0 | 0 | 0 | 0 | 0 | 0 | 0 | 0 | 0 | 0 | 0 | 0 | 0 | 0 | 0 | 0 | 0 | 0 | 0 | 0 | 0
F2_Commercial_Healthcare_Existing_Food Preparation_Natural Gas_Fryer_E4 | F2 | Commercial | Healthcare | Existing | Food Preparation | Natural Gas | Fryer | E4 | Participant - Cost of Operation | 0 | 0 | 0 | 0 | 0 | 0 | 0 | 0 | 0 | 0 | 0 | 0 | 0 | 0 | 0 | 0 | 0 | 0 | 0 | 0 | 0 | 0 | 0 | 0 | 0 | 0 | 0 | 0 | 0 | 0
F2_Commercial_Healthcare_Existing_Food Preparation_Natural Gas_Fryer_E5 | F2 | Commercial | Healthcare | Existing | Food Preparation | Natural Gas | Fryer | E5 | Participant - Cost of Operation | 0 | 0 | 0 | 0 | 0 | 0 | 0 | 0 | 0 | 0 | 0 | 0 | 0 | 0 | 0 | 0 | 0 | 0 | 0 | 0 | 0 | 0 | 0 | 0 | 0 | 0 | 0 | 0 | 0 | 0
F2_Commercial_Healthcare_Existing_Food Preparation_Natural Gas_Fryer_E6 | F2 | Commercial | Healthcare | Existing | Food Preparation | Natural Gas | Fryer | E6 | Participant - Cost of Operation | 0 | 0 | 0 | 0 | 0 | 0 | 0 | 0 | 0 | 0 | 0 | 0 | 0 | 0 | 0 | 0 | 0 | 0 | 0 | 0 | 0 | 0 | 0 | 0 | 0 | 0 | 0 | 0 | 0 | 0
F2_Commercial_Healthcare_Existing_Food Preparation_Natural Gas_Fryer_E7 | F2 | Commercial | Healthcare | Existing | Food Preparation | Natural Gas | Fryer | E7 | Participant - Cost of Operation | 0 | 0 | 0 | 0 | 0 | 0 | 0 | 0 | 0 | 0 | 0 | 0 | 0 | 0 | 0 | 0 | 0 | 0 | 0 | 0 | 0 | 0 | 0 | 0 | 0 | 0 | 0 | 0 | 0 | 0
F2_Commercial_Healthcare_Existing_Food Preparation_Natural Gas_Fryer_E8 | F2 | Commercial | Healthcare | Existing | Food Preparation | Natural Gas | Fryer | E8 | Participant - Cost of Operation | 0 | 0 | 0 | 0 | 0 | 0 | 0 | 0 | 0 | 0 | 0 | 0 | 0 | 0 | 0 | 0 | 0 | 0 | 0 | 0 | 0 | 0 | 0 | 0 | 0 | 0 | 0 | 0 | 0 | 0
F2_Commercial_Healthcare_Existing_Food Preparation_Natural Gas_Fryer_E9 | F2 | Commercial | Healthcare | Existing | Food Preparation | Natural Gas | Fryer | E9 | Participant - Cost of Operation | 0 | 0 | 0 | 0 | 0 | 0 | 0 | 0 | 0 | 0 | 0 | 0 | 0 | 0 | 0 | 0 | 0 | 0 | 0 | 0 | 0 | 0 | 0 | 0 | 0 | 0 | 0 | 0 | 0 | 0
F2_Commercial_Healthcare_Existing_Food Preparation_Natural Gas_Fryer_E10 | F2 | Commercial | Healthcare | Existing | Food Preparation | Natural Gas | Fryer | E10 | Participant - Cost of Operation | 0 | 0 | 0 | 0 | 0 | 0 | 0 | 0 | 0 | 0 | 0 | 0 | 0 | 0 | 0 | 0 | 0 | 0 | 0 | 0 | 0 | 0 | 0 | 0 | 0 | 0 | 0 | 0 | 0 | 0
F3_Commercial_Healthcare_Existing_Food Preparation_Natural Gas_Fryer_E1 | F3 | Commercial | Healthcare | Existing | Food Preparation | Natural Gas | Fryer | E1 | System - kBTUs of Conusmption | 7.2124 | 7.2104 | 7.2199 | 7.3019 | 7.3721 | 7.4299 | 7.469 | 7.5106 | 7.5489 | 7.584 | 7.6111 | 7.6403 | 7.6669 | 7.6912 | 7.7074 | 7.7275 | 7.7253 | 7.7003 | 7.6468 | 7.5748 | 7.5002 | 7.4234 | 0 | 0 | 0 | 0 | 0 | 0 | 0 | 0
F3_Commercial_Healthcare_Existing_Food Preparation_Natural Gas_Fryer_E2 | F3 | Commercial | Healthcare | Existing | Food Preparation | Natural Gas | Fryer | E2 | System - kBTUs of Conusmption | 4.4205 | 4.4193 | 4.4251 | 4.4754 | 4.5184 | 4.5538 | 4.5778 | 4.6033 | 4.6268 | 4.6483 | 4.6649 | 4.6828 | 4.6991 | 4.714 | 4.7239 | 4.7362 | 4.7349 | 4.7195 | 4.6867 | 4.6426 | 4.5969 | 4.5498 | 0 | 0 | 0 | 0 | 0 | 0 | 0 | 0
F3_Commercial_Healthcare_Existing_Food Preparation_Natural Gas_Fryer_E3 | F3 | Commercial | Healthcare | Existing | Food Preparation | Natural Gas | Fryer | E3 | System - kBTUs of Conusmption | 0 | 0 | 0 | 0 | 0 | 0 | 0 | 0 | 0 | 0 | 0 | 0 | 0 | 0 | 0 | 0 | 0 | 0 | 0 | 0 | 0 | 0 | 0 | 0 | 0 | 0 | 0 | 0 | 0 | 0
F3_Commercial_Healthcare_Existing_Food Preparation_Natural Gas_Fryer_E4 | F3 | Commercial | Healthcare | Existing | Food Preparation | Natural Gas | Fryer | E4 | System - kBTUs of Conusmption | 0 | 0 | 0 | 0 | 0 | 0 | 0 | 0 | 0 | 0 | 0 | 0 | 0 | 0 | 0 | 0 | 0 | 0 | 0 | 0 | 0 | 0 | 0 | 0 | 0 | 0 | 0 | 0 | 0 | 0
F3_Commercial_Healthcare_Existing_Food Preparation_Natural Gas_Fryer_E5 | F3 | Commercial | Healthcare | Existing | Food Preparation | Natural Gas | Fryer | E5 | System - kBTUs of Conusmption | 0 | 0 | 0 | 0 | 0 | 0 | 0 | 0 | 0 | 0 | 0 | 0 | 0 | 0 | 0 | 0 | 0 | 0 | 0 | 0 | 0 | 0 | 0 | 0 | 0 | 0 | 0 | 0 | 0 | 0
F3_Commercial_Healthcare_Existing_Food Preparation_Natural Gas_Fryer_E6 | F3 | Commercial | Healthcare | Existing | Food Preparation | Natural Gas | Fryer | E6 | System - kBTUs of Conusmption | 0 | 0 | 0 | 0 | 0 | 0 | 0 | 0 | 0 | 0 | 0 | 0 | 0 | 0 | 0 | 0 | 0 | 0 | 0 | 0 | 0 | 0 | 0 | 0 | 0 | 0 | 0 | 0 | 0 | 0
F3_Commercial_Healthcare_Existing_Food Preparation_Natural Gas_Fryer_E7 | F3 | Commercial | Healthcare | Existing | Food Preparation | Natural Gas | Fryer | E7 | System - kBTUs of Conusmption | 0 | 0 | 0 | 0 | 0 | 0 | 0 | 0 | 0 | 0 | 0 | 0 | 0 | 0 | 0 | 0 | 0 | 0 | 0 | 0 | 0 | 0 | 0 | 0 | 0 | 0 | 0 | 0 | 0 | 0
F3_Commercial_Healthcare_Existing_Food Preparation_Natural Gas_Fryer_E8 | F3 | Commercial | Healthcare | Existing | Food Preparation | Natural Gas | Fryer | E8 | System - kBTUs of Conusmption | 0 | 0 | 0 | 0 | 0 | 0 | 0 | 0 | 0 | 0 | 0 | 0 | 0 | 0 | 0 | 0 | 0 | 0 | 0 | 0 | 0 | 0 | 0 | 0 | 0 | 0 | 0 | 0 | 0 | 0
F3_Commercial_Healthcare_Existing_Food Preparation_Natural Gas_Fryer_E9 | F3 | Commercial | Healthcare | Existing | Food Preparation | Natural Gas | Fryer | E9 | System - kBTUs of Conusmption | 0 | 0 | 0 | 0 | 0 | 0 | 0 | 0 | 0 | 0 | 0 | 0 | 0 | 0 | 0 | 0 | 0 | 0 | 0 | 0 | 0 | 0 | 0 | 0 | 0 | 0 | 0 | 0 | 0 | 0
F3_Commercial_Healthcare_Existing_Food Preparation_Natural Gas_Fryer_E10 | F3 | Commercial | Healthcare | Existing | Food Preparation | Natural Gas | Fryer | E10 | System - kBTUs of Conusmption | 0 | 0 | 0 | 0 | 0 | 0 | 0 | 0 | 0 | 0 | 0 | 0 | 0 | 0 | 0 | 0 | 0 | 0 | 0 | 0 | 0 | 0 | 0 | 0 | 0 | 0 | 0 | 0 | 0 | 0
F4_Commercial_Healthcare_Existing_Food Preparation_Natural Gas_Fryer_E1 | F4 | Commercial | Healthcare | Existing | Food Preparation | Natural Gas | Fryer | E1 | Utility - Cost of Equipment | 0.046052 | 0.046052 | 0.046052 | 0.046052 | 0.046052 | 0.046052 | 0.046052 | 0.046052 | 0.046052 | 0.046052 | 0.046052 | 0.046052 | 0.046052 | 0.046052 | 0.046052 | 0.046052 | 0.046052 | 0.046052 | 0.046052 | 0.046052 | 0.046052 | 0.046052 | 0 | 0 | 0 | 0 | 0 | 0 | 0 | 0
F4_Commercial_Healthcare_Existing_Food Preparation_Natural Gas_Fryer_E2 | F4 | Commercial | Healthcare | Existing | Food Preparation | Natural Gas | Fryer | E2 | Utility - Cost of Equipment | 0.057887 | 0.057887 | 0.057887 | 0.057887 | 0.057887 | 0.057887 | 0.057887 | 0.057887 | 0.057887 | 0.057887 | 0.057887 | 0.057887 | 0.057887 | 0.057887 | 0.057887 | 0.057887 | 0.057887 | 0.057887 | 0.057887 | 0.057887 | 0.057887 | 0.057887 | 0 | 0 | 0 | 0 | 0 | 0 | 0 | 0
F4_Commercial_Healthcare_Existing_Food Preparation_Natural Gas_Fryer_E3 | F4 | Commercial | Healthcare | Existing | Food Preparation | Natural Gas | Fryer | E3 | Utility - Cost of Equipment | 0 | 0 | 0 | 0 | 0 | 0 | 0 | 0 | 0 | 0 | 0 | 0 | 0 | 0 | 0 | 0 | 0 | 0 | 0 | 0 | 0 | 0 | 0 | 0 | 0 | 0 | 0 | 0 | 0 | 0
F4_Commercial_Healthcare_Existing_Food Preparation_Natural Gas_Fryer_E4 | F4 | Commercial | Healthcare | Existing | Food Preparation | Natural Gas | Fryer | E4 | Utility - Cost of Equipment | 0 | 0 | 0 | 0 | 0 | 0 | 0 | 0 | 0 | 0 | 0 | 0 | 0 | 0 | 0 | 0 | 0 | 0 | 0 | 0 | 0 | 0 | 0 | 0 | 0 | 0 | 0 | 0 | 0 | 0
F4_Commercial_Healthcare_Existing_Food Preparation_Natural Gas_Fryer_E5 | F4 | Commercial | Healthcare | Existing | Food Preparation | Natural Gas | Fryer | E5 | Utility - Cost of Equipment | 0 | 0 | 0 | 0 | 0 | 0 | 0 | 0 | 0 | 0 | 0 | 0 | 0 | 0 | 0 | 0 | 0 | 0 | 0 | 0 | 0 | 0 | 0 | 0 | 0 | 0 | 0 | 0 | 0 | 0
F4_Commercial_Healthcare_Existing_Food Preparation_Natural Gas_Fryer_E6 | F4 | Commercial | Healthcare | Existing | Food Preparation | Natural Gas | Fryer | E6 | Utility - Cost of Equipment | 0 | 0 | 0 | 0 | 0 | 0 | 0 | 0 | 0 | 0 | 0 | 0 | 0 | 0 | 0 | 0 | 0 | 0 | 0 | 0 | 0 | 0 | 0 | 0 | 0 | 0 | 0 | 0 | 0 | 0
F4_Commercial_Healthcare_Existing_Food Preparation_Natural Gas_Fryer_E7 | F4 | Commercial | Healthcare | Existing | Food Preparation | Natural Gas | Fryer | E7 | Utility - Cost of Equipment | 0 | 0 | 0 | 0 | 0 | 0 | 0 | 0 | 0 | 0 | 0 | 0 | 0 | 0 | 0 | 0 | 0 | 0 | 0 | 0 | 0 | 0 | 0 | 0 | 0 | 0 | 0 | 0 | 0 | 0
F4_Commercial_Healthcare_Existing_Food Preparation_Natural Gas_Fryer_E8 | F4 | Commercial | Healthcare | Existing | Food Preparation | Natural Gas | Fryer | E8 | Utility - Cost of Equipment | 0 | 0 | 0 | 0 | 0 | 0 | 0 | 0 | 0 | 0 | 0 | 0 | 0 | 0 | 0 | 0 | 0 | 0 | 0 | 0 | 0 | 0 | 0 | 0 | 0 | 0 | 0 | 0 | 0 | 0
F4_Commercial_Healthcare_Existing_Food Preparation_Natural Gas_Fryer_E9 | F4 | Commercial | Healthcare | Existing | Food Preparation | Natural Gas | Fryer | E9 | Utility - Cost of Equipment | 0 | 0 | 0 | 0 | 0 | 0 | 0 | 0 | 0 | 0 | 0 | 0 | 0 | 0 | 0 | 0 | 0 | 0 | 0 | 0 | 0 | 0 | 0 | 0 | 0 | 0 | 0 | 0 | 0 | 0
F4_Commercial_Healthcare_Existing_Food Preparation_Natural Gas_Fryer_E10 | F4 | Commercial | Healthcare | Existing | Food Preparation | Natural Gas | Fryer | E10 | Utility - Cost of Equipment | 0 | 0 | 0 | 0 | 0 | 0 | 0 | 0 | 0 | 0 | 0 | 0 | 0 | 0 | 0 | 0 | 0 | 0 | 0 | 0 | 0 | 0 | 0 | 0 | 0 | 0 | 0 | 0 | 0 | 0
F5_Commercial_Healthcare_Existing_Food Preparation_Natural Gas_Fryer_E1 | F5 | Commercial | Healthcare | Existing | Food Preparation | Natural Gas | Fryer | E1 | Utility - Cost of Operation | 0.062686 | 0.062218 | 0.062153 | 0.063054 | 0.064673 | 0.066796 | 0.068583 | 0.069984 | 0.071258 | 0.072507 | 0.073873 | 0.075251 | 0.076591 | 0.078101 | 0.079533 | 0.081055 | 0.082558 | 0.083865 | 0.084949 | 0.085785 | 0.086557 | 0.087255 | 0 | 0 | 0 | 0 | 0 | 0 | 0 | 0
F5_Commercial_Healthcare_Existing_Food Preparation_Natural Gas_Fryer_E2 | F5 | Commercial | Healthcare | Existing | Food Preparation | Natural Gas | Fryer | E2 | Utility - Cost of Operation | 0.03842 | 0.038134 | 0.038093 | 0.038646 | 0.039638 | 0.04094 | 0.042035 | 0.042893 | 0.043674 | 0.04444 | 0.045277 | 0.046121 | 0.046943 | 0.047868 | 0.048746 | 0.049679 | 0.0506 | 0.051401 | 0.052066 | 0.052578 | 0.053051 | 0.053479 | 0 | 0 | 0 | 0 | 0 | 0 | 0 | 0
F5_Commercial_Healthcare_Existing_Food Preparation_Natural Gas_Fryer_E3 | F5 | Commercial | Healthcare | Existing | Food Preparation | Natural Gas | Fryer | E3 | Utility - Cost of Operation | 0 | 0 | 0 | 0 | 0 | 0 | 0 | 0 | 0 | 0 | 0 | 0 | 0 | 0 | 0 | 0 | 0 | 0 | 0 | 0 | 0 | 0 | 0 | 0 | 0 | 0 | 0 | 0 | 0 | 0
F5_Commercial_Healthcare_Existing_Food Preparation_Natural Gas_Fryer_E4 | F5 | Commercial | Healthcare | Existing | Food Preparation | Natural Gas | Fryer | E4 | Utility - Cost of Operation | 0 | 0 | 0 | 0 | 0 | 0 | 0 | 0 | 0 | 0 | 0 | 0 | 0 | 0 | 0 | 0 | 0 | 0 | 0 | 0 | 0 | 0 | 0 | 0 | 0 | 0 | 0 | 0 | 0 | 0
F5_Commercial_Healthcare_Existing_Food Preparation_Natural Gas_Fryer_E5 | F5 | Commercial | Healthcare | Existing | Food Preparation | Natural Gas | Fryer | E5 | Utility - Cost of Operation | 0 | 0 | 0 | 0 | 0 | 0 | 0 | 0 | 0 | 0 | 0 | 0 | 0 | 0 | 0 | 0 | 0 | 0 | 0 | 0 | 0 | 0 | 0 | 0 | 0 | 0 | 0 | 0 | 0 | 0
F5_Commercial_Healthcare_Existing_Food Preparation_Natural Gas_Fryer_E6 | F5 | Commercial | Healthcare | Existing | Food Preparation | Natural Gas | Fryer | E6 | Utility - Cost of Operation | 0 | 0 | 0 | 0 | 0 | 0 | 0 | 0 | 0 | 0 | 0 | 0 | 0 | 0 | 0 | 0 | 0 | 0 | 0 | 0 | 0 | 0 | 0 | 0 | 0 | 0 | 0 | 0 | 0 | 0
F5_Commercial_Healthcare_Existing_Food Preparation_Natural Gas_Fryer_E7 | F5 | Commercial | Healthcare | Existing | Food Preparation | Natural Gas | Fryer | E7 | Utility - Cost of Operation | 0 | 0 | 0 | 0 | 0 | 0 | 0 | 0 | 0 | 0 | 0 | 0 | 0 | 0 | 0 | 0 | 0 | 0 | 0 | 0 | 0 | 0 | 0 | 0 | 0 | 0 | 0 | 0 | 0 | 0
F5_Commercial_Healthcare_Existing_Food Preparation_Natural Gas_Fryer_E8 | F5 | Commercial | Healthcare | Existing | Food Preparation | Natural Gas | Fryer | E8 | Utility - Cost of Operation | 0 | 0 | 0 | 0 | 0 | 0 | 0 | 0 | 0 | 0 | 0 | 0 | 0 | 0 | 0 | 0 | 0 | 0 | 0 | 0 | 0 | 0 | 0 | 0 | 0 | 0 | 0 | 0 | 0 | 0
F5_Commercial_Healthcare_Existing_Food Preparation_Natural Gas_Fryer_E9 | F5 | Commercial | Healthcare | Existing | Food Preparation | Natural Gas | Fryer | E9 | Utility - Cost of Operation | 0 | 0 | 0 | 0 | 0 | 0 | 0 | 0 | 0 | 0 | 0 | 0 | 0 | 0 | 0 | 0 | 0 | 0 | 0 | 0 | 0 | 0 | 0 | 0 | 0 | 0 | 0 | 0 | 0 | 0
F5_Commercial_Healthcare_Existing_Food Preparation_Natural Gas_Fryer_E10 | F5 | Commercial | Healthcare | Existing | Food Preparation | Natural Gas | Fryer | E10 | Utility - Cost of Operation | 0 | 0 | 0 | 0 | 0 | 0 | 0 | 0 | 0 | 0 | 0 | 0 | 0 | 0 | 0 | 0 | 0 | 0 | 0 | 0 | 0 | 0 | 0 | 0 | 0 | 0 | 0 | 0 | 0 | 0
F6_Commercial_Healthcare_Existing_Food Preparation_Natural Gas_Fryer_E1 | F6 | Commercial | Healthcare | Existing | Food Preparation | Natural Gas | Fryer | E1 | Utility - Value of Sales | 0.075102 | 0.074542 | 0.074463 | 0.075542 | 0.077482 | 0.080026 | 0.082167 | 0.083845 | 0.085372 | 0.086868 | 0.088505 | 0.090155 | 0.091761 | 0.09357 | 0.095286 | 0.097109 | 0.098909 | 0.10048 | 0.10177 | 0.10278 | 0.1037 | 0.10454 | 0 | 0 | 0 | 0 | 0 | 0 | 0 | 0
F6_Commercial_Healthcare_Existing_Food Preparation_Natural Gas_Fryer_E2 | F6 | Commercial | Healthcare | Existing | Food Preparation | Natural Gas | Fryer | E2 | Utility - Value of Sales | 0.04603 | 0.045687 | 0.045638 | 0.0463 | 0.047489 | 0.049048 | 0.05036 | 0.051389 | 0.052325 | 0.053241 | 0.054245 | 0.055256 | 0.05624 | 0.057349 | 0.058401 | 0.059518 | 0.060622 | 0.061582 | 0.062378 | 0.062992 | 0.063558 | 0.064071 | 0 | 0 | 0 | 0 | 0 | 0 | 0 | 0
F6_Commercial_Healthcare_Existing_Food Preparation_Natural Gas_Fryer_E3 | F6 | Commercial | Healthcare | Existing | Food Preparation | Natural Gas | Fryer | E3 | Utility - Value of Sales | 0 | 0 | 0 | 0 | 0 | 0 | 0 | 0 | 0 | 0 | 0 | 0 | 0 | 0 | 0 | 0 | 0 | 0 | 0 | 0 | 0 | 0 | 0 | 0 | 0 | 0 | 0 | 0 | 0 | 0
F6_Commercial_Healthcare_Existing_Food Preparation_Natural Gas_Fryer_E4 | F6 | Commercial | Healthcare | Existing | Food Preparation | Natural Gas | Fryer | E4 | Utility - Value of Sales | 0 | 0 | 0 | 0 | 0 | 0 | 0 | 0 | 0 | 0 | 0 | 0 | 0 | 0 | 0 | 0 | 0 | 0 | 0 | 0 | 0 | 0 | 0 | 0 | 0 | 0 | 0 | 0 | 0 | 0
F6_Commercial_Healthcare_Existing_Food Preparation_Natural Gas_Fryer_E5 | F6 | Commercial | Healthcare | Existing | Food Preparation | Natural Gas | Fryer | E5 | Utility - Value of Sales | 0 | 0 | 0 | 0 | 0 | 0 | 0 | 0 | 0 | 0 | 0 | 0 | 0 | 0 | 0 | 0 | 0 | 0 | 0 | 0 | 0 | 0 | 0 | 0 | 0 | 0 | 0 | 0 | 0 | 0
F6_Commercial_Healthcare_Existing_Food Preparation_Natural Gas_Fryer_E6 | F6 | Commercial | Healthcare | Existing | Food Preparation | Natural Gas | Fryer | E6 | Utility - Value of Sales | 0 | 0 | 0 | 0 | 0 | 0 | 0 | 0 | 0 | 0 | 0 | 0 | 0 | 0 | 0 | 0 | 0 | 0 | 0 | 0 | 0 | 0 | 0 | 0 | 0 | 0 | 0 | 0 | 0 | 0
F6_Commercial_Healthcare_Existing_Food Preparation_Natural Gas_Fryer_E7 | F6 | Commercial | Healthcare | Existing | Food Preparation | Natural Gas | Fryer | E7 | Utility - Value of Sales | 0 | 0 | 0 | 0 | 0 | 0 | 0 | 0 | 0 | 0 | 0 | 0 | 0 | 0 | 0 | 0 | 0 | 0 | 0 | 0 | 0 | 0 | 0 | 0 | 0 | 0 | 0 | 0 | 0 | 0
F6_Commercial_Healthcare_Existing_Food Preparation_Natural Gas_Fryer_E8 | F6 | Commercial | Healthcare | Existing | Food Preparation | Natural Gas | Fryer | E8 | Utility - Value of Sales | 0 | 0 | 0 | 0 | 0 | 0 | 0 | 0 | 0 | 0 | 0 | 0 | 0 | 0 | 0 | 0 | 0 | 0 | 0 | 0 | 0 | 0 | 0 | 0 | 0 | 0 | 0 | 0 | 0 | 0
F6_Commercial_Healthcare_Existing_Food Preparation_Natural Gas_Fryer_E9 | F6 | Commercial | Healthcare | Existing | Food Preparation | Natural Gas | Fryer | E9 | Utility - Value of Sales | 0 | 0 | 0 | 0 | 0 | 0 | 0 | 0 | 0 | 0 | 0 | 0 | 0 | 0 | 0 | 0 | 0 | 0 | 0 | 0 | 0 | 0 | 0 | 0 | 0 | 0 | 0 | 0 | 0 | 0
F6_Commercial_Healthcare_Existing_Food Preparation_Natural Gas_Fryer_E10 | F6 | Commercial | Healthcare | Existing | Food Preparation | Natural Gas | Fryer | E10 | Utility - Value of Sales | 0 | 0 | 0 | 0 | 0 | 0 | 0 | 0 | 0 | 0 | 0 | 0 | 0 | 0 | 0 | 0 | 0 | 0 | 0 | 0 | 0 | 0 | 0 | 0 | 0 | 0 | 0 | 0 | 0 | 0
F1_Commercial_Healthcare_Existing_Food Preparation_Natural Gas_Broiler_E1 | F1 | Commercial | Healthcare | Existing | Food Preparation | Natural Gas | Broiler | E1 | Participant - Cost of Equipment | 0.032277 | 0.032277 | 0.032277 | 0.032277 | 0.032277 | 0.032277 | 0.032277 | 0.032277 | 0.032277 | 0.032277 | 0.032277 | 0.032277 | 0.032277 | 0.032277 | 0.032277 | 0.032277 | 0.032277 | 0.032277 | 0.032277 | 0.032277 | 0.032277 | 0.032277 | 0 | 0 | 0 | 0 | 0 | 0 | 0 | 0
F1_Commercial_Healthcare_Existing_Food Preparation_Natural Gas_Broiler_E2 | F1 | Commercial | Healthcare | Existing | Food Preparation | Natural Gas | Broiler | E2 | Participant - Cost of Equipment | 0.045188 | 0.045188 | 0.045188 | 0.045188 | 0.045188 | 0.045188 | 0.045188 | 0.045188 | 0.045188 | 0.045188 | 0.045188 | 0.045188 | 0.045188 | 0.045188 | 0.045188 | 0.045188 | 0.045188 | 0.045188 | 0.045188 | 0.045188 | 0.045188 | 0.045188 | 0 | 0 | 0 | 0 | 0 | 0 | 0 | 0
F1_Commercial_Healthcare_Existing_Food Preparation_Natural Gas_Broiler_E3 | F1 | Commercial | Healthcare | Existing | Food Preparation | Natural Gas | Broiler | E3 | Participant - Cost of Equipment | 0 | 0 | 0 | 0 | 0 | 0 | 0 | 0 | 0 | 0 | 0 | 0 | 0 | 0 | 0 | 0 | 0 | 0 | 0 | 0 | 0 | 0 | 0 | 0 | 0 | 0 | 0 | 0 | 0 | 0
F1_Commercial_Healthcare_Existing_Food Preparation_Natural Gas_Broiler_E4 | F1 | Commercial | Healthcare | Existing | Food Preparation | Natural Gas | Broiler | E4 | Participant - Cost of Equipment | 0 | 0 | 0 | 0 | 0 | 0 | 0 | 0 | 0 | 0 | 0 | 0 | 0 | 0 | 0 | 0 | 0 | 0 | 0 | 0 | 0 | 0 | 0 | 0 | 0 | 0 | 0 | 0 | 0 | 0
F1_Commercial_Healthcare_Existing_Food Preparation_Natural Gas_Broiler_E5 | F1 | Commercial | Healthcare | Existing | Food Preparation | Natural Gas | Broiler | E5 | Participant - Cost of Equipment | 0 | 0 | 0 | 0 | 0 | 0 | 0 | 0 | 0 | 0 | 0 | 0 | 0 | 0 | 0 | 0 | 0 | 0 | 0 | 0 | 0 | 0 | 0 | 0 | 0 | 0 | 0 | 0 | 0 | 0
F1_Commercial_Healthcare_Existing_Food Preparation_Natural Gas_Broiler_E6 | F1 | Commercial | Healthcare | Existing | Food Preparation | Natural Gas | Broiler | E6 | Participant - Cost of Equipment | 0 | 0 | 0 | 0 | 0 | 0 | 0 | 0 | 0 | 0 | 0 | 0 | 0 | 0 | 0 | 0 | 0 | 0 | 0 | 0 | 0 | 0 | 0 | 0 | 0 | 0 | 0 | 0 | 0 | 0
F1_Commercial_Healthcare_Existing_Food Preparation_Natural Gas_Broiler_E7 | F1 | Commercial | Healthcare | Existing | Food Preparation | Natural Gas | Broiler | E7 | Participant - Cost of Equipment | 0 | 0 | 0 | 0 | 0 | 0 | 0 | 0 | 0 | 0 | 0 | 0 | 0 | 0 | 0 | 0 | 0 | 0 | 0 | 0 | 0 | 0 | 0 | 0 | 0 | 0 | 0 | 0 | 0 | 0
F1_Commercial_Healthcare_Existing_Food Preparation_Natural Gas_Broiler_E8 | F1 | Commercial | Healthcare | Existing | Food Preparation | Natural Gas | Broiler | E8 | Participant - Cost of Equipment | 0 | 0 | 0 | 0 | 0 | 0 | 0 | 0 | 0 | 0 | 0 | 0 | 0 | 0 | 0 | 0 | 0 | 0 | 0 | 0 | 0 | 0 | 0 | 0 | 0 | 0 | 0 | 0 | 0 | 0
F1_Commercial_Healthcare_Existing_Food Preparation_Natural Gas_Broiler_E9 | F1 | Commercial | Healthcare | Existing | Food Preparation | Natural Gas | Broiler | E9 | Participant - Cost of Equipment | 0 | 0 | 0 | 0 | 0 | 0 | 0 | 0 | 0 | 0 | 0 | 0 | 0 | 0 | 0 | 0 | 0 | 0 | 0 | 0 | 0 | 0 | 0 | 0 | 0 | 0 | 0 | 0 | 0 | 0
F1_Commercial_Healthcare_Existing_Food Preparation_Natural Gas_Broiler_E10 | F1 | Commercial | Healthcare | Existing | Food Preparation | Natural Gas | Broiler | E10 | Participant - Cost of Equipment | 0 | 0 | 0 | 0 | 0 | 0 | 0 | 0 | 0 | 0 | 0 | 0 | 0 | 0 | 0 | 0 | 0 | 0 | 0 | 0 | 0 | 0 | 0 | 0 | 0 | 0 | 0 | 0 | 0 | 0
F2_Commercial_Healthcare_Existing_Food Preparation_Natural Gas_Broiler_E1 | F2 | Commercial | Healthcare | Existing | Food Preparation | Natural Gas | Broiler | E1 | Participant - Cost of Operation | 0.079795 | 0.080477 | 0.081294 | 0.082647 | 0.084449 | 0.086576 | 0.08853 | 0.090271 | 0.091958 | 0.093596 | 0.095247 | 0.096852 | 0.098363 | 0.099876 | 0.10132 | 0.10281 | 0.10439 | 0.10599 | 0.1076 | 0.10921 | 0.11081 | 0.11239 | 0 | 0 | 0 | 0 | 0 | 0 | 0 | 0
F2_Commercial_Healthcare_Existing_Food Preparation_Natural Gas_Broiler_E2 | F2 | Commercial | Healthcare | Existing | Food Preparation | Natural Gas | Broiler | E2 | Participant - Cost of Operation | 0.051297 | 0.051735 | 0.052261 | 0.05313 | 0.054289 | 0.055656 | 0.056912 | 0.058031 | 0.059116 | 0.060169 | 0.06123 | 0.062262 | 0.063233 | 0.064206 | 0.065136 | 0.066089 | 0.067109 | 0.068135 | 0.06917 | 0.07021 | 0.071238 | 0.07225 | 0 | 0 | 0 | 0 | 0 | 0 | 0 | 0
F2_Commercial_Healthcare_Existing_Food Preparation_Natural Gas_Broiler_E3 | F2 | Commercial | Healthcare | Existing | Food Preparation | Natural Gas | Broiler | E3 | Participant - Cost of Operation | 0 | 0 | 0 | 0 | 0 | 0 | 0 | 0 | 0 | 0 | 0 | 0 | 0 | 0 | 0 | 0 | 0 | 0 | 0 | 0 | 0 | 0 | 0 | 0 | 0 | 0 | 0 | 0 | 0 | 0
F2_Commercial_Healthcare_Existing_Food Preparation_Natural Gas_Broiler_E4 | F2 | Commercial | Healthcare | Existing | Food Preparation | Natural Gas | Broiler | E4 | Participant - Cost of Operation | 0 | 0 | 0 | 0 | 0 | 0 | 0 | 0 | 0 | 0 | 0 | 0 | 0 | 0 | 0 | 0 | 0 | 0 | 0 | 0 | 0 | 0 | 0 | 0 | 0 | 0 | 0 | 0 | 0 | 0
F2_Commercial_Healthcare_Existing_Food Preparation_Natural Gas_Broiler_E5 | F2 | Commercial | Healthcare | Existing | Food Preparation | Natural Gas | Broiler | E5 | Participant - Cost of Operation | 0 | 0 | 0 | 0 | 0 | 0 | 0 | 0 | 0 | 0 | 0 | 0 | 0 | 0 | 0 | 0 | 0 | 0 | 0 | 0 | 0 | 0 | 0 | 0 | 0 | 0 | 0 | 0 | 0 | 0
F2_Commercial_Healthcare_Existing_Food Preparation_Natural Gas_Broiler_E6 | F2 | Commercial | Healthcare | Existing | Food Preparation | Natural Gas | Broiler | E6 | Participant - Cost of Operation | 0 | 0 | 0 | 0 | 0 | 0 | 0 | 0 | 0 | 0 | 0 | 0 | 0 | 0 | 0 | 0 | 0 | 0 | 0 | 0 | 0 | 0 | 0 | 0 | 0 | 0 | 0 | 0 | 0 | 0
F2_Commercial_Healthcare_Existing_Food Preparation_Natural Gas_Broiler_E7 | F2 | Commercial | Healthcare | Existing | Food Preparation | Natural Gas | Broiler | E7 | Participant - Cost of Operation | 0 | 0 | 0 | 0 | 0 | 0 | 0 | 0 | 0 | 0 | 0 | 0 | 0 | 0 | 0 | 0 | 0 | 0 | 0 | 0 | 0 | 0 | 0 | 0 | 0 | 0 | 0 | 0 | 0 | 0
F2_Commercial_Healthcare_Existing_Food Preparation_Natural Gas_Broiler_E8 | F2 | Commercial | Healthcare | Existing | Food Preparation | Natural Gas | Broiler | E8 | Participant - Cost of Operation | 0 | 0 | 0 | 0 | 0 | 0 | 0 | 0 | 0 | 0 | 0 | 0 | 0 | 0 | 0 | 0 | 0 | 0 | 0 | 0 | 0 | 0 | 0 | 0 | 0 | 0 | 0 | 0 | 0 | 0
F2_Commercial_Healthcare_Existing_Food Preparation_Natural Gas_Broiler_E9 | F2 | Commercial | Healthcare | Existing | Food Preparation | Natural Gas | Broiler | E9 | Participant - Cost of Operation | 0 | 0 | 0 | 0 | 0 | 0 | 0 | 0 | 0 | 0 | 0 | 0 | 0 | 0 | 0 | 0 | 0 | 0 | 0 | 0 | 0 | 0 | 0 | 0 | 0 | 0 | 0 | 0 | 0 | 0
F2_Commercial_Healthcare_Existing_Food Preparation_Natural Gas_Broiler_E10 | F2 | Commercial | Healthcare | Existing | Food Preparation | Natural Gas | Broiler | E10 | Participant - Cost of Operation | 0 | 0 | 0 | 0 | 0 | 0 | 0 | 0 | 0 | 0 | 0 | 0 | 0 | 0 | 0 | 0 | 0 | 0 | 0 | 0 | 0 | 0 | 0 | 0 | 0 | 0 | 0 | 0 | 0 | 0
F3_Commercial_Healthcare_Existing_Food Preparation_Natural Gas_Broiler_E1 | F3 | Commercial | Healthcare | Existing | Food Preparation | Natural Gas | Broiler | E1 | System - kBTUs of Conusmption | 7.4835 | 7.5059 | 7.5307 | 7.5877 | 7.638 | 7.6805 | 7.7128 | 7.7448 | 7.7746 | 7.7936 | 7.8001 | 7.7986 | 7.7871 | 7.765 | 7.7378 | 7.7112 | 7.6826 | 7.6521 | 7.6173 | 7.5837 | 7.5488 | 7.513 | 0 | 0 | 0 | 0 | 0 | 0 | 0 | 0
F3_Commercial_Healthcare_Existing_Food Preparation_Natural Gas_Broiler_E2 | F3 | Commercial | Healthcare | Existing | Food Preparation | Natural Gas | Broiler | E2 | System - kBTUs of Conusmption | 4.8108 | 4.8252 | 4.8412 | 4.8778 | 4.9102 | 4.9375 | 4.9582 | 4.9788 | 4.998 | 5.0102 | 5.0143 | 5.0134 | 5.006 | 4.9918 | 4.9743 | 4.9572 | 4.9388 | 4.9192 | 4.8968 | 4.8752 | 4.8528 | 4.8298 | 0 | 0 | 0 | 0 | 0 | 0 | 0 | 0
F3_Commercial_Healthcare_Existing_Food Preparation_Natural Gas_Broiler_E3 | F3 | Commercial | Healthcare | Existing | Food Preparation | Natural Gas | Broiler | E3 | System - kBTUs of Conusmption | 0 | 0 | 0 | 0 | 0 | 0 | 0 | 0 | 0 | 0 | 0 | 0 | 0 | 0 | 0 | 0 | 0 | 0 | 0 | 0 | 0 | 0 | 0 | 0 | 0 | 0 | 0 | 0 | 0 | 0
F3_Commercial_Healthcare_Existing_Food Preparation_Natural Gas_Broiler_E4 | F3 | Commercial | Healthcare | Existing | Food Preparation | Natural Gas | Broiler | E4 | System - kBTUs of Conusmption | 0 | 0 | 0 | 0 | 0 | 0 | 0 | 0 | 0 | 0 | 0 | 0 | 0 | 0 | 0 | 0 | 0 | 0 | 0 | 0 | 0 | 0 | 0 | 0 | 0 | 0 | 0 | 0 | 0 | 0
F3_Commercial_Healthcare_Existing_Food Preparation_Natural Gas_Broiler_E5 | F3 | Commercial | Healthcare | Existing | Food Preparation | Natural Gas | Broiler | E5 | System - kBTUs of Conusmption | 0 | 0 | 0 | 0 | 0 | 0 | 0 | 0 | 0 | 0 | 0 | 0 | 0 | 0 | 0 | 0 | 0 | 0 | 0 | 0 | 0 | 0 | 0 | 0 | 0 | 0 | 0 | 0 | 0 | 0
F3_Commercial_Healthcare_Existing_Food Preparation_Natural Gas_Broiler_E6 | F3 | Commercial | Healthcare | Existing | Food Preparation | Natural Gas | Broiler | E6 | System - kBTUs of Conusmption | 0 | 0 | 0 | 0 | 0 | 0 | 0 | 0 | 0 | 0 | 0 | 0 | 0 | 0 | 0 | 0 | 0 | 0 | 0 | 0 | 0 | 0 | 0 | 0 | 0 | 0 | 0 | 0 | 0 | 0
F3_Commercial_Healthcare_Existing_Food Preparation_Natural Gas_Broiler_E7 | F3 | Commercial | Healthcare | Existing | Food Preparation | Natural Gas | Broiler | E7 | System - kBTUs of Conusmption | 0 | 0 | 0 | 0 | 0 | 0 | 0 | 0 | 0 | 0 | 0 | 0 | 0 | 0 | 0 | 0 | 0 | 0 | 0 | 0 | 0 | 0 | 0 | 0 | 0 | 0 | 0 | 0 | 0 | 0
F3_Commercial_Healthcare_Existing_Food Preparation_Natural Gas_Broiler_E8 | F3 | Commercial | Healthcare | Existing | Food Preparation | Natural Gas | Broiler | E8 | System - kBTUs of Conusmption | 0 | 0 | 0 | 0 | 0 | 0 | 0 | 0 | 0 | 0 | 0 | 0 | 0 | 0 | 0 | 0 | 0 | 0 | 0 | 0 | 0 | 0 | 0 | 0 | 0 | 0 | 0 | 0 | 0 | 0
F3_Commercial_Healthcare_Existing_Food Preparation_Natural Gas_Broiler_E9 | F3 | Commercial | Healthcare | Existing | Food Preparation | Natural Gas | Broiler | E9 | System - kBTUs of Conusmption | 0 | 0 | 0 | 0 | 0 | 0 | 0 | 0 | 0 | 0 | 0 | 0 | 0 | 0 | 0 | 0 | 0 | 0 | 0 | 0 | 0 | 0 | 0 | 0 | 0 | 0 | 0 | 0 | 0 | 0
F3_Commercial_Healthcare_Existing_Food Preparation_Natural Gas_Broiler_E10 | F3 | Commercial | Healthcare | Existing | Food Preparation | Natural Gas | Broiler | E10 | System - kBTUs of Conusmption | 0 | 0 | 0 | 0 | 0 | 0 | 0 | 0 | 0 | 0 | 0 | 0 | 0 | 0 | 0 | 0 | 0 | 0 | 0 | 0 | 0 | 0 | 0 | 0 | 0 | 0 | 0 | 0 | 0 | 0
F4_Commercial_Healthcare_Existing_Food Preparation_Natural Gas_Broiler_E1 | F4 | Commercial | Healthcare | Existing | Food Preparation | Natural Gas | Broiler | E1 | Utility - Cost of Equipment | 0.032277 | 0.032277 | 0.032277 | 0.032277 | 0.032277 | 0.032277 | 0.032277 | 0.032277 | 0.032277 | 0.032277 | 0.032277 | 0.032277 | 0.032277 | 0.032277 | 0.032277 | 0.032277 | 0.032277 | 0.032277 | 0.032277 | 0.032277 | 0.032277 | 0.032277 | 0 | 0 | 0 | 0 | 0 | 0 | 0 | 0
F4_Commercial_Healthcare_Existing_Food Preparation_Natural Gas_Broiler_E2 | F4 | Commercial | Healthcare | Existing | Food Preparation | Natural Gas | Broiler | E2 | Utility - Cost of Equipment | 0.045188 | 0.045188 | 0.045188 | 0.045188 | 0.045188 | 0.045188 | 0.045188 | 0.045188 | 0.045188 | 0.045188 | 0.045188 | 0.045188 | 0.045188 | 0.045188 | 0.045188 | 0.045188 | 0.045188 | 0.045188 | 0.045188 | 0.045188 | 0.045188 | 0.045188 | 0 | 0 | 0 | 0 | 0 | 0 | 0 | 0
F4_Commercial_Healthcare_Existing_Food Preparation_Natural Gas_Broiler_E3 | F4 | Commercial | Healthcare | Existing | Food Preparation | Natural Gas | Broiler | E3 | Utility - Cost of Equipment | 0 | 0 | 0 | 0 | 0 | 0 | 0 | 0 | 0 | 0 | 0 | 0 | 0 | 0 | 0 | 0 | 0 | 0 | 0 | 0 | 0 | 0 | 0 | 0 | 0 | 0 | 0 | 0 | 0 | 0
F4_Commercial_Healthcare_Existing_Food Preparation_Natural Gas_Broiler_E4 | F4 | Commercial | Healthcare | Existing | Food Preparation | Natural Gas | Broiler | E4 | Utility - Cost of Equipment | 0 | 0 | 0 | 0 | 0 | 0 | 0 | 0 | 0 | 0 | 0 | 0 | 0 | 0 | 0 | 0 | 0 | 0 | 0 | 0 | 0 | 0 | 0 | 0 | 0 | 0 | 0 | 0 | 0 | 0
F4_Commercial_Healthcare_Existing_Food Preparation_Natural Gas_Broiler_E5 | F4 | Commercial | Healthcare | Existing | Food Preparation | Natural Gas | Broiler | E5 | Utility - Cost of Equipment | 0 | 0 | 0 | 0 | 0 | 0 | 0 | 0 | 0 | 0 | 0 | 0 | 0 | 0 | 0 | 0 | 0 | 0 | 0 | 0 | 0 | 0 | 0 | 0 | 0 | 0 | 0 | 0 | 0 | 0
F4_Commercial_Healthcare_Existing_Food Preparation_Natural Gas_Broiler_E6 | F4 | Commercial | Healthcare | Existing | Food Preparation | Natural Gas | Broiler | E6 | Utility - Cost of Equipment | 0 | 0 | 0 | 0 | 0 | 0 | 0 | 0 | 0 | 0 | 0 | 0 | 0 | 0 | 0 | 0 | 0 | 0 | 0 | 0 | 0 | 0 | 0 | 0 | 0 | 0 | 0 | 0 | 0 | 0
F4_Commercial_Healthcare_Existing_Food Preparation_Natural Gas_Broiler_E7 | F4 | Commercial | Healthcare | Existing | Food Preparation | Natural Gas | Broiler | E7 | Utility - Cost of Equipment | 0 | 0 | 0 | 0 | 0 | 0 | 0 | 0 | 0 | 0 | 0 | 0 | 0 | 0 | 0 | 0 | 0 | 0 | 0 | 0 | 0 | 0 | 0 | 0 | 0 | 0 | 0 | 0 | 0 | 0
F4_Commercial_Healthcare_Existing_Food Preparation_Natural Gas_Broiler_E8 | F4 | Commercial | Healthcare | Existing | Food Preparation | Natural Gas | Broiler | E8 | Utility - Cost of Equipment | 0 | 0 | 0 | 0 | 0 | 0 | 0 | 0 | 0 | 0 | 0 | 0 | 0 | 0 | 0 | 0 | 0 | 0 | 0 | 0 | 0 | 0 | 0 | 0 | 0 | 0 | 0 | 0 | 0 | 0
F4_Commercial_Healthcare_Existing_Food Preparation_Natural Gas_Broiler_E9 | F4 | Commercial | Healthcare | Existing | Food Preparation | Natural Gas | Broiler | E9 | Utility - Cost of Equipment | 0 | 0 | 0 | 0 | 0 | 0 | 0 | 0 | 0 | 0 | 0 | 0 | 0 | 0 | 0 | 0 | 0 | 0 | 0 | 0 | 0 | 0 | 0 | 0 | 0 | 0 | 0 | 0 | 0 | 0
F4_Commercial_Healthcare_Existing_Food Preparation_Natural Gas_Broiler_E10 | F4 | Commercial | Healthcare | Existing | Food Preparation | Natural Gas | Broiler | E10 | Utility - Cost of Equipment | 0 | 0 | 0 | 0 | 0 | 0 | 0 | 0 | 0 | 0 | 0 | 0 | 0 | 0 | 0 | 0 | 0 | 0 | 0 | 0 | 0 | 0 | 0 | 0 | 0 | 0 | 0 | 0 | 0 | 0
F5_Commercial_Healthcare_Existing_Food Preparation_Natural Gas_Broiler_E1 | F5 | Commercial | Healthcare | Existing | Food Preparation | Natural Gas | Broiler | E1 | Utility - Cost of Operation | 0.066603 | 0.067173 | 0.067855 | 0.068984 | 0.070488 | 0.072263 | 0.073895 | 0.075347 | 0.076756 | 0.078122 | 0.0795 | 0.08084 | 0.082101 | 0.083364 | 0.084571 | 0.085809 | 0.087133 | 0.088466 | 0.08981 | 0.091159 | 0.092494 | 0.093809 | 0 | 0 | 0 | 0 | 0 | 0 | 0 | 0
F5_Commercial_Healthcare_Existing_Food Preparation_Natural Gas_Broiler_E2 | F5 | Commercial | Healthcare | Existing | Food Preparation | Natural Gas | Broiler | E2 | Utility - Cost of Operation | 0.042816 | 0.043182 | 0.043621 | 0.044347 | 0.045314 | 0.046455 | 0.047504 | 0.048437 | 0.049343 | 0.050221 | 0.051107 | 0.051969 | 0.052779 | 0.053591 | 0.054367 | 0.055163 | 0.056014 | 0.056871 | 0.057735 | 0.058602 | 0.059461 | 0.060306 | 0 | 0 | 0 | 0 | 0 | 0 | 0 | 0
F5_Commercial_Healthcare_Existing_Food Preparation_Natural Gas_Broiler_E3 | F5 | Commercial | Healthcare | Existing | Food Preparation | Natural Gas | Broiler | E3 | Utility - Cost of Operation | 0 | 0 | 0 | 0 | 0 | 0 | 0 | 0 | 0 | 0 | 0 | 0 | 0 | 0 | 0 | 0 | 0 | 0 | 0 | 0 | 0 | 0 | 0 | 0 | 0 | 0 | 0 | 0 | 0 | 0
F5_Commercial_Healthcare_Existing_Food Preparation_Natural Gas_Broiler_E4 | F5 | Commercial | Healthcare | Existing | Food Preparation | Natural Gas | Broiler | E4 | Utility - Cost of Operation | 0 | 0 | 0 | 0 | 0 | 0 | 0 | 0 | 0 | 0 | 0 | 0 | 0 | 0 | 0 | 0 | 0 | 0 | 0 | 0 | 0 | 0 | 0 | 0 | 0 | 0 | 0 | 0 | 0 | 0
F5_Commercial_Healthcare_Existing_Food Preparation_Natural Gas_Broiler_E5 | F5 | Commercial | Healthcare | Existing | Food Preparation | Natural Gas | Broiler | E5 | Utility - Cost of Operation | 0 | 0 | 0 | 0 | 0 | 0 | 0 | 0 | 0 | 0 | 0 | 0 | 0 | 0 | 0 | 0 | 0 | 0 | 0 | 0 | 0 | 0 | 0 | 0 | 0 | 0 | 0 | 0 | 0 | 0
F5_Commercial_Healthcare_Existing_Food Preparation_Natural Gas_Broiler_E6 | F5 | Commercial | Healthcare | Existing | Food Preparation | Natural Gas | Broiler | E6 | Utility - Cost of Operation | 0 | 0 | 0 | 0 | 0 | 0 | 0 | 0 | 0 | 0 | 0 | 0 | 0 | 0 | 0 | 0 | 0 | 0 | 0 | 0 | 0 | 0 | 0 | 0 | 0 | 0 | 0 | 0 | 0 | 0
F5_Commercial_Healthcare_Existing_Food Preparation_Natural Gas_Broiler_E7 | F5 | Commercial | Healthcare | Existing | Food Preparation | Natural Gas | Broiler | E7 | Utility - Cost of Operation | 0 | 0 | 0 | 0 | 0 | 0 | 0 | 0 | 0 | 0 | 0 | 0 | 0 | 0 | 0 | 0 | 0 | 0 | 0 | 0 | 0 | 0 | 0 | 0 | 0 | 0 | 0 | 0 | 0 | 0
F5_Commercial_Healthcare_Existing_Food Preparation_Natural Gas_Broiler_E8 | F5 | Commercial | Healthcare | Existing | Food Preparation | Natural Gas | Broiler | E8 | Utility - Cost of Operation | 0 | 0 | 0 | 0 | 0 | 0 | 0 | 0 | 0 | 0 | 0 | 0 | 0 | 0 | 0 | 0 | 0 | 0 | 0 | 0 | 0 | 0 | 0 | 0 | 0 | 0 | 0 | 0 | 0 | 0
F5_Commercial_Healthcare_Existing_Food Preparation_Natural Gas_Broiler_E9 | F5 | Commercial | Healthcare | Existing | Food Preparation | Natural Gas | Broiler | E9 | Utility - Cost of Operation | 0 | 0 | 0 | 0 | 0 | 0 | 0 | 0 | 0 | 0 | 0 | 0 | 0 | 0 | 0 | 0 | 0 | 0 | 0 | 0 | 0 | 0 | 0 | 0 | 0 | 0 | 0 | 0 | 0 | 0
F5_Commercial_Healthcare_Existing_Food Preparation_Natural Gas_Broiler_E10 | F5 | Commercial | Healthcare | Existing | Food Preparation | Natural Gas | Broiler | E10 | Utility - Cost of Operation | 0 | 0 | 0 | 0 | 0 | 0 | 0 | 0 | 0 | 0 | 0 | 0 | 0 | 0 | 0 | 0 | 0 | 0 | 0 | 0 | 0 | 0 | 0 | 0 | 0 | 0 | 0 | 0 | 0 | 0
F6_Commercial_Healthcare_Existing_Food Preparation_Natural Gas_Broiler_E1 | F6 | Commercial | Healthcare | Existing | Food Preparation | Natural Gas | Broiler | E1 | Utility - Value of Sales | 0.079795 | 0.080477 | 0.081294 | 0.082647 | 0.084449 | 0.086576 | 0.08853 | 0.090271 | 0.091958 | 0.093596 | 0.095247 | 0.096852 | 0.098363 | 0.099876 | 0.10132 | 0.10281 | 0.10439 | 0.10599 | 0.1076 | 0.10921 | 0.11081 | 0.11239 | 0 | 0 | 0 | 0 | 0 | 0 | 0 | 0
F6_Commercial_Healthcare_Existing_Food Preparation_Natural Gas_Broiler_E2 | F6 | Commercial | Healthcare | Existing | Food Preparation | Natural Gas | Broiler | E2 | Utility - Value of Sales | 0.051297 | 0.051735 | 0.052261 | 0.05313 | 0.054289 | 0.055656 | 0.056912 | 0.058031 | 0.059116 | 0.060169 | 0.06123 | 0.062262 | 0.063233 | 0.064206 | 0.065136 | 0.066089 | 0.067109 | 0.068135 | 0.06917 | 0.07021 | 0.071238 | 0.07225 | 0 | 0 | 0 | 0 | 0 | 0 | 0 | 0
F6_Commercial_Healthcare_Existing_Food Preparation_Natural Gas_Broiler_E3 | F6 | Commercial | Healthcare | Existing | Food Preparation | Natural Gas | Broiler | E3 | Utility - Value of Sales | 0 | 0 | 0 | 0 | 0 | 0 | 0 | 0 | 0 | 0 | 0 | 0 | 0 | 0 | 0 | 0 | 0 | 0 | 0 | 0 | 0 | 0 | 0 | 0 | 0 | 0 | 0 | 0 | 0 | 0
F6_Commercial_Healthcare_Existing_Food Preparation_Natural Gas_Broiler_E4 | F6 | Commercial | Healthcare | Existing | Food Preparation | Natural Gas | Broiler | E4 | Utility - Value of Sales | 0 | 0 | 0 | 0 | 0 | 0 | 0 | 0 | 0 | 0 | 0 | 0 | 0 | 0 | 0 | 0 | 0 | 0 | 0 | 0 | 0 | 0 | 0 | 0 | 0 | 0 | 0 | 0 | 0 | 0
F6_Commercial_Healthcare_Existing_Food Preparation_Natural Gas_Broiler_E5 | F6 | Commercial | Healthcare | Existing | Food Preparation | Natural Gas | Broiler | E5 | Utility - Value of Sales | 0 | 0 | 0 | 0 | 0 | 0 | 0 | 0 | 0 | 0 | 0 | 0 | 0 | 0 | 0 | 0 | 0 | 0 | 0 | 0 | 0 | 0 | 0 | 0 | 0 | 0 | 0 | 0 | 0 | 0
F6_Commercial_Healthcare_Existing_Food Preparation_Natural Gas_Broiler_E6 | F6 | Commercial | Healthcare | Existing | Food Preparation | Natural Gas | Broiler | E6 | Utility - Value of Sales | 0 | 0 | 0 | 0 | 0 | 0 | 0 | 0 | 0 | 0 | 0 | 0 | 0 | 0 | 0 | 0 | 0 | 0 | 0 | 0 | 0 | 0 | 0 | 0 | 0 | 0 | 0 | 0 | 0 | 0
F6_Commercial_Healthcare_Existing_Food Preparation_Natural Gas_Broiler_E7 | F6 | Commercial | Healthcare | Existing | Food Preparation | Natural Gas | Broiler | E7 | Utility - Value of Sales | 0 | 0 | 0 | 0 | 0 | 0 | 0 | 0 | 0 | 0 | 0 | 0 | 0 | 0 | 0 | 0 | 0 | 0 | 0 | 0 | 0 | 0 | 0 | 0 | 0 | 0 | 0 | 0 | 0 | 0
F6_Commercial_Healthcare_Existing_Food Preparation_Natural Gas_Broiler_E8 | F6 | Commercial | Healthcare | Existing | Food Preparation | Natural Gas | Broiler | E8 | Utility - Value of Sales | 0 | 0 | 0 | 0 | 0 | 0 | 0 | 0 | 0 | 0 | 0 | 0 | 0 | 0 | 0 | 0 | 0 | 0 | 0 | 0 | 0 | 0 | 0 | 0 | 0 | 0 | 0 | 0 | 0 | 0
F6_Commercial_Healthcare_Existing_Food Preparation_Natural Gas_Broiler_E9 | F6 | Commercial | Healthcare | Existing | Food Preparation | Natural Gas | Broiler | E9 | Utility - Value of Sales | 0 | 0 | 0 | 0 | 0 | 0 | 0 | 0 | 0 | 0 | 0 | 0 | 0 | 0 | 0 | 0 | 0 | 0 | 0 | 0 | 0 | 0 | 0 | 0 | 0 | 0 | 0 | 0 | 0 | 0
F6_Commercial_Healthcare_Existing_Food Preparation_Natural Gas_Broiler_E10 | F6 | Commercial | Healthcare | Existing | Food Preparation | Natural Gas | Broiler | E10 | Utility - Value of Sales | 0 | 0 | 0 | 0 | 0 | 0 | 0 | 0 | 0 | 0 | 0 | 0 | 0 | 0 | 0 | 0 | 0 | 0 | 0 | 0 | 0 | 0 | 0 | 0 | 0 | 0 | 0 | 0 | 0 | 0
F1_Commercial_Healthcare_Existing_Food Preparation_Natural Gas_Griddle_E1 | F1 | Commercial | Healthcare | Existing | Food Preparation | Natural Gas | Griddle | E1 | Participant - Cost of Equipment | 0.023479 | 0.023479 | 0.023479 | 0.023479 | 0.023479 | 0.023479 | 0.023479 | 0.023479 | 0.023479 | 0.023479 | 0.023479 | 0.023479 | 0.023479 | 0.023479 | 0.023479 | 0.023479 | 0.023479 | 0.023479 | 0.023479 | 0.023479 | 0.023479 | 0.023479 | 0 | 0 | 0 | 0 | 0 | 0 | 0 | 0
F1_Commercial_Healthcare_Existing_Food Preparation_Natural Gas_Griddle_E2 | F1 | Commercial | Healthcare | Existing | Food Preparation | Natural Gas | Griddle | E2 | Participant - Cost of Equipment | 0.02512 | 0.02512 | 0.02512 | 0.02512 | 0.02512 | 0.02512 | 0.02512 | 0.02512 | 0.02512 | 0.02512 | 0.02512 | 0.02512 | 0.02512 | 0.02512 | 0.02512 | 0.02512 | 0.02512 | 0.02512 | 0.02512 | 0.02512 | 0.02512 | 0.02512 | 0 | 0 | 0 | 0 | 0 | 0 | 0 | 0
F1_Commercial_Healthcare_Existing_Food Preparation_Natural Gas_Griddle_E3 | F1 | Commercial | Healthcare | Existing | Food Preparation | Natural Gas | Griddle | E3 | Participant - Cost of Equipment | 0 | 0 | 0 | 0 | 0 | 0 | 0 | 0 | 0 | 0 | 0 | 0 | 0 | 0 | 0 | 0 | 0 | 0 | 0 | 0 | 0 | 0 | 0 | 0 | 0 | 0 | 0 | 0 | 0 | 0
F1_Commercial_Healthcare_Existing_Food Preparation_Natural Gas_Griddle_E4 | F1 | Commercial | Healthcare | Existing | Food Preparation | Natural Gas | Griddle | E4 | Participant - Cost of Equipment | 0 | 0 | 0 | 0 | 0 | 0 | 0 | 0 | 0 | 0 | 0 | 0 | 0 | 0 | 0 | 0 | 0 | 0 | 0 | 0 | 0 | 0 | 0 | 0 | 0 | 0 | 0 | 0 | 0 | 0
F1_Commercial_Healthcare_Existing_Food Preparation_Natural Gas_Griddle_E5 | F1 | Commercial | Healthcare | Existing | Food Preparation | Natural Gas | Griddle | E5 | Participant - Cost of Equipment | 0 | 0 | 0 | 0 | 0 | 0 | 0 | 0 | 0 | 0 | 0 | 0 | 0 | 0 | 0 | 0 | 0 | 0 | 0 | 0 | 0 | 0 | 0 | 0 | 0 | 0 | 0 | 0 | 0 | 0
F1_Commercial_Healthcare_Existing_Food Preparation_Natural Gas_Griddle_E6 | F1 | Commercial | Healthcare | Existing | Food Preparation | Natural Gas | Griddle | E6 | Participant - Cost of Equipment | 0 | 0 | 0 | 0 | 0 | 0 | 0 | 0 | 0 | 0 | 0 | 0 | 0 | 0 | 0 | 0 | 0 | 0 | 0 | 0 | 0 | 0 | 0 | 0 | 0 | 0 | 0 | 0 | 0 | 0
F1_Commercial_Healthcare_Existing_Food Preparation_Natural Gas_Griddle_E7 | F1 | Commercial | Healthcare | Existing | Food Preparation | Natural Gas | Griddle | E7 | Participant - Cost of Equipment | 0 | 0 | 0 | 0 | 0 | 0 | 0 | 0 | 0 | 0 | 0 | 0 | 0 | 0 | 0 | 0 | 0 | 0 | 0 | 0 | 0 | 0 | 0 | 0 | 0 | 0 | 0 | 0 | 0 | 0
F1_Commercial_Healthcare_Existing_Food Preparation_Natural Gas_Griddle_E8 | F1 | Commercial | Healthcare | Existing | Food Preparation | Natural Gas | Griddle | E8 | Participant - Cost of Equipment | 0 | 0 | 0 | 0 | 0 | 0 | 0 | 0 | 0 | 0 | 0 | 0 | 0 | 0 | 0 | 0 | 0 | 0 | 0 | 0 | 0 | 0 | 0 | 0 | 0 | 0 | 0 | 0 | 0 | 0
F1_Commercial_Healthcare_Existing_Food Preparation_Natural Gas_Griddle_E9 | F1 | Commercial | Healthcare | Existing | Food Preparation | Natural Gas | Griddle | E9 | Participant - Cost of Equipment | 0 | 0 | 0 | 0 | 0 | 0 | 0 | 0 | 0 | 0 | 0 | 0 | 0 | 0 | 0 | 0 | 0 | 0 | 0 | 0 | 0 | 0 | 0 | 0 | 0 | 0 | 0 | 0 | 0 | 0
F1_Commercial_Healthcare_Existing_Food Preparation_Natural Gas_Griddle_E10 | F1 | Commercial | Healthcare | Existing | Food Preparation | Natural Gas | Griddle | E10 | Participant - Cost of Equipment | 0 | 0 | 0 | 0 | 0 | 0 | 0 | 0 | 0 | 0 | 0 | 0 | 0 | 0 | 0 | 0 | 0 | 0 | 0 | 0 | 0 | 0 | 0 | 0 | 0 | 0 | 0 | 0 | 0 | 0
F2_Commercial_Healthcare_Existing_Food Preparation_Natural Gas_Griddle_E1 | F2 | Commercial | Healthcare | Existing | Food Preparation | Natural Gas | Griddle | E1 | Participant - Cost of Operation | 0.053567 | 0.054025 | 0.054574 | 0.055482 | 0.056692 | 0.05812 | 0.059431 | 0.0606 | 0.061733 | 0.062832 | 0.06394 | 0.065017 | 0.066032 | 0.067048 | 0.068018 | 0.069014 | 0.070079 | 0.071151 | 0.072232 | 0.073317 | 0.074391 | 0.075448 | 0 | 0 | 0 | 0 | 0 | 0 | 0 | 0
F2_Commercial_Healthcare_Existing_Food Preparation_Natural Gas_Griddle_E2 | F2 | Commercial | Healthcare | Existing | Food Preparation | Natural Gas | Griddle | E2 | Participant - Cost of Operation | 0.046264 | 0.04666 | 0.047134 | 0.047918 | 0.048963 | 0.050196 | 0.051329 | 0.052338 | 0.053316 | 0.054266 | 0.055223 | 0.056153 | 0.05703 | 0.057907 | 0.058745 | 0.059605 | 0.060525 | 0.061451 | 0.062384 | 0.063322 | 0.064249 | 0.065162 | 0 | 0 | 0 | 0 | 0 | 0 | 0 | 0
F2_Commercial_Healthcare_Existing_Food Preparation_Natural Gas_Griddle_E3 | F2 | Commercial | Healthcare | Existing | Food Preparation | Natural Gas | Griddle | E3 | Participant - Cost of Operation | 0 | 0 | 0 | 0 | 0 | 0 | 0 | 0 | 0 | 0 | 0 | 0 | 0 | 0 | 0 | 0 | 0 | 0 | 0 | 0 | 0 | 0 | 0 | 0 | 0 | 0 | 0 | 0 | 0 | 0
F2_Commercial_Healthcare_Existing_Food Preparation_Natural Gas_Griddle_E4 | F2 | Commercial | Healthcare | Existing | Food Preparation | Natural Gas | Griddle | E4 | Participant - Cost of Operation | 0 | 0 | 0 | 0 | 0 | 0 | 0 | 0 | 0 | 0 | 0 | 0 | 0 | 0 | 0 | 0 | 0 | 0 | 0 | 0 | 0 | 0 | 0 | 0 | 0 | 0 | 0 | 0 | 0 | 0
F2_Commercial_Healthcare_Existing_Food Preparation_Natural Gas_Griddle_E5 | F2 | Commercial | Healthcare | Existing | Food Preparation | Natural Gas | Griddle | E5 | Participant - Cost of Operation | 0 | 0 | 0 | 0 | 0 | 0 | 0 | 0 | 0 | 0 | 0 | 0 | 0 | 0 | 0 | 0 | 0 | 0 | 0 | 0 | 0 | 0 | 0 | 0 | 0 | 0 | 0 | 0 | 0 | 0
F2_Commercial_Healthcare_Existing_Food Preparation_Natural Gas_Griddle_E6 | F2 | Commercial | Healthcare | Existing | Food Preparation | Natural Gas | Griddle | E6 | Participant - Cost of Operation | 0 | 0 | 0 | 0 | 0 | 0 | 0 | 0 | 0 | 0 | 0 | 0 | 0 | 0 | 0 | 0 | 0 | 0 | 0 | 0 | 0 | 0 | 0 | 0 | 0 | 0 | 0 | 0 | 0 | 0
F2_Commercial_Healthcare_Existing_Food Preparation_Natural Gas_Griddle_E7 | F2 | Commercial | Healthcare | Existing | Food Preparation | Natural Gas | Griddle | E7 | Participant - Cost of Operation | 0 | 0 | 0 | 0 | 0 | 0 | 0 | 0 | 0 | 0 | 0 | 0 | 0 | 0 | 0 | 0 | 0 | 0 | 0 | 0 | 0 | 0 | 0 | 0 | 0 | 0 | 0 | 0 | 0 | 0
F2_Commercial_Healthcare_Existing_Food Preparation_Natural Gas_Griddle_E8 | F2 | Commercial | Healthcare | Existing | Food Preparation | Natural Gas | Griddle | E8 | Participant - Cost of Operation | 0 | 0 | 0 | 0 | 0 | 0 | 0 | 0 | 0 | 0 | 0 | 0 | 0 | 0 | 0 | 0 | 0 | 0 | 0 | 0 | 0 | 0 | 0 | 0 | 0 | 0 | 0 | 0 | 0 | 0
F2_Commercial_Healthcare_Existing_Food Preparation_Natural Gas_Griddle_E9 | F2 | Commercial | Healthcare | Existing | Food Preparation | Natural Gas | Griddle | E9 | Participant - Cost of Operation | 0 | 0 | 0 | 0 | 0 | 0 | 0 | 0 | 0 | 0 | 0 | 0 | 0 | 0 | 0 | 0 | 0 | 0 | 0 | 0 | 0 | 0 | 0 | 0 | 0 | 0 | 0 | 0 | 0 | 0
F2_Commercial_Healthcare_Existing_Food Preparation_Natural Gas_Griddle_E10 | F2 | Commercial | Healthcare | Existing | Food Preparation | Natural Gas | Griddle | E10 | Participant - Cost of Operation | 0 | 0 | 0 | 0 | 0 | 0 | 0 | 0 | 0 | 0 | 0 | 0 | 0 | 0 | 0 | 0 | 0 | 0 | 0 | 0 | 0 | 0 | 0 | 0 | 0 | 0 | 0 | 0 | 0 | 0
F3_Commercial_Healthcare_Existing_Food Preparation_Natural Gas_Griddle_E1 | F3 | Commercial | Healthcare | Existing | Food Preparation | Natural Gas | Griddle | E1 | System - kBTUs of Conusmption | 5.0238 | 5.0388 | 5.0554 | 5.0937 | 5.1275 | 5.156 | 5.1777 | 5.1992 | 5.2192 | 5.2319 | 5.2363 | 5.2353 | 5.2276 | 5.2127 | 5.1944 | 5.1766 | 5.1574 | 5.137 | 5.1136 | 5.091 | 5.0676 | 5.0436 | 0 | 0 | 0 | 0 | 0 | 0 | 0 | 0
F3_Commercial_Healthcare_Existing_Food Preparation_Natural Gas_Griddle_E2 | F3 | Commercial | Healthcare | Existing | Food Preparation | Natural Gas | Griddle | E2 | System - kBTUs of Conusmption | 4.3389 | 4.3518 | 4.3662 | 4.3992 | 4.4284 | 4.4531 | 4.4718 | 4.4904 | 4.5076 | 4.5187 | 4.5224 | 4.5216 | 4.5149 | 4.5021 | 4.4863 | 4.4709 | 4.4543 | 4.4366 | 4.4164 | 4.3969 | 4.3767 | 4.356 | 0 | 0 | 0 | 0 | 0 | 0 | 0 | 0
F3_Commercial_Healthcare_Existing_Food Preparation_Natural Gas_Griddle_E3 | F3 | Commercial | Healthcare | Existing | Food Preparation | Natural Gas | Griddle | E3 | System - kBTUs of Conusmption | 0 | 0 | 0 | 0 | 0 | 0 | 0 | 0 | 0 | 0 | 0 | 0 | 0 | 0 | 0 | 0 | 0 | 0 | 0 | 0 | 0 | 0 | 0 | 0 | 0 | 0 | 0 | 0 | 0 | 0
F3_Commercial_Healthcare_Existing_Food Preparation_Natural Gas_Griddle_E4 | F3 | Commercial | Healthcare | Existing | Food Preparation | Natural Gas | Griddle | E4 | System - kBTUs of Conusmption | 0 | 0 | 0 | 0 | 0 | 0 | 0 | 0 | 0 | 0 | 0 | 0 | 0 | 0 | 0 | 0 | 0 | 0 | 0 | 0 | 0 | 0 | 0 | 0 | 0 | 0 | 0 | 0 | 0 | 0
F3_Commercial_Healthcare_Existing_Food Preparation_Natural Gas_Griddle_E5 | F3 | Commercial | Healthcare | Existing | Food Preparation | Natural Gas | Griddle | E5 | System - kBTUs of Conusmption | 0 | 0 | 0 | 0 | 0 | 0 | 0 | 0 | 0 | 0 | 0 | 0 | 0 | 0 | 0 | 0 | 0 | 0 | 0 | 0 | 0 | 0 | 0 | 0 | 0 | 0 | 0 | 0 | 0 | 0
F3_Commercial_Healthcare_Existing_Food Preparation_Natural Gas_Griddle_E6 | F3 | Commercial | Healthcare | Existing | Food Preparation | Natural Gas | Griddle | E6 | System - kBTUs of Conusmption | 0 | 0 | 0 | 0 | 0 | 0 | 0 | 0 | 0 | 0 | 0 | 0 | 0 | 0 | 0 | 0 | 0 | 0 | 0 | 0 | 0 | 0 | 0 | 0 | 0 | 0 | 0 | 0 | 0 | 0
F3_Commercial_Healthcare_Existing_Food Preparation_Natural Gas_Griddle_E7 | F3 | Commercial | Healthcare | Existing | Food Preparation | Natural Gas | Griddle | E7 | System - kBTUs of Conusmption | 0 | 0 | 0 | 0 | 0 | 0 | 0 | 0 | 0 | 0 | 0 | 0 | 0 | 0 | 0 | 0 | 0 | 0 | 0 | 0 | 0 | 0 | 0 | 0 | 0 | 0 | 0 | 0 | 0 | 0
F3_Commercial_Healthcare_Existing_Food Preparation_Natural Gas_Griddle_E8 | F3 | Commercial | Healthcare | Existing | Food Preparation | Natural Gas | Griddle | E8 | System - kBTUs of Conusmption | 0 | 0 | 0 | 0 | 0 | 0 | 0 | 0 | 0 | 0 | 0 | 0 | 0 | 0 | 0 | 0 | 0 | 0 | 0 | 0 | 0 | 0 | 0 | 0 | 0 | 0 | 0 | 0 | 0 | 0
F3_Commercial_Healthcare_Existing_Food Preparation_Natural Gas_Griddle_E9 | F3 | Commercial | Healthcare | Existing | Food Preparation | Natural Gas | Griddle | E9 | System - kBTUs of Conusmption | 0 | 0 | 0 | 0 | 0 | 0 | 0 | 0 | 0 | 0 | 0 | 0 | 0 | 0 | 0 | 0 | 0 | 0 | 0 | 0 | 0 | 0 | 0 | 0 | 0 | 0 | 0 | 0 | 0 | 0
F3_Commercial_Healthcare_Existing_Food Preparation_Natural Gas_Griddle_E10 | F3 | Commercial | Healthcare | Existing | Food Preparation | Natural Gas | Griddle | E10 | System - kBTUs of Conusmption | 0 | 0 | 0 | 0 | 0 | 0 | 0 | 0 | 0 | 0 | 0 | 0 | 0 | 0 | 0 | 0 | 0 | 0 | 0 | 0 | 0 | 0 | 0 | 0 | 0 | 0 | 0 | 0 | 0 | 0
F4_Commercial_Healthcare_Existing_Food Preparation_Natural Gas_Griddle_E1 | F4 | Commercial | Healthcare | Existing | Food Preparation | Natural Gas | Griddle | E1 | Utility - Cost of Equipment | 0.023479 | 0.023479 | 0.023479 | 0.023479 | 0.023479 | 0.023479 | 0.023479 | 0.023479 | 0.023479 | 0.023479 | 0.023479 | 0.023479 | 0.023479 | 0.023479 | 0.023479 | 0.023479 | 0.023479 | 0.023479 | 0.023479 | 0.023479 | 0.023479 | 0.023479 | 0 | 0 | 0 | 0 | 0 | 0 | 0 | 0
F4_Commercial_Healthcare_Existing_Food Preparation_Natural Gas_Griddle_E2 | F4 | Commercial | Healthcare | Existing | Food Preparation | Natural Gas | Griddle | E2 | Utility - Cost of Equipment | 0.02512 | 0.02512 | 0.02512 | 0.02512 | 0.02512 | 0.02512 | 0.02512 | 0.02512 | 0.02512 | 0.02512 | 0.02512 | 0.02512 | 0.02512 | 0.02512 | 0.02512 | 0.02512 | 0.02512 | 0.02512 | 0.02512 | 0.02512 | 0.02512 | 0.02512 | 0 | 0 | 0 | 0 | 0 | 0 | 0 | 0
F4_Commercial_Healthcare_Existing_Food Preparation_Natural Gas_Griddle_E3 | F4 | Commercial | Healthcare | Existing | Food Preparation | Natural Gas | Griddle | E3 | Utility - Cost of Equipment | 0 | 0 | 0 | 0 | 0 | 0 | 0 | 0 | 0 | 0 | 0 | 0 | 0 | 0 | 0 | 0 | 0 | 0 | 0 | 0 | 0 | 0 | 0 | 0 | 0 | 0 | 0 | 0 | 0 | 0
F4_Commercial_Healthcare_Existing_Food Preparation_Natural Gas_Griddle_E4 | F4 | Commercial | Healthcare | Existing | Food Preparation | Natural Gas | Griddle | E4 | Utility - Cost of Equipment | 0 | 0 | 0 | 0 | 0 | 0 | 0 | 0 | 0 | 0 | 0 | 0 | 0 | 0 | 0 | 0 | 0 | 0 | 0 | 0 | 0 | 0 | 0 | 0 | 0 | 0 | 0 | 0 | 0 | 0
F4_Commercial_Healthcare_Existing_Food Preparation_Natural Gas_Griddle_E5 | F4 | Commercial | Healthcare | Existing | Food Preparation | Natural Gas | Griddle | E5 | Utility - Cost of Equipment | 0 | 0 | 0 | 0 | 0 | 0 | 0 | 0 | 0 | 0 | 0 | 0 | 0 | 0 | 0 | 0 | 0 | 0 | 0 | 0 | 0 | 0 | 0 | 0 | 0 | 0 | 0 | 0 | 0 | 0
F4_Commercial_Healthcare_Existing_Food Preparation_Natural Gas_Griddle_E6 | F4 | Commercial | Healthcare | Existing | Food Preparation | Natural Gas | Griddle | E6 | Utility - Cost of Equipment | 0 | 0 | 0 | 0 | 0 | 0 | 0 | 0 | 0 | 0 | 0 | 0 | 0 | 0 | 0 | 0 | 0 | 0 | 0 | 0 | 0 | 0 | 0 | 0 | 0 | 0 | 0 | 0 | 0 | 0
F4_Commercial_Healthcare_Existing_Food Preparation_Natural Gas_Griddle_E7 | F4 | Commercial | Healthcare | Existing | Food Preparation | Natural Gas | Griddle | E7 | Utility - Cost of Equipment | 0 | 0 | 0 | 0 | 0 | 0 | 0 | 0 | 0 | 0 | 0 | 0 | 0 | 0 | 0 | 0 | 0 | 0 | 0 | 0 | 0 | 0 | 0 | 0 | 0 | 0 | 0 | 0 | 0 | 0
F4_Commercial_Healthcare_Existing_Food Preparation_Natural Gas_Griddle_E8 | F4 | Commercial | Healthcare | Existing | Food Preparation | Natural Gas | Griddle | E8 | Utility - Cost of Equipment | 0 | 0 | 0 | 0 | 0 | 0 | 0 | 0 | 0 | 0 | 0 | 0 | 0 | 0 | 0 | 0 | 0 | 0 | 0 | 0 | 0 | 0 | 0 | 0 | 0 | 0 | 0 | 0 | 0 | 0
F4_Commercial_Healthcare_Existing_Food Preparation_Natural Gas_Griddle_E9 | F4 | Commercial | Healthcare | Existing | Food Preparation | Natural Gas | Griddle | E9 | Utility - Cost of Equipment | 0 | 0 | 0 | 0 | 0 | 0 | 0 | 0 | 0 | 0 | 0 | 0 | 0 | 0 | 0 | 0 | 0 | 0 | 0 | 0 | 0 | 0 | 0 | 0 | 0 | 0 | 0 | 0 | 0 | 0
F4_Commercial_Healthcare_Existing_Food Preparation_Natural Gas_Griddle_E10 | F4 | Commercial | Healthcare | Existing | Food Preparation | Natural Gas | Griddle | E10 | Utility - Cost of Equipment | 0 | 0 | 0 | 0 | 0 | 0 | 0 | 0 | 0 | 0 | 0 | 0 | 0 | 0 | 0 | 0 | 0 | 0 | 0 | 0 | 0 | 0 | 0 | 0 | 0 | 0 | 0 | 0 | 0 | 0
F5_Commercial_Healthcare_Existing_Food Preparation_Natural Gas_Griddle_E1 | F5 | Commercial | Healthcare | Existing | Food Preparation | Natural Gas | Griddle | E1 | Utility - Cost of Operation | 0.044711 | 0.045094 | 0.045552 | 0.046309 | 0.047319 | 0.048511 | 0.049606 | 0.050581 | 0.051527 | 0.052444 | 0.053369 | 0.054269 | 0.055115 | 0.055963 | 0.056774 | 0.057605 | 0.058493 | 0.059388 | 0.06029 | 0.061196 | 0.062092 | 0.062975 | 0 | 0 | 0 | 0 | 0 | 0 | 0 | 0
F5_Commercial_Healthcare_Existing_Food Preparation_Natural Gas_Griddle_E2 | F5 | Commercial | Healthcare | Existing | Food Preparation | Natural Gas | Griddle | E2 | Utility - Cost of Operation | 0.038616 | 0.038946 | 0.039341 | 0.039996 | 0.040868 | 0.041898 | 0.042843 | 0.043685 | 0.044502 | 0.045294 | 0.046093 | 0.04687 | 0.047601 | 0.048334 | 0.049034 | 0.049751 | 0.050519 | 0.051292 | 0.052071 | 0.052853 | 0.053627 | 0.05439 | 0 | 0 | 0 | 0 | 0 | 0 | 0 | 0
F5_Commercial_Healthcare_Existing_Food Preparation_Natural Gas_Griddle_E3 | F5 | Commercial | Healthcare | Existing | Food Preparation | Natural Gas | Griddle | E3 | Utility - Cost of Operation | 0 | 0 | 0 | 0 | 0 | 0 | 0 | 0 | 0 | 0 | 0 | 0 | 0 | 0 | 0 | 0 | 0 | 0 | 0 | 0 | 0 | 0 | 0 | 0 | 0 | 0 | 0 | 0 | 0 | 0
F5_Commercial_Healthcare_Existing_Food Preparation_Natural Gas_Griddle_E4 | F5 | Commercial | Healthcare | Existing | Food Preparation | Natural Gas | Griddle | E4 | Utility - Cost of Operation | 0 | 0 | 0 | 0 | 0 | 0 | 0 | 0 | 0 | 0 | 0 | 0 | 0 | 0 | 0 | 0 | 0 | 0 | 0 | 0 | 0 | 0 | 0 | 0 | 0 | 0 | 0 | 0 | 0 | 0
F5_Commercial_Healthcare_Existing_Food Preparation_Natural Gas_Griddle_E5 | F5 | Commercial | Healthcare | Existing | Food Preparation | Natural Gas | Griddle | E5 | Utility - Cost of Operation | 0 | 0 | 0 | 0 | 0 | 0 | 0 | 0 | 0 | 0 | 0 | 0 | 0 | 0 | 0 | 0 | 0 | 0 | 0 | 0 | 0 | 0 | 0 | 0 | 0 | 0 | 0 | 0 | 0 | 0
F5_Commercial_Healthcare_Existing_Food Preparation_Natural Gas_Griddle_E6 | F5 | Commercial | Healthcare | Existing | Food Preparation | Natural Gas | Griddle | E6 | Utility - Cost of Operation | 0 | 0 | 0 | 0 | 0 | 0 | 0 | 0 | 0 | 0 | 0 | 0 | 0 | 0 | 0 | 0 | 0 | 0 | 0 | 0 | 0 | 0 | 0 | 0 | 0 | 0 | 0 | 0 | 0 | 0
F5_Commercial_Healthcare_Existing_Food Preparation_Natural Gas_Griddle_E7 | F5 | Commercial | Healthcare | Existing | Food Preparation | Natural Gas | Griddle | E7 | Utility - Cost of Operation | 0 | 0 | 0 | 0 | 0 | 0 | 0 | 0 | 0 | 0 | 0 | 0 | 0 | 0 | 0 | 0 | 0 | 0 | 0 | 0 | 0 | 0 | 0 | 0 | 0 | 0 | 0 | 0 | 0 | 0
F5_Commercial_Healthcare_Existing_Food Preparation_Natural Gas_Griddle_E8 | F5 | Commercial | Healthcare | Existing | Food Preparation | Natural Gas | Griddle | E8 | Utility - Cost of Operation | 0 | 0 | 0 | 0 | 0 | 0 | 0 | 0 | 0 | 0 | 0 | 0 | 0 | 0 | 0 | 0 | 0 | 0 | 0 | 0 | 0 | 0 | 0 | 0 | 0 | 0 | 0 | 0 | 0 | 0
F5_Commercial_Healthcare_Existing_Food Preparation_Natural Gas_Griddle_E9 | F5 | Commercial | Healthcare | Existing | Food Preparation | Natural Gas | Griddle | E9 | Utility - Cost of Operation | 0 | 0 | 0 | 0 | 0 | 0 | 0 | 0 | 0 | 0 | 0 | 0 | 0 | 0 | 0 | 0 | 0 | 0 | 0 | 0 | 0 | 0 | 0 | 0 | 0 | 0 | 0 | 0 | 0 | 0
F5_Commercial_Healthcare_Existing_Food Preparation_Natural Gas_Griddle_E10 | F5 | Commercial | Healthcare | Existing | Food Preparation | Natural Gas | Griddle | E10 | Utility - Cost of Operation | 0 | 0 | 0 | 0 | 0 | 0 | 0 | 0 | 0 | 0 | 0 | 0 | 0 | 0 | 0 | 0 | 0 | 0 | 0 | 0 | 0 | 0 | 0 | 0 | 0 | 0 | 0 | 0 | 0 | 0
F6_Commercial_Healthcare_Existing_Food Preparation_Natural Gas_Griddle_E1 | F6 | Commercial | Healthcare | Existing | Food Preparation | Natural Gas | Griddle | E1 | Utility - Value of Sales | 0.053567 | 0.054025 | 0.054574 | 0.055482 | 0.056692 | 0.05812 | 0.059431 | 0.0606 | 0.061733 | 0.062832 | 0.06394 | 0.065017 | 0.066032 | 0.067048 | 0.068018 | 0.069014 | 0.070079 | 0.071151 | 0.072232 | 0.073317 | 0.074391 | 0.075448 | 0 | 0 | 0 | 0 | 0 | 0 | 0 | 0
F6_Commercial_Healthcare_Existing_Food Preparation_Natural Gas_Griddle_E2 | F6 | Commercial | Healthcare | Existing | Food Preparation | Natural Gas | Griddle | E2 | Utility - Value of Sales | 0.046264 | 0.04666 | 0.047134 | 0.047918 | 0.048963 | 0.050196 | 0.051329 | 0.052338 | 0.053316 | 0.054266 | 0.055223 | 0.056153 | 0.05703 | 0.057907 | 0.058745 | 0.059605 | 0.060525 | 0.061451 | 0.062384 | 0.063322 | 0.064249 | 0.065162 | 0 | 0 | 0 | 0 | 0 | 0 | 0 | 0
F6_Commercial_Healthcare_Existing_Food Preparation_Natural Gas_Griddle_E3 | F6 | Commercial | Healthcare | Existing | Food Preparation | Natural Gas | Griddle | E3 | Utility - Value of Sales | 0 | 0 | 0 | 0 | 0 | 0 | 0 | 0 | 0 | 0 | 0 | 0 | 0 | 0 | 0 | 0 | 0 | 0 | 0 | 0 | 0 | 0 | 0 | 0 | 0 | 0 | 0 | 0 | 0 | 0
F6_Commercial_Healthcare_Existing_Food Preparation_Natural Gas_Griddle_E4 | F6 | Commercial | Healthcare | Existing | Food Preparation | Natural Gas | Griddle | E4 | Utility - Value of Sales | 0 | 0 | 0 | 0 | 0 | 0 | 0 | 0 | 0 | 0 | 0 | 0 | 0 | 0 | 0 | 0 | 0 | 0 | 0 | 0 | 0 | 0 | 0 | 0 | 0 | 0 | 0 | 0 | 0 | 0
F6_Commercial_Healthcare_Existing_Food Preparation_Natural Gas_Griddle_E5 | F6 | Commercial | Healthcare | Existing | Food Preparation | Natural Gas | Griddle | E5 | Utility - Value of Sales | 0 | 0 | 0 | 0 | 0 | 0 | 0 | 0 | 0 | 0 | 0 | 0 | 0 | 0 | 0 | 0 | 0 | 0 | 0 | 0 | 0 | 0 | 0 | 0 | 0 | 0 | 0 | 0 | 0 | 0
F6_Commercial_Healthcare_Existing_Food Preparation_Natural Gas_Griddle_E6 | F6 | Commercial | Healthcare | Existing | Food Preparation | Natural Gas | Griddle | E6 | Utility - Value of Sales | 0 | 0 | 0 | 0 | 0 | 0 | 0 | 0 | 0 | 0 | 0 | 0 | 0 | 0 | 0 | 0 | 0 | 0 | 0 | 0 | 0 | 0 | 0 | 0 | 0 | 0 | 0 | 0 | 0 | 0
F6_Commercial_Healthcare_Existing_Food Preparation_Natural Gas_Griddle_E7 | F6 | Commercial | Healthcare | Existing | Food Preparation | Natural Gas | Griddle | E7 | Utility - Value of Sales | 0 | 0 | 0 | 0 | 0 | 0 | 0 | 0 | 0 | 0 | 0 | 0 | 0 | 0 | 0 | 0 | 0 | 0 | 0 | 0 | 0 | 0 | 0 | 0 | 0 | 0 | 0 | 0 | 0 | 0
F6_Commercial_Healthcare_Existing_Food Preparation_Natural Gas_Griddle_E8 | F6 | Commercial | Healthcare | Existing | Food Preparation | Natural Gas | Griddle | E8 | Utility - Value of Sales | 0 | 0 | 0 | 0 | 0 | 0 | 0 | 0 | 0 | 0 | 0 | 0 | 0 | 0 | 0 | 0 | 0 | 0 | 0 | 0 | 0 | 0 | 0 | 0 | 0 | 0 | 0 | 0 | 0 | 0
F6_Commercial_Healthcare_Existing_Food Preparation_Natural Gas_Griddle_E9 | F6 | Commercial | Healthcare | Existing | Food Preparation | Natural Gas | Griddle | E9 | Utility - Value of Sales | 0 | 0 | 0 | 0 | 0 | 0 | 0 | 0 | 0 | 0 | 0 | 0 | 0 | 0 | 0 | 0 | 0 | 0 | 0 | 0 | 0 | 0 | 0 | 0 | 0 | 0 | 0 | 0 | 0 | 0
F6_Commercial_Healthcare_Existing_Food Preparation_Natural Gas_Griddle_E10 | F6 | Commercial | Healthcare | Existing | Food Preparation | Natural Gas | Griddle | E10 | Utility - Value of Sales | 0 | 0 | 0 | 0 | 0 | 0 | 0 | 0 | 0 | 0 | 0 | 0 | 0 | 0 | 0 | 0 | 0 | 0 | 0 | 0 | 0 | 0 | 0 | 0 | 0 | 0 | 0 | 0 | 0 | 0
F1_Commercial_Healthcare_Existing_Food Preparation_Natural Gas_Range_E1 | F1 | Commercial | Healthcare | Existing | Food Preparation | Natural Gas | Range | E1 | Participant - Cost of Equipment | 0.044755 | 0.044755 | 0.044755 | 0.044755 | 0.044755 | 0.044755 | 0.044755 | 0.044755 | 0.044755 | 0.044755 | 0.044755 | 0.044755 | 0.044755 | 0.044755 | 0.044755 | 0.044755 | 0.044755 | 0.044755 | 0.044755 | 0.044755 | 0.044755 | 0.044755 | 0 | 0 | 0 | 0 | 0 | 0 | 0 | 0
F1_Commercial_Healthcare_Existing_Food Preparation_Natural Gas_Range_E2 | F1 | Commercial | Healthcare | Existing | Food Preparation | Natural Gas | Range | E2 | Participant - Cost of Equipment | 0.044761 | 0.044761 | 0.044761 | 0.044761 | 0.044761 | 0.044761 | 0.044761 | 0.044761 | 0.044761 | 0.044761 | 0.044761 | 0.044761 | 0.044761 | 0.044761 | 0.044761 | 0.044761 | 0.044761 | 0.044761 | 0.044761 | 0.044761 | 0.044761 | 0.044761 | 0 | 0 | 0 | 0 | 0 | 0 | 0 | 0
F1_Commercial_Healthcare_Existing_Food Preparation_Natural Gas_Range_E3 | F1 | Commercial | Healthcare | Existing | Food Preparation | Natural Gas | Range | E3 | Participant - Cost of Equipment | 0 | 0 | 0 | 0 | 0 | 0 | 0 | 0 | 0 | 0 | 0 | 0 | 0 | 0 | 0 | 0 | 0 | 0 | 0 | 0 | 0 | 0 | 0 | 0 | 0 | 0 | 0 | 0 | 0 | 0
F1_Commercial_Healthcare_Existing_Food Preparation_Natural Gas_Range_E4 | F1 | Commercial | Healthcare | Existing | Food Preparation | Natural Gas | Range | E4 | Participant - Cost of Equipment | 0 | 0 | 0 | 0 | 0 | 0 | 0 | 0 | 0 | 0 | 0 | 0 | 0 | 0 | 0 | 0 | 0 | 0 | 0 | 0 | 0 | 0 | 0 | 0 | 0 | 0 | 0 | 0 | 0 | 0
F1_Commercial_Healthcare_Existing_Food Preparation_Natural Gas_Range_E5 | F1 | Commercial | Healthcare | Existing | Food Preparation | Natural Gas | Range | E5 | Participant - Cost of Equipment | 0 | 0 | 0 | 0 | 0 | 0 | 0 | 0 | 0 | 0 | 0 | 0 | 0 | 0 | 0 | 0 | 0 | 0 | 0 | 0 | 0 | 0 | 0 | 0 | 0 | 0 | 0 | 0 | 0 | 0
F1_Commercial_Healthcare_Existing_Food Preparation_Natural Gas_Range_E6 | F1 | Commercial | Healthcare | Existing | Food Preparation | Natural Gas | Range | E6 | Participant - Cost of Equipment | 0 | 0 | 0 | 0 | 0 | 0 | 0 | 0 | 0 | 0 | 0 | 0 | 0 | 0 | 0 | 0 | 0 | 0 | 0 | 0 | 0 | 0 | 0 | 0 | 0 | 0 | 0 | 0 | 0 | 0
F1_Commercial_Healthcare_Existing_Food Preparation_Natural Gas_Range_E7 | F1 | Commercial | Healthcare | Existing | Food Preparation | Natural Gas | Range | E7 | Participant - Cost of Equipment | 0 | 0 | 0 | 0 | 0 | 0 | 0 | 0 | 0 | 0 | 0 | 0 | 0 | 0 | 0 | 0 | 0 | 0 | 0 | 0 | 0 | 0 | 0 | 0 | 0 | 0 | 0 | 0 | 0 | 0
F1_Commercial_Healthcare_Existing_Food Preparation_Natural Gas_Range_E8 | F1 | Commercial | Healthcare | Existing | Food Preparation | Natural Gas | Range | E8 | Participant - Cost of Equipment | 0 | 0 | 0 | 0 | 0 | 0 | 0 | 0 | 0 | 0 | 0 | 0 | 0 | 0 | 0 | 0 | 0 | 0 | 0 | 0 | 0 | 0 | 0 | 0 | 0 | 0 | 0 | 0 | 0 | 0
F1_Commercial_Healthcare_Existing_Food Preparation_Natural Gas_Range_E9 | F1 | Commercial | Healthcare | Existing | Food Preparation | Natural Gas | Range | E9 | Participant - Cost of Equipment | 0 | 0 | 0 | 0 | 0 | 0 | 0 | 0 | 0 | 0 | 0 | 0 | 0 | 0 | 0 | 0 | 0 | 0 | 0 | 0 | 0 | 0 | 0 | 0 | 0 | 0 | 0 | 0 | 0 | 0
F1_Commercial_Healthcare_Existing_Food Preparation_Natural Gas_Range_E10 | F1 | Commercial | Healthcare | Existing | Food Preparation | Natural Gas | Range | E10 | Participant - Cost of Equipment | 0 | 0 | 0 | 0 | 0 | 0 | 0 | 0 | 0 | 0 | 0 | 0 | 0 | 0 | 0 | 0 | 0 | 0 | 0 | 0 | 0 | 0 | 0 | 0 | 0 | 0 | 0 | 0 | 0 | 0
F2_Commercial_Healthcare_Existing_Food Preparation_Natural Gas_Range_E1 | F2 | Commercial | Healthcare | Existing | Food Preparation | Natural Gas | Range | E1 | Participant - Cost of Operation | 0.061615 | 0.062026 | 0.062558 | 0.063585 | 0.065011 | 0.066727 | 0.068285 | 0.06962 | 0.070887 | 0.072181 | 0.073567 | 0.074918 | 0.076196 | 0.077483 | 0.078621 | 0.079697 | 0.080863 | 0.082032 | 0.083208 | 0.084383 | 0.085537 | 0.086663 | 0 | 0 | 0 | 0 | 0 | 0 | 0 | 0
F2_Commercial_Healthcare_Existing_Food Preparation_Natural Gas_Range_E2 | F2 | Commercial | Healthcare | Existing | Food Preparation | Natural Gas | Range | E2 | Participant - Cost of Operation | 0.046212 | 0.046519 | 0.046918 | 0.047689 | 0.048758 | 0.050045 | 0.051214 | 0.052215 | 0.053165 | 0.054136 | 0.055175 | 0.056189 | 0.057147 | 0.058112 | 0.058965 | 0.059773 | 0.060647 | 0.061524 | 0.062406 | 0.063287 | 0.064153 | 0.064997 | 0 | 0 | 0 | 0 | 0 | 0 | 0 | 0
F2_Commercial_Healthcare_Existing_Food Preparation_Natural Gas_Range_E3 | F2 | Commercial | Healthcare | Existing | Food Preparation | Natural Gas | Range | E3 | Participant - Cost of Operation | 0 | 0 | 0 | 0 | 0 | 0 | 0 | 0 | 0 | 0 | 0 | 0 | 0 | 0 | 0 | 0 | 0 | 0 | 0 | 0 | 0 | 0 | 0 | 0 | 0 | 0 | 0 | 0 | 0 | 0
F2_Commercial_Healthcare_Existing_Food Preparation_Natural Gas_Range_E4 | F2 | Commercial | Healthcare | Existing | Food Preparation | Natural Gas | Range | E4 | Participant - Cost of Operation | 0 | 0 | 0 | 0 | 0 | 0 | 0 | 0 | 0 | 0 | 0 | 0 | 0 | 0 | 0 | 0 | 0 | 0 | 0 | 0 | 0 | 0 | 0 | 0 | 0 | 0 | 0 | 0 | 0 | 0
F2_Commercial_Healthcare_Existing_Food Preparation_Natural Gas_Range_E5 | F2 | Commercial | Healthcare | Existing | Food Preparation | Natural Gas | Range | E5 | Participant - Cost of Operation | 0 | 0 | 0 | 0 | 0 | 0 | 0 | 0 | 0 | 0 | 0 | 0 | 0 | 0 | 0 | 0 | 0 | 0 | 0 | 0 | 0 | 0 | 0 | 0 | 0 | 0 | 0 | 0 | 0 | 0
F2_Commercial_Healthcare_Existing_Food Preparation_Natural Gas_Range_E6 | F2 | Commercial | Healthcare | Existing | Food Preparation | Natural Gas | Range | E6 | Participant - Cost of Operation | 0 | 0 | 0 | 0 | 0 | 0 | 0 | 0 | 0 | 0 | 0 | 0 | 0 | 0 | 0 | 0 | 0 | 0 | 0 | 0 | 0 | 0 | 0 | 0 | 0 | 0 | 0 | 0 | 0 | 0
F2_Commercial_Healthcare_Existing_Food Preparation_Natural Gas_Range_E7 | F2 | Commercial | Healthcare | Existing | Food Preparation | Natural Gas | Range | E7 | Participant - Cost of Operation | 0 | 0 | 0 | 0 | 0 | 0 | 0 | 0 | 0 | 0 | 0 | 0 | 0 | 0 | 0 | 0 | 0 | 0 | 0 | 0 | 0 | 0 | 0 | 0 | 0 | 0 | 0 | 0 | 0 | 0
F2_Commercial_Healthcare_Existing_Food Preparation_Natural Gas_Range_E8 | F2 | Commercial | Healthcare | Existing | Food Preparation | Natural Gas | Range | E8 | Participant - Cost of Operation | 0 | 0 | 0 | 0 | 0 | 0 | 0 | 0 | 0 | 0 | 0 | 0 | 0 | 0 | 0 | 0 | 0 | 0 | 0 | 0 | 0 | 0 | 0 | 0 | 0 | 0 | 0 | 0 | 0 | 0
F2_Commercial_Healthcare_Existing_Food Preparation_Natural Gas_Range_E9 | F2 | Commercial | Healthcare | Existing | Food Preparation | Natural Gas | Range | E9 | Participant - Cost of Operation | 0 | 0 | 0 | 0 | 0 | 0 | 0 | 0 | 0 | 0 | 0 | 0 | 0 | 0 | 0 | 0 | 0 | 0 | 0 | 0 | 0 | 0 | 0 | 0 | 0 | 0 | 0 | 0 | 0 | 0
F2_Commercial_Healthcare_Existing_Food Preparation_Natural Gas_Range_E10 | F2 | Commercial | Healthcare | Existing | Food Preparation | Natural Gas | Range | E10 | Participant - Cost of Operation | 0 | 0 | 0 | 0 | 0 | 0 | 0 | 0 | 0 | 0 | 0 | 0 | 0 | 0 | 0 | 0 | 0 | 0 | 0 | 0 | 0 | 0 | 0 | 0 | 0 | 0 | 0 | 0 | 0 | 0
F3_Commercial_Healthcare_Existing_Food Preparation_Natural Gas_Range_E1 | F3 | Commercial | Healthcare | Existing | Food Preparation | Natural Gas | Range | E1 | System - kBTUs of Conusmption | 5.838 | 5.8537 | 5.8727 | 5.922 | 5.9649 | 6.0013 | 6.0289 | 6.0562 | 6.0811 | 6.1039 | 6.1229 | 6.1344 | 6.1369 | 6.1302 | 6.112 | 6.087 | 6.0601 | 6.0314 | 5.9986 | 5.967 | 5.9342 | 5.9004 | 0 | 0 | 0 | 0 | 0 | 0 | 0 | 0
F3_Commercial_Healthcare_Existing_Food Preparation_Natural Gas_Range_E2 | F3 | Commercial | Healthcare | Existing | Food Preparation | Natural Gas | Range | E2 | System - kBTUs of Conusmption | 4.3785 | 4.3903 | 4.4045 | 4.4415 | 4.4737 | 4.501 | 4.5217 | 4.5421 | 4.5609 | 4.5779 | 4.5922 | 4.6008 | 4.6026 | 4.5977 | 4.584 | 4.5653 | 4.5451 | 4.5236 | 4.4989 | 4.4752 | 4.4506 | 4.4253 | 0 | 0 | 0 | 0 | 0 | 0 | 0 | 0
F3_Commercial_Healthcare_Existing_Food Preparation_Natural Gas_Range_E3 | F3 | Commercial | Healthcare | Existing | Food Preparation | Natural Gas | Range | E3 | System - kBTUs of Conusmption | 0 | 0 | 0 | 0 | 0 | 0 | 0 | 0 | 0 | 0 | 0 | 0 | 0 | 0 | 0 | 0 | 0 | 0 | 0 | 0 | 0 | 0 | 0 | 0 | 0 | 0 | 0 | 0 | 0 | 0
F3_Commercial_Healthcare_Existing_Food Preparation_Natural Gas_Range_E4 | F3 | Commercial | Healthcare | Existing | Food Preparation | Natural Gas | Range | E4 | System - kBTUs of Conusmption | 0 | 0 | 0 | 0 | 0 | 0 | 0 | 0 | 0 | 0 | 0 | 0 | 0 | 0 | 0 | 0 | 0 | 0 | 0 | 0 | 0 | 0 | 0 | 0 | 0 | 0 | 0 | 0 | 0 | 0
F3_Commercial_Healthcare_Existing_Food Preparation_Natural Gas_Range_E5 | F3 | Commercial | Healthcare | Existing | Food Preparation | Natural Gas | Range | E5 | System - kBTUs of Conusmption | 0 | 0 | 0 | 0 | 0 | 0 | 0 | 0 | 0 | 0 | 0 | 0 | 0 | 0 | 0 | 0 | 0 | 0 | 0 | 0 | 0 | 0 | 0 | 0 | 0 | 0 | 0 | 0 | 0 | 0
F3_Commercial_Healthcare_Existing_Food Preparation_Natural Gas_Range_E6 | F3 | Commercial | Healthcare | Existing | Food Preparation | Natural Gas | Range | E6 | System - kBTUs of Conusmption | 0 | 0 | 0 | 0 | 0 | 0 | 0 | 0 | 0 | 0 | 0 | 0 | 0 | 0 | 0 | 0 | 0 | 0 | 0 | 0 | 0 | 0 | 0 | 0 | 0 | 0 | 0 | 0 | 0 | 0
F3_Commercial_Healthcare_Existing_Food Preparation_Natural Gas_Range_E7 | F3 | Commercial | Healthcare | Existing | Food Preparation | Natural Gas | Range | E7 | System - kBTUs of Conusmption | 0 | 0 | 0 | 0 | 0 | 0 | 0 | 0 | 0 | 0 | 0 | 0 | 0 | 0 | 0 | 0 | 0 | 0 | 0 | 0 | 0 | 0 | 0 | 0 | 0 | 0 | 0 | 0 | 0 | 0
F3_Commercial_Healthcare_Existing_Food Preparation_Natural Gas_Range_E8 | F3 | Commercial | Healthcare | Existing | Food Preparation | Natural Gas | Range | E8 | System - kBTUs of Conusmption | 0 | 0 | 0 | 0 | 0 | 0 | 0 | 0 | 0 | 0 | 0 | 0 | 0 | 0 | 0 | 0 | 0 | 0 | 0 | 0 | 0 | 0 | 0 | 0 | 0 | 0 | 0 | 0 | 0 | 0
F3_Commercial_Healthcare_Existing_Food Preparation_Natural Gas_Range_E9 | F3 | Commercial | Healthcare | Existing | Food Preparation | Natural Gas | Range | E9 | System - kBTUs of Conusmption | 0 | 0 | 0 | 0 | 0 | 0 | 0 | 0 | 0 | 0 | 0 | 0 | 0 | 0 | 0 | 0 | 0 | 0 | 0 | 0 | 0 | 0 | 0 | 0 | 0 | 0 | 0 | 0 | 0 | 0
F3_Commercial_Healthcare_Existing_Food Preparation_Natural Gas_Range_E10 | F3 | Commercial | Healthcare | Existing | Food Preparation | Natural Gas | Range | E10 | System - kBTUs of Conusmption | 0 | 0 | 0 | 0 | 0 | 0 | 0 | 0 | 0 | 0 | 0 | 0 | 0 | 0 | 0 | 0 | 0 | 0 | 0 | 0 | 0 | 0 | 0 | 0 | 0 | 0 | 0 | 0 | 0 | 0
F4_Commercial_Healthcare_Existing_Food Preparation_Natural Gas_Range_E1 | F4 | Commercial | Healthcare | Existing | Food Preparation | Natural Gas | Range | E1 | Utility - Cost of Equipment | 0.044755 | 0.044755 | 0.044755 | 0.044755 | 0.044755 | 0.044755 | 0.044755 | 0.044755 | 0.044755 | 0.044755 | 0.044755 | 0.044755 | 0.044755 | 0.044755 | 0.044755 | 0.044755 | 0.044755 | 0.044755 | 0.044755 | 0.044755 | 0.044755 | 0.044755 | 0 | 0 | 0 | 0 | 0 | 0 | 0 | 0
F4_Commercial_Healthcare_Existing_Food Preparation_Natural Gas_Range_E2 | F4 | Commercial | Healthcare | Existing | Food Preparation | Natural Gas | Range | E2 | Utility - Cost of Equipment | 0.044761 | 0.044761 | 0.044761 | 0.044761 | 0.044761 | 0.044761 | 0.044761 | 0.044761 | 0.044761 | 0.044761 | 0.044761 | 0.044761 | 0.044761 | 0.044761 | 0.044761 | 0.044761 | 0.044761 | 0.044761 | 0.044761 | 0.044761 | 0.044761 | 0.044761 | 0 | 0 | 0 | 0 | 0 | 0 | 0 | 0
F4_Commercial_Healthcare_Existing_Food Preparation_Natural Gas_Range_E3 | F4 | Commercial | Healthcare | Existing | Food Preparation | Natural Gas | Range | E3 | Utility - Cost of Equipment | 0 | 0 | 0 | 0 | 0 | 0 | 0 | 0 | 0 | 0 | 0 | 0 | 0 | 0 | 0 | 0 | 0 | 0 | 0 | 0 | 0 | 0 | 0 | 0 | 0 | 0 | 0 | 0 | 0 | 0
F4_Commercial_Healthcare_Existing_Food Preparation_Natural Gas_Range_E4 | F4 | Commercial | Healthcare | Existing | Food Preparation | Natural Gas | Range | E4 | Utility - Cost of Equipment | 0 | 0 | 0 | 0 | 0 | 0 | 0 | 0 | 0 | 0 | 0 | 0 | 0 | 0 | 0 | 0 | 0 | 0 | 0 | 0 | 0 | 0 | 0 | 0 | 0 | 0 | 0 | 0 | 0 | 0
F4_Commercial_Healthcare_Existing_Food Preparation_Natural Gas_Range_E5 | F4 | Commercial | Healthcare | Existing | Food Preparation | Natural Gas | Range | E5 | Utility - Cost of Equipment | 0 | 0 | 0 | 0 | 0 | 0 | 0 | 0 | 0 | 0 | 0 | 0 | 0 | 0 | 0 | 0 | 0 | 0 | 0 | 0 | 0 | 0 | 0 | 0 | 0 | 0 | 0 | 0 | 0 | 0
F4_Commercial_Healthcare_Existing_Food Preparation_Natural Gas_Range_E6 | F4 | Commercial | Healthcare | Existing | Food Preparation | Natural Gas | Range | E6 | Utility - Cost of Equipment | 0 | 0 | 0 | 0 | 0 | 0 | 0 | 0 | 0 | 0 | 0 | 0 | 0 | 0 | 0 | 0 | 0 | 0 | 0 | 0 | 0 | 0 | 0 | 0 | 0 | 0 | 0 | 0 | 0 | 0
F4_Commercial_Healthcare_Existing_Food Preparation_Natural Gas_Range_E7 | F4 | Commercial | Healthcare | Existing | Food Preparation | Natural Gas | Range | E7 | Utility - Cost of Equipment | 0 | 0 | 0 | 0 | 0 | 0 | 0 | 0 | 0 | 0 | 0 | 0 | 0 | 0 | 0 | 0 | 0 | 0 | 0 | 0 | 0 | 0 | 0 | 0 | 0 | 0 | 0 | 0 | 0 | 0
F4_Commercial_Healthcare_Existing_Food Preparation_Natural Gas_Range_E8 | F4 | Commercial | Healthcare | Existing | Food Preparation | Natural Gas | Range | E8 | Utility - Cost of Equipment | 0 | 0 | 0 | 0 | 0 | 0 | 0 | 0 | 0 | 0 | 0 | 0 | 0 | 0 | 0 | 0 | 0 | 0 | 0 | 0 | 0 | 0 | 0 | 0 | 0 | 0 | 0 | 0 | 0 | 0
F4_Commercial_Healthcare_Existing_Food Preparation_Natural Gas_Range_E9 | F4 | Commercial | Healthcare | Existing | Food Preparation | Natural Gas | Range | E9 | Utility - Cost of Equipment | 0 | 0 | 0 | 0 | 0 | 0 | 0 | 0 | 0 | 0 | 0 | 0 | 0 | 0 | 0 | 0 | 0 | 0 | 0 | 0 | 0 | 0 | 0 | 0 | 0 | 0 | 0 | 0 | 0 | 0
F4_Commercial_Healthcare_Existing_Food Preparation_Natural Gas_Range_E10 | F4 | Commercial | Healthcare | Existing | Food Preparation | Natural Gas | Range | E10 | Utility - Cost of Equipment | 0 | 0 | 0 | 0 | 0 | 0 | 0 | 0 | 0 | 0 | 0 | 0 | 0 | 0 | 0 | 0 | 0 | 0 | 0 | 0 | 0 | 0 | 0 | 0 | 0 | 0 | 0 | 0 | 0 | 0
F5_Commercial_Healthcare_Existing_Food Preparation_Natural Gas_Range_E1 | F5 | Commercial | Healthcare | Existing | Food Preparation | Natural Gas | Range | E1 | Utility - Cost of Operation | 0.051429 | 0.051772 | 0.052216 | 0.053073 | 0.054264 | 0.055696 | 0.056996 | 0.058111 | 0.059168 | 0.060248 | 0.061405 | 0.062533 | 0.063599 | 0.064674 | 0.065623 | 0.066522 | 0.067494 | 0.06847 | 0.069452 | 0.070433 | 0.071396 | 0.072336 | 0 | 0 | 0 | 0 | 0 | 0 | 0 | 0
F5_Commercial_Healthcare_Existing_Food Preparation_Natural Gas_Range_E2 | F5 | Commercial | Healthcare | Existing | Food Preparation | Natural Gas | Range | E2 | Utility - Cost of Operation | 0.038572 | 0.038829 | 0.039162 | 0.039805 | 0.040698 | 0.041772 | 0.042747 | 0.043583 | 0.044376 | 0.045186 | 0.046054 | 0.0469 | 0.0477 | 0.048505 | 0.049217 | 0.049891 | 0.050621 | 0.051353 | 0.052089 | 0.052825 | 0.053547 | 0.054252 | 0 | 0 | 0 | 0 | 0 | 0 | 0 | 0
F5_Commercial_Healthcare_Existing_Food Preparation_Natural Gas_Range_E3 | F5 | Commercial | Healthcare | Existing | Food Preparation | Natural Gas | Range | E3 | Utility - Cost of Operation | 0 | 0 | 0 | 0 | 0 | 0 | 0 | 0 | 0 | 0 | 0 | 0 | 0 | 0 | 0 | 0 | 0 | 0 | 0 | 0 | 0 | 0 | 0 | 0 | 0 | 0 | 0 | 0 | 0 | 0
F5_Commercial_Healthcare_Existing_Food Preparation_Natural Gas_Range_E4 | F5 | Commercial | Healthcare | Existing | Food Preparation | Natural Gas | Range | E4 | Utility - Cost of Operation | 0 | 0 | 0 | 0 | 0 | 0 | 0 | 0 | 0 | 0 | 0 | 0 | 0 | 0 | 0 | 0 | 0 | 0 | 0 | 0 | 0 | 0 | 0 | 0 | 0 | 0 | 0 | 0 | 0 | 0
F5_Commercial_Healthcare_Existing_Food Preparation_Natural Gas_Range_E5 | F5 | Commercial | Healthcare | Existing | Food Preparation | Natural Gas | Range | E5 | Utility - Cost of Operation | 0 | 0 | 0 | 0 | 0 | 0 | 0 | 0 | 0 | 0 | 0 | 0 | 0 | 0 | 0 | 0 | 0 | 0 | 0 | 0 | 0 | 0 | 0 | 0 | 0 | 0 | 0 | 0 | 0 | 0
F5_Commercial_Healthcare_Existing_Food Preparation_Natural Gas_Range_E6 | F5 | Commercial | Healthcare | Existing | Food Preparation | Natural Gas | Range | E6 | Utility - Cost of Operation | 0 | 0 | 0 | 0 | 0 | 0 | 0 | 0 | 0 | 0 | 0 | 0 | 0 | 0 | 0 | 0 | 0 | 0 | 0 | 0 | 0 | 0 | 0 | 0 | 0 | 0 | 0 | 0 | 0 | 0
F5_Commercial_Healthcare_Existing_Food Preparation_Natural Gas_Range_E7 | F5 | Commercial | Healthcare | Existing | Food Preparation | Natural Gas | Range | E7 | Utility - Cost of Operation | 0 | 0 | 0 | 0 | 0 | 0 | 0 | 0 | 0 | 0 | 0 | 0 | 0 | 0 | 0 | 0 | 0 | 0 | 0 | 0 | 0 | 0 | 0 | 0 | 0 | 0 | 0 | 0 | 0 | 0
F5_Commercial_Healthcare_Existing_Food Preparation_Natural Gas_Range_E8 | F5 | Commercial | Healthcare | Existing | Food Preparation | Natural Gas | Range | E8 | Utility - Cost of Operation | 0 | 0 | 0 | 0 | 0 | 0 | 0 | 0 | 0 | 0 | 0 | 0 | 0 | 0 | 0 | 0 | 0 | 0 | 0 | 0 | 0 | 0 | 0 | 0 | 0 | 0 | 0 | 0 | 0 | 0
F5_Commercial_Healthcare_Existing_Food Preparation_Natural Gas_Range_E9 | F5 | Commercial | Healthcare | Existing | Food Preparation | Natural Gas | Range | E9 | Utility - Cost of Operation | 0 | 0 | 0 | 0 | 0 | 0 | 0 | 0 | 0 | 0 | 0 | 0 | 0 | 0 | 0 | 0 | 0 | 0 | 0 | 0 | 0 | 0 | 0 | 0 | 0 | 0 | 0 | 0 | 0 | 0
F5_Commercial_Healthcare_Existing_Food Preparation_Natural Gas_Range_E10 | F5 | Commercial | Healthcare | Existing | Food Preparation | Natural Gas | Range | E10 | Utility - Cost of Operation | 0 | 0 | 0 | 0 | 0 | 0 | 0 | 0 | 0 | 0 | 0 | 0 | 0 | 0 | 0 | 0 | 0 | 0 | 0 | 0 | 0 | 0 | 0 | 0 | 0 | 0 | 0 | 0 | 0 | 0
F6_Commercial_Healthcare_Existing_Food Preparation_Natural Gas_Range_E1 | F6 | Commercial | Healthcare | Existing | Food Preparation | Natural Gas | Range | E1 | Utility - Value of Sales | 0.061615 | 0.062026 | 0.062558 | 0.063585 | 0.065011 | 0.066727 | 0.068285 | 0.06962 | 0.070887 | 0.072181 | 0.073567 | 0.074918 | 0.076196 | 0.077483 | 0.078621 | 0.079697 | 0.080863 | 0.082032 | 0.083208 | 0.084383 | 0.085537 | 0.086663 | 0 | 0 | 0 | 0 | 0 | 0 | 0 | 0
F6_Commercial_Healthcare_Existing_Food Preparation_Natural Gas_Range_E2 | F6 | Commercial | Healthcare | Existing | Food Preparation | Natural Gas | Range | E2 | Utility - Value of Sales | 0.046212 | 0.046519 | 0.046918 | 0.047689 | 0.048758 | 0.050045 | 0.051214 | 0.052215 | 0.053165 | 0.054136 | 0.055175 | 0.056189 | 0.057147 | 0.058112 | 0.058965 | 0.059773 | 0.060647 | 0.061524 | 0.062406 | 0.063287 | 0.064153 | 0.064997 | 0 | 0 | 0 | 0 | 0 | 0 | 0 | 0
F6_Commercial_Healthcare_Existing_Food Preparation_Natural Gas_Range_E3 | F6 | Commercial | Healthcare | Existing | Food Preparation | Natural Gas | Range | E3 | Utility - Value of Sales | 0 | 0 | 0 | 0 | 0 | 0 | 0 | 0 | 0 | 0 | 0 | 0 | 0 | 0 | 0 | 0 | 0 | 0 | 0 | 0 | 0 | 0 | 0 | 0 | 0 | 0 | 0 | 0 | 0 | 0
F6_Commercial_Healthcare_Existing_Food Preparation_Natural Gas_Range_E4 | F6 | Commercial | Healthcare | Existing | Food Preparation | Natural Gas | Range | E4 | Utility - Value of Sales | 0 | 0 | 0 | 0 | 0 | 0 | 0 | 0 | 0 | 0 | 0 | 0 | 0 | 0 | 0 | 0 | 0 | 0 | 0 | 0 | 0 | 0 | 0 | 0 | 0 | 0 | 0 | 0 | 0 | 0
F6_Commercial_Healthcare_Existing_Food Preparation_Natural Gas_Range_E5 | F6 | Commercial | Healthcare | Existing | Food Preparation | Natural Gas | Range | E5 | Utility - Value of Sales | 0 | 0 | 0 | 0 | 0 | 0 | 0 | 0 | 0 | 0 | 0 | 0 | 0 | 0 | 0 | 0 | 0 | 0 | 0 | 0 | 0 | 0 | 0 | 0 | 0 | 0 | 0 | 0 | 0 | 0
F6_Commercial_Healthcare_Existing_Food Preparation_Natural Gas_Range_E6 | F6 | Commercial | Healthcare | Existing | Food Preparation | Natural Gas | Range | E6 | Utility - Value of Sales | 0 | 0 | 0 | 0 | 0 | 0 | 0 | 0 | 0 | 0 | 0 | 0 | 0 | 0 | 0 | 0 | 0 | 0 | 0 | 0 | 0 | 0 | 0 | 0 | 0 | 0 | 0 | 0 | 0 | 0
F6_Commercial_Healthcare_Existing_Food Preparation_Natural Gas_Range_E7 | F6 | Commercial | Healthcare | Existing | Food Preparation | Natural Gas | Range | E7 | Utility - Value of Sales | 0 | 0 | 0 | 0 | 0 | 0 | 0 | 0 | 0 | 0 | 0 | 0 | 0 | 0 | 0 | 0 | 0 | 0 | 0 | 0 | 0 | 0 | 0 | 0 | 0 | 0 | 0 | 0 | 0 | 0
F6_Commercial_Healthcare_Existing_Food Preparation_Natural Gas_Range_E8 | F6 | Commercial | Healthcare | Existing | Food Preparation | Natural Gas | Range | E8 | Utility - Value of Sales | 0 | 0 | 0 | 0 | 0 | 0 | 0 | 0 | 0 | 0 | 0 | 0 | 0 | 0 | 0 | 0 | 0 | 0 | 0 | 0 | 0 | 0 | 0 | 0 | 0 | 0 | 0 | 0 | 0 | 0
F6_Commercial_Healthcare_Existing_Food Preparation_Natural Gas_Range_E9 | F6 | Commercial | Healthcare | Existing | Food Preparation | Natural Gas | Range | E9 | Utility - Value of Sales | 0 | 0 | 0 | 0 | 0 | 0 | 0 | 0 | 0 | 0 | 0 | 0 | 0 | 0 | 0 | 0 | 0 | 0 | 0 | 0 | 0 | 0 | 0 | 0 | 0 | 0 | 0 | 0 | 0 | 0
F6_Commercial_Healthcare_Existing_Food Preparation_Natural Gas_Range_E10 | F6 | Commercial | Healthcare | Existing | Food Preparation | Natural Gas | Range | E10 | Utility - Value of Sales | 0 | 0 | 0 | 0 | 0 | 0 | 0 | 0 | 0 | 0 | 0 | 0 | 0 | 0 | 0 | 0 | 0 | 0 | 0 | 0 | 0 | 0 | 0 | 0 | 0 | 0 | 0 | 0 | 0 | 0
F1_Commercial_Healthcare_Existing_Food Preparation_Natural Gas_Steamer_E1 | F1 | Commercial | Healthcare | Existing | Food Preparation | Natural Gas | Steamer | E1 | Participant - Cost of Equipment | 0.13528 | 0.13528 | 0.13528 | 0.13528 | 0.13528 | 0.13528 | 0.13528 | 0.13528 | 0.13528 | 0.13528 | 0.13528 | 0.13528 | 0.13528 | 0.13528 | 0.13528 | 0.13528 | 0.13528 | 0.13528 | 0.13528 | 0.13528 | 0.13528 | 0.13528 | 0 | 0 | 0 | 0 | 0 | 0 | 0 | 0
F1_Commercial_Healthcare_Existing_Food Preparation_Natural Gas_Steamer_E2 | F1 | Commercial | Healthcare | Existing | Food Preparation | Natural Gas | Steamer | E2 | Participant - Cost of Equipment | 0.14531 | 0.14531 | 0.14531 | 0.14531 | 0.14531 | 0.14531 | 0.14531 | 0.14531 | 0.14531 | 0.14531 | 0.14531 | 0.14531 | 0.14531 | 0.14531 | 0.14531 | 0.14531 | 0.14531 | 0.14531 | 0.14531 | 0.14531 | 0.14531 | 0.14531 | 0 | 0 | 0 | 0 | 0 | 0 | 0 | 0
F1_Commercial_Healthcare_Existing_Food Preparation_Natural Gas_Steamer_E3 | F1 | Commercial | Healthcare | Existing | Food Preparation | Natural Gas | Steamer | E3 | Participant - Cost of Equipment | 0 | 0 | 0 | 0 | 0 | 0 | 0 | 0 | 0 | 0 | 0 | 0 | 0 | 0 | 0 | 0 | 0 | 0 | 0 | 0 | 0 | 0 | 0 | 0 | 0 | 0 | 0 | 0 | 0 | 0
F1_Commercial_Healthcare_Existing_Food Preparation_Natural Gas_Steamer_E4 | F1 | Commercial | Healthcare | Existing | Food Preparation | Natural Gas | Steamer | E4 | Participant - Cost of Equipment | 0 | 0 | 0 | 0 | 0 | 0 | 0 | 0 | 0 | 0 | 0 | 0 | 0 | 0 | 0 | 0 | 0 | 0 | 0 | 0 | 0 | 0 | 0 | 0 | 0 | 0 | 0 | 0 | 0 | 0
F1_Commercial_Healthcare_Existing_Food Preparation_Natural Gas_Steamer_E5 | F1 | Commercial | Healthcare | Existing | Food Preparation | Natural Gas | Steamer | E5 | Participant - Cost of Equipment | 0 | 0 | 0 | 0 | 0 | 0 | 0 | 0 | 0 | 0 | 0 | 0 | 0 | 0 | 0 | 0 | 0 | 0 | 0 | 0 | 0 | 0 | 0 | 0 | 0 | 0 | 0 | 0 | 0 | 0
F1_Commercial_Healthcare_Existing_Food Preparation_Natural Gas_Steamer_E6 | F1 | Commercial | Healthcare | Existing | Food Preparation | Natural Gas | Steamer | E6 | Participant - Cost of Equipment | 0 | 0 | 0 | 0 | 0 | 0 | 0 | 0 | 0 | 0 | 0 | 0 | 0 | 0 | 0 | 0 | 0 | 0 | 0 | 0 | 0 | 0 | 0 | 0 | 0 | 0 | 0 | 0 | 0 | 0
F1_Commercial_Healthcare_Existing_Food Preparation_Natural Gas_Steamer_E7 | F1 | Commercial | Healthcare | Existing | Food Preparation | Natural Gas | Steamer | E7 | Participant - Cost of Equipment | 0 | 0 | 0 | 0 | 0 | 0 | 0 | 0 | 0 | 0 | 0 | 0 | 0 | 0 | 0 | 0 | 0 | 0 | 0 | 0 | 0 | 0 | 0 | 0 | 0 | 0 | 0 | 0 | 0 | 0
F1_Commercial_Healthcare_Existing_Food Preparation_Natural Gas_Steamer_E8 | F1 | Commercial | Healthcare | Existing | Food Preparation | Natural Gas | Steamer | E8 | Participant - Cost of Equipment | 0 | 0 | 0 | 0 | 0 | 0 | 0 | 0 | 0 | 0 | 0 | 0 | 0 | 0 | 0 | 0 | 0 | 0 | 0 | 0 | 0 | 0 | 0 | 0 | 0 | 0 | 0 | 0 | 0 | 0
F1_Commercial_Healthcare_Existing_Food Preparation_Natural Gas_Steamer_E9 | F1 | Commercial | Healthcare | Existing | Food Preparation | Natural Gas | Steamer | E9 | Participant - Cost of Equipment | 0 | 0 | 0 | 0 | 0 | 0 | 0 | 0 | 0 | 0 | 0 | 0 | 0 | 0 | 0 | 0 | 0 | 0 | 0 | 0 | 0 | 0 | 0 | 0 | 0 | 0 | 0 | 0 | 0 | 0
F1_Commercial_Healthcare_Existing_Food Preparation_Natural Gas_Steamer_E10 | F1 | Commercial | Healthcare | Existing | Food Preparation | Natural Gas | Steamer | E10 | Participant - Cost of Equipment | 0 | 0 | 0 | 0 | 0 | 0 | 0 | 0 | 0 | 0 | 0 | 0 | 0 | 0 | 0 | 0 | 0 | 0 | 0 | 0 | 0 | 0 | 0 | 0 | 0 | 0 | 0 | 0 | 0 | 0
F2_Commercial_Healthcare_Existing_Food Preparation_Natural Gas_Steamer_E1 | F2 | Commercial | Healthcare | Existing | Food Preparation | Natural Gas | Steamer | E1 | Participant - Cost of Operation | 0.14711 | 0.14836 | 0.14986 | 0.15235 | 0.15568 | 0.15963 | 0.16328 | 0.16642 | 0.16936 | 0.17226 | 0.17524 | 0.17822 | 0.18111 | 0.18409 | 0.18685 | 0.18959 | 0.19251 | 0.19545 | 0.19842 | 0.2014 | 0.20435 | 0.20725 | 0 | 0 | 0 | 0 | 0 | 0 | 0 | 0
F2_Commercial_Healthcare_Existing_Food Preparation_Natural Gas_Steamer_E2 | F2 | Commercial | Healthcare | Existing | Food Preparation | Natural Gas | Steamer | E2 | Participant - Cost of Operation | 0.030687 | 0.030947 | 0.031259 | 0.031779 | 0.032474 | 0.033297 | 0.034058 | 0.034714 | 0.035327 | 0.035932 | 0.036554 | 0.037175 | 0.037777 | 0.038399 | 0.038976 | 0.039546 | 0.040156 | 0.04077 | 0.041389 | 0.04201 | 0.042625 | 0.04323 | 0 | 0 | 0 | 0 | 0 | 0 | 0 | 0
F2_Commercial_Healthcare_Existing_Food Preparation_Natural Gas_Steamer_E3 | F2 | Commercial | Healthcare | Existing | Food Preparation | Natural Gas | Steamer | E3 | Participant - Cost of Operation | 0 | 0 | 0 | 0 | 0 | 0 | 0 | 0 | 0 | 0 | 0 | 0 | 0 | 0 | 0 | 0 | 0 | 0 | 0 | 0 | 0 | 0 | 0 | 0 | 0 | 0 | 0 | 0 | 0 | 0
F2_Commercial_Healthcare_Existing_Food Preparation_Natural Gas_Steamer_E4 | F2 | Commercial | Healthcare | Existing | Food Preparation | Natural Gas | Steamer | E4 | Participant - Cost of Operation | 0 | 0 | 0 | 0 | 0 | 0 | 0 | 0 | 0 | 0 | 0 | 0 | 0 | 0 | 0 | 0 | 0 | 0 | 0 | 0 | 0 | 0 | 0 | 0 | 0 | 0 | 0 | 0 | 0 | 0
F2_Commercial_Healthcare_Existing_Food Preparation_Natural Gas_Steamer_E5 | F2 | Commercial | Healthcare | Existing | Food Preparation | Natural Gas | Steamer | E5 | Participant - Cost of Operation | 0 | 0 | 0 | 0 | 0 | 0 | 0 | 0 | 0 | 0 | 0 | 0 | 0 | 0 | 0 | 0 | 0 | 0 | 0 | 0 | 0 | 0 | 0 | 0 | 0 | 0 | 0 | 0 | 0 | 0
F2_Commercial_Healthcare_Existing_Food Preparation_Natural Gas_Steamer_E6 | F2 | Commercial | Healthcare | Existing | Food Preparation | Natural Gas | Steamer | E6 | Participant - Cost of Operation | 0 | 0 | 0 | 0 | 0 | 0 | 0 | 0 | 0 | 0 | 0 | 0 | 0 | 0 | 0 | 0 | 0 | 0 | 0 | 0 | 0 | 0 | 0 | 0 | 0 | 0 | 0 | 0 | 0 | 0
F2_Commercial_Healthcare_Existing_Food Preparation_Natural Gas_Steamer_E7 | F2 | Commercial | Healthcare | Existing | Food Preparation | Natural Gas | Steamer | E7 | Participant - Cost of Operation | 0 | 0 | 0 | 0 | 0 | 0 | 0 | 0 | 0 | 0 | 0 | 0 | 0 | 0 | 0 | 0 | 0 | 0 | 0 | 0 | 0 | 0 | 0 | 0 | 0 | 0 | 0 | 0 | 0 | 0
F2_Commercial_Healthcare_Existing_Food Preparation_Natural Gas_Steamer_E8 | F2 | Commercial | Healthcare | Existing | Food Preparation | Natural Gas | Steamer | E8 | Participant - Cost of Operation | 0 | 0 | 0 | 0 | 0 | 0 | 0 | 0 | 0 | 0 | 0 | 0 | 0 | 0 | 0 | 0 | 0 | 0 | 0 | 0 | 0 | 0 | 0 | 0 | 0 | 0 | 0 | 0 | 0 | 0
F2_Commercial_Healthcare_Existing_Food Preparation_Natural Gas_Steamer_E9 | F2 | Commercial | Healthcare | Existing | Food Preparation | Natural Gas | Steamer | E9 | Participant - Cost of Operation | 0 | 0 | 0 | 0 | 0 | 0 | 0 | 0 | 0 | 0 | 0 | 0 | 0 | 0 | 0 | 0 | 0 | 0 | 0 | 0 | 0 | 0 | 0 | 0 | 0 | 0 | 0 | 0 | 0 | 0
F2_Commercial_Healthcare_Existing_Food Preparation_Natural Gas_Steamer_E10 | F2 | Commercial | Healthcare | Existing | Food Preparation | Natural Gas | Steamer | E10 | Participant - Cost of Operation | 0 | 0 | 0 | 0 | 0 | 0 | 0 | 0 | 0 | 0 | 0 | 0 | 0 | 0 | 0 | 0 | 0 | 0 | 0 | 0 | 0 | 0 | 0 | 0 | 0 | 0 | 0 | 0 | 0 | 0
F3_Commercial_Healthcare_Existing_Food Preparation_Natural Gas_Steamer_E1 | F3 | Commercial | Healthcare | Existing | Food Preparation | Natural Gas | Steamer | E1 | System - kBTUs of Conusmption | 13.8446 | 13.8849 | 13.9303 | 14.0349 | 14.1264 | 14.2042 | 14.2637 | 14.3145 | 14.3523 | 14.3773 | 14.3852 | 14.3842 | 14.3709 | 14.3455 | 14.3033 | 14.2542 | 14.2014 | 14.145 | 14.0805 | 14.0185 | 13.954 | 13.8878 | 0 | 0 | 0 | 0 | 0 | 0 | 0 | 0
F3_Commercial_Healthcare_Existing_Food Preparation_Natural Gas_Steamer_E2 | F3 | Commercial | Healthcare | Existing | Food Preparation | Natural Gas | Steamer | E2 | System - kBTUs of Conusmption | 2.8879 | 2.8963 | 2.9057 | 2.9276 | 2.9466 | 2.9629 | 2.9753 | 2.9859 | 2.9938 | 2.999 | 3.0006 | 3.0004 | 2.9976 | 2.9923 | 2.9835 | 2.9733 | 2.9623 | 2.9505 | 2.9371 | 2.9241 | 2.9107 | 2.8969 | 0 | 0 | 0 | 0 | 0 | 0 | 0 | 0
F3_Commercial_Healthcare_Existing_Food Preparation_Natural Gas_Steamer_E3 | F3 | Commercial | Healthcare | Existing | Food Preparation | Natural Gas | Steamer | E3 | System - kBTUs of Conusmption | 0 | 0 | 0 | 0 | 0 | 0 | 0 | 0 | 0 | 0 | 0 | 0 | 0 | 0 | 0 | 0 | 0 | 0 | 0 | 0 | 0 | 0 | 0 | 0 | 0 | 0 | 0 | 0 | 0 | 0
F3_Commercial_Healthcare_Existing_Food Preparation_Natural Gas_Steamer_E4 | F3 | Commercial | Healthcare | Existing | Food Preparation | Natural Gas | Steamer | E4 | System - kBTUs of Conusmption | 0 | 0 | 0 | 0 | 0 | 0 | 0 | 0 | 0 | 0 | 0 | 0 | 0 | 0 | 0 | 0 | 0 | 0 | 0 | 0 | 0 | 0 | 0 | 0 | 0 | 0 | 0 | 0 | 0 | 0
F3_Commercial_Healthcare_Existing_Food Preparation_Natural Gas_Steamer_E5 | F3 | Commercial | Healthcare | Existing | Food Preparation | Natural Gas | Steamer | E5 | System - kBTUs of Conusmption | 0 | 0 | 0 | 0 | 0 | 0 | 0 | 0 | 0 | 0 | 0 | 0 | 0 | 0 | 0 | 0 | 0 | 0 | 0 | 0 | 0 | 0 | 0 | 0 | 0 | 0 | 0 | 0 | 0 | 0
F3_Commercial_Healthcare_Existing_Food Preparation_Natural Gas_Steamer_E6 | F3 | Commercial | Healthcare | Existing | Food Preparation | Natural Gas | Steamer | E6 | System - kBTUs of Conusmption | 0 | 0 | 0 | 0 | 0 | 0 | 0 | 0 | 0 | 0 | 0 | 0 | 0 | 0 | 0 | 0 | 0 | 0 | 0 | 0 | 0 | 0 | 0 | 0 | 0 | 0 | 0 | 0 | 0 | 0
F3_Commercial_Healthcare_Existing_Food Preparation_Natural Gas_Steamer_E7 | F3 | Commercial | Healthcare | Existing | Food Preparation | Natural Gas | Steamer | E7 | System - kBTUs of Conusmption | 0 | 0 | 0 | 0 | 0 | 0 | 0 | 0 | 0 | 0 | 0 | 0 | 0 | 0 | 0 | 0 | 0 | 0 | 0 | 0 | 0 | 0 | 0 | 0 | 0 | 0 | 0 | 0 | 0 | 0
F3_Commercial_Healthcare_Existing_Food Preparation_Natural Gas_Steamer_E8 | F3 | Commercial | Healthcare | Existing | Food Preparation | Natural Gas | Steamer | E8 | System - kBTUs of Conusmption | 0 | 0 | 0 | 0 | 0 | 0 | 0 | 0 | 0 | 0 | 0 | 0 | 0 | 0 | 0 | 0 | 0 | 0 | 0 | 0 | 0 | 0 | 0 | 0 | 0 | 0 | 0 | 0 | 0 | 0
F3_Commercial_Healthcare_Existing_Food Preparation_Natural Gas_Steamer_E9 | F3 | Commercial | Healthcare | Existing | Food Preparation | Natural Gas | Steamer | E9 | System - kBTUs of Conusmption | 0 | 0 | 0 | 0 | 0 | 0 | 0 | 0 | 0 | 0 | 0 | 0 | 0 | 0 | 0 | 0 | 0 | 0 | 0 | 0 | 0 | 0 | 0 | 0 | 0 | 0 | 0 | 0 | 0 | 0
F3_Commercial_Healthcare_Existing_Food Preparation_Natural Gas_Steamer_E10 | F3 | Commercial | Healthcare | Existing | Food Preparation | Natural Gas | Steamer | E10 | System - kBTUs of Conusmption | 0 | 0 | 0 | 0 | 0 | 0 | 0 | 0 | 0 | 0 | 0 | 0 | 0 | 0 | 0 | 0 | 0 | 0 | 0 | 0 | 0 | 0 | 0 | 0 | 0 | 0 | 0 | 0 | 0 | 0
F4_Commercial_Healthcare_Existing_Food Preparation_Natural Gas_Steamer_E1 | F4 | Commercial | Healthcare | Existing | Food Preparation | Natural Gas | Steamer | E1 | Utility - Cost of Equipment | 0.13528 | 0.13528 | 0.13528 | 0.13528 | 0.13528 | 0.13528 | 0.13528 | 0.13528 | 0.13528 | 0.13528 | 0.13528 | 0.13528 | 0.13528 | 0.13528 | 0.13528 | 0.13528 | 0.13528 | 0.13528 | 0.13528 | 0.13528 | 0.13528 | 0.13528 | 0 | 0 | 0 | 0 | 0 | 0 | 0 | 0
F4_Commercial_Healthcare_Existing_Food Preparation_Natural Gas_Steamer_E2 | F4 | Commercial | Healthcare | Existing | Food Preparation | Natural Gas | Steamer | E2 | Utility - Cost of Equipment | 0.14531 | 0.14531 | 0.14531 | 0.14531 | 0.14531 | 0.14531 | 0.14531 | 0.14531 | 0.14531 | 0.14531 | 0.14531 | 0.14531 | 0.14531 | 0.14531 | 0.14531 | 0.14531 | 0.14531 | 0.14531 | 0.14531 | 0.14531 | 0.14531 | 0.14531 | 0 | 0 | 0 | 0 | 0 | 0 | 0 | 0
F4_Commercial_Healthcare_Existing_Food Preparation_Natural Gas_Steamer_E3 | F4 | Commercial | Healthcare | Existing | Food Preparation | Natural Gas | Steamer | E3 | Utility - Cost of Equipment | 0 | 0 | 0 | 0 | 0 | 0 | 0 | 0 | 0 | 0 | 0 | 0 | 0 | 0 | 0 | 0 | 0 | 0 | 0 | 0 | 0 | 0 | 0 | 0 | 0 | 0 | 0 | 0 | 0 | 0
F4_Commercial_Healthcare_Existing_Food Preparation_Natural Gas_Steamer_E4 | F4 | Commercial | Healthcare | Existing | Food Preparation | Natural Gas | Steamer | E4 | Utility - Cost of Equipment | 0 | 0 | 0 | 0 | 0 | 0 | 0 | 0 | 0 | 0 | 0 | 0 | 0 | 0 | 0 | 0 | 0 | 0 | 0 | 0 | 0 | 0 | 0 | 0 | 0 | 0 | 0 | 0 | 0 | 0
F4_Commercial_Healthcare_Existing_Food Preparation_Natural Gas_Steamer_E5 | F4 | Commercial | Healthcare | Existing | Food Preparation | Natural Gas | Steamer | E5 | Utility - Cost of Equipment | 0 | 0 | 0 | 0 | 0 | 0 | 0 | 0 | 0 | 0 | 0 | 0 | 0 | 0 | 0 | 0 | 0 | 0 | 0 | 0 | 0 | 0 | 0 | 0 | 0 | 0 | 0 | 0 | 0 | 0
F4_Commercial_Healthcare_Existing_Food Preparation_Natural Gas_Steamer_E6 | F4 | Commercial | Healthcare | Existing | Food Preparation | Natural Gas | Steamer | E6 | Utility - Cost of Equipment | 0 | 0 | 0 | 0 | 0 | 0 | 0 | 0 | 0 | 0 | 0 | 0 | 0 | 0 | 0 | 0 | 0 | 0 | 0 | 0 | 0 | 0 | 0 | 0 | 0 | 0 | 0 | 0 | 0 | 0
F4_Commercial_Healthcare_Existing_Food Preparation_Natural Gas_Steamer_E7 | F4 | Commercial | Healthcare | Existing | Food Preparation | Natural Gas | Steamer | E7 | Utility - Cost of Equipment | 0 | 0 | 0 | 0 | 0 | 0 | 0 | 0 | 0 | 0 | 0 | 0 | 0 | 0 | 0 | 0 | 0 | 0 | 0 | 0 | 0 | 0 | 0 | 0 | 0 | 0 | 0 | 0 | 0 | 0
F4_Commercial_Healthcare_Existing_Food Preparation_Natural Gas_Steamer_E8 | F4 | Commercial | Healthcare | Existing | Food Preparation | Natural Gas | Steamer | E8 | Utility - Cost of Equipment | 0 | 0 | 0 | 0 | 0 | 0 | 0 | 0 | 0 | 0 | 0 | 0 | 0 | 0 | 0 | 0 | 0 | 0 | 0 | 0 | 0 | 0 | 0 | 0 | 0 | 0 | 0 | 0 | 0 | 0
F4_Commercial_Healthcare_Existing_Food Preparation_Natural Gas_Steamer_E9 | F4 | Commercial | Healthcare | Existing | Food Preparation | Natural Gas | Steamer | E9 | Utility - Cost of Equipment | 0 | 0 | 0 | 0 | 0 | 0 | 0 | 0 | 0 | 0 | 0 | 0 | 0 | 0 | 0 | 0 | 0 | 0 | 0 | 0 | 0 | 0 | 0 | 0 | 0 | 0 | 0 | 0 | 0 | 0
F4_Commercial_Healthcare_Existing_Food Preparation_Natural Gas_Steamer_E10 | F4 | Commercial | Healthcare | Existing | Food Preparation | Natural Gas | Steamer | E10 | Utility - Cost of Equipment | 0 | 0 | 0 | 0 | 0 | 0 | 0 | 0 | 0 | 0 | 0 | 0 | 0 | 0 | 0 | 0 | 0 | 0 | 0 | 0 | 0 | 0 | 0 | 0 | 0 | 0 | 0 | 0 | 0 | 0
F5_Commercial_Healthcare_Existing_Food Preparation_Natural Gas_Steamer_E1 | F5 | Commercial | Healthcare | Existing | Food Preparation | Natural Gas | Steamer | E1 | Utility - Cost of Operation | 0.12279 | 0.12383 | 0.12508 | 0.12717 | 0.12994 | 0.13324 | 0.13628 | 0.13891 | 0.14136 | 0.14378 | 0.14627 | 0.14875 | 0.15117 | 0.15366 | 0.15596 | 0.15824 | 0.16068 | 0.16314 | 0.16562 | 0.1681 | 0.17056 | 0.17299 | 0 | 0 | 0 | 0 | 0 | 0 | 0 | 0
F5_Commercial_Healthcare_Existing_Food Preparation_Natural Gas_Steamer_E2 | F5 | Commercial | Healthcare | Existing | Food Preparation | Natural Gas | Steamer | E2 | Utility - Cost of Operation | 0.025613 | 0.025831 | 0.026091 | 0.026526 | 0.027105 | 0.027792 | 0.028427 | 0.028975 | 0.029487 | 0.029991 | 0.030511 | 0.031029 | 0.031532 | 0.032051 | 0.032533 | 0.033008 | 0.033517 | 0.03403 | 0.034546 | 0.035065 | 0.035578 | 0.036083 | 0 | 0 | 0 | 0 | 0 | 0 | 0 | 0
F5_Commercial_Healthcare_Existing_Food Preparation_Natural Gas_Steamer_E3 | F5 | Commercial | Healthcare | Existing | Food Preparation | Natural Gas | Steamer | E3 | Utility - Cost of Operation | 0 | 0 | 0 | 0 | 0 | 0 | 0 | 0 | 0 | 0 | 0 | 0 | 0 | 0 | 0 | 0 | 0 | 0 | 0 | 0 | 0 | 0 | 0 | 0 | 0 | 0 | 0 | 0 | 0 | 0
F5_Commercial_Healthcare_Existing_Food Preparation_Natural Gas_Steamer_E4 | F5 | Commercial | Healthcare | Existing | Food Preparation | Natural Gas | Steamer | E4 | Utility - Cost of Operation | 0 | 0 | 0 | 0 | 0 | 0 | 0 | 0 | 0 | 0 | 0 | 0 | 0 | 0 | 0 | 0 | 0 | 0 | 0 | 0 | 0 | 0 | 0 | 0 | 0 | 0 | 0 | 0 | 0 | 0
F5_Commercial_Healthcare_Existing_Food Preparation_Natural Gas_Steamer_E5 | F5 | Commercial | Healthcare | Existing | Food Preparation | Natural Gas | Steamer | E5 | Utility - Cost of Operation | 0 | 0 | 0 | 0 | 0 | 0 | 0 | 0 | 0 | 0 | 0 | 0 | 0 | 0 | 0 | 0 | 0 | 0 | 0 | 0 | 0 | 0 | 0 | 0 | 0 | 0 | 0 | 0 | 0 | 0
F5_Commercial_Healthcare_Existing_Food Preparation_Natural Gas_Steamer_E6 | F5 | Commercial | Healthcare | Existing | Food Preparation | Natural Gas | Steamer | E6 | Utility - Cost of Operation | 0 | 0 | 0 | 0 | 0 | 0 | 0 | 0 | 0 | 0 | 0 | 0 | 0 | 0 | 0 | 0 | 0 | 0 | 0 | 0 | 0 | 0 | 0 | 0 | 0 | 0 | 0 | 0 | 0 | 0
F5_Commercial_Healthcare_Existing_Food Preparation_Natural Gas_Steamer_E7 | F5 | Commercial | Healthcare | Existing | Food Preparation | Natural Gas | Steamer | E7 | Utility - Cost of Operation | 0 | 0 | 0 | 0 | 0 | 0 | 0 | 0 | 0 | 0 | 0 | 0 | 0 | 0 | 0 | 0 | 0 | 0 | 0 | 0 | 0 | 0 | 0 | 0 | 0 | 0 | 0 | 0 | 0 | 0
F5_Commercial_Healthcare_Existing_Food Preparation_Natural Gas_Steamer_E8 | F5 | Commercial | Healthcare | Existing | Food Preparation | Natural Gas | Steamer | E8 | Utility - Cost of Operation | 0 | 0 | 0 | 0 | 0 | 0 | 0 | 0 | 0 | 0 | 0 | 0 | 0 | 0 | 0 | 0 | 0 | 0 | 0 | 0 | 0 | 0 | 0 | 0 | 0 | 0 | 0 | 0 | 0 | 0
F5_Commercial_Healthcare_Existing_Food Preparation_Natural Gas_Steamer_E9 | F5 | Commercial | Healthcare | Existing | Food Preparation | Natural Gas | Steamer | E9 | Utility - Cost of Operation | 0 | 0 | 0 | 0 | 0 | 0 | 0 | 0 | 0 | 0 | 0 | 0 | 0 | 0 | 0 | 0 | 0 | 0 | 0 | 0 | 0 | 0 | 0 | 0 | 0 | 0 | 0 | 0 | 0 | 0
F5_Commercial_Healthcare_Existing_Food Preparation_Natural Gas_Steamer_E10 | F5 | Commercial | Healthcare | Existing | Food Preparation | Natural Gas | Steamer | E10 | Utility - Cost of Operation | 0 | 0 | 0 | 0 | 0 | 0 | 0 | 0 | 0 | 0 | 0 | 0 | 0 | 0 | 0 | 0 | 0 | 0 | 0 | 0 | 0 | 0 | 0 | 0 | 0 | 0 | 0 | 0 | 0 | 0
F6_Commercial_Healthcare_Existing_Food Preparation_Natural Gas_Steamer_E1 | F6 | Commercial | Healthcare | Existing | Food Preparation | Natural Gas | Steamer | E1 | Utility - Value of Sales | 0.14711 | 0.14836 | 0.14986 | 0.15235 | 0.15568 | 0.15963 | 0.16328 | 0.16642 | 0.16936 | 0.17226 | 0.17524 | 0.17822 | 0.18111 | 0.18409 | 0.18685 | 0.18959 | 0.19251 | 0.19545 | 0.19842 | 0.2014 | 0.20435 | 0.20725 | 0 | 0 | 0 | 0 | 0 | 0 | 0 | 0
F6_Commercial_Healthcare_Existing_Food Preparation_Natural Gas_Steamer_E2 | F6 | Commercial | Healthcare | Existing | Food Preparation | Natural Gas | Steamer | E2 | Utility - Value of Sales | 0.030687 | 0.030947 | 0.031259 | 0.031779 | 0.032474 | 0.033297 | 0.034058 | 0.034714 | 0.035327 | 0.035932 | 0.036554 | 0.037175 | 0.037777 | 0.038399 | 0.038976 | 0.039546 | 0.040156 | 0.04077 | 0.041389 | 0.04201 | 0.042625 | 0.04323 | 0 | 0 | 0 | 0 | 0 | 0 | 0 | 0
F6_Commercial_Healthcare_Existing_Food Preparation_Natural Gas_Steamer_E3 | F6 | Commercial | Healthcare | Existing | Food Preparation | Natural Gas | Steamer | E3 | Utility - Value of Sales | 0 | 0 | 0 | 0 | 0 | 0 | 0 | 0 | 0 | 0 | 0 | 0 | 0 | 0 | 0 | 0 | 0 | 0 | 0 | 0 | 0 | 0 | 0 | 0 | 0 | 0 | 0 | 0 | 0 | 0
F6_Commercial_Healthcare_Existing_Food Preparation_Natural Gas_Steamer_E4 | F6 | Commercial | Healthcare | Existing | Food Preparation | Natural Gas | Steamer | E4 | Utility - Value of Sales | 0 | 0 | 0 | 0 | 0 | 0 | 0 | 0 | 0 | 0 | 0 | 0 | 0 | 0 | 0 | 0 | 0 | 0 | 0 | 0 | 0 | 0 | 0 | 0 | 0 | 0 | 0 | 0 | 0 | 0
F6_Commercial_Healthcare_Existing_Food Preparation_Natural Gas_Steamer_E5 | F6 | Commercial | Healthcare | Existing | Food Preparation | Natural Gas | Steamer | E5 | Utility - Value of Sales | 0 | 0 | 0 | 0 | 0 | 0 | 0 | 0 | 0 | 0 | 0 | 0 | 0 | 0 | 0 | 0 | 0 | 0 | 0 | 0 | 0 | 0 | 0 | 0 | 0 | 0 | 0 | 0 | 0 | 0
F6_Commercial_Healthcare_Existing_Food Preparation_Natural Gas_Steamer_E6 | F6 | Commercial | Healthcare | Existing | Food Preparation | Natural Gas | Steamer | E6 | Utility - Value of Sales | 0 | 0 | 0 | 0 | 0 | 0 | 0 | 0 | 0 | 0 | 0 | 0 | 0 | 0 | 0 | 0 | 0 | 0 | 0 | 0 | 0 | 0 | 0 | 0 | 0 | 0 | 0 | 0 | 0 | 0
F6_Commercial_Healthcare_Existing_Food Preparation_Natural Gas_Steamer_E7 | F6 | Commercial | Healthcare | Existing | Food Preparation | Natural Gas | Steamer | E7 | Utility - Value of Sales | 0 | 0 | 0 | 0 | 0 | 0 | 0 | 0 | 0 | 0 | 0 | 0 | 0 | 0 | 0 | 0 | 0 | 0 | 0 | 0 | 0 | 0 | 0 | 0 | 0 | 0 | 0 | 0 | 0 | 0
F6_Commercial_Healthcare_Existing_Food Preparation_Natural Gas_Steamer_E8 | F6 | Commercial | Healthcare | Existing | Food Preparation | Natural Gas | Steamer | E8 | Utility - Value of Sales | 0 | 0 | 0 | 0 | 0 | 0 | 0 | 0 | 0 | 0 | 0 | 0 | 0 | 0 | 0 | 0 | 0 | 0 | 0 | 0 | 0 | 0 | 0 | 0 | 0 | 0 | 0 | 0 | 0 | 0
F6_Commercial_Healthcare_Existing_Food Preparation_Natural Gas_Steamer_E9 | F6 | Commercial | Healthcare | Existing | Food Preparation | Natural Gas | Steamer | E9 | Utility - Value of Sales | 0 | 0 | 0 | 0 | 0 | 0 | 0 | 0 | 0 | 0 | 0 | 0 | 0 | 0 | 0 | 0 | 0 | 0 | 0 | 0 | 0 | 0 | 0 | 0 | 0 | 0 | 0 | 0 | 0 | 0
F6_Commercial_Healthcare_Existing_Food Preparation_Natural Gas_Steamer_E10 | F6 | Commercial | Healthcare | Existing | Food Preparation | Natural Gas | Steamer | E10 | Utility - Value of Sales | 0 | 0 | 0 | 0 | 0 | 0 | 0 | 0 | 0 | 0 | 0 | 0 | 0 | 0 | 0 | 0 | 0 | 0 | 0 | 0 | 0 | 0 | 0 | 0 | 0 | 0 | 0 | 0 | 0 | 0
F1_Commercial_Healthcare_Existing_Food Preparation_Natural Gas_Food Prep Other_E1 | F1 | Commercial | Healthcare | Existing | Food Preparation | Natural Gas | Food Prep Other | E1 | Participant - Cost of Equipment | 0.0057313 | 0.0057313 | 0.0057313 | 0.0057313 | 0.0057313 | 0.0057313 | 0.0057313 | 0.0057313 | 0.0057313 | 0.0057313 | 0.0057313 | 0.0057313 | 0.0057313 | 0.0057313 | 0.0057313 | 0.0057313 | 0.0057313 | 0.0057313 | 0.0057313 | 0.0057313 | 0.0057313 | 0.0057313 | 0 | 0 | 0 | 0 | 0 | 0 | 0 | 0
F1_Commercial_Healthcare_Existing_Food Preparation_Natural Gas_Food Prep Other_E2 | F1 | Commercial | Healthcare | Existing | Food Preparation | Natural Gas | Food Prep Other | E2 | Participant - Cost of Equipment | 0.0057371 | 0.0057371 | 0.0057371 | 0.0057371 | 0.0057371 | 0.0057371 | 0.0057371 | 0.0057371 | 0.0057371 | 0.0057371 | 0.0057371 | 0.0057371 | 0.0057371 | 0.0057371 | 0.0057371 | 0.0057371 | 0.0057371 | 0.0057371 | 0.0057371 | 0.0057371 | 0.0057371 | 0.0057371 | 0 | 0 | 0 | 0 | 0 | 0 | 0 | 0
F1_Commercial_Healthcare_Existing_Food Preparation_Natural Gas_Food Prep Other_E3 | F1 | Commercial | Healthcare | Existing | Food Preparation | Natural Gas | Food Prep Other | E3 | Participant - Cost of Equipment | 0 | 0 | 0 | 0 | 0 | 0 | 0 | 0 | 0 | 0 | 0 | 0 | 0 | 0 | 0 | 0 | 0 | 0 | 0 | 0 | 0 | 0 | 0 | 0 | 0 | 0 | 0 | 0 | 0 | 0
F1_Commercial_Healthcare_Existing_Food Preparation_Natural Gas_Food Prep Other_E4 | F1 | Commercial | Healthcare | Existing | Food Preparation | Natural Gas | Food Prep Other | E4 | Participant - Cost of Equipment | 0 | 0 | 0 | 0 | 0 | 0 | 0 | 0 | 0 | 0 | 0 | 0 | 0 | 0 | 0 | 0 | 0 | 0 | 0 | 0 | 0 | 0 | 0 | 0 | 0 | 0 | 0 | 0 | 0 | 0
F1_Commercial_Healthcare_Existing_Food Preparation_Natural Gas_Food Prep Other_E5 | F1 | Commercial | Healthcare | Existing | Food Preparation | Natural Gas | Food Prep Other | E5 | Participant - Cost of Equipment | 0 | 0 | 0 | 0 | 0 | 0 | 0 | 0 | 0 | 0 | 0 | 0 | 0 | 0 | 0 | 0 | 0 | 0 | 0 | 0 | 0 | 0 | 0 | 0 | 0 | 0 | 0 | 0 | 0 | 0
F1_Commercial_Healthcare_Existing_Food Preparation_Natural Gas_Food Prep Other_E6 | F1 | Commercial | Healthcare | Existing | Food Preparation | Natural Gas | Food Prep Other | E6 | Participant - Cost of Equipment | 0 | 0 | 0 | 0 | 0 | 0 | 0 | 0 | 0 | 0 | 0 | 0 | 0 | 0 | 0 | 0 | 0 | 0 | 0 | 0 | 0 | 0 | 0 | 0 | 0 | 0 | 0 | 0 | 0 | 0
F1_Commercial_Healthcare_Existing_Food Preparation_Natural Gas_Food Prep Other_E7 | F1 | Commercial | Healthcare | Existing | Food Preparation | Natural Gas | Food Prep Other | E7 | Participant - Cost of Equipment | 0 | 0 | 0 | 0 | 0 | 0 | 0 | 0 | 0 | 0 | 0 | 0 | 0 | 0 | 0 | 0 | 0 | 0 | 0 | 0 | 0 | 0 | 0 | 0 | 0 | 0 | 0 | 0 | 0 | 0
F1_Commercial_Healthcare_Existing_Food Preparation_Natural Gas_Food Prep Other_E8 | F1 | Commercial | Healthcare | Existing | Food Preparation | Natural Gas | Food Prep Other | E8 | Participant - Cost of Equipment | 0 | 0 | 0 | 0 | 0 | 0 | 0 | 0 | 0 | 0 | 0 | 0 | 0 | 0 | 0 | 0 | 0 | 0 | 0 | 0 | 0 | 0 | 0 | 0 | 0 | 0 | 0 | 0 | 0 | 0
F1_Commercial_Healthcare_Existing_Food Preparation_Natural Gas_Food Prep Other_E9 | F1 | Commercial | Healthcare | Existing | Food Preparation | Natural Gas | Food Prep Other | E9 | Participant - Cost of Equipment | 0 | 0 | 0 | 0 | 0 | 0 | 0 | 0 | 0 | 0 | 0 | 0 | 0 | 0 | 0 | 0 | 0 | 0 | 0 | 0 | 0 | 0 | 0 | 0 | 0 | 0 | 0 | 0 | 0 | 0
F1_Commercial_Healthcare_Existing_Food Preparation_Natural Gas_Food Prep Other_E10 | F1 | Commercial | Healthcare | Existing | Food Preparation | Natural Gas | Food Prep Other | E10 | Participant - Cost of Equipment | 0 | 0 | 0 | 0 | 0 | 0 | 0 | 0 | 0 | 0 | 0 | 0 | 0 | 0 | 0 | 0 | 0 | 0 | 0 | 0 | 0 | 0 | 0 | 0 | 0 | 0 | 0 | 0 | 0 | 0
F2_Commercial_Healthcare_Existing_Food Preparation_Natural Gas_Food Prep Other_E1 | F2 | Commercial | Healthcare | Existing | Food Preparation | Natural Gas | Food Prep Other | E1 | Participant - Cost of Operation | 0.062396 | 0.062812 | 0.063351 | 0.064391 | 0.065835 | 0.067573 | 0.069151 | 0.070503 | 0.071786 | 0.073096 | 0.074499 | 0.075868 | 0.077162 | 0.078465 | 0.079617 | 0.080707 | 0.081887 | 0.083071 | 0.084262 | 0.085453 | 0.086621 | 0.087761 | 0 | 0 | 0 | 0 | 0 | 0 | 0 | 0
F2_Commercial_Healthcare_Existing_Food Preparation_Natural Gas_Food Prep Other_E2 | F2 | Commercial | Healthcare | Existing | Food Preparation | Natural Gas | Food Prep Other | E2 | Participant - Cost of Operation | 0.062396 | 0.062812 | 0.06335 | 0.064391 | 0.065835 | 0.067572 | 0.06915 | 0.070502 | 0.071785 | 0.073096 | 0.074499 | 0.075867 | 0.077161 | 0.078465 | 0.079616 | 0.080707 | 0.081887 | 0.083071 | 0.084261 | 0.085452 | 0.08662 | 0.087761 | 0 | 0 | 0 | 0 | 0 | 0 | 0 | 0
F2_Commercial_Healthcare_Existing_Food Preparation_Natural Gas_Food Prep Other_E3 | F2 | Commercial | Healthcare | Existing | Food Preparation | Natural Gas | Food Prep Other | E3 | Participant - Cost of Operation | 0 | 0 | 0 | 0 | 0 | 0 | 0 | 0 | 0 | 0 | 0 | 0 | 0 | 0 | 0 | 0 | 0 | 0 | 0 | 0 | 0 | 0 | 0 | 0 | 0 | 0 | 0 | 0 | 0 | 0
F2_Commercial_Healthcare_Existing_Food Preparation_Natural Gas_Food Prep Other_E4 | F2 | Commercial | Healthcare | Existing | Food Preparation | Natural Gas | Food Prep Other | E4 | Participant - Cost of Operation | 0 | 0 | 0 | 0 | 0 | 0 | 0 | 0 | 0 | 0 | 0 | 0 | 0 | 0 | 0 | 0 | 0 | 0 | 0 | 0 | 0 | 0 | 0 | 0 | 0 | 0 | 0 | 0 | 0 | 0
F2_Commercial_Healthcare_Existing_Food Preparation_Natural Gas_Food Prep Other_E5 | F2 | Commercial | Healthcare | Existing | Food Preparation | Natural Gas | Food Prep Other | E5 | Participant - Cost of Operation | 0 | 0 | 0 | 0 | 0 | 0 | 0 | 0 | 0 | 0 | 0 | 0 | 0 | 0 | 0 | 0 | 0 | 0 | 0 | 0 | 0 | 0 | 0 | 0 | 0 | 0 | 0 | 0 | 0 | 0
F2_Commercial_Healthcare_Existing_Food Preparation_Natural Gas_Food Prep Other_E6 | F2 | Commercial | Healthcare | Existing | Food Preparation | Natural Gas | Food Prep Other | E6 | Participant - Cost of Operation | 0 | 0 | 0 | 0 | 0 | 0 | 0 | 0 | 0 | 0 | 0 | 0 | 0 | 0 | 0 | 0 | 0 | 0 | 0 | 0 | 0 | 0 | 0 | 0 | 0 | 0 | 0 | 0 | 0 | 0
F2_Commercial_Healthcare_Existing_Food Preparation_Natural Gas_Food Prep Other_E7 | F2 | Commercial | Healthcare | Existing | Food Preparation | Natural Gas | Food Prep Other | E7 | Participant - Cost of Operation | 0 | 0 | 0 | 0 | 0 | 0 | 0 | 0 | 0 | 0 | 0 | 0 | 0 | 0 | 0 | 0 | 0 | 0 | 0 | 0 | 0 | 0 | 0 | 0 | 0 | 0 | 0 | 0 | 0 | 0
F2_Commercial_Healthcare_Existing_Food Preparation_Natural Gas_Food Prep Other_E8 | F2 | Commercial | Healthcare | Existing | Food Preparation | Natural Gas | Food Prep Other | E8 | Participant - Cost of Operation | 0 | 0 | 0 | 0 | 0 | 0 | 0 | 0 | 0 | 0 | 0 | 0 | 0 | 0 | 0 | 0 | 0 | 0 | 0 | 0 | 0 | 0 | 0 | 0 | 0 | 0 | 0 | 0 | 0 | 0
F2_Commercial_Healthcare_Existing_Food Preparation_Natural Gas_Food Prep Other_E9 | F2 | Commercial | Healthcare | Existing | Food Preparation | Natural Gas | Food Prep Other | E9 | Participant - Cost of Operation | 0 | 0 | 0 | 0 | 0 | 0 | 0 | 0 | 0 | 0 | 0 | 0 | 0 | 0 | 0 | 0 | 0 | 0 | 0 | 0 | 0 | 0 | 0 | 0 | 0 | 0 | 0 | 0 | 0 | 0
F2_Commercial_Healthcare_Existing_Food Preparation_Natural Gas_Food Prep Other_E10 | F2 | Commercial | Healthcare | Existing | Food Preparation | Natural Gas | Food Prep Other | E10 | Participant - Cost of Operation | 0 | 0 | 0 | 0 | 0 | 0 | 0 | 0 | 0 | 0 | 0 | 0 | 0 | 0 | 0 | 0 | 0 | 0 | 0 | 0 | 0 | 0 | 0 | 0 | 0 | 0 | 0 | 0 | 0 | 0
F3_Commercial_Healthcare_Existing_Food Preparation_Natural Gas_Food Prep Other_E1 | F3 | Commercial | Healthcare | Existing | Food Preparation | Natural Gas | Food Prep Other | E1 | System - kBTUs of Conusmption | 5.912 | 5.9279 | 5.9471 | 5.997 | 6.0405 | 6.0774 | 6.1053 | 6.1329 | 6.1582 | 6.1813 | 6.2005 | 6.2122 | 6.2146 | 6.2079 | 6.1895 | 6.1642 | 6.1369 | 6.1078 | 6.0746 | 6.0426 | 6.0094 | 5.9752 | 0 | 0 | 0 | 0 | 0 | 0 | 0 | 0
F3_Commercial_Healthcare_Existing_Food Preparation_Natural Gas_Food Prep Other_E2 | F3 | Commercial | Healthcare | Existing | Food Preparation | Natural Gas | Food Prep Other | E2 | System - kBTUs of Conusmption | 5.9119 | 5.9278 | 5.9471 | 5.997 | 6.0405 | 6.0773 | 6.1053 | 6.1329 | 6.1582 | 6.1812 | 6.2004 | 6.2121 | 6.2146 | 6.2079 | 6.1894 | 6.1641 | 6.1369 | 6.1078 | 6.0746 | 6.0426 | 6.0093 | 5.9752 | 0 | 0 | 0 | 0 | 0 | 0 | 0 | 0
F3_Commercial_Healthcare_Existing_Food Preparation_Natural Gas_Food Prep Other_E3 | F3 | Commercial | Healthcare | Existing | Food Preparation | Natural Gas | Food Prep Other | E3 | System - kBTUs of Conusmption | 0 | 0 | 0 | 0 | 0 | 0 | 0 | 0 | 0 | 0 | 0 | 0 | 0 | 0 | 0 | 0 | 0 | 0 | 0 | 0 | 0 | 0 | 0 | 0 | 0 | 0 | 0 | 0 | 0 | 0
F3_Commercial_Healthcare_Existing_Food Preparation_Natural Gas_Food Prep Other_E4 | F3 | Commercial | Healthcare | Existing | Food Preparation | Natural Gas | Food Prep Other | E4 | System - kBTUs of Conusmption | 0 | 0 | 0 | 0 | 0 | 0 | 0 | 0 | 0 | 0 | 0 | 0 | 0 | 0 | 0 | 0 | 0 | 0 | 0 | 0 | 0 | 0 | 0 | 0 | 0 | 0 | 0 | 0 | 0 | 0
F3_Commercial_Healthcare_Existing_Food Preparation_Natural Gas_Food Prep Other_E5 | F3 | Commercial | Healthcare | Existing | Food Preparation | Natural Gas | Food Prep Other | E5 | System - kBTUs of Conusmption | 0 | 0 | 0 | 0 | 0 | 0 | 0 | 0 | 0 | 0 | 0 | 0 | 0 | 0 | 0 | 0 | 0 | 0 | 0 | 0 | 0 | 0 | 0 | 0 | 0 | 0 | 0 | 0 | 0 | 0
F3_Commercial_Healthcare_Existing_Food Preparation_Natural Gas_Food Prep Other_E6 | F3 | Commercial | Healthcare | Existing | Food Preparation | Natural Gas | Food Prep Other | E6 | System - kBTUs of Conusmption | 0 | 0 | 0 | 0 | 0 | 0 | 0 | 0 | 0 | 0 | 0 | 0 | 0 | 0 | 0 | 0 | 0 | 0 | 0 | 0 | 0 | 0 | 0 | 0 | 0 | 0 | 0 | 0 | 0 | 0
F3_Commercial_Healthcare_Existing_Food Preparation_Natural Gas_Food Prep Other_E7 | F3 | Commercial | Healthcare | Existing | Food Preparation | Natural Gas | Food Prep Other | E7 | System - kBTUs of Conusmption | 0 | 0 | 0 | 0 | 0 | 0 | 0 | 0 | 0 | 0 | 0 | 0 | 0 | 0 | 0 | 0 | 0 | 0 | 0 | 0 | 0 | 0 | 0 | 0 | 0 | 0 | 0 | 0 | 0 | 0
F3_Commercial_Healthcare_Existing_Food Preparation_Natural Gas_Food Prep Other_E8 | F3 | Commercial | Healthcare | Existing | Food Preparation | Natural Gas | Food Prep Other | E8 | System - kBTUs of Conusmption | 0 | 0 | 0 | 0 | 0 | 0 | 0 | 0 | 0 | 0 | 0 | 0 | 0 | 0 | 0 | 0 | 0 | 0 | 0 | 0 | 0 | 0 | 0 | 0 | 0 | 0 | 0 | 0 | 0 | 0
F3_Commercial_Healthcare_Existing_Food Preparation_Natural Gas_Food Prep Other_E9 | F3 | Commercial | Healthcare | Existing | Food Preparation | Natural Gas | Food Prep Other | E9 | System - kBTUs of Conusmption | 0 | 0 | 0 | 0 | 0 | 0 | 0 | 0 | 0 | 0 | 0 | 0 | 0 | 0 | 0 | 0 | 0 | 0 | 0 | 0 | 0 | 0 | 0 | 0 | 0 | 0 | 0 | 0 | 0 | 0
F3_Commercial_Healthcare_Existing_Food Preparation_Natural Gas_Food Prep Other_E10 | F3 | Commercial | Healthcare | Existing | Food Preparation | Natural Gas | Food Prep Other | E10 | System - kBTUs of Conusmption | 0 | 0 | 0 | 0 | 0 | 0 | 0 | 0 | 0 | 0 | 0 | 0 | 0 | 0 | 0 | 0 | 0 | 0 | 0 | 0 | 0 | 0 | 0 | 0 | 0 | 0 | 0 | 0 | 0 | 0
F4_Commercial_Healthcare_Existing_Food Preparation_Natural Gas_Food Prep Other_E1 | F4 | Commercial | Healthcare | Existing | Food Preparation | Natural Gas | Food Prep Other | E1 | Utility - Cost of Equipment | 0.0057313 | 0.0057313 | 0.0057313 | 0.0057313 | 0.0057313 | 0.0057313 | 0.0057313 | 0.0057313 | 0.0057313 | 0.0057313 | 0.0057313 | 0.0057313 | 0.0057313 | 0.0057313 | 0.0057313 | 0.0057313 | 0.0057313 | 0.0057313 | 0.0057313 | 0.0057313 | 0.0057313 | 0.0057313 | 0 | 0 | 0 | 0 | 0 | 0 | 0 | 0
F4_Commercial_Healthcare_Existing_Food Preparation_Natural Gas_Food Prep Other_E2 | F4 | Commercial | Healthcare | Existing | Food Preparation | Natural Gas | Food Prep Other | E2 | Utility - Cost of Equipment | 0.0057371 | 0.0057371 | 0.0057371 | 0.0057371 | 0.0057371 | 0.0057371 | 0.0057371 | 0.0057371 | 0.0057371 | 0.0057371 | 0.0057371 | 0.0057371 | 0.0057371 | 0.0057371 | 0.0057371 | 0.0057371 | 0.0057371 | 0.0057371 | 0.0057371 | 0.0057371 | 0.0057371 | 0.0057371 | 0 | 0 | 0 | 0 | 0 | 0 | 0 | 0
F4_Commercial_Healthcare_Existing_Food Preparation_Natural Gas_Food Prep Other_E3 | F4 | Commercial | Healthcare | Existing | Food Preparation | Natural Gas | Food Prep Other | E3 | Utility - Cost of Equipment | 0 | 0 | 0 | 0 | 0 | 0 | 0 | 0 | 0 | 0 | 0 | 0 | 0 | 0 | 0 | 0 | 0 | 0 | 0 | 0 | 0 | 0 | 0 | 0 | 0 | 0 | 0 | 0 | 0 | 0
F4_Commercial_Healthcare_Existing_Food Preparation_Natural Gas_Food Prep Other_E4 | F4 | Commercial | Healthcare | Existing | Food Preparation | Natural Gas | Food Prep Other | E4 | Utility - Cost of Equipment | 0 | 0 | 0 | 0 | 0 | 0 | 0 | 0 | 0 | 0 | 0 | 0 | 0 | 0 | 0 | 0 | 0 | 0 | 0 | 0 | 0 | 0 | 0 | 0 | 0 | 0 | 0 | 0 | 0 | 0
F4_Commercial_Healthcare_Existing_Food Preparation_Natural Gas_Food Prep Other_E5 | F4 | Commercial | Healthcare | Existing | Food Preparation | Natural Gas | Food Prep Other | E5 | Utility - Cost of Equipment | 0 | 0 | 0 | 0 | 0 | 0 | 0 | 0 | 0 | 0 | 0 | 0 | 0 | 0 | 0 | 0 | 0 | 0 | 0 | 0 | 0 | 0 | 0 | 0 | 0 | 0 | 0 | 0 | 0 | 0
F4_Commercial_Healthcare_Existing_Food Preparation_Natural Gas_Food Prep Other_E6 | F4 | Commercial | Healthcare | Existing | Food Preparation | Natural Gas | Food Prep Other | E6 | Utility - Cost of Equipment | 0 | 0 | 0 | 0 | 0 | 0 | 0 | 0 | 0 | 0 | 0 | 0 | 0 | 0 | 0 | 0 | 0 | 0 | 0 | 0 | 0 | 0 | 0 | 0 | 0 | 0 | 0 | 0 | 0 | 0
F4_Commercial_Healthcare_Existing_Food Preparation_Natural Gas_Food Prep Other_E7 | F4 | Commercial | Healthcare | Existing | Food Preparation | Natural Gas | Food Prep Other | E7 | Utility - Cost of Equipment | 0 | 0 | 0 | 0 | 0 | 0 | 0 | 0 | 0 | 0 | 0 | 0 | 0 | 0 | 0 | 0 | 0 | 0 | 0 | 0 | 0 | 0 | 0 | 0 | 0 | 0 | 0 | 0 | 0 | 0
F4_Commercial_Healthcare_Existing_Food Preparation_Natural Gas_Food Prep Other_E8 | F4 | Commercial | Healthcare | Existing | Food Preparation | Natural Gas | Food Prep Other | E8 | Utility - Cost of Equipment | 0 | 0 | 0 | 0 | 0 | 0 | 0 | 0 | 0 | 0 | 0 | 0 | 0 | 0 | 0 | 0 | 0 | 0 | 0 | 0 | 0 | 0 | 0 | 0 | 0 | 0 | 0 | 0 | 0 | 0
F4_Commercial_Healthcare_Existing_Food Preparation_Natural Gas_Food Prep Other_E9 | F4 | Commercial | Healthcare | Existing | Food Preparation | Natural Gas | Food Prep Other | E9 | Utility - Cost of Equipment | 0 | 0 | 0 | 0 | 0 | 0 | 0 | 0 | 0 | 0 | 0 | 0 | 0 | 0 | 0 | 0 | 0 | 0 | 0 | 0 | 0 | 0 | 0 | 0 | 0 | 0 | 0 | 0 | 0 | 0
F4_Commercial_Healthcare_Existing_Food Preparation_Natural Gas_Food Prep Other_E10 | F4 | Commercial | Healthcare | Existing | Food Preparation | Natural Gas | Food Prep Other | E10 | Utility - Cost of Equipment | 0 | 0 | 0 | 0 | 0 | 0 | 0 | 0 | 0 | 0 | 0 | 0 | 0 | 0 | 0 | 0 | 0 | 0 | 0 | 0 | 0 | 0 | 0 | 0 | 0 | 0 | 0 | 0 | 0 | 0
F5_Commercial_Healthcare_Existing_Food Preparation_Natural Gas_Food Prep Other_E1 | F5 | Commercial | Healthcare | Existing | Food Preparation | Natural Gas | Food Prep Other | E1 | Utility - Cost of Operation | 0.052081 | 0.052428 | 0.052878 | 0.053746 | 0.054951 | 0.056402 | 0.057719 | 0.058847 | 0.059918 | 0.061012 | 0.062183 | 0.063325 | 0.064405 | 0.065493 | 0.066455 | 0.067365 | 0.06835 | 0.069338 | 0.070332 | 0.071326 | 0.072301 | 0.073253 | 0 | 0 | 0 | 0 | 0 | 0 | 0 | 0
F5_Commercial_Healthcare_Existing_Food Preparation_Natural Gas_Food Prep Other_E2 | F5 | Commercial | Healthcare | Existing | Food Preparation | Natural Gas | Food Prep Other | E2 | Utility - Cost of Operation | 0.05208 | 0.052428 | 0.052877 | 0.053746 | 0.054951 | 0.056401 | 0.057718 | 0.058847 | 0.059918 | 0.061011 | 0.062182 | 0.063325 | 0.064405 | 0.065493 | 0.066454 | 0.067364 | 0.068349 | 0.069338 | 0.070331 | 0.071325 | 0.0723 | 0.073252 | 0 | 0 | 0 | 0 | 0 | 0 | 0 | 0
F5_Commercial_Healthcare_Existing_Food Preparation_Natural Gas_Food Prep Other_E3 | F5 | Commercial | Healthcare | Existing | Food Preparation | Natural Gas | Food Prep Other | E3 | Utility - Cost of Operation | 0 | 0 | 0 | 0 | 0 | 0 | 0 | 0 | 0 | 0 | 0 | 0 | 0 | 0 | 0 | 0 | 0 | 0 | 0 | 0 | 0 | 0 | 0 | 0 | 0 | 0 | 0 | 0 | 0 | 0
F5_Commercial_Healthcare_Existing_Food Preparation_Natural Gas_Food Prep Other_E4 | F5 | Commercial | Healthcare | Existing | Food Preparation | Natural Gas | Food Prep Other | E4 | Utility - Cost of Operation | 0 | 0 | 0 | 0 | 0 | 0 | 0 | 0 | 0 | 0 | 0 | 0 | 0 | 0 | 0 | 0 | 0 | 0 | 0 | 0 | 0 | 0 | 0 | 0 | 0 | 0 | 0 | 0 | 0 | 0
F5_Commercial_Healthcare_Existing_Food Preparation_Natural Gas_Food Prep Other_E5 | F5 | Commercial | Healthcare | Existing | Food Preparation | Natural Gas | Food Prep Other | E5 | Utility - Cost of Operation | 0 | 0 | 0 | 0 | 0 | 0 | 0 | 0 | 0 | 0 | 0 | 0 | 0 | 0 | 0 | 0 | 0 | 0 | 0 | 0 | 0 | 0 | 0 | 0 | 0 | 0 | 0 | 0 | 0 | 0
F5_Commercial_Healthcare_Existing_Food Preparation_Natural Gas_Food Prep Other_E6 | F5 | Commercial | Healthcare | Existing | Food Preparation | Natural Gas | Food Prep Other | E6 | Utility - Cost of Operation | 0 | 0 | 0 | 0 | 0 | 0 | 0 | 0 | 0 | 0 | 0 | 0 | 0 | 0 | 0 | 0 | 0 | 0 | 0 | 0 | 0 | 0 | 0 | 0 | 0 | 0 | 0 | 0 | 0 | 0
F5_Commercial_Healthcare_Existing_Food Preparation_Natural Gas_Food Prep Other_E7 | F5 | Commercial | Healthcare | Existing | Food Preparation | Natural Gas | Food Prep Other | E7 | Utility - Cost of Operation | 0 | 0 | 0 | 0 | 0 | 0 | 0 | 0 | 0 | 0 | 0 | 0 | 0 | 0 | 0 | 0 | 0 | 0 | 0 | 0 | 0 | 0 | 0 | 0 | 0 | 0 | 0 | 0 | 0 | 0
F5_Commercial_Healthcare_Existing_Food Preparation_Natural Gas_Food Prep Other_E8 | F5 | Commercial | Healthcare | Existing | Food Preparation | Natural Gas | Food Prep Other | E8 | Utility - Cost of Operation | 0 | 0 | 0 | 0 | 0 | 0 | 0 | 0 | 0 | 0 | 0 | 0 | 0 | 0 | 0 | 0 | 0 | 0 | 0 | 0 | 0 | 0 | 0 | 0 | 0 | 0 | 0 | 0 | 0 | 0
F5_Commercial_Healthcare_Existing_Food Preparation_Natural Gas_Food Prep Other_E9 | F5 | Commercial | Healthcare | Existing | Food Preparation | Natural Gas | Food Prep Other | E9 | Utility - Cost of Operation | 0 | 0 | 0 | 0 | 0 | 0 | 0 | 0 | 0 | 0 | 0 | 0 | 0 | 0 | 0 | 0 | 0 | 0 | 0 | 0 | 0 | 0 | 0 | 0 | 0 | 0 | 0 | 0 | 0 | 0
F5_Commercial_Healthcare_Existing_Food Preparation_Natural Gas_Food Prep Other_E10 | F5 | Commercial | Healthcare | Existing | Food Preparation | Natural Gas | Food Prep Other | E10 | Utility - Cost of Operation | 0 | 0 | 0 | 0 | 0 | 0 | 0 | 0 | 0 | 0 | 0 | 0 | 0 | 0 | 0 | 0 | 0 | 0 | 0 | 0 | 0 | 0 | 0 | 0 | 0 | 0 | 0 | 0 | 0 | 0
F6_Commercial_Healthcare_Existing_Food Preparation_Natural Gas_Food Prep Other_E1 | F6 | Commercial | Healthcare | Existing | Food Preparation | Natural Gas | Food Prep Other | E1 | Utility - Value of Sales | 0.062396 | 0.062812 | 0.063351 | 0.064391 | 0.065835 | 0.067573 | 0.069151 | 0.070503 | 0.071786 | 0.073096 | 0.074499 | 0.075868 | 0.077162 | 0.078465 | 0.079617 | 0.080707 | 0.081887 | 0.083071 | 0.084262 | 0.085453 | 0.086621 | 0.087761 | 0 | 0 | 0 | 0 | 0 | 0 | 0 | 0
F6_Commercial_Healthcare_Existing_Food Preparation_Natural Gas_Food Prep Other_E2 | F6 | Commercial | Healthcare | Existing | Food Preparation | Natural Gas | Food Prep Other | E2 | Utility - Value of Sales | 0.062396 | 0.062812 | 0.06335 | 0.064391 | 0.065835 | 0.067572 | 0.06915 | 0.070502 | 0.071785 | 0.073096 | 0.074499 | 0.075867 | 0.077161 | 0.078465 | 0.079616 | 0.080707 | 0.081887 | 0.083071 | 0.084261 | 0.085452 | 0.08662 | 0.087761 | 0 | 0 | 0 | 0 | 0 | 0 | 0 | 0
F6_Commercial_Healthcare_Existing_Food Preparation_Natural Gas_Food Prep Other_E3 | F6 | Commercial | Healthcare | Existing | Food Preparation | Natural Gas | Food Prep Other | E3 | Utility - Value of Sales | 0 | 0 | 0 | 0 | 0 | 0 | 0 | 0 | 0 | 0 | 0 | 0 | 0 | 0 | 0 | 0 | 0 | 0 | 0 | 0 | 0 | 0 | 0 | 0 | 0 | 0 | 0 | 0 | 0 | 0
F6_Commercial_Healthcare_Existing_Food Preparation_Natural Gas_Food Prep Other_E4 | F6 | Commercial | Healthcare | Existing | Food Preparation | Natural Gas | Food Prep Other | E4 | Utility - Value of Sales | 0 | 0 | 0 | 0 | 0 | 0 | 0 | 0 | 0 | 0 | 0 | 0 | 0 | 0 | 0 | 0 | 0 | 0 | 0 | 0 | 0 | 0 | 0 | 0 | 0 | 0 | 0 | 0 | 0 | 0
F6_Commercial_Healthcare_Existing_Food Preparation_Natural Gas_Food Prep Other_E5 | F6 | Commercial | Healthcare | Existing | Food Preparation | Natural Gas | Food Prep Other | E5 | Utility - Value of Sales | 0 | 0 | 0 | 0 | 0 | 0 | 0 | 0 | 0 | 0 | 0 | 0 | 0 | 0 | 0 | 0 | 0 | 0 | 0 | 0 | 0 | 0 | 0 | 0 | 0 | 0 | 0 | 0 | 0 | 0
F6_Commercial_Healthcare_Existing_Food Preparation_Natural Gas_Food Prep Other_E6 | F6 | Commercial | Healthcare | Existing | Food Preparation | Natural Gas | Food Prep Other | E6 | Utility - Value of Sales | 0 | 0 | 0 | 0 | 0 | 0 | 0 | 0 | 0 | 0 | 0 | 0 | 0 | 0 | 0 | 0 | 0 | 0 | 0 | 0 | 0 | 0 | 0 | 0 | 0 | 0 | 0 | 0 | 0 | 0
F6_Commercial_Healthcare_Existing_Food Preparation_Natural Gas_Food Prep Other_E7 | F6 | Commercial | Healthcare | Existing | Food Preparation | Natural Gas | Food Prep Other | E7 | Utility - Value of Sales | 0 | 0 | 0 | 0 | 0 | 0 | 0 | 0 | 0 | 0 | 0 | 0 | 0 | 0 | 0 | 0 | 0 | 0 | 0 | 0 | 0 | 0 | 0 | 0 | 0 | 0 | 0 | 0 | 0 | 0
F6_Commercial_Healthcare_Existing_Food Preparation_Natural Gas_Food Prep Other_E8 | F6 | Commercial | Healthcare | Existing | Food Preparation | Natural Gas | Food Prep Other | E8 | Utility - Value of Sales | 0 | 0 | 0 | 0 | 0 | 0 | 0 | 0 | 0 | 0 | 0 | 0 | 0 | 0 | 0 | 0 | 0 | 0 | 0 | 0 | 0 | 0 | 0 | 0 | 0 | 0 | 0 | 0 | 0 | 0
F6_Commercial_Healthcare_Existing_Food Preparation_Natural Gas_Food Prep Other_E9 | F6 | Commercial | Healthcare | Existing | Food Preparation | Natural Gas | Food Prep Other | E9 | Utility - Value of Sales | 0 | 0 | 0 | 0 | 0 | 0 | 0 | 0 | 0 | 0 | 0 | 0 | 0 | 0 | 0 | 0 | 0 | 0 | 0 | 0 | 0 | 0 | 0 | 0 | 0 | 0 | 0 | 0 | 0 | 0
F6_Commercial_Healthcare_Existing_Food Preparation_Natural Gas_Food Prep Other_E10 | F6 | Commercial | Healthcare | Existing | Food Preparation | Natural Gas | Food Prep Other | E10 | Utility - Value of Sales | 0 | 0 | 0 | 0 | 0 | 0 | 0 | 0 | 0 | 0 | 0 | 0 | 0 | 0 | 0 | 0 | 0 | 0 | 0 | 0 | 0 | 0 | 0 | 0 | 0 | 0 | 0 | 0 | 0 | 0
F1_Commercial_Healthcare_Existing_Miscellaneous_Natural Gas_Pool Heater_E1 | F1 | Commercial | Healthcare | Existing | Miscellaneous | Natural Gas | Pool Heater | E1 | Participant - Cost of Equipment | 0.0015981 | 0.0015981 | 0.0015981 | 0.0015981 | 0.0015981 | 0.0015981 | 0.0015981 | 0.0015981 | 0.0015981 | 0.0015981 | 0.0015981 | 0.0015981 | 0.0015981 | 0.0015981 | 0.0015981 | 0.0015981 | 0.0015981 | 0.0015981 | 0.0015981 | 0.0015981 | 0.0015981 | 0.0015981 | 0 | 0 | 0 | 0 | 0 | 0 | 0 | 0
F1_Commercial_Healthcare_Existing_Miscellaneous_Natural Gas_Pool Heater_E2 | F1 | Commercial | Healthcare | Existing | Miscellaneous | Natural Gas | Pool Heater | E2 | Participant - Cost of Equipment | 0.0026167 | 0.0026167 | 0.0026167 | 0.0026167 | 0.0026167 | 0.0026167 | 0.0026167 | 0.0026167 | 0.0026167 | 0.0026167 | 0.0026167 | 0.0026167 | 0.0026167 | 0.0026167 | 0.0026167 | 0.0026167 | 0.0026167 | 0.0026167 | 0.0026167 | 0.0026167 | 0.0026167 | 0.0026167 | 0 | 0 | 0 | 0 | 0 | 0 | 0 | 0
F1_Commercial_Healthcare_Existing_Miscellaneous_Natural Gas_Pool Heater_E3 | F1 | Commercial | Healthcare | Existing | Miscellaneous | Natural Gas | Pool Heater | E3 | Participant - Cost of Equipment | 0 | 0 | 0 | 0 | 0 | 0 | 0 | 0 | 0 | 0 | 0 | 0 | 0 | 0 | 0 | 0 | 0 | 0 | 0 | 0 | 0 | 0 | 0 | 0 | 0 | 0 | 0 | 0 | 0 | 0
F1_Commercial_Healthcare_Existing_Miscellaneous_Natural Gas_Pool Heater_E4 | F1 | Commercial | Healthcare | Existing | Miscellaneous | Natural Gas | Pool Heater | E4 | Participant - Cost of Equipment | 0 | 0 | 0 | 0 | 0 | 0 | 0 | 0 | 0 | 0 | 0 | 0 | 0 | 0 | 0 | 0 | 0 | 0 | 0 | 0 | 0 | 0 | 0 | 0 | 0 | 0 | 0 | 0 | 0 | 0
F1_Commercial_Healthcare_Existing_Miscellaneous_Natural Gas_Pool Heater_E5 | F1 | Commercial | Healthcare | Existing | Miscellaneous | Natural Gas | Pool Heater | E5 | Participant - Cost of Equipment | 0 | 0 | 0 | 0 | 0 | 0 | 0 | 0 | 0 | 0 | 0 | 0 | 0 | 0 | 0 | 0 | 0 | 0 | 0 | 0 | 0 | 0 | 0 | 0 | 0 | 0 | 0 | 0 | 0 | 0
F1_Commercial_Healthcare_Existing_Miscellaneous_Natural Gas_Pool Heater_E6 | F1 | Commercial | Healthcare | Existing | Miscellaneous | Natural Gas | Pool Heater | E6 | Participant - Cost of Equipment | 0 | 0 | 0 | 0 | 0 | 0 | 0 | 0 | 0 | 0 | 0 | 0 | 0 | 0 | 0 | 0 | 0 | 0 | 0 | 0 | 0 | 0 | 0 | 0 | 0 | 0 | 0 | 0 | 0 | 0
F1_Commercial_Healthcare_Existing_Miscellaneous_Natural Gas_Pool Heater_E7 | F1 | Commercial | Healthcare | Existing | Miscellaneous | Natural Gas | Pool Heater | E7 | Participant - Cost of Equipment | 0 | 0 | 0 | 0 | 0 | 0 | 0 | 0 | 0 | 0 | 0 | 0 | 0 | 0 | 0 | 0 | 0 | 0 | 0 | 0 | 0 | 0 | 0 | 0 | 0 | 0 | 0 | 0 | 0 | 0
F1_Commercial_Healthcare_Existing_Miscellaneous_Natural Gas_Pool Heater_E8 | F1 | Commercial | Healthcare | Existing | Miscellaneous | Natural Gas | Pool Heater | E8 | Participant - Cost of Equipment | 0 | 0 | 0 | 0 | 0 | 0 | 0 | 0 | 0 | 0 | 0 | 0 | 0 | 0 | 0 | 0 | 0 | 0 | 0 | 0 | 0 | 0 | 0 | 0 | 0 | 0 | 0 | 0 | 0 | 0
F1_Commercial_Healthcare_Existing_Miscellaneous_Natural Gas_Pool Heater_E9 | F1 | Commercial | Healthcare | Existing | Miscellaneous | Natural Gas | Pool Heater | E9 | Participant - Cost of Equipment | 0 | 0 | 0 | 0 | 0 | 0 | 0 | 0 | 0 | 0 | 0 | 0 | 0 | 0 | 0 | 0 | 0 | 0 | 0 | 0 | 0 | 0 | 0 | 0 | 0 | 0 | 0 | 0 | 0 | 0
F1_Commercial_Healthcare_Existing_Miscellaneous_Natural Gas_Pool Heater_E10 | F1 | Commercial | Healthcare | Existing | Miscellaneous | Natural Gas | Pool Heater | E10 | Participant - Cost of Equipment | 0 | 0 | 0 | 0 | 0 | 0 | 0 | 0 | 0 | 0 | 0 | 0 | 0 | 0 | 0 | 0 | 0 | 0 | 0 | 0 | 0 | 0 | 0 | 0 | 0 | 0 | 0 | 0 | 0 | 0
F2_Commercial_Healthcare_Existing_Miscellaneous_Natural Gas_Pool Heater_E1 | F2 | Commercial | Healthcare | Existing | Miscellaneous | Natural Gas | Pool Heater | E1 | Participant - Cost of Operation | 0.0067924 | 0.0067631 | 0.0067688 | 0.006869 | 0.0070415 | 0.0072631 | 0.0074541 | 0.0076061 | 0.0077434 | 0.0078792 | 0.0080272 | 0.0081774 | 0.0083254 | 0.0084913 | 0.0086491 | 0.008799 | 0.0089503 | 0.0090859 | 0.0092037 | 0.0093014 | 0.009393 | 0.0094775 | 0 | 0 | 0 | 0 | 0 | 0 | 0 | 0
F2_Commercial_Healthcare_Existing_Miscellaneous_Natural Gas_Pool Heater_E2 | F2 | Commercial | Healthcare | Existing | Miscellaneous | Natural Gas | Pool Heater | E2 | Participant - Cost of Operation | 0.0057735 | 0.0057486 | 0.0057534 | 0.0058386 | 0.0059853 | 0.0061737 | 0.006336 | 0.0064652 | 0.0065819 | 0.0066973 | 0.0068231 | 0.0069508 | 0.0070766 | 0.0072176 | 0.0073517 | 0.0074791 | 0.0076078 | 0.007723 | 0.0078232 | 0.0079062 | 0.0079841 | 0.0080559 | 0 | 0 | 0 | 0 | 0 | 0 | 0 | 0
F2_Commercial_Healthcare_Existing_Miscellaneous_Natural Gas_Pool Heater_E3 | F2 | Commercial | Healthcare | Existing | Miscellaneous | Natural Gas | Pool Heater | E3 | Participant - Cost of Operation | 0 | 0 | 0 | 0 | 0 | 0 | 0 | 0 | 0 | 0 | 0 | 0 | 0 | 0 | 0 | 0 | 0 | 0 | 0 | 0 | 0 | 0 | 0 | 0 | 0 | 0 | 0 | 0 | 0 | 0
F2_Commercial_Healthcare_Existing_Miscellaneous_Natural Gas_Pool Heater_E4 | F2 | Commercial | Healthcare | Existing | Miscellaneous | Natural Gas | Pool Heater | E4 | Participant - Cost of Operation | 0 | 0 | 0 | 0 | 0 | 0 | 0 | 0 | 0 | 0 | 0 | 0 | 0 | 0 | 0 | 0 | 0 | 0 | 0 | 0 | 0 | 0 | 0 | 0 | 0 | 0 | 0 | 0 | 0 | 0
F2_Commercial_Healthcare_Existing_Miscellaneous_Natural Gas_Pool Heater_E5 | F2 | Commercial | Healthcare | Existing | Miscellaneous | Natural Gas | Pool Heater | E5 | Participant - Cost of Operation | 0 | 0 | 0 | 0 | 0 | 0 | 0 | 0 | 0 | 0 | 0 | 0 | 0 | 0 | 0 | 0 | 0 | 0 | 0 | 0 | 0 | 0 | 0 | 0 | 0 | 0 | 0 | 0 | 0 | 0
F2_Commercial_Healthcare_Existing_Miscellaneous_Natural Gas_Pool Heater_E6 | F2 | Commercial | Healthcare | Existing | Miscellaneous | Natural Gas | Pool Heater | E6 | Participant - Cost of Operation | 0 | 0 | 0 | 0 | 0 | 0 | 0 | 0 | 0 | 0 | 0 | 0 | 0 | 0 | 0 | 0 | 0 | 0 | 0 | 0 | 0 | 0 | 0 | 0 | 0 | 0 | 0 | 0 | 0 | 0
F2_Commercial_Healthcare_Existing_Miscellaneous_Natural Gas_Pool Heater_E7 | F2 | Commercial | Healthcare | Existing | Miscellaneous | Natural Gas | Pool Heater | E7 | Participant - Cost of Operation | 0 | 0 | 0 | 0 | 0 | 0 | 0 | 0 | 0 | 0 | 0 | 0 | 0 | 0 | 0 | 0 | 0 | 0 | 0 | 0 | 0 | 0 | 0 | 0 | 0 | 0 | 0 | 0 | 0 | 0
F2_Commercial_Healthcare_Existing_Miscellaneous_Natural Gas_Pool Heater_E8 | F2 | Commercial | Healthcare | Existing | Miscellaneous | Natural Gas | Pool Heater | E8 | Participant - Cost of Operation | 0 | 0 | 0 | 0 | 0 | 0 | 0 | 0 | 0 | 0 | 0 | 0 | 0 | 0 | 0 | 0 | 0 | 0 | 0 | 0 | 0 | 0 | 0 | 0 | 0 | 0 | 0 | 0 | 0 | 0
F2_Commercial_Healthcare_Existing_Miscellaneous_Natural Gas_Pool Heater_E9 | F2 | Commercial | Healthcare | Existing | Miscellaneous | Natural Gas | Pool Heater | E9 | Participant - Cost of Operation | 0 | 0 | 0 | 0 | 0 | 0 | 0 | 0 | 0 | 0 | 0 | 0 | 0 | 0 | 0 | 0 | 0 | 0 | 0 | 0 | 0 | 0 | 0 | 0 | 0 | 0 | 0 | 0 | 0 | 0
F2_Commercial_Healthcare_Existing_Miscellaneous_Natural Gas_Pool Heater_E10 | F2 | Commercial | Healthcare | Existing | Miscellaneous | Natural Gas | Pool Heater | E10 | Participant - Cost of Operation | 0 | 0 | 0 | 0 | 0 | 0 | 0 | 0 | 0 | 0 | 0 | 0 | 0 | 0 | 0 | 0 | 0 | 0 | 0 | 0 | 0 | 0 | 0 | 0 | 0 | 0 | 0 | 0 | 0 | 0
F3_Commercial_Healthcare_Existing_Miscellaneous_Natural Gas_Pool Heater_E1 | F3 | Commercial | Healthcare | Existing | Miscellaneous | Natural Gas | Pool Heater | E1 | System - kBTUs of Conusmption | 0.65298 | 0.65319 | 0.65438 | 0.66146 | 0.66754 | 0.67257 | 0.67612 | 0.67975 | 0.6831 | 0.68616 | 0.68864 | 0.69118 | 0.69349 | 0.69559 | 0.6971 | 0.69749 | 0.69633 | 0.69359 | 0.6888 | 0.68284 | 0.67666 | 0.6703 | 0 | 0 | 0 | 0 | 0 | 0 | 0 | 0
F3_Commercial_Healthcare_Existing_Miscellaneous_Natural Gas_Pool Heater_E2 | F3 | Commercial | Healthcare | Existing | Miscellaneous | Natural Gas | Pool Heater | E2 | System - kBTUs of Conusmption | 0.55503 | 0.55521 | 0.55622 | 0.56224 | 0.56741 | 0.57169 | 0.5747 | 0.57779 | 0.58063 | 0.58324 | 0.58534 | 0.5875 | 0.58947 | 0.59125 | 0.59253 | 0.59286 | 0.59188 | 0.58955 | 0.58548 | 0.58042 | 0.57516 | 0.56975 | 0 | 0 | 0 | 0 | 0 | 0 | 0 | 0
F3_Commercial_Healthcare_Existing_Miscellaneous_Natural Gas_Pool Heater_E3 | F3 | Commercial | Healthcare | Existing | Miscellaneous | Natural Gas | Pool Heater | E3 | System - kBTUs of Conusmption | 0 | 0 | 0 | 0 | 0 | 0 | 0 | 0 | 0 | 0 | 0 | 0 | 0 | 0 | 0 | 0 | 0 | 0 | 0 | 0 | 0 | 0 | 0 | 0 | 0 | 0 | 0 | 0 | 0 | 0
F3_Commercial_Healthcare_Existing_Miscellaneous_Natural Gas_Pool Heater_E4 | F3 | Commercial | Healthcare | Existing | Miscellaneous | Natural Gas | Pool Heater | E4 | System - kBTUs of Conusmption | 0 | 0 | 0 | 0 | 0 | 0 | 0 | 0 | 0 | 0 | 0 | 0 | 0 | 0 | 0 | 0 | 0 | 0 | 0 | 0 | 0 | 0 | 0 | 0 | 0 | 0 | 0 | 0 | 0 | 0
F3_Commercial_Healthcare_Existing_Miscellaneous_Natural Gas_Pool Heater_E5 | F3 | Commercial | Healthcare | Existing | Miscellaneous | Natural Gas | Pool Heater | E5 | System - kBTUs of Conusmption | 0 | 0 | 0 | 0 | 0 | 0 | 0 | 0 | 0 | 0 | 0 | 0 | 0 | 0 | 0 | 0 | 0 | 0 | 0 | 0 | 0 | 0 | 0 | 0 | 0 | 0 | 0 | 0 | 0 | 0
F3_Commercial_Healthcare_Existing_Miscellaneous_Natural Gas_Pool Heater_E6 | F3 | Commercial | Healthcare | Existing | Miscellaneous | Natural Gas | Pool Heater | E6 | System - kBTUs of Conusmption | 0 | 0 | 0 | 0 | 0 | 0 | 0 | 0 | 0 | 0 | 0 | 0 | 0 | 0 | 0 | 0 | 0 | 0 | 0 | 0 | 0 | 0 | 0 | 0 | 0 | 0 | 0 | 0 | 0 | 0
F3_Commercial_Healthcare_Existing_Miscellaneous_Natural Gas_Pool Heater_E7 | F3 | Commercial | Healthcare | Existing | Miscellaneous | Natural Gas | Pool Heater | E7 | System - kBTUs of Conusmption | 0 | 0 | 0 | 0 | 0 | 0 | 0 | 0 | 0 | 0 | 0 | 0 | 0 | 0 | 0 | 0 | 0 | 0 | 0 | 0 | 0 | 0 | 0 | 0 | 0 | 0 | 0 | 0 | 0 | 0
F3_Commercial_Healthcare_Existing_Miscellaneous_Natural Gas_Pool Heater_E8 | F3 | Commercial | Healthcare | Existing | Miscellaneous | Natural Gas | Pool Heater | E8 | System - kBTUs of Conusmption | 0 | 0 | 0 | 0 | 0 | 0 | 0 | 0 | 0 | 0 | 0 | 0 | 0 | 0 | 0 | 0 | 0 | 0 | 0 | 0 | 0 | 0 | 0 | 0 | 0 | 0 | 0 | 0 | 0 | 0
F3_Commercial_Healthcare_Existing_Miscellaneous_Natural Gas_Pool Heater_E9 | F3 | Commercial | Healthcare | Existing | Miscellaneous | Natural Gas | Pool Heater | E9 | System - kBTUs of Conusmption | 0 | 0 | 0 | 0 | 0 | 0 | 0 | 0 | 0 | 0 | 0 | 0 | 0 | 0 | 0 | 0 | 0 | 0 | 0 | 0 | 0 | 0 | 0 | 0 | 0 | 0 | 0 | 0 | 0 | 0
F3_Commercial_Healthcare_Existing_Miscellaneous_Natural Gas_Pool Heater_E10 | F3 | Commercial | Healthcare | Existing | Miscellaneous | Natural Gas | Pool Heater | E10 | System - kBTUs of Conusmption | 0 | 0 | 0 | 0 | 0 | 0 | 0 | 0 | 0 | 0 | 0 | 0 | 0 | 0 | 0 | 0 | 0 | 0 | 0 | 0 | 0 | 0 | 0 | 0 | 0 | 0 | 0 | 0 | 0 | 0
F4_Commercial_Healthcare_Existing_Miscellaneous_Natural Gas_Pool Heater_E1 | F4 | Commercial | Healthcare | Existing | Miscellaneous | Natural Gas | Pool Heater | E1 | Utility - Cost of Equipment | 0.0015981 | 0.0015981 | 0.0015981 | 0.0015981 | 0.0015981 | 0.0015981 | 0.0015981 | 0.0015981 | 0.0015981 | 0.0015981 | 0.0015981 | 0.0015981 | 0.0015981 | 0.0015981 | 0.0015981 | 0.0015981 | 0.0015981 | 0.0015981 | 0.0015981 | 0.0015981 | 0.0015981 | 0.0015981 | 0 | 0 | 0 | 0 | 0 | 0 | 0 | 0
F4_Commercial_Healthcare_Existing_Miscellaneous_Natural Gas_Pool Heater_E2 | F4 | Commercial | Healthcare | Existing | Miscellaneous | Natural Gas | Pool Heater | E2 | Utility - Cost of Equipment | 0.0026167 | 0.0026167 | 0.0026167 | 0.0026167 | 0.0026167 | 0.0026167 | 0.0026167 | 0.0026167 | 0.0026167 | 0.0026167 | 0.0026167 | 0.0026167 | 0.0026167 | 0.0026167 | 0.0026167 | 0.0026167 | 0.0026167 | 0.0026167 | 0.0026167 | 0.0026167 | 0.0026167 | 0.0026167 | 0 | 0 | 0 | 0 | 0 | 0 | 0 | 0
F4_Commercial_Healthcare_Existing_Miscellaneous_Natural Gas_Pool Heater_E3 | F4 | Commercial | Healthcare | Existing | Miscellaneous | Natural Gas | Pool Heater | E3 | Utility - Cost of Equipment | 0 | 0 | 0 | 0 | 0 | 0 | 0 | 0 | 0 | 0 | 0 | 0 | 0 | 0 | 0 | 0 | 0 | 0 | 0 | 0 | 0 | 0 | 0 | 0 | 0 | 0 | 0 | 0 | 0 | 0
F4_Commercial_Healthcare_Existing_Miscellaneous_Natural Gas_Pool Heater_E4 | F4 | Commercial | Healthcare | Existing | Miscellaneous | Natural Gas | Pool Heater | E4 | Utility - Cost of Equipment | 0 | 0 | 0 | 0 | 0 | 0 | 0 | 0 | 0 | 0 | 0 | 0 | 0 | 0 | 0 | 0 | 0 | 0 | 0 | 0 | 0 | 0 | 0 | 0 | 0 | 0 | 0 | 0 | 0 | 0
F4_Commercial_Healthcare_Existing_Miscellaneous_Natural Gas_Pool Heater_E5 | F4 | Commercial | Healthcare | Existing | Miscellaneous | Natural Gas | Pool Heater | E5 | Utility - Cost of Equipment | 0 | 0 | 0 | 0 | 0 | 0 | 0 | 0 | 0 | 0 | 0 | 0 | 0 | 0 | 0 | 0 | 0 | 0 | 0 | 0 | 0 | 0 | 0 | 0 | 0 | 0 | 0 | 0 | 0 | 0
F4_Commercial_Healthcare_Existing_Miscellaneous_Natural Gas_Pool Heater_E6 | F4 | Commercial | Healthcare | Existing | Miscellaneous | Natural Gas | Pool Heater | E6 | Utility - Cost of Equipment | 0 | 0 | 0 | 0 | 0 | 0 | 0 | 0 | 0 | 0 | 0 | 0 | 0 | 0 | 0 | 0 | 0 | 0 | 0 | 0 | 0 | 0 | 0 | 0 | 0 | 0 | 0 | 0 | 0 | 0
F4_Commercial_Healthcare_Existing_Miscellaneous_Natural Gas_Pool Heater_E7 | F4 | Commercial | Healthcare | Existing | Miscellaneous | Natural Gas | Pool Heater | E7 | Utility - Cost of Equipment | 0 | 0 | 0 | 0 | 0 | 0 | 0 | 0 | 0 | 0 | 0 | 0 | 0 | 0 | 0 | 0 | 0 | 0 | 0 | 0 | 0 | 0 | 0 | 0 | 0 | 0 | 0 | 0 | 0 | 0
F4_Commercial_Healthcare_Existing_Miscellaneous_Natural Gas_Pool Heater_E8 | F4 | Commercial | Healthcare | Existing | Miscellaneous | Natural Gas | Pool Heater | E8 | Utility - Cost of Equipment | 0 | 0 | 0 | 0 | 0 | 0 | 0 | 0 | 0 | 0 | 0 | 0 | 0 | 0 | 0 | 0 | 0 | 0 | 0 | 0 | 0 | 0 | 0 | 0 | 0 | 0 | 0 | 0 | 0 | 0
F4_Commercial_Healthcare_Existing_Miscellaneous_Natural Gas_Pool Heater_E9 | F4 | Commercial | Healthcare | Existing | Miscellaneous | Natural Gas | Pool Heater | E9 | Utility - Cost of Equipment | 0 | 0 | 0 | 0 | 0 | 0 | 0 | 0 | 0 | 0 | 0 | 0 | 0 | 0 | 0 | 0 | 0 | 0 | 0 | 0 | 0 | 0 | 0 | 0 | 0 | 0 | 0 | 0 | 0 | 0
F4_Commercial_Healthcare_Existing_Miscellaneous_Natural Gas_Pool Heater_E10 | F4 | Commercial | Healthcare | Existing | Miscellaneous | Natural Gas | Pool Heater | E10 | Utility - Cost of Equipment | 0 | 0 | 0 | 0 | 0 | 0 | 0 | 0 | 0 | 0 | 0 | 0 | 0 | 0 | 0 | 0 | 0 | 0 | 0 | 0 | 0 | 0 | 0 | 0 | 0 | 0 | 0 | 0 | 0 | 0
F5_Commercial_Healthcare_Existing_Miscellaneous_Natural Gas_Pool Heater_E1 | F5 | Commercial | Healthcare | Existing | Miscellaneous | Natural Gas | Pool Heater | E1 | Utility - Cost of Operation | 0.0056695 | 0.005645 | 0.0056497 | 0.0057334 | 0.0058774 | 0.0060624 | 0.0062218 | 0.0063486 | 0.0064633 | 0.0065766 | 0.0067001 | 0.0068255 | 0.006949 | 0.0070875 | 0.0072192 | 0.0073443 | 0.0074706 | 0.0075838 | 0.0076822 | 0.0077637 | 0.0078402 | 0.0079107 | 0 | 0 | 0 | 0 | 0 | 0 | 0 | 0
F5_Commercial_Healthcare_Existing_Miscellaneous_Natural Gas_Pool Heater_E2 | F5 | Commercial | Healthcare | Existing | Miscellaneous | Natural Gas | Pool Heater | E2 | Utility - Cost of Operation | 0.0048191 | 0.0047982 | 0.0048023 | 0.0048734 | 0.0049958 | 0.005153 | 0.0052885 | 0.0053963 | 0.0054938 | 0.0055901 | 0.0056951 | 0.0058017 | 0.0059067 | 0.0060244 | 0.0061363 | 0.0062427 | 0.00635 | 0.0064463 | 0.0065298 | 0.0065991 | 0.0066641 | 0.0067241 | 0 | 0 | 0 | 0 | 0 | 0 | 0 | 0
F5_Commercial_Healthcare_Existing_Miscellaneous_Natural Gas_Pool Heater_E3 | F5 | Commercial | Healthcare | Existing | Miscellaneous | Natural Gas | Pool Heater | E3 | Utility - Cost of Operation | 0 | 0 | 0 | 0 | 0 | 0 | 0 | 0 | 0 | 0 | 0 | 0 | 0 | 0 | 0 | 0 | 0 | 0 | 0 | 0 | 0 | 0 | 0 | 0 | 0 | 0 | 0 | 0 | 0 | 0
F5_Commercial_Healthcare_Existing_Miscellaneous_Natural Gas_Pool Heater_E4 | F5 | Commercial | Healthcare | Existing | Miscellaneous | Natural Gas | Pool Heater | E4 | Utility - Cost of Operation | 0 | 0 | 0 | 0 | 0 | 0 | 0 | 0 | 0 | 0 | 0 | 0 | 0 | 0 | 0 | 0 | 0 | 0 | 0 | 0 | 0 | 0 | 0 | 0 | 0 | 0 | 0 | 0 | 0 | 0
F5_Commercial_Healthcare_Existing_Miscellaneous_Natural Gas_Pool Heater_E5 | F5 | Commercial | Healthcare | Existing | Miscellaneous | Natural Gas | Pool Heater | E5 | Utility - Cost of Operation | 0 | 0 | 0 | 0 | 0 | 0 | 0 | 0 | 0 | 0 | 0 | 0 | 0 | 0 | 0 | 0 | 0 | 0 | 0 | 0 | 0 | 0 | 0 | 0 | 0 | 0 | 0 | 0 | 0 | 0
F5_Commercial_Healthcare_Existing_Miscellaneous_Natural Gas_Pool Heater_E6 | F5 | Commercial | Healthcare | Existing | Miscellaneous | Natural Gas | Pool Heater | E6 | Utility - Cost of Operation | 0 | 0 | 0 | 0 | 0 | 0 | 0 | 0 | 0 | 0 | 0 | 0 | 0 | 0 | 0 | 0 | 0 | 0 | 0 | 0 | 0 | 0 | 0 | 0 | 0 | 0 | 0 | 0 | 0 | 0
F5_Commercial_Healthcare_Existing_Miscellaneous_Natural Gas_Pool Heater_E7 | F5 | Commercial | Healthcare | Existing | Miscellaneous | Natural Gas | Pool Heater | E7 | Utility - Cost of Operation | 0 | 0 | 0 | 0 | 0 | 0 | 0 | 0 | 0 | 0 | 0 | 0 | 0 | 0 | 0 | 0 | 0 | 0 | 0 | 0 | 0 | 0 | 0 | 0 | 0 | 0 | 0 | 0 | 0 | 0
F5_Commercial_Healthcare_Existing_Miscellaneous_Natural Gas_Pool Heater_E8 | F5 | Commercial | Healthcare | Existing | Miscellaneous | Natural Gas | Pool Heater | E8 | Utility - Cost of Operation | 0 | 0 | 0 | 0 | 0 | 0 | 0 | 0 | 0 | 0 | 0 | 0 | 0 | 0 | 0 | 0 | 0 | 0 | 0 | 0 | 0 | 0 | 0 | 0 | 0 | 0 | 0 | 0 | 0 | 0
F5_Commercial_Healthcare_Existing_Miscellaneous_Natural Gas_Pool Heater_E9 | F5 | Commercial | Healthcare | Existing | Miscellaneous | Natural Gas | Pool Heater | E9 | Utility - Cost of Operation | 0 | 0 | 0 | 0 | 0 | 0 | 0 | 0 | 0 | 0 | 0 | 0 | 0 | 0 | 0 | 0 | 0 | 0 | 0 | 0 | 0 | 0 | 0 | 0 | 0 | 0 | 0 | 0 | 0 | 0
F5_Commercial_Healthcare_Existing_Miscellaneous_Natural Gas_Pool Heater_E10 | F5 | Commercial | Healthcare | Existing | Miscellaneous | Natural Gas | Pool Heater | E10 | Utility - Cost of Operation | 0 | 0 | 0 | 0 | 0 | 0 | 0 | 0 | 0 | 0 | 0 | 0 | 0 | 0 | 0 | 0 | 0 | 0 | 0 | 0 | 0 | 0 | 0 | 0 | 0 | 0 | 0 | 0 | 0 | 0
F6_Commercial_Healthcare_Existing_Miscellaneous_Natural Gas_Pool Heater_E1 | F6 | Commercial | Healthcare | Existing | Miscellaneous | Natural Gas | Pool Heater | E1 | Utility - Value of Sales | 0.0067924 | 0.0067631 | 0.0067688 | 0.006869 | 0.0070415 | 0.0072631 | 0.0074541 | 0.0076061 | 0.0077434 | 0.0078792 | 0.0080272 | 0.0081774 | 0.0083254 | 0.0084913 | 0.0086491 | 0.008799 | 0.0089503 | 0.0090859 | 0.0092037 | 0.0093014 | 0.009393 | 0.0094775 | 0 | 0 | 0 | 0 | 0 | 0 | 0 | 0
F6_Commercial_Healthcare_Existing_Miscellaneous_Natural Gas_Pool Heater_E2 | F6 | Commercial | Healthcare | Existing | Miscellaneous | Natural Gas | Pool Heater | E2 | Utility - Value of Sales | 0.0057735 | 0.0057486 | 0.0057534 | 0.0058386 | 0.0059853 | 0.0061737 | 0.006336 | 0.0064652 | 0.0065819 | 0.0066973 | 0.0068231 | 0.0069508 | 0.0070766 | 0.0072176 | 0.0073517 | 0.0074791 | 0.0076078 | 0.007723 | 0.0078232 | 0.0079062 | 0.0079841 | 0.0080559 | 0 | 0 | 0 | 0 | 0 | 0 | 0 | 0
F6_Commercial_Healthcare_Existing_Miscellaneous_Natural Gas_Pool Heater_E3 | F6 | Commercial | Healthcare | Existing | Miscellaneous | Natural Gas | Pool Heater | E3 | Utility - Value of Sales | 0 | 0 | 0 | 0 | 0 | 0 | 0 | 0 | 0 | 0 | 0 | 0 | 0 | 0 | 0 | 0 | 0 | 0 | 0 | 0 | 0 | 0 | 0 | 0 | 0 | 0 | 0 | 0 | 0 | 0
F6_Commercial_Healthcare_Existing_Miscellaneous_Natural Gas_Pool Heater_E4 | F6 | Commercial | Healthcare | Existing | Miscellaneous | Natural Gas | Pool Heater | E4 | Utility - Value of Sales | 0 | 0 | 0 | 0 | 0 | 0 | 0 | 0 | 0 | 0 | 0 | 0 | 0 | 0 | 0 | 0 | 0 | 0 | 0 | 0 | 0 | 0 | 0 | 0 | 0 | 0 | 0 | 0 | 0 | 0
F6_Commercial_Healthcare_Existing_Miscellaneous_Natural Gas_Pool Heater_E5 | F6 | Commercial | Healthcare | Existing | Miscellaneous | Natural Gas | Pool Heater | E5 | Utility - Value of Sales | 0 | 0 | 0 | 0 | 0 | 0 | 0 | 0 | 0 | 0 | 0 | 0 | 0 | 0 | 0 | 0 | 0 | 0 | 0 | 0 | 0 | 0 | 0 | 0 | 0 | 0 | 0 | 0 | 0 | 0
F6_Commercial_Healthcare_Existing_Miscellaneous_Natural Gas_Pool Heater_E6 | F6 | Commercial | Healthcare | Existing | Miscellaneous | Natural Gas | Pool Heater | E6 | Utility - Value of Sales | 0 | 0 | 0 | 0 | 0 | 0 | 0 | 0 | 0 | 0 | 0 | 0 | 0 | 0 | 0 | 0 | 0 | 0 | 0 | 0 | 0 | 0 | 0 | 0 | 0 | 0 | 0 | 0 | 0 | 0
F6_Commercial_Healthcare_Existing_Miscellaneous_Natural Gas_Pool Heater_E7 | F6 | Commercial | Healthcare | Existing | Miscellaneous | Natural Gas | Pool Heater | E7 | Utility - Value of Sales | 0 | 0 | 0 | 0 | 0 | 0 | 0 | 0 | 0 | 0 | 0 | 0 | 0 | 0 | 0 | 0 | 0 | 0 | 0 | 0 | 0 | 0 | 0 | 0 | 0 | 0 | 0 | 0 | 0 | 0
F6_Commercial_Healthcare_Existing_Miscellaneous_Natural Gas_Pool Heater_E8 | F6 | Commercial | Healthcare | Existing | Miscellaneous | Natural Gas | Pool Heater | E8 | Utility - Value of Sales | 0 | 0 | 0 | 0 | 0 | 0 | 0 | 0 | 0 | 0 | 0 | 0 | 0 | 0 | 0 | 0 | 0 | 0 | 0 | 0 | 0 | 0 | 0 | 0 | 0 | 0 | 0 | 0 | 0 | 0
F6_Commercial_Healthcare_Existing_Miscellaneous_Natural Gas_Pool Heater_E9 | F6 | Commercial | Healthcare | Existing | Miscellaneous | Natural Gas | Pool Heater | E9 | Utility - Value of Sales | 0 | 0 | 0 | 0 | 0 | 0 | 0 | 0 | 0 | 0 | 0 | 0 | 0 | 0 | 0 | 0 | 0 | 0 | 0 | 0 | 0 | 0 | 0 | 0 | 0 | 0 | 0 | 0 | 0 | 0
F6_Commercial_Healthcare_Existing_Miscellaneous_Natural Gas_Pool Heater_E10 | F6 | Commercial | Healthcare | Existing | Miscellaneous | Natural Gas | Pool Heater | E10 | Utility - Value of Sales | 0 | 0 | 0 | 0 | 0 | 0 | 0 | 0 | 0 | 0 | 0 | 0 | 0 | 0 | 0 | 0 | 0 | 0 | 0 | 0 | 0 | 0 | 0 | 0 | 0 | 0 | 0 | 0 | 0 | 0
F1_Commercial_Healthcare_Existing_Miscellaneous_Natural Gas_Miscellaneous_E1 | F1 | Commercial | Healthcare | Existing | Miscellaneous | Natural Gas | Miscellaneous | E1 | Participant - Cost of Equipment | 0.0012295 | 0.0012295 | 0.0012295 | 0.0012295 | 0.0012295 | 0.0012295 | 0.0012295 | 0.0012295 | 0.0012295 | 0.0012295 | 0.0012295 | 0.0012295 | 0.0012295 | 0.0012295 | 0.0012295 | 0.0012295 | 0.0012295 | 0.0012295 | 0.0012295 | 0.0012295 | 0.0012295 | 0.0012295 | 0 | 0 | 0 | 0 | 0 | 0 | 0 | 0
F1_Commercial_Healthcare_Existing_Miscellaneous_Natural Gas_Miscellaneous_E2 | F1 | Commercial | Healthcare | Existing | Miscellaneous | Natural Gas | Miscellaneous | E2 | Participant - Cost of Equipment | 0 | 0 | 0 | 0 | 0 | 0 | 0 | 0 | 0 | 0 | 0 | 0 | 0 | 0 | 0 | 0 | 0 | 0 | 0 | 0 | 0 | 0 | 0 | 0 | 0 | 0 | 0 | 0 | 0 | 0
F1_Commercial_Healthcare_Existing_Miscellaneous_Natural Gas_Miscellaneous_E3 | F1 | Commercial | Healthcare | Existing | Miscellaneous | Natural Gas | Miscellaneous | E3 | Participant - Cost of Equipment | 0 | 0 | 0 | 0 | 0 | 0 | 0 | 0 | 0 | 0 | 0 | 0 | 0 | 0 | 0 | 0 | 0 | 0 | 0 | 0 | 0 | 0 | 0 | 0 | 0 | 0 | 0 | 0 | 0 | 0
F1_Commercial_Healthcare_Existing_Miscellaneous_Natural Gas_Miscellaneous_E4 | F1 | Commercial | Healthcare | Existing | Miscellaneous | Natural Gas | Miscellaneous | E4 | Participant - Cost of Equipment | 0 | 0 | 0 | 0 | 0 | 0 | 0 | 0 | 0 | 0 | 0 | 0 | 0 | 0 | 0 | 0 | 0 | 0 | 0 | 0 | 0 | 0 | 0 | 0 | 0 | 0 | 0 | 0 | 0 | 0
F1_Commercial_Healthcare_Existing_Miscellaneous_Natural Gas_Miscellaneous_E5 | F1 | Commercial | Healthcare | Existing | Miscellaneous | Natural Gas | Miscellaneous | E5 | Participant - Cost of Equipment | 0 | 0 | 0 | 0 | 0 | 0 | 0 | 0 | 0 | 0 | 0 | 0 | 0 | 0 | 0 | 0 | 0 | 0 | 0 | 0 | 0 | 0 | 0 | 0 | 0 | 0 | 0 | 0 | 0 | 0
F1_Commercial_Healthcare_Existing_Miscellaneous_Natural Gas_Miscellaneous_E6 | F1 | Commercial | Healthcare | Existing | Miscellaneous | Natural Gas | Miscellaneous | E6 | Participant - Cost of Equipment | 0 | 0 | 0 | 0 | 0 | 0 | 0 | 0 | 0 | 0 | 0 | 0 | 0 | 0 | 0 | 0 | 0 | 0 | 0 | 0 | 0 | 0 | 0 | 0 | 0 | 0 | 0 | 0 | 0 | 0
F1_Commercial_Healthcare_Existing_Miscellaneous_Natural Gas_Miscellaneous_E7 | F1 | Commercial | Healthcare | Existing | Miscellaneous | Natural Gas | Miscellaneous | E7 | Participant - Cost of Equipment | 0 | 0 | 0 | 0 | 0 | 0 | 0 | 0 | 0 | 0 | 0 | 0 | 0 | 0 | 0 | 0 | 0 | 0 | 0 | 0 | 0 | 0 | 0 | 0 | 0 | 0 | 0 | 0 | 0 | 0
F1_Commercial_Healthcare_Existing_Miscellaneous_Natural Gas_Miscellaneous_E8 | F1 | Commercial | Healthcare | Existing | Miscellaneous | Natural Gas | Miscellaneous | E8 | Participant - Cost of Equipment | 0 | 0 | 0 | 0 | 0 | 0 | 0 | 0 | 0 | 0 | 0 | 0 | 0 | 0 | 0 | 0 | 0 | 0 | 0 | 0 | 0 | 0 | 0 | 0 | 0 | 0 | 0 | 0 | 0 | 0
F1_Commercial_Healthcare_Existing_Miscellaneous_Natural Gas_Miscellaneous_E9 | F1 | Commercial | Healthcare | Existing | Miscellaneous | Natural Gas | Miscellaneous | E9 | Participant - Cost of Equipment | 0 | 0 | 0 | 0 | 0 | 0 | 0 | 0 | 0 | 0 | 0 | 0 | 0 | 0 | 0 | 0 | 0 | 0 | 0 | 0 | 0 | 0 | 0 | 0 | 0 | 0 | 0 | 0 | 0 | 0
F1_Commercial_Healthcare_Existing_Miscellaneous_Natural Gas_Miscellaneous_E10 | F1 | Commercial | Healthcare | Existing | Miscellaneous | Natural Gas | Miscellaneous | E10 | Participant - Cost of Equipment | 0 | 0 | 0 | 0 | 0 | 0 | 0 | 0 | 0 | 0 | 0 | 0 | 0 | 0 | 0 | 0 | 0 | 0 | 0 | 0 | 0 | 0 | 0 | 0 | 0 | 0 | 0 | 0 | 0 | 0
F2_Commercial_Healthcare_Existing_Miscellaneous_Natural Gas_Miscellaneous_E1 | F2 | Commercial | Healthcare | Existing | Miscellaneous | Natural Gas | Miscellaneous | E1 | Participant - Cost of Operation | 0.0054741 | 0.0054323 | 0.0054049 | 0.0054627 | 0.0055978 | 0.0057874 | 0.0059498 | 0.0060737 | 0.0061822 | 0.0062898 | 0.0064076 | 0.0065278 | 0.0066471 | 0.0067802 | 0.0069028 | 0.0070214 | 0.0071456 | 0.00726 | 0.007364 | 0.0074549 | 0.0075273 | 0.0075792 | 0 | 0 | 0 | 0 | 0 | 0 | 0 | 0
F2_Commercial_Healthcare_Existing_Miscellaneous_Natural Gas_Miscellaneous_E2 | F2 | Commercial | Healthcare | Existing | Miscellaneous | Natural Gas | Miscellaneous | E2 | Participant - Cost of Operation | 0 | 0 | 0 | 0 | 0 | 0 | 0 | 0 | 0 | 0 | 0 | 0 | 0 | 0 | 0 | 0 | 0 | 0 | 0 | 0 | 0 | 0 | 0 | 0 | 0 | 0 | 0 | 0 | 0 | 0
F2_Commercial_Healthcare_Existing_Miscellaneous_Natural Gas_Miscellaneous_E3 | F2 | Commercial | Healthcare | Existing | Miscellaneous | Natural Gas | Miscellaneous | E3 | Participant - Cost of Operation | 0 | 0 | 0 | 0 | 0 | 0 | 0 | 0 | 0 | 0 | 0 | 0 | 0 | 0 | 0 | 0 | 0 | 0 | 0 | 0 | 0 | 0 | 0 | 0 | 0 | 0 | 0 | 0 | 0 | 0
F2_Commercial_Healthcare_Existing_Miscellaneous_Natural Gas_Miscellaneous_E4 | F2 | Commercial | Healthcare | Existing | Miscellaneous | Natural Gas | Miscellaneous | E4 | Participant - Cost of Operation | 0 | 0 | 0 | 0 | 0 | 0 | 0 | 0 | 0 | 0 | 0 | 0 | 0 | 0 | 0 | 0 | 0 | 0 | 0 | 0 | 0 | 0 | 0 | 0 | 0 | 0 | 0 | 0 | 0 | 0
F2_Commercial_Healthcare_Existing_Miscellaneous_Natural Gas_Miscellaneous_E5 | F2 | Commercial | Healthcare | Existing | Miscellaneous | Natural Gas | Miscellaneous | E5 | Participant - Cost of Operation | 0 | 0 | 0 | 0 | 0 | 0 | 0 | 0 | 0 | 0 | 0 | 0 | 0 | 0 | 0 | 0 | 0 | 0 | 0 | 0 | 0 | 0 | 0 | 0 | 0 | 0 | 0 | 0 | 0 | 0
F2_Commercial_Healthcare_Existing_Miscellaneous_Natural Gas_Miscellaneous_E6 | F2 | Commercial | Healthcare | Existing | Miscellaneous | Natural Gas | Miscellaneous | E6 | Participant - Cost of Operation | 0 | 0 | 0 | 0 | 0 | 0 | 0 | 0 | 0 | 0 | 0 | 0 | 0 | 0 | 0 | 0 | 0 | 0 | 0 | 0 | 0 | 0 | 0 | 0 | 0 | 0 | 0 | 0 | 0 | 0
F2_Commercial_Healthcare_Existing_Miscellaneous_Natural Gas_Miscellaneous_E7 | F2 | Commercial | Healthcare | Existing | Miscellaneous | Natural Gas | Miscellaneous | E7 | Participant - Cost of Operation | 0 | 0 | 0 | 0 | 0 | 0 | 0 | 0 | 0 | 0 | 0 | 0 | 0 | 0 | 0 | 0 | 0 | 0 | 0 | 0 | 0 | 0 | 0 | 0 | 0 | 0 | 0 | 0 | 0 | 0
F2_Commercial_Healthcare_Existing_Miscellaneous_Natural Gas_Miscellaneous_E8 | F2 | Commercial | Healthcare | Existing | Miscellaneous | Natural Gas | Miscellaneous | E8 | Participant - Cost of Operation | 0 | 0 | 0 | 0 | 0 | 0 | 0 | 0 | 0 | 0 | 0 | 0 | 0 | 0 | 0 | 0 | 0 | 0 | 0 | 0 | 0 | 0 | 0 | 0 | 0 | 0 | 0 | 0 | 0 | 0
F2_Commercial_Healthcare_Existing_Miscellaneous_Natural Gas_Miscellaneous_E9 | F2 | Commercial | Healthcare | Existing | Miscellaneous | Natural Gas | Miscellaneous | E9 | Participant - Cost of Operation | 0 | 0 | 0 | 0 | 0 | 0 | 0 | 0 | 0 | 0 | 0 | 0 | 0 | 0 | 0 | 0 | 0 | 0 | 0 | 0 | 0 | 0 | 0 | 0 | 0 | 0 | 0 | 0 | 0 | 0
F2_Commercial_Healthcare_Existing_Miscellaneous_Natural Gas_Miscellaneous_E10 | F2 | Commercial | Healthcare | Existing | Miscellaneous | Natural Gas | Miscellaneous | E10 | Participant - Cost of Operation | 0 | 0 | 0 | 0 | 0 | 0 | 0 | 0 | 0 | 0 | 0 | 0 | 0 | 0 | 0 | 0 | 0 | 0 | 0 | 0 | 0 | 0 | 0 | 0 | 0 | 0 | 0 | 0 | 0 | 0
F3_Commercial_Healthcare_Existing_Miscellaneous_Natural Gas_Miscellaneous_E1 | F3 | Commercial | Healthcare | Existing | Miscellaneous | Natural Gas | Miscellaneous | E1 | System - kBTUs of Conusmption | 0.52813 | 0.52703 | 0.52705 | 0.53315 | 0.53844 | 0.54269 | 0.54552 | 0.54857 | 0.55138 | 0.55391 | 0.55588 | 0.55804 | 0.56001 | 0.56173 | 0.56289 | 0.56346 | 0.56294 | 0.56122 | 0.55793 | 0.554 | 0.54897 | 0.54281 | 0 | 0 | 0 | 0 | 0 | 0 | 0 | 0
F3_Commercial_Healthcare_Existing_Miscellaneous_Natural Gas_Miscellaneous_E2 | F3 | Commercial | Healthcare | Existing | Miscellaneous | Natural Gas | Miscellaneous | E2 | System - kBTUs of Conusmption | 0 | 0 | 0 | 0 | 0 | 0 | 0 | 0 | 0 | 0 | 0 | 0 | 0 | 0 | 0 | 0 | 0 | 0 | 0 | 0 | 0 | 0 | 0 | 0 | 0 | 0 | 0 | 0 | 0 | 0
F3_Commercial_Healthcare_Existing_Miscellaneous_Natural Gas_Miscellaneous_E3 | F3 | Commercial | Healthcare | Existing | Miscellaneous | Natural Gas | Miscellaneous | E3 | System - kBTUs of Conusmption | 0 | 0 | 0 | 0 | 0 | 0 | 0 | 0 | 0 | 0 | 0 | 0 | 0 | 0 | 0 | 0 | 0 | 0 | 0 | 0 | 0 | 0 | 0 | 0 | 0 | 0 | 0 | 0 | 0 | 0
F3_Commercial_Healthcare_Existing_Miscellaneous_Natural Gas_Miscellaneous_E4 | F3 | Commercial | Healthcare | Existing | Miscellaneous | Natural Gas | Miscellaneous | E4 | System - kBTUs of Conusmption | 0 | 0 | 0 | 0 | 0 | 0 | 0 | 0 | 0 | 0 | 0 | 0 | 0 | 0 | 0 | 0 | 0 | 0 | 0 | 0 | 0 | 0 | 0 | 0 | 0 | 0 | 0 | 0 | 0 | 0
F3_Commercial_Healthcare_Existing_Miscellaneous_Natural Gas_Miscellaneous_E5 | F3 | Commercial | Healthcare | Existing | Miscellaneous | Natural Gas | Miscellaneous | E5 | System - kBTUs of Conusmption | 0 | 0 | 0 | 0 | 0 | 0 | 0 | 0 | 0 | 0 | 0 | 0 | 0 | 0 | 0 | 0 | 0 | 0 | 0 | 0 | 0 | 0 | 0 | 0 | 0 | 0 | 0 | 0 | 0 | 0
F3_Commercial_Healthcare_Existing_Miscellaneous_Natural Gas_Miscellaneous_E6 | F3 | Commercial | Healthcare | Existing | Miscellaneous | Natural Gas | Miscellaneous | E6 | System - kBTUs of Conusmption | 0 | 0 | 0 | 0 | 0 | 0 | 0 | 0 | 0 | 0 | 0 | 0 | 0 | 0 | 0 | 0 | 0 | 0 | 0 | 0 | 0 | 0 | 0 | 0 | 0 | 0 | 0 | 0 | 0 | 0
F3_Commercial_Healthcare_Existing_Miscellaneous_Natural Gas_Miscellaneous_E7 | F3 | Commercial | Healthcare | Existing | Miscellaneous | Natural Gas | Miscellaneous | E7 | System - kBTUs of Conusmption | 0 | 0 | 0 | 0 | 0 | 0 | 0 | 0 | 0 | 0 | 0 | 0 | 0 | 0 | 0 | 0 | 0 | 0 | 0 | 0 | 0 | 0 | 0 | 0 | 0 | 0 | 0 | 0 | 0 | 0
F3_Commercial_Healthcare_Existing_Miscellaneous_Natural Gas_Miscellaneous_E8 | F3 | Commercial | Healthcare | Existing | Miscellaneous | Natural Gas | Miscellaneous | E8 | System - kBTUs of Conusmption | 0 | 0 | 0 | 0 | 0 | 0 | 0 | 0 | 0 | 0 | 0 | 0 | 0 | 0 | 0 | 0 | 0 | 0 | 0 | 0 | 0 | 0 | 0 | 0 | 0 | 0 | 0 | 0 | 0 | 0
F3_Commercial_Healthcare_Existing_Miscellaneous_Natural Gas_Miscellaneous_E9 | F3 | Commercial | Healthcare | Existing | Miscellaneous | Natural Gas | Miscellaneous | E9 | System - kBTUs of Conusmption | 0 | 0 | 0 | 0 | 0 | 0 | 0 | 0 | 0 | 0 | 0 | 0 | 0 | 0 | 0 | 0 | 0 | 0 | 0 | 0 | 0 | 0 | 0 | 0 | 0 | 0 | 0 | 0 | 0 | 0
F3_Commercial_Healthcare_Existing_Miscellaneous_Natural Gas_Miscellaneous_E10 | F3 | Commercial | Healthcare | Existing | Miscellaneous | Natural Gas | Miscellaneous | E10 | System - kBTUs of Conusmption | 0 | 0 | 0 | 0 | 0 | 0 | 0 | 0 | 0 | 0 | 0 | 0 | 0 | 0 | 0 | 0 | 0 | 0 | 0 | 0 | 0 | 0 | 0 | 0 | 0 | 0 | 0 | 0 | 0 | 0
F4_Commercial_Healthcare_Existing_Miscellaneous_Natural Gas_Miscellaneous_E1 | F4 | Commercial | Healthcare | Existing | Miscellaneous | Natural Gas | Miscellaneous | E1 | Utility - Cost of Equipment | 0.0012295 | 0.0012295 | 0.0012295 | 0.0012295 | 0.0012295 | 0.0012295 | 0.0012295 | 0.0012295 | 0.0012295 | 0.0012295 | 0.0012295 | 0.0012295 | 0.0012295 | 0.0012295 | 0.0012295 | 0.0012295 | 0.0012295 | 0.0012295 | 0.0012295 | 0.0012295 | 0.0012295 | 0.0012295 | 0 | 0 | 0 | 0 | 0 | 0 | 0 | 0
F4_Commercial_Healthcare_Existing_Miscellaneous_Natural Gas_Miscellaneous_E2 | F4 | Commercial | Healthcare | Existing | Miscellaneous | Natural Gas | Miscellaneous | E2 | Utility - Cost of Equipment | 0 | 0 | 0 | 0 | 0 | 0 | 0 | 0 | 0 | 0 | 0 | 0 | 0 | 0 | 0 | 0 | 0 | 0 | 0 | 0 | 0 | 0 | 0 | 0 | 0 | 0 | 0 | 0 | 0 | 0
F4_Commercial_Healthcare_Existing_Miscellaneous_Natural Gas_Miscellaneous_E3 | F4 | Commercial | Healthcare | Existing | Miscellaneous | Natural Gas | Miscellaneous | E3 | Utility - Cost of Equipment | 0 | 0 | 0 | 0 | 0 | 0 | 0 | 0 | 0 | 0 | 0 | 0 | 0 | 0 | 0 | 0 | 0 | 0 | 0 | 0 | 0 | 0 | 0 | 0 | 0 | 0 | 0 | 0 | 0 | 0
F4_Commercial_Healthcare_Existing_Miscellaneous_Natural Gas_Miscellaneous_E4 | F4 | Commercial | Healthcare | Existing | Miscellaneous | Natural Gas | Miscellaneous | E4 | Utility - Cost of Equipment | 0 | 0 | 0 | 0 | 0 | 0 | 0 | 0 | 0 | 0 | 0 | 0 | 0 | 0 | 0 | 0 | 0 | 0 | 0 | 0 | 0 | 0 | 0 | 0 | 0 | 0 | 0 | 0 | 0 | 0
F4_Commercial_Healthcare_Existing_Miscellaneous_Natural Gas_Miscellaneous_E5 | F4 | Commercial | Healthcare | Existing | Miscellaneous | Natural Gas | Miscellaneous | E5 | Utility - Cost of Equipment | 0 | 0 | 0 | 0 | 0 | 0 | 0 | 0 | 0 | 0 | 0 | 0 | 0 | 0 | 0 | 0 | 0 | 0 | 0 | 0 | 0 | 0 | 0 | 0 | 0 | 0 | 0 | 0 | 0 | 0
F4_Commercial_Healthcare_Existing_Miscellaneous_Natural Gas_Miscellaneous_E6 | F4 | Commercial | Healthcare | Existing | Miscellaneous | Natural Gas | Miscellaneous | E6 | Utility - Cost of Equipment | 0 | 0 | 0 | 0 | 0 | 0 | 0 | 0 | 0 | 0 | 0 | 0 | 0 | 0 | 0 | 0 | 0 | 0 | 0 | 0 | 0 | 0 | 0 | 0 | 0 | 0 | 0 | 0 | 0 | 0
F4_Commercial_Healthcare_Existing_Miscellaneous_Natural Gas_Miscellaneous_E7 | F4 | Commercial | Healthcare | Existing | Miscellaneous | Natural Gas | Miscellaneous | E7 | Utility - Cost of Equipment | 0 | 0 | 0 | 0 | 0 | 0 | 0 | 0 | 0 | 0 | 0 | 0 | 0 | 0 | 0 | 0 | 0 | 0 | 0 | 0 | 0 | 0 | 0 | 0 | 0 | 0 | 0 | 0 | 0 | 0
F4_Commercial_Healthcare_Existing_Miscellaneous_Natural Gas_Miscellaneous_E8 | F4 | Commercial | Healthcare | Existing | Miscellaneous | Natural Gas | Miscellaneous | E8 | Utility - Cost of Equipment | 0 | 0 | 0 | 0 | 0 | 0 | 0 | 0 | 0 | 0 | 0 | 0 | 0 | 0 | 0 | 0 | 0 | 0 | 0 | 0 | 0 | 0 | 0 | 0 | 0 | 0 | 0 | 0 | 0 | 0
F4_Commercial_Healthcare_Existing_Miscellaneous_Natural Gas_Miscellaneous_E9 | F4 | Commercial | Healthcare | Existing | Miscellaneous | Natural Gas | Miscellaneous | E9 | Utility - Cost of Equipment | 0 | 0 | 0 | 0 | 0 | 0 | 0 | 0 | 0 | 0 | 0 | 0 | 0 | 0 | 0 | 0 | 0 | 0 | 0 | 0 | 0 | 0 | 0 | 0 | 0 | 0 | 0 | 0 | 0 | 0
F4_Commercial_Healthcare_Existing_Miscellaneous_Natural Gas_Miscellaneous_E10 | F4 | Commercial | Healthcare | Existing | Miscellaneous | Natural Gas | Miscellaneous | E10 | Utility - Cost of Equipment | 0 | 0 | 0 | 0 | 0 | 0 | 0 | 0 | 0 | 0 | 0 | 0 | 0 | 0 | 0 | 0 | 0 | 0 | 0 | 0 | 0 | 0 | 0 | 0 | 0 | 0 | 0 | 0 | 0 | 0
F5_Commercial_Healthcare_Existing_Miscellaneous_Natural Gas_Miscellaneous_E1 | F5 | Commercial | Healthcare | Existing | Miscellaneous | Natural Gas | Miscellaneous | E1 | Utility - Cost of Operation | 0.0045692 | 0.0045342 | 0.0045114 | 0.0045596 | 0.0046724 | 0.0048306 | 0.0049662 | 0.0050696 | 0.0051602 | 0.0052499 | 0.0053483 | 0.0054486 | 0.0055482 | 0.0056593 | 0.0057616 | 0.0058607 | 0.0059642 | 0.0060597 | 0.0061465 | 0.0062225 | 0.0062829 | 0.0063262 | 0 | 0 | 0 | 0 | 0 | 0 | 0 | 0
F5_Commercial_Healthcare_Existing_Miscellaneous_Natural Gas_Miscellaneous_E2 | F5 | Commercial | Healthcare | Existing | Miscellaneous | Natural Gas | Miscellaneous | E2 | Utility - Cost of Operation | 0 | 0 | 0 | 0 | 0 | 0 | 0 | 0 | 0 | 0 | 0 | 0 | 0 | 0 | 0 | 0 | 0 | 0 | 0 | 0 | 0 | 0 | 0 | 0 | 0 | 0 | 0 | 0 | 0 | 0
F5_Commercial_Healthcare_Existing_Miscellaneous_Natural Gas_Miscellaneous_E3 | F5 | Commercial | Healthcare | Existing | Miscellaneous | Natural Gas | Miscellaneous | E3 | Utility - Cost of Operation | 0 | 0 | 0 | 0 | 0 | 0 | 0 | 0 | 0 | 0 | 0 | 0 | 0 | 0 | 0 | 0 | 0 | 0 | 0 | 0 | 0 | 0 | 0 | 0 | 0 | 0 | 0 | 0 | 0 | 0
F5_Commercial_Healthcare_Existing_Miscellaneous_Natural Gas_Miscellaneous_E4 | F5 | Commercial | Healthcare | Existing | Miscellaneous | Natural Gas | Miscellaneous | E4 | Utility - Cost of Operation | 0 | 0 | 0 | 0 | 0 | 0 | 0 | 0 | 0 | 0 | 0 | 0 | 0 | 0 | 0 | 0 | 0 | 0 | 0 | 0 | 0 | 0 | 0 | 0 | 0 | 0 | 0 | 0 | 0 | 0
F5_Commercial_Healthcare_Existing_Miscellaneous_Natural Gas_Miscellaneous_E5 | F5 | Commercial | Healthcare | Existing | Miscellaneous | Natural Gas | Miscellaneous | E5 | Utility - Cost of Operation | 0 | 0 | 0 | 0 | 0 | 0 | 0 | 0 | 0 | 0 | 0 | 0 | 0 | 0 | 0 | 0 | 0 | 0 | 0 | 0 | 0 | 0 | 0 | 0 | 0 | 0 | 0 | 0 | 0 | 0
F5_Commercial_Healthcare_Existing_Miscellaneous_Natural Gas_Miscellaneous_E6 | F5 | Commercial | Healthcare | Existing | Miscellaneous | Natural Gas | Miscellaneous | E6 | Utility - Cost of Operation | 0 | 0 | 0 | 0 | 0 | 0 | 0 | 0 | 0 | 0 | 0 | 0 | 0 | 0 | 0 | 0 | 0 | 0 | 0 | 0 | 0 | 0 | 0 | 0 | 0 | 0 | 0 | 0 | 0 | 0
F5_Commercial_Healthcare_Existing_Miscellaneous_Natural Gas_Miscellaneous_E7 | F5 | Commercial | Healthcare | Existing | Miscellaneous | Natural Gas | Miscellaneous | E7 | Utility - Cost of Operation | 0 | 0 | 0 | 0 | 0 | 0 | 0 | 0 | 0 | 0 | 0 | 0 | 0 | 0 | 0 | 0 | 0 | 0 | 0 | 0 | 0 | 0 | 0 | 0 | 0 | 0 | 0 | 0 | 0 | 0
F5_Commercial_Healthcare_Existing_Miscellaneous_Natural Gas_Miscellaneous_E8 | F5 | Commercial | Healthcare | Existing | Miscellaneous | Natural Gas | Miscellaneous | E8 | Utility - Cost of Operation | 0 | 0 | 0 | 0 | 0 | 0 | 0 | 0 | 0 | 0 | 0 | 0 | 0 | 0 | 0 | 0 | 0 | 0 | 0 | 0 | 0 | 0 | 0 | 0 | 0 | 0 | 0 | 0 | 0 | 0
F5_Commercial_Healthcare_Existing_Miscellaneous_Natural Gas_Miscellaneous_E9 | F5 | Commercial | Healthcare | Existing | Miscellaneous | Natural Gas | Miscellaneous | E9 | Utility - Cost of Operation | 0 | 0 | 0 | 0 | 0 | 0 | 0 | 0 | 0 | 0 | 0 | 0 | 0 | 0 | 0 | 0 | 0 | 0 | 0 | 0 | 0 | 0 | 0 | 0 | 0 | 0 | 0 | 0 | 0 | 0
F5_Commercial_Healthcare_Existing_Miscellaneous_Natural Gas_Miscellaneous_E10 | F5 | Commercial | Healthcare | Existing | Miscellaneous | Natural Gas | Miscellaneous | E10 | Utility - Cost of Operation | 0 | 0 | 0 | 0 | 0 | 0 | 0 | 0 | 0 | 0 | 0 | 0 | 0 | 0 | 0 | 0 | 0 | 0 | 0 | 0 | 0 | 0 | 0 | 0 | 0 | 0 | 0 | 0 | 0 | 0
F6_Commercial_Healthcare_Existing_Miscellaneous_Natural Gas_Miscellaneous_E1 | F6 | Commercial | Healthcare | Existing | Miscellaneous | Natural Gas | Miscellaneous | E1 | Utility - Value of Sales | 0.0054741 | 0.0054323 | 0.0054049 | 0.0054627 | 0.0055978 | 0.0057874 | 0.0059498 | 0.0060737 | 0.0061822 | 0.0062898 | 0.0064076 | 0.0065278 | 0.0066471 | 0.0067802 | 0.0069028 | 0.0070214 | 0.0071456 | 0.00726 | 0.007364 | 0.0074549 | 0.0075273 | 0.0075792 | 0 | 0 | 0 | 0 | 0 | 0 | 0 | 0
F6_Commercial_Healthcare_Existing_Miscellaneous_Natural Gas_Miscellaneous_E2 | F6 | Commercial | Healthcare | Existing | Miscellaneous | Natural Gas | Miscellaneous | E2 | Utility - Value of Sales | 0 | 0 | 0 | 0 | 0 | 0 | 0 | 0 | 0 | 0 | 0 | 0 | 0 | 0 | 0 | 0 | 0 | 0 | 0 | 0 | 0 | 0 | 0 | 0 | 0 | 0 | 0 | 0 | 0 | 0
F6_Commercial_Healthcare_Existing_Miscellaneous_Natural Gas_Miscellaneous_E3 | F6 | Commercial | Healthcare | Existing | Miscellaneous | Natural Gas | Miscellaneous | E3 | Utility - Value of Sales | 0 | 0 | 0 | 0 | 0 | 0 | 0 | 0 | 0 | 0 | 0 | 0 | 0 | 0 | 0 | 0 | 0 | 0 | 0 | 0 | 0 | 0 | 0 | 0 | 0 | 0 | 0 | 0 | 0 | 0
F6_Commercial_Healthcare_Existing_Miscellaneous_Natural Gas_Miscellaneous_E4 | F6 | Commercial | Healthcare | Existing | Miscellaneous | Natural Gas | Miscellaneous | E4 | Utility - Value of Sales | 0 | 0 | 0 | 0 | 0 | 0 | 0 | 0 | 0 | 0 | 0 | 0 | 0 | 0 | 0 | 0 | 0 | 0 | 0 | 0 | 0 | 0 | 0 | 0 | 0 | 0 | 0 | 0 | 0 | 0
F6_Commercial_Healthcare_Existing_Miscellaneous_Natural Gas_Miscellaneous_E5 | F6 | Commercial | Healthcare | Existing | Miscellaneous | Natural Gas | Miscellaneous | E5 | Utility - Value of Sales | 0 | 0 | 0 | 0 | 0 | 0 | 0 | 0 | 0 | 0 | 0 | 0 | 0 | 0 | 0 | 0 | 0 | 0 | 0 | 0 | 0 | 0 | 0 | 0 | 0 | 0 | 0 | 0 | 0 | 0
F6_Commercial_Healthcare_Existing_Miscellaneous_Natural Gas_Miscellaneous_E6 | F6 | Commercial | Healthcare | Existing | Miscellaneous | Natural Gas | Miscellaneous | E6 | Utility - Value of Sales | 0 | 0 | 0 | 0 | 0 | 0 | 0 | 0 | 0 | 0 | 0 | 0 | 0 | 0 | 0 | 0 | 0 | 0 | 0 | 0 | 0 | 0 | 0 | 0 | 0 | 0 | 0 | 0 | 0 | 0
F6_Commercial_Healthcare_Existing_Miscellaneous_Natural Gas_Miscellaneous_E7 | F6 | Commercial | Healthcare | Existing | Miscellaneous | Natural Gas | Miscellaneous | E7 | Utility - Value of Sales | 0 | 0 | 0 | 0 | 0 | 0 | 0 | 0 | 0 | 0 | 0 | 0 | 0 | 0 | 0 | 0 | 0 | 0 | 0 | 0 | 0 | 0 | 0 | 0 | 0 | 0 | 0 | 0 | 0 | 0
F6_Commercial_Healthcare_Existing_Miscellaneous_Natural Gas_Miscellaneous_E8 | F6 | Commercial | Healthcare | Existing | Miscellaneous | Natural Gas | Miscellaneous | E8 | Utility - Value of Sales | 0 | 0 | 0 | 0 | 0 | 0 | 0 | 0 | 0 | 0 | 0 | 0 | 0 | 0 | 0 | 0 | 0 | 0 | 0 | 0 | 0 | 0 | 0 | 0 | 0 | 0 | 0 | 0 | 0 | 0
F6_Commercial_Healthcare_Existing_Miscellaneous_Natural Gas_Miscellaneous_E9 | F6 | Commercial | Healthcare | Existing | Miscellaneous | Natural Gas | Miscellaneous | E9 | Utility - Value of Sales | 0 | 0 | 0 | 0 | 0 | 0 | 0 | 0 | 0 | 0 | 0 | 0 | 0 | 0 | 0 | 0 | 0 | 0 | 0 | 0 | 0 | 0 | 0 | 0 | 0 | 0 | 0 | 0 | 0 | 0
F6_Commercial_Healthcare_Existing_Miscellaneous_Natural Gas_Miscellaneous_E10 | F6 | Commercial | Healthcare | Existing | Miscellaneous | Natural Gas | Miscellaneous | E10 | Utility - Value of Sales | 0 | 0 | 0 | 0 | 0 | 0 | 0 | 0 | 0 | 0 | 0 | 0 | 0 | 0 | 0 | 0 | 0 | 0 | 0 | 0 | 0 | 0 | 0 | 0 | 0 | 0 | 0 | 0 | 0 | 0
F1_Commercial_Healthcare_New_Space Heating_Natural Gas_Furnace_E1 | F1 | Commercial | Healthcare | New | Space Heating | Natural Gas | Furnace | E1 | Participant - Cost of Equipment | 0.034415 | 0.034415 | 0.034415 | 0.034415 | 0.034415 | 0.034415 | 0.034415 | 0.034415 | 0.034415 | 0.034415 | 0.034415 | 0.034415 | 0.034415 | 0.034415 | 0.034415 | 0.034415 | 0.034415 | 0.034415 | 0.034415 | 0.034415 | 0.034415 | 0.034415 | 0 | 0 | 0 | 0 | 0 | 0 | 0 | 0
F1_Commercial_Healthcare_New_Space Heating_Natural Gas_Furnace_E2 | F1 | Commercial | Healthcare | New | Space Heating | Natural Gas | Furnace | E2 | Participant - Cost of Equipment | 0.041298 | 0.041298 | 0.041298 | 0.041298 | 0.041298 | 0.041298 | 0.041298 | 0.041298 | 0.041298 | 0.041298 | 0.041298 | 0.041298 | 0.041298 | 0.041298 | 0.041298 | 0.041298 | 0.041298 | 0.041298 | 0.041298 | 0.041298 | 0.041298 | 0.041298 | 0 | 0 | 0 | 0 | 0 | 0 | 0 | 0
F1_Commercial_Healthcare_New_Space Heating_Natural Gas_Furnace_E3 | F1 | Commercial | Healthcare | New | Space Heating | Natural Gas | Furnace | E3 | Participant - Cost of Equipment | 0.048182 | 0.048182 | 0.048182 | 0.048182 | 0.048182 | 0.048182 | 0.048182 | 0.048182 | 0.048182 | 0.048182 | 0.048182 | 0.048182 | 0.048182 | 0.048182 | 0.048182 | 0.048182 | 0.048182 | 0.048182 | 0.048182 | 0.048182 | 0.048182 | 0.048182 | 0 | 0 | 0 | 0 | 0 | 0 | 0 | 0
F1_Commercial_Healthcare_New_Space Heating_Natural Gas_Furnace_E4 | F1 | Commercial | Healthcare | New | Space Heating | Natural Gas | Furnace | E4 | Participant - Cost of Equipment | 0 | 0 | 0 | 0 | 0 | 0 | 0 | 0 | 0 | 0 | 0 | 0 | 0 | 0 | 0 | 0 | 0 | 0 | 0 | 0 | 0 | 0 | 0 | 0 | 0 | 0 | 0 | 0 | 0 | 0
F1_Commercial_Healthcare_New_Space Heating_Natural Gas_Furnace_E5 | F1 | Commercial | Healthcare | New | Space Heating | Natural Gas | Furnace | E5 | Participant - Cost of Equipment | 0 | 0 | 0 | 0 | 0 | 0 | 0 | 0 | 0 | 0 | 0 | 0 | 0 | 0 | 0 | 0 | 0 | 0 | 0 | 0 | 0 | 0 | 0 | 0 | 0 | 0 | 0 | 0 | 0 | 0
F1_Commercial_Healthcare_New_Space Heating_Natural Gas_Furnace_E6 | F1 | Commercial | Healthcare | New | Space Heating | Natural Gas | Furnace | E6 | Participant - Cost of Equipment | 0 | 0 | 0 | 0 | 0 | 0 | 0 | 0 | 0 | 0 | 0 | 0 | 0 | 0 | 0 | 0 | 0 | 0 | 0 | 0 | 0 | 0 | 0 | 0 | 0 | 0 | 0 | 0 | 0 | 0
F1_Commercial_Healthcare_New_Space Heating_Natural Gas_Furnace_E7 | F1 | Commercial | Healthcare | New | Space Heating | Natural Gas | Furnace | E7 | Participant - Cost of Equipment | 0 | 0 | 0 | 0 | 0 | 0 | 0 | 0 | 0 | 0 | 0 | 0 | 0 | 0 | 0 | 0 | 0 | 0 | 0 | 0 | 0 | 0 | 0 | 0 | 0 | 0 | 0 | 0 | 0 | 0
F1_Commercial_Healthcare_New_Space Heating_Natural Gas_Furnace_E8 | F1 | Commercial | Healthcare | New | Space Heating | Natural Gas | Furnace | E8 | Participant - Cost of Equipment | 0 | 0 | 0 | 0 | 0 | 0 | 0 | 0 | 0 | 0 | 0 | 0 | 0 | 0 | 0 | 0 | 0 | 0 | 0 | 0 | 0 | 0 | 0 | 0 | 0 | 0 | 0 | 0 | 0 | 0
F1_Commercial_Healthcare_New_Space Heating_Natural Gas_Furnace_E9 | F1 | Commercial | Healthcare | New | Space Heating | Natural Gas | Furnace | E9 | Participant - Cost of Equipment | 0 | 0 | 0 | 0 | 0 | 0 | 0 | 0 | 0 | 0 | 0 | 0 | 0 | 0 | 0 | 0 | 0 | 0 | 0 | 0 | 0 | 0 | 0 | 0 | 0 | 0 | 0 | 0 | 0 | 0
F1_Commercial_Healthcare_New_Space Heating_Natural Gas_Furnace_E10 | F1 | Commercial | Healthcare | New | Space Heating | Natural Gas | Furnace | E10 | Participant - Cost of Equipment | 0 | 0 | 0 | 0 | 0 | 0 | 0 | 0 | 0 | 0 | 0 | 0 | 0 | 0 | 0 | 0 | 0 | 0 | 0 | 0 | 0 | 0 | 0 | 0 | 0 | 0 | 0 | 0 | 0 | 0
F2_Commercial_Healthcare_New_Space Heating_Natural Gas_Furnace_E1 | F2 | Commercial | Healthcare | New | Space Heating | Natural Gas | Furnace | E1 | Participant - Cost of Operation | 0.73113 | 0.73982 | 0.74923 | 0.76145 | 0.77595 | 0.79212 | 0.80732 | 0.82138 | 0.83516 | 0.8491 | 0.86358 | 0.87834 | 0.8932 | 0.90869 | 0.92399 | 0.93963 | 0.95598 | 0.97253 | 0.98933 | 1.0063 | 1.0233 | 1.0403 | 0 | 0 | 0 | 0 | 0 | 0 | 0 | 0
F2_Commercial_Healthcare_New_Space Heating_Natural Gas_Furnace_E2 | F2 | Commercial | Healthcare | New | Space Heating | Natural Gas | Furnace | E2 | Participant - Cost of Operation | 0.64992 | 0.65765 | 0.66601 | 0.67687 | 0.68976 | 0.70413 | 0.71764 | 0.73014 | 0.74239 | 0.75479 | 0.76765 | 0.78077 | 0.79398 | 0.80776 | 0.82135 | 0.83526 | 0.84979 | 0.86451 | 0.87943 | 0.89454 | 0.90967 | 0.92475 | 0 | 0 | 0 | 0 | 0 | 0 | 0 | 0
F2_Commercial_Healthcare_New_Space Heating_Natural Gas_Furnace_E3 | F2 | Commercial | Healthcare | New | Space Heating | Natural Gas | Furnace | E3 | Participant - Cost of Operation | 0.61569 | 0.62301 | 0.63093 | 0.64122 | 0.65343 | 0.66705 | 0.67985 | 0.69169 | 0.70329 | 0.71503 | 0.72722 | 0.73965 | 0.75217 | 0.76521 | 0.7781 | 0.79127 | 0.80503 | 0.81898 | 0.83312 | 0.84743 | 0.86176 | 0.87604 | 0 | 0 | 0 | 0 | 0 | 0 | 0 | 0
F2_Commercial_Healthcare_New_Space Heating_Natural Gas_Furnace_E4 | F2 | Commercial | Healthcare | New | Space Heating | Natural Gas | Furnace | E4 | Participant - Cost of Operation | 0 | 0 | 0 | 0 | 0 | 0 | 0 | 0 | 0 | 0 | 0 | 0 | 0 | 0 | 0 | 0 | 0 | 0 | 0 | 0 | 0 | 0 | 0 | 0 | 0 | 0 | 0 | 0 | 0 | 0
F2_Commercial_Healthcare_New_Space Heating_Natural Gas_Furnace_E5 | F2 | Commercial | Healthcare | New | Space Heating | Natural Gas | Furnace | E5 | Participant - Cost of Operation | 0 | 0 | 0 | 0 | 0 | 0 | 0 | 0 | 0 | 0 | 0 | 0 | 0 | 0 | 0 | 0 | 0 | 0 | 0 | 0 | 0 | 0 | 0 | 0 | 0 | 0 | 0 | 0 | 0 | 0
F2_Commercial_Healthcare_New_Space Heating_Natural Gas_Furnace_E6 | F2 | Commercial | Healthcare | New | Space Heating | Natural Gas | Furnace | E6 | Participant - Cost of Operation | 0 | 0 | 0 | 0 | 0 | 0 | 0 | 0 | 0 | 0 | 0 | 0 | 0 | 0 | 0 | 0 | 0 | 0 | 0 | 0 | 0 | 0 | 0 | 0 | 0 | 0 | 0 | 0 | 0 | 0
F2_Commercial_Healthcare_New_Space Heating_Natural Gas_Furnace_E7 | F2 | Commercial | Healthcare | New | Space Heating | Natural Gas | Furnace | E7 | Participant - Cost of Operation | 0 | 0 | 0 | 0 | 0 | 0 | 0 | 0 | 0 | 0 | 0 | 0 | 0 | 0 | 0 | 0 | 0 | 0 | 0 | 0 | 0 | 0 | 0 | 0 | 0 | 0 | 0 | 0 | 0 | 0
F2_Commercial_Healthcare_New_Space Heating_Natural Gas_Furnace_E8 | F2 | Commercial | Healthcare | New | Space Heating | Natural Gas | Furnace | E8 | Participant - Cost of Operation | 0 | 0 | 0 | 0 | 0 | 0 | 0 | 0 | 0 | 0 | 0 | 0 | 0 | 0 | 0 | 0 | 0 | 0 | 0 | 0 | 0 | 0 | 0 | 0 | 0 | 0 | 0 | 0 | 0 | 0
F2_Commercial_Healthcare_New_Space Heating_Natural Gas_Furnace_E9 | F2 | Commercial | Healthcare | New | Space Heating | Natural Gas | Furnace | E9 | Participant - Cost of Operation | 0 | 0 | 0 | 0 | 0 | 0 | 0 | 0 | 0 | 0 | 0 | 0 | 0 | 0 | 0 | 0 | 0 | 0 | 0 | 0 | 0 | 0 | 0 | 0 | 0 | 0 | 0 | 0 | 0 | 0
F2_Commercial_Healthcare_New_Space Heating_Natural Gas_Furnace_E10 | F2 | Commercial | Healthcare | New | Space Heating | Natural Gas | Furnace | E10 | Participant - Cost of Operation | 0 | 0 | 0 | 0 | 0 | 0 | 0 | 0 | 0 | 0 | 0 | 0 | 0 | 0 | 0 | 0 | 0 | 0 | 0 | 0 | 0 | 0 | 0 | 0 | 0 | 0 | 0 | 0 | 0 | 0
F3_Commercial_Healthcare_New_Space Heating_Natural Gas_Furnace_E1 | F3 | Commercial | Healthcare | New | Space Heating | Natural Gas | Furnace | E1 | System - kBTUs of Conusmption | 64.5227 | 64.5835 | 64.6323 | 64.8022 | 64.9199 | 64.9848 | 64.984 | 64.9756 | 64.9494 | 64.9063 | 64.8375 | 64.7646 | 64.6786 | 64.581 | 64.4606 | 64.3432 | 64.2171 | 64.0822 | 63.9282 | 63.7799 | 63.6258 | 63.4676 | 0 | 0 | 0 | 0 | 0 | 0 | 0 | 0
F3_Commercial_Healthcare_New_Space Heating_Natural Gas_Furnace_E2 | F3 | Commercial | Healthcare | New | Space Heating | Natural Gas | Furnace | E2 | System - kBTUs of Conusmption | 57.3557 | 57.4097 | 57.4531 | 57.6042 | 57.7088 | 57.7665 | 57.7658 | 57.7583 | 57.735 | 57.6967 | 57.6355 | 57.5707 | 57.4943 | 57.4075 | 57.3005 | 57.1962 | 57.084 | 56.9642 | 56.8272 | 56.6954 | 56.5585 | 56.4178 | 0 | 0 | 0 | 0 | 0 | 0 | 0 | 0
F3_Commercial_Healthcare_New_Space Heating_Natural Gas_Furnace_E3 | F3 | Commercial | Healthcare | New | Space Heating | Natural Gas | Furnace | E3 | System - kBTUs of Conusmption | 54.3349 | 54.3861 | 54.4272 | 54.5703 | 54.6694 | 54.7241 | 54.7234 | 54.7163 | 54.6942 | 54.6579 | 54.6 | 54.5386 | 54.4662 | 54.384 | 54.2826 | 54.1838 | 54.0775 | 53.964 | 53.8343 | 53.7094 | 53.5797 | 53.4464 | 0 | 0 | 0 | 0 | 0 | 0 | 0 | 0
F3_Commercial_Healthcare_New_Space Heating_Natural Gas_Furnace_E4 | F3 | Commercial | Healthcare | New | Space Heating | Natural Gas | Furnace | E4 | System - kBTUs of Conusmption | 0 | 0 | 0 | 0 | 0 | 0 | 0 | 0 | 0 | 0 | 0 | 0 | 0 | 0 | 0 | 0 | 0 | 0 | 0 | 0 | 0 | 0 | 0 | 0 | 0 | 0 | 0 | 0 | 0 | 0
F3_Commercial_Healthcare_New_Space Heating_Natural Gas_Furnace_E5 | F3 | Commercial | Healthcare | New | Space Heating | Natural Gas | Furnace | E5 | System - kBTUs of Conusmption | 0 | 0 | 0 | 0 | 0 | 0 | 0 | 0 | 0 | 0 | 0 | 0 | 0 | 0 | 0 | 0 | 0 | 0 | 0 | 0 | 0 | 0 | 0 | 0 | 0 | 0 | 0 | 0 | 0 | 0
F3_Commercial_Healthcare_New_Space Heating_Natural Gas_Furnace_E6 | F3 | Commercial | Healthcare | New | Space Heating | Natural Gas | Furnace | E6 | System - kBTUs of Conusmption | 0 | 0 | 0 | 0 | 0 | 0 | 0 | 0 | 0 | 0 | 0 | 0 | 0 | 0 | 0 | 0 | 0 | 0 | 0 | 0 | 0 | 0 | 0 | 0 | 0 | 0 | 0 | 0 | 0 | 0
F3_Commercial_Healthcare_New_Space Heating_Natural Gas_Furnace_E7 | F3 | Commercial | Healthcare | New | Space Heating | Natural Gas | Furnace | E7 | System - kBTUs of Conusmption | 0 | 0 | 0 | 0 | 0 | 0 | 0 | 0 | 0 | 0 | 0 | 0 | 0 | 0 | 0 | 0 | 0 | 0 | 0 | 0 | 0 | 0 | 0 | 0 | 0 | 0 | 0 | 0 | 0 | 0
F3_Commercial_Healthcare_New_Space Heating_Natural Gas_Furnace_E8 | F3 | Commercial | Healthcare | New | Space Heating | Natural Gas | Furnace | E8 | System - kBTUs of Conusmption | 0 | 0 | 0 | 0 | 0 | 0 | 0 | 0 | 0 | 0 | 0 | 0 | 0 | 0 | 0 | 0 | 0 | 0 | 0 | 0 | 0 | 0 | 0 | 0 | 0 | 0 | 0 | 0 | 0 | 0
F3_Commercial_Healthcare_New_Space Heating_Natural Gas_Furnace_E9 | F3 | Commercial | Healthcare | New | Space Heating | Natural Gas | Furnace | E9 | System - kBTUs of Conusmption | 0 | 0 | 0 | 0 | 0 | 0 | 0 | 0 | 0 | 0 | 0 | 0 | 0 | 0 | 0 | 0 | 0 | 0 | 0 | 0 | 0 | 0 | 0 | 0 | 0 | 0 | 0 | 0 | 0 | 0
F3_Commercial_Healthcare_New_Space Heating_Natural Gas_Furnace_E10 | F3 | Commercial | Healthcare | New | Space Heating | Natural Gas | Furnace | E10 | System - kBTUs of Conusmption | 0 | 0 | 0 | 0 | 0 | 0 | 0 | 0 | 0 | 0 | 0 | 0 | 0 | 0 | 0 | 0 | 0 | 0 | 0 | 0 | 0 | 0 | 0 | 0 | 0 | 0 | 0 | 0 | 0 | 0
F4_Commercial_Healthcare_New_Space Heating_Natural Gas_Furnace_E1 | F4 | Commercial | Healthcare | New | Space Heating | Natural Gas | Furnace | E1 | Utility - Cost of Equipment | 0.034415 | 0.034415 | 0.034415 | 0.034415 | 0.034415 | 0.034415 | 0.034415 | 0.034415 | 0.034415 | 0.034415 | 0.034415 | 0.034415 | 0.034415 | 0.034415 | 0.034415 | 0.034415 | 0.034415 | 0.034415 | 0.034415 | 0.034415 | 0.034415 | 0.034415 | 0 | 0 | 0 | 0 | 0 | 0 | 0 | 0
F4_Commercial_Healthcare_New_Space Heating_Natural Gas_Furnace_E2 | F4 | Commercial | Healthcare | New | Space Heating | Natural Gas | Furnace | E2 | Utility - Cost of Equipment | 0.041298 | 0.041298 | 0.041298 | 0.041298 | 0.041298 | 0.041298 | 0.041298 | 0.041298 | 0.041298 | 0.041298 | 0.041298 | 0.041298 | 0.041298 | 0.041298 | 0.041298 | 0.041298 | 0.041298 | 0.041298 | 0.041298 | 0.041298 | 0.041298 | 0.041298 | 0 | 0 | 0 | 0 | 0 | 0 | 0 | 0
F4_Commercial_Healthcare_New_Space Heating_Natural Gas_Furnace_E3 | F4 | Commercial | Healthcare | New | Space Heating | Natural Gas | Furnace | E3 | Utility - Cost of Equipment | 0.048182 | 0.048182 | 0.048182 | 0.048182 | 0.048182 | 0.048182 | 0.048182 | 0.048182 | 0.048182 | 0.048182 | 0.048182 | 0.048182 | 0.048182 | 0.048182 | 0.048182 | 0.048182 | 0.048182 | 0.048182 | 0.048182 | 0.048182 | 0.048182 | 0.048182 | 0 | 0 | 0 | 0 | 0 | 0 | 0 | 0
F4_Commercial_Healthcare_New_Space Heating_Natural Gas_Furnace_E4 | F4 | Commercial | Healthcare | New | Space Heating | Natural Gas | Furnace | E4 | Utility - Cost of Equipment | 0 | 0 | 0 | 0 | 0 | 0 | 0 | 0 | 0 | 0 | 0 | 0 | 0 | 0 | 0 | 0 | 0 | 0 | 0 | 0 | 0 | 0 | 0 | 0 | 0 | 0 | 0 | 0 | 0 | 0
F4_Commercial_Healthcare_New_Space Heating_Natural Gas_Furnace_E5 | F4 | Commercial | Healthcare | New | Space Heating | Natural Gas | Furnace | E5 | Utility - Cost of Equipment | 0 | 0 | 0 | 0 | 0 | 0 | 0 | 0 | 0 | 0 | 0 | 0 | 0 | 0 | 0 | 0 | 0 | 0 | 0 | 0 | 0 | 0 | 0 | 0 | 0 | 0 | 0 | 0 | 0 | 0
F4_Commercial_Healthcare_New_Space Heating_Natural Gas_Furnace_E6 | F4 | Commercial | Healthcare | New | Space Heating | Natural Gas | Furnace | E6 | Utility - Cost of Equipment | 0 | 0 | 0 | 0 | 0 | 0 | 0 | 0 | 0 | 0 | 0 | 0 | 0 | 0 | 0 | 0 | 0 | 0 | 0 | 0 | 0 | 0 | 0 | 0 | 0 | 0 | 0 | 0 | 0 | 0
F4_Commercial_Healthcare_New_Space Heating_Natural Gas_Furnace_E7 | F4 | Commercial | Healthcare | New | Space Heating | Natural Gas | Furnace | E7 | Utility - Cost of Equipment | 0 | 0 | 0 | 0 | 0 | 0 | 0 | 0 | 0 | 0 | 0 | 0 | 0 | 0 | 0 | 0 | 0 | 0 | 0 | 0 | 0 | 0 | 0 | 0 | 0 | 0 | 0 | 0 | 0 | 0
F4_Commercial_Healthcare_New_Space Heating_Natural Gas_Furnace_E8 | F4 | Commercial | Healthcare | New | Space Heating | Natural Gas | Furnace | E8 | Utility - Cost of Equipment | 0 | 0 | 0 | 0 | 0 | 0 | 0 | 0 | 0 | 0 | 0 | 0 | 0 | 0 | 0 | 0 | 0 | 0 | 0 | 0 | 0 | 0 | 0 | 0 | 0 | 0 | 0 | 0 | 0 | 0
F4_Commercial_Healthcare_New_Space Heating_Natural Gas_Furnace_E9 | F4 | Commercial | Healthcare | New | Space Heating | Natural Gas | Furnace | E9 | Utility - Cost of Equipment | 0 | 0 | 0 | 0 | 0 | 0 | 0 | 0 | 0 | 0 | 0 | 0 | 0 | 0 | 0 | 0 | 0 | 0 | 0 | 0 | 0 | 0 | 0 | 0 | 0 | 0 | 0 | 0 | 0 | 0
F4_Commercial_Healthcare_New_Space Heating_Natural Gas_Furnace_E10 | F4 | Commercial | Healthcare | New | Space Heating | Natural Gas | Furnace | E10 | Utility - Cost of Equipment | 0 | 0 | 0 | 0 | 0 | 0 | 0 | 0 | 0 | 0 | 0 | 0 | 0 | 0 | 0 | 0 | 0 | 0 | 0 | 0 | 0 | 0 | 0 | 0 | 0 | 0 | 0 | 0 | 0 | 0
F5_Commercial_Healthcare_New_Space Heating_Natural Gas_Furnace_E1 | F5 | Commercial | Healthcare | New | Space Heating | Natural Gas | Furnace | E1 | Utility - Cost of Operation | 0.61026 | 0.61752 | 0.62537 | 0.63556 | 0.64767 | 0.66116 | 0.67385 | 0.68559 | 0.69709 | 0.70873 | 0.72081 | 0.73313 | 0.74553 | 0.75847 | 0.77123 | 0.78429 | 0.79793 | 0.81175 | 0.82577 | 0.83995 | 0.85416 | 0.86832 | 0 | 0 | 0 | 0 | 0 | 0 | 0 | 0
F5_Commercial_Healthcare_New_Space Heating_Natural Gas_Furnace_E2 | F5 | Commercial | Healthcare | New | Space Heating | Natural Gas | Furnace | E2 | Utility - Cost of Operation | 0.54247 | 0.54892 | 0.55591 | 0.56497 | 0.57573 | 0.58772 | 0.599 | 0.60944 | 0.61966 | 0.63 | 0.64074 | 0.6517 | 0.66272 | 0.67422 | 0.68557 | 0.69718 | 0.7093 | 0.72159 | 0.73405 | 0.74665 | 0.75928 | 0.77187 | 0 | 0 | 0 | 0 | 0 | 0 | 0 | 0
F5_Commercial_Healthcare_New_Space Heating_Natural Gas_Furnace_E3 | F5 | Commercial | Healthcare | New | Space Heating | Natural Gas | Furnace | E3 | Utility - Cost of Operation | 0.5139 | 0.52001 | 0.52663 | 0.53521 | 0.54541 | 0.55677 | 0.56745 | 0.57734 | 0.58702 | 0.59682 | 0.607 | 0.61737 | 0.62782 | 0.63871 | 0.64946 | 0.66046 | 0.67194 | 0.68358 | 0.69539 | 0.70733 | 0.71929 | 0.73122 | 0 | 0 | 0 | 0 | 0 | 0 | 0 | 0
F5_Commercial_Healthcare_New_Space Heating_Natural Gas_Furnace_E4 | F5 | Commercial | Healthcare | New | Space Heating | Natural Gas | Furnace | E4 | Utility - Cost of Operation | 0 | 0 | 0 | 0 | 0 | 0 | 0 | 0 | 0 | 0 | 0 | 0 | 0 | 0 | 0 | 0 | 0 | 0 | 0 | 0 | 0 | 0 | 0 | 0 | 0 | 0 | 0 | 0 | 0 | 0
F5_Commercial_Healthcare_New_Space Heating_Natural Gas_Furnace_E5 | F5 | Commercial | Healthcare | New | Space Heating | Natural Gas | Furnace | E5 | Utility - Cost of Operation | 0 | 0 | 0 | 0 | 0 | 0 | 0 | 0 | 0 | 0 | 0 | 0 | 0 | 0 | 0 | 0 | 0 | 0 | 0 | 0 | 0 | 0 | 0 | 0 | 0 | 0 | 0 | 0 | 0 | 0
F5_Commercial_Healthcare_New_Space Heating_Natural Gas_Furnace_E6 | F5 | Commercial | Healthcare | New | Space Heating | Natural Gas | Furnace | E6 | Utility - Cost of Operation | 0 | 0 | 0 | 0 | 0 | 0 | 0 | 0 | 0 | 0 | 0 | 0 | 0 | 0 | 0 | 0 | 0 | 0 | 0 | 0 | 0 | 0 | 0 | 0 | 0 | 0 | 0 | 0 | 0 | 0
F5_Commercial_Healthcare_New_Space Heating_Natural Gas_Furnace_E7 | F5 | Commercial | Healthcare | New | Space Heating | Natural Gas | Furnace | E7 | Utility - Cost of Operation | 0 | 0 | 0 | 0 | 0 | 0 | 0 | 0 | 0 | 0 | 0 | 0 | 0 | 0 | 0 | 0 | 0 | 0 | 0 | 0 | 0 | 0 | 0 | 0 | 0 | 0 | 0 | 0 | 0 | 0
F5_Commercial_Healthcare_New_Space Heating_Natural Gas_Furnace_E8 | F5 | Commercial | Healthcare | New | Space Heating | Natural Gas | Furnace | E8 | Utility - Cost of Operation | 0 | 0 | 0 | 0 | 0 | 0 | 0 | 0 | 0 | 0 | 0 | 0 | 0 | 0 | 0 | 0 | 0 | 0 | 0 | 0 | 0 | 0 | 0 | 0 | 0 | 0 | 0 | 0 | 0 | 0
F5_Commercial_Healthcare_New_Space Heating_Natural Gas_Furnace_E9 | F5 | Commercial | Healthcare | New | Space Heating | Natural Gas | Furnace | E9 | Utility - Cost of Operation | 0 | 0 | 0 | 0 | 0 | 0 | 0 | 0 | 0 | 0 | 0 | 0 | 0 | 0 | 0 | 0 | 0 | 0 | 0 | 0 | 0 | 0 | 0 | 0 | 0 | 0 | 0 | 0 | 0 | 0
F5_Commercial_Healthcare_New_Space Heating_Natural Gas_Furnace_E10 | F5 | Commercial | Healthcare | New | Space Heating | Natural Gas | Furnace | E10 | Utility - Cost of Operation | 0 | 0 | 0 | 0 | 0 | 0 | 0 | 0 | 0 | 0 | 0 | 0 | 0 | 0 | 0 | 0 | 0 | 0 | 0 | 0 | 0 | 0 | 0 | 0 | 0 | 0 | 0 | 0 | 0 | 0
F6_Commercial_Healthcare_New_Space Heating_Natural Gas_Furnace_E1 | F6 | Commercial | Healthcare | New | Space Heating | Natural Gas | Furnace | E1 | Utility - Value of Sales | 0.73113 | 0.73982 | 0.74923 | 0.76145 | 0.77595 | 0.79212 | 0.80732 | 0.82138 | 0.83516 | 0.8491 | 0.86358 | 0.87834 | 0.8932 | 0.90869 | 0.92399 | 0.93963 | 0.95598 | 0.97253 | 0.98933 | 1.0063 | 1.0233 | 1.0403 | 0 | 0 | 0 | 0 | 0 | 0 | 0 | 0
F6_Commercial_Healthcare_New_Space Heating_Natural Gas_Furnace_E2 | F6 | Commercial | Healthcare | New | Space Heating | Natural Gas | Furnace | E2 | Utility - Value of Sales | 0.64992 | 0.65765 | 0.66601 | 0.67687 | 0.68976 | 0.70413 | 0.71764 | 0.73014 | 0.74239 | 0.75479 | 0.76765 | 0.78077 | 0.79398 | 0.80776 | 0.82135 | 0.83526 | 0.84979 | 0.86451 | 0.87943 | 0.89454 | 0.90967 | 0.92475 | 0 | 0 | 0 | 0 | 0 | 0 | 0 | 0
F6_Commercial_Healthcare_New_Space Heating_Natural Gas_Furnace_E3 | F6 | Commercial | Healthcare | New | Space Heating | Natural Gas | Furnace | E3 | Utility - Value of Sales | 0.61569 | 0.62301 | 0.63093 | 0.64122 | 0.65343 | 0.66705 | 0.67985 | 0.69169 | 0.70329 | 0.71503 | 0.72722 | 0.73965 | 0.75217 | 0.76521 | 0.7781 | 0.79127 | 0.80503 | 0.81898 | 0.83312 | 0.84743 | 0.86176 | 0.87604 | 0 | 0 | 0 | 0 | 0 | 0 | 0 | 0
F6_Commercial_Healthcare_New_Space Heating_Natural Gas_Furnace_E4 | F6 | Commercial | Healthcare | New | Space Heating | Natural Gas | Furnace | E4 | Utility - Value of Sales | 0 | 0 | 0 | 0 | 0 | 0 | 0 | 0 | 0 | 0 | 0 | 0 | 0 | 0 | 0 | 0 | 0 | 0 | 0 | 0 | 0 | 0 | 0 | 0 | 0 | 0 | 0 | 0 | 0 | 0
F6_Commercial_Healthcare_New_Space Heating_Natural Gas_Furnace_E5 | F6 | Commercial | Healthcare | New | Space Heating | Natural Gas | Furnace | E5 | Utility - Value of Sales | 0 | 0 | 0 | 0 | 0 | 0 | 0 | 0 | 0 | 0 | 0 | 0 | 0 | 0 | 0 | 0 | 0 | 0 | 0 | 0 | 0 | 0 | 0 | 0 | 0 | 0 | 0 | 0 | 0 | 0
F6_Commercial_Healthcare_New_Space Heating_Natural Gas_Furnace_E6 | F6 | Commercial | Healthcare | New | Space Heating | Natural Gas | Furnace | E6 | Utility - Value of Sales | 0 | 0 | 0 | 0 | 0 | 0 | 0 | 0 | 0 | 0 | 0 | 0 | 0 | 0 | 0 | 0 | 0 | 0 | 0 | 0 | 0 | 0 | 0 | 0 | 0 | 0 | 0 | 0 | 0 | 0
F6_Commercial_Healthcare_New_Space Heating_Natural Gas_Furnace_E7 | F6 | Commercial | Healthcare | New | Space Heating | Natural Gas | Furnace | E7 | Utility - Value of Sales | 0 | 0 | 0 | 0 | 0 | 0 | 0 | 0 | 0 | 0 | 0 | 0 | 0 | 0 | 0 | 0 | 0 | 0 | 0 | 0 | 0 | 0 | 0 | 0 | 0 | 0 | 0 | 0 | 0 | 0
F6_Commercial_Healthcare_New_Space Heating_Natural Gas_Furnace_E8 | F6 | Commercial | Healthcare | New | Space Heating | Natural Gas | Furnace | E8 | Utility - Value of Sales | 0 | 0 | 0 | 0 | 0 | 0 | 0 | 0 | 0 | 0 | 0 | 0 | 0 | 0 | 0 | 0 | 0 | 0 | 0 | 0 | 0 | 0 | 0 | 0 | 0 | 0 | 0 | 0 | 0 | 0
F6_Commercial_Healthcare_New_Space Heating_Natural Gas_Furnace_E9 | F6 | Commercial | Healthcare | New | Space Heating | Natural Gas | Furnace | E9 | Utility - Value of Sales | 0 | 0 | 0 | 0 | 0 | 0 | 0 | 0 | 0 | 0 | 0 | 0 | 0 | 0 | 0 | 0 | 0 | 0 | 0 | 0 | 0 | 0 | 0 | 0 | 0 | 0 | 0 | 0 | 0 | 0
F6_Commercial_Healthcare_New_Space Heating_Natural Gas_Furnace_E10 | F6 | Commercial | Healthcare | New | Space Heating | Natural Gas | Furnace | E10 | Utility - Value of Sales | 0 | 0 | 0 | 0 | 0 | 0 | 0 | 0 | 0 | 0 | 0 | 0 | 0 | 0 | 0 | 0 | 0 | 0 | 0 | 0 | 0 | 0 | 0 | 0 | 0 | 0 | 0 | 0 | 0 | 0
F1_Commercial_Healthcare_New_Space Heating_Natural Gas_Boiler_E1 | F1 | Commercial | Healthcare | New | Space Heating | Natural Gas | Boiler | E1 | Participant - Cost of Equipment | 0.13551 | 0.13551 | 0.13551 | 0.13551 | 0.13551 | 0.13551 | 0.13551 | 0.13551 | 0.13551 | 0.13551 | 0.13551 | 0.13551 | 0.13551 | 0.13551 | 0.13551 | 0.13551 | 0.13551 | 0.13551 | 0.13551 | 0.13551 | 0.13551 | 0.13551 | 0 | 0 | 0 | 0 | 0 | 0 | 0 | 0
F1_Commercial_Healthcare_New_Space Heating_Natural Gas_Boiler_E2 | F1 | Commercial | Healthcare | New | Space Heating | Natural Gas | Boiler | E2 | Participant - Cost of Equipment | 0.15141 | 0.15141 | 0.15141 | 0.15141 | 0.15141 | 0.15141 | 0.15141 | 0.15141 | 0.15141 | 0.15141 | 0.15141 | 0.15141 | 0.15141 | 0.15141 | 0.15141 | 0.15141 | 0.15141 | 0.15141 | 0.15141 | 0.15141 | 0.15141 | 0.15141 | 0 | 0 | 0 | 0 | 0 | 0 | 0 | 0
F1_Commercial_Healthcare_New_Space Heating_Natural Gas_Boiler_E3 | F1 | Commercial | Healthcare | New | Space Heating | Natural Gas | Boiler | E3 | Participant - Cost of Equipment | 0.18335 | 0.18335 | 0.18335 | 0.18335 | 0.18335 | 0.18335 | 0.18335 | 0.18335 | 0.18335 | 0.18335 | 0.18335 | 0.18335 | 0.18335 | 0.18335 | 0.18335 | 0.18335 | 0.18335 | 0.18335 | 0.18335 | 0.18335 | 0.18335 | 0.18335 | 0 | 0 | 0 | 0 | 0 | 0 | 0 | 0
F1_Commercial_Healthcare_New_Space Heating_Natural Gas_Boiler_E4 | F1 | Commercial | Healthcare | New | Space Heating | Natural Gas | Boiler | E4 | Participant - Cost of Equipment | 0.936 | 0.936 | 0.936 | 0.936 | 0.936 | 0.936 | 0.936 | 0.936 | 0.936 | 0.936 | 0.936 | 0.936 | 0.936 | 0.936 | 0.936 | 0.936 | 0.936 | 0.936 | 0.936 | 0.936 | 0.936 | 0.936 | 0 | 0 | 0 | 0 | 0 | 0 | 0 | 0
F1_Commercial_Healthcare_New_Space Heating_Natural Gas_Boiler_E5 | F1 | Commercial | Healthcare | New | Space Heating | Natural Gas | Boiler | E5 | Participant - Cost of Equipment | 0 | 0 | 0 | 0 | 0 | 0 | 0 | 0 | 0 | 0 | 0 | 0 | 0 | 0 | 0 | 0 | 0 | 0 | 0 | 0 | 0 | 0 | 0 | 0 | 0 | 0 | 0 | 0 | 0 | 0
F1_Commercial_Healthcare_New_Space Heating_Natural Gas_Boiler_E6 | F1 | Commercial | Healthcare | New | Space Heating | Natural Gas | Boiler | E6 | Participant - Cost of Equipment | 0 | 0 | 0 | 0 | 0 | 0 | 0 | 0 | 0 | 0 | 0 | 0 | 0 | 0 | 0 | 0 | 0 | 0 | 0 | 0 | 0 | 0 | 0 | 0 | 0 | 0 | 0 | 0 | 0 | 0
F1_Commercial_Healthcare_New_Space Heating_Natural Gas_Boiler_E7 | F1 | Commercial | Healthcare | New | Space Heating | Natural Gas | Boiler | E7 | Participant - Cost of Equipment | 0 | 0 | 0 | 0 | 0 | 0 | 0 | 0 | 0 | 0 | 0 | 0 | 0 | 0 | 0 | 0 | 0 | 0 | 0 | 0 | 0 | 0 | 0 | 0 | 0 | 0 | 0 | 0 | 0 | 0
F1_Commercial_Healthcare_New_Space Heating_Natural Gas_Boiler_E8 | F1 | Commercial | Healthcare | New | Space Heating | Natural Gas | Boiler | E8 | Participant - Cost of Equipment | 0 | 0 | 0 | 0 | 0 | 0 | 0 | 0 | 0 | 0 | 0 | 0 | 0 | 0 | 0 | 0 | 0 | 0 | 0 | 0 | 0 | 0 | 0 | 0 | 0 | 0 | 0 | 0 | 0 | 0
F1_Commercial_Healthcare_New_Space Heating_Natural Gas_Boiler_E9 | F1 | Commercial | Healthcare | New | Space Heating | Natural Gas | Boiler | E9 | Participant - Cost of Equipment | 0 | 0 | 0 | 0 | 0 | 0 | 0 | 0 | 0 | 0 | 0 | 0 | 0 | 0 | 0 | 0 | 0 | 0 | 0 | 0 | 0 | 0 | 0 | 0 | 0 | 0 | 0 | 0 | 0 | 0
F1_Commercial_Healthcare_New_Space Heating_Natural Gas_Boiler_E10 | F1 | Commercial | Healthcare | New | Space Heating | Natural Gas | Boiler | E10 | Participant - Cost of Equipment | 0 | 0 | 0 | 0 | 0 | 0 | 0 | 0 | 0 | 0 | 0 | 0 | 0 | 0 | 0 | 0 | 0 | 0 | 0 | 0 | 0 | 0 | 0 | 0 | 0 | 0 | 0 | 0 | 0 | 0
F2_Commercial_Healthcare_New_Space Heating_Natural Gas_Boiler_E1 | F2 | Commercial | Healthcare | New | Space Heating | Natural Gas | Boiler | E1 | Participant - Cost of Operation | 1.4076 | 1.4246 | 1.4427 | 1.4659 | 1.4934 | 1.5241 | 1.5535 | 1.5808 | 1.6077 | 1.6349 | 1.663 | 1.6918 | 1.7208 | 1.7509 | 1.7808 | 1.8113 | 1.8431 | 1.8754 | 1.9081 | 1.9411 | 1.9742 | 2.0069 | 0 | 0 | 0 | 0 | 0 | 0 | 0 | 0
F2_Commercial_Healthcare_New_Space Heating_Natural Gas_Boiler_E2 | F2 | Commercial | Healthcare | New | Space Heating | Natural Gas | Boiler | E2 | Participant - Cost of Operation | 1.3248 | 1.3408 | 1.3579 | 1.3797 | 1.4055 | 1.4345 | 1.4621 | 1.4878 | 1.5131 | 1.5387 | 1.5652 | 1.5923 | 1.6195 | 1.6479 | 1.676 | 1.7048 | 1.7347 | 1.7651 | 1.7959 | 1.827 | 1.858 | 1.8889 | 0 | 0 | 0 | 0 | 0 | 0 | 0 | 0
F2_Commercial_Healthcare_New_Space Heating_Natural Gas_Boiler_E3 | F2 | Commercial | Healthcare | New | Space Heating | Natural Gas | Boiler | E3 | Participant - Cost of Operation | 1.1609 | 1.1749 | 1.1899 | 1.209 | 1.2317 | 1.257 | 1.2812 | 1.3038 | 1.3259 | 1.3483 | 1.3716 | 1.3953 | 1.4192 | 1.4441 | 1.4687 | 1.4939 | 1.5201 | 1.5467 | 1.5737 | 1.6009 | 1.6282 | 1.6552 | 0 | 0 | 0 | 0 | 0 | 0 | 0 | 0
F2_Commercial_Healthcare_New_Space Heating_Natural Gas_Boiler_E4 | F2 | Commercial | Healthcare | New | Space Heating | Natural Gas | Boiler | E4 | Participant - Cost of Operation | 0.7475 | 0.75525 | 0.76415 | 0.77707 | 0.79329 | 0.81186 | 0.82889 | 0.84397 | 0.8583 | 0.87254 | 0.8872 | 0.90188 | 0.91625 | 0.93108 | 0.94546 | 0.96019 | 0.97578 | 0.99152 | 1.0074 | 1.0235 | 1.0394 | 1.0553 | 0 | 0 | 0 | 0 | 0 | 0 | 0 | 0
F2_Commercial_Healthcare_New_Space Heating_Natural Gas_Boiler_E5 | F2 | Commercial | Healthcare | New | Space Heating | Natural Gas | Boiler | E5 | Participant - Cost of Operation | 0 | 0 | 0 | 0 | 0 | 0 | 0 | 0 | 0 | 0 | 0 | 0 | 0 | 0 | 0 | 0 | 0 | 0 | 0 | 0 | 0 | 0 | 0 | 0 | 0 | 0 | 0 | 0 | 0 | 0
F2_Commercial_Healthcare_New_Space Heating_Natural Gas_Boiler_E6 | F2 | Commercial | Healthcare | New | Space Heating | Natural Gas | Boiler | E6 | Participant - Cost of Operation | 0 | 0 | 0 | 0 | 0 | 0 | 0 | 0 | 0 | 0 | 0 | 0 | 0 | 0 | 0 | 0 | 0 | 0 | 0 | 0 | 0 | 0 | 0 | 0 | 0 | 0 | 0 | 0 | 0 | 0
F2_Commercial_Healthcare_New_Space Heating_Natural Gas_Boiler_E7 | F2 | Commercial | Healthcare | New | Space Heating | Natural Gas | Boiler | E7 | Participant - Cost of Operation | 0 | 0 | 0 | 0 | 0 | 0 | 0 | 0 | 0 | 0 | 0 | 0 | 0 | 0 | 0 | 0 | 0 | 0 | 0 | 0 | 0 | 0 | 0 | 0 | 0 | 0 | 0 | 0 | 0 | 0
F2_Commercial_Healthcare_New_Space Heating_Natural Gas_Boiler_E8 | F2 | Commercial | Healthcare | New | Space Heating | Natural Gas | Boiler | E8 | Participant - Cost of Operation | 0 | 0 | 0 | 0 | 0 | 0 | 0 | 0 | 0 | 0 | 0 | 0 | 0 | 0 | 0 | 0 | 0 | 0 | 0 | 0 | 0 | 0 | 0 | 0 | 0 | 0 | 0 | 0 | 0 | 0
F2_Commercial_Healthcare_New_Space Heating_Natural Gas_Boiler_E9 | F2 | Commercial | Healthcare | New | Space Heating | Natural Gas | Boiler | E9 | Participant - Cost of Operation | 0 | 0 | 0 | 0 | 0 | 0 | 0 | 0 | 0 | 0 | 0 | 0 | 0 | 0 | 0 | 0 | 0 | 0 | 0 | 0 | 0 | 0 | 0 | 0 | 0 | 0 | 0 | 0 | 0 | 0
F2_Commercial_Healthcare_New_Space Heating_Natural Gas_Boiler_E10 | F2 | Commercial | Healthcare | New | Space Heating | Natural Gas | Boiler | E10 | Participant - Cost of Operation | 0 | 0 | 0 | 0 | 0 | 0 | 0 | 0 | 0 | 0 | 0 | 0 | 0 | 0 | 0 | 0 | 0 | 0 | 0 | 0 | 0 | 0 | 0 | 0 | 0 | 0 | 0 | 0 | 0 | 0
F3_Commercial_Healthcare_New_Space Heating_Natural Gas_Boiler_E1 | F3 | Commercial | Healthcare | New | Space Heating | Natural Gas | Boiler | E1 | System - kBTUs of Conusmption | 122.462 | 122.5149 | 122.5426 | 122.7738 | 122.9344 | 123.0243 | 123.0228 | 123.0082 | 122.9624 | 122.8872 | 122.7671 | 122.6399 | 122.4899 | 122.3194 | 122.1093 | 121.9045 | 121.6843 | 121.449 | 121.1802 | 120.9212 | 120.6524 | 120.3762 | 0 | 0 | 0 | 0 | 0 | 0 | 0 | 0
F3_Commercial_Healthcare_New_Space Heating_Natural Gas_Boiler_E2 | F3 | Commercial | Healthcare | New | Space Heating | Natural Gas | Boiler | E2 | System - kBTUs of Conusmption | 115.2584 | 115.3081 | 115.3342 | 115.5518 | 115.7029 | 115.7876 | 115.7862 | 115.7724 | 115.7293 | 115.6586 | 115.5455 | 115.4258 | 115.2846 | 115.1242 | 114.9264 | 114.7337 | 114.5264 | 114.3049 | 114.0519 | 113.8082 | 113.5552 | 113.2952 | 0 | 0 | 0 | 0 | 0 | 0 | 0 | 0
F3_Commercial_Healthcare_New_Space Heating_Natural Gas_Boiler_E3 | F3 | Commercial | Healthcare | New | Space Heating | Natural Gas | Boiler | E3 | System - kBTUs of Conusmption | 100.9996 | 101.0432 | 101.066 | 101.2567 | 101.3892 | 101.4633 | 101.4621 | 101.4501 | 101.4123 | 101.3503 | 101.2512 | 101.1463 | 101.0226 | 100.882 | 100.7087 | 100.5398 | 100.3582 | 100.1641 | 99.9424 | 99.7289 | 99.5072 | 99.2793 | 0 | 0 | 0 | 0 | 0 | 0 | 0 | 0
F3_Commercial_Healthcare_New_Space Heating_Natural Gas_Boiler_E4 | F3 | Commercial | Healthcare | New | Space Heating | Natural Gas | Boiler | E4 | System - kBTUs of Conusmption | 69.292 | 69.499 | 69.7213 | 70.1509 | 70.4985 | 70.7606 | 70.9179 | 71.0436 | 71.1193 | 71.1437 | 71.1028 | 71.032 | 70.9156 | 70.7532 | 70.5531 | 70.358 | 70.1483 | 69.9242 | 69.6682 | 69.4216 | 69.1656 | 68.9025 | 0 | 0 | 0 | 0 | 0 | 0 | 0 | 0
F3_Commercial_Healthcare_New_Space Heating_Natural Gas_Boiler_E5 | F3 | Commercial | Healthcare | New | Space Heating | Natural Gas | Boiler | E5 | System - kBTUs of Conusmption | 0 | 0 | 0 | 0 | 0 | 0 | 0 | 0 | 0 | 0 | 0 | 0 | 0 | 0 | 0 | 0 | 0 | 0 | 0 | 0 | 0 | 0 | 0 | 0 | 0 | 0 | 0 | 0 | 0 | 0
F3_Commercial_Healthcare_New_Space Heating_Natural Gas_Boiler_E6 | F3 | Commercial | Healthcare | New | Space Heating | Natural Gas | Boiler | E6 | System - kBTUs of Conusmption | 0 | 0 | 0 | 0 | 0 | 0 | 0 | 0 | 0 | 0 | 0 | 0 | 0 | 0 | 0 | 0 | 0 | 0 | 0 | 0 | 0 | 0 | 0 | 0 | 0 | 0 | 0 | 0 | 0 | 0
F3_Commercial_Healthcare_New_Space Heating_Natural Gas_Boiler_E7 | F3 | Commercial | Healthcare | New | Space Heating | Natural Gas | Boiler | E7 | System - kBTUs of Conusmption | 0 | 0 | 0 | 0 | 0 | 0 | 0 | 0 | 0 | 0 | 0 | 0 | 0 | 0 | 0 | 0 | 0 | 0 | 0 | 0 | 0 | 0 | 0 | 0 | 0 | 0 | 0 | 0 | 0 | 0
F3_Commercial_Healthcare_New_Space Heating_Natural Gas_Boiler_E8 | F3 | Commercial | Healthcare | New | Space Heating | Natural Gas | Boiler | E8 | System - kBTUs of Conusmption | 0 | 0 | 0 | 0 | 0 | 0 | 0 | 0 | 0 | 0 | 0 | 0 | 0 | 0 | 0 | 0 | 0 | 0 | 0 | 0 | 0 | 0 | 0 | 0 | 0 | 0 | 0 | 0 | 0 | 0
F3_Commercial_Healthcare_New_Space Heating_Natural Gas_Boiler_E9 | F3 | Commercial | Healthcare | New | Space Heating | Natural Gas | Boiler | E9 | System - kBTUs of Conusmption | 0 | 0 | 0 | 0 | 0 | 0 | 0 | 0 | 0 | 0 | 0 | 0 | 0 | 0 | 0 | 0 | 0 | 0 | 0 | 0 | 0 | 0 | 0 | 0 | 0 | 0 | 0 | 0 | 0 | 0
F3_Commercial_Healthcare_New_Space Heating_Natural Gas_Boiler_E10 | F3 | Commercial | Healthcare | New | Space Heating | Natural Gas | Boiler | E10 | System - kBTUs of Conusmption | 0 | 0 | 0 | 0 | 0 | 0 | 0 | 0 | 0 | 0 | 0 | 0 | 0 | 0 | 0 | 0 | 0 | 0 | 0 | 0 | 0 | 0 | 0 | 0 | 0 | 0 | 0 | 0 | 0 | 0
F4_Commercial_Healthcare_New_Space Heating_Natural Gas_Boiler_E1 | F4 | Commercial | Healthcare | New | Space Heating | Natural Gas | Boiler | E1 | Utility - Cost of Equipment | 0.13551 | 0.13551 | 0.13551 | 0.13551 | 0.13551 | 0.13551 | 0.13551 | 0.13551 | 0.13551 | 0.13551 | 0.13551 | 0.13551 | 0.13551 | 0.13551 | 0.13551 | 0.13551 | 0.13551 | 0.13551 | 0.13551 | 0.13551 | 0.13551 | 0.13551 | 0 | 0 | 0 | 0 | 0 | 0 | 0 | 0
F4_Commercial_Healthcare_New_Space Heating_Natural Gas_Boiler_E2 | F4 | Commercial | Healthcare | New | Space Heating | Natural Gas | Boiler | E2 | Utility - Cost of Equipment | 0.15141 | 0.15141 | 0.15141 | 0.15141 | 0.15141 | 0.15141 | 0.15141 | 0.15141 | 0.15141 | 0.15141 | 0.15141 | 0.15141 | 0.15141 | 0.15141 | 0.15141 | 0.15141 | 0.15141 | 0.15141 | 0.15141 | 0.15141 | 0.15141 | 0.15141 | 0 | 0 | 0 | 0 | 0 | 0 | 0 | 0
F4_Commercial_Healthcare_New_Space Heating_Natural Gas_Boiler_E3 | F4 | Commercial | Healthcare | New | Space Heating | Natural Gas | Boiler | E3 | Utility - Cost of Equipment | 0.18335 | 0.18335 | 0.18335 | 0.18335 | 0.18335 | 0.18335 | 0.18335 | 0.18335 | 0.18335 | 0.18335 | 0.18335 | 0.18335 | 0.18335 | 0.18335 | 0.18335 | 0.18335 | 0.18335 | 0.18335 | 0.18335 | 0.18335 | 0.18335 | 0.18335 | 0 | 0 | 0 | 0 | 0 | 0 | 0 | 0
F4_Commercial_Healthcare_New_Space Heating_Natural Gas_Boiler_E4 | F4 | Commercial | Healthcare | New | Space Heating | Natural Gas | Boiler | E4 | Utility - Cost of Equipment | 0.936 | 0.936 | 0.936 | 0.936 | 0.936 | 0.936 | 0.936 | 0.936 | 0.936 | 0.936 | 0.936 | 0.936 | 0.936 | 0.936 | 0.936 | 0.936 | 0.936 | 0.936 | 0.936 | 0.936 | 0.936 | 0.936 | 0 | 0 | 0 | 0 | 0 | 0 | 0 | 0
F4_Commercial_Healthcare_New_Space Heating_Natural Gas_Boiler_E5 | F4 | Commercial | Healthcare | New | Space Heating | Natural Gas | Boiler | E5 | Utility - Cost of Equipment | 0 | 0 | 0 | 0 | 0 | 0 | 0 | 0 | 0 | 0 | 0 | 0 | 0 | 0 | 0 | 0 | 0 | 0 | 0 | 0 | 0 | 0 | 0 | 0 | 0 | 0 | 0 | 0 | 0 | 0
F4_Commercial_Healthcare_New_Space Heating_Natural Gas_Boiler_E6 | F4 | Commercial | Healthcare | New | Space Heating | Natural Gas | Boiler | E6 | Utility - Cost of Equipment | 0 | 0 | 0 | 0 | 0 | 0 | 0 | 0 | 0 | 0 | 0 | 0 | 0 | 0 | 0 | 0 | 0 | 0 | 0 | 0 | 0 | 0 | 0 | 0 | 0 | 0 | 0 | 0 | 0 | 0
F4_Commercial_Healthcare_New_Space Heating_Natural Gas_Boiler_E7 | F4 | Commercial | Healthcare | New | Space Heating | Natural Gas | Boiler | E7 | Utility - Cost of Equipment | 0 | 0 | 0 | 0 | 0 | 0 | 0 | 0 | 0 | 0 | 0 | 0 | 0 | 0 | 0 | 0 | 0 | 0 | 0 | 0 | 0 | 0 | 0 | 0 | 0 | 0 | 0 | 0 | 0 | 0
F4_Commercial_Healthcare_New_Space Heating_Natural Gas_Boiler_E8 | F4 | Commercial | Healthcare | New | Space Heating | Natural Gas | Boiler | E8 | Utility - Cost of Equipment | 0 | 0 | 0 | 0 | 0 | 0 | 0 | 0 | 0 | 0 | 0 | 0 | 0 | 0 | 0 | 0 | 0 | 0 | 0 | 0 | 0 | 0 | 0 | 0 | 0 | 0 | 0 | 0 | 0 | 0
F4_Commercial_Healthcare_New_Space Heating_Natural Gas_Boiler_E9 | F4 | Commercial | Healthcare | New | Space Heating | Natural Gas | Boiler | E9 | Utility - Cost of Equipment | 0 | 0 | 0 | 0 | 0 | 0 | 0 | 0 | 0 | 0 | 0 | 0 | 0 | 0 | 0 | 0 | 0 | 0 | 0 | 0 | 0 | 0 | 0 | 0 | 0 | 0 | 0 | 0 | 0 | 0
F4_Commercial_Healthcare_New_Space Heating_Natural Gas_Boiler_E10 | F4 | Commercial | Healthcare | New | Space Heating | Natural Gas | Boiler | E10 | Utility - Cost of Equipment | 0 | 0 | 0 | 0 | 0 | 0 | 0 | 0 | 0 | 0 | 0 | 0 | 0 | 0 | 0 | 0 | 0 | 0 | 0 | 0 | 0 | 0 | 0 | 0 | 0 | 0 | 0 | 0 | 0 | 0
F5_Commercial_Healthcare_New_Space Heating_Natural Gas_Boiler_E1 | F5 | Commercial | Healthcare | New | Space Heating | Natural Gas | Boiler | E1 | Utility - Cost of Operation | 1.1749 | 1.1891 | 1.2042 | 1.2235 | 1.2465 | 1.2722 | 1.2967 | 1.3195 | 1.3419 | 1.3646 | 1.3881 | 1.4121 | 1.4363 | 1.4615 | 1.4864 | 1.5119 | 1.5384 | 1.5653 | 1.5927 | 1.6202 | 1.6478 | 1.6752 | 0 | 0 | 0 | 0 | 0 | 0 | 0 | 0
F5_Commercial_Healthcare_New_Space Heating_Natural Gas_Boiler_E2 | F5 | Commercial | Healthcare | New | Space Heating | Natural Gas | Boiler | E2 | Utility - Cost of Operation | 1.1058 | 1.1191 | 1.1334 | 1.1516 | 1.1732 | 1.1973 | 1.2204 | 1.2418 | 1.2629 | 1.2843 | 1.3065 | 1.329 | 1.3518 | 1.3755 | 1.3989 | 1.4229 | 1.4479 | 1.4733 | 1.499 | 1.5249 | 1.5509 | 1.5766 | 0 | 0 | 0 | 0 | 0 | 0 | 0 | 0
F5_Commercial_Healthcare_New_Space Heating_Natural Gas_Boiler_E3 | F5 | Commercial | Healthcare | New | Space Heating | Natural Gas | Boiler | E3 | Utility - Cost of Operation | 0.96901 | 0.98068 | 0.99318 | 1.0091 | 1.028 | 1.0492 | 1.0694 | 1.0882 | 1.1067 | 1.1254 | 1.1448 | 1.1646 | 1.1846 | 1.2053 | 1.2259 | 1.2469 | 1.2688 | 1.291 | 1.3135 | 1.3363 | 1.359 | 1.3816 | 0 | 0 | 0 | 0 | 0 | 0 | 0 | 0
F5_Commercial_Healthcare_New_Space Heating_Natural Gas_Boiler_E4 | F5 | Commercial | Healthcare | New | Space Heating | Natural Gas | Boiler | E4 | Utility - Cost of Operation | 0.62392 | 0.63039 | 0.63782 | 0.64861 | 0.66214 | 0.67764 | 0.69186 | 0.70444 | 0.71641 | 0.72829 | 0.74053 | 0.75278 | 0.76477 | 0.77715 | 0.78915 | 0.80145 | 0.81446 | 0.8276 | 0.84088 | 0.85426 | 0.86758 | 0.88082 | 0 | 0 | 0 | 0 | 0 | 0 | 0 | 0
F5_Commercial_Healthcare_New_Space Heating_Natural Gas_Boiler_E5 | F5 | Commercial | Healthcare | New | Space Heating | Natural Gas | Boiler | E5 | Utility - Cost of Operation | 0 | 0 | 0 | 0 | 0 | 0 | 0 | 0 | 0 | 0 | 0 | 0 | 0 | 0 | 0 | 0 | 0 | 0 | 0 | 0 | 0 | 0 | 0 | 0 | 0 | 0 | 0 | 0 | 0 | 0
F5_Commercial_Healthcare_New_Space Heating_Natural Gas_Boiler_E6 | F5 | Commercial | Healthcare | New | Space Heating | Natural Gas | Boiler | E6 | Utility - Cost of Operation | 0 | 0 | 0 | 0 | 0 | 0 | 0 | 0 | 0 | 0 | 0 | 0 | 0 | 0 | 0 | 0 | 0 | 0 | 0 | 0 | 0 | 0 | 0 | 0 | 0 | 0 | 0 | 0 | 0 | 0
F5_Commercial_Healthcare_New_Space Heating_Natural Gas_Boiler_E7 | F5 | Commercial | Healthcare | New | Space Heating | Natural Gas | Boiler | E7 | Utility - Cost of Operation | 0 | 0 | 0 | 0 | 0 | 0 | 0 | 0 | 0 | 0 | 0 | 0 | 0 | 0 | 0 | 0 | 0 | 0 | 0 | 0 | 0 | 0 | 0 | 0 | 0 | 0 | 0 | 0 | 0 | 0
F5_Commercial_Healthcare_New_Space Heating_Natural Gas_Boiler_E8 | F5 | Commercial | Healthcare | New | Space Heating | Natural Gas | Boiler | E8 | Utility - Cost of Operation | 0 | 0 | 0 | 0 | 0 | 0 | 0 | 0 | 0 | 0 | 0 | 0 | 0 | 0 | 0 | 0 | 0 | 0 | 0 | 0 | 0 | 0 | 0 | 0 | 0 | 0 | 0 | 0 | 0 | 0
F5_Commercial_Healthcare_New_Space Heating_Natural Gas_Boiler_E9 | F5 | Commercial | Healthcare | New | Space Heating | Natural Gas | Boiler | E9 | Utility - Cost of Operation | 0 | 0 | 0 | 0 | 0 | 0 | 0 | 0 | 0 | 0 | 0 | 0 | 0 | 0 | 0 | 0 | 0 | 0 | 0 | 0 | 0 | 0 | 0 | 0 | 0 | 0 | 0 | 0 | 0 | 0
F5_Commercial_Healthcare_New_Space Heating_Natural Gas_Boiler_E10 | F5 | Commercial | Healthcare | New | Space Heating | Natural Gas | Boiler | E10 | Utility - Cost of Operation | 0 | 0 | 0 | 0 | 0 | 0 | 0 | 0 | 0 | 0 | 0 | 0 | 0 | 0 | 0 | 0 | 0 | 0 | 0 | 0 | 0 | 0 | 0 | 0 | 0 | 0 | 0 | 0 | 0 | 0
F6_Commercial_Healthcare_New_Space Heating_Natural Gas_Boiler_E1 | F6 | Commercial | Healthcare | New | Space Heating | Natural Gas | Boiler | E1 | Utility - Value of Sales | 1.4076 | 1.4246 | 1.4427 | 1.4659 | 1.4934 | 1.5241 | 1.5535 | 1.5808 | 1.6077 | 1.6349 | 1.663 | 1.6918 | 1.7208 | 1.7509 | 1.7808 | 1.8113 | 1.8431 | 1.8754 | 1.9081 | 1.9411 | 1.9742 | 2.0069 | 0 | 0 | 0 | 0 | 0 | 0 | 0 | 0
F6_Commercial_Healthcare_New_Space Heating_Natural Gas_Boiler_E2 | F6 | Commercial | Healthcare | New | Space Heating | Natural Gas | Boiler | E2 | Utility - Value of Sales | 1.3248 | 1.3408 | 1.3579 | 1.3797 | 1.4055 | 1.4345 | 1.4621 | 1.4878 | 1.5131 | 1.5387 | 1.5652 | 1.5923 | 1.6195 | 1.6479 | 1.676 | 1.7048 | 1.7347 | 1.7651 | 1.7959 | 1.827 | 1.858 | 1.8889 | 0 | 0 | 0 | 0 | 0 | 0 | 0 | 0
F6_Commercial_Healthcare_New_Space Heating_Natural Gas_Boiler_E3 | F6 | Commercial | Healthcare | New | Space Heating | Natural Gas | Boiler | E3 | Utility - Value of Sales | 1.1609 | 1.1749 | 1.1899 | 1.209 | 1.2317 | 1.257 | 1.2812 | 1.3038 | 1.3259 | 1.3483 | 1.3716 | 1.3953 | 1.4192 | 1.4441 | 1.4687 | 1.4939 | 1.5201 | 1.5467 | 1.5737 | 1.6009 | 1.6282 | 1.6552 | 0 | 0 | 0 | 0 | 0 | 0 | 0 | 0
F6_Commercial_Healthcare_New_Space Heating_Natural Gas_Boiler_E4 | F6 | Commercial | Healthcare | New | Space Heating | Natural Gas | Boiler | E4 | Utility - Value of Sales | 0.7475 | 0.75525 | 0.76415 | 0.77707 | 0.79329 | 0.81186 | 0.82889 | 0.84397 | 0.8583 | 0.87254 | 0.8872 | 0.90188 | 0.91625 | 0.93108 | 0.94546 | 0.96019 | 0.97578 | 0.99152 | 1.0074 | 1.0235 | 1.0394 | 1.0553 | 0 | 0 | 0 | 0 | 0 | 0 | 0 | 0
F6_Commercial_Healthcare_New_Space Heating_Natural Gas_Boiler_E5 | F6 | Commercial | Healthcare | New | Space Heating | Natural Gas | Boiler | E5 | Utility - Value of Sales | 0 | 0 | 0 | 0 | 0 | 0 | 0 | 0 | 0 | 0 | 0 | 0 | 0 | 0 | 0 | 0 | 0 | 0 | 0 | 0 | 0 | 0 | 0 | 0 | 0 | 0 | 0 | 0 | 0 | 0
F6_Commercial_Healthcare_New_Space Heating_Natural Gas_Boiler_E6 | F6 | Commercial | Healthcare | New | Space Heating | Natural Gas | Boiler | E6 | Utility - Value of Sales | 0 | 0 | 0 | 0 | 0 | 0 | 0 | 0 | 0 | 0 | 0 | 0 | 0 | 0 | 0 | 0 | 0 | 0 | 0 | 0 | 0 | 0 | 0 | 0 | 0 | 0 | 0 | 0 | 0 | 0
F6_Commercial_Healthcare_New_Space Heating_Natural Gas_Boiler_E7 | F6 | Commercial | Healthcare | New | Space Heating | Natural Gas | Boiler | E7 | Utility - Value of Sales | 0 | 0 | 0 | 0 | 0 | 0 | 0 | 0 | 0 | 0 | 0 | 0 | 0 | 0 | 0 | 0 | 0 | 0 | 0 | 0 | 0 | 0 | 0 | 0 | 0 | 0 | 0 | 0 | 0 | 0
F6_Commercial_Healthcare_New_Space Heating_Natural Gas_Boiler_E8 | F6 | Commercial | Healthcare | New | Space Heating | Natural Gas | Boiler | E8 | Utility - Value of Sales | 0 | 0 | 0 | 0 | 0 | 0 | 0 | 0 | 0 | 0 | 0 | 0 | 0 | 0 | 0 | 0 | 0 | 0 | 0 | 0 | 0 | 0 | 0 | 0 | 0 | 0 | 0 | 0 | 0 | 0
F6_Commercial_Healthcare_New_Space Heating_Natural Gas_Boiler_E9 | F6 | Commercial | Healthcare | New | Space Heating | Natural Gas | Boiler | E9 | Utility - Value of Sales | 0 | 0 | 0 | 0 | 0 | 0 | 0 | 0 | 0 | 0 | 0 | 0 | 0 | 0 | 0 | 0 | 0 | 0 | 0 | 0 | 0 | 0 | 0 | 0 | 0 | 0 | 0 | 0 | 0 | 0
F6_Commercial_Healthcare_New_Space Heating_Natural Gas_Boiler_E10 | F6 | Commercial | Healthcare | New | Space Heating | Natural Gas | Boiler | E10 | Utility - Value of Sales | 0 | 0 | 0 | 0 | 0 | 0 | 0 | 0 | 0 | 0 | 0 | 0 | 0 | 0 | 0 | 0 | 0 | 0 | 0 | 0 | 0 | 0 | 0 | 0 | 0 | 0 | 0 | 0 | 0 | 0
F1_Commercial_Healthcare_New_Space Heating_Natural Gas_Unit Heater_E1 | F1 | Commercial | Healthcare | New | Space Heating | Natural Gas | Unit Heater | E1 | Participant - Cost of Equipment | 0.064884 | 0.064884 | 0.064884 | 0.064884 | 0.064884 | 0.064884 | 0.064884 | 0.064884 | 0.064884 | 0.064884 | 0.064884 | 0.064884 | 0.064884 | 0.064884 | 0.064884 | 0.064884 | 0.064884 | 0.064884 | 0.064884 | 0.064884 | 0.064884 | 0.064884 | 0 | 0 | 0 | 0 | 0 | 0 | 0 | 0
F1_Commercial_Healthcare_New_Space Heating_Natural Gas_Unit Heater_E2 | F1 | Commercial | Healthcare | New | Space Heating | Natural Gas | Unit Heater | E2 | Participant - Cost of Equipment | 0.1423 | 0.1423 | 0.1423 | 0.1423 | 0.1423 | 0.1423 | 0.1423 | 0.1423 | 0.1423 | 0.1423 | 0.1423 | 0.1423 | 0.1423 | 0.1423 | 0.1423 | 0.1423 | 0.1423 | 0.1423 | 0.1423 | 0.1423 | 0.1423 | 0.1423 | 0 | 0 | 0 | 0 | 0 | 0 | 0 | 0
F1_Commercial_Healthcare_New_Space Heating_Natural Gas_Unit Heater_E3 | F1 | Commercial | Healthcare | New | Space Heating | Natural Gas | Unit Heater | E3 | Participant - Cost of Equipment | 0.075857 | 0.075857 | 0.075857 | 0.075857 | 0.075857 | 0.075857 | 0.075857 | 0.075857 | 0.075857 | 0.075857 | 0.075857 | 0.075857 | 0.075857 | 0.075857 | 0.075857 | 0.075857 | 0.075857 | 0.075857 | 0.075857 | 0.075857 | 0.075857 | 0.075857 | 0 | 0 | 0 | 0 | 0 | 0 | 0 | 0
F1_Commercial_Healthcare_New_Space Heating_Natural Gas_Unit Heater_E4 | F1 | Commercial | Healthcare | New | Space Heating | Natural Gas | Unit Heater | E4 | Participant - Cost of Equipment | 0 | 0 | 0 | 0 | 0 | 0 | 0 | 0 | 0 | 0 | 0 | 0 | 0 | 0 | 0 | 0 | 0 | 0 | 0 | 0 | 0 | 0 | 0 | 0 | 0 | 0 | 0 | 0 | 0 | 0
F1_Commercial_Healthcare_New_Space Heating_Natural Gas_Unit Heater_E5 | F1 | Commercial | Healthcare | New | Space Heating | Natural Gas | Unit Heater | E5 | Participant - Cost of Equipment | 0 | 0 | 0 | 0 | 0 | 0 | 0 | 0 | 0 | 0 | 0 | 0 | 0 | 0 | 0 | 0 | 0 | 0 | 0 | 0 | 0 | 0 | 0 | 0 | 0 | 0 | 0 | 0 | 0 | 0
F1_Commercial_Healthcare_New_Space Heating_Natural Gas_Unit Heater_E6 | F1 | Commercial | Healthcare | New | Space Heating | Natural Gas | Unit Heater | E6 | Participant - Cost of Equipment | 0 | 0 | 0 | 0 | 0 | 0 | 0 | 0 | 0 | 0 | 0 | 0 | 0 | 0 | 0 | 0 | 0 | 0 | 0 | 0 | 0 | 0 | 0 | 0 | 0 | 0 | 0 | 0 | 0 | 0
F1_Commercial_Healthcare_New_Space Heating_Natural Gas_Unit Heater_E7 | F1 | Commercial | Healthcare | New | Space Heating | Natural Gas | Unit Heater | E7 | Participant - Cost of Equipment | 0 | 0 | 0 | 0 | 0 | 0 | 0 | 0 | 0 | 0 | 0 | 0 | 0 | 0 | 0 | 0 | 0 | 0 | 0 | 0 | 0 | 0 | 0 | 0 | 0 | 0 | 0 | 0 | 0 | 0
F1_Commercial_Healthcare_New_Space Heating_Natural Gas_Unit Heater_E8 | F1 | Commercial | Healthcare | New | Space Heating | Natural Gas | Unit Heater | E8 | Participant - Cost of Equipment | 0 | 0 | 0 | 0 | 0 | 0 | 0 | 0 | 0 | 0 | 0 | 0 | 0 | 0 | 0 | 0 | 0 | 0 | 0 | 0 | 0 | 0 | 0 | 0 | 0 | 0 | 0 | 0 | 0 | 0
F1_Commercial_Healthcare_New_Space Heating_Natural Gas_Unit Heater_E9 | F1 | Commercial | Healthcare | New | Space Heating | Natural Gas | Unit Heater | E9 | Participant - Cost of Equipment | 0 | 0 | 0 | 0 | 0 | 0 | 0 | 0 | 0 | 0 | 0 | 0 | 0 | 0 | 0 | 0 | 0 | 0 | 0 | 0 | 0 | 0 | 0 | 0 | 0 | 0 | 0 | 0 | 0 | 0
F1_Commercial_Healthcare_New_Space Heating_Natural Gas_Unit Heater_E10 | F1 | Commercial | Healthcare | New | Space Heating | Natural Gas | Unit Heater | E10 | Participant - Cost of Equipment | 0 | 0 | 0 | 0 | 0 | 0 | 0 | 0 | 0 | 0 | 0 | 0 | 0 | 0 | 0 | 0 | 0 | 0 | 0 | 0 | 0 | 0 | 0 | 0 | 0 | 0 | 0 | 0 | 0 | 0
F2_Commercial_Healthcare_New_Space Heating_Natural Gas_Unit Heater_E1 | F2 | Commercial | Healthcare | New | Space Heating | Natural Gas | Unit Heater | E1 | Participant - Cost of Operation | 0.91053 | 0.91832 | 0.92764 | 0.94308 | 0.96365 | 0.98791 | 1.0102 | 1.0301 | 1.0493 | 1.068 | 1.0869 | 1.1052 | 1.1224 | 1.1397 | 1.1562 | 1.1731 | 1.1912 | 1.2094 | 1.2278 | 1.2462 | 1.2645 | 1.2825 | 0 | 0 | 0 | 0 | 0 | 0 | 0 | 0
F2_Commercial_Healthcare_New_Space Heating_Natural Gas_Unit Heater_E2 | F2 | Commercial | Healthcare | New | Space Heating | Natural Gas | Unit Heater | E2 | Participant - Cost of Operation | 0.86719 | 0.87461 | 0.88349 | 0.89819 | 0.91778 | 0.94089 | 0.96213 | 0.98104 | 0.99938 | 1.0172 | 1.0351 | 1.0526 | 1.069 | 1.0854 | 1.1011 | 1.1173 | 1.1345 | 1.1519 | 1.1694 | 1.1869 | 1.2043 | 1.2214 | 0 | 0 | 0 | 0 | 0 | 0 | 0 | 0
F2_Commercial_Healthcare_New_Space Heating_Natural Gas_Unit Heater_E3 | F2 | Commercial | Healthcare | New | Space Heating | Natural Gas | Unit Heater | E3 | Participant - Cost of Operation | 0.79088 | 0.79905 | 0.80843 | 0.82236 | 0.83967 | 0.85943 | 0.87757 | 0.89358 | 0.90876 | 0.92376 | 0.93913 | 0.9544 | 0.96927 | 0.98497 | 1.0002 | 1.0158 | 1.0323 | 1.0489 | 1.0658 | 1.0827 | 1.0996 | 1.1164 | 0 | 0 | 0 | 0 | 0 | 0 | 0 | 0
F2_Commercial_Healthcare_New_Space Heating_Natural Gas_Unit Heater_E4 | F2 | Commercial | Healthcare | New | Space Heating | Natural Gas | Unit Heater | E4 | Participant - Cost of Operation | 0 | 0 | 0 | 0 | 0 | 0 | 0 | 0 | 0 | 0 | 0 | 0 | 0 | 0 | 0 | 0 | 0 | 0 | 0 | 0 | 0 | 0 | 0 | 0 | 0 | 0 | 0 | 0 | 0 | 0
F2_Commercial_Healthcare_New_Space Heating_Natural Gas_Unit Heater_E5 | F2 | Commercial | Healthcare | New | Space Heating | Natural Gas | Unit Heater | E5 | Participant - Cost of Operation | 0 | 0 | 0 | 0 | 0 | 0 | 0 | 0 | 0 | 0 | 0 | 0 | 0 | 0 | 0 | 0 | 0 | 0 | 0 | 0 | 0 | 0 | 0 | 0 | 0 | 0 | 0 | 0 | 0 | 0
F2_Commercial_Healthcare_New_Space Heating_Natural Gas_Unit Heater_E6 | F2 | Commercial | Healthcare | New | Space Heating | Natural Gas | Unit Heater | E6 | Participant - Cost of Operation | 0 | 0 | 0 | 0 | 0 | 0 | 0 | 0 | 0 | 0 | 0 | 0 | 0 | 0 | 0 | 0 | 0 | 0 | 0 | 0 | 0 | 0 | 0 | 0 | 0 | 0 | 0 | 0 | 0 | 0
F2_Commercial_Healthcare_New_Space Heating_Natural Gas_Unit Heater_E7 | F2 | Commercial | Healthcare | New | Space Heating | Natural Gas | Unit Heater | E7 | Participant - Cost of Operation | 0 | 0 | 0 | 0 | 0 | 0 | 0 | 0 | 0 | 0 | 0 | 0 | 0 | 0 | 0 | 0 | 0 | 0 | 0 | 0 | 0 | 0 | 0 | 0 | 0 | 0 | 0 | 0 | 0 | 0
F2_Commercial_Healthcare_New_Space Heating_Natural Gas_Unit Heater_E8 | F2 | Commercial | Healthcare | New | Space Heating | Natural Gas | Unit Heater | E8 | Participant - Cost of Operation | 0 | 0 | 0 | 0 | 0 | 0 | 0 | 0 | 0 | 0 | 0 | 0 | 0 | 0 | 0 | 0 | 0 | 0 | 0 | 0 | 0 | 0 | 0 | 0 | 0 | 0 | 0 | 0 | 0 | 0
F2_Commercial_Healthcare_New_Space Heating_Natural Gas_Unit Heater_E9 | F2 | Commercial | Healthcare | New | Space Heating | Natural Gas | Unit Heater | E9 | Participant - Cost of Operation | 0 | 0 | 0 | 0 | 0 | 0 | 0 | 0 | 0 | 0 | 0 | 0 | 0 | 0 | 0 | 0 | 0 | 0 | 0 | 0 | 0 | 0 | 0 | 0 | 0 | 0 | 0 | 0 | 0 | 0
F2_Commercial_Healthcare_New_Space Heating_Natural Gas_Unit Heater_E10 | F2 | Commercial | Healthcare | New | Space Heating | Natural Gas | Unit Heater | E10 | Participant - Cost of Operation | 0 | 0 | 0 | 0 | 0 | 0 | 0 | 0 | 0 | 0 | 0 | 0 | 0 | 0 | 0 | 0 | 0 | 0 | 0 | 0 | 0 | 0 | 0 | 0 | 0 | 0 | 0 | 0 | 0 | 0
F3_Commercial_Healthcare_New_Space Heating_Natural Gas_Unit Heater_E1 | F3 | Commercial | Healthcare | New | Space Heating | Natural Gas | Unit Heater | E1 | System - kBTUs of Conusmption | 85.394 | 85.6493 | 85.9321 | 86.5822 | 87.157 | 87.6417 | 88.01 | 88.3755 | 88.7154 | 88.9323 | 89.006 | 88.9898 | 88.858 | 88.6058 | 88.2949 | 87.9918 | 87.666 | 87.3178 | 86.92 | 86.5369 | 86.1392 | 85.7304 | 0 | 0 | 0 | 0 | 0 | 0 | 0 | 0
F3_Commercial_Healthcare_New_Space Heating_Natural Gas_Unit Heater_E2 | F3 | Commercial | Healthcare | New | Space Heating | Natural Gas | Unit Heater | E2 | System - kBTUs of Conusmption | 81.3295 | 81.5726 | 81.842 | 82.4611 | 83.0086 | 83.4702 | 83.821 | 84.1691 | 84.4928 | 84.6994 | 84.7696 | 84.7541 | 84.6286 | 84.3884 | 84.0923 | 83.8037 | 83.4934 | 83.1618 | 82.7829 | 82.418 | 82.0392 | 81.6499 | 0 | 0 | 0 | 0 | 0 | 0 | 0 | 0
F3_Commercial_Healthcare_New_Space Heating_Natural Gas_Unit Heater_E3 | F3 | Commercial | Healthcare | New | Space Heating | Natural Gas | Unit Heater | E3 | System - kBTUs of Conusmption | 73.179 | 73.4012 | 73.6375 | 74.1215 | 74.5109 | 74.8063 | 74.9852 | 75.1245 | 75.2023 | 75.2217 | 75.1658 | 75.0719 | 74.921 | 74.7495 | 74.538 | 74.332 | 74.1104 | 73.8736 | 73.6031 | 73.3426 | 73.0722 | 72.7942 | 0 | 0 | 0 | 0 | 0 | 0 | 0 | 0
F3_Commercial_Healthcare_New_Space Heating_Natural Gas_Unit Heater_E4 | F3 | Commercial | Healthcare | New | Space Heating | Natural Gas | Unit Heater | E4 | System - kBTUs of Conusmption | 0 | 0 | 0 | 0 | 0 | 0 | 0 | 0 | 0 | 0 | 0 | 0 | 0 | 0 | 0 | 0 | 0 | 0 | 0 | 0 | 0 | 0 | 0 | 0 | 0 | 0 | 0 | 0 | 0 | 0
F3_Commercial_Healthcare_New_Space Heating_Natural Gas_Unit Heater_E5 | F3 | Commercial | Healthcare | New | Space Heating | Natural Gas | Unit Heater | E5 | System - kBTUs of Conusmption | 0 | 0 | 0 | 0 | 0 | 0 | 0 | 0 | 0 | 0 | 0 | 0 | 0 | 0 | 0 | 0 | 0 | 0 | 0 | 0 | 0 | 0 | 0 | 0 | 0 | 0 | 0 | 0 | 0 | 0
F3_Commercial_Healthcare_New_Space Heating_Natural Gas_Unit Heater_E6 | F3 | Commercial | Healthcare | New | Space Heating | Natural Gas | Unit Heater | E6 | System - kBTUs of Conusmption | 0 | 0 | 0 | 0 | 0 | 0 | 0 | 0 | 0 | 0 | 0 | 0 | 0 | 0 | 0 | 0 | 0 | 0 | 0 | 0 | 0 | 0 | 0 | 0 | 0 | 0 | 0 | 0 | 0 | 0
F3_Commercial_Healthcare_New_Space Heating_Natural Gas_Unit Heater_E7 | F3 | Commercial | Healthcare | New | Space Heating | Natural Gas | Unit Heater | E7 | System - kBTUs of Conusmption | 0 | 0 | 0 | 0 | 0 | 0 | 0 | 0 | 0 | 0 | 0 | 0 | 0 | 0 | 0 | 0 | 0 | 0 | 0 | 0 | 0 | 0 | 0 | 0 | 0 | 0 | 0 | 0 | 0 | 0
F3_Commercial_Healthcare_New_Space Heating_Natural Gas_Unit Heater_E8 | F3 | Commercial | Healthcare | New | Space Heating | Natural Gas | Unit Heater | E8 | System - kBTUs of Conusmption | 0 | 0 | 0 | 0 | 0 | 0 | 0 | 0 | 0 | 0 | 0 | 0 | 0 | 0 | 0 | 0 | 0 | 0 | 0 | 0 | 0 | 0 | 0 | 0 | 0 | 0 | 0 | 0 | 0 | 0
F3_Commercial_Healthcare_New_Space Heating_Natural Gas_Unit Heater_E9 | F3 | Commercial | Healthcare | New | Space Heating | Natural Gas | Unit Heater | E9 | System - kBTUs of Conusmption | 0 | 0 | 0 | 0 | 0 | 0 | 0 | 0 | 0 | 0 | 0 | 0 | 0 | 0 | 0 | 0 | 0 | 0 | 0 | 0 | 0 | 0 | 0 | 0 | 0 | 0 | 0 | 0 | 0 | 0
F3_Commercial_Healthcare_New_Space Heating_Natural Gas_Unit Heater_E10 | F3 | Commercial | Healthcare | New | Space Heating | Natural Gas | Unit Heater | E10 | System - kBTUs of Conusmption | 0 | 0 | 0 | 0 | 0 | 0 | 0 | 0 | 0 | 0 | 0 | 0 | 0 | 0 | 0 | 0 | 0 | 0 | 0 | 0 | 0 | 0 | 0 | 0 | 0 | 0 | 0 | 0 | 0 | 0
F4_Commercial_Healthcare_New_Space Heating_Natural Gas_Unit Heater_E1 | F4 | Commercial | Healthcare | New | Space Heating | Natural Gas | Unit Heater | E1 | Utility - Cost of Equipment | 0.064884 | 0.064884 | 0.064884 | 0.064884 | 0.064884 | 0.064884 | 0.064884 | 0.064884 | 0.064884 | 0.064884 | 0.064884 | 0.064884 | 0.064884 | 0.064884 | 0.064884 | 0.064884 | 0.064884 | 0.064884 | 0.064884 | 0.064884 | 0.064884 | 0.064884 | 0 | 0 | 0 | 0 | 0 | 0 | 0 | 0
F4_Commercial_Healthcare_New_Space Heating_Natural Gas_Unit Heater_E2 | F4 | Commercial | Healthcare | New | Space Heating | Natural Gas | Unit Heater | E2 | Utility - Cost of Equipment | 0.1423 | 0.1423 | 0.1423 | 0.1423 | 0.1423 | 0.1423 | 0.1423 | 0.1423 | 0.1423 | 0.1423 | 0.1423 | 0.1423 | 0.1423 | 0.1423 | 0.1423 | 0.1423 | 0.1423 | 0.1423 | 0.1423 | 0.1423 | 0.1423 | 0.1423 | 0 | 0 | 0 | 0 | 0 | 0 | 0 | 0
F4_Commercial_Healthcare_New_Space Heating_Natural Gas_Unit Heater_E3 | F4 | Commercial | Healthcare | New | Space Heating | Natural Gas | Unit Heater | E3 | Utility - Cost of Equipment | 0.075857 | 0.075857 | 0.075857 | 0.075857 | 0.075857 | 0.075857 | 0.075857 | 0.075857 | 0.075857 | 0.075857 | 0.075857 | 0.075857 | 0.075857 | 0.075857 | 0.075857 | 0.075857 | 0.075857 | 0.075857 | 0.075857 | 0.075857 | 0.075857 | 0.075857 | 0 | 0 | 0 | 0 | 0 | 0 | 0 | 0
F4_Commercial_Healthcare_New_Space Heating_Natural Gas_Unit Heater_E4 | F4 | Commercial | Healthcare | New | Space Heating | Natural Gas | Unit Heater | E4 | Utility - Cost of Equipment | 0 | 0 | 0 | 0 | 0 | 0 | 0 | 0 | 0 | 0 | 0 | 0 | 0 | 0 | 0 | 0 | 0 | 0 | 0 | 0 | 0 | 0 | 0 | 0 | 0 | 0 | 0 | 0 | 0 | 0
F4_Commercial_Healthcare_New_Space Heating_Natural Gas_Unit Heater_E5 | F4 | Commercial | Healthcare | New | Space Heating | Natural Gas | Unit Heater | E5 | Utility - Cost of Equipment | 0 | 0 | 0 | 0 | 0 | 0 | 0 | 0 | 0 | 0 | 0 | 0 | 0 | 0 | 0 | 0 | 0 | 0 | 0 | 0 | 0 | 0 | 0 | 0 | 0 | 0 | 0 | 0 | 0 | 0
F4_Commercial_Healthcare_New_Space Heating_Natural Gas_Unit Heater_E6 | F4 | Commercial | Healthcare | New | Space Heating | Natural Gas | Unit Heater | E6 | Utility - Cost of Equipment | 0 | 0 | 0 | 0 | 0 | 0 | 0 | 0 | 0 | 0 | 0 | 0 | 0 | 0 | 0 | 0 | 0 | 0 | 0 | 0 | 0 | 0 | 0 | 0 | 0 | 0 | 0 | 0 | 0 | 0
F4_Commercial_Healthcare_New_Space Heating_Natural Gas_Unit Heater_E7 | F4 | Commercial | Healthcare | New | Space Heating | Natural Gas | Unit Heater | E7 | Utility - Cost of Equipment | 0 | 0 | 0 | 0 | 0 | 0 | 0 | 0 | 0 | 0 | 0 | 0 | 0 | 0 | 0 | 0 | 0 | 0 | 0 | 0 | 0 | 0 | 0 | 0 | 0 | 0 | 0 | 0 | 0 | 0
F4_Commercial_Healthcare_New_Space Heating_Natural Gas_Unit Heater_E8 | F4 | Commercial | Healthcare | New | Space Heating | Natural Gas | Unit Heater | E8 | Utility - Cost of Equipment | 0 | 0 | 0 | 0 | 0 | 0 | 0 | 0 | 0 | 0 | 0 | 0 | 0 | 0 | 0 | 0 | 0 | 0 | 0 | 0 | 0 | 0 | 0 | 0 | 0 | 0 | 0 | 0 | 0 | 0
F4_Commercial_Healthcare_New_Space Heating_Natural Gas_Unit Heater_E9 | F4 | Commercial | Healthcare | New | Space Heating | Natural Gas | Unit Heater | E9 | Utility - Cost of Equipment | 0 | 0 | 0 | 0 | 0 | 0 | 0 | 0 | 0 | 0 | 0 | 0 | 0 | 0 | 0 | 0 | 0 | 0 | 0 | 0 | 0 | 0 | 0 | 0 | 0 | 0 | 0 | 0 | 0 | 0
F4_Commercial_Healthcare_New_Space Heating_Natural Gas_Unit Heater_E10 | F4 | Commercial | Healthcare | New | Space Heating | Natural Gas | Unit Heater | E10 | Utility - Cost of Equipment | 0 | 0 | 0 | 0 | 0 | 0 | 0 | 0 | 0 | 0 | 0 | 0 | 0 | 0 | 0 | 0 | 0 | 0 | 0 | 0 | 0 | 0 | 0 | 0 | 0 | 0 | 0 | 0 | 0 | 0
F5_Commercial_Healthcare_New_Space Heating_Natural Gas_Unit Heater_E1 | F5 | Commercial | Healthcare | New | Space Heating | Natural Gas | Unit Heater | E1 | Utility - Cost of Operation | 0.76 | 0.7665 | 0.77429 | 0.78717 | 0.80434 | 0.82459 | 0.84321 | 0.85978 | 0.87585 | 0.89145 | 0.90717 | 0.92246 | 0.93685 | 0.95126 | 0.96504 | 0.97916 | 0.99427 | 1.0095 | 1.0248 | 1.0402 | 1.0554 | 1.0704 | 0 | 0 | 0 | 0 | 0 | 0 | 0 | 0
F5_Commercial_Healthcare_New_Space Heating_Natural Gas_Unit Heater_E2 | F5 | Commercial | Healthcare | New | Space Heating | Natural Gas | Unit Heater | E2 | Utility - Cost of Operation | 0.72383 | 0.73002 | 0.73743 | 0.7497 | 0.76605 | 0.78534 | 0.80307 | 0.81886 | 0.83417 | 0.84902 | 0.86399 | 0.87855 | 0.89226 | 0.90599 | 0.9191 | 0.93256 | 0.94695 | 0.96143 | 0.97604 | 0.9907 | 1.0052 | 1.0195 | 0 | 0 | 0 | 0 | 0 | 0 | 0 | 0
F5_Commercial_Healthcare_New_Space Heating_Natural Gas_Unit Heater_E3 | F5 | Commercial | Healthcare | New | Space Heating | Natural Gas | Unit Heater | E3 | Utility - Cost of Operation | 0.66013 | 0.66695 | 0.67478 | 0.68641 | 0.70086 | 0.71735 | 0.73249 | 0.74585 | 0.75852 | 0.77105 | 0.78387 | 0.79662 | 0.80903 | 0.82213 | 0.83483 | 0.84784 | 0.86161 | 0.87551 | 0.88957 | 0.90373 | 0.91783 | 0.93184 | 0 | 0 | 0 | 0 | 0 | 0 | 0 | 0
F5_Commercial_Healthcare_New_Space Heating_Natural Gas_Unit Heater_E4 | F5 | Commercial | Healthcare | New | Space Heating | Natural Gas | Unit Heater | E4 | Utility - Cost of Operation | 0 | 0 | 0 | 0 | 0 | 0 | 0 | 0 | 0 | 0 | 0 | 0 | 0 | 0 | 0 | 0 | 0 | 0 | 0 | 0 | 0 | 0 | 0 | 0 | 0 | 0 | 0 | 0 | 0 | 0
F5_Commercial_Healthcare_New_Space Heating_Natural Gas_Unit Heater_E5 | F5 | Commercial | Healthcare | New | Space Heating | Natural Gas | Unit Heater | E5 | Utility - Cost of Operation | 0 | 0 | 0 | 0 | 0 | 0 | 0 | 0 | 0 | 0 | 0 | 0 | 0 | 0 | 0 | 0 | 0 | 0 | 0 | 0 | 0 | 0 | 0 | 0 | 0 | 0 | 0 | 0 | 0 | 0
F5_Commercial_Healthcare_New_Space Heating_Natural Gas_Unit Heater_E6 | F5 | Commercial | Healthcare | New | Space Heating | Natural Gas | Unit Heater | E6 | Utility - Cost of Operation | 0 | 0 | 0 | 0 | 0 | 0 | 0 | 0 | 0 | 0 | 0 | 0 | 0 | 0 | 0 | 0 | 0 | 0 | 0 | 0 | 0 | 0 | 0 | 0 | 0 | 0 | 0 | 0 | 0 | 0
F5_Commercial_Healthcare_New_Space Heating_Natural Gas_Unit Heater_E7 | F5 | Commercial | Healthcare | New | Space Heating | Natural Gas | Unit Heater | E7 | Utility - Cost of Operation | 0 | 0 | 0 | 0 | 0 | 0 | 0 | 0 | 0 | 0 | 0 | 0 | 0 | 0 | 0 | 0 | 0 | 0 | 0 | 0 | 0 | 0 | 0 | 0 | 0 | 0 | 0 | 0 | 0 | 0
F5_Commercial_Healthcare_New_Space Heating_Natural Gas_Unit Heater_E8 | F5 | Commercial | Healthcare | New | Space Heating | Natural Gas | Unit Heater | E8 | Utility - Cost of Operation | 0 | 0 | 0 | 0 | 0 | 0 | 0 | 0 | 0 | 0 | 0 | 0 | 0 | 0 | 0 | 0 | 0 | 0 | 0 | 0 | 0 | 0 | 0 | 0 | 0 | 0 | 0 | 0 | 0 | 0
F5_Commercial_Healthcare_New_Space Heating_Natural Gas_Unit Heater_E9 | F5 | Commercial | Healthcare | New | Space Heating | Natural Gas | Unit Heater | E9 | Utility - Cost of Operation | 0 | 0 | 0 | 0 | 0 | 0 | 0 | 0 | 0 | 0 | 0 | 0 | 0 | 0 | 0 | 0 | 0 | 0 | 0 | 0 | 0 | 0 | 0 | 0 | 0 | 0 | 0 | 0 | 0 | 0
F5_Commercial_Healthcare_New_Space Heating_Natural Gas_Unit Heater_E10 | F5 | Commercial | Healthcare | New | Space Heating | Natural Gas | Unit Heater | E10 | Utility - Cost of Operation | 0 | 0 | 0 | 0 | 0 | 0 | 0 | 0 | 0 | 0 | 0 | 0 | 0 | 0 | 0 | 0 | 0 | 0 | 0 | 0 | 0 | 0 | 0 | 0 | 0 | 0 | 0 | 0 | 0 | 0
F6_Commercial_Healthcare_New_Space Heating_Natural Gas_Unit Heater_E1 | F6 | Commercial | Healthcare | New | Space Heating | Natural Gas | Unit Heater | E1 | Utility - Value of Sales | 0.91053 | 0.91832 | 0.92764 | 0.94308 | 0.96365 | 0.98791 | 1.0102 | 1.0301 | 1.0493 | 1.068 | 1.0869 | 1.1052 | 1.1224 | 1.1397 | 1.1562 | 1.1731 | 1.1912 | 1.2094 | 1.2278 | 1.2462 | 1.2645 | 1.2825 | 0 | 0 | 0 | 0 | 0 | 0 | 0 | 0
F6_Commercial_Healthcare_New_Space Heating_Natural Gas_Unit Heater_E2 | F6 | Commercial | Healthcare | New | Space Heating | Natural Gas | Unit Heater | E2 | Utility - Value of Sales | 0.86719 | 0.87461 | 0.88349 | 0.89819 | 0.91778 | 0.94089 | 0.96213 | 0.98104 | 0.99938 | 1.0172 | 1.0351 | 1.0526 | 1.069 | 1.0854 | 1.1011 | 1.1173 | 1.1345 | 1.1519 | 1.1694 | 1.1869 | 1.2043 | 1.2214 | 0 | 0 | 0 | 0 | 0 | 0 | 0 | 0
F6_Commercial_Healthcare_New_Space Heating_Natural Gas_Unit Heater_E3 | F6 | Commercial | Healthcare | New | Space Heating | Natural Gas | Unit Heater | E3 | Utility - Value of Sales | 0.79088 | 0.79905 | 0.80843 | 0.82236 | 0.83967 | 0.85943 | 0.87757 | 0.89358 | 0.90876 | 0.92376 | 0.93913 | 0.9544 | 0.96927 | 0.98497 | 1.0002 | 1.0158 | 1.0323 | 1.0489 | 1.0658 | 1.0827 | 1.0996 | 1.1164 | 0 | 0 | 0 | 0 | 0 | 0 | 0 | 0
F6_Commercial_Healthcare_New_Space Heating_Natural Gas_Unit Heater_E4 | F6 | Commercial | Healthcare | New | Space Heating | Natural Gas | Unit Heater | E4 | Utility - Value of Sales | 0 | 0 | 0 | 0 | 0 | 0 | 0 | 0 | 0 | 0 | 0 | 0 | 0 | 0 | 0 | 0 | 0 | 0 | 0 | 0 | 0 | 0 | 0 | 0 | 0 | 0 | 0 | 0 | 0 | 0
F6_Commercial_Healthcare_New_Space Heating_Natural Gas_Unit Heater_E5 | F6 | Commercial | Healthcare | New | Space Heating | Natural Gas | Unit Heater | E5 | Utility - Value of Sales | 0 | 0 | 0 | 0 | 0 | 0 | 0 | 0 | 0 | 0 | 0 | 0 | 0 | 0 | 0 | 0 | 0 | 0 | 0 | 0 | 0 | 0 | 0 | 0 | 0 | 0 | 0 | 0 | 0 | 0
F6_Commercial_Healthcare_New_Space Heating_Natural Gas_Unit Heater_E6 | F6 | Commercial | Healthcare | New | Space Heating | Natural Gas | Unit Heater | E6 | Utility - Value of Sales | 0 | 0 | 0 | 0 | 0 | 0 | 0 | 0 | 0 | 0 | 0 | 0 | 0 | 0 | 0 | 0 | 0 | 0 | 0 | 0 | 0 | 0 | 0 | 0 | 0 | 0 | 0 | 0 | 0 | 0
F6_Commercial_Healthcare_New_Space Heating_Natural Gas_Unit Heater_E7 | F6 | Commercial | Healthcare | New | Space Heating | Natural Gas | Unit Heater | E7 | Utility - Value of Sales | 0 | 0 | 0 | 0 | 0 | 0 | 0 | 0 | 0 | 0 | 0 | 0 | 0 | 0 | 0 | 0 | 0 | 0 | 0 | 0 | 0 | 0 | 0 | 0 | 0 | 0 | 0 | 0 | 0 | 0
F6_Commercial_Healthcare_New_Space Heating_Natural Gas_Unit Heater_E8 | F6 | Commercial | Healthcare | New | Space Heating | Natural Gas | Unit Heater | E8 | Utility - Value of Sales | 0 | 0 | 0 | 0 | 0 | 0 | 0 | 0 | 0 | 0 | 0 | 0 | 0 | 0 | 0 | 0 | 0 | 0 | 0 | 0 | 0 | 0 | 0 | 0 | 0 | 0 | 0 | 0 | 0 | 0
F6_Commercial_Healthcare_New_Space Heating_Natural Gas_Unit Heater_E9 | F6 | Commercial | Healthcare | New | Space Heating | Natural Gas | Unit Heater | E9 | Utility - Value of Sales | 0 | 0 | 0 | 0 | 0 | 0 | 0 | 0 | 0 | 0 | 0 | 0 | 0 | 0 | 0 | 0 | 0 | 0 | 0 | 0 | 0 | 0 | 0 | 0 | 0 | 0 | 0 | 0 | 0 | 0
F6_Commercial_Healthcare_New_Space Heating_Natural Gas_Unit Heater_E10 | F6 | Commercial | Healthcare | New | Space Heating | Natural Gas | Unit Heater | E10 | Utility - Value of Sales | 0 | 0 | 0 | 0 | 0 | 0 | 0 | 0 | 0 | 0 | 0 | 0 | 0 | 0 | 0 | 0 | 0 | 0 | 0 | 0 | 0 | 0 | 0 | 0 | 0 | 0 | 0 | 0 | 0 | 0
F1_Commercial_Healthcare_New_Water Heating_Natural Gas_Water Heater_E1 | F1 | Commercial | Healthcare | New | Water Heating | Natural Gas | Water Heater | E1 | Participant - Cost of Equipment | 0.056714 | 0.056714 | 0.056714 | 0.056714 | 0.056714 | 0.056714 | 0.056714 | 0.056714 | 0.056714 | 0.056714 | 0.056714 | 0.056714 | 0.056714 | 0.056714 | 0.056714 | 0.056714 | 0.056714 | 0.056714 | 0.056714 | 0.056714 | 0.056714 | 0.056714 | 0 | 0 | 0 | 0 | 0 | 0 | 0 | 0
F1_Commercial_Healthcare_New_Water Heating_Natural Gas_Water Heater_E2 | F1 | Commercial | Healthcare | New | Water Heating | Natural Gas | Water Heater | E2 | Participant - Cost of Equipment | 0.056168 | 0.056168 | 0.056168 | 0.056168 | 0.056168 | 0.056168 | 0.056168 | 0.056168 | 0.056168 | 0.056168 | 0.056168 | 0.056168 | 0.056168 | 0.056168 | 0.056168 | 0.056168 | 0.056168 | 0.056168 | 0.056168 | 0.056168 | 0.056168 | 0.056168 | 0 | 0 | 0 | 0 | 0 | 0 | 0 | 0
F1_Commercial_Healthcare_New_Water Heating_Natural Gas_Water Heater_E3 | F1 | Commercial | Healthcare | New | Water Heating | Natural Gas | Water Heater | E3 | Participant - Cost of Equipment | 0.057338 | 0.057338 | 0.057338 | 0.057338 | 0.057338 | 0.057338 | 0.057338 | 0.057338 | 0.057338 | 0.057338 | 0.057338 | 0.057338 | 0.057338 | 0.057338 | 0.057338 | 0.057338 | 0.057338 | 0.057338 | 0.057338 | 0.057338 | 0.057338 | 0.057338 | 0 | 0 | 0 | 0 | 0 | 0 | 0 | 0
F1_Commercial_Healthcare_New_Water Heating_Natural Gas_Water Heater_E4 | F1 | Commercial | Healthcare | New | Water Heating | Natural Gas | Water Heater | E4 | Participant - Cost of Equipment | 0.045774 | 0.045774 | 0.045774 | 0.045774 | 0.045774 | 0.045774 | 0.045774 | 0.045774 | 0.045774 | 0.045774 | 0.045774 | 0.045774 | 0.045774 | 0.045774 | 0.045774 | 0.045774 | 0.045774 | 0.045774 | 0.045774 | 0.045774 | 0.045774 | 0.045774 | 0 | 0 | 0 | 0 | 0 | 0 | 0 | 0
F1_Commercial_Healthcare_New_Water Heating_Natural Gas_Water Heater_E5 | F1 | Commercial | Healthcare | New | Water Heating | Natural Gas | Water Heater | E5 | Participant - Cost of Equipment | 0 | 0 | 0 | 0 | 0 | 0 | 0 | 0 | 0 | 0 | 0 | 0 | 0 | 0 | 0 | 0 | 0 | 0 | 0 | 0 | 0 | 0 | 0 | 0 | 0 | 0 | 0 | 0 | 0 | 0
F1_Commercial_Healthcare_New_Water Heating_Natural Gas_Water Heater_E6 | F1 | Commercial | Healthcare | New | Water Heating | Natural Gas | Water Heater | E6 | Participant - Cost of Equipment | 0 | 0 | 0 | 0 | 0 | 0 | 0 | 0 | 0 | 0 | 0 | 0 | 0 | 0 | 0 | 0 | 0 | 0 | 0 | 0 | 0 | 0 | 0 | 0 | 0 | 0 | 0 | 0 | 0 | 0
F1_Commercial_Healthcare_New_Water Heating_Natural Gas_Water Heater_E7 | F1 | Commercial | Healthcare | New | Water Heating | Natural Gas | Water Heater | E7 | Participant - Cost of Equipment | 0 | 0 | 0 | 0 | 0 | 0 | 0 | 0 | 0 | 0 | 0 | 0 | 0 | 0 | 0 | 0 | 0 | 0 | 0 | 0 | 0 | 0 | 0 | 0 | 0 | 0 | 0 | 0 | 0 | 0
F1_Commercial_Healthcare_New_Water Heating_Natural Gas_Water Heater_E8 | F1 | Commercial | Healthcare | New | Water Heating | Natural Gas | Water Heater | E8 | Participant - Cost of Equipment | 0 | 0 | 0 | 0 | 0 | 0 | 0 | 0 | 0 | 0 | 0 | 0 | 0 | 0 | 0 | 0 | 0 | 0 | 0 | 0 | 0 | 0 | 0 | 0 | 0 | 0 | 0 | 0 | 0 | 0
F1_Commercial_Healthcare_New_Water Heating_Natural Gas_Water Heater_E9 | F1 | Commercial | Healthcare | New | Water Heating | Natural Gas | Water Heater | E9 | Participant - Cost of Equipment | 0 | 0 | 0 | 0 | 0 | 0 | 0 | 0 | 0 | 0 | 0 | 0 | 0 | 0 | 0 | 0 | 0 | 0 | 0 | 0 | 0 | 0 | 0 | 0 | 0 | 0 | 0 | 0 | 0 | 0
F1_Commercial_Healthcare_New_Water Heating_Natural Gas_Water Heater_E10 | F1 | Commercial | Healthcare | New | Water Heating | Natural Gas | Water Heater | E10 | Participant - Cost of Equipment | 0 | 0 | 0 | 0 | 0 | 0 | 0 | 0 | 0 | 0 | 0 | 0 | 0 | 0 | 0 | 0 | 0 | 0 | 0 | 0 | 0 | 0 | 0 | 0 | 0 | 0 | 0 | 0 | 0 | 0
F2_Commercial_Healthcare_New_Water Heating_Natural Gas_Water Heater_E1 | F2 | Commercial | Healthcare | New | Water Heating | Natural Gas | Water Heater | E1 | Participant - Cost of Operation | 0.93987 | 0.94613 | 0.95425 | 0.96992 | 0.99167 | 1.0178 | 1.0416 | 1.062 | 1.0813 | 1.101 | 1.1222 | 1.1428 | 1.1623 | 1.1819 | 1.1993 | 1.2157 | 1.2335 | 1.2513 | 1.2692 | 1.2872 | 1.3048 | 1.3219 | 0 | 0 | 0 | 0 | 0 | 0 | 0 | 0
F2_Commercial_Healthcare_New_Water Heating_Natural Gas_Water Heater_E2 | F2 | Commercial | Healthcare | New | Water Heating | Natural Gas | Water Heater | E2 | Participant - Cost of Operation | 0.86155 | 0.86729 | 0.87473 | 0.88909 | 0.90903 | 0.93303 | 0.95481 | 0.97348 | 0.99119 | 1.0093 | 1.0287 | 1.0476 | 1.0654 | 1.0834 | 1.0993 | 1.1144 | 1.1307 | 1.147 | 1.1635 | 1.1799 | 1.196 | 1.2118 | 0 | 0 | 0 | 0 | 0 | 0 | 0 | 0
F2_Commercial_Healthcare_New_Water Heating_Natural Gas_Water Heater_E3 | F2 | Commercial | Healthcare | New | Water Heating | Natural Gas | Water Heater | E3 | Participant - Cost of Operation | 0.84396 | 0.84959 | 0.85688 | 0.87095 | 0.89048 | 0.91398 | 0.93533 | 0.95361 | 0.97096 | 0.98869 | 1.0077 | 1.0262 | 1.0437 | 1.0613 | 1.0769 | 1.0916 | 1.1076 | 1.1236 | 1.1397 | 1.1558 | 1.1716 | 1.1871 | 0 | 0 | 0 | 0 | 0 | 0 | 0 | 0
F2_Commercial_Healthcare_New_Water Heating_Natural Gas_Water Heater_E4 | F2 | Commercial | Healthcare | New | Water Heating | Natural Gas | Water Heater | E4 | Participant - Cost of Operation | 0.56412 | 0.56929 | 0.57538 | 0.58504 | 0.59771 | 0.61259 | 0.62638 | 0.63838 | 0.64964 | 0.66069 | 0.67196 | 0.68308 | 0.69376 | 0.70465 | 0.71512 | 0.72584 | 0.73727 | 0.74878 | 0.7604 | 0.77208 | 0.78367 | 0.79513 | 0 | 0 | 0 | 0 | 0 | 0 | 0 | 0
F2_Commercial_Healthcare_New_Water Heating_Natural Gas_Water Heater_E5 | F2 | Commercial | Healthcare | New | Water Heating | Natural Gas | Water Heater | E5 | Participant - Cost of Operation | 0 | 0 | 0 | 0 | 0 | 0 | 0 | 0 | 0 | 0 | 0 | 0 | 0 | 0 | 0 | 0 | 0 | 0 | 0 | 0 | 0 | 0 | 0 | 0 | 0 | 0 | 0 | 0 | 0 | 0
F2_Commercial_Healthcare_New_Water Heating_Natural Gas_Water Heater_E6 | F2 | Commercial | Healthcare | New | Water Heating | Natural Gas | Water Heater | E6 | Participant - Cost of Operation | 0 | 0 | 0 | 0 | 0 | 0 | 0 | 0 | 0 | 0 | 0 | 0 | 0 | 0 | 0 | 0 | 0 | 0 | 0 | 0 | 0 | 0 | 0 | 0 | 0 | 0 | 0 | 0 | 0 | 0
F2_Commercial_Healthcare_New_Water Heating_Natural Gas_Water Heater_E7 | F2 | Commercial | Healthcare | New | Water Heating | Natural Gas | Water Heater | E7 | Participant - Cost of Operation | 0 | 0 | 0 | 0 | 0 | 0 | 0 | 0 | 0 | 0 | 0 | 0 | 0 | 0 | 0 | 0 | 0 | 0 | 0 | 0 | 0 | 0 | 0 | 0 | 0 | 0 | 0 | 0 | 0 | 0
F2_Commercial_Healthcare_New_Water Heating_Natural Gas_Water Heater_E8 | F2 | Commercial | Healthcare | New | Water Heating | Natural Gas | Water Heater | E8 | Participant - Cost of Operation | 0 | 0 | 0 | 0 | 0 | 0 | 0 | 0 | 0 | 0 | 0 | 0 | 0 | 0 | 0 | 0 | 0 | 0 | 0 | 0 | 0 | 0 | 0 | 0 | 0 | 0 | 0 | 0 | 0 | 0
F2_Commercial_Healthcare_New_Water Heating_Natural Gas_Water Heater_E9 | F2 | Commercial | Healthcare | New | Water Heating | Natural Gas | Water Heater | E9 | Participant - Cost of Operation | 0 | 0 | 0 | 0 | 0 | 0 | 0 | 0 | 0 | 0 | 0 | 0 | 0 | 0 | 0 | 0 | 0 | 0 | 0 | 0 | 0 | 0 | 0 | 0 | 0 | 0 | 0 | 0 | 0 | 0
F2_Commercial_Healthcare_New_Water Heating_Natural Gas_Water Heater_E10 | F2 | Commercial | Healthcare | New | Water Heating | Natural Gas | Water Heater | E10 | Participant - Cost of Operation | 0 | 0 | 0 | 0 | 0 | 0 | 0 | 0 | 0 | 0 | 0 | 0 | 0 | 0 | 0 | 0 | 0 | 0 | 0 | 0 | 0 | 0 | 0 | 0 | 0 | 0 | 0 | 0 | 0 | 0
F3_Commercial_Healthcare_New_Water Heating_Natural Gas_Water Heater_E1 | F3 | Commercial | Healthcare | New | Water Heating | Natural Gas | Water Heater | E1 | System - kBTUs of Conusmption | 89.0518 | 89.2912 | 89.5809 | 90.3327 | 90.9877 | 91.5428 | 91.9643 | 92.3796 | 92.7606 | 93.1078 | 93.3971 | 93.5732 | 93.6105 | 93.5094 | 93.2317 | 92.8503 | 92.4403 | 92.002 | 91.5014 | 91.0193 | 90.5187 | 90.0043 | 0 | 0 | 0 | 0 | 0 | 0 | 0 | 0
F3_Commercial_Healthcare_New_Water Heating_Natural Gas_Water Heater_E2 | F3 | Commercial | Healthcare | New | Water Heating | Natural Gas | Water Heater | E2 | System - kBTUs of Conusmption | 81.6308 | 81.8503 | 82.1159 | 82.805 | 83.4054 | 83.9142 | 84.3007 | 84.6813 | 85.0306 | 85.3488 | 85.614 | 85.7755 | 85.8096 | 85.717 | 85.4624 | 85.1128 | 84.7369 | 84.3352 | 83.8763 | 83.4343 | 82.9755 | 82.504 | 0 | 0 | 0 | 0 | 0 | 0 | 0 | 0
F3_Commercial_Healthcare_New_Water Heating_Natural Gas_Water Heater_E3 | F3 | Commercial | Healthcare | New | Water Heating | Natural Gas | Water Heater | E3 | System - kBTUs of Conusmption | 79.9648 | 80.1799 | 80.44 | 81.1151 | 81.7032 | 82.2017 | 82.5802 | 82.9531 | 83.2952 | 83.607 | 83.8668 | 84.0249 | 84.0584 | 83.9677 | 83.7183 | 83.3758 | 83.0076 | 82.6141 | 82.1645 | 81.7316 | 81.2821 | 80.8202 | 0 | 0 | 0 | 0 | 0 | 0 | 0 | 0
F3_Commercial_Healthcare_New_Water Heating_Natural Gas_Water Heater_E4 | F3 | Commercial | Healthcare | New | Water Heating | Natural Gas | Water Heater | E4 | System - kBTUs of Conusmption | 52.6957 | 52.8539 | 53.0291 | 53.4117 | 53.7469 | 54.0305 | 54.2493 | 54.4307 | 54.5575 | 54.6275 | 54.6285 | 54.5914 | 54.502 | 54.3587 | 54.1821 | 54.01 | 53.825 | 53.6272 | 53.4013 | 53.1837 | 52.9578 | 52.7257 | 0 | 0 | 0 | 0 | 0 | 0 | 0 | 0
F3_Commercial_Healthcare_New_Water Heating_Natural Gas_Water Heater_E5 | F3 | Commercial | Healthcare | New | Water Heating | Natural Gas | Water Heater | E5 | System - kBTUs of Conusmption | 0 | 0 | 0 | 0 | 0 | 0 | 0 | 0 | 0 | 0 | 0 | 0 | 0 | 0 | 0 | 0 | 0 | 0 | 0 | 0 | 0 | 0 | 0 | 0 | 0 | 0 | 0 | 0 | 0 | 0
F3_Commercial_Healthcare_New_Water Heating_Natural Gas_Water Heater_E6 | F3 | Commercial | Healthcare | New | Water Heating | Natural Gas | Water Heater | E6 | System - kBTUs of Conusmption | 0 | 0 | 0 | 0 | 0 | 0 | 0 | 0 | 0 | 0 | 0 | 0 | 0 | 0 | 0 | 0 | 0 | 0 | 0 | 0 | 0 | 0 | 0 | 0 | 0 | 0 | 0 | 0 | 0 | 0
F3_Commercial_Healthcare_New_Water Heating_Natural Gas_Water Heater_E7 | F3 | Commercial | Healthcare | New | Water Heating | Natural Gas | Water Heater | E7 | System - kBTUs of Conusmption | 0 | 0 | 0 | 0 | 0 | 0 | 0 | 0 | 0 | 0 | 0 | 0 | 0 | 0 | 0 | 0 | 0 | 0 | 0 | 0 | 0 | 0 | 0 | 0 | 0 | 0 | 0 | 0 | 0 | 0
F3_Commercial_Healthcare_New_Water Heating_Natural Gas_Water Heater_E8 | F3 | Commercial | Healthcare | New | Water Heating | Natural Gas | Water Heater | E8 | System - kBTUs of Conusmption | 0 | 0 | 0 | 0 | 0 | 0 | 0 | 0 | 0 | 0 | 0 | 0 | 0 | 0 | 0 | 0 | 0 | 0 | 0 | 0 | 0 | 0 | 0 | 0 | 0 | 0 | 0 | 0 | 0 | 0
F3_Commercial_Healthcare_New_Water Heating_Natural Gas_Water Heater_E9 | F3 | Commercial | Healthcare | New | Water Heating | Natural Gas | Water Heater | E9 | System - kBTUs of Conusmption | 0 | 0 | 0 | 0 | 0 | 0 | 0 | 0 | 0 | 0 | 0 | 0 | 0 | 0 | 0 | 0 | 0 | 0 | 0 | 0 | 0 | 0 | 0 | 0 | 0 | 0 | 0 | 0 | 0 | 0
F3_Commercial_Healthcare_New_Water Heating_Natural Gas_Water Heater_E10 | F3 | Commercial | Healthcare | New | Water Heating | Natural Gas | Water Heater | E10 | System - kBTUs of Conusmption | 0 | 0 | 0 | 0 | 0 | 0 | 0 | 0 | 0 | 0 | 0 | 0 | 0 | 0 | 0 | 0 | 0 | 0 | 0 | 0 | 0 | 0 | 0 | 0 | 0 | 0 | 0 | 0 | 0 | 0
F4_Commercial_Healthcare_New_Water Heating_Natural Gas_Water Heater_E1 | F4 | Commercial | Healthcare | New | Water Heating | Natural Gas | Water Heater | E1 | Utility - Cost of Equipment | 0.056714 | 0.056714 | 0.056714 | 0.056714 | 0.056714 | 0.056714 | 0.056714 | 0.056714 | 0.056714 | 0.056714 | 0.056714 | 0.056714 | 0.056714 | 0.056714 | 0.056714 | 0.056714 | 0.056714 | 0.056714 | 0.056714 | 0.056714 | 0.056714 | 0.056714 | 0 | 0 | 0 | 0 | 0 | 0 | 0 | 0
F4_Commercial_Healthcare_New_Water Heating_Natural Gas_Water Heater_E2 | F4 | Commercial | Healthcare | New | Water Heating | Natural Gas | Water Heater | E2 | Utility - Cost of Equipment | 0.056168 | 0.056168 | 0.056168 | 0.056168 | 0.056168 | 0.056168 | 0.056168 | 0.056168 | 0.056168 | 0.056168 | 0.056168 | 0.056168 | 0.056168 | 0.056168 | 0.056168 | 0.056168 | 0.056168 | 0.056168 | 0.056168 | 0.056168 | 0.056168 | 0.056168 | 0 | 0 | 0 | 0 | 0 | 0 | 0 | 0
F4_Commercial_Healthcare_New_Water Heating_Natural Gas_Water Heater_E3 | F4 | Commercial | Healthcare | New | Water Heating | Natural Gas | Water Heater | E3 | Utility - Cost of Equipment | 0.057338 | 0.057338 | 0.057338 | 0.057338 | 0.057338 | 0.057338 | 0.057338 | 0.057338 | 0.057338 | 0.057338 | 0.057338 | 0.057338 | 0.057338 | 0.057338 | 0.057338 | 0.057338 | 0.057338 | 0.057338 | 0.057338 | 0.057338 | 0.057338 | 0.057338 | 0 | 0 | 0 | 0 | 0 | 0 | 0 | 0
F4_Commercial_Healthcare_New_Water Heating_Natural Gas_Water Heater_E4 | F4 | Commercial | Healthcare | New | Water Heating | Natural Gas | Water Heater | E4 | Utility - Cost of Equipment | 0.045774 | 0.045774 | 0.045774 | 0.045774 | 0.045774 | 0.045774 | 0.045774 | 0.045774 | 0.045774 | 0.045774 | 0.045774 | 0.045774 | 0.045774 | 0.045774 | 0.045774 | 0.045774 | 0.045774 | 0.045774 | 0.045774 | 0.045774 | 0.045774 | 0.045774 | 0 | 0 | 0 | 0 | 0 | 0 | 0 | 0
F4_Commercial_Healthcare_New_Water Heating_Natural Gas_Water Heater_E5 | F4 | Commercial | Healthcare | New | Water Heating | Natural Gas | Water Heater | E5 | Utility - Cost of Equipment | 0 | 0 | 0 | 0 | 0 | 0 | 0 | 0 | 0 | 0 | 0 | 0 | 0 | 0 | 0 | 0 | 0 | 0 | 0 | 0 | 0 | 0 | 0 | 0 | 0 | 0 | 0 | 0 | 0 | 0
F4_Commercial_Healthcare_New_Water Heating_Natural Gas_Water Heater_E6 | F4 | Commercial | Healthcare | New | Water Heating | Natural Gas | Water Heater | E6 | Utility - Cost of Equipment | 0 | 0 | 0 | 0 | 0 | 0 | 0 | 0 | 0 | 0 | 0 | 0 | 0 | 0 | 0 | 0 | 0 | 0 | 0 | 0 | 0 | 0 | 0 | 0 | 0 | 0 | 0 | 0 | 0 | 0
F4_Commercial_Healthcare_New_Water Heating_Natural Gas_Water Heater_E7 | F4 | Commercial | Healthcare | New | Water Heating | Natural Gas | Water Heater | E7 | Utility - Cost of Equipment | 0 | 0 | 0 | 0 | 0 | 0 | 0 | 0 | 0 | 0 | 0 | 0 | 0 | 0 | 0 | 0 | 0 | 0 | 0 | 0 | 0 | 0 | 0 | 0 | 0 | 0 | 0 | 0 | 0 | 0
F4_Commercial_Healthcare_New_Water Heating_Natural Gas_Water Heater_E8 | F4 | Commercial | Healthcare | New | Water Heating | Natural Gas | Water Heater | E8 | Utility - Cost of Equipment | 0 | 0 | 0 | 0 | 0 | 0 | 0 | 0 | 0 | 0 | 0 | 0 | 0 | 0 | 0 | 0 | 0 | 0 | 0 | 0 | 0 | 0 | 0 | 0 | 0 | 0 | 0 | 0 | 0 | 0
F4_Commercial_Healthcare_New_Water Heating_Natural Gas_Water Heater_E9 | F4 | Commercial | Healthcare | New | Water Heating | Natural Gas | Water Heater | E9 | Utility - Cost of Equipment | 0 | 0 | 0 | 0 | 0 | 0 | 0 | 0 | 0 | 0 | 0 | 0 | 0 | 0 | 0 | 0 | 0 | 0 | 0 | 0 | 0 | 0 | 0 | 0 | 0 | 0 | 0 | 0 | 0 | 0
F4_Commercial_Healthcare_New_Water Heating_Natural Gas_Water Heater_E10 | F4 | Commercial | Healthcare | New | Water Heating | Natural Gas | Water Heater | E10 | Utility - Cost of Equipment | 0 | 0 | 0 | 0 | 0 | 0 | 0 | 0 | 0 | 0 | 0 | 0 | 0 | 0 | 0 | 0 | 0 | 0 | 0 | 0 | 0 | 0 | 0 | 0 | 0 | 0 | 0 | 0 | 0 | 0
F5_Commercial_Healthcare_New_Water Heating_Natural Gas_Water Heater_E1 | F5 | Commercial | Healthcare | New | Water Heating | Natural Gas | Water Heater | E1 | Utility - Cost of Operation | 0.78449 | 0.78972 | 0.79649 | 0.80957 | 0.82773 | 0.84958 | 0.86941 | 0.88641 | 0.90254 | 0.91902 | 0.93666 | 0.95386 | 0.97013 | 0.98652 | 1.001 | 1.0147 | 1.0295 | 1.0444 | 1.0594 | 1.0744 | 1.0891 | 1.1034 | 0 | 0 | 0 | 0 | 0 | 0 | 0 | 0
F5_Commercial_Healthcare_New_Water Heating_Natural Gas_Water Heater_E2 | F5 | Commercial | Healthcare | New | Water Heating | Natural Gas | Water Heater | E2 | Utility - Cost of Operation | 0.71912 | 0.72391 | 0.73012 | 0.74211 | 0.75875 | 0.77878 | 0.79696 | 0.81254 | 0.82733 | 0.84243 | 0.8586 | 0.87438 | 0.88929 | 0.90431 | 0.91758 | 0.93015 | 0.94375 | 0.9574 | 0.97112 | 0.98484 | 0.99831 | 1.0115 | 0 | 0 | 0 | 0 | 0 | 0 | 0 | 0
F5_Commercial_Healthcare_New_Water Heating_Natural Gas_Water Heater_E3 | F5 | Commercial | Healthcare | New | Water Heating | Natural Gas | Water Heater | E3 | Utility - Cost of Operation | 0.70444 | 0.70913 | 0.71522 | 0.72696 | 0.74326 | 0.76288 | 0.7807 | 0.79596 | 0.81044 | 0.82524 | 0.84108 | 0.85653 | 0.87114 | 0.88585 | 0.89886 | 0.91117 | 0.92449 | 0.93786 | 0.9513 | 0.96474 | 0.97793 | 0.99081 | 0 | 0 | 0 | 0 | 0 | 0 | 0 | 0
F5_Commercial_Healthcare_New_Water Heating_Natural Gas_Water Heater_E4 | F5 | Commercial | Healthcare | New | Water Heating | Natural Gas | Water Heater | E4 | Utility - Cost of Operation | 0.47086 | 0.47517 | 0.48026 | 0.48832 | 0.49889 | 0.51131 | 0.52282 | 0.53284 | 0.54224 | 0.55146 | 0.56087 | 0.57015 | 0.57907 | 0.58816 | 0.59689 | 0.60584 | 0.61538 | 0.62499 | 0.63469 | 0.64444 | 0.65412 | 0.66368 | 0 | 0 | 0 | 0 | 0 | 0 | 0 | 0
F5_Commercial_Healthcare_New_Water Heating_Natural Gas_Water Heater_E5 | F5 | Commercial | Healthcare | New | Water Heating | Natural Gas | Water Heater | E5 | Utility - Cost of Operation | 0 | 0 | 0 | 0 | 0 | 0 | 0 | 0 | 0 | 0 | 0 | 0 | 0 | 0 | 0 | 0 | 0 | 0 | 0 | 0 | 0 | 0 | 0 | 0 | 0 | 0 | 0 | 0 | 0 | 0
F5_Commercial_Healthcare_New_Water Heating_Natural Gas_Water Heater_E6 | F5 | Commercial | Healthcare | New | Water Heating | Natural Gas | Water Heater | E6 | Utility - Cost of Operation | 0 | 0 | 0 | 0 | 0 | 0 | 0 | 0 | 0 | 0 | 0 | 0 | 0 | 0 | 0 | 0 | 0 | 0 | 0 | 0 | 0 | 0 | 0 | 0 | 0 | 0 | 0 | 0 | 0 | 0
F5_Commercial_Healthcare_New_Water Heating_Natural Gas_Water Heater_E7 | F5 | Commercial | Healthcare | New | Water Heating | Natural Gas | Water Heater | E7 | Utility - Cost of Operation | 0 | 0 | 0 | 0 | 0 | 0 | 0 | 0 | 0 | 0 | 0 | 0 | 0 | 0 | 0 | 0 | 0 | 0 | 0 | 0 | 0 | 0 | 0 | 0 | 0 | 0 | 0 | 0 | 0 | 0
F5_Commercial_Healthcare_New_Water Heating_Natural Gas_Water Heater_E8 | F5 | Commercial | Healthcare | New | Water Heating | Natural Gas | Water Heater | E8 | Utility - Cost of Operation | 0 | 0 | 0 | 0 | 0 | 0 | 0 | 0 | 0 | 0 | 0 | 0 | 0 | 0 | 0 | 0 | 0 | 0 | 0 | 0 | 0 | 0 | 0 | 0 | 0 | 0 | 0 | 0 | 0 | 0
F5_Commercial_Healthcare_New_Water Heating_Natural Gas_Water Heater_E9 | F5 | Commercial | Healthcare | New | Water Heating | Natural Gas | Water Heater | E9 | Utility - Cost of Operation | 0 | 0 | 0 | 0 | 0 | 0 | 0 | 0 | 0 | 0 | 0 | 0 | 0 | 0 | 0 | 0 | 0 | 0 | 0 | 0 | 0 | 0 | 0 | 0 | 0 | 0 | 0 | 0 | 0 | 0
F5_Commercial_Healthcare_New_Water Heating_Natural Gas_Water Heater_E10 | F5 | Commercial | Healthcare | New | Water Heating | Natural Gas | Water Heater | E10 | Utility - Cost of Operation | 0 | 0 | 0 | 0 | 0 | 0 | 0 | 0 | 0 | 0 | 0 | 0 | 0 | 0 | 0 | 0 | 0 | 0 | 0 | 0 | 0 | 0 | 0 | 0 | 0 | 0 | 0 | 0 | 0 | 0
F6_Commercial_Healthcare_New_Water Heating_Natural Gas_Water Heater_E1 | F6 | Commercial | Healthcare | New | Water Heating | Natural Gas | Water Heater | E1 | Utility - Value of Sales | 0.93987 | 0.94613 | 0.95425 | 0.96992 | 0.99167 | 1.0178 | 1.0416 | 1.062 | 1.0813 | 1.101 | 1.1222 | 1.1428 | 1.1623 | 1.1819 | 1.1993 | 1.2157 | 1.2335 | 1.2513 | 1.2692 | 1.2872 | 1.3048 | 1.3219 | 0 | 0 | 0 | 0 | 0 | 0 | 0 | 0
F6_Commercial_Healthcare_New_Water Heating_Natural Gas_Water Heater_E2 | F6 | Commercial | Healthcare | New | Water Heating | Natural Gas | Water Heater | E2 | Utility - Value of Sales | 0.86155 | 0.86729 | 0.87473 | 0.88909 | 0.90903 | 0.93303 | 0.95481 | 0.97348 | 0.99119 | 1.0093 | 1.0287 | 1.0476 | 1.0654 | 1.0834 | 1.0993 | 1.1144 | 1.1307 | 1.147 | 1.1635 | 1.1799 | 1.196 | 1.2118 | 0 | 0 | 0 | 0 | 0 | 0 | 0 | 0
F6_Commercial_Healthcare_New_Water Heating_Natural Gas_Water Heater_E3 | F6 | Commercial | Healthcare | New | Water Heating | Natural Gas | Water Heater | E3 | Utility - Value of Sales | 0.84396 | 0.84959 | 0.85688 | 0.87095 | 0.89048 | 0.91398 | 0.93533 | 0.95361 | 0.97096 | 0.98869 | 1.0077 | 1.0262 | 1.0437 | 1.0613 | 1.0769 | 1.0916 | 1.1076 | 1.1236 | 1.1397 | 1.1558 | 1.1716 | 1.1871 | 0 | 0 | 0 | 0 | 0 | 0 | 0 | 0
F6_Commercial_Healthcare_New_Water Heating_Natural Gas_Water Heater_E4 | F6 | Commercial | Healthcare | New | Water Heating | Natural Gas | Water Heater | E4 | Utility - Value of Sales | 0.56412 | 0.56929 | 0.57538 | 0.58504 | 0.59771 | 0.61259 | 0.62638 | 0.63838 | 0.64964 | 0.66069 | 0.67196 | 0.68308 | 0.69376 | 0.70465 | 0.71512 | 0.72584 | 0.73727 | 0.74878 | 0.7604 | 0.77208 | 0.78367 | 0.79513 | 0 | 0 | 0 | 0 | 0 | 0 | 0 | 0
F6_Commercial_Healthcare_New_Water Heating_Natural Gas_Water Heater_E5 | F6 | Commercial | Healthcare | New | Water Heating | Natural Gas | Water Heater | E5 | Utility - Value of Sales | 0 | 0 | 0 | 0 | 0 | 0 | 0 | 0 | 0 | 0 | 0 | 0 | 0 | 0 | 0 | 0 | 0 | 0 | 0 | 0 | 0 | 0 | 0 | 0 | 0 | 0 | 0 | 0 | 0 | 0
F6_Commercial_Healthcare_New_Water Heating_Natural Gas_Water Heater_E6 | F6 | Commercial | Healthcare | New | Water Heating | Natural Gas | Water Heater | E6 | Utility - Value of Sales | 0 | 0 | 0 | 0 | 0 | 0 | 0 | 0 | 0 | 0 | 0 | 0 | 0 | 0 | 0 | 0 | 0 | 0 | 0 | 0 | 0 | 0 | 0 | 0 | 0 | 0 | 0 | 0 | 0 | 0
F6_Commercial_Healthcare_New_Water Heating_Natural Gas_Water Heater_E7 | F6 | Commercial | Healthcare | New | Water Heating | Natural Gas | Water Heater | E7 | Utility - Value of Sales | 0 | 0 | 0 | 0 | 0 | 0 | 0 | 0 | 0 | 0 | 0 | 0 | 0 | 0 | 0 | 0 | 0 | 0 | 0 | 0 | 0 | 0 | 0 | 0 | 0 | 0 | 0 | 0 | 0 | 0
F6_Commercial_Healthcare_New_Water Heating_Natural Gas_Water Heater_E8 | F6 | Commercial | Healthcare | New | Water Heating | Natural Gas | Water Heater | E8 | Utility - Value of Sales | 0 | 0 | 0 | 0 | 0 | 0 | 0 | 0 | 0 | 0 | 0 | 0 | 0 | 0 | 0 | 0 | 0 | 0 | 0 | 0 | 0 | 0 | 0 | 0 | 0 | 0 | 0 | 0 | 0 | 0
F6_Commercial_Healthcare_New_Water Heating_Natural Gas_Water Heater_E9 | F6 | Commercial | Healthcare | New | Water Heating | Natural Gas | Water Heater | E9 | Utility - Value of Sales | 0 | 0 | 0 | 0 | 0 | 0 | 0 | 0 | 0 | 0 | 0 | 0 | 0 | 0 | 0 | 0 | 0 | 0 | 0 | 0 | 0 | 0 | 0 | 0 | 0 | 0 | 0 | 0 | 0 | 0
F6_Commercial_Healthcare_New_Water Heating_Natural Gas_Water Heater_E10 | F6 | Commercial | Healthcare | New | Water Heating | Natural Gas | Water Heater | E10 | Utility - Value of Sales | 0 | 0 | 0 | 0 | 0 | 0 | 0 | 0 | 0 | 0 | 0 | 0 | 0 | 0 | 0 | 0 | 0 | 0 | 0 | 0 | 0 | 0 | 0 | 0 | 0 | 0 | 0 | 0 | 0 | 0
F1_Commercial_Healthcare_New_Food Preparation_Natural Gas_Oven_E1 | F1 | Commercial | Healthcare | New | Food Preparation | Natural Gas | Oven | E1 | Participant - Cost of Equipment | 0.052392 | 0.052392 | 0.052392 | 0.052392 | 0.052392 | 0.052392 | 0.052392 | 0.052392 | 0.052392 | 0.052392 | 0.052392 | 0.052392 | 0.052392 | 0.052392 | 0.052392 | 0.052392 | 0.052392 | 0.052392 | 0.052392 | 0.052392 | 0.052392 | 0.052392 | 0 | 0 | 0 | 0 | 0 | 0 | 0 | 0
F1_Commercial_Healthcare_New_Food Preparation_Natural Gas_Oven_E2 | F1 | Commercial | Healthcare | New | Food Preparation | Natural Gas | Oven | E2 | Participant - Cost of Equipment | 0.052737 | 0.052737 | 0.052737 | 0.052737 | 0.052737 | 0.052737 | 0.052737 | 0.052737 | 0.052737 | 0.052737 | 0.052737 | 0.052737 | 0.052737 | 0.052737 | 0.052737 | 0.052737 | 0.052737 | 0.052737 | 0.052737 | 0.052737 | 0.052737 | 0.052737 | 0 | 0 | 0 | 0 | 0 | 0 | 0 | 0
F1_Commercial_Healthcare_New_Food Preparation_Natural Gas_Oven_E3 | F1 | Commercial | Healthcare | New | Food Preparation | Natural Gas | Oven | E3 | Participant - Cost of Equipment | 0 | 0 | 0 | 0 | 0 | 0 | 0 | 0 | 0 | 0 | 0 | 0 | 0 | 0 | 0 | 0 | 0 | 0 | 0 | 0 | 0 | 0 | 0 | 0 | 0 | 0 | 0 | 0 | 0 | 0
F1_Commercial_Healthcare_New_Food Preparation_Natural Gas_Oven_E4 | F1 | Commercial | Healthcare | New | Food Preparation | Natural Gas | Oven | E4 | Participant - Cost of Equipment | 0 | 0 | 0 | 0 | 0 | 0 | 0 | 0 | 0 | 0 | 0 | 0 | 0 | 0 | 0 | 0 | 0 | 0 | 0 | 0 | 0 | 0 | 0 | 0 | 0 | 0 | 0 | 0 | 0 | 0
F1_Commercial_Healthcare_New_Food Preparation_Natural Gas_Oven_E5 | F1 | Commercial | Healthcare | New | Food Preparation | Natural Gas | Oven | E5 | Participant - Cost of Equipment | 0 | 0 | 0 | 0 | 0 | 0 | 0 | 0 | 0 | 0 | 0 | 0 | 0 | 0 | 0 | 0 | 0 | 0 | 0 | 0 | 0 | 0 | 0 | 0 | 0 | 0 | 0 | 0 | 0 | 0
F1_Commercial_Healthcare_New_Food Preparation_Natural Gas_Oven_E6 | F1 | Commercial | Healthcare | New | Food Preparation | Natural Gas | Oven | E6 | Participant - Cost of Equipment | 0 | 0 | 0 | 0 | 0 | 0 | 0 | 0 | 0 | 0 | 0 | 0 | 0 | 0 | 0 | 0 | 0 | 0 | 0 | 0 | 0 | 0 | 0 | 0 | 0 | 0 | 0 | 0 | 0 | 0
F1_Commercial_Healthcare_New_Food Preparation_Natural Gas_Oven_E7 | F1 | Commercial | Healthcare | New | Food Preparation | Natural Gas | Oven | E7 | Participant - Cost of Equipment | 0 | 0 | 0 | 0 | 0 | 0 | 0 | 0 | 0 | 0 | 0 | 0 | 0 | 0 | 0 | 0 | 0 | 0 | 0 | 0 | 0 | 0 | 0 | 0 | 0 | 0 | 0 | 0 | 0 | 0
F1_Commercial_Healthcare_New_Food Preparation_Natural Gas_Oven_E8 | F1 | Commercial | Healthcare | New | Food Preparation | Natural Gas | Oven | E8 | Participant - Cost of Equipment | 0 | 0 | 0 | 0 | 0 | 0 | 0 | 0 | 0 | 0 | 0 | 0 | 0 | 0 | 0 | 0 | 0 | 0 | 0 | 0 | 0 | 0 | 0 | 0 | 0 | 0 | 0 | 0 | 0 | 0
F1_Commercial_Healthcare_New_Food Preparation_Natural Gas_Oven_E9 | F1 | Commercial | Healthcare | New | Food Preparation | Natural Gas | Oven | E9 | Participant - Cost of Equipment | 0 | 0 | 0 | 0 | 0 | 0 | 0 | 0 | 0 | 0 | 0 | 0 | 0 | 0 | 0 | 0 | 0 | 0 | 0 | 0 | 0 | 0 | 0 | 0 | 0 | 0 | 0 | 0 | 0 | 0
F1_Commercial_Healthcare_New_Food Preparation_Natural Gas_Oven_E10 | F1 | Commercial | Healthcare | New | Food Preparation | Natural Gas | Oven | E10 | Participant - Cost of Equipment | 0 | 0 | 0 | 0 | 0 | 0 | 0 | 0 | 0 | 0 | 0 | 0 | 0 | 0 | 0 | 0 | 0 | 0 | 0 | 0 | 0 | 0 | 0 | 0 | 0 | 0 | 0 | 0 | 0 | 0
F2_Commercial_Healthcare_New_Food Preparation_Natural Gas_Oven_E1 | F2 | Commercial | Healthcare | New | Food Preparation | Natural Gas | Oven | E1 | Participant - Cost of Operation | 0.053484 | 0.053941 | 0.054489 | 0.055395 | 0.056604 | 0.058029 | 0.059339 | 0.060505 | 0.061637 | 0.062734 | 0.06384 | 0.064916 | 0.065929 | 0.066943 | 0.067913 | 0.068907 | 0.06997 | 0.07104 | 0.072119 | 0.073203 | 0.074275 | 0.075331 | 0 | 0 | 0 | 0 | 0 | 0 | 0 | 0
F2_Commercial_Healthcare_New_Food Preparation_Natural Gas_Oven_E2 | F2 | Commercial | Healthcare | New | Food Preparation | Natural Gas | Oven | E2 | Participant - Cost of Operation | 0.036672 | 0.036986 | 0.037361 | 0.037983 | 0.038811 | 0.039789 | 0.040687 | 0.041486 | 0.042262 | 0.043015 | 0.043773 | 0.044511 | 0.045205 | 0.045901 | 0.046565 | 0.047247 | 0.047976 | 0.04871 | 0.04945 | 0.050193 | 0.050928 | 0.051652 | 0 | 0 | 0 | 0 | 0 | 0 | 0 | 0
F2_Commercial_Healthcare_New_Food Preparation_Natural Gas_Oven_E3 | F2 | Commercial | Healthcare | New | Food Preparation | Natural Gas | Oven | E3 | Participant - Cost of Operation | 0 | 0 | 0 | 0 | 0 | 0 | 0 | 0 | 0 | 0 | 0 | 0 | 0 | 0 | 0 | 0 | 0 | 0 | 0 | 0 | 0 | 0 | 0 | 0 | 0 | 0 | 0 | 0 | 0 | 0
F2_Commercial_Healthcare_New_Food Preparation_Natural Gas_Oven_E4 | F2 | Commercial | Healthcare | New | Food Preparation | Natural Gas | Oven | E4 | Participant - Cost of Operation | 0 | 0 | 0 | 0 | 0 | 0 | 0 | 0 | 0 | 0 | 0 | 0 | 0 | 0 | 0 | 0 | 0 | 0 | 0 | 0 | 0 | 0 | 0 | 0 | 0 | 0 | 0 | 0 | 0 | 0
F2_Commercial_Healthcare_New_Food Preparation_Natural Gas_Oven_E5 | F2 | Commercial | Healthcare | New | Food Preparation | Natural Gas | Oven | E5 | Participant - Cost of Operation | 0 | 0 | 0 | 0 | 0 | 0 | 0 | 0 | 0 | 0 | 0 | 0 | 0 | 0 | 0 | 0 | 0 | 0 | 0 | 0 | 0 | 0 | 0 | 0 | 0 | 0 | 0 | 0 | 0 | 0
F2_Commercial_Healthcare_New_Food Preparation_Natural Gas_Oven_E6 | F2 | Commercial | Healthcare | New | Food Preparation | Natural Gas | Oven | E6 | Participant - Cost of Operation | 0 | 0 | 0 | 0 | 0 | 0 | 0 | 0 | 0 | 0 | 0 | 0 | 0 | 0 | 0 | 0 | 0 | 0 | 0 | 0 | 0 | 0 | 0 | 0 | 0 | 0 | 0 | 0 | 0 | 0
F2_Commercial_Healthcare_New_Food Preparation_Natural Gas_Oven_E7 | F2 | Commercial | Healthcare | New | Food Preparation | Natural Gas | Oven | E7 | Participant - Cost of Operation | 0 | 0 | 0 | 0 | 0 | 0 | 0 | 0 | 0 | 0 | 0 | 0 | 0 | 0 | 0 | 0 | 0 | 0 | 0 | 0 | 0 | 0 | 0 | 0 | 0 | 0 | 0 | 0 | 0 | 0
F2_Commercial_Healthcare_New_Food Preparation_Natural Gas_Oven_E8 | F2 | Commercial | Healthcare | New | Food Preparation | Natural Gas | Oven | E8 | Participant - Cost of Operation | 0 | 0 | 0 | 0 | 0 | 0 | 0 | 0 | 0 | 0 | 0 | 0 | 0 | 0 | 0 | 0 | 0 | 0 | 0 | 0 | 0 | 0 | 0 | 0 | 0 | 0 | 0 | 0 | 0 | 0
F2_Commercial_Healthcare_New_Food Preparation_Natural Gas_Oven_E9 | F2 | Commercial | Healthcare | New | Food Preparation | Natural Gas | Oven | E9 | Participant - Cost of Operation | 0 | 0 | 0 | 0 | 0 | 0 | 0 | 0 | 0 | 0 | 0 | 0 | 0 | 0 | 0 | 0 | 0 | 0 | 0 | 0 | 0 | 0 | 0 | 0 | 0 | 0 | 0 | 0 | 0 | 0
F2_Commercial_Healthcare_New_Food Preparation_Natural Gas_Oven_E10 | F2 | Commercial | Healthcare | New | Food Preparation | Natural Gas | Oven | E10 | Participant - Cost of Operation | 0 | 0 | 0 | 0 | 0 | 0 | 0 | 0 | 0 | 0 | 0 | 0 | 0 | 0 | 0 | 0 | 0 | 0 | 0 | 0 | 0 | 0 | 0 | 0 | 0 | 0 | 0 | 0 | 0 | 0
F3_Commercial_Healthcare_New_Food Preparation_Natural Gas_Oven_E1 | F3 | Commercial | Healthcare | New | Food Preparation | Natural Gas | Oven | E1 | System - kBTUs of Conusmption | 5.016 | 5.0309 | 5.0476 | 5.0857 | 5.1195 | 5.148 | 5.1696 | 5.1911 | 5.211 | 5.2238 | 5.2281 | 5.2272 | 5.2194 | 5.2046 | 5.1863 | 5.1685 | 5.1494 | 5.129 | 5.1056 | 5.0831 | 5.0597 | 5.0357 | 0 | 0 | 0 | 0 | 0 | 0 | 0 | 0
F3_Commercial_Healthcare_New_Food Preparation_Natural Gas_Oven_E2 | F3 | Commercial | Healthcare | New | Food Preparation | Natural Gas | Oven | E2 | System - kBTUs of Conusmption | 3.4393 | 3.4496 | 3.4609 | 3.4871 | 3.5103 | 3.5298 | 3.5446 | 3.5594 | 3.573 | 3.5818 | 3.5847 | 3.5841 | 3.5788 | 3.5686 | 3.5561 | 3.5439 | 3.5308 | 3.5168 | 3.5007 | 3.4853 | 3.4693 | 3.4528 | 0 | 0 | 0 | 0 | 0 | 0 | 0 | 0
F3_Commercial_Healthcare_New_Food Preparation_Natural Gas_Oven_E3 | F3 | Commercial | Healthcare | New | Food Preparation | Natural Gas | Oven | E3 | System - kBTUs of Conusmption | 0 | 0 | 0 | 0 | 0 | 0 | 0 | 0 | 0 | 0 | 0 | 0 | 0 | 0 | 0 | 0 | 0 | 0 | 0 | 0 | 0 | 0 | 0 | 0 | 0 | 0 | 0 | 0 | 0 | 0
F3_Commercial_Healthcare_New_Food Preparation_Natural Gas_Oven_E4 | F3 | Commercial | Healthcare | New | Food Preparation | Natural Gas | Oven | E4 | System - kBTUs of Conusmption | 0 | 0 | 0 | 0 | 0 | 0 | 0 | 0 | 0 | 0 | 0 | 0 | 0 | 0 | 0 | 0 | 0 | 0 | 0 | 0 | 0 | 0 | 0 | 0 | 0 | 0 | 0 | 0 | 0 | 0
F3_Commercial_Healthcare_New_Food Preparation_Natural Gas_Oven_E5 | F3 | Commercial | Healthcare | New | Food Preparation | Natural Gas | Oven | E5 | System - kBTUs of Conusmption | 0 | 0 | 0 | 0 | 0 | 0 | 0 | 0 | 0 | 0 | 0 | 0 | 0 | 0 | 0 | 0 | 0 | 0 | 0 | 0 | 0 | 0 | 0 | 0 | 0 | 0 | 0 | 0 | 0 | 0
F3_Commercial_Healthcare_New_Food Preparation_Natural Gas_Oven_E6 | F3 | Commercial | Healthcare | New | Food Preparation | Natural Gas | Oven | E6 | System - kBTUs of Conusmption | 0 | 0 | 0 | 0 | 0 | 0 | 0 | 0 | 0 | 0 | 0 | 0 | 0 | 0 | 0 | 0 | 0 | 0 | 0 | 0 | 0 | 0 | 0 | 0 | 0 | 0 | 0 | 0 | 0 | 0
F3_Commercial_Healthcare_New_Food Preparation_Natural Gas_Oven_E7 | F3 | Commercial | Healthcare | New | Food Preparation | Natural Gas | Oven | E7 | System - kBTUs of Conusmption | 0 | 0 | 0 | 0 | 0 | 0 | 0 | 0 | 0 | 0 | 0 | 0 | 0 | 0 | 0 | 0 | 0 | 0 | 0 | 0 | 0 | 0 | 0 | 0 | 0 | 0 | 0 | 0 | 0 | 0
F3_Commercial_Healthcare_New_Food Preparation_Natural Gas_Oven_E8 | F3 | Commercial | Healthcare | New | Food Preparation | Natural Gas | Oven | E8 | System - kBTUs of Conusmption | 0 | 0 | 0 | 0 | 0 | 0 | 0 | 0 | 0 | 0 | 0 | 0 | 0 | 0 | 0 | 0 | 0 | 0 | 0 | 0 | 0 | 0 | 0 | 0 | 0 | 0 | 0 | 0 | 0 | 0
F3_Commercial_Healthcare_New_Food Preparation_Natural Gas_Oven_E9 | F3 | Commercial | Healthcare | New | Food Preparation | Natural Gas | Oven | E9 | System - kBTUs of Conusmption | 0 | 0 | 0 | 0 | 0 | 0 | 0 | 0 | 0 | 0 | 0 | 0 | 0 | 0 | 0 | 0 | 0 | 0 | 0 | 0 | 0 | 0 | 0 | 0 | 0 | 0 | 0 | 0 | 0 | 0
F3_Commercial_Healthcare_New_Food Preparation_Natural Gas_Oven_E10 | F3 | Commercial | Healthcare | New | Food Preparation | Natural Gas | Oven | E10 | System - kBTUs of Conusmption | 0 | 0 | 0 | 0 | 0 | 0 | 0 | 0 | 0 | 0 | 0 | 0 | 0 | 0 | 0 | 0 | 0 | 0 | 0 | 0 | 0 | 0 | 0 | 0 | 0 | 0 | 0 | 0 | 0 | 0
F4_Commercial_Healthcare_New_Food Preparation_Natural Gas_Oven_E1 | F4 | Commercial | Healthcare | New | Food Preparation | Natural Gas | Oven | E1 | Utility - Cost of Equipment | 0.052392 | 0.052392 | 0.052392 | 0.052392 | 0.052392 | 0.052392 | 0.052392 | 0.052392 | 0.052392 | 0.052392 | 0.052392 | 0.052392 | 0.052392 | 0.052392 | 0.052392 | 0.052392 | 0.052392 | 0.052392 | 0.052392 | 0.052392 | 0.052392 | 0.052392 | 0 | 0 | 0 | 0 | 0 | 0 | 0 | 0
F4_Commercial_Healthcare_New_Food Preparation_Natural Gas_Oven_E2 | F4 | Commercial | Healthcare | New | Food Preparation | Natural Gas | Oven | E2 | Utility - Cost of Equipment | 0.052737 | 0.052737 | 0.052737 | 0.052737 | 0.052737 | 0.052737 | 0.052737 | 0.052737 | 0.052737 | 0.052737 | 0.052737 | 0.052737 | 0.052737 | 0.052737 | 0.052737 | 0.052737 | 0.052737 | 0.052737 | 0.052737 | 0.052737 | 0.052737 | 0.052737 | 0 | 0 | 0 | 0 | 0 | 0 | 0 | 0
F4_Commercial_Healthcare_New_Food Preparation_Natural Gas_Oven_E3 | F4 | Commercial | Healthcare | New | Food Preparation | Natural Gas | Oven | E3 | Utility - Cost of Equipment | 0 | 0 | 0 | 0 | 0 | 0 | 0 | 0 | 0 | 0 | 0 | 0 | 0 | 0 | 0 | 0 | 0 | 0 | 0 | 0 | 0 | 0 | 0 | 0 | 0 | 0 | 0 | 0 | 0 | 0
F4_Commercial_Healthcare_New_Food Preparation_Natural Gas_Oven_E4 | F4 | Commercial | Healthcare | New | Food Preparation | Natural Gas | Oven | E4 | Utility - Cost of Equipment | 0 | 0 | 0 | 0 | 0 | 0 | 0 | 0 | 0 | 0 | 0 | 0 | 0 | 0 | 0 | 0 | 0 | 0 | 0 | 0 | 0 | 0 | 0 | 0 | 0 | 0 | 0 | 0 | 0 | 0
F4_Commercial_Healthcare_New_Food Preparation_Natural Gas_Oven_E5 | F4 | Commercial | Healthcare | New | Food Preparation | Natural Gas | Oven | E5 | Utility - Cost of Equipment | 0 | 0 | 0 | 0 | 0 | 0 | 0 | 0 | 0 | 0 | 0 | 0 | 0 | 0 | 0 | 0 | 0 | 0 | 0 | 0 | 0 | 0 | 0 | 0 | 0 | 0 | 0 | 0 | 0 | 0
F4_Commercial_Healthcare_New_Food Preparation_Natural Gas_Oven_E6 | F4 | Commercial | Healthcare | New | Food Preparation | Natural Gas | Oven | E6 | Utility - Cost of Equipment | 0 | 0 | 0 | 0 | 0 | 0 | 0 | 0 | 0 | 0 | 0 | 0 | 0 | 0 | 0 | 0 | 0 | 0 | 0 | 0 | 0 | 0 | 0 | 0 | 0 | 0 | 0 | 0 | 0 | 0
F4_Commercial_Healthcare_New_Food Preparation_Natural Gas_Oven_E7 | F4 | Commercial | Healthcare | New | Food Preparation | Natural Gas | Oven | E7 | Utility - Cost of Equipment | 0 | 0 | 0 | 0 | 0 | 0 | 0 | 0 | 0 | 0 | 0 | 0 | 0 | 0 | 0 | 0 | 0 | 0 | 0 | 0 | 0 | 0 | 0 | 0 | 0 | 0 | 0 | 0 | 0 | 0
F4_Commercial_Healthcare_New_Food Preparation_Natural Gas_Oven_E8 | F4 | Commercial | Healthcare | New | Food Preparation | Natural Gas | Oven | E8 | Utility - Cost of Equipment | 0 | 0 | 0 | 0 | 0 | 0 | 0 | 0 | 0 | 0 | 0 | 0 | 0 | 0 | 0 | 0 | 0 | 0 | 0 | 0 | 0 | 0 | 0 | 0 | 0 | 0 | 0 | 0 | 0 | 0
F4_Commercial_Healthcare_New_Food Preparation_Natural Gas_Oven_E9 | F4 | Commercial | Healthcare | New | Food Preparation | Natural Gas | Oven | E9 | Utility - Cost of Equipment | 0 | 0 | 0 | 0 | 0 | 0 | 0 | 0 | 0 | 0 | 0 | 0 | 0 | 0 | 0 | 0 | 0 | 0 | 0 | 0 | 0 | 0 | 0 | 0 | 0 | 0 | 0 | 0 | 0 | 0
F4_Commercial_Healthcare_New_Food Preparation_Natural Gas_Oven_E10 | F4 | Commercial | Healthcare | New | Food Preparation | Natural Gas | Oven | E10 | Utility - Cost of Equipment | 0 | 0 | 0 | 0 | 0 | 0 | 0 | 0 | 0 | 0 | 0 | 0 | 0 | 0 | 0 | 0 | 0 | 0 | 0 | 0 | 0 | 0 | 0 | 0 | 0 | 0 | 0 | 0 | 0 | 0
F5_Commercial_Healthcare_New_Food Preparation_Natural Gas_Oven_E1 | F5 | Commercial | Healthcare | New | Food Preparation | Natural Gas | Oven | E1 | Utility - Cost of Operation | 0.044642 | 0.045023 | 0.045481 | 0.046237 | 0.047246 | 0.048436 | 0.049529 | 0.050502 | 0.051447 | 0.052363 | 0.053286 | 0.054184 | 0.05503 | 0.055876 | 0.056685 | 0.057515 | 0.058402 | 0.059296 | 0.060197 | 0.061101 | 0.061996 | 0.062877 | 0 | 0 | 0 | 0 | 0 | 0 | 0 | 0
F5_Commercial_Healthcare_New_Food Preparation_Natural Gas_Oven_E2 | F5 | Commercial | Healthcare | New | Food Preparation | Natural Gas | Oven | E2 | Utility - Cost of Operation | 0.030609 | 0.030871 | 0.031185 | 0.031703 | 0.032395 | 0.033211 | 0.03396 | 0.034628 | 0.035275 | 0.035903 | 0.036537 | 0.037152 | 0.037732 | 0.038312 | 0.038867 | 0.039436 | 0.040045 | 0.040657 | 0.041275 | 0.041895 | 0.042508 | 0.043113 | 0 | 0 | 0 | 0 | 0 | 0 | 0 | 0
F5_Commercial_Healthcare_New_Food Preparation_Natural Gas_Oven_E3 | F5 | Commercial | Healthcare | New | Food Preparation | Natural Gas | Oven | E3 | Utility - Cost of Operation | 0 | 0 | 0 | 0 | 0 | 0 | 0 | 0 | 0 | 0 | 0 | 0 | 0 | 0 | 0 | 0 | 0 | 0 | 0 | 0 | 0 | 0 | 0 | 0 | 0 | 0 | 0 | 0 | 0 | 0
F5_Commercial_Healthcare_New_Food Preparation_Natural Gas_Oven_E4 | F5 | Commercial | Healthcare | New | Food Preparation | Natural Gas | Oven | E4 | Utility - Cost of Operation | 0 | 0 | 0 | 0 | 0 | 0 | 0 | 0 | 0 | 0 | 0 | 0 | 0 | 0 | 0 | 0 | 0 | 0 | 0 | 0 | 0 | 0 | 0 | 0 | 0 | 0 | 0 | 0 | 0 | 0
F5_Commercial_Healthcare_New_Food Preparation_Natural Gas_Oven_E5 | F5 | Commercial | Healthcare | New | Food Preparation | Natural Gas | Oven | E5 | Utility - Cost of Operation | 0 | 0 | 0 | 0 | 0 | 0 | 0 | 0 | 0 | 0 | 0 | 0 | 0 | 0 | 0 | 0 | 0 | 0 | 0 | 0 | 0 | 0 | 0 | 0 | 0 | 0 | 0 | 0 | 0 | 0
F5_Commercial_Healthcare_New_Food Preparation_Natural Gas_Oven_E6 | F5 | Commercial | Healthcare | New | Food Preparation | Natural Gas | Oven | E6 | Utility - Cost of Operation | 0 | 0 | 0 | 0 | 0 | 0 | 0 | 0 | 0 | 0 | 0 | 0 | 0 | 0 | 0 | 0 | 0 | 0 | 0 | 0 | 0 | 0 | 0 | 0 | 0 | 0 | 0 | 0 | 0 | 0
F5_Commercial_Healthcare_New_Food Preparation_Natural Gas_Oven_E7 | F5 | Commercial | Healthcare | New | Food Preparation | Natural Gas | Oven | E7 | Utility - Cost of Operation | 0 | 0 | 0 | 0 | 0 | 0 | 0 | 0 | 0 | 0 | 0 | 0 | 0 | 0 | 0 | 0 | 0 | 0 | 0 | 0 | 0 | 0 | 0 | 0 | 0 | 0 | 0 | 0 | 0 | 0
F5_Commercial_Healthcare_New_Food Preparation_Natural Gas_Oven_E8 | F5 | Commercial | Healthcare | New | Food Preparation | Natural Gas | Oven | E8 | Utility - Cost of Operation | 0 | 0 | 0 | 0 | 0 | 0 | 0 | 0 | 0 | 0 | 0 | 0 | 0 | 0 | 0 | 0 | 0 | 0 | 0 | 0 | 0 | 0 | 0 | 0 | 0 | 0 | 0 | 0 | 0 | 0
F5_Commercial_Healthcare_New_Food Preparation_Natural Gas_Oven_E9 | F5 | Commercial | Healthcare | New | Food Preparation | Natural Gas | Oven | E9 | Utility - Cost of Operation | 0 | 0 | 0 | 0 | 0 | 0 | 0 | 0 | 0 | 0 | 0 | 0 | 0 | 0 | 0 | 0 | 0 | 0 | 0 | 0 | 0 | 0 | 0 | 0 | 0 | 0 | 0 | 0 | 0 | 0
F5_Commercial_Healthcare_New_Food Preparation_Natural Gas_Oven_E10 | F5 | Commercial | Healthcare | New | Food Preparation | Natural Gas | Oven | E10 | Utility - Cost of Operation | 0 | 0 | 0 | 0 | 0 | 0 | 0 | 0 | 0 | 0 | 0 | 0 | 0 | 0 | 0 | 0 | 0 | 0 | 0 | 0 | 0 | 0 | 0 | 0 | 0 | 0 | 0 | 0 | 0 | 0
F6_Commercial_Healthcare_New_Food Preparation_Natural Gas_Oven_E1 | F6 | Commercial | Healthcare | New | Food Preparation | Natural Gas | Oven | E1 | Utility - Value of Sales | 0.053484 | 0.053941 | 0.054489 | 0.055395 | 0.056604 | 0.058029 | 0.059339 | 0.060505 | 0.061637 | 0.062734 | 0.06384 | 0.064916 | 0.065929 | 0.066943 | 0.067913 | 0.068907 | 0.06997 | 0.07104 | 0.072119 | 0.073203 | 0.074275 | 0.075331 | 0 | 0 | 0 | 0 | 0 | 0 | 0 | 0
F6_Commercial_Healthcare_New_Food Preparation_Natural Gas_Oven_E2 | F6 | Commercial | Healthcare | New | Food Preparation | Natural Gas | Oven | E2 | Utility - Value of Sales | 0.036672 | 0.036986 | 0.037361 | 0.037983 | 0.038811 | 0.039789 | 0.040687 | 0.041486 | 0.042262 | 0.043015 | 0.043773 | 0.044511 | 0.045205 | 0.045901 | 0.046565 | 0.047247 | 0.047976 | 0.04871 | 0.04945 | 0.050193 | 0.050928 | 0.051652 | 0 | 0 | 0 | 0 | 0 | 0 | 0 | 0
F6_Commercial_Healthcare_New_Food Preparation_Natural Gas_Oven_E3 | F6 | Commercial | Healthcare | New | Food Preparation | Natural Gas | Oven | E3 | Utility - Value of Sales | 0 | 0 | 0 | 0 | 0 | 0 | 0 | 0 | 0 | 0 | 0 | 0 | 0 | 0 | 0 | 0 | 0 | 0 | 0 | 0 | 0 | 0 | 0 | 0 | 0 | 0 | 0 | 0 | 0 | 0
F6_Commercial_Healthcare_New_Food Preparation_Natural Gas_Oven_E4 | F6 | Commercial | Healthcare | New | Food Preparation | Natural Gas | Oven | E4 | Utility - Value of Sales | 0 | 0 | 0 | 0 | 0 | 0 | 0 | 0 | 0 | 0 | 0 | 0 | 0 | 0 | 0 | 0 | 0 | 0 | 0 | 0 | 0 | 0 | 0 | 0 | 0 | 0 | 0 | 0 | 0 | 0
F6_Commercial_Healthcare_New_Food Preparation_Natural Gas_Oven_E5 | F6 | Commercial | Healthcare | New | Food Preparation | Natural Gas | Oven | E5 | Utility - Value of Sales | 0 | 0 | 0 | 0 | 0 | 0 | 0 | 0 | 0 | 0 | 0 | 0 | 0 | 0 | 0 | 0 | 0 | 0 | 0 | 0 | 0 | 0 | 0 | 0 | 0 | 0 | 0 | 0 | 0 | 0
F6_Commercial_Healthcare_New_Food Preparation_Natural Gas_Oven_E6 | F6 | Commercial | Healthcare | New | Food Preparation | Natural Gas | Oven | E6 | Utility - Value of Sales | 0 | 0 | 0 | 0 | 0 | 0 | 0 | 0 | 0 | 0 | 0 | 0 | 0 | 0 | 0 | 0 | 0 | 0 | 0 | 0 | 0 | 0 | 0 | 0 | 0 | 0 | 0 | 0 | 0 | 0
F6_Commercial_Healthcare_New_Food Preparation_Natural Gas_Oven_E7 | F6 | Commercial | Healthcare | New | Food Preparation | Natural Gas | Oven | E7 | Utility - Value of Sales | 0 | 0 | 0 | 0 | 0 | 0 | 0 | 0 | 0 | 0 | 0 | 0 | 0 | 0 | 0 | 0 | 0 | 0 | 0 | 0 | 0 | 0 | 0 | 0 | 0 | 0 | 0 | 0 | 0 | 0
F6_Commercial_Healthcare_New_Food Preparation_Natural Gas_Oven_E8 | F6 | Commercial | Healthcare | New | Food Preparation | Natural Gas | Oven | E8 | Utility - Value of Sales | 0 | 0 | 0 | 0 | 0 | 0 | 0 | 0 | 0 | 0 | 0 | 0 | 0 | 0 | 0 | 0 | 0 | 0 | 0 | 0 | 0 | 0 | 0 | 0 | 0 | 0 | 0 | 0 | 0 | 0
F6_Commercial_Healthcare_New_Food Preparation_Natural Gas_Oven_E9 | F6 | Commercial | Healthcare | New | Food Preparation | Natural Gas | Oven | E9 | Utility - Value of Sales | 0 | 0 | 0 | 0 | 0 | 0 | 0 | 0 | 0 | 0 | 0 | 0 | 0 | 0 | 0 | 0 | 0 | 0 | 0 | 0 | 0 | 0 | 0 | 0 | 0 | 0 | 0 | 0 | 0 | 0
F6_Commercial_Healthcare_New_Food Preparation_Natural Gas_Oven_E10 | F6 | Commercial | Healthcare | New | Food Preparation | Natural Gas | Oven | E10 | Utility - Value of Sales | 0 | 0 | 0 | 0 | 0 | 0 | 0 | 0 | 0 | 0 | 0 | 0 | 0 | 0 | 0 | 0 | 0 | 0 | 0 | 0 | 0 | 0 | 0 | 0 | 0 | 0 | 0 | 0 | 0 | 0
F1_Commercial_Healthcare_New_Food Preparation_Natural Gas_Conveyor Oven_E1 | F1 | Commercial | Healthcare | New | Food Preparation | Natural Gas | Conveyor Oven | E1 | Participant - Cost of Equipment | 0.023649 | 0.023649 | 0.023649 | 0.023649 | 0.023649 | 0.023649 | 0.023649 | 0.023649 | 0.023649 | 0.023649 | 0.023649 | 0.023649 | 0.023649 | 0.023649 | 0.023649 | 0.023649 | 0.023649 | 0.023649 | 0.023649 | 0.023649 | 0.023649 | 0.023649 | 0 | 0 | 0 | 0 | 0 | 0 | 0 | 0
F1_Commercial_Healthcare_New_Food Preparation_Natural Gas_Conveyor Oven_E2 | F1 | Commercial | Healthcare | New | Food Preparation | Natural Gas | Conveyor Oven | E2 | Participant - Cost of Equipment | 0.028831 | 0.028831 | 0.028831 | 0.028831 | 0.028831 | 0.028831 | 0.028831 | 0.028831 | 0.028831 | 0.028831 | 0.028831 | 0.028831 | 0.028831 | 0.028831 | 0.028831 | 0.028831 | 0.028831 | 0.028831 | 0.028831 | 0.028831 | 0.028831 | 0.028831 | 0 | 0 | 0 | 0 | 0 | 0 | 0 | 0
F1_Commercial_Healthcare_New_Food Preparation_Natural Gas_Conveyor Oven_E3 | F1 | Commercial | Healthcare | New | Food Preparation | Natural Gas | Conveyor Oven | E3 | Participant - Cost of Equipment | 0 | 0 | 0 | 0 | 0 | 0 | 0 | 0 | 0 | 0 | 0 | 0 | 0 | 0 | 0 | 0 | 0 | 0 | 0 | 0 | 0 | 0 | 0 | 0 | 0 | 0 | 0 | 0 | 0 | 0
F1_Commercial_Healthcare_New_Food Preparation_Natural Gas_Conveyor Oven_E4 | F1 | Commercial | Healthcare | New | Food Preparation | Natural Gas | Conveyor Oven | E4 | Participant - Cost of Equipment | 0 | 0 | 0 | 0 | 0 | 0 | 0 | 0 | 0 | 0 | 0 | 0 | 0 | 0 | 0 | 0 | 0 | 0 | 0 | 0 | 0 | 0 | 0 | 0 | 0 | 0 | 0 | 0 | 0 | 0
F1_Commercial_Healthcare_New_Food Preparation_Natural Gas_Conveyor Oven_E5 | F1 | Commercial | Healthcare | New | Food Preparation | Natural Gas | Conveyor Oven | E5 | Participant - Cost of Equipment | 0 | 0 | 0 | 0 | 0 | 0 | 0 | 0 | 0 | 0 | 0 | 0 | 0 | 0 | 0 | 0 | 0 | 0 | 0 | 0 | 0 | 0 | 0 | 0 | 0 | 0 | 0 | 0 | 0 | 0
F1_Commercial_Healthcare_New_Food Preparation_Natural Gas_Conveyor Oven_E6 | F1 | Commercial | Healthcare | New | Food Preparation | Natural Gas | Conveyor Oven | E6 | Participant - Cost of Equipment | 0 | 0 | 0 | 0 | 0 | 0 | 0 | 0 | 0 | 0 | 0 | 0 | 0 | 0 | 0 | 0 | 0 | 0 | 0 | 0 | 0 | 0 | 0 | 0 | 0 | 0 | 0 | 0 | 0 | 0
F1_Commercial_Healthcare_New_Food Preparation_Natural Gas_Conveyor Oven_E7 | F1 | Commercial | Healthcare | New | Food Preparation | Natural Gas | Conveyor Oven | E7 | Participant - Cost of Equipment | 0 | 0 | 0 | 0 | 0 | 0 | 0 | 0 | 0 | 0 | 0 | 0 | 0 | 0 | 0 | 0 | 0 | 0 | 0 | 0 | 0 | 0 | 0 | 0 | 0 | 0 | 0 | 0 | 0 | 0
F1_Commercial_Healthcare_New_Food Preparation_Natural Gas_Conveyor Oven_E8 | F1 | Commercial | Healthcare | New | Food Preparation | Natural Gas | Conveyor Oven | E8 | Participant - Cost of Equipment | 0 | 0 | 0 | 0 | 0 | 0 | 0 | 0 | 0 | 0 | 0 | 0 | 0 | 0 | 0 | 0 | 0 | 0 | 0 | 0 | 0 | 0 | 0 | 0 | 0 | 0 | 0 | 0 | 0 | 0
F1_Commercial_Healthcare_New_Food Preparation_Natural Gas_Conveyor Oven_E9 | F1 | Commercial | Healthcare | New | Food Preparation | Natural Gas | Conveyor Oven | E9 | Participant - Cost of Equipment | 0 | 0 | 0 | 0 | 0 | 0 | 0 | 0 | 0 | 0 | 0 | 0 | 0 | 0 | 0 | 0 | 0 | 0 | 0 | 0 | 0 | 0 | 0 | 0 | 0 | 0 | 0 | 0 | 0 | 0
F1_Commercial_Healthcare_New_Food Preparation_Natural Gas_Conveyor Oven_E10 | F1 | Commercial | Healthcare | New | Food Preparation | Natural Gas | Conveyor Oven | E10 | Participant - Cost of Equipment | 0 | 0 | 0 | 0 | 0 | 0 | 0 | 0 | 0 | 0 | 0 | 0 | 0 | 0 | 0 | 0 | 0 | 0 | 0 | 0 | 0 | 0 | 0 | 0 | 0 | 0 | 0 | 0 | 0 | 0
F2_Commercial_Healthcare_New_Food Preparation_Natural Gas_Conveyor Oven_E1 | F2 | Commercial | Healthcare | New | Food Preparation | Natural Gas | Conveyor Oven | E1 | Participant - Cost of Operation | 0.090313 | 0.091321 | 0.092467 | 0.094084 | 0.096034 | 0.098217 | 0.10021 | 0.10194 | 0.10356 | 0.10519 | 0.1069 | 0.10864 | 0.11038 | 0.11221 | 0.114 | 0.11583 | 0.11775 | 0.1197 | 0.12167 | 0.12366 | 0.12565 | 0.12763 | 0 | 0 | 0 | 0 | 0 | 0 | 0 | 0
F2_Commercial_Healthcare_New_Food Preparation_Natural Gas_Conveyor Oven_E2 | F2 | Commercial | Healthcare | New | Food Preparation | Natural Gas | Conveyor Oven | E2 | Participant - Cost of Operation | 0.068652 | 0.069419 | 0.070289 | 0.071519 | 0.073001 | 0.07466 | 0.076172 | 0.077494 | 0.078724 | 0.079964 | 0.081261 | 0.082582 | 0.083907 | 0.085298 | 0.086657 | 0.088047 | 0.089512 | 0.090993 | 0.092491 | 0.094003 | 0.095515 | 0.097021 | 0 | 0 | 0 | 0 | 0 | 0 | 0 | 0
F2_Commercial_Healthcare_New_Food Preparation_Natural Gas_Conveyor Oven_E3 | F2 | Commercial | Healthcare | New | Food Preparation | Natural Gas | Conveyor Oven | E3 | Participant - Cost of Operation | 0 | 0 | 0 | 0 | 0 | 0 | 0 | 0 | 0 | 0 | 0 | 0 | 0 | 0 | 0 | 0 | 0 | 0 | 0 | 0 | 0 | 0 | 0 | 0 | 0 | 0 | 0 | 0 | 0 | 0
F2_Commercial_Healthcare_New_Food Preparation_Natural Gas_Conveyor Oven_E4 | F2 | Commercial | Healthcare | New | Food Preparation | Natural Gas | Conveyor Oven | E4 | Participant - Cost of Operation | 0 | 0 | 0 | 0 | 0 | 0 | 0 | 0 | 0 | 0 | 0 | 0 | 0 | 0 | 0 | 0 | 0 | 0 | 0 | 0 | 0 | 0 | 0 | 0 | 0 | 0 | 0 | 0 | 0 | 0
F2_Commercial_Healthcare_New_Food Preparation_Natural Gas_Conveyor Oven_E5 | F2 | Commercial | Healthcare | New | Food Preparation | Natural Gas | Conveyor Oven | E5 | Participant - Cost of Operation | 0 | 0 | 0 | 0 | 0 | 0 | 0 | 0 | 0 | 0 | 0 | 0 | 0 | 0 | 0 | 0 | 0 | 0 | 0 | 0 | 0 | 0 | 0 | 0 | 0 | 0 | 0 | 0 | 0 | 0
F2_Commercial_Healthcare_New_Food Preparation_Natural Gas_Conveyor Oven_E6 | F2 | Commercial | Healthcare | New | Food Preparation | Natural Gas | Conveyor Oven | E6 | Participant - Cost of Operation | 0 | 0 | 0 | 0 | 0 | 0 | 0 | 0 | 0 | 0 | 0 | 0 | 0 | 0 | 0 | 0 | 0 | 0 | 0 | 0 | 0 | 0 | 0 | 0 | 0 | 0 | 0 | 0 | 0 | 0
F2_Commercial_Healthcare_New_Food Preparation_Natural Gas_Conveyor Oven_E7 | F2 | Commercial | Healthcare | New | Food Preparation | Natural Gas | Conveyor Oven | E7 | Participant - Cost of Operation | 0 | 0 | 0 | 0 | 0 | 0 | 0 | 0 | 0 | 0 | 0 | 0 | 0 | 0 | 0 | 0 | 0 | 0 | 0 | 0 | 0 | 0 | 0 | 0 | 0 | 0 | 0 | 0 | 0 | 0
F2_Commercial_Healthcare_New_Food Preparation_Natural Gas_Conveyor Oven_E8 | F2 | Commercial | Healthcare | New | Food Preparation | Natural Gas | Conveyor Oven | E8 | Participant - Cost of Operation | 0 | 0 | 0 | 0 | 0 | 0 | 0 | 0 | 0 | 0 | 0 | 0 | 0 | 0 | 0 | 0 | 0 | 0 | 0 | 0 | 0 | 0 | 0 | 0 | 0 | 0 | 0 | 0 | 0 | 0
F2_Commercial_Healthcare_New_Food Preparation_Natural Gas_Conveyor Oven_E9 | F2 | Commercial | Healthcare | New | Food Preparation | Natural Gas | Conveyor Oven | E9 | Participant - Cost of Operation | 0 | 0 | 0 | 0 | 0 | 0 | 0 | 0 | 0 | 0 | 0 | 0 | 0 | 0 | 0 | 0 | 0 | 0 | 0 | 0 | 0 | 0 | 0 | 0 | 0 | 0 | 0 | 0 | 0 | 0
F2_Commercial_Healthcare_New_Food Preparation_Natural Gas_Conveyor Oven_E10 | F2 | Commercial | Healthcare | New | Food Preparation | Natural Gas | Conveyor Oven | E10 | Participant - Cost of Operation | 0 | 0 | 0 | 0 | 0 | 0 | 0 | 0 | 0 | 0 | 0 | 0 | 0 | 0 | 0 | 0 | 0 | 0 | 0 | 0 | 0 | 0 | 0 | 0 | 0 | 0 | 0 | 0 | 0 | 0
F3_Commercial_Healthcare_New_Food Preparation_Natural Gas_Conveyor Oven_E1 | F3 | Commercial | Healthcare | New | Food Preparation | Natural Gas | Conveyor Oven | E1 | System - kBTUs of Conusmption | 8.2434 | 8.2683 | 8.2944 | 8.3448 | 8.3829 | 8.4088 | 8.4202 | 8.4249 | 8.4203 | 8.4128 | 8.4008 | 8.3882 | 8.3732 | 8.3563 | 8.3353 | 8.3149 | 8.293 | 8.2696 | 8.2428 | 8.217 | 8.1902 | 8.1627 | 0 | 0 | 0 | 0 | 0 | 0 | 0 | 0
F3_Commercial_Healthcare_New_Food Preparation_Natural Gas_Conveyor Oven_E2 | F3 | Commercial | Healthcare | New | Food Preparation | Natural Gas | Conveyor Oven | E2 | System - kBTUs of Conusmption | 6.2662 | 6.2852 | 6.305 | 6.3434 | 6.3723 | 6.392 | 6.4007 | 6.4042 | 6.4007 | 6.395 | 6.3859 | 6.3763 | 6.365 | 6.3521 | 6.3361 | 6.3206 | 6.304 | 6.2862 | 6.2658 | 6.2462 | 6.2258 | 6.2049 | 0 | 0 | 0 | 0 | 0 | 0 | 0 | 0
F3_Commercial_Healthcare_New_Food Preparation_Natural Gas_Conveyor Oven_E3 | F3 | Commercial | Healthcare | New | Food Preparation | Natural Gas | Conveyor Oven | E3 | System - kBTUs of Conusmption | 0 | 0 | 0 | 0 | 0 | 0 | 0 | 0 | 0 | 0 | 0 | 0 | 0 | 0 | 0 | 0 | 0 | 0 | 0 | 0 | 0 | 0 | 0 | 0 | 0 | 0 | 0 | 0 | 0 | 0
F3_Commercial_Healthcare_New_Food Preparation_Natural Gas_Conveyor Oven_E4 | F3 | Commercial | Healthcare | New | Food Preparation | Natural Gas | Conveyor Oven | E4 | System - kBTUs of Conusmption | 0 | 0 | 0 | 0 | 0 | 0 | 0 | 0 | 0 | 0 | 0 | 0 | 0 | 0 | 0 | 0 | 0 | 0 | 0 | 0 | 0 | 0 | 0 | 0 | 0 | 0 | 0 | 0 | 0 | 0
F3_Commercial_Healthcare_New_Food Preparation_Natural Gas_Conveyor Oven_E5 | F3 | Commercial | Healthcare | New | Food Preparation | Natural Gas | Conveyor Oven | E5 | System - kBTUs of Conusmption | 0 | 0 | 0 | 0 | 0 | 0 | 0 | 0 | 0 | 0 | 0 | 0 | 0 | 0 | 0 | 0 | 0 | 0 | 0 | 0 | 0 | 0 | 0 | 0 | 0 | 0 | 0 | 0 | 0 | 0
F3_Commercial_Healthcare_New_Food Preparation_Natural Gas_Conveyor Oven_E6 | F3 | Commercial | Healthcare | New | Food Preparation | Natural Gas | Conveyor Oven | E6 | System - kBTUs of Conusmption | 0 | 0 | 0 | 0 | 0 | 0 | 0 | 0 | 0 | 0 | 0 | 0 | 0 | 0 | 0 | 0 | 0 | 0 | 0 | 0 | 0 | 0 | 0 | 0 | 0 | 0 | 0 | 0 | 0 | 0
F3_Commercial_Healthcare_New_Food Preparation_Natural Gas_Conveyor Oven_E7 | F3 | Commercial | Healthcare | New | Food Preparation | Natural Gas | Conveyor Oven | E7 | System - kBTUs of Conusmption | 0 | 0 | 0 | 0 | 0 | 0 | 0 | 0 | 0 | 0 | 0 | 0 | 0 | 0 | 0 | 0 | 0 | 0 | 0 | 0 | 0 | 0 | 0 | 0 | 0 | 0 | 0 | 0 | 0 | 0
F3_Commercial_Healthcare_New_Food Preparation_Natural Gas_Conveyor Oven_E8 | F3 | Commercial | Healthcare | New | Food Preparation | Natural Gas | Conveyor Oven | E8 | System - kBTUs of Conusmption | 0 | 0 | 0 | 0 | 0 | 0 | 0 | 0 | 0 | 0 | 0 | 0 | 0 | 0 | 0 | 0 | 0 | 0 | 0 | 0 | 0 | 0 | 0 | 0 | 0 | 0 | 0 | 0 | 0 | 0
F3_Commercial_Healthcare_New_Food Preparation_Natural Gas_Conveyor Oven_E9 | F3 | Commercial | Healthcare | New | Food Preparation | Natural Gas | Conveyor Oven | E9 | System - kBTUs of Conusmption | 0 | 0 | 0 | 0 | 0 | 0 | 0 | 0 | 0 | 0 | 0 | 0 | 0 | 0 | 0 | 0 | 0 | 0 | 0 | 0 | 0 | 0 | 0 | 0 | 0 | 0 | 0 | 0 | 0 | 0
F3_Commercial_Healthcare_New_Food Preparation_Natural Gas_Conveyor Oven_E10 | F3 | Commercial | Healthcare | New | Food Preparation | Natural Gas | Conveyor Oven | E10 | System - kBTUs of Conusmption | 0 | 0 | 0 | 0 | 0 | 0 | 0 | 0 | 0 | 0 | 0 | 0 | 0 | 0 | 0 | 0 | 0 | 0 | 0 | 0 | 0 | 0 | 0 | 0 | 0 | 0 | 0 | 0 | 0 | 0
F4_Commercial_Healthcare_New_Food Preparation_Natural Gas_Conveyor Oven_E1 | F4 | Commercial | Healthcare | New | Food Preparation | Natural Gas | Conveyor Oven | E1 | Utility - Cost of Equipment | 0.023649 | 0.023649 | 0.023649 | 0.023649 | 0.023649 | 0.023649 | 0.023649 | 0.023649 | 0.023649 | 0.023649 | 0.023649 | 0.023649 | 0.023649 | 0.023649 | 0.023649 | 0.023649 | 0.023649 | 0.023649 | 0.023649 | 0.023649 | 0.023649 | 0.023649 | 0 | 0 | 0 | 0 | 0 | 0 | 0 | 0
F4_Commercial_Healthcare_New_Food Preparation_Natural Gas_Conveyor Oven_E2 | F4 | Commercial | Healthcare | New | Food Preparation | Natural Gas | Conveyor Oven | E2 | Utility - Cost of Equipment | 0.028831 | 0.028831 | 0.028831 | 0.028831 | 0.028831 | 0.028831 | 0.028831 | 0.028831 | 0.028831 | 0.028831 | 0.028831 | 0.028831 | 0.028831 | 0.028831 | 0.028831 | 0.028831 | 0.028831 | 0.028831 | 0.028831 | 0.028831 | 0.028831 | 0.028831 | 0 | 0 | 0 | 0 | 0 | 0 | 0 | 0
F4_Commercial_Healthcare_New_Food Preparation_Natural Gas_Conveyor Oven_E3 | F4 | Commercial | Healthcare | New | Food Preparation | Natural Gas | Conveyor Oven | E3 | Utility - Cost of Equipment | 0 | 0 | 0 | 0 | 0 | 0 | 0 | 0 | 0 | 0 | 0 | 0 | 0 | 0 | 0 | 0 | 0 | 0 | 0 | 0 | 0 | 0 | 0 | 0 | 0 | 0 | 0 | 0 | 0 | 0
F4_Commercial_Healthcare_New_Food Preparation_Natural Gas_Conveyor Oven_E4 | F4 | Commercial | Healthcare | New | Food Preparation | Natural Gas | Conveyor Oven | E4 | Utility - Cost of Equipment | 0 | 0 | 0 | 0 | 0 | 0 | 0 | 0 | 0 | 0 | 0 | 0 | 0 | 0 | 0 | 0 | 0 | 0 | 0 | 0 | 0 | 0 | 0 | 0 | 0 | 0 | 0 | 0 | 0 | 0
F4_Commercial_Healthcare_New_Food Preparation_Natural Gas_Conveyor Oven_E5 | F4 | Commercial | Healthcare | New | Food Preparation | Natural Gas | Conveyor Oven | E5 | Utility - Cost of Equipment | 0 | 0 | 0 | 0 | 0 | 0 | 0 | 0 | 0 | 0 | 0 | 0 | 0 | 0 | 0 | 0 | 0 | 0 | 0 | 0 | 0 | 0 | 0 | 0 | 0 | 0 | 0 | 0 | 0 | 0
F4_Commercial_Healthcare_New_Food Preparation_Natural Gas_Conveyor Oven_E6 | F4 | Commercial | Healthcare | New | Food Preparation | Natural Gas | Conveyor Oven | E6 | Utility - Cost of Equipment | 0 | 0 | 0 | 0 | 0 | 0 | 0 | 0 | 0 | 0 | 0 | 0 | 0 | 0 | 0 | 0 | 0 | 0 | 0 | 0 | 0 | 0 | 0 | 0 | 0 | 0 | 0 | 0 | 0 | 0
F4_Commercial_Healthcare_New_Food Preparation_Natural Gas_Conveyor Oven_E7 | F4 | Commercial | Healthcare | New | Food Preparation | Natural Gas | Conveyor Oven | E7 | Utility - Cost of Equipment | 0 | 0 | 0 | 0 | 0 | 0 | 0 | 0 | 0 | 0 | 0 | 0 | 0 | 0 | 0 | 0 | 0 | 0 | 0 | 0 | 0 | 0 | 0 | 0 | 0 | 0 | 0 | 0 | 0 | 0
F4_Commercial_Healthcare_New_Food Preparation_Natural Gas_Conveyor Oven_E8 | F4 | Commercial | Healthcare | New | Food Preparation | Natural Gas | Conveyor Oven | E8 | Utility - Cost of Equipment | 0 | 0 | 0 | 0 | 0 | 0 | 0 | 0 | 0 | 0 | 0 | 0 | 0 | 0 | 0 | 0 | 0 | 0 | 0 | 0 | 0 | 0 | 0 | 0 | 0 | 0 | 0 | 0 | 0 | 0
F4_Commercial_Healthcare_New_Food Preparation_Natural Gas_Conveyor Oven_E9 | F4 | Commercial | Healthcare | New | Food Preparation | Natural Gas | Conveyor Oven | E9 | Utility - Cost of Equipment | 0 | 0 | 0 | 0 | 0 | 0 | 0 | 0 | 0 | 0 | 0 | 0 | 0 | 0 | 0 | 0 | 0 | 0 | 0 | 0 | 0 | 0 | 0 | 0 | 0 | 0 | 0 | 0 | 0 | 0
F4_Commercial_Healthcare_New_Food Preparation_Natural Gas_Conveyor Oven_E10 | F4 | Commercial | Healthcare | New | Food Preparation | Natural Gas | Conveyor Oven | E10 | Utility - Cost of Equipment | 0 | 0 | 0 | 0 | 0 | 0 | 0 | 0 | 0 | 0 | 0 | 0 | 0 | 0 | 0 | 0 | 0 | 0 | 0 | 0 | 0 | 0 | 0 | 0 | 0 | 0 | 0 | 0 | 0 | 0
F5_Commercial_Healthcare_New_Food Preparation_Natural Gas_Conveyor Oven_E1 | F5 | Commercial | Healthcare | New | Food Preparation | Natural Gas | Conveyor Oven | E1 | Utility - Cost of Operation | 0.075382 | 0.076224 | 0.07718 | 0.07853 | 0.080158 | 0.08198 | 0.08364 | 0.085091 | 0.086442 | 0.087804 | 0.089227 | 0.090678 | 0.092133 | 0.093661 | 0.095152 | 0.096679 | 0.098288 | 0.099913 | 0.10156 | 0.10322 | 0.10488 | 0.10653 | 0 | 0 | 0 | 0 | 0 | 0 | 0 | 0
F5_Commercial_Healthcare_New_Food Preparation_Natural Gas_Conveyor Oven_E2 | F5 | Commercial | Healthcare | New | Food Preparation | Natural Gas | Conveyor Oven | E2 | Utility - Cost of Operation | 0.057302 | 0.057942 | 0.058669 | 0.059695 | 0.060932 | 0.062317 | 0.063579 | 0.064682 | 0.065709 | 0.066745 | 0.067827 | 0.06893 | 0.070035 | 0.071197 | 0.072331 | 0.073491 | 0.074714 | 0.07595 | 0.0772 | 0.078463 | 0.079724 | 0.080981 | 0 | 0 | 0 | 0 | 0 | 0 | 0 | 0
F5_Commercial_Healthcare_New_Food Preparation_Natural Gas_Conveyor Oven_E3 | F5 | Commercial | Healthcare | New | Food Preparation | Natural Gas | Conveyor Oven | E3 | Utility - Cost of Operation | 0 | 0 | 0 | 0 | 0 | 0 | 0 | 0 | 0 | 0 | 0 | 0 | 0 | 0 | 0 | 0 | 0 | 0 | 0 | 0 | 0 | 0 | 0 | 0 | 0 | 0 | 0 | 0 | 0 | 0
F5_Commercial_Healthcare_New_Food Preparation_Natural Gas_Conveyor Oven_E4 | F5 | Commercial | Healthcare | New | Food Preparation | Natural Gas | Conveyor Oven | E4 | Utility - Cost of Operation | 0 | 0 | 0 | 0 | 0 | 0 | 0 | 0 | 0 | 0 | 0 | 0 | 0 | 0 | 0 | 0 | 0 | 0 | 0 | 0 | 0 | 0 | 0 | 0 | 0 | 0 | 0 | 0 | 0 | 0
F5_Commercial_Healthcare_New_Food Preparation_Natural Gas_Conveyor Oven_E5 | F5 | Commercial | Healthcare | New | Food Preparation | Natural Gas | Conveyor Oven | E5 | Utility - Cost of Operation | 0 | 0 | 0 | 0 | 0 | 0 | 0 | 0 | 0 | 0 | 0 | 0 | 0 | 0 | 0 | 0 | 0 | 0 | 0 | 0 | 0 | 0 | 0 | 0 | 0 | 0 | 0 | 0 | 0 | 0
F5_Commercial_Healthcare_New_Food Preparation_Natural Gas_Conveyor Oven_E6 | F5 | Commercial | Healthcare | New | Food Preparation | Natural Gas | Conveyor Oven | E6 | Utility - Cost of Operation | 0 | 0 | 0 | 0 | 0 | 0 | 0 | 0 | 0 | 0 | 0 | 0 | 0 | 0 | 0 | 0 | 0 | 0 | 0 | 0 | 0 | 0 | 0 | 0 | 0 | 0 | 0 | 0 | 0 | 0
F5_Commercial_Healthcare_New_Food Preparation_Natural Gas_Conveyor Oven_E7 | F5 | Commercial | Healthcare | New | Food Preparation | Natural Gas | Conveyor Oven | E7 | Utility - Cost of Operation | 0 | 0 | 0 | 0 | 0 | 0 | 0 | 0 | 0 | 0 | 0 | 0 | 0 | 0 | 0 | 0 | 0 | 0 | 0 | 0 | 0 | 0 | 0 | 0 | 0 | 0 | 0 | 0 | 0 | 0
F5_Commercial_Healthcare_New_Food Preparation_Natural Gas_Conveyor Oven_E8 | F5 | Commercial | Healthcare | New | Food Preparation | Natural Gas | Conveyor Oven | E8 | Utility - Cost of Operation | 0 | 0 | 0 | 0 | 0 | 0 | 0 | 0 | 0 | 0 | 0 | 0 | 0 | 0 | 0 | 0 | 0 | 0 | 0 | 0 | 0 | 0 | 0 | 0 | 0 | 0 | 0 | 0 | 0 | 0
F5_Commercial_Healthcare_New_Food Preparation_Natural Gas_Conveyor Oven_E9 | F5 | Commercial | Healthcare | New | Food Preparation | Natural Gas | Conveyor Oven | E9 | Utility - Cost of Operation | 0 | 0 | 0 | 0 | 0 | 0 | 0 | 0 | 0 | 0 | 0 | 0 | 0 | 0 | 0 | 0 | 0 | 0 | 0 | 0 | 0 | 0 | 0 | 0 | 0 | 0 | 0 | 0 | 0 | 0
F5_Commercial_Healthcare_New_Food Preparation_Natural Gas_Conveyor Oven_E10 | F5 | Commercial | Healthcare | New | Food Preparation | Natural Gas | Conveyor Oven | E10 | Utility - Cost of Operation | 0 | 0 | 0 | 0 | 0 | 0 | 0 | 0 | 0 | 0 | 0 | 0 | 0 | 0 | 0 | 0 | 0 | 0 | 0 | 0 | 0 | 0 | 0 | 0 | 0 | 0 | 0 | 0 | 0 | 0
F6_Commercial_Healthcare_New_Food Preparation_Natural Gas_Conveyor Oven_E1 | F6 | Commercial | Healthcare | New | Food Preparation | Natural Gas | Conveyor Oven | E1 | Utility - Value of Sales | 0.090313 | 0.091321 | 0.092467 | 0.094084 | 0.096034 | 0.098217 | 0.10021 | 0.10194 | 0.10356 | 0.10519 | 0.1069 | 0.10864 | 0.11038 | 0.11221 | 0.114 | 0.11583 | 0.11775 | 0.1197 | 0.12167 | 0.12366 | 0.12565 | 0.12763 | 0 | 0 | 0 | 0 | 0 | 0 | 0 | 0
F6_Commercial_Healthcare_New_Food Preparation_Natural Gas_Conveyor Oven_E2 | F6 | Commercial | Healthcare | New | Food Preparation | Natural Gas | Conveyor Oven | E2 | Utility - Value of Sales | 0.068652 | 0.069419 | 0.070289 | 0.071519 | 0.073001 | 0.07466 | 0.076172 | 0.077494 | 0.078724 | 0.079964 | 0.081261 | 0.082582 | 0.083907 | 0.085298 | 0.086657 | 0.088047 | 0.089512 | 0.090993 | 0.092491 | 0.094003 | 0.095515 | 0.097021 | 0 | 0 | 0 | 0 | 0 | 0 | 0 | 0
F6_Commercial_Healthcare_New_Food Preparation_Natural Gas_Conveyor Oven_E3 | F6 | Commercial | Healthcare | New | Food Preparation | Natural Gas | Conveyor Oven | E3 | Utility - Value of Sales | 0 | 0 | 0 | 0 | 0 | 0 | 0 | 0 | 0 | 0 | 0 | 0 | 0 | 0 | 0 | 0 | 0 | 0 | 0 | 0 | 0 | 0 | 0 | 0 | 0 | 0 | 0 | 0 | 0 | 0
F6_Commercial_Healthcare_New_Food Preparation_Natural Gas_Conveyor Oven_E4 | F6 | Commercial | Healthcare | New | Food Preparation | Natural Gas | Conveyor Oven | E4 | Utility - Value of Sales | 0 | 0 | 0 | 0 | 0 | 0 | 0 | 0 | 0 | 0 | 0 | 0 | 0 | 0 | 0 | 0 | 0 | 0 | 0 | 0 | 0 | 0 | 0 | 0 | 0 | 0 | 0 | 0 | 0 | 0
F6_Commercial_Healthcare_New_Food Preparation_Natural Gas_Conveyor Oven_E5 | F6 | Commercial | Healthcare | New | Food Preparation | Natural Gas | Conveyor Oven | E5 | Utility - Value of Sales | 0 | 0 | 0 | 0 | 0 | 0 | 0 | 0 | 0 | 0 | 0 | 0 | 0 | 0 | 0 | 0 | 0 | 0 | 0 | 0 | 0 | 0 | 0 | 0 | 0 | 0 | 0 | 0 | 0 | 0
F6_Commercial_Healthcare_New_Food Preparation_Natural Gas_Conveyor Oven_E6 | F6 | Commercial | Healthcare | New | Food Preparation | Natural Gas | Conveyor Oven | E6 | Utility - Value of Sales | 0 | 0 | 0 | 0 | 0 | 0 | 0 | 0 | 0 | 0 | 0 | 0 | 0 | 0 | 0 | 0 | 0 | 0 | 0 | 0 | 0 | 0 | 0 | 0 | 0 | 0 | 0 | 0 | 0 | 0
F6_Commercial_Healthcare_New_Food Preparation_Natural Gas_Conveyor Oven_E7 | F6 | Commercial | Healthcare | New | Food Preparation | Natural Gas | Conveyor Oven | E7 | Utility - Value of Sales | 0 | 0 | 0 | 0 | 0 | 0 | 0 | 0 | 0 | 0 | 0 | 0 | 0 | 0 | 0 | 0 | 0 | 0 | 0 | 0 | 0 | 0 | 0 | 0 | 0 | 0 | 0 | 0 | 0 | 0
F6_Commercial_Healthcare_New_Food Preparation_Natural Gas_Conveyor Oven_E8 | F6 | Commercial | Healthcare | New | Food Preparation | Natural Gas | Conveyor Oven | E8 | Utility - Value of Sales | 0 | 0 | 0 | 0 | 0 | 0 | 0 | 0 | 0 | 0 | 0 | 0 | 0 | 0 | 0 | 0 | 0 | 0 | 0 | 0 | 0 | 0 | 0 | 0 | 0 | 0 | 0 | 0 | 0 | 0
F6_Commercial_Healthcare_New_Food Preparation_Natural Gas_Conveyor Oven_E9 | F6 | Commercial | Healthcare | New | Food Preparation | Natural Gas | Conveyor Oven | E9 | Utility - Value of Sales | 0 | 0 | 0 | 0 | 0 | 0 | 0 | 0 | 0 | 0 | 0 | 0 | 0 | 0 | 0 | 0 | 0 | 0 | 0 | 0 | 0 | 0 | 0 | 0 | 0 | 0 | 0 | 0 | 0 | 0
F6_Commercial_Healthcare_New_Food Preparation_Natural Gas_Conveyor Oven_E10 | F6 | Commercial | Healthcare | New | Food Preparation | Natural Gas | Conveyor Oven | E10 | Utility - Value of Sales | 0 | 0 | 0 | 0 | 0 | 0 | 0 | 0 | 0 | 0 | 0 | 0 | 0 | 0 | 0 | 0 | 0 | 0 | 0 | 0 | 0 | 0 | 0 | 0 | 0 | 0 | 0 | 0 | 0 | 0
F1_Commercial_Healthcare_New_Food Preparation_Natural Gas_Double Rack Oven_E1 | F1 | Commercial | Healthcare | New | Food Preparation | Natural Gas | Double Rack Oven | E1 | Participant - Cost of Equipment | 0.045625 | 0.045625 | 0.045625 | 0.045625 | 0.045625 | 0.045625 | 0.045625 | 0.045625 | 0.045625 | 0.045625 | 0.045625 | 0.045625 | 0.045625 | 0.045625 | 0.045625 | 0.045625 | 0.045625 | 0.045625 | 0.045625 | 0.045625 | 0.045625 | 0.045625 | 0 | 0 | 0 | 0 | 0 | 0 | 0 | 0
F1_Commercial_Healthcare_New_Food Preparation_Natural Gas_Double Rack Oven_E2 | F1 | Commercial | Healthcare | New | Food Preparation | Natural Gas | Double Rack Oven | E2 | Participant - Cost of Equipment | 0.060676 | 0.060676 | 0.060676 | 0.060676 | 0.060676 | 0.060676 | 0.060676 | 0.060676 | 0.060676 | 0.060676 | 0.060676 | 0.060676 | 0.060676 | 0.060676 | 0.060676 | 0.060676 | 0.060676 | 0.060676 | 0.060676 | 0.060676 | 0.060676 | 0.060676 | 0 | 0 | 0 | 0 | 0 | 0 | 0 | 0
F1_Commercial_Healthcare_New_Food Preparation_Natural Gas_Double Rack Oven_E3 | F1 | Commercial | Healthcare | New | Food Preparation | Natural Gas | Double Rack Oven | E3 | Participant - Cost of Equipment | 0 | 0 | 0 | 0 | 0 | 0 | 0 | 0 | 0 | 0 | 0 | 0 | 0 | 0 | 0 | 0 | 0 | 0 | 0 | 0 | 0 | 0 | 0 | 0 | 0 | 0 | 0 | 0 | 0 | 0
F1_Commercial_Healthcare_New_Food Preparation_Natural Gas_Double Rack Oven_E4 | F1 | Commercial | Healthcare | New | Food Preparation | Natural Gas | Double Rack Oven | E4 | Participant - Cost of Equipment | 0 | 0 | 0 | 0 | 0 | 0 | 0 | 0 | 0 | 0 | 0 | 0 | 0 | 0 | 0 | 0 | 0 | 0 | 0 | 0 | 0 | 0 | 0 | 0 | 0 | 0 | 0 | 0 | 0 | 0
F1_Commercial_Healthcare_New_Food Preparation_Natural Gas_Double Rack Oven_E5 | F1 | Commercial | Healthcare | New | Food Preparation | Natural Gas | Double Rack Oven | E5 | Participant - Cost of Equipment | 0 | 0 | 0 | 0 | 0 | 0 | 0 | 0 | 0 | 0 | 0 | 0 | 0 | 0 | 0 | 0 | 0 | 0 | 0 | 0 | 0 | 0 | 0 | 0 | 0 | 0 | 0 | 0 | 0 | 0
F1_Commercial_Healthcare_New_Food Preparation_Natural Gas_Double Rack Oven_E6 | F1 | Commercial | Healthcare | New | Food Preparation | Natural Gas | Double Rack Oven | E6 | Participant - Cost of Equipment | 0 | 0 | 0 | 0 | 0 | 0 | 0 | 0 | 0 | 0 | 0 | 0 | 0 | 0 | 0 | 0 | 0 | 0 | 0 | 0 | 0 | 0 | 0 | 0 | 0 | 0 | 0 | 0 | 0 | 0
F1_Commercial_Healthcare_New_Food Preparation_Natural Gas_Double Rack Oven_E7 | F1 | Commercial | Healthcare | New | Food Preparation | Natural Gas | Double Rack Oven | E7 | Participant - Cost of Equipment | 0 | 0 | 0 | 0 | 0 | 0 | 0 | 0 | 0 | 0 | 0 | 0 | 0 | 0 | 0 | 0 | 0 | 0 | 0 | 0 | 0 | 0 | 0 | 0 | 0 | 0 | 0 | 0 | 0 | 0
F1_Commercial_Healthcare_New_Food Preparation_Natural Gas_Double Rack Oven_E8 | F1 | Commercial | Healthcare | New | Food Preparation | Natural Gas | Double Rack Oven | E8 | Participant - Cost of Equipment | 0 | 0 | 0 | 0 | 0 | 0 | 0 | 0 | 0 | 0 | 0 | 0 | 0 | 0 | 0 | 0 | 0 | 0 | 0 | 0 | 0 | 0 | 0 | 0 | 0 | 0 | 0 | 0 | 0 | 0
F1_Commercial_Healthcare_New_Food Preparation_Natural Gas_Double Rack Oven_E9 | F1 | Commercial | Healthcare | New | Food Preparation | Natural Gas | Double Rack Oven | E9 | Participant - Cost of Equipment | 0 | 0 | 0 | 0 | 0 | 0 | 0 | 0 | 0 | 0 | 0 | 0 | 0 | 0 | 0 | 0 | 0 | 0 | 0 | 0 | 0 | 0 | 0 | 0 | 0 | 0 | 0 | 0 | 0 | 0
F1_Commercial_Healthcare_New_Food Preparation_Natural Gas_Double Rack Oven_E10 | F1 | Commercial | Healthcare | New | Food Preparation | Natural Gas | Double Rack Oven | E10 | Participant - Cost of Equipment | 0 | 0 | 0 | 0 | 0 | 0 | 0 | 0 | 0 | 0 | 0 | 0 | 0 | 0 | 0 | 0 | 0 | 0 | 0 | 0 | 0 | 0 | 0 | 0 | 0 | 0 | 0 | 0 | 0 | 0
F2_Commercial_Healthcare_New_Food Preparation_Natural Gas_Double Rack Oven_E1 | F2 | Commercial | Healthcare | New | Food Preparation | Natural Gas | Double Rack Oven | E1 | Participant - Cost of Operation | 0.15474 | 0.15607 | 0.15765 | 0.16027 | 0.16377 | 0.16789 | 0.17168 | 0.17506 | 0.17833 | 0.18151 | 0.18471 | 0.18782 | 0.19075 | 0.19368 | 0.19649 | 0.19937 | 0.20244 | 0.20554 | 0.20866 | 0.2118 | 0.2149 | 0.21795 | 0 | 0 | 0 | 0 | 0 | 0 | 0 | 0
F2_Commercial_Healthcare_New_Food Preparation_Natural Gas_Double Rack Oven_E2 | F2 | Commercial | Healthcare | New | Food Preparation | Natural Gas | Double Rack Oven | E2 | Participant - Cost of Operation | 0.084405 | 0.085127 | 0.085991 | 0.087422 | 0.089329 | 0.091578 | 0.093645 | 0.095486 | 0.097271 | 0.099003 | 0.10075 | 0.10245 | 0.10405 | 0.10565 | 0.10718 | 0.10874 | 0.11042 | 0.11211 | 0.11381 | 0.11552 | 0.11722 | 0.11888 | 0 | 0 | 0 | 0 | 0 | 0 | 0 | 0
F2_Commercial_Healthcare_New_Food Preparation_Natural Gas_Double Rack Oven_E3 | F2 | Commercial | Healthcare | New | Food Preparation | Natural Gas | Double Rack Oven | E3 | Participant - Cost of Operation | 0 | 0 | 0 | 0 | 0 | 0 | 0 | 0 | 0 | 0 | 0 | 0 | 0 | 0 | 0 | 0 | 0 | 0 | 0 | 0 | 0 | 0 | 0 | 0 | 0 | 0 | 0 | 0 | 0 | 0
F2_Commercial_Healthcare_New_Food Preparation_Natural Gas_Double Rack Oven_E4 | F2 | Commercial | Healthcare | New | Food Preparation | Natural Gas | Double Rack Oven | E4 | Participant - Cost of Operation | 0 | 0 | 0 | 0 | 0 | 0 | 0 | 0 | 0 | 0 | 0 | 0 | 0 | 0 | 0 | 0 | 0 | 0 | 0 | 0 | 0 | 0 | 0 | 0 | 0 | 0 | 0 | 0 | 0 | 0
F2_Commercial_Healthcare_New_Food Preparation_Natural Gas_Double Rack Oven_E5 | F2 | Commercial | Healthcare | New | Food Preparation | Natural Gas | Double Rack Oven | E5 | Participant - Cost of Operation | 0 | 0 | 0 | 0 | 0 | 0 | 0 | 0 | 0 | 0 | 0 | 0 | 0 | 0 | 0 | 0 | 0 | 0 | 0 | 0 | 0 | 0 | 0 | 0 | 0 | 0 | 0 | 0 | 0 | 0
F2_Commercial_Healthcare_New_Food Preparation_Natural Gas_Double Rack Oven_E6 | F2 | Commercial | Healthcare | New | Food Preparation | Natural Gas | Double Rack Oven | E6 | Participant - Cost of Operation | 0 | 0 | 0 | 0 | 0 | 0 | 0 | 0 | 0 | 0 | 0 | 0 | 0 | 0 | 0 | 0 | 0 | 0 | 0 | 0 | 0 | 0 | 0 | 0 | 0 | 0 | 0 | 0 | 0 | 0
F2_Commercial_Healthcare_New_Food Preparation_Natural Gas_Double Rack Oven_E7 | F2 | Commercial | Healthcare | New | Food Preparation | Natural Gas | Double Rack Oven | E7 | Participant - Cost of Operation | 0 | 0 | 0 | 0 | 0 | 0 | 0 | 0 | 0 | 0 | 0 | 0 | 0 | 0 | 0 | 0 | 0 | 0 | 0 | 0 | 0 | 0 | 0 | 0 | 0 | 0 | 0 | 0 | 0 | 0
F2_Commercial_Healthcare_New_Food Preparation_Natural Gas_Double Rack Oven_E8 | F2 | Commercial | Healthcare | New | Food Preparation | Natural Gas | Double Rack Oven | E8 | Participant - Cost of Operation | 0 | 0 | 0 | 0 | 0 | 0 | 0 | 0 | 0 | 0 | 0 | 0 | 0 | 0 | 0 | 0 | 0 | 0 | 0 | 0 | 0 | 0 | 0 | 0 | 0 | 0 | 0 | 0 | 0 | 0
F2_Commercial_Healthcare_New_Food Preparation_Natural Gas_Double Rack Oven_E9 | F2 | Commercial | Healthcare | New | Food Preparation | Natural Gas | Double Rack Oven | E9 | Participant - Cost of Operation | 0 | 0 | 0 | 0 | 0 | 0 | 0 | 0 | 0 | 0 | 0 | 0 | 0 | 0 | 0 | 0 | 0 | 0 | 0 | 0 | 0 | 0 | 0 | 0 | 0 | 0 | 0 | 0 | 0 | 0
F2_Commercial_Healthcare_New_Food Preparation_Natural Gas_Double Rack Oven_E10 | F2 | Commercial | Healthcare | New | Food Preparation | Natural Gas | Double Rack Oven | E10 | Participant - Cost of Operation | 0 | 0 | 0 | 0 | 0 | 0 | 0 | 0 | 0 | 0 | 0 | 0 | 0 | 0 | 0 | 0 | 0 | 0 | 0 | 0 | 0 | 0 | 0 | 0 | 0 | 0 | 0 | 0 | 0 | 0
F3_Commercial_Healthcare_New_Food Preparation_Natural Gas_Double Rack Oven_E1 | F3 | Commercial | Healthcare | New | Food Preparation | Natural Gas | Double Rack Oven | E1 | System - kBTUs of Conusmption | 14.5125 | 14.5559 | 14.6039 | 14.7144 | 14.8121 | 14.8945 | 14.9571 | 15.0192 | 15.0769 | 15.1138 | 15.1263 | 15.1236 | 15.1012 | 15.0583 | 15.0055 | 14.954 | 14.8986 | 14.8394 | 14.7718 | 14.7067 | 14.6391 | 14.5697 | 0 | 0 | 0 | 0 | 0 | 0 | 0 | 0
F3_Commercial_Healthcare_New_Food Preparation_Natural Gas_Double Rack Oven_E2 | F3 | Commercial | Healthcare | New | Food Preparation | Natural Gas | Double Rack Oven | E2 | System - kBTUs of Conusmption | 7.9159 | 7.9396 | 7.9658 | 8.026 | 8.0793 | 8.1243 | 8.1584 | 8.1923 | 8.2238 | 8.2439 | 8.2507 | 8.2492 | 8.237 | 8.2136 | 8.1848 | 8.1567 | 8.1265 | 8.0942 | 8.0574 | 8.0219 | 7.985 | 7.9471 | 0 | 0 | 0 | 0 | 0 | 0 | 0 | 0
F3_Commercial_Healthcare_New_Food Preparation_Natural Gas_Double Rack Oven_E3 | F3 | Commercial | Healthcare | New | Food Preparation | Natural Gas | Double Rack Oven | E3 | System - kBTUs of Conusmption | 0 | 0 | 0 | 0 | 0 | 0 | 0 | 0 | 0 | 0 | 0 | 0 | 0 | 0 | 0 | 0 | 0 | 0 | 0 | 0 | 0 | 0 | 0 | 0 | 0 | 0 | 0 | 0 | 0 | 0
F3_Commercial_Healthcare_New_Food Preparation_Natural Gas_Double Rack Oven_E4 | F3 | Commercial | Healthcare | New | Food Preparation | Natural Gas | Double Rack Oven | E4 | System - kBTUs of Conusmption | 0 | 0 | 0 | 0 | 0 | 0 | 0 | 0 | 0 | 0 | 0 | 0 | 0 | 0 | 0 | 0 | 0 | 0 | 0 | 0 | 0 | 0 | 0 | 0 | 0 | 0 | 0 | 0 | 0 | 0
F3_Commercial_Healthcare_New_Food Preparation_Natural Gas_Double Rack Oven_E5 | F3 | Commercial | Healthcare | New | Food Preparation | Natural Gas | Double Rack Oven | E5 | System - kBTUs of Conusmption | 0 | 0 | 0 | 0 | 0 | 0 | 0 | 0 | 0 | 0 | 0 | 0 | 0 | 0 | 0 | 0 | 0 | 0 | 0 | 0 | 0 | 0 | 0 | 0 | 0 | 0 | 0 | 0 | 0 | 0
F3_Commercial_Healthcare_New_Food Preparation_Natural Gas_Double Rack Oven_E6 | F3 | Commercial | Healthcare | New | Food Preparation | Natural Gas | Double Rack Oven | E6 | System - kBTUs of Conusmption | 0 | 0 | 0 | 0 | 0 | 0 | 0 | 0 | 0 | 0 | 0 | 0 | 0 | 0 | 0 | 0 | 0 | 0 | 0 | 0 | 0 | 0 | 0 | 0 | 0 | 0 | 0 | 0 | 0 | 0
F3_Commercial_Healthcare_New_Food Preparation_Natural Gas_Double Rack Oven_E7 | F3 | Commercial | Healthcare | New | Food Preparation | Natural Gas | Double Rack Oven | E7 | System - kBTUs of Conusmption | 0 | 0 | 0 | 0 | 0 | 0 | 0 | 0 | 0 | 0 | 0 | 0 | 0 | 0 | 0 | 0 | 0 | 0 | 0 | 0 | 0 | 0 | 0 | 0 | 0 | 0 | 0 | 0 | 0 | 0
F3_Commercial_Healthcare_New_Food Preparation_Natural Gas_Double Rack Oven_E8 | F3 | Commercial | Healthcare | New | Food Preparation | Natural Gas | Double Rack Oven | E8 | System - kBTUs of Conusmption | 0 | 0 | 0 | 0 | 0 | 0 | 0 | 0 | 0 | 0 | 0 | 0 | 0 | 0 | 0 | 0 | 0 | 0 | 0 | 0 | 0 | 0 | 0 | 0 | 0 | 0 | 0 | 0 | 0 | 0
F3_Commercial_Healthcare_New_Food Preparation_Natural Gas_Double Rack Oven_E9 | F3 | Commercial | Healthcare | New | Food Preparation | Natural Gas | Double Rack Oven | E9 | System - kBTUs of Conusmption | 0 | 0 | 0 | 0 | 0 | 0 | 0 | 0 | 0 | 0 | 0 | 0 | 0 | 0 | 0 | 0 | 0 | 0 | 0 | 0 | 0 | 0 | 0 | 0 | 0 | 0 | 0 | 0 | 0 | 0
F3_Commercial_Healthcare_New_Food Preparation_Natural Gas_Double Rack Oven_E10 | F3 | Commercial | Healthcare | New | Food Preparation | Natural Gas | Double Rack Oven | E10 | System - kBTUs of Conusmption | 0 | 0 | 0 | 0 | 0 | 0 | 0 | 0 | 0 | 0 | 0 | 0 | 0 | 0 | 0 | 0 | 0 | 0 | 0 | 0 | 0 | 0 | 0 | 0 | 0 | 0 | 0 | 0 | 0 | 0
F4_Commercial_Healthcare_New_Food Preparation_Natural Gas_Double Rack Oven_E1 | F4 | Commercial | Healthcare | New | Food Preparation | Natural Gas | Double Rack Oven | E1 | Utility - Cost of Equipment | 0.045625 | 0.045625 | 0.045625 | 0.045625 | 0.045625 | 0.045625 | 0.045625 | 0.045625 | 0.045625 | 0.045625 | 0.045625 | 0.045625 | 0.045625 | 0.045625 | 0.045625 | 0.045625 | 0.045625 | 0.045625 | 0.045625 | 0.045625 | 0.045625 | 0.045625 | 0 | 0 | 0 | 0 | 0 | 0 | 0 | 0
F4_Commercial_Healthcare_New_Food Preparation_Natural Gas_Double Rack Oven_E2 | F4 | Commercial | Healthcare | New | Food Preparation | Natural Gas | Double Rack Oven | E2 | Utility - Cost of Equipment | 0.060676 | 0.060676 | 0.060676 | 0.060676 | 0.060676 | 0.060676 | 0.060676 | 0.060676 | 0.060676 | 0.060676 | 0.060676 | 0.060676 | 0.060676 | 0.060676 | 0.060676 | 0.060676 | 0.060676 | 0.060676 | 0.060676 | 0.060676 | 0.060676 | 0.060676 | 0 | 0 | 0 | 0 | 0 | 0 | 0 | 0
F4_Commercial_Healthcare_New_Food Preparation_Natural Gas_Double Rack Oven_E3 | F4 | Commercial | Healthcare | New | Food Preparation | Natural Gas | Double Rack Oven | E3 | Utility - Cost of Equipment | 0 | 0 | 0 | 0 | 0 | 0 | 0 | 0 | 0 | 0 | 0 | 0 | 0 | 0 | 0 | 0 | 0 | 0 | 0 | 0 | 0 | 0 | 0 | 0 | 0 | 0 | 0 | 0 | 0 | 0
F4_Commercial_Healthcare_New_Food Preparation_Natural Gas_Double Rack Oven_E4 | F4 | Commercial | Healthcare | New | Food Preparation | Natural Gas | Double Rack Oven | E4 | Utility - Cost of Equipment | 0 | 0 | 0 | 0 | 0 | 0 | 0 | 0 | 0 | 0 | 0 | 0 | 0 | 0 | 0 | 0 | 0 | 0 | 0 | 0 | 0 | 0 | 0 | 0 | 0 | 0 | 0 | 0 | 0 | 0
F4_Commercial_Healthcare_New_Food Preparation_Natural Gas_Double Rack Oven_E5 | F4 | Commercial | Healthcare | New | Food Preparation | Natural Gas | Double Rack Oven | E5 | Utility - Cost of Equipment | 0 | 0 | 0 | 0 | 0 | 0 | 0 | 0 | 0 | 0 | 0 | 0 | 0 | 0 | 0 | 0 | 0 | 0 | 0 | 0 | 0 | 0 | 0 | 0 | 0 | 0 | 0 | 0 | 0 | 0
F4_Commercial_Healthcare_New_Food Preparation_Natural Gas_Double Rack Oven_E6 | F4 | Commercial | Healthcare | New | Food Preparation | Natural Gas | Double Rack Oven | E6 | Utility - Cost of Equipment | 0 | 0 | 0 | 0 | 0 | 0 | 0 | 0 | 0 | 0 | 0 | 0 | 0 | 0 | 0 | 0 | 0 | 0 | 0 | 0 | 0 | 0 | 0 | 0 | 0 | 0 | 0 | 0 | 0 | 0
F4_Commercial_Healthcare_New_Food Preparation_Natural Gas_Double Rack Oven_E7 | F4 | Commercial | Healthcare | New | Food Preparation | Natural Gas | Double Rack Oven | E7 | Utility - Cost of Equipment | 0 | 0 | 0 | 0 | 0 | 0 | 0 | 0 | 0 | 0 | 0 | 0 | 0 | 0 | 0 | 0 | 0 | 0 | 0 | 0 | 0 | 0 | 0 | 0 | 0 | 0 | 0 | 0 | 0 | 0
F4_Commercial_Healthcare_New_Food Preparation_Natural Gas_Double Rack Oven_E8 | F4 | Commercial | Healthcare | New | Food Preparation | Natural Gas | Double Rack Oven | E8 | Utility - Cost of Equipment | 0 | 0 | 0 | 0 | 0 | 0 | 0 | 0 | 0 | 0 | 0 | 0 | 0 | 0 | 0 | 0 | 0 | 0 | 0 | 0 | 0 | 0 | 0 | 0 | 0 | 0 | 0 | 0 | 0 | 0
F4_Commercial_Healthcare_New_Food Preparation_Natural Gas_Double Rack Oven_E9 | F4 | Commercial | Healthcare | New | Food Preparation | Natural Gas | Double Rack Oven | E9 | Utility - Cost of Equipment | 0 | 0 | 0 | 0 | 0 | 0 | 0 | 0 | 0 | 0 | 0 | 0 | 0 | 0 | 0 | 0 | 0 | 0 | 0 | 0 | 0 | 0 | 0 | 0 | 0 | 0 | 0 | 0 | 0 | 0
F4_Commercial_Healthcare_New_Food Preparation_Natural Gas_Double Rack Oven_E10 | F4 | Commercial | Healthcare | New | Food Preparation | Natural Gas | Double Rack Oven | E10 | Utility - Cost of Equipment | 0 | 0 | 0 | 0 | 0 | 0 | 0 | 0 | 0 | 0 | 0 | 0 | 0 | 0 | 0 | 0 | 0 | 0 | 0 | 0 | 0 | 0 | 0 | 0 | 0 | 0 | 0 | 0 | 0 | 0
F5_Commercial_Healthcare_New_Food Preparation_Natural Gas_Double Rack Oven_E1 | F5 | Commercial | Healthcare | New | Food Preparation | Natural Gas | Double Rack Oven | E1 | Utility - Cost of Operation | 0.12916 | 0.13026 | 0.13159 | 0.13378 | 0.13669 | 0.14014 | 0.1433 | 0.14612 | 0.14885 | 0.1515 | 0.15417 | 0.15677 | 0.15922 | 0.16166 | 0.16401 | 0.16641 | 0.16897 | 0.17156 | 0.17416 | 0.17678 | 0.17937 | 0.18192 | 0 | 0 | 0 | 0 | 0 | 0 | 0 | 0
F5_Commercial_Healthcare_New_Food Preparation_Natural Gas_Double Rack Oven_E2 | F5 | Commercial | Healthcare | New | Food Preparation | Natural Gas | Double Rack Oven | E2 | Utility - Cost of Operation | 0.070451 | 0.071054 | 0.071775 | 0.072969 | 0.074561 | 0.076438 | 0.078164 | 0.0797 | 0.08119 | 0.082636 | 0.084094 | 0.085511 | 0.086845 | 0.088181 | 0.089458 | 0.090767 | 0.092167 | 0.093577 | 0.094999 | 0.096426 | 0.097838 | 0.099229 | 0 | 0 | 0 | 0 | 0 | 0 | 0 | 0
F5_Commercial_Healthcare_New_Food Preparation_Natural Gas_Double Rack Oven_E3 | F5 | Commercial | Healthcare | New | Food Preparation | Natural Gas | Double Rack Oven | E3 | Utility - Cost of Operation | 0 | 0 | 0 | 0 | 0 | 0 | 0 | 0 | 0 | 0 | 0 | 0 | 0 | 0 | 0 | 0 | 0 | 0 | 0 | 0 | 0 | 0 | 0 | 0 | 0 | 0 | 0 | 0 | 0 | 0
F5_Commercial_Healthcare_New_Food Preparation_Natural Gas_Double Rack Oven_E4 | F5 | Commercial | Healthcare | New | Food Preparation | Natural Gas | Double Rack Oven | E4 | Utility - Cost of Operation | 0 | 0 | 0 | 0 | 0 | 0 | 0 | 0 | 0 | 0 | 0 | 0 | 0 | 0 | 0 | 0 | 0 | 0 | 0 | 0 | 0 | 0 | 0 | 0 | 0 | 0 | 0 | 0 | 0 | 0
F5_Commercial_Healthcare_New_Food Preparation_Natural Gas_Double Rack Oven_E5 | F5 | Commercial | Healthcare | New | Food Preparation | Natural Gas | Double Rack Oven | E5 | Utility - Cost of Operation | 0 | 0 | 0 | 0 | 0 | 0 | 0 | 0 | 0 | 0 | 0 | 0 | 0 | 0 | 0 | 0 | 0 | 0 | 0 | 0 | 0 | 0 | 0 | 0 | 0 | 0 | 0 | 0 | 0 | 0
F5_Commercial_Healthcare_New_Food Preparation_Natural Gas_Double Rack Oven_E6 | F5 | Commercial | Healthcare | New | Food Preparation | Natural Gas | Double Rack Oven | E6 | Utility - Cost of Operation | 0 | 0 | 0 | 0 | 0 | 0 | 0 | 0 | 0 | 0 | 0 | 0 | 0 | 0 | 0 | 0 | 0 | 0 | 0 | 0 | 0 | 0 | 0 | 0 | 0 | 0 | 0 | 0 | 0 | 0
F5_Commercial_Healthcare_New_Food Preparation_Natural Gas_Double Rack Oven_E7 | F5 | Commercial | Healthcare | New | Food Preparation | Natural Gas | Double Rack Oven | E7 | Utility - Cost of Operation | 0 | 0 | 0 | 0 | 0 | 0 | 0 | 0 | 0 | 0 | 0 | 0 | 0 | 0 | 0 | 0 | 0 | 0 | 0 | 0 | 0 | 0 | 0 | 0 | 0 | 0 | 0 | 0 | 0 | 0
F5_Commercial_Healthcare_New_Food Preparation_Natural Gas_Double Rack Oven_E8 | F5 | Commercial | Healthcare | New | Food Preparation | Natural Gas | Double Rack Oven | E8 | Utility - Cost of Operation | 0 | 0 | 0 | 0 | 0 | 0 | 0 | 0 | 0 | 0 | 0 | 0 | 0 | 0 | 0 | 0 | 0 | 0 | 0 | 0 | 0 | 0 | 0 | 0 | 0 | 0 | 0 | 0 | 0 | 0
F5_Commercial_Healthcare_New_Food Preparation_Natural Gas_Double Rack Oven_E9 | F5 | Commercial | Healthcare | New | Food Preparation | Natural Gas | Double Rack Oven | E9 | Utility - Cost of Operation | 0 | 0 | 0 | 0 | 0 | 0 | 0 | 0 | 0 | 0 | 0 | 0 | 0 | 0 | 0 | 0 | 0 | 0 | 0 | 0 | 0 | 0 | 0 | 0 | 0 | 0 | 0 | 0 | 0 | 0
F5_Commercial_Healthcare_New_Food Preparation_Natural Gas_Double Rack Oven_E10 | F5 | Commercial | Healthcare | New | Food Preparation | Natural Gas | Double Rack Oven | E10 | Utility - Cost of Operation | 0 | 0 | 0 | 0 | 0 | 0 | 0 | 0 | 0 | 0 | 0 | 0 | 0 | 0 | 0 | 0 | 0 | 0 | 0 | 0 | 0 | 0 | 0 | 0 | 0 | 0 | 0 | 0 | 0 | 0
F6_Commercial_Healthcare_New_Food Preparation_Natural Gas_Double Rack Oven_E1 | F6 | Commercial | Healthcare | New | Food Preparation | Natural Gas | Double Rack Oven | E1 | Utility - Value of Sales | 0.15474 | 0.15607 | 0.15765 | 0.16027 | 0.16377 | 0.16789 | 0.17168 | 0.17506 | 0.17833 | 0.18151 | 0.18471 | 0.18782 | 0.19075 | 0.19368 | 0.19649 | 0.19937 | 0.20244 | 0.20554 | 0.20866 | 0.2118 | 0.2149 | 0.21795 | 0 | 0 | 0 | 0 | 0 | 0 | 0 | 0
F6_Commercial_Healthcare_New_Food Preparation_Natural Gas_Double Rack Oven_E2 | F6 | Commercial | Healthcare | New | Food Preparation | Natural Gas | Double Rack Oven | E2 | Utility - Value of Sales | 0.084405 | 0.085127 | 0.085991 | 0.087422 | 0.089329 | 0.091578 | 0.093645 | 0.095486 | 0.097271 | 0.099003 | 0.10075 | 0.10245 | 0.10405 | 0.10565 | 0.10718 | 0.10874 | 0.11042 | 0.11211 | 0.11381 | 0.11552 | 0.11722 | 0.11888 | 0 | 0 | 0 | 0 | 0 | 0 | 0 | 0
F6_Commercial_Healthcare_New_Food Preparation_Natural Gas_Double Rack Oven_E3 | F6 | Commercial | Healthcare | New | Food Preparation | Natural Gas | Double Rack Oven | E3 | Utility - Value of Sales | 0 | 0 | 0 | 0 | 0 | 0 | 0 | 0 | 0 | 0 | 0 | 0 | 0 | 0 | 0 | 0 | 0 | 0 | 0 | 0 | 0 | 0 | 0 | 0 | 0 | 0 | 0 | 0 | 0 | 0
F6_Commercial_Healthcare_New_Food Preparation_Natural Gas_Double Rack Oven_E4 | F6 | Commercial | Healthcare | New | Food Preparation | Natural Gas | Double Rack Oven | E4 | Utility - Value of Sales | 0 | 0 | 0 | 0 | 0 | 0 | 0 | 0 | 0 | 0 | 0 | 0 | 0 | 0 | 0 | 0 | 0 | 0 | 0 | 0 | 0 | 0 | 0 | 0 | 0 | 0 | 0 | 0 | 0 | 0
F6_Commercial_Healthcare_New_Food Preparation_Natural Gas_Double Rack Oven_E5 | F6 | Commercial | Healthcare | New | Food Preparation | Natural Gas | Double Rack Oven | E5 | Utility - Value of Sales | 0 | 0 | 0 | 0 | 0 | 0 | 0 | 0 | 0 | 0 | 0 | 0 | 0 | 0 | 0 | 0 | 0 | 0 | 0 | 0 | 0 | 0 | 0 | 0 | 0 | 0 | 0 | 0 | 0 | 0
F6_Commercial_Healthcare_New_Food Preparation_Natural Gas_Double Rack Oven_E6 | F6 | Commercial | Healthcare | New | Food Preparation | Natural Gas | Double Rack Oven | E6 | Utility - Value of Sales | 0 | 0 | 0 | 0 | 0 | 0 | 0 | 0 | 0 | 0 | 0 | 0 | 0 | 0 | 0 | 0 | 0 | 0 | 0 | 0 | 0 | 0 | 0 | 0 | 0 | 0 | 0 | 0 | 0 | 0
F6_Commercial_Healthcare_New_Food Preparation_Natural Gas_Double Rack Oven_E7 | F6 | Commercial | Healthcare | New | Food Preparation | Natural Gas | Double Rack Oven | E7 | Utility - Value of Sales | 0 | 0 | 0 | 0 | 0 | 0 | 0 | 0 | 0 | 0 | 0 | 0 | 0 | 0 | 0 | 0 | 0 | 0 | 0 | 0 | 0 | 0 | 0 | 0 | 0 | 0 | 0 | 0 | 0 | 0
F6_Commercial_Healthcare_New_Food Preparation_Natural Gas_Double Rack Oven_E8 | F6 | Commercial | Healthcare | New | Food Preparation | Natural Gas | Double Rack Oven | E8 | Utility - Value of Sales | 0 | 0 | 0 | 0 | 0 | 0 | 0 | 0 | 0 | 0 | 0 | 0 | 0 | 0 | 0 | 0 | 0 | 0 | 0 | 0 | 0 | 0 | 0 | 0 | 0 | 0 | 0 | 0 | 0 | 0
F6_Commercial_Healthcare_New_Food Preparation_Natural Gas_Double Rack Oven_E9 | F6 | Commercial | Healthcare | New | Food Preparation | Natural Gas | Double Rack Oven | E9 | Utility - Value of Sales | 0 | 0 | 0 | 0 | 0 | 0 | 0 | 0 | 0 | 0 | 0 | 0 | 0 | 0 | 0 | 0 | 0 | 0 | 0 | 0 | 0 | 0 | 0 | 0 | 0 | 0 | 0 | 0 | 0 | 0
F6_Commercial_Healthcare_New_Food Preparation_Natural Gas_Double Rack Oven_E10 | F6 | Commercial | Healthcare | New | Food Preparation | Natural Gas | Double Rack Oven | E10 | Utility - Value of Sales | 0 | 0 | 0 | 0 | 0 | 0 | 0 | 0 | 0 | 0 | 0 | 0 | 0 | 0 | 0 | 0 | 0 | 0 | 0 | 0 | 0 | 0 | 0 | 0 | 0 | 0 | 0 | 0 | 0 | 0
F1_Commercial_Healthcare_New_Food Preparation_Natural Gas_Fryer_E1 | F1 | Commercial | Healthcare | New | Food Preparation | Natural Gas | Fryer | E1 | Participant - Cost of Equipment | 0.046052 | 0.046052 | 0.046052 | 0.046052 | 0.046052 | 0.046052 | 0.046052 | 0.046052 | 0.046052 | 0.046052 | 0.046052 | 0.046052 | 0.046052 | 0.046052 | 0.046052 | 0.046052 | 0.046052 | 0.046052 | 0.046052 | 0.046052 | 0.046052 | 0.046052 | 0 | 0 | 0 | 0 | 0 | 0 | 0 | 0
F1_Commercial_Healthcare_New_Food Preparation_Natural Gas_Fryer_E2 | F1 | Commercial | Healthcare | New | Food Preparation | Natural Gas | Fryer | E2 | Participant - Cost of Equipment | 0.057887 | 0.057887 | 0.057887 | 0.057887 | 0.057887 | 0.057887 | 0.057887 | 0.057887 | 0.057887 | 0.057887 | 0.057887 | 0.057887 | 0.057887 | 0.057887 | 0.057887 | 0.057887 | 0.057887 | 0.057887 | 0.057887 | 0.057887 | 0.057887 | 0.057887 | 0 | 0 | 0 | 0 | 0 | 0 | 0 | 0
F1_Commercial_Healthcare_New_Food Preparation_Natural Gas_Fryer_E3 | F1 | Commercial | Healthcare | New | Food Preparation | Natural Gas | Fryer | E3 | Participant - Cost of Equipment | 0 | 0 | 0 | 0 | 0 | 0 | 0 | 0 | 0 | 0 | 0 | 0 | 0 | 0 | 0 | 0 | 0 | 0 | 0 | 0 | 0 | 0 | 0 | 0 | 0 | 0 | 0 | 0 | 0 | 0
F1_Commercial_Healthcare_New_Food Preparation_Natural Gas_Fryer_E4 | F1 | Commercial | Healthcare | New | Food Preparation | Natural Gas | Fryer | E4 | Participant - Cost of Equipment | 0 | 0 | 0 | 0 | 0 | 0 | 0 | 0 | 0 | 0 | 0 | 0 | 0 | 0 | 0 | 0 | 0 | 0 | 0 | 0 | 0 | 0 | 0 | 0 | 0 | 0 | 0 | 0 | 0 | 0
F1_Commercial_Healthcare_New_Food Preparation_Natural Gas_Fryer_E5 | F1 | Commercial | Healthcare | New | Food Preparation | Natural Gas | Fryer | E5 | Participant - Cost of Equipment | 0 | 0 | 0 | 0 | 0 | 0 | 0 | 0 | 0 | 0 | 0 | 0 | 0 | 0 | 0 | 0 | 0 | 0 | 0 | 0 | 0 | 0 | 0 | 0 | 0 | 0 | 0 | 0 | 0 | 0
F1_Commercial_Healthcare_New_Food Preparation_Natural Gas_Fryer_E6 | F1 | Commercial | Healthcare | New | Food Preparation | Natural Gas | Fryer | E6 | Participant - Cost of Equipment | 0 | 0 | 0 | 0 | 0 | 0 | 0 | 0 | 0 | 0 | 0 | 0 | 0 | 0 | 0 | 0 | 0 | 0 | 0 | 0 | 0 | 0 | 0 | 0 | 0 | 0 | 0 | 0 | 0 | 0
F1_Commercial_Healthcare_New_Food Preparation_Natural Gas_Fryer_E7 | F1 | Commercial | Healthcare | New | Food Preparation | Natural Gas | Fryer | E7 | Participant - Cost of Equipment | 0 | 0 | 0 | 0 | 0 | 0 | 0 | 0 | 0 | 0 | 0 | 0 | 0 | 0 | 0 | 0 | 0 | 0 | 0 | 0 | 0 | 0 | 0 | 0 | 0 | 0 | 0 | 0 | 0 | 0
F1_Commercial_Healthcare_New_Food Preparation_Natural Gas_Fryer_E8 | F1 | Commercial | Healthcare | New | Food Preparation | Natural Gas | Fryer | E8 | Participant - Cost of Equipment | 0 | 0 | 0 | 0 | 0 | 0 | 0 | 0 | 0 | 0 | 0 | 0 | 0 | 0 | 0 | 0 | 0 | 0 | 0 | 0 | 0 | 0 | 0 | 0 | 0 | 0 | 0 | 0 | 0 | 0
F1_Commercial_Healthcare_New_Food Preparation_Natural Gas_Fryer_E9 | F1 | Commercial | Healthcare | New | Food Preparation | Natural Gas | Fryer | E9 | Participant - Cost of Equipment | 0 | 0 | 0 | 0 | 0 | 0 | 0 | 0 | 0 | 0 | 0 | 0 | 0 | 0 | 0 | 0 | 0 | 0 | 0 | 0 | 0 | 0 | 0 | 0 | 0 | 0 | 0 | 0 | 0 | 0
F1_Commercial_Healthcare_New_Food Preparation_Natural Gas_Fryer_E10 | F1 | Commercial | Healthcare | New | Food Preparation | Natural Gas | Fryer | E10 | Participant - Cost of Equipment | 0 | 0 | 0 | 0 | 0 | 0 | 0 | 0 | 0 | 0 | 0 | 0 | 0 | 0 | 0 | 0 | 0 | 0 | 0 | 0 | 0 | 0 | 0 | 0 | 0 | 0 | 0 | 0 | 0 | 0
F2_Commercial_Healthcare_New_Food Preparation_Natural Gas_Fryer_E1 | F2 | Commercial | Healthcare | New | Food Preparation | Natural Gas | Fryer | E1 | Participant - Cost of Operation | 0.075102 | 0.074542 | 0.074463 | 0.075542 | 0.077482 | 0.080026 | 0.082167 | 0.083845 | 0.085372 | 0.086868 | 0.088505 | 0.090155 | 0.091761 | 0.09357 | 0.095286 | 0.097109 | 0.098909 | 0.10048 | 0.10177 | 0.10278 | 0.1037 | 0.10454 | 0 | 0 | 0 | 0 | 0 | 0 | 0 | 0
F2_Commercial_Healthcare_New_Food Preparation_Natural Gas_Fryer_E2 | F2 | Commercial | Healthcare | New | Food Preparation | Natural Gas | Fryer | E2 | Participant - Cost of Operation | 0.04603 | 0.045687 | 0.045638 | 0.0463 | 0.047489 | 0.049048 | 0.05036 | 0.051389 | 0.052325 | 0.053241 | 0.054245 | 0.055256 | 0.05624 | 0.057349 | 0.058401 | 0.059518 | 0.060622 | 0.061582 | 0.062378 | 0.062992 | 0.063558 | 0.064071 | 0 | 0 | 0 | 0 | 0 | 0 | 0 | 0
F2_Commercial_Healthcare_New_Food Preparation_Natural Gas_Fryer_E3 | F2 | Commercial | Healthcare | New | Food Preparation | Natural Gas | Fryer | E3 | Participant - Cost of Operation | 0 | 0 | 0 | 0 | 0 | 0 | 0 | 0 | 0 | 0 | 0 | 0 | 0 | 0 | 0 | 0 | 0 | 0 | 0 | 0 | 0 | 0 | 0 | 0 | 0 | 0 | 0 | 0 | 0 | 0
F2_Commercial_Healthcare_New_Food Preparation_Natural Gas_Fryer_E4 | F2 | Commercial | Healthcare | New | Food Preparation | Natural Gas | Fryer | E4 | Participant - Cost of Operation | 0 | 0 | 0 | 0 | 0 | 0 | 0 | 0 | 0 | 0 | 0 | 0 | 0 | 0 | 0 | 0 | 0 | 0 | 0 | 0 | 0 | 0 | 0 | 0 | 0 | 0 | 0 | 0 | 0 | 0
F2_Commercial_Healthcare_New_Food Preparation_Natural Gas_Fryer_E5 | F2 | Commercial | Healthcare | New | Food Preparation | Natural Gas | Fryer | E5 | Participant - Cost of Operation | 0 | 0 | 0 | 0 | 0 | 0 | 0 | 0 | 0 | 0 | 0 | 0 | 0 | 0 | 0 | 0 | 0 | 0 | 0 | 0 | 0 | 0 | 0 | 0 | 0 | 0 | 0 | 0 | 0 | 0
F2_Commercial_Healthcare_New_Food Preparation_Natural Gas_Fryer_E6 | F2 | Commercial | Healthcare | New | Food Preparation | Natural Gas | Fryer | E6 | Participant - Cost of Operation | 0 | 0 | 0 | 0 | 0 | 0 | 0 | 0 | 0 | 0 | 0 | 0 | 0 | 0 | 0 | 0 | 0 | 0 | 0 | 0 | 0 | 0 | 0 | 0 | 0 | 0 | 0 | 0 | 0 | 0
F2_Commercial_Healthcare_New_Food Preparation_Natural Gas_Fryer_E7 | F2 | Commercial | Healthcare | New | Food Preparation | Natural Gas | Fryer | E7 | Participant - Cost of Operation | 0 | 0 | 0 | 0 | 0 | 0 | 0 | 0 | 0 | 0 | 0 | 0 | 0 | 0 | 0 | 0 | 0 | 0 | 0 | 0 | 0 | 0 | 0 | 0 | 0 | 0 | 0 | 0 | 0 | 0
F2_Commercial_Healthcare_New_Food Preparation_Natural Gas_Fryer_E8 | F2 | Commercial | Healthcare | New | Food Preparation | Natural Gas | Fryer | E8 | Participant - Cost of Operation | 0 | 0 | 0 | 0 | 0 | 0 | 0 | 0 | 0 | 0 | 0 | 0 | 0 | 0 | 0 | 0 | 0 | 0 | 0 | 0 | 0 | 0 | 0 | 0 | 0 | 0 | 0 | 0 | 0 | 0
F2_Commercial_Healthcare_New_Food Preparation_Natural Gas_Fryer_E9 | F2 | Commercial | Healthcare | New | Food Preparation | Natural Gas | Fryer | E9 | Participant - Cost of Operation | 0 | 0 | 0 | 0 | 0 | 0 | 0 | 0 | 0 | 0 | 0 | 0 | 0 | 0 | 0 | 0 | 0 | 0 | 0 | 0 | 0 | 0 | 0 | 0 | 0 | 0 | 0 | 0 | 0 | 0
F2_Commercial_Healthcare_New_Food Preparation_Natural Gas_Fryer_E10 | F2 | Commercial | Healthcare | New | Food Preparation | Natural Gas | Fryer | E10 | Participant - Cost of Operation | 0 | 0 | 0 | 0 | 0 | 0 | 0 | 0 | 0 | 0 | 0 | 0 | 0 | 0 | 0 | 0 | 0 | 0 | 0 | 0 | 0 | 0 | 0 | 0 | 0 | 0 | 0 | 0 | 0 | 0
F3_Commercial_Healthcare_New_Food Preparation_Natural Gas_Fryer_E1 | F3 | Commercial | Healthcare | New | Food Preparation | Natural Gas | Fryer | E1 | System - kBTUs of Conusmption | 7.2124 | 7.2104 | 7.2199 | 7.3019 | 7.3721 | 7.4299 | 7.469 | 7.5106 | 7.5489 | 7.584 | 7.6111 | 7.6403 | 7.6669 | 7.6912 | 7.7074 | 7.7275 | 7.7253 | 7.7003 | 7.6468 | 7.5748 | 7.5002 | 7.4234 | 0 | 0 | 0 | 0 | 0 | 0 | 0 | 0
F3_Commercial_Healthcare_New_Food Preparation_Natural Gas_Fryer_E2 | F3 | Commercial | Healthcare | New | Food Preparation | Natural Gas | Fryer | E2 | System - kBTUs of Conusmption | 4.4205 | 4.4193 | 4.4251 | 4.4754 | 4.5184 | 4.5538 | 4.5778 | 4.6033 | 4.6268 | 4.6483 | 4.6649 | 4.6828 | 4.6991 | 4.714 | 4.7239 | 4.7362 | 4.7349 | 4.7195 | 4.6867 | 4.6426 | 4.5969 | 4.5498 | 0 | 0 | 0 | 0 | 0 | 0 | 0 | 0
F3_Commercial_Healthcare_New_Food Preparation_Natural Gas_Fryer_E3 | F3 | Commercial | Healthcare | New | Food Preparation | Natural Gas | Fryer | E3 | System - kBTUs of Conusmption | 0 | 0 | 0 | 0 | 0 | 0 | 0 | 0 | 0 | 0 | 0 | 0 | 0 | 0 | 0 | 0 | 0 | 0 | 0 | 0 | 0 | 0 | 0 | 0 | 0 | 0 | 0 | 0 | 0 | 0
F3_Commercial_Healthcare_New_Food Preparation_Natural Gas_Fryer_E4 | F3 | Commercial | Healthcare | New | Food Preparation | Natural Gas | Fryer | E4 | System - kBTUs of Conusmption | 0 | 0 | 0 | 0 | 0 | 0 | 0 | 0 | 0 | 0 | 0 | 0 | 0 | 0 | 0 | 0 | 0 | 0 | 0 | 0 | 0 | 0 | 0 | 0 | 0 | 0 | 0 | 0 | 0 | 0
F3_Commercial_Healthcare_New_Food Preparation_Natural Gas_Fryer_E5 | F3 | Commercial | Healthcare | New | Food Preparation | Natural Gas | Fryer | E5 | System - kBTUs of Conusmption | 0 | 0 | 0 | 0 | 0 | 0 | 0 | 0 | 0 | 0 | 0 | 0 | 0 | 0 | 0 | 0 | 0 | 0 | 0 | 0 | 0 | 0 | 0 | 0 | 0 | 0 | 0 | 0 | 0 | 0
F3_Commercial_Healthcare_New_Food Preparation_Natural Gas_Fryer_E6 | F3 | Commercial | Healthcare | New | Food Preparation | Natural Gas | Fryer | E6 | System - kBTUs of Conusmption | 0 | 0 | 0 | 0 | 0 | 0 | 0 | 0 | 0 | 0 | 0 | 0 | 0 | 0 | 0 | 0 | 0 | 0 | 0 | 0 | 0 | 0 | 0 | 0 | 0 | 0 | 0 | 0 | 0 | 0
F3_Commercial_Healthcare_New_Food Preparation_Natural Gas_Fryer_E7 | F3 | Commercial | Healthcare | New | Food Preparation | Natural Gas | Fryer | E7 | System - kBTUs of Conusmption | 0 | 0 | 0 | 0 | 0 | 0 | 0 | 0 | 0 | 0 | 0 | 0 | 0 | 0 | 0 | 0 | 0 | 0 | 0 | 0 | 0 | 0 | 0 | 0 | 0 | 0 | 0 | 0 | 0 | 0
F3_Commercial_Healthcare_New_Food Preparation_Natural Gas_Fryer_E8 | F3 | Commercial | Healthcare | New | Food Preparation | Natural Gas | Fryer | E8 | System - kBTUs of Conusmption | 0 | 0 | 0 | 0 | 0 | 0 | 0 | 0 | 0 | 0 | 0 | 0 | 0 | 0 | 0 | 0 | 0 | 0 | 0 | 0 | 0 | 0 | 0 | 0 | 0 | 0 | 0 | 0 | 0 | 0
F3_Commercial_Healthcare_New_Food Preparation_Natural Gas_Fryer_E9 | F3 | Commercial | Healthcare | New | Food Preparation | Natural Gas | Fryer | E9 | System - kBTUs of Conusmption | 0 | 0 | 0 | 0 | 0 | 0 | 0 | 0 | 0 | 0 | 0 | 0 | 0 | 0 | 0 | 0 | 0 | 0 | 0 | 0 | 0 | 0 | 0 | 0 | 0 | 0 | 0 | 0 | 0 | 0
F3_Commercial_Healthcare_New_Food Preparation_Natural Gas_Fryer_E10 | F3 | Commercial | Healthcare | New | Food Preparation | Natural Gas | Fryer | E10 | System - kBTUs of Conusmption | 0 | 0 | 0 | 0 | 0 | 0 | 0 | 0 | 0 | 0 | 0 | 0 | 0 | 0 | 0 | 0 | 0 | 0 | 0 | 0 | 0 | 0 | 0 | 0 | 0 | 0 | 0 | 0 | 0 | 0
F4_Commercial_Healthcare_New_Food Preparation_Natural Gas_Fryer_E1 | F4 | Commercial | Healthcare | New | Food Preparation | Natural Gas | Fryer | E1 | Utility - Cost of Equipment | 0.046052 | 0.046052 | 0.046052 | 0.046052 | 0.046052 | 0.046052 | 0.046052 | 0.046052 | 0.046052 | 0.046052 | 0.046052 | 0.046052 | 0.046052 | 0.046052 | 0.046052 | 0.046052 | 0.046052 | 0.046052 | 0.046052 | 0.046052 | 0.046052 | 0.046052 | 0 | 0 | 0 | 0 | 0 | 0 | 0 | 0
F4_Commercial_Healthcare_New_Food Preparation_Natural Gas_Fryer_E2 | F4 | Commercial | Healthcare | New | Food Preparation | Natural Gas | Fryer | E2 | Utility - Cost of Equipment | 0.057887 | 0.057887 | 0.057887 | 0.057887 | 0.057887 | 0.057887 | 0.057887 | 0.057887 | 0.057887 | 0.057887 | 0.057887 | 0.057887 | 0.057887 | 0.057887 | 0.057887 | 0.057887 | 0.057887 | 0.057887 | 0.057887 | 0.057887 | 0.057887 | 0.057887 | 0 | 0 | 0 | 0 | 0 | 0 | 0 | 0
F4_Commercial_Healthcare_New_Food Preparation_Natural Gas_Fryer_E3 | F4 | Commercial | Healthcare | New | Food Preparation | Natural Gas | Fryer | E3 | Utility - Cost of Equipment | 0 | 0 | 0 | 0 | 0 | 0 | 0 | 0 | 0 | 0 | 0 | 0 | 0 | 0 | 0 | 0 | 0 | 0 | 0 | 0 | 0 | 0 | 0 | 0 | 0 | 0 | 0 | 0 | 0 | 0
F4_Commercial_Healthcare_New_Food Preparation_Natural Gas_Fryer_E4 | F4 | Commercial | Healthcare | New | Food Preparation | Natural Gas | Fryer | E4 | Utility - Cost of Equipment | 0 | 0 | 0 | 0 | 0 | 0 | 0 | 0 | 0 | 0 | 0 | 0 | 0 | 0 | 0 | 0 | 0 | 0 | 0 | 0 | 0 | 0 | 0 | 0 | 0 | 0 | 0 | 0 | 0 | 0
F4_Commercial_Healthcare_New_Food Preparation_Natural Gas_Fryer_E5 | F4 | Commercial | Healthcare | New | Food Preparation | Natural Gas | Fryer | E5 | Utility - Cost of Equipment | 0 | 0 | 0 | 0 | 0 | 0 | 0 | 0 | 0 | 0 | 0 | 0 | 0 | 0 | 0 | 0 | 0 | 0 | 0 | 0 | 0 | 0 | 0 | 0 | 0 | 0 | 0 | 0 | 0 | 0
F4_Commercial_Healthcare_New_Food Preparation_Natural Gas_Fryer_E6 | F4 | Commercial | Healthcare | New | Food Preparation | Natural Gas | Fryer | E6 | Utility - Cost of Equipment | 0 | 0 | 0 | 0 | 0 | 0 | 0 | 0 | 0 | 0 | 0 | 0 | 0 | 0 | 0 | 0 | 0 | 0 | 0 | 0 | 0 | 0 | 0 | 0 | 0 | 0 | 0 | 0 | 0 | 0
F4_Commercial_Healthcare_New_Food Preparation_Natural Gas_Fryer_E7 | F4 | Commercial | Healthcare | New | Food Preparation | Natural Gas | Fryer | E7 | Utility - Cost of Equipment | 0 | 0 | 0 | 0 | 0 | 0 | 0 | 0 | 0 | 0 | 0 | 0 | 0 | 0 | 0 | 0 | 0 | 0 | 0 | 0 | 0 | 0 | 0 | 0 | 0 | 0 | 0 | 0 | 0 | 0
F4_Commercial_Healthcare_New_Food Preparation_Natural Gas_Fryer_E8 | F4 | Commercial | Healthcare | New | Food Preparation | Natural Gas | Fryer | E8 | Utility - Cost of Equipment | 0 | 0 | 0 | 0 | 0 | 0 | 0 | 0 | 0 | 0 | 0 | 0 | 0 | 0 | 0 | 0 | 0 | 0 | 0 | 0 | 0 | 0 | 0 | 0 | 0 | 0 | 0 | 0 | 0 | 0
F4_Commercial_Healthcare_New_Food Preparation_Natural Gas_Fryer_E9 | F4 | Commercial | Healthcare | New | Food Preparation | Natural Gas | Fryer | E9 | Utility - Cost of Equipment | 0 | 0 | 0 | 0 | 0 | 0 | 0 | 0 | 0 | 0 | 0 | 0 | 0 | 0 | 0 | 0 | 0 | 0 | 0 | 0 | 0 | 0 | 0 | 0 | 0 | 0 | 0 | 0 | 0 | 0
F4_Commercial_Healthcare_New_Food Preparation_Natural Gas_Fryer_E10 | F4 | Commercial | Healthcare | New | Food Preparation | Natural Gas | Fryer | E10 | Utility - Cost of Equipment | 0 | 0 | 0 | 0 | 0 | 0 | 0 | 0 | 0 | 0 | 0 | 0 | 0 | 0 | 0 | 0 | 0 | 0 | 0 | 0 | 0 | 0 | 0 | 0 | 0 | 0 | 0 | 0 | 0 | 0
F5_Commercial_Healthcare_New_Food Preparation_Natural Gas_Fryer_E1 | F5 | Commercial | Healthcare | New | Food Preparation | Natural Gas | Fryer | E1 | Utility - Cost of Operation | 0.062686 | 0.062218 | 0.062153 | 0.063054 | 0.064673 | 0.066796 | 0.068583 | 0.069984 | 0.071258 | 0.072507 | 0.073873 | 0.075251 | 0.076591 | 0.078101 | 0.079533 | 0.081055 | 0.082558 | 0.083865 | 0.084949 | 0.085785 | 0.086557 | 0.087255 | 0 | 0 | 0 | 0 | 0 | 0 | 0 | 0
F5_Commercial_Healthcare_New_Food Preparation_Natural Gas_Fryer_E2 | F5 | Commercial | Healthcare | New | Food Preparation | Natural Gas | Fryer | E2 | Utility - Cost of Operation | 0.03842 | 0.038134 | 0.038093 | 0.038646 | 0.039638 | 0.04094 | 0.042035 | 0.042893 | 0.043674 | 0.04444 | 0.045277 | 0.046121 | 0.046943 | 0.047868 | 0.048746 | 0.049679 | 0.0506 | 0.051401 | 0.052066 | 0.052578 | 0.053051 | 0.053479 | 0 | 0 | 0 | 0 | 0 | 0 | 0 | 0
F5_Commercial_Healthcare_New_Food Preparation_Natural Gas_Fryer_E3 | F5 | Commercial | Healthcare | New | Food Preparation | Natural Gas | Fryer | E3 | Utility - Cost of Operation | 0 | 0 | 0 | 0 | 0 | 0 | 0 | 0 | 0 | 0 | 0 | 0 | 0 | 0 | 0 | 0 | 0 | 0 | 0 | 0 | 0 | 0 | 0 | 0 | 0 | 0 | 0 | 0 | 0 | 0
F5_Commercial_Healthcare_New_Food Preparation_Natural Gas_Fryer_E4 | F5 | Commercial | Healthcare | New | Food Preparation | Natural Gas | Fryer | E4 | Utility - Cost of Operation | 0 | 0 | 0 | 0 | 0 | 0 | 0 | 0 | 0 | 0 | 0 | 0 | 0 | 0 | 0 | 0 | 0 | 0 | 0 | 0 | 0 | 0 | 0 | 0 | 0 | 0 | 0 | 0 | 0 | 0
F5_Commercial_Healthcare_New_Food Preparation_Natural Gas_Fryer_E5 | F5 | Commercial | Healthcare | New | Food Preparation | Natural Gas | Fryer | E5 | Utility - Cost of Operation | 0 | 0 | 0 | 0 | 0 | 0 | 0 | 0 | 0 | 0 | 0 | 0 | 0 | 0 | 0 | 0 | 0 | 0 | 0 | 0 | 0 | 0 | 0 | 0 | 0 | 0 | 0 | 0 | 0 | 0
F5_Commercial_Healthcare_New_Food Preparation_Natural Gas_Fryer_E6 | F5 | Commercial | Healthcare | New | Food Preparation | Natural Gas | Fryer | E6 | Utility - Cost of Operation | 0 | 0 | 0 | 0 | 0 | 0 | 0 | 0 | 0 | 0 | 0 | 0 | 0 | 0 | 0 | 0 | 0 | 0 | 0 | 0 | 0 | 0 | 0 | 0 | 0 | 0 | 0 | 0 | 0 | 0
F5_Commercial_Healthcare_New_Food Preparation_Natural Gas_Fryer_E7 | F5 | Commercial | Healthcare | New | Food Preparation | Natural Gas | Fryer | E7 | Utility - Cost of Operation | 0 | 0 | 0 | 0 | 0 | 0 | 0 | 0 | 0 | 0 | 0 | 0 | 0 | 0 | 0 | 0 | 0 | 0 | 0 | 0 | 0 | 0 | 0 | 0 | 0 | 0 | 0 | 0 | 0 | 0
F5_Commercial_Healthcare_New_Food Preparation_Natural Gas_Fryer_E8 | F5 | Commercial | Healthcare | New | Food Preparation | Natural Gas | Fryer | E8 | Utility - Cost of Operation | 0 | 0 | 0 | 0 | 0 | 0 | 0 | 0 | 0 | 0 | 0 | 0 | 0 | 0 | 0 | 0 | 0 | 0 | 0 | 0 | 0 | 0 | 0 | 0 | 0 | 0 | 0 | 0 | 0 | 0
F5_Commercial_Healthcare_New_Food Preparation_Natural Gas_Fryer_E9 | F5 | Commercial | Healthcare | New | Food Preparation | Natural Gas | Fryer | E9 | Utility - Cost of Operation | 0 | 0 | 0 | 0 | 0 | 0 | 0 | 0 | 0 | 0 | 0 | 0 | 0 | 0 | 0 | 0 | 0 | 0 | 0 | 0 | 0 | 0 | 0 | 0 | 0 | 0 | 0 | 0 | 0 | 0
F5_Commercial_Healthcare_New_Food Preparation_Natural Gas_Fryer_E10 | F5 | Commercial | Healthcare | New | Food Preparation | Natural Gas | Fryer | E10 | Utility - Cost of Operation | 0 | 0 | 0 | 0 | 0 | 0 | 0 | 0 | 0 | 0 | 0 | 0 | 0 | 0 | 0 | 0 | 0 | 0 | 0 | 0 | 0 | 0 | 0 | 0 | 0 | 0 | 0 | 0 | 0 | 0
F6_Commercial_Healthcare_New_Food Preparation_Natural Gas_Fryer_E1 | F6 | Commercial | Healthcare | New | Food Preparation | Natural Gas | Fryer | E1 | Utility - Value of Sales | 0.075102 | 0.074542 | 0.074463 | 0.075542 | 0.077482 | 0.080026 | 0.082167 | 0.083845 | 0.085372 | 0.086868 | 0.088505 | 0.090155 | 0.091761 | 0.09357 | 0.095286 | 0.097109 | 0.098909 | 0.10048 | 0.10177 | 0.10278 | 0.1037 | 0.10454 | 0 | 0 | 0 | 0 | 0 | 0 | 0 | 0
F6_Commercial_Healthcare_New_Food Preparation_Natural Gas_Fryer_E2 | F6 | Commercial | Healthcare | New | Food Preparation | Natural Gas | Fryer | E2 | Utility - Value of Sales | 0.04603 | 0.045687 | 0.045638 | 0.0463 | 0.047489 | 0.049048 | 0.05036 | 0.051389 | 0.052325 | 0.053241 | 0.054245 | 0.055256 | 0.05624 | 0.057349 | 0.058401 | 0.059518 | 0.060622 | 0.061582 | 0.062378 | 0.062992 | 0.063558 | 0.064071 | 0 | 0 | 0 | 0 | 0 | 0 | 0 | 0
F6_Commercial_Healthcare_New_Food Preparation_Natural Gas_Fryer_E3 | F6 | Commercial | Healthcare | New | Food Preparation | Natural Gas | Fryer | E3 | Utility - Value of Sales | 0 | 0 | 0 | 0 | 0 | 0 | 0 | 0 | 0 | 0 | 0 | 0 | 0 | 0 | 0 | 0 | 0 | 0 | 0 | 0 | 0 | 0 | 0 | 0 | 0 | 0 | 0 | 0 | 0 | 0
F6_Commercial_Healthcare_New_Food Preparation_Natural Gas_Fryer_E4 | F6 | Commercial | Healthcare | New | Food Preparation | Natural Gas | Fryer | E4 | Utility - Value of Sales | 0 | 0 | 0 | 0 | 0 | 0 | 0 | 0 | 0 | 0 | 0 | 0 | 0 | 0 | 0 | 0 | 0 | 0 | 0 | 0 | 0 | 0 | 0 | 0 | 0 | 0 | 0 | 0 | 0 | 0
F6_Commercial_Healthcare_New_Food Preparation_Natural Gas_Fryer_E5 | F6 | Commercial | Healthcare | New | Food Preparation | Natural Gas | Fryer | E5 | Utility - Value of Sales | 0 | 0 | 0 | 0 | 0 | 0 | 0 | 0 | 0 | 0 | 0 | 0 | 0 | 0 | 0 | 0 | 0 | 0 | 0 | 0 | 0 | 0 | 0 | 0 | 0 | 0 | 0 | 0 | 0 | 0
F6_Commercial_Healthcare_New_Food Preparation_Natural Gas_Fryer_E6 | F6 | Commercial | Healthcare | New | Food Preparation | Natural Gas | Fryer | E6 | Utility - Value of Sales | 0 | 0 | 0 | 0 | 0 | 0 | 0 | 0 | 0 | 0 | 0 | 0 | 0 | 0 | 0 | 0 | 0 | 0 | 0 | 0 | 0 | 0 | 0 | 0 | 0 | 0 | 0 | 0 | 0 | 0
F6_Commercial_Healthcare_New_Food Preparation_Natural Gas_Fryer_E7 | F6 | Commercial | Healthcare | New | Food Preparation | Natural Gas | Fryer | E7 | Utility - Value of Sales | 0 | 0 | 0 | 0 | 0 | 0 | 0 | 0 | 0 | 0 | 0 | 0 | 0 | 0 | 0 | 0 | 0 | 0 | 0 | 0 | 0 | 0 | 0 | 0 | 0 | 0 | 0 | 0 | 0 | 0
F6_Commercial_Healthcare_New_Food Preparation_Natural Gas_Fryer_E8 | F6 | Commercial | Healthcare | New | Food Preparation | Natural Gas | Fryer | E8 | Utility - Value of Sales | 0 | 0 | 0 | 0 | 0 | 0 | 0 | 0 | 0 | 0 | 0 | 0 | 0 | 0 | 0 | 0 | 0 | 0 | 0 | 0 | 0 | 0 | 0 | 0 | 0 | 0 | 0 | 0 | 0 | 0
F6_Commercial_Healthcare_New_Food Preparation_Natural Gas_Fryer_E9 | F6 | Commercial | Healthcare | New | Food Preparation | Natural Gas | Fryer | E9 | Utility - Value of Sales | 0 | 0 | 0 | 0 | 0 | 0 | 0 | 0 | 0 | 0 | 0 | 0 | 0 | 0 | 0 | 0 | 0 | 0 | 0 | 0 | 0 | 0 | 0 | 0 | 0 | 0 | 0 | 0 | 0 | 0
F6_Commercial_Healthcare_New_Food Preparation_Natural Gas_Fryer_E10 | F6 | Commercial | Healthcare | New | Food Preparation | Natural Gas | Fryer | E10 | Utility - Value of Sales | 0 | 0 | 0 | 0 | 0 | 0 | 0 | 0 | 0 | 0 | 0 | 0 | 0 | 0 | 0 | 0 | 0 | 0 | 0 | 0 | 0 | 0 | 0 | 0 | 0 | 0 | 0 | 0 | 0 | 0
F1_Commercial_Healthcare_New_Food Preparation_Natural Gas_Broiler_E1 | F1 | Commercial | Healthcare | New | Food Preparation | Natural Gas | Broiler | E1 | Participant - Cost of Equipment | 0.032277 | 0.032277 | 0.032277 | 0.032277 | 0.032277 | 0.032277 | 0.032277 | 0.032277 | 0.032277 | 0.032277 | 0.032277 | 0.032277 | 0.032277 | 0.032277 | 0.032277 | 0.032277 | 0.032277 | 0.032277 | 0.032277 | 0.032277 | 0.032277 | 0.032277 | 0 | 0 | 0 | 0 | 0 | 0 | 0 | 0
F1_Commercial_Healthcare_New_Food Preparation_Natural Gas_Broiler_E2 | F1 | Commercial | Healthcare | New | Food Preparation | Natural Gas | Broiler | E2 | Participant - Cost of Equipment | 0.045188 | 0.045188 | 0.045188 | 0.045188 | 0.045188 | 0.045188 | 0.045188 | 0.045188 | 0.045188 | 0.045188 | 0.045188 | 0.045188 | 0.045188 | 0.045188 | 0.045188 | 0.045188 | 0.045188 | 0.045188 | 0.045188 | 0.045188 | 0.045188 | 0.045188 | 0 | 0 | 0 | 0 | 0 | 0 | 0 | 0
F1_Commercial_Healthcare_New_Food Preparation_Natural Gas_Broiler_E3 | F1 | Commercial | Healthcare | New | Food Preparation | Natural Gas | Broiler | E3 | Participant - Cost of Equipment | 0 | 0 | 0 | 0 | 0 | 0 | 0 | 0 | 0 | 0 | 0 | 0 | 0 | 0 | 0 | 0 | 0 | 0 | 0 | 0 | 0 | 0 | 0 | 0 | 0 | 0 | 0 | 0 | 0 | 0
F1_Commercial_Healthcare_New_Food Preparation_Natural Gas_Broiler_E4 | F1 | Commercial | Healthcare | New | Food Preparation | Natural Gas | Broiler | E4 | Participant - Cost of Equipment | 0 | 0 | 0 | 0 | 0 | 0 | 0 | 0 | 0 | 0 | 0 | 0 | 0 | 0 | 0 | 0 | 0 | 0 | 0 | 0 | 0 | 0 | 0 | 0 | 0 | 0 | 0 | 0 | 0 | 0
F1_Commercial_Healthcare_New_Food Preparation_Natural Gas_Broiler_E5 | F1 | Commercial | Healthcare | New | Food Preparation | Natural Gas | Broiler | E5 | Participant - Cost of Equipment | 0 | 0 | 0 | 0 | 0 | 0 | 0 | 0 | 0 | 0 | 0 | 0 | 0 | 0 | 0 | 0 | 0 | 0 | 0 | 0 | 0 | 0 | 0 | 0 | 0 | 0 | 0 | 0 | 0 | 0
F1_Commercial_Healthcare_New_Food Preparation_Natural Gas_Broiler_E6 | F1 | Commercial | Healthcare | New | Food Preparation | Natural Gas | Broiler | E6 | Participant - Cost of Equipment | 0 | 0 | 0 | 0 | 0 | 0 | 0 | 0 | 0 | 0 | 0 | 0 | 0 | 0 | 0 | 0 | 0 | 0 | 0 | 0 | 0 | 0 | 0 | 0 | 0 | 0 | 0 | 0 | 0 | 0
F1_Commercial_Healthcare_New_Food Preparation_Natural Gas_Broiler_E7 | F1 | Commercial | Healthcare | New | Food Preparation | Natural Gas | Broiler | E7 | Participant - Cost of Equipment | 0 | 0 | 0 | 0 | 0 | 0 | 0 | 0 | 0 | 0 | 0 | 0 | 0 | 0 | 0 | 0 | 0 | 0 | 0 | 0 | 0 | 0 | 0 | 0 | 0 | 0 | 0 | 0 | 0 | 0
F1_Commercial_Healthcare_New_Food Preparation_Natural Gas_Broiler_E8 | F1 | Commercial | Healthcare | New | Food Preparation | Natural Gas | Broiler | E8 | Participant - Cost of Equipment | 0 | 0 | 0 | 0 | 0 | 0 | 0 | 0 | 0 | 0 | 0 | 0 | 0 | 0 | 0 | 0 | 0 | 0 | 0 | 0 | 0 | 0 | 0 | 0 | 0 | 0 | 0 | 0 | 0 | 0
F1_Commercial_Healthcare_New_Food Preparation_Natural Gas_Broiler_E9 | F1 | Commercial | Healthcare | New | Food Preparation | Natural Gas | Broiler | E9 | Participant - Cost of Equipment | 0 | 0 | 0 | 0 | 0 | 0 | 0 | 0 | 0 | 0 | 0 | 0 | 0 | 0 | 0 | 0 | 0 | 0 | 0 | 0 | 0 | 0 | 0 | 0 | 0 | 0 | 0 | 0 | 0 | 0
F1_Commercial_Healthcare_New_Food Preparation_Natural Gas_Broiler_E10 | F1 | Commercial | Healthcare | New | Food Preparation | Natural Gas | Broiler | E10 | Participant - Cost of Equipment | 0 | 0 | 0 | 0 | 0 | 0 | 0 | 0 | 0 | 0 | 0 | 0 | 0 | 0 | 0 | 0 | 0 | 0 | 0 | 0 | 0 | 0 | 0 | 0 | 0 | 0 | 0 | 0 | 0 | 0
F2_Commercial_Healthcare_New_Food Preparation_Natural Gas_Broiler_E1 | F2 | Commercial | Healthcare | New | Food Preparation | Natural Gas | Broiler | E1 | Participant - Cost of Operation | 0.079795 | 0.080477 | 0.081294 | 0.082647 | 0.084449 | 0.086576 | 0.08853 | 0.090271 | 0.091958 | 0.093596 | 0.095247 | 0.096852 | 0.098363 | 0.099876 | 0.10132 | 0.10281 | 0.10439 | 0.10599 | 0.1076 | 0.10921 | 0.11081 | 0.11239 | 0 | 0 | 0 | 0 | 0 | 0 | 0 | 0
F2_Commercial_Healthcare_New_Food Preparation_Natural Gas_Broiler_E2 | F2 | Commercial | Healthcare | New | Food Preparation | Natural Gas | Broiler | E2 | Participant - Cost of Operation | 0.051297 | 0.051735 | 0.052261 | 0.05313 | 0.054289 | 0.055656 | 0.056912 | 0.058031 | 0.059116 | 0.060169 | 0.06123 | 0.062262 | 0.063233 | 0.064206 | 0.065136 | 0.066089 | 0.067109 | 0.068135 | 0.06917 | 0.07021 | 0.071238 | 0.07225 | 0 | 0 | 0 | 0 | 0 | 0 | 0 | 0
F2_Commercial_Healthcare_New_Food Preparation_Natural Gas_Broiler_E3 | F2 | Commercial | Healthcare | New | Food Preparation | Natural Gas | Broiler | E3 | Participant - Cost of Operation | 0 | 0 | 0 | 0 | 0 | 0 | 0 | 0 | 0 | 0 | 0 | 0 | 0 | 0 | 0 | 0 | 0 | 0 | 0 | 0 | 0 | 0 | 0 | 0 | 0 | 0 | 0 | 0 | 0 | 0
F2_Commercial_Healthcare_New_Food Preparation_Natural Gas_Broiler_E4 | F2 | Commercial | Healthcare | New | Food Preparation | Natural Gas | Broiler | E4 | Participant - Cost of Operation | 0 | 0 | 0 | 0 | 0 | 0 | 0 | 0 | 0 | 0 | 0 | 0 | 0 | 0 | 0 | 0 | 0 | 0 | 0 | 0 | 0 | 0 | 0 | 0 | 0 | 0 | 0 | 0 | 0 | 0
F2_Commercial_Healthcare_New_Food Preparation_Natural Gas_Broiler_E5 | F2 | Commercial | Healthcare | New | Food Preparation | Natural Gas | Broiler | E5 | Participant - Cost of Operation | 0 | 0 | 0 | 0 | 0 | 0 | 0 | 0 | 0 | 0 | 0 | 0 | 0 | 0 | 0 | 0 | 0 | 0 | 0 | 0 | 0 | 0 | 0 | 0 | 0 | 0 | 0 | 0 | 0 | 0
F2_Commercial_Healthcare_New_Food Preparation_Natural Gas_Broiler_E6 | F2 | Commercial | Healthcare | New | Food Preparation | Natural Gas | Broiler | E6 | Participant - Cost of Operation | 0 | 0 | 0 | 0 | 0 | 0 | 0 | 0 | 0 | 0 | 0 | 0 | 0 | 0 | 0 | 0 | 0 | 0 | 0 | 0 | 0 | 0 | 0 | 0 | 0 | 0 | 0 | 0 | 0 | 0
F2_Commercial_Healthcare_New_Food Preparation_Natural Gas_Broiler_E7 | F2 | Commercial | Healthcare | New | Food Preparation | Natural Gas | Broiler | E7 | Participant - Cost of Operation | 0 | 0 | 0 | 0 | 0 | 0 | 0 | 0 | 0 | 0 | 0 | 0 | 0 | 0 | 0 | 0 | 0 | 0 | 0 | 0 | 0 | 0 | 0 | 0 | 0 | 0 | 0 | 0 | 0 | 0
F2_Commercial_Healthcare_New_Food Preparation_Natural Gas_Broiler_E8 | F2 | Commercial | Healthcare | New | Food Preparation | Natural Gas | Broiler | E8 | Participant - Cost of Operation | 0 | 0 | 0 | 0 | 0 | 0 | 0 | 0 | 0 | 0 | 0 | 0 | 0 | 0 | 0 | 0 | 0 | 0 | 0 | 0 | 0 | 0 | 0 | 0 | 0 | 0 | 0 | 0 | 0 | 0
F2_Commercial_Healthcare_New_Food Preparation_Natural Gas_Broiler_E9 | F2 | Commercial | Healthcare | New | Food Preparation | Natural Gas | Broiler | E9 | Participant - Cost of Operation | 0 | 0 | 0 | 0 | 0 | 0 | 0 | 0 | 0 | 0 | 0 | 0 | 0 | 0 | 0 | 0 | 0 | 0 | 0 | 0 | 0 | 0 | 0 | 0 | 0 | 0 | 0 | 0 | 0 | 0
F2_Commercial_Healthcare_New_Food Preparation_Natural Gas_Broiler_E10 | F2 | Commercial | Healthcare | New | Food Preparation | Natural Gas | Broiler | E10 | Participant - Cost of Operation | 0 | 0 | 0 | 0 | 0 | 0 | 0 | 0 | 0 | 0 | 0 | 0 | 0 | 0 | 0 | 0 | 0 | 0 | 0 | 0 | 0 | 0 | 0 | 0 | 0 | 0 | 0 | 0 | 0 | 0
F3_Commercial_Healthcare_New_Food Preparation_Natural Gas_Broiler_E1 | F3 | Commercial | Healthcare | New | Food Preparation | Natural Gas | Broiler | E1 | System - kBTUs of Conusmption | 7.4835 | 7.5059 | 7.5307 | 7.5877 | 7.638 | 7.6805 | 7.7128 | 7.7448 | 7.7746 | 7.7936 | 7.8001 | 7.7986 | 7.7871 | 7.765 | 7.7378 | 7.7112 | 7.6826 | 7.6521 | 7.6173 | 7.5837 | 7.5488 | 7.513 | 0 | 0 | 0 | 0 | 0 | 0 | 0 | 0
F3_Commercial_Healthcare_New_Food Preparation_Natural Gas_Broiler_E2 | F3 | Commercial | Healthcare | New | Food Preparation | Natural Gas | Broiler | E2 | System - kBTUs of Conusmption | 4.8108 | 4.8252 | 4.8412 | 4.8778 | 4.9102 | 4.9375 | 4.9582 | 4.9788 | 4.998 | 5.0102 | 5.0143 | 5.0134 | 5.006 | 4.9918 | 4.9743 | 4.9572 | 4.9388 | 4.9192 | 4.8968 | 4.8752 | 4.8528 | 4.8298 | 0 | 0 | 0 | 0 | 0 | 0 | 0 | 0
F3_Commercial_Healthcare_New_Food Preparation_Natural Gas_Broiler_E3 | F3 | Commercial | Healthcare | New | Food Preparation | Natural Gas | Broiler | E3 | System - kBTUs of Conusmption | 0 | 0 | 0 | 0 | 0 | 0 | 0 | 0 | 0 | 0 | 0 | 0 | 0 | 0 | 0 | 0 | 0 | 0 | 0 | 0 | 0 | 0 | 0 | 0 | 0 | 0 | 0 | 0 | 0 | 0
F3_Commercial_Healthcare_New_Food Preparation_Natural Gas_Broiler_E4 | F3 | Commercial | Healthcare | New | Food Preparation | Natural Gas | Broiler | E4 | System - kBTUs of Conusmption | 0 | 0 | 0 | 0 | 0 | 0 | 0 | 0 | 0 | 0 | 0 | 0 | 0 | 0 | 0 | 0 | 0 | 0 | 0 | 0 | 0 | 0 | 0 | 0 | 0 | 0 | 0 | 0 | 0 | 0
F3_Commercial_Healthcare_New_Food Preparation_Natural Gas_Broiler_E5 | F3 | Commercial | Healthcare | New | Food Preparation | Natural Gas | Broiler | E5 | System - kBTUs of Conusmption | 0 | 0 | 0 | 0 | 0 | 0 | 0 | 0 | 0 | 0 | 0 | 0 | 0 | 0 | 0 | 0 | 0 | 0 | 0 | 0 | 0 | 0 | 0 | 0 | 0 | 0 | 0 | 0 | 0 | 0
F3_Commercial_Healthcare_New_Food Preparation_Natural Gas_Broiler_E6 | F3 | Commercial | Healthcare | New | Food Preparation | Natural Gas | Broiler | E6 | System - kBTUs of Conusmption | 0 | 0 | 0 | 0 | 0 | 0 | 0 | 0 | 0 | 0 | 0 | 0 | 0 | 0 | 0 | 0 | 0 | 0 | 0 | 0 | 0 | 0 | 0 | 0 | 0 | 0 | 0 | 0 | 0 | 0
F3_Commercial_Healthcare_New_Food Preparation_Natural Gas_Broiler_E7 | F3 | Commercial | Healthcare | New | Food Preparation | Natural Gas | Broiler | E7 | System - kBTUs of Conusmption | 0 | 0 | 0 | 0 | 0 | 0 | 0 | 0 | 0 | 0 | 0 | 0 | 0 | 0 | 0 | 0 | 0 | 0 | 0 | 0 | 0 | 0 | 0 | 0 | 0 | 0 | 0 | 0 | 0 | 0
F3_Commercial_Healthcare_New_Food Preparation_Natural Gas_Broiler_E8 | F3 | Commercial | Healthcare | New | Food Preparation | Natural Gas | Broiler | E8 | System - kBTUs of Conusmption | 0 | 0 | 0 | 0 | 0 | 0 | 0 | 0 | 0 | 0 | 0 | 0 | 0 | 0 | 0 | 0 | 0 | 0 | 0 | 0 | 0 | 0 | 0 | 0 | 0 | 0 | 0 | 0 | 0 | 0
F3_Commercial_Healthcare_New_Food Preparation_Natural Gas_Broiler_E9 | F3 | Commercial | Healthcare | New | Food Preparation | Natural Gas | Broiler | E9 | System - kBTUs of Conusmption | 0 | 0 | 0 | 0 | 0 | 0 | 0 | 0 | 0 | 0 | 0 | 0 | 0 | 0 | 0 | 0 | 0 | 0 | 0 | 0 | 0 | 0 | 0 | 0 | 0 | 0 | 0 | 0 | 0 | 0
F3_Commercial_Healthcare_New_Food Preparation_Natural Gas_Broiler_E10 | F3 | Commercial | Healthcare | New | Food Preparation | Natural Gas | Broiler | E10 | System - kBTUs of Conusmption | 0 | 0 | 0 | 0 | 0 | 0 | 0 | 0 | 0 | 0 | 0 | 0 | 0 | 0 | 0 | 0 | 0 | 0 | 0 | 0 | 0 | 0 | 0 | 0 | 0 | 0 | 0 | 0 | 0 | 0
F4_Commercial_Healthcare_New_Food Preparation_Natural Gas_Broiler_E1 | F4 | Commercial | Healthcare | New | Food Preparation | Natural Gas | Broiler | E1 | Utility - Cost of Equipment | 0.032277 | 0.032277 | 0.032277 | 0.032277 | 0.032277 | 0.032277 | 0.032277 | 0.032277 | 0.032277 | 0.032277 | 0.032277 | 0.032277 | 0.032277 | 0.032277 | 0.032277 | 0.032277 | 0.032277 | 0.032277 | 0.032277 | 0.032277 | 0.032277 | 0.032277 | 0 | 0 | 0 | 0 | 0 | 0 | 0 | 0
F4_Commercial_Healthcare_New_Food Preparation_Natural Gas_Broiler_E2 | F4 | Commercial | Healthcare | New | Food Preparation | Natural Gas | Broiler | E2 | Utility - Cost of Equipment | 0.045188 | 0.045188 | 0.045188 | 0.045188 | 0.045188 | 0.045188 | 0.045188 | 0.045188 | 0.045188 | 0.045188 | 0.045188 | 0.045188 | 0.045188 | 0.045188 | 0.045188 | 0.045188 | 0.045188 | 0.045188 | 0.045188 | 0.045188 | 0.045188 | 0.045188 | 0 | 0 | 0 | 0 | 0 | 0 | 0 | 0
F4_Commercial_Healthcare_New_Food Preparation_Natural Gas_Broiler_E3 | F4 | Commercial | Healthcare | New | Food Preparation | Natural Gas | Broiler | E3 | Utility - Cost of Equipment | 0 | 0 | 0 | 0 | 0 | 0 | 0 | 0 | 0 | 0 | 0 | 0 | 0 | 0 | 0 | 0 | 0 | 0 | 0 | 0 | 0 | 0 | 0 | 0 | 0 | 0 | 0 | 0 | 0 | 0
F4_Commercial_Healthcare_New_Food Preparation_Natural Gas_Broiler_E4 | F4 | Commercial | Healthcare | New | Food Preparation | Natural Gas | Broiler | E4 | Utility - Cost of Equipment | 0 | 0 | 0 | 0 | 0 | 0 | 0 | 0 | 0 | 0 | 0 | 0 | 0 | 0 | 0 | 0 | 0 | 0 | 0 | 0 | 0 | 0 | 0 | 0 | 0 | 0 | 0 | 0 | 0 | 0
F4_Commercial_Healthcare_New_Food Preparation_Natural Gas_Broiler_E5 | F4 | Commercial | Healthcare | New | Food Preparation | Natural Gas | Broiler | E5 | Utility - Cost of Equipment | 0 | 0 | 0 | 0 | 0 | 0 | 0 | 0 | 0 | 0 | 0 | 0 | 0 | 0 | 0 | 0 | 0 | 0 | 0 | 0 | 0 | 0 | 0 | 0 | 0 | 0 | 0 | 0 | 0 | 0
F4_Commercial_Healthcare_New_Food Preparation_Natural Gas_Broiler_E6 | F4 | Commercial | Healthcare | New | Food Preparation | Natural Gas | Broiler | E6 | Utility - Cost of Equipment | 0 | 0 | 0 | 0 | 0 | 0 | 0 | 0 | 0 | 0 | 0 | 0 | 0 | 0 | 0 | 0 | 0 | 0 | 0 | 0 | 0 | 0 | 0 | 0 | 0 | 0 | 0 | 0 | 0 | 0
F4_Commercial_Healthcare_New_Food Preparation_Natural Gas_Broiler_E7 | F4 | Commercial | Healthcare | New | Food Preparation | Natural Gas | Broiler | E7 | Utility - Cost of Equipment | 0 | 0 | 0 | 0 | 0 | 0 | 0 | 0 | 0 | 0 | 0 | 0 | 0 | 0 | 0 | 0 | 0 | 0 | 0 | 0 | 0 | 0 | 0 | 0 | 0 | 0 | 0 | 0 | 0 | 0
F4_Commercial_Healthcare_New_Food Preparation_Natural Gas_Broiler_E8 | F4 | Commercial | Healthcare | New | Food Preparation | Natural Gas | Broiler | E8 | Utility - Cost of Equipment | 0 | 0 | 0 | 0 | 0 | 0 | 0 | 0 | 0 | 0 | 0 | 0 | 0 | 0 | 0 | 0 | 0 | 0 | 0 | 0 | 0 | 0 | 0 | 0 | 0 | 0 | 0 | 0 | 0 | 0
F4_Commercial_Healthcare_New_Food Preparation_Natural Gas_Broiler_E9 | F4 | Commercial | Healthcare | New | Food Preparation | Natural Gas | Broiler | E9 | Utility - Cost of Equipment | 0 | 0 | 0 | 0 | 0 | 0 | 0 | 0 | 0 | 0 | 0 | 0 | 0 | 0 | 0 | 0 | 0 | 0 | 0 | 0 | 0 | 0 | 0 | 0 | 0 | 0 | 0 | 0 | 0 | 0
F4_Commercial_Healthcare_New_Food Preparation_Natural Gas_Broiler_E10 | F4 | Commercial | Healthcare | New | Food Preparation | Natural Gas | Broiler | E10 | Utility - Cost of Equipment | 0 | 0 | 0 | 0 | 0 | 0 | 0 | 0 | 0 | 0 | 0 | 0 | 0 | 0 | 0 | 0 | 0 | 0 | 0 | 0 | 0 | 0 | 0 | 0 | 0 | 0 | 0 | 0 | 0 | 0
F5_Commercial_Healthcare_New_Food Preparation_Natural Gas_Broiler_E1 | F5 | Commercial | Healthcare | New | Food Preparation | Natural Gas | Broiler | E1 | Utility - Cost of Operation | 0.066603 | 0.067173 | 0.067855 | 0.068984 | 0.070488 | 0.072263 | 0.073895 | 0.075347 | 0.076756 | 0.078122 | 0.0795 | 0.08084 | 0.082101 | 0.083364 | 0.084571 | 0.085809 | 0.087133 | 0.088466 | 0.08981 | 0.091159 | 0.092494 | 0.093809 | 0 | 0 | 0 | 0 | 0 | 0 | 0 | 0
F5_Commercial_Healthcare_New_Food Preparation_Natural Gas_Broiler_E2 | F5 | Commercial | Healthcare | New | Food Preparation | Natural Gas | Broiler | E2 | Utility - Cost of Operation | 0.042816 | 0.043182 | 0.043621 | 0.044347 | 0.045314 | 0.046455 | 0.047504 | 0.048437 | 0.049343 | 0.050221 | 0.051107 | 0.051969 | 0.052779 | 0.053591 | 0.054367 | 0.055163 | 0.056014 | 0.056871 | 0.057735 | 0.058602 | 0.059461 | 0.060306 | 0 | 0 | 0 | 0 | 0 | 0 | 0 | 0
F5_Commercial_Healthcare_New_Food Preparation_Natural Gas_Broiler_E3 | F5 | Commercial | Healthcare | New | Food Preparation | Natural Gas | Broiler | E3 | Utility - Cost of Operation | 0 | 0 | 0 | 0 | 0 | 0 | 0 | 0 | 0 | 0 | 0 | 0 | 0 | 0 | 0 | 0 | 0 | 0 | 0 | 0 | 0 | 0 | 0 | 0 | 0 | 0 | 0 | 0 | 0 | 0
F5_Commercial_Healthcare_New_Food Preparation_Natural Gas_Broiler_E4 | F5 | Commercial | Healthcare | New | Food Preparation | Natural Gas | Broiler | E4 | Utility - Cost of Operation | 0 | 0 | 0 | 0 | 0 | 0 | 0 | 0 | 0 | 0 | 0 | 0 | 0 | 0 | 0 | 0 | 0 | 0 | 0 | 0 | 0 | 0 | 0 | 0 | 0 | 0 | 0 | 0 | 0 | 0
F5_Commercial_Healthcare_New_Food Preparation_Natural Gas_Broiler_E5 | F5 | Commercial | Healthcare | New | Food Preparation | Natural Gas | Broiler | E5 | Utility - Cost of Operation | 0 | 0 | 0 | 0 | 0 | 0 | 0 | 0 | 0 | 0 | 0 | 0 | 0 | 0 | 0 | 0 | 0 | 0 | 0 | 0 | 0 | 0 | 0 | 0 | 0 | 0 | 0 | 0 | 0 | 0
F5_Commercial_Healthcare_New_Food Preparation_Natural Gas_Broiler_E6 | F5 | Commercial | Healthcare | New | Food Preparation | Natural Gas | Broiler | E6 | Utility - Cost of Operation | 0 | 0 | 0 | 0 | 0 | 0 | 0 | 0 | 0 | 0 | 0 | 0 | 0 | 0 | 0 | 0 | 0 | 0 | 0 | 0 | 0 | 0 | 0 | 0 | 0 | 0 | 0 | 0 | 0 | 0
F5_Commercial_Healthcare_New_Food Preparation_Natural Gas_Broiler_E7 | F5 | Commercial | Healthcare | New | Food Preparation | Natural Gas | Broiler | E7 | Utility - Cost of Operation | 0 | 0 | 0 | 0 | 0 | 0 | 0 | 0 | 0 | 0 | 0 | 0 | 0 | 0 | 0 | 0 | 0 | 0 | 0 | 0 | 0 | 0 | 0 | 0 | 0 | 0 | 0 | 0 | 0 | 0
F5_Commercial_Healthcare_New_Food Preparation_Natural Gas_Broiler_E8 | F5 | Commercial | Healthcare | New | Food Preparation | Natural Gas | Broiler | E8 | Utility - Cost of Operation | 0 | 0 | 0 | 0 | 0 | 0 | 0 | 0 | 0 | 0 | 0 | 0 | 0 | 0 | 0 | 0 | 0 | 0 | 0 | 0 | 0 | 0 | 0 | 0 | 0 | 0 | 0 | 0 | 0 | 0
F5_Commercial_Healthcare_New_Food Preparation_Natural Gas_Broiler_E9 | F5 | Commercial | Healthcare | New | Food Preparation | Natural Gas | Broiler | E9 | Utility - Cost of Operation | 0 | 0 | 0 | 0 | 0 | 0 | 0 | 0 | 0 | 0 | 0 | 0 | 0 | 0 | 0 | 0 | 0 | 0 | 0 | 0 | 0 | 0 | 0 | 0 | 0 | 0 | 0 | 0 | 0 | 0
F5_Commercial_Healthcare_New_Food Preparation_Natural Gas_Broiler_E10 | F5 | Commercial | Healthcare | New | Food Preparation | Natural Gas | Broiler | E10 | Utility - Cost of Operation | 0 | 0 | 0 | 0 | 0 | 0 | 0 | 0 | 0 | 0 | 0 | 0 | 0 | 0 | 0 | 0 | 0 | 0 | 0 | 0 | 0 | 0 | 0 | 0 | 0 | 0 | 0 | 0 | 0 | 0
F6_Commercial_Healthcare_New_Food Preparation_Natural Gas_Broiler_E1 | F6 | Commercial | Healthcare | New | Food Preparation | Natural Gas | Broiler | E1 | Utility - Value of Sales | 0.079795 | 0.080477 | 0.081294 | 0.082647 | 0.084449 | 0.086576 | 0.08853 | 0.090271 | 0.091958 | 0.093596 | 0.095247 | 0.096852 | 0.098363 | 0.099876 | 0.10132 | 0.10281 | 0.10439 | 0.10599 | 0.1076 | 0.10921 | 0.11081 | 0.11239 | 0 | 0 | 0 | 0 | 0 | 0 | 0 | 0
F6_Commercial_Healthcare_New_Food Preparation_Natural Gas_Broiler_E2 | F6 | Commercial | Healthcare | New | Food Preparation | Natural Gas | Broiler | E2 | Utility - Value of Sales | 0.051297 | 0.051735 | 0.052261 | 0.05313 | 0.054289 | 0.055656 | 0.056912 | 0.058031 | 0.059116 | 0.060169 | 0.06123 | 0.062262 | 0.063233 | 0.064206 | 0.065136 | 0.066089 | 0.067109 | 0.068135 | 0.06917 | 0.07021 | 0.071238 | 0.07225 | 0 | 0 | 0 | 0 | 0 | 0 | 0 | 0
F6_Commercial_Healthcare_New_Food Preparation_Natural Gas_Broiler_E3 | F6 | Commercial | Healthcare | New | Food Preparation | Natural Gas | Broiler | E3 | Utility - Value of Sales | 0 | 0 | 0 | 0 | 0 | 0 | 0 | 0 | 0 | 0 | 0 | 0 | 0 | 0 | 0 | 0 | 0 | 0 | 0 | 0 | 0 | 0 | 0 | 0 | 0 | 0 | 0 | 0 | 0 | 0
F6_Commercial_Healthcare_New_Food Preparation_Natural Gas_Broiler_E4 | F6 | Commercial | Healthcare | New | Food Preparation | Natural Gas | Broiler | E4 | Utility - Value of Sales | 0 | 0 | 0 | 0 | 0 | 0 | 0 | 0 | 0 | 0 | 0 | 0 | 0 | 0 | 0 | 0 | 0 | 0 | 0 | 0 | 0 | 0 | 0 | 0 | 0 | 0 | 0 | 0 | 0 | 0
F6_Commercial_Healthcare_New_Food Preparation_Natural Gas_Broiler_E5 | F6 | Commercial | Healthcare | New | Food Preparation | Natural Gas | Broiler | E5 | Utility - Value of Sales | 0 | 0 | 0 | 0 | 0 | 0 | 0 | 0 | 0 | 0 | 0 | 0 | 0 | 0 | 0 | 0 | 0 | 0 | 0 | 0 | 0 | 0 | 0 | 0 | 0 | 0 | 0 | 0 | 0 | 0
F6_Commercial_Healthcare_New_Food Preparation_Natural Gas_Broiler_E6 | F6 | Commercial | Healthcare | New | Food Preparation | Natural Gas | Broiler | E6 | Utility - Value of Sales | 0 | 0 | 0 | 0 | 0 | 0 | 0 | 0 | 0 | 0 | 0 | 0 | 0 | 0 | 0 | 0 | 0 | 0 | 0 | 0 | 0 | 0 | 0 | 0 | 0 | 0 | 0 | 0 | 0 | 0
F6_Commercial_Healthcare_New_Food Preparation_Natural Gas_Broiler_E7 | F6 | Commercial | Healthcare | New | Food Preparation | Natural Gas | Broiler | E7 | Utility - Value of Sales | 0 | 0 | 0 | 0 | 0 | 0 | 0 | 0 | 0 | 0 | 0 | 0 | 0 | 0 | 0 | 0 | 0 | 0 | 0 | 0 | 0 | 0 | 0 | 0 | 0 | 0 | 0 | 0 | 0 | 0
F6_Commercial_Healthcare_New_Food Preparation_Natural Gas_Broiler_E8 | F6 | Commercial | Healthcare | New | Food Preparation | Natural Gas | Broiler | E8 | Utility - Value of Sales | 0 | 0 | 0 | 0 | 0 | 0 | 0 | 0 | 0 | 0 | 0 | 0 | 0 | 0 | 0 | 0 | 0 | 0 | 0 | 0 | 0 | 0 | 0 | 0 | 0 | 0 | 0 | 0 | 0 | 0
F6_Commercial_Healthcare_New_Food Preparation_Natural Gas_Broiler_E9 | F6 | Commercial | Healthcare | New | Food Preparation | Natural Gas | Broiler | E9 | Utility - Value of Sales | 0 | 0 | 0 | 0 | 0 | 0 | 0 | 0 | 0 | 0 | 0 | 0 | 0 | 0 | 0 | 0 | 0 | 0 | 0 | 0 | 0 | 0 | 0 | 0 | 0 | 0 | 0 | 0 | 0 | 0
F6_Commercial_Healthcare_New_Food Preparation_Natural Gas_Broiler_E10 | F6 | Commercial | Healthcare | New | Food Preparation | Natural Gas | Broiler | E10 | Utility - Value of Sales | 0 | 0 | 0 | 0 | 0 | 0 | 0 | 0 | 0 | 0 | 0 | 0 | 0 | 0 | 0 | 0 | 0 | 0 | 0 | 0 | 0 | 0 | 0 | 0 | 0 | 0 | 0 | 0 | 0 | 0
F1_Commercial_Healthcare_New_Food Preparation_Natural Gas_Griddle_E1 | F1 | Commercial | Healthcare | New | Food Preparation | Natural Gas | Griddle | E1 | Participant - Cost of Equipment | 0.023479 | 0.023479 | 0.023479 | 0.023479 | 0.023479 | 0.023479 | 0.023479 | 0.023479 | 0.023479 | 0.023479 | 0.023479 | 0.023479 | 0.023479 | 0.023479 | 0.023479 | 0.023479 | 0.023479 | 0.023479 | 0.023479 | 0.023479 | 0.023479 | 0.023479 | 0 | 0 | 0 | 0 | 0 | 0 | 0 | 0
F1_Commercial_Healthcare_New_Food Preparation_Natural Gas_Griddle_E2 | F1 | Commercial | Healthcare | New | Food Preparation | Natural Gas | Griddle | E2 | Participant - Cost of Equipment | 0.02512 | 0.02512 | 0.02512 | 0.02512 | 0.02512 | 0.02512 | 0.02512 | 0.02512 | 0.02512 | 0.02512 | 0.02512 | 0.02512 | 0.02512 | 0.02512 | 0.02512 | 0.02512 | 0.02512 | 0.02512 | 0.02512 | 0.02512 | 0.02512 | 0.02512 | 0 | 0 | 0 | 0 | 0 | 0 | 0 | 0
F1_Commercial_Healthcare_New_Food Preparation_Natural Gas_Griddle_E3 | F1 | Commercial | Healthcare | New | Food Preparation | Natural Gas | Griddle | E3 | Participant - Cost of Equipment | 0 | 0 | 0 | 0 | 0 | 0 | 0 | 0 | 0 | 0 | 0 | 0 | 0 | 0 | 0 | 0 | 0 | 0 | 0 | 0 | 0 | 0 | 0 | 0 | 0 | 0 | 0 | 0 | 0 | 0
F1_Commercial_Healthcare_New_Food Preparation_Natural Gas_Griddle_E4 | F1 | Commercial | Healthcare | New | Food Preparation | Natural Gas | Griddle | E4 | Participant - Cost of Equipment | 0 | 0 | 0 | 0 | 0 | 0 | 0 | 0 | 0 | 0 | 0 | 0 | 0 | 0 | 0 | 0 | 0 | 0 | 0 | 0 | 0 | 0 | 0 | 0 | 0 | 0 | 0 | 0 | 0 | 0
F1_Commercial_Healthcare_New_Food Preparation_Natural Gas_Griddle_E5 | F1 | Commercial | Healthcare | New | Food Preparation | Natural Gas | Griddle | E5 | Participant - Cost of Equipment | 0 | 0 | 0 | 0 | 0 | 0 | 0 | 0 | 0 | 0 | 0 | 0 | 0 | 0 | 0 | 0 | 0 | 0 | 0 | 0 | 0 | 0 | 0 | 0 | 0 | 0 | 0 | 0 | 0 | 0
F1_Commercial_Healthcare_New_Food Preparation_Natural Gas_Griddle_E6 | F1 | Commercial | Healthcare | New | Food Preparation | Natural Gas | Griddle | E6 | Participant - Cost of Equipment | 0 | 0 | 0 | 0 | 0 | 0 | 0 | 0 | 0 | 0 | 0 | 0 | 0 | 0 | 0 | 0 | 0 | 0 | 0 | 0 | 0 | 0 | 0 | 0 | 0 | 0 | 0 | 0 | 0 | 0
F1_Commercial_Healthcare_New_Food Preparation_Natural Gas_Griddle_E7 | F1 | Commercial | Healthcare | New | Food Preparation | Natural Gas | Griddle | E7 | Participant - Cost of Equipment | 0 | 0 | 0 | 0 | 0 | 0 | 0 | 0 | 0 | 0 | 0 | 0 | 0 | 0 | 0 | 0 | 0 | 0 | 0 | 0 | 0 | 0 | 0 | 0 | 0 | 0 | 0 | 0 | 0 | 0
F1_Commercial_Healthcare_New_Food Preparation_Natural Gas_Griddle_E8 | F1 | Commercial | Healthcare | New | Food Preparation | Natural Gas | Griddle | E8 | Participant - Cost of Equipment | 0 | 0 | 0 | 0 | 0 | 0 | 0 | 0 | 0 | 0 | 0 | 0 | 0 | 0 | 0 | 0 | 0 | 0 | 0 | 0 | 0 | 0 | 0 | 0 | 0 | 0 | 0 | 0 | 0 | 0
F1_Commercial_Healthcare_New_Food Preparation_Natural Gas_Griddle_E9 | F1 | Commercial | Healthcare | New | Food Preparation | Natural Gas | Griddle | E9 | Participant - Cost of Equipment | 0 | 0 | 0 | 0 | 0 | 0 | 0 | 0 | 0 | 0 | 0 | 0 | 0 | 0 | 0 | 0 | 0 | 0 | 0 | 0 | 0 | 0 | 0 | 0 | 0 | 0 | 0 | 0 | 0 | 0
F1_Commercial_Healthcare_New_Food Preparation_Natural Gas_Griddle_E10 | F1 | Commercial | Healthcare | New | Food Preparation | Natural Gas | Griddle | E10 | Participant - Cost of Equipment | 0 | 0 | 0 | 0 | 0 | 0 | 0 | 0 | 0 | 0 | 0 | 0 | 0 | 0 | 0 | 0 | 0 | 0 | 0 | 0 | 0 | 0 | 0 | 0 | 0 | 0 | 0 | 0 | 0 | 0
F2_Commercial_Healthcare_New_Food Preparation_Natural Gas_Griddle_E1 | F2 | Commercial | Healthcare | New | Food Preparation | Natural Gas | Griddle | E1 | Participant - Cost of Operation | 0.053567 | 0.054025 | 0.054574 | 0.055482 | 0.056692 | 0.05812 | 0.059431 | 0.0606 | 0.061733 | 0.062832 | 0.06394 | 0.065017 | 0.066032 | 0.067048 | 0.068018 | 0.069014 | 0.070079 | 0.071151 | 0.072232 | 0.073317 | 0.074391 | 0.075448 | 0 | 0 | 0 | 0 | 0 | 0 | 0 | 0
F2_Commercial_Healthcare_New_Food Preparation_Natural Gas_Griddle_E2 | F2 | Commercial | Healthcare | New | Food Preparation | Natural Gas | Griddle | E2 | Participant - Cost of Operation | 0.046264 | 0.04666 | 0.047134 | 0.047918 | 0.048963 | 0.050196 | 0.051329 | 0.052338 | 0.053316 | 0.054266 | 0.055223 | 0.056153 | 0.05703 | 0.057907 | 0.058745 | 0.059605 | 0.060525 | 0.061451 | 0.062384 | 0.063322 | 0.064249 | 0.065162 | 0 | 0 | 0 | 0 | 0 | 0 | 0 | 0
F2_Commercial_Healthcare_New_Food Preparation_Natural Gas_Griddle_E3 | F2 | Commercial | Healthcare | New | Food Preparation | Natural Gas | Griddle | E3 | Participant - Cost of Operation | 0 | 0 | 0 | 0 | 0 | 0 | 0 | 0 | 0 | 0 | 0 | 0 | 0 | 0 | 0 | 0 | 0 | 0 | 0 | 0 | 0 | 0 | 0 | 0 | 0 | 0 | 0 | 0 | 0 | 0
F2_Commercial_Healthcare_New_Food Preparation_Natural Gas_Griddle_E4 | F2 | Commercial | Healthcare | New | Food Preparation | Natural Gas | Griddle | E4 | Participant - Cost of Operation | 0 | 0 | 0 | 0 | 0 | 0 | 0 | 0 | 0 | 0 | 0 | 0 | 0 | 0 | 0 | 0 | 0 | 0 | 0 | 0 | 0 | 0 | 0 | 0 | 0 | 0 | 0 | 0 | 0 | 0
F2_Commercial_Healthcare_New_Food Preparation_Natural Gas_Griddle_E5 | F2 | Commercial | Healthcare | New | Food Preparation | Natural Gas | Griddle | E5 | Participant - Cost of Operation | 0 | 0 | 0 | 0 | 0 | 0 | 0 | 0 | 0 | 0 | 0 | 0 | 0 | 0 | 0 | 0 | 0 | 0 | 0 | 0 | 0 | 0 | 0 | 0 | 0 | 0 | 0 | 0 | 0 | 0
F2_Commercial_Healthcare_New_Food Preparation_Natural Gas_Griddle_E6 | F2 | Commercial | Healthcare | New | Food Preparation | Natural Gas | Griddle | E6 | Participant - Cost of Operation | 0 | 0 | 0 | 0 | 0 | 0 | 0 | 0 | 0 | 0 | 0 | 0 | 0 | 0 | 0 | 0 | 0 | 0 | 0 | 0 | 0 | 0 | 0 | 0 | 0 | 0 | 0 | 0 | 0 | 0
F2_Commercial_Healthcare_New_Food Preparation_Natural Gas_Griddle_E7 | F2 | Commercial | Healthcare | New | Food Preparation | Natural Gas | Griddle | E7 | Participant - Cost of Operation | 0 | 0 | 0 | 0 | 0 | 0 | 0 | 0 | 0 | 0 | 0 | 0 | 0 | 0 | 0 | 0 | 0 | 0 | 0 | 0 | 0 | 0 | 0 | 0 | 0 | 0 | 0 | 0 | 0 | 0
F2_Commercial_Healthcare_New_Food Preparation_Natural Gas_Griddle_E8 | F2 | Commercial | Healthcare | New | Food Preparation | Natural Gas | Griddle | E8 | Participant - Cost of Operation | 0 | 0 | 0 | 0 | 0 | 0 | 0 | 0 | 0 | 0 | 0 | 0 | 0 | 0 | 0 | 0 | 0 | 0 | 0 | 0 | 0 | 0 | 0 | 0 | 0 | 0 | 0 | 0 | 0 | 0
F2_Commercial_Healthcare_New_Food Preparation_Natural Gas_Griddle_E9 | F2 | Commercial | Healthcare | New | Food Preparation | Natural Gas | Griddle | E9 | Participant - Cost of Operation | 0 | 0 | 0 | 0 | 0 | 0 | 0 | 0 | 0 | 0 | 0 | 0 | 0 | 0 | 0 | 0 | 0 | 0 | 0 | 0 | 0 | 0 | 0 | 0 | 0 | 0 | 0 | 0 | 0 | 0
F2_Commercial_Healthcare_New_Food Preparation_Natural Gas_Griddle_E10 | F2 | Commercial | Healthcare | New | Food Preparation | Natural Gas | Griddle | E10 | Participant - Cost of Operation | 0 | 0 | 0 | 0 | 0 | 0 | 0 | 0 | 0 | 0 | 0 | 0 | 0 | 0 | 0 | 0 | 0 | 0 | 0 | 0 | 0 | 0 | 0 | 0 | 0 | 0 | 0 | 0 | 0 | 0
F3_Commercial_Healthcare_New_Food Preparation_Natural Gas_Griddle_E1 | F3 | Commercial | Healthcare | New | Food Preparation | Natural Gas | Griddle | E1 | System - kBTUs of Conusmption | 5.0238 | 5.0388 | 5.0554 | 5.0937 | 5.1275 | 5.156 | 5.1777 | 5.1992 | 5.2192 | 5.2319 | 5.2363 | 5.2353 | 5.2276 | 5.2127 | 5.1944 | 5.1766 | 5.1574 | 5.137 | 5.1136 | 5.091 | 5.0676 | 5.0436 | 0 | 0 | 0 | 0 | 0 | 0 | 0 | 0
F3_Commercial_Healthcare_New_Food Preparation_Natural Gas_Griddle_E2 | F3 | Commercial | Healthcare | New | Food Preparation | Natural Gas | Griddle | E2 | System - kBTUs of Conusmption | 4.3389 | 4.3518 | 4.3662 | 4.3992 | 4.4284 | 4.4531 | 4.4718 | 4.4904 | 4.5076 | 4.5187 | 4.5224 | 4.5216 | 4.5149 | 4.5021 | 4.4863 | 4.4709 | 4.4543 | 4.4366 | 4.4164 | 4.3969 | 4.3767 | 4.356 | 0 | 0 | 0 | 0 | 0 | 0 | 0 | 0
F3_Commercial_Healthcare_New_Food Preparation_Natural Gas_Griddle_E3 | F3 | Commercial | Healthcare | New | Food Preparation | Natural Gas | Griddle | E3 | System - kBTUs of Conusmption | 0 | 0 | 0 | 0 | 0 | 0 | 0 | 0 | 0 | 0 | 0 | 0 | 0 | 0 | 0 | 0 | 0 | 0 | 0 | 0 | 0 | 0 | 0 | 0 | 0 | 0 | 0 | 0 | 0 | 0
F3_Commercial_Healthcare_New_Food Preparation_Natural Gas_Griddle_E4 | F3 | Commercial | Healthcare | New | Food Preparation | Natural Gas | Griddle | E4 | System - kBTUs of Conusmption | 0 | 0 | 0 | 0 | 0 | 0 | 0 | 0 | 0 | 0 | 0 | 0 | 0 | 0 | 0 | 0 | 0 | 0 | 0 | 0 | 0 | 0 | 0 | 0 | 0 | 0 | 0 | 0 | 0 | 0
F3_Commercial_Healthcare_New_Food Preparation_Natural Gas_Griddle_E5 | F3 | Commercial | Healthcare | New | Food Preparation | Natural Gas | Griddle | E5 | System - kBTUs of Conusmption | 0 | 0 | 0 | 0 | 0 | 0 | 0 | 0 | 0 | 0 | 0 | 0 | 0 | 0 | 0 | 0 | 0 | 0 | 0 | 0 | 0 | 0 | 0 | 0 | 0 | 0 | 0 | 0 | 0 | 0
F3_Commercial_Healthcare_New_Food Preparation_Natural Gas_Griddle_E6 | F3 | Commercial | Healthcare | New | Food Preparation | Natural Gas | Griddle | E6 | System - kBTUs of Conusmption | 0 | 0 | 0 | 0 | 0 | 0 | 0 | 0 | 0 | 0 | 0 | 0 | 0 | 0 | 0 | 0 | 0 | 0 | 0 | 0 | 0 | 0 | 0 | 0 | 0 | 0 | 0 | 0 | 0 | 0
F3_Commercial_Healthcare_New_Food Preparation_Natural Gas_Griddle_E7 | F3 | Commercial | Healthcare | New | Food Preparation | Natural Gas | Griddle | E7 | System - kBTUs of Conusmption | 0 | 0 | 0 | 0 | 0 | 0 | 0 | 0 | 0 | 0 | 0 | 0 | 0 | 0 | 0 | 0 | 0 | 0 | 0 | 0 | 0 | 0 | 0 | 0 | 0 | 0 | 0 | 0 | 0 | 0
F3_Commercial_Healthcare_New_Food Preparation_Natural Gas_Griddle_E8 | F3 | Commercial | Healthcare | New | Food Preparation | Natural Gas | Griddle | E8 | System - kBTUs of Conusmption | 0 | 0 | 0 | 0 | 0 | 0 | 0 | 0 | 0 | 0 | 0 | 0 | 0 | 0 | 0 | 0 | 0 | 0 | 0 | 0 | 0 | 0 | 0 | 0 | 0 | 0 | 0 | 0 | 0 | 0
F3_Commercial_Healthcare_New_Food Preparation_Natural Gas_Griddle_E9 | F3 | Commercial | Healthcare | New | Food Preparation | Natural Gas | Griddle | E9 | System - kBTUs of Conusmption | 0 | 0 | 0 | 0 | 0 | 0 | 0 | 0 | 0 | 0 | 0 | 0 | 0 | 0 | 0 | 0 | 0 | 0 | 0 | 0 | 0 | 0 | 0 | 0 | 0 | 0 | 0 | 0 | 0 | 0
F3_Commercial_Healthcare_New_Food Preparation_Natural Gas_Griddle_E10 | F3 | Commercial | Healthcare | New | Food Preparation | Natural Gas | Griddle | E10 | System - kBTUs of Conusmption | 0 | 0 | 0 | 0 | 0 | 0 | 0 | 0 | 0 | 0 | 0 | 0 | 0 | 0 | 0 | 0 | 0 | 0 | 0 | 0 | 0 | 0 | 0 | 0 | 0 | 0 | 0 | 0 | 0 | 0
F4_Commercial_Healthcare_New_Food Preparation_Natural Gas_Griddle_E1 | F4 | Commercial | Healthcare | New | Food Preparation | Natural Gas | Griddle | E1 | Utility - Cost of Equipment | 0.023479 | 0.023479 | 0.023479 | 0.023479 | 0.023479 | 0.023479 | 0.023479 | 0.023479 | 0.023479 | 0.023479 | 0.023479 | 0.023479 | 0.023479 | 0.023479 | 0.023479 | 0.023479 | 0.023479 | 0.023479 | 0.023479 | 0.023479 | 0.023479 | 0.023479 | 0 | 0 | 0 | 0 | 0 | 0 | 0 | 0
F4_Commercial_Healthcare_New_Food Preparation_Natural Gas_Griddle_E2 | F4 | Commercial | Healthcare | New | Food Preparation | Natural Gas | Griddle | E2 | Utility - Cost of Equipment | 0.02512 | 0.02512 | 0.02512 | 0.02512 | 0.02512 | 0.02512 | 0.02512 | 0.02512 | 0.02512 | 0.02512 | 0.02512 | 0.02512 | 0.02512 | 0.02512 | 0.02512 | 0.02512 | 0.02512 | 0.02512 | 0.02512 | 0.02512 | 0.02512 | 0.02512 | 0 | 0 | 0 | 0 | 0 | 0 | 0 | 0
F4_Commercial_Healthcare_New_Food Preparation_Natural Gas_Griddle_E3 | F4 | Commercial | Healthcare | New | Food Preparation | Natural Gas | Griddle | E3 | Utility - Cost of Equipment | 0 | 0 | 0 | 0 | 0 | 0 | 0 | 0 | 0 | 0 | 0 | 0 | 0 | 0 | 0 | 0 | 0 | 0 | 0 | 0 | 0 | 0 | 0 | 0 | 0 | 0 | 0 | 0 | 0 | 0
F4_Commercial_Healthcare_New_Food Preparation_Natural Gas_Griddle_E4 | F4 | Commercial | Healthcare | New | Food Preparation | Natural Gas | Griddle | E4 | Utility - Cost of Equipment | 0 | 0 | 0 | 0 | 0 | 0 | 0 | 0 | 0 | 0 | 0 | 0 | 0 | 0 | 0 | 0 | 0 | 0 | 0 | 0 | 0 | 0 | 0 | 0 | 0 | 0 | 0 | 0 | 0 | 0
F4_Commercial_Healthcare_New_Food Preparation_Natural Gas_Griddle_E5 | F4 | Commercial | Healthcare | New | Food Preparation | Natural Gas | Griddle | E5 | Utility - Cost of Equipment | 0 | 0 | 0 | 0 | 0 | 0 | 0 | 0 | 0 | 0 | 0 | 0 | 0 | 0 | 0 | 0 | 0 | 0 | 0 | 0 | 0 | 0 | 0 | 0 | 0 | 0 | 0 | 0 | 0 | 0
F4_Commercial_Healthcare_New_Food Preparation_Natural Gas_Griddle_E6 | F4 | Commercial | Healthcare | New | Food Preparation | Natural Gas | Griddle | E6 | Utility - Cost of Equipment | 0 | 0 | 0 | 0 | 0 | 0 | 0 | 0 | 0 | 0 | 0 | 0 | 0 | 0 | 0 | 0 | 0 | 0 | 0 | 0 | 0 | 0 | 0 | 0 | 0 | 0 | 0 | 0 | 0 | 0
F4_Commercial_Healthcare_New_Food Preparation_Natural Gas_Griddle_E7 | F4 | Commercial | Healthcare | New | Food Preparation | Natural Gas | Griddle | E7 | Utility - Cost of Equipment | 0 | 0 | 0 | 0 | 0 | 0 | 0 | 0 | 0 | 0 | 0 | 0 | 0 | 0 | 0 | 0 | 0 | 0 | 0 | 0 | 0 | 0 | 0 | 0 | 0 | 0 | 0 | 0 | 0 | 0
F4_Commercial_Healthcare_New_Food Preparation_Natural Gas_Griddle_E8 | F4 | Commercial | Healthcare | New | Food Preparation | Natural Gas | Griddle | E8 | Utility - Cost of Equipment | 0 | 0 | 0 | 0 | 0 | 0 | 0 | 0 | 0 | 0 | 0 | 0 | 0 | 0 | 0 | 0 | 0 | 0 | 0 | 0 | 0 | 0 | 0 | 0 | 0 | 0 | 0 | 0 | 0 | 0
F4_Commercial_Healthcare_New_Food Preparation_Natural Gas_Griddle_E9 | F4 | Commercial | Healthcare | New | Food Preparation | Natural Gas | Griddle | E9 | Utility - Cost of Equipment | 0 | 0 | 0 | 0 | 0 | 0 | 0 | 0 | 0 | 0 | 0 | 0 | 0 | 0 | 0 | 0 | 0 | 0 | 0 | 0 | 0 | 0 | 0 | 0 | 0 | 0 | 0 | 0 | 0 | 0
F4_Commercial_Healthcare_New_Food Preparation_Natural Gas_Griddle_E10 | F4 | Commercial | Healthcare | New | Food Preparation | Natural Gas | Griddle | E10 | Utility - Cost of Equipment | 0 | 0 | 0 | 0 | 0 | 0 | 0 | 0 | 0 | 0 | 0 | 0 | 0 | 0 | 0 | 0 | 0 | 0 | 0 | 0 | 0 | 0 | 0 | 0 | 0 | 0 | 0 | 0 | 0 | 0
F5_Commercial_Healthcare_New_Food Preparation_Natural Gas_Griddle_E1 | F5 | Commercial | Healthcare | New | Food Preparation | Natural Gas | Griddle | E1 | Utility - Cost of Operation | 0.044711 | 0.045094 | 0.045552 | 0.046309 | 0.047319 | 0.048511 | 0.049606 | 0.050581 | 0.051527 | 0.052444 | 0.053369 | 0.054269 | 0.055115 | 0.055963 | 0.056774 | 0.057605 | 0.058493 | 0.059388 | 0.06029 | 0.061196 | 0.062092 | 0.062975 | 0 | 0 | 0 | 0 | 0 | 0 | 0 | 0
F5_Commercial_Healthcare_New_Food Preparation_Natural Gas_Griddle_E2 | F5 | Commercial | Healthcare | New | Food Preparation | Natural Gas | Griddle | E2 | Utility - Cost of Operation | 0.038616 | 0.038946 | 0.039341 | 0.039996 | 0.040868 | 0.041898 | 0.042843 | 0.043685 | 0.044502 | 0.045294 | 0.046093 | 0.04687 | 0.047601 | 0.048334 | 0.049034 | 0.049751 | 0.050519 | 0.051292 | 0.052071 | 0.052853 | 0.053627 | 0.05439 | 0 | 0 | 0 | 0 | 0 | 0 | 0 | 0
F5_Commercial_Healthcare_New_Food Preparation_Natural Gas_Griddle_E3 | F5 | Commercial | Healthcare | New | Food Preparation | Natural Gas | Griddle | E3 | Utility - Cost of Operation | 0 | 0 | 0 | 0 | 0 | 0 | 0 | 0 | 0 | 0 | 0 | 0 | 0 | 0 | 0 | 0 | 0 | 0 | 0 | 0 | 0 | 0 | 0 | 0 | 0 | 0 | 0 | 0 | 0 | 0
F5_Commercial_Healthcare_New_Food Preparation_Natural Gas_Griddle_E4 | F5 | Commercial | Healthcare | New | Food Preparation | Natural Gas | Griddle | E4 | Utility - Cost of Operation | 0 | 0 | 0 | 0 | 0 | 0 | 0 | 0 | 0 | 0 | 0 | 0 | 0 | 0 | 0 | 0 | 0 | 0 | 0 | 0 | 0 | 0 | 0 | 0 | 0 | 0 | 0 | 0 | 0 | 0
F5_Commercial_Healthcare_New_Food Preparation_Natural Gas_Griddle_E5 | F5 | Commercial | Healthcare | New | Food Preparation | Natural Gas | Griddle | E5 | Utility - Cost of Operation | 0 | 0 | 0 | 0 | 0 | 0 | 0 | 0 | 0 | 0 | 0 | 0 | 0 | 0 | 0 | 0 | 0 | 0 | 0 | 0 | 0 | 0 | 0 | 0 | 0 | 0 | 0 | 0 | 0 | 0
F5_Commercial_Healthcare_New_Food Preparation_Natural Gas_Griddle_E6 | F5 | Commercial | Healthcare | New | Food Preparation | Natural Gas | Griddle | E6 | Utility - Cost of Operation | 0 | 0 | 0 | 0 | 0 | 0 | 0 | 0 | 0 | 0 | 0 | 0 | 0 | 0 | 0 | 0 | 0 | 0 | 0 | 0 | 0 | 0 | 0 | 0 | 0 | 0 | 0 | 0 | 0 | 0
F5_Commercial_Healthcare_New_Food Preparation_Natural Gas_Griddle_E7 | F5 | Commercial | Healthcare | New | Food Preparation | Natural Gas | Griddle | E7 | Utility - Cost of Operation | 0 | 0 | 0 | 0 | 0 | 0 | 0 | 0 | 0 | 0 | 0 | 0 | 0 | 0 | 0 | 0 | 0 | 0 | 0 | 0 | 0 | 0 | 0 | 0 | 0 | 0 | 0 | 0 | 0 | 0
F5_Commercial_Healthcare_New_Food Preparation_Natural Gas_Griddle_E8 | F5 | Commercial | Healthcare | New | Food Preparation | Natural Gas | Griddle | E8 | Utility - Cost of Operation | 0 | 0 | 0 | 0 | 0 | 0 | 0 | 0 | 0 | 0 | 0 | 0 | 0 | 0 | 0 | 0 | 0 | 0 | 0 | 0 | 0 | 0 | 0 | 0 | 0 | 0 | 0 | 0 | 0 | 0
F5_Commercial_Healthcare_New_Food Preparation_Natural Gas_Griddle_E9 | F5 | Commercial | Healthcare | New | Food Preparation | Natural Gas | Griddle | E9 | Utility - Cost of Operation | 0 | 0 | 0 | 0 | 0 | 0 | 0 | 0 | 0 | 0 | 0 | 0 | 0 | 0 | 0 | 0 | 0 | 0 | 0 | 0 | 0 | 0 | 0 | 0 | 0 | 0 | 0 | 0 | 0 | 0
F5_Commercial_Healthcare_New_Food Preparation_Natural Gas_Griddle_E10 | F5 | Commercial | Healthcare | New | Food Preparation | Natural Gas | Griddle | E10 | Utility - Cost of Operation | 0 | 0 | 0 | 0 | 0 | 0 | 0 | 0 | 0 | 0 | 0 | 0 | 0 | 0 | 0 | 0 | 0 | 0 | 0 | 0 | 0 | 0 | 0 | 0 | 0 | 0 | 0 | 0 | 0 | 0
F6_Commercial_Healthcare_New_Food Preparation_Natural Gas_Griddle_E1 | F6 | Commercial | Healthcare | New | Food Preparation | Natural Gas | Griddle | E1 | Utility - Value of Sales | 0.053567 | 0.054025 | 0.054574 | 0.055482 | 0.056692 | 0.05812 | 0.059431 | 0.0606 | 0.061733 | 0.062832 | 0.06394 | 0.065017 | 0.066032 | 0.067048 | 0.068018 | 0.069014 | 0.070079 | 0.071151 | 0.072232 | 0.073317 | 0.074391 | 0.075448 | 0 | 0 | 0 | 0 | 0 | 0 | 0 | 0
F6_Commercial_Healthcare_New_Food Preparation_Natural Gas_Griddle_E2 | F6 | Commercial | Healthcare | New | Food Preparation | Natural Gas | Griddle | E2 | Utility - Value of Sales | 0.046264 | 0.04666 | 0.047134 | 0.047918 | 0.048963 | 0.050196 | 0.051329 | 0.052338 | 0.053316 | 0.054266 | 0.055223 | 0.056153 | 0.05703 | 0.057907 | 0.058745 | 0.059605 | 0.060525 | 0.061451 | 0.062384 | 0.063322 | 0.064249 | 0.065162 | 0 | 0 | 0 | 0 | 0 | 0 | 0 | 0
F6_Commercial_Healthcare_New_Food Preparation_Natural Gas_Griddle_E3 | F6 | Commercial | Healthcare | New | Food Preparation | Natural Gas | Griddle | E3 | Utility - Value of Sales | 0 | 0 | 0 | 0 | 0 | 0 | 0 | 0 | 0 | 0 | 0 | 0 | 0 | 0 | 0 | 0 | 0 | 0 | 0 | 0 | 0 | 0 | 0 | 0 | 0 | 0 | 0 | 0 | 0 | 0
F6_Commercial_Healthcare_New_Food Preparation_Natural Gas_Griddle_E4 | F6 | Commercial | Healthcare | New | Food Preparation | Natural Gas | Griddle | E4 | Utility - Value of Sales | 0 | 0 | 0 | 0 | 0 | 0 | 0 | 0 | 0 | 0 | 0 | 0 | 0 | 0 | 0 | 0 | 0 | 0 | 0 | 0 | 0 | 0 | 0 | 0 | 0 | 0 | 0 | 0 | 0 | 0
F6_Commercial_Healthcare_New_Food Preparation_Natural Gas_Griddle_E5 | F6 | Commercial | Healthcare | New | Food Preparation | Natural Gas | Griddle | E5 | Utility - Value of Sales | 0 | 0 | 0 | 0 | 0 | 0 | 0 | 0 | 0 | 0 | 0 | 0 | 0 | 0 | 0 | 0 | 0 | 0 | 0 | 0 | 0 | 0 | 0 | 0 | 0 | 0 | 0 | 0 | 0 | 0
F6_Commercial_Healthcare_New_Food Preparation_Natural Gas_Griddle_E6 | F6 | Commercial | Healthcare | New | Food Preparation | Natural Gas | Griddle | E6 | Utility - Value of Sales | 0 | 0 | 0 | 0 | 0 | 0 | 0 | 0 | 0 | 0 | 0 | 0 | 0 | 0 | 0 | 0 | 0 | 0 | 0 | 0 | 0 | 0 | 0 | 0 | 0 | 0 | 0 | 0 | 0 | 0
F6_Commercial_Healthcare_New_Food Preparation_Natural Gas_Griddle_E7 | F6 | Commercial | Healthcare | New | Food Preparation | Natural Gas | Griddle | E7 | Utility - Value of Sales | 0 | 0 | 0 | 0 | 0 | 0 | 0 | 0 | 0 | 0 | 0 | 0 | 0 | 0 | 0 | 0 | 0 | 0 | 0 | 0 | 0 | 0 | 0 | 0 | 0 | 0 | 0 | 0 | 0 | 0
F6_Commercial_Healthcare_New_Food Preparation_Natural Gas_Griddle_E8 | F6 | Commercial | Healthcare | New | Food Preparation | Natural Gas | Griddle | E8 | Utility - Value of Sales | 0 | 0 | 0 | 0 | 0 | 0 | 0 | 0 | 0 | 0 | 0 | 0 | 0 | 0 | 0 | 0 | 0 | 0 | 0 | 0 | 0 | 0 | 0 | 0 | 0 | 0 | 0 | 0 | 0 | 0
F6_Commercial_Healthcare_New_Food Preparation_Natural Gas_Griddle_E9 | F6 | Commercial | Healthcare | New | Food Preparation | Natural Gas | Griddle | E9 | Utility - Value of Sales | 0 | 0 | 0 | 0 | 0 | 0 | 0 | 0 | 0 | 0 | 0 | 0 | 0 | 0 | 0 | 0 | 0 | 0 | 0 | 0 | 0 | 0 | 0 | 0 | 0 | 0 | 0 | 0 | 0 | 0
F6_Commercial_Healthcare_New_Food Preparation_Natural Gas_Griddle_E10 | F6 | Commercial | Healthcare | New | Food Preparation | Natural Gas | Griddle | E10 | Utility - Value of Sales | 0 | 0 | 0 | 0 | 0 | 0 | 0 | 0 | 0 | 0 | 0 | 0 | 0 | 0 | 0 | 0 | 0 | 0 | 0 | 0 | 0 | 0 | 0 | 0 | 0 | 0 | 0 | 0 | 0 | 0
F1_Commercial_Healthcare_New_Food Preparation_Natural Gas_Range_E1 | F1 | Commercial | Healthcare | New | Food Preparation | Natural Gas | Range | E1 | Participant - Cost of Equipment | 0.044755 | 0.044755 | 0.044755 | 0.044755 | 0.044755 | 0.044755 | 0.044755 | 0.044755 | 0.044755 | 0.044755 | 0.044755 | 0.044755 | 0.044755 | 0.044755 | 0.044755 | 0.044755 | 0.044755 | 0.044755 | 0.044755 | 0.044755 | 0.044755 | 0.044755 | 0 | 0 | 0 | 0 | 0 | 0 | 0 | 0
F1_Commercial_Healthcare_New_Food Preparation_Natural Gas_Range_E2 | F1 | Commercial | Healthcare | New | Food Preparation | Natural Gas | Range | E2 | Participant - Cost of Equipment | 0.044761 | 0.044761 | 0.044761 | 0.044761 | 0.044761 | 0.044761 | 0.044761 | 0.044761 | 0.044761 | 0.044761 | 0.044761 | 0.044761 | 0.044761 | 0.044761 | 0.044761 | 0.044761 | 0.044761 | 0.044761 | 0.044761 | 0.044761 | 0.044761 | 0.044761 | 0 | 0 | 0 | 0 | 0 | 0 | 0 | 0
F1_Commercial_Healthcare_New_Food Preparation_Natural Gas_Range_E3 | F1 | Commercial | Healthcare | New | Food Preparation | Natural Gas | Range | E3 | Participant - Cost of Equipment | 0 | 0 | 0 | 0 | 0 | 0 | 0 | 0 | 0 | 0 | 0 | 0 | 0 | 0 | 0 | 0 | 0 | 0 | 0 | 0 | 0 | 0 | 0 | 0 | 0 | 0 | 0 | 0 | 0 | 0
F1_Commercial_Healthcare_New_Food Preparation_Natural Gas_Range_E4 | F1 | Commercial | Healthcare | New | Food Preparation | Natural Gas | Range | E4 | Participant - Cost of Equipment | 0 | 0 | 0 | 0 | 0 | 0 | 0 | 0 | 0 | 0 | 0 | 0 | 0 | 0 | 0 | 0 | 0 | 0 | 0 | 0 | 0 | 0 | 0 | 0 | 0 | 0 | 0 | 0 | 0 | 0
F1_Commercial_Healthcare_New_Food Preparation_Natural Gas_Range_E5 | F1 | Commercial | Healthcare | New | Food Preparation | Natural Gas | Range | E5 | Participant - Cost of Equipment | 0 | 0 | 0 | 0 | 0 | 0 | 0 | 0 | 0 | 0 | 0 | 0 | 0 | 0 | 0 | 0 | 0 | 0 | 0 | 0 | 0 | 0 | 0 | 0 | 0 | 0 | 0 | 0 | 0 | 0
F1_Commercial_Healthcare_New_Food Preparation_Natural Gas_Range_E6 | F1 | Commercial | Healthcare | New | Food Preparation | Natural Gas | Range | E6 | Participant - Cost of Equipment | 0 | 0 | 0 | 0 | 0 | 0 | 0 | 0 | 0 | 0 | 0 | 0 | 0 | 0 | 0 | 0 | 0 | 0 | 0 | 0 | 0 | 0 | 0 | 0 | 0 | 0 | 0 | 0 | 0 | 0
F1_Commercial_Healthcare_New_Food Preparation_Natural Gas_Range_E7 | F1 | Commercial | Healthcare | New | Food Preparation | Natural Gas | Range | E7 | Participant - Cost of Equipment | 0 | 0 | 0 | 0 | 0 | 0 | 0 | 0 | 0 | 0 | 0 | 0 | 0 | 0 | 0 | 0 | 0 | 0 | 0 | 0 | 0 | 0 | 0 | 0 | 0 | 0 | 0 | 0 | 0 | 0
F1_Commercial_Healthcare_New_Food Preparation_Natural Gas_Range_E8 | F1 | Commercial | Healthcare | New | Food Preparation | Natural Gas | Range | E8 | Participant - Cost of Equipment | 0 | 0 | 0 | 0 | 0 | 0 | 0 | 0 | 0 | 0 | 0 | 0 | 0 | 0 | 0 | 0 | 0 | 0 | 0 | 0 | 0 | 0 | 0 | 0 | 0 | 0 | 0 | 0 | 0 | 0
F1_Commercial_Healthcare_New_Food Preparation_Natural Gas_Range_E9 | F1 | Commercial | Healthcare | New | Food Preparation | Natural Gas | Range | E9 | Participant - Cost of Equipment | 0 | 0 | 0 | 0 | 0 | 0 | 0 | 0 | 0 | 0 | 0 | 0 | 0 | 0 | 0 | 0 | 0 | 0 | 0 | 0 | 0 | 0 | 0 | 0 | 0 | 0 | 0 | 0 | 0 | 0
F1_Commercial_Healthcare_New_Food Preparation_Natural Gas_Range_E10 | F1 | Commercial | Healthcare | New | Food Preparation | Natural Gas | Range | E10 | Participant - Cost of Equipment | 0 | 0 | 0 | 0 | 0 | 0 | 0 | 0 | 0 | 0 | 0 | 0 | 0 | 0 | 0 | 0 | 0 | 0 | 0 | 0 | 0 | 0 | 0 | 0 | 0 | 0 | 0 | 0 | 0 | 0
F2_Commercial_Healthcare_New_Food Preparation_Natural Gas_Range_E1 | F2 | Commercial | Healthcare | New | Food Preparation | Natural Gas | Range | E1 | Participant - Cost of Operation | 0.061615 | 0.062026 | 0.062558 | 0.063585 | 0.065011 | 0.066727 | 0.068285 | 0.06962 | 0.070887 | 0.072181 | 0.073567 | 0.074918 | 0.076196 | 0.077483 | 0.078621 | 0.079697 | 0.080863 | 0.082032 | 0.083208 | 0.084383 | 0.085537 | 0.086663 | 0 | 0 | 0 | 0 | 0 | 0 | 0 | 0
F2_Commercial_Healthcare_New_Food Preparation_Natural Gas_Range_E2 | F2 | Commercial | Healthcare | New | Food Preparation | Natural Gas | Range | E2 | Participant - Cost of Operation | 0.046212 | 0.046519 | 0.046918 | 0.047689 | 0.048758 | 0.050045 | 0.051214 | 0.052215 | 0.053165 | 0.054136 | 0.055175 | 0.056189 | 0.057147 | 0.058112 | 0.058965 | 0.059773 | 0.060647 | 0.061524 | 0.062406 | 0.063287 | 0.064153 | 0.064997 | 0 | 0 | 0 | 0 | 0 | 0 | 0 | 0
F2_Commercial_Healthcare_New_Food Preparation_Natural Gas_Range_E3 | F2 | Commercial | Healthcare | New | Food Preparation | Natural Gas | Range | E3 | Participant - Cost of Operation | 0 | 0 | 0 | 0 | 0 | 0 | 0 | 0 | 0 | 0 | 0 | 0 | 0 | 0 | 0 | 0 | 0 | 0 | 0 | 0 | 0 | 0 | 0 | 0 | 0 | 0 | 0 | 0 | 0 | 0
F2_Commercial_Healthcare_New_Food Preparation_Natural Gas_Range_E4 | F2 | Commercial | Healthcare | New | Food Preparation | Natural Gas | Range | E4 | Participant - Cost of Operation | 0 | 0 | 0 | 0 | 0 | 0 | 0 | 0 | 0 | 0 | 0 | 0 | 0 | 0 | 0 | 0 | 0 | 0 | 0 | 0 | 0 | 0 | 0 | 0 | 0 | 0 | 0 | 0 | 0 | 0
F2_Commercial_Healthcare_New_Food Preparation_Natural Gas_Range_E5 | F2 | Commercial | Healthcare | New | Food Preparation | Natural Gas | Range | E5 | Participant - Cost of Operation | 0 | 0 | 0 | 0 | 0 | 0 | 0 | 0 | 0 | 0 | 0 | 0 | 0 | 0 | 0 | 0 | 0 | 0 | 0 | 0 | 0 | 0 | 0 | 0 | 0 | 0 | 0 | 0 | 0 | 0
F2_Commercial_Healthcare_New_Food Preparation_Natural Gas_Range_E6 | F2 | Commercial | Healthcare | New | Food Preparation | Natural Gas | Range | E6 | Participant - Cost of Operation | 0 | 0 | 0 | 0 | 0 | 0 | 0 | 0 | 0 | 0 | 0 | 0 | 0 | 0 | 0 | 0 | 0 | 0 | 0 | 0 | 0 | 0 | 0 | 0 | 0 | 0 | 0 | 0 | 0 | 0
F2_Commercial_Healthcare_New_Food Preparation_Natural Gas_Range_E7 | F2 | Commercial | Healthcare | New | Food Preparation | Natural Gas | Range | E7 | Participant - Cost of Operation | 0 | 0 | 0 | 0 | 0 | 0 | 0 | 0 | 0 | 0 | 0 | 0 | 0 | 0 | 0 | 0 | 0 | 0 | 0 | 0 | 0 | 0 | 0 | 0 | 0 | 0 | 0 | 0 | 0 | 0
F2_Commercial_Healthcare_New_Food Preparation_Natural Gas_Range_E8 | F2 | Commercial | Healthcare | New | Food Preparation | Natural Gas | Range | E8 | Participant - Cost of Operation | 0 | 0 | 0 | 0 | 0 | 0 | 0 | 0 | 0 | 0 | 0 | 0 | 0 | 0 | 0 | 0 | 0 | 0 | 0 | 0 | 0 | 0 | 0 | 0 | 0 | 0 | 0 | 0 | 0 | 0
F2_Commercial_Healthcare_New_Food Preparation_Natural Gas_Range_E9 | F2 | Commercial | Healthcare | New | Food Preparation | Natural Gas | Range | E9 | Participant - Cost of Operation | 0 | 0 | 0 | 0 | 0 | 0 | 0 | 0 | 0 | 0 | 0 | 0 | 0 | 0 | 0 | 0 | 0 | 0 | 0 | 0 | 0 | 0 | 0 | 0 | 0 | 0 | 0 | 0 | 0 | 0
F2_Commercial_Healthcare_New_Food Preparation_Natural Gas_Range_E10 | F2 | Commercial | Healthcare | New | Food Preparation | Natural Gas | Range | E10 | Participant - Cost of Operation | 0 | 0 | 0 | 0 | 0 | 0 | 0 | 0 | 0 | 0 | 0 | 0 | 0 | 0 | 0 | 0 | 0 | 0 | 0 | 0 | 0 | 0 | 0 | 0 | 0 | 0 | 0 | 0 | 0 | 0
F3_Commercial_Healthcare_New_Food Preparation_Natural Gas_Range_E1 | F3 | Commercial | Healthcare | New | Food Preparation | Natural Gas | Range | E1 | System - kBTUs of Conusmption | 5.838 | 5.8537 | 5.8727 | 5.922 | 5.9649 | 6.0013 | 6.0289 | 6.0562 | 6.0811 | 6.1039 | 6.1229 | 6.1344 | 6.1369 | 6.1302 | 6.112 | 6.087 | 6.0601 | 6.0314 | 5.9986 | 5.967 | 5.9342 | 5.9004 | 0 | 0 | 0 | 0 | 0 | 0 | 0 | 0
F3_Commercial_Healthcare_New_Food Preparation_Natural Gas_Range_E2 | F3 | Commercial | Healthcare | New | Food Preparation | Natural Gas | Range | E2 | System - kBTUs of Conusmption | 4.3785 | 4.3903 | 4.4045 | 4.4415 | 4.4737 | 4.501 | 4.5217 | 4.5421 | 4.5609 | 4.5779 | 4.5922 | 4.6008 | 4.6026 | 4.5977 | 4.584 | 4.5653 | 4.5451 | 4.5236 | 4.4989 | 4.4752 | 4.4506 | 4.4253 | 0 | 0 | 0 | 0 | 0 | 0 | 0 | 0
F3_Commercial_Healthcare_New_Food Preparation_Natural Gas_Range_E3 | F3 | Commercial | Healthcare | New | Food Preparation | Natural Gas | Range | E3 | System - kBTUs of Conusmption | 0 | 0 | 0 | 0 | 0 | 0 | 0 | 0 | 0 | 0 | 0 | 0 | 0 | 0 | 0 | 0 | 0 | 0 | 0 | 0 | 0 | 0 | 0 | 0 | 0 | 0 | 0 | 0 | 0 | 0
F3_Commercial_Healthcare_New_Food Preparation_Natural Gas_Range_E4 | F3 | Commercial | Healthcare | New | Food Preparation | Natural Gas | Range | E4 | System - kBTUs of Conusmption | 0 | 0 | 0 | 0 | 0 | 0 | 0 | 0 | 0 | 0 | 0 | 0 | 0 | 0 | 0 | 0 | 0 | 0 | 0 | 0 | 0 | 0 | 0 | 0 | 0 | 0 | 0 | 0 | 0 | 0
F3_Commercial_Healthcare_New_Food Preparation_Natural Gas_Range_E5 | F3 | Commercial | Healthcare | New | Food Preparation | Natural Gas | Range | E5 | System - kBTUs of Conusmption | 0 | 0 | 0 | 0 | 0 | 0 | 0 | 0 | 0 | 0 | 0 | 0 | 0 | 0 | 0 | 0 | 0 | 0 | 0 | 0 | 0 | 0 | 0 | 0 | 0 | 0 | 0 | 0 | 0 | 0
F3_Commercial_Healthcare_New_Food Preparation_Natural Gas_Range_E6 | F3 | Commercial | Healthcare | New | Food Preparation | Natural Gas | Range | E6 | System - kBTUs of Conusmption | 0 | 0 | 0 | 0 | 0 | 0 | 0 | 0 | 0 | 0 | 0 | 0 | 0 | 0 | 0 | 0 | 0 | 0 | 0 | 0 | 0 | 0 | 0 | 0 | 0 | 0 | 0 | 0 | 0 | 0
F3_Commercial_Healthcare_New_Food Preparation_Natural Gas_Range_E7 | F3 | Commercial | Healthcare | New | Food Preparation | Natural Gas | Range | E7 | System - kBTUs of Conusmption | 0 | 0 | 0 | 0 | 0 | 0 | 0 | 0 | 0 | 0 | 0 | 0 | 0 | 0 | 0 | 0 | 0 | 0 | 0 | 0 | 0 | 0 | 0 | 0 | 0 | 0 | 0 | 0 | 0 | 0
F3_Commercial_Healthcare_New_Food Preparation_Natural Gas_Range_E8 | F3 | Commercial | Healthcare | New | Food Preparation | Natural Gas | Range | E8 | System - kBTUs of Conusmption | 0 | 0 | 0 | 0 | 0 | 0 | 0 | 0 | 0 | 0 | 0 | 0 | 0 | 0 | 0 | 0 | 0 | 0 | 0 | 0 | 0 | 0 | 0 | 0 | 0 | 0 | 0 | 0 | 0 | 0
F3_Commercial_Healthcare_New_Food Preparation_Natural Gas_Range_E9 | F3 | Commercial | Healthcare | New | Food Preparation | Natural Gas | Range | E9 | System - kBTUs of Conusmption | 0 | 0 | 0 | 0 | 0 | 0 | 0 | 0 | 0 | 0 | 0 | 0 | 0 | 0 | 0 | 0 | 0 | 0 | 0 | 0 | 0 | 0 | 0 | 0 | 0 | 0 | 0 | 0 | 0 | 0
F3_Commercial_Healthcare_New_Food Preparation_Natural Gas_Range_E10 | F3 | Commercial | Healthcare | New | Food Preparation | Natural Gas | Range | E10 | System - kBTUs of Conusmption | 0 | 0 | 0 | 0 | 0 | 0 | 0 | 0 | 0 | 0 | 0 | 0 | 0 | 0 | 0 | 0 | 0 | 0 | 0 | 0 | 0 | 0 | 0 | 0 | 0 | 0 | 0 | 0 | 0 | 0
F4_Commercial_Healthcare_New_Food Preparation_Natural Gas_Range_E1 | F4 | Commercial | Healthcare | New | Food Preparation | Natural Gas | Range | E1 | Utility - Cost of Equipment | 0.044755 | 0.044755 | 0.044755 | 0.044755 | 0.044755 | 0.044755 | 0.044755 | 0.044755 | 0.044755 | 0.044755 | 0.044755 | 0.044755 | 0.044755 | 0.044755 | 0.044755 | 0.044755 | 0.044755 | 0.044755 | 0.044755 | 0.044755 | 0.044755 | 0.044755 | 0 | 0 | 0 | 0 | 0 | 0 | 0 | 0
F4_Commercial_Healthcare_New_Food Preparation_Natural Gas_Range_E2 | F4 | Commercial | Healthcare | New | Food Preparation | Natural Gas | Range | E2 | Utility - Cost of Equipment | 0.044761 | 0.044761 | 0.044761 | 0.044761 | 0.044761 | 0.044761 | 0.044761 | 0.044761 | 0.044761 | 0.044761 | 0.044761 | 0.044761 | 0.044761 | 0.044761 | 0.044761 | 0.044761 | 0.044761 | 0.044761 | 0.044761 | 0.044761 | 0.044761 | 0.044761 | 0 | 0 | 0 | 0 | 0 | 0 | 0 | 0
F4_Commercial_Healthcare_New_Food Preparation_Natural Gas_Range_E3 | F4 | Commercial | Healthcare | New | Food Preparation | Natural Gas | Range | E3 | Utility - Cost of Equipment | 0 | 0 | 0 | 0 | 0 | 0 | 0 | 0 | 0 | 0 | 0 | 0 | 0 | 0 | 0 | 0 | 0 | 0 | 0 | 0 | 0 | 0 | 0 | 0 | 0 | 0 | 0 | 0 | 0 | 0
F4_Commercial_Healthcare_New_Food Preparation_Natural Gas_Range_E4 | F4 | Commercial | Healthcare | New | Food Preparation | Natural Gas | Range | E4 | Utility - Cost of Equipment | 0 | 0 | 0 | 0 | 0 | 0 | 0 | 0 | 0 | 0 | 0 | 0 | 0 | 0 | 0 | 0 | 0 | 0 | 0 | 0 | 0 | 0 | 0 | 0 | 0 | 0 | 0 | 0 | 0 | 0
F4_Commercial_Healthcare_New_Food Preparation_Natural Gas_Range_E5 | F4 | Commercial | Healthcare | New | Food Preparation | Natural Gas | Range | E5 | Utility - Cost of Equipment | 0 | 0 | 0 | 0 | 0 | 0 | 0 | 0 | 0 | 0 | 0 | 0 | 0 | 0 | 0 | 0 | 0 | 0 | 0 | 0 | 0 | 0 | 0 | 0 | 0 | 0 | 0 | 0 | 0 | 0
F4_Commercial_Healthcare_New_Food Preparation_Natural Gas_Range_E6 | F4 | Commercial | Healthcare | New | Food Preparation | Natural Gas | Range | E6 | Utility - Cost of Equipment | 0 | 0 | 0 | 0 | 0 | 0 | 0 | 0 | 0 | 0 | 0 | 0 | 0 | 0 | 0 | 0 | 0 | 0 | 0 | 0 | 0 | 0 | 0 | 0 | 0 | 0 | 0 | 0 | 0 | 0
F4_Commercial_Healthcare_New_Food Preparation_Natural Gas_Range_E7 | F4 | Commercial | Healthcare | New | Food Preparation | Natural Gas | Range | E7 | Utility - Cost of Equipment | 0 | 0 | 0 | 0 | 0 | 0 | 0 | 0 | 0 | 0 | 0 | 0 | 0 | 0 | 0 | 0 | 0 | 0 | 0 | 0 | 0 | 0 | 0 | 0 | 0 | 0 | 0 | 0 | 0 | 0
F4_Commercial_Healthcare_New_Food Preparation_Natural Gas_Range_E8 | F4 | Commercial | Healthcare | New | Food Preparation | Natural Gas | Range | E8 | Utility - Cost of Equipment | 0 | 0 | 0 | 0 | 0 | 0 | 0 | 0 | 0 | 0 | 0 | 0 | 0 | 0 | 0 | 0 | 0 | 0 | 0 | 0 | 0 | 0 | 0 | 0 | 0 | 0 | 0 | 0 | 0 | 0
F4_Commercial_Healthcare_New_Food Preparation_Natural Gas_Range_E9 | F4 | Commercial | Healthcare | New | Food Preparation | Natural Gas | Range | E9 | Utility - Cost of Equipment | 0 | 0 | 0 | 0 | 0 | 0 | 0 | 0 | 0 | 0 | 0 | 0 | 0 | 0 | 0 | 0 | 0 | 0 | 0 | 0 | 0 | 0 | 0 | 0 | 0 | 0 | 0 | 0 | 0 | 0
F4_Commercial_Healthcare_New_Food Preparation_Natural Gas_Range_E10 | F4 | Commercial | Healthcare | New | Food Preparation | Natural Gas | Range | E10 | Utility - Cost of Equipment | 0 | 0 | 0 | 0 | 0 | 0 | 0 | 0 | 0 | 0 | 0 | 0 | 0 | 0 | 0 | 0 | 0 | 0 | 0 | 0 | 0 | 0 | 0 | 0 | 0 | 0 | 0 | 0 | 0 | 0
F5_Commercial_Healthcare_New_Food Preparation_Natural Gas_Range_E1 | F5 | Commercial | Healthcare | New | Food Preparation | Natural Gas | Range | E1 | Utility - Cost of Operation | 0.051429 | 0.051772 | 0.052216 | 0.053073 | 0.054264 | 0.055696 | 0.056996 | 0.058111 | 0.059168 | 0.060248 | 0.061405 | 0.062533 | 0.063599 | 0.064674 | 0.065623 | 0.066522 | 0.067494 | 0.06847 | 0.069452 | 0.070433 | 0.071396 | 0.072336 | 0 | 0 | 0 | 0 | 0 | 0 | 0 | 0
F5_Commercial_Healthcare_New_Food Preparation_Natural Gas_Range_E2 | F5 | Commercial | Healthcare | New | Food Preparation | Natural Gas | Range | E2 | Utility - Cost of Operation | 0.038572 | 0.038829 | 0.039162 | 0.039805 | 0.040698 | 0.041772 | 0.042747 | 0.043583 | 0.044376 | 0.045186 | 0.046054 | 0.0469 | 0.0477 | 0.048505 | 0.049217 | 0.049891 | 0.050621 | 0.051353 | 0.052089 | 0.052825 | 0.053547 | 0.054252 | 0 | 0 | 0 | 0 | 0 | 0 | 0 | 0
F5_Commercial_Healthcare_New_Food Preparation_Natural Gas_Range_E3 | F5 | Commercial | Healthcare | New | Food Preparation | Natural Gas | Range | E3 | Utility - Cost of Operation | 0 | 0 | 0 | 0 | 0 | 0 | 0 | 0 | 0 | 0 | 0 | 0 | 0 | 0 | 0 | 0 | 0 | 0 | 0 | 0 | 0 | 0 | 0 | 0 | 0 | 0 | 0 | 0 | 0 | 0
F5_Commercial_Healthcare_New_Food Preparation_Natural Gas_Range_E4 | F5 | Commercial | Healthcare | New | Food Preparation | Natural Gas | Range | E4 | Utility - Cost of Operation | 0 | 0 | 0 | 0 | 0 | 0 | 0 | 0 | 0 | 0 | 0 | 0 | 0 | 0 | 0 | 0 | 0 | 0 | 0 | 0 | 0 | 0 | 0 | 0 | 0 | 0 | 0 | 0 | 0 | 0
F5_Commercial_Healthcare_New_Food Preparation_Natural Gas_Range_E5 | F5 | Commercial | Healthcare | New | Food Preparation | Natural Gas | Range | E5 | Utility - Cost of Operation | 0 | 0 | 0 | 0 | 0 | 0 | 0 | 0 | 0 | 0 | 0 | 0 | 0 | 0 | 0 | 0 | 0 | 0 | 0 | 0 | 0 | 0 | 0 | 0 | 0 | 0 | 0 | 0 | 0 | 0
F5_Commercial_Healthcare_New_Food Preparation_Natural Gas_Range_E6 | F5 | Commercial | Healthcare | New | Food Preparation | Natural Gas | Range | E6 | Utility - Cost of Operation | 0 | 0 | 0 | 0 | 0 | 0 | 0 | 0 | 0 | 0 | 0 | 0 | 0 | 0 | 0 | 0 | 0 | 0 | 0 | 0 | 0 | 0 | 0 | 0 | 0 | 0 | 0 | 0 | 0 | 0
F5_Commercial_Healthcare_New_Food Preparation_Natural Gas_Range_E7 | F5 | Commercial | Healthcare | New | Food Preparation | Natural Gas | Range | E7 | Utility - Cost of Operation | 0 | 0 | 0 | 0 | 0 | 0 | 0 | 0 | 0 | 0 | 0 | 0 | 0 | 0 | 0 | 0 | 0 | 0 | 0 | 0 | 0 | 0 | 0 | 0 | 0 | 0 | 0 | 0 | 0 | 0
F5_Commercial_Healthcare_New_Food Preparation_Natural Gas_Range_E8 | F5 | Commercial | Healthcare | New | Food Preparation | Natural Gas | Range | E8 | Utility - Cost of Operation | 0 | 0 | 0 | 0 | 0 | 0 | 0 | 0 | 0 | 0 | 0 | 0 | 0 | 0 | 0 | 0 | 0 | 0 | 0 | 0 | 0 | 0 | 0 | 0 | 0 | 0 | 0 | 0 | 0 | 0
F5_Commercial_Healthcare_New_Food Preparation_Natural Gas_Range_E9 | F5 | Commercial | Healthcare | New | Food Preparation | Natural Gas | Range | E9 | Utility - Cost of Operation | 0 | 0 | 0 | 0 | 0 | 0 | 0 | 0 | 0 | 0 | 0 | 0 | 0 | 0 | 0 | 0 | 0 | 0 | 0 | 0 | 0 | 0 | 0 | 0 | 0 | 0 | 0 | 0 | 0 | 0
F5_Commercial_Healthcare_New_Food Preparation_Natural Gas_Range_E10 | F5 | Commercial | Healthcare | New | Food Preparation | Natural Gas | Range | E10 | Utility - Cost of Operation | 0 | 0 | 0 | 0 | 0 | 0 | 0 | 0 | 0 | 0 | 0 | 0 | 0 | 0 | 0 | 0 | 0 | 0 | 0 | 0 | 0 | 0 | 0 | 0 | 0 | 0 | 0 | 0 | 0 | 0
F6_Commercial_Healthcare_New_Food Preparation_Natural Gas_Range_E1 | F6 | Commercial | Healthcare | New | Food Preparation | Natural Gas | Range | E1 | Utility - Value of Sales | 0.061615 | 0.062026 | 0.062558 | 0.063585 | 0.065011 | 0.066727 | 0.068285 | 0.06962 | 0.070887 | 0.072181 | 0.073567 | 0.074918 | 0.076196 | 0.077483 | 0.078621 | 0.079697 | 0.080863 | 0.082032 | 0.083208 | 0.084383 | 0.085537 | 0.086663 | 0 | 0 | 0 | 0 | 0 | 0 | 0 | 0
F6_Commercial_Healthcare_New_Food Preparation_Natural Gas_Range_E2 | F6 | Commercial | Healthcare | New | Food Preparation | Natural Gas | Range | E2 | Utility - Value of Sales | 0.046212 | 0.046519 | 0.046918 | 0.047689 | 0.048758 | 0.050045 | 0.051214 | 0.052215 | 0.053165 | 0.054136 | 0.055175 | 0.056189 | 0.057147 | 0.058112 | 0.058965 | 0.059773 | 0.060647 | 0.061524 | 0.062406 | 0.063287 | 0.064153 | 0.064997 | 0 | 0 | 0 | 0 | 0 | 0 | 0 | 0
F6_Commercial_Healthcare_New_Food Preparation_Natural Gas_Range_E3 | F6 | Commercial | Healthcare | New | Food Preparation | Natural Gas | Range | E3 | Utility - Value of Sales | 0 | 0 | 0 | 0 | 0 | 0 | 0 | 0 | 0 | 0 | 0 | 0 | 0 | 0 | 0 | 0 | 0 | 0 | 0 | 0 | 0 | 0 | 0 | 0 | 0 | 0 | 0 | 0 | 0 | 0
F6_Commercial_Healthcare_New_Food Preparation_Natural Gas_Range_E4 | F6 | Commercial | Healthcare | New | Food Preparation | Natural Gas | Range | E4 | Utility - Value of Sales | 0 | 0 | 0 | 0 | 0 | 0 | 0 | 0 | 0 | 0 | 0 | 0 | 0 | 0 | 0 | 0 | 0 | 0 | 0 | 0 | 0 | 0 | 0 | 0 | 0 | 0 | 0 | 0 | 0 | 0
F6_Commercial_Healthcare_New_Food Preparation_Natural Gas_Range_E5 | F6 | Commercial | Healthcare | New | Food Preparation | Natural Gas | Range | E5 | Utility - Value of Sales | 0 | 0 | 0 | 0 | 0 | 0 | 0 | 0 | 0 | 0 | 0 | 0 | 0 | 0 | 0 | 0 | 0 | 0 | 0 | 0 | 0 | 0 | 0 | 0 | 0 | 0 | 0 | 0 | 0 | 0
F6_Commercial_Healthcare_New_Food Preparation_Natural Gas_Range_E6 | F6 | Commercial | Healthcare | New | Food Preparation | Natural Gas | Range | E6 | Utility - Value of Sales | 0 | 0 | 0 | 0 | 0 | 0 | 0 | 0 | 0 | 0 | 0 | 0 | 0 | 0 | 0 | 0 | 0 | 0 | 0 | 0 | 0 | 0 | 0 | 0 | 0 | 0 | 0 | 0 | 0 | 0
F6_Commercial_Healthcare_New_Food Preparation_Natural Gas_Range_E7 | F6 | Commercial | Healthcare | New | Food Preparation | Natural Gas | Range | E7 | Utility - Value of Sales | 0 | 0 | 0 | 0 | 0 | 0 | 0 | 0 | 0 | 0 | 0 | 0 | 0 | 0 | 0 | 0 | 0 | 0 | 0 | 0 | 0 | 0 | 0 | 0 | 0 | 0 | 0 | 0 | 0 | 0
F6_Commercial_Healthcare_New_Food Preparation_Natural Gas_Range_E8 | F6 | Commercial | Healthcare | New | Food Preparation | Natural Gas | Range | E8 | Utility - Value of Sales | 0 | 0 | 0 | 0 | 0 | 0 | 0 | 0 | 0 | 0 | 0 | 0 | 0 | 0 | 0 | 0 | 0 | 0 | 0 | 0 | 0 | 0 | 0 | 0 | 0 | 0 | 0 | 0 | 0 | 0
F6_Commercial_Healthcare_New_Food Preparation_Natural Gas_Range_E9 | F6 | Commercial | Healthcare | New | Food Preparation | Natural Gas | Range | E9 | Utility - Value of Sales | 0 | 0 | 0 | 0 | 0 | 0 | 0 | 0 | 0 | 0 | 0 | 0 | 0 | 0 | 0 | 0 | 0 | 0 | 0 | 0 | 0 | 0 | 0 | 0 | 0 | 0 | 0 | 0 | 0 | 0
F6_Commercial_Healthcare_New_Food Preparation_Natural Gas_Range_E10 | F6 | Commercial | Healthcare | New | Food Preparation | Natural Gas | Range | E10 | Utility - Value of Sales | 0 | 0 | 0 | 0 | 0 | 0 | 0 | 0 | 0 | 0 | 0 | 0 | 0 | 0 | 0 | 0 | 0 | 0 | 0 | 0 | 0 | 0 | 0 | 0 | 0 | 0 | 0 | 0 | 0 | 0
F1_Commercial_Healthcare_New_Food Preparation_Natural Gas_Steamer_E1 | F1 | Commercial | Healthcare | New | Food Preparation | Natural Gas | Steamer | E1 | Participant - Cost of Equipment | 0.13528 | 0.13528 | 0.13528 | 0.13528 | 0.13528 | 0.13528 | 0.13528 | 0.13528 | 0.13528 | 0.13528 | 0.13528 | 0.13528 | 0.13528 | 0.13528 | 0.13528 | 0.13528 | 0.13528 | 0.13528 | 0.13528 | 0.13528 | 0.13528 | 0.13528 | 0 | 0 | 0 | 0 | 0 | 0 | 0 | 0
F1_Commercial_Healthcare_New_Food Preparation_Natural Gas_Steamer_E2 | F1 | Commercial | Healthcare | New | Food Preparation | Natural Gas | Steamer | E2 | Participant - Cost of Equipment | 0.14531 | 0.14531 | 0.14531 | 0.14531 | 0.14531 | 0.14531 | 0.14531 | 0.14531 | 0.14531 | 0.14531 | 0.14531 | 0.14531 | 0.14531 | 0.14531 | 0.14531 | 0.14531 | 0.14531 | 0.14531 | 0.14531 | 0.14531 | 0.14531 | 0.14531 | 0 | 0 | 0 | 0 | 0 | 0 | 0 | 0
F1_Commercial_Healthcare_New_Food Preparation_Natural Gas_Steamer_E3 | F1 | Commercial | Healthcare | New | Food Preparation | Natural Gas | Steamer | E3 | Participant - Cost of Equipment | 0 | 0 | 0 | 0 | 0 | 0 | 0 | 0 | 0 | 0 | 0 | 0 | 0 | 0 | 0 | 0 | 0 | 0 | 0 | 0 | 0 | 0 | 0 | 0 | 0 | 0 | 0 | 0 | 0 | 0
F1_Commercial_Healthcare_New_Food Preparation_Natural Gas_Steamer_E4 | F1 | Commercial | Healthcare | New | Food Preparation | Natural Gas | Steamer | E4 | Participant - Cost of Equipment | 0 | 0 | 0 | 0 | 0 | 0 | 0 | 0 | 0 | 0 | 0 | 0 | 0 | 0 | 0 | 0 | 0 | 0 | 0 | 0 | 0 | 0 | 0 | 0 | 0 | 0 | 0 | 0 | 0 | 0
F1_Commercial_Healthcare_New_Food Preparation_Natural Gas_Steamer_E5 | F1 | Commercial | Healthcare | New | Food Preparation | Natural Gas | Steamer | E5 | Participant - Cost of Equipment | 0 | 0 | 0 | 0 | 0 | 0 | 0 | 0 | 0 | 0 | 0 | 0 | 0 | 0 | 0 | 0 | 0 | 0 | 0 | 0 | 0 | 0 | 0 | 0 | 0 | 0 | 0 | 0 | 0 | 0
F1_Commercial_Healthcare_New_Food Preparation_Natural Gas_Steamer_E6 | F1 | Commercial | Healthcare | New | Food Preparation | Natural Gas | Steamer | E6 | Participant - Cost of Equipment | 0 | 0 | 0 | 0 | 0 | 0 | 0 | 0 | 0 | 0 | 0 | 0 | 0 | 0 | 0 | 0 | 0 | 0 | 0 | 0 | 0 | 0 | 0 | 0 | 0 | 0 | 0 | 0 | 0 | 0
F1_Commercial_Healthcare_New_Food Preparation_Natural Gas_Steamer_E7 | F1 | Commercial | Healthcare | New | Food Preparation | Natural Gas | Steamer | E7 | Participant - Cost of Equipment | 0 | 0 | 0 | 0 | 0 | 0 | 0 | 0 | 0 | 0 | 0 | 0 | 0 | 0 | 0 | 0 | 0 | 0 | 0 | 0 | 0 | 0 | 0 | 0 | 0 | 0 | 0 | 0 | 0 | 0
F1_Commercial_Healthcare_New_Food Preparation_Natural Gas_Steamer_E8 | F1 | Commercial | Healthcare | New | Food Preparation | Natural Gas | Steamer | E8 | Participant - Cost of Equipment | 0 | 0 | 0 | 0 | 0 | 0 | 0 | 0 | 0 | 0 | 0 | 0 | 0 | 0 | 0 | 0 | 0 | 0 | 0 | 0 | 0 | 0 | 0 | 0 | 0 | 0 | 0 | 0 | 0 | 0
F1_Commercial_Healthcare_New_Food Preparation_Natural Gas_Steamer_E9 | F1 | Commercial | Healthcare | New | Food Preparation | Natural Gas | Steamer | E9 | Participant - Cost of Equipment | 0 | 0 | 0 | 0 | 0 | 0 | 0 | 0 | 0 | 0 | 0 | 0 | 0 | 0 | 0 | 0 | 0 | 0 | 0 | 0 | 0 | 0 | 0 | 0 | 0 | 0 | 0 | 0 | 0 | 0
F1_Commercial_Healthcare_New_Food Preparation_Natural Gas_Steamer_E10 | F1 | Commercial | Healthcare | New | Food Preparation | Natural Gas | Steamer | E10 | Participant - Cost of Equipment | 0 | 0 | 0 | 0 | 0 | 0 | 0 | 0 | 0 | 0 | 0 | 0 | 0 | 0 | 0 | 0 | 0 | 0 | 0 | 0 | 0 | 0 | 0 | 0 | 0 | 0 | 0 | 0 | 0 | 0
F2_Commercial_Healthcare_New_Food Preparation_Natural Gas_Steamer_E1 | F2 | Commercial | Healthcare | New | Food Preparation | Natural Gas | Steamer | E1 | Participant - Cost of Operation | 0.14711 | 0.14836 | 0.14986 | 0.15235 | 0.15568 | 0.15963 | 0.16328 | 0.16642 | 0.16936 | 0.17226 | 0.17524 | 0.17822 | 0.18111 | 0.18409 | 0.18685 | 0.18959 | 0.19251 | 0.19545 | 0.19842 | 0.2014 | 0.20435 | 0.20725 | 0 | 0 | 0 | 0 | 0 | 0 | 0 | 0
F2_Commercial_Healthcare_New_Food Preparation_Natural Gas_Steamer_E2 | F2 | Commercial | Healthcare | New | Food Preparation | Natural Gas | Steamer | E2 | Participant - Cost of Operation | 0.030687 | 0.030947 | 0.031259 | 0.031779 | 0.032474 | 0.033297 | 0.034058 | 0.034714 | 0.035327 | 0.035932 | 0.036554 | 0.037175 | 0.037777 | 0.038399 | 0.038976 | 0.039546 | 0.040156 | 0.04077 | 0.041389 | 0.04201 | 0.042625 | 0.04323 | 0 | 0 | 0 | 0 | 0 | 0 | 0 | 0
F2_Commercial_Healthcare_New_Food Preparation_Natural Gas_Steamer_E3 | F2 | Commercial | Healthcare | New | Food Preparation | Natural Gas | Steamer | E3 | Participant - Cost of Operation | 0 | 0 | 0 | 0 | 0 | 0 | 0 | 0 | 0 | 0 | 0 | 0 | 0 | 0 | 0 | 0 | 0 | 0 | 0 | 0 | 0 | 0 | 0 | 0 | 0 | 0 | 0 | 0 | 0 | 0
F2_Commercial_Healthcare_New_Food Preparation_Natural Gas_Steamer_E4 | F2 | Commercial | Healthcare | New | Food Preparation | Natural Gas | Steamer | E4 | Participant - Cost of Operation | 0 | 0 | 0 | 0 | 0 | 0 | 0 | 0 | 0 | 0 | 0 | 0 | 0 | 0 | 0 | 0 | 0 | 0 | 0 | 0 | 0 | 0 | 0 | 0 | 0 | 0 | 0 | 0 | 0 | 0
F2_Commercial_Healthcare_New_Food Preparation_Natural Gas_Steamer_E5 | F2 | Commercial | Healthcare | New | Food Preparation | Natural Gas | Steamer | E5 | Participant - Cost of Operation | 0 | 0 | 0 | 0 | 0 | 0 | 0 | 0 | 0 | 0 | 0 | 0 | 0 | 0 | 0 | 0 | 0 | 0 | 0 | 0 | 0 | 0 | 0 | 0 | 0 | 0 | 0 | 0 | 0 | 0
F2_Commercial_Healthcare_New_Food Preparation_Natural Gas_Steamer_E6 | F2 | Commercial | Healthcare | New | Food Preparation | Natural Gas | Steamer | E6 | Participant - Cost of Operation | 0 | 0 | 0 | 0 | 0 | 0 | 0 | 0 | 0 | 0 | 0 | 0 | 0 | 0 | 0 | 0 | 0 | 0 | 0 | 0 | 0 | 0 | 0 | 0 | 0 | 0 | 0 | 0 | 0 | 0
F2_Commercial_Healthcare_New_Food Preparation_Natural Gas_Steamer_E7 | F2 | Commercial | Healthcare | New | Food Preparation | Natural Gas | Steamer | E7 | Participant - Cost of Operation | 0 | 0 | 0 | 0 | 0 | 0 | 0 | 0 | 0 | 0 | 0 | 0 | 0 | 0 | 0 | 0 | 0 | 0 | 0 | 0 | 0 | 0 | 0 | 0 | 0 | 0 | 0 | 0 | 0 | 0
F2_Commercial_Healthcare_New_Food Preparation_Natural Gas_Steamer_E8 | F2 | Commercial | Healthcare | New | Food Preparation | Natural Gas | Steamer | E8 | Participant - Cost of Operation | 0 | 0 | 0 | 0 | 0 | 0 | 0 | 0 | 0 | 0 | 0 | 0 | 0 | 0 | 0 | 0 | 0 | 0 | 0 | 0 | 0 | 0 | 0 | 0 | 0 | 0 | 0 | 0 | 0 | 0
F2_Commercial_Healthcare_New_Food Preparation_Natural Gas_Steamer_E9 | F2 | Commercial | Healthcare | New | Food Preparation | Natural Gas | Steamer | E9 | Participant - Cost of Operation | 0 | 0 | 0 | 0 | 0 | 0 | 0 | 0 | 0 | 0 | 0 | 0 | 0 | 0 | 0 | 0 | 0 | 0 | 0 | 0 | 0 | 0 | 0 | 0 | 0 | 0 | 0 | 0 | 0 | 0
F2_Commercial_Healthcare_New_Food Preparation_Natural Gas_Steamer_E10 | F2 | Commercial | Healthcare | New | Food Preparation | Natural Gas | Steamer | E10 | Participant - Cost of Operation | 0 | 0 | 0 | 0 | 0 | 0 | 0 | 0 | 0 | 0 | 0 | 0 | 0 | 0 | 0 | 0 | 0 | 0 | 0 | 0 | 0 | 0 | 0 | 0 | 0 | 0 | 0 | 0 | 0 | 0
F3_Commercial_Healthcare_New_Food Preparation_Natural Gas_Steamer_E1 | F3 | Commercial | Healthcare | New | Food Preparation | Natural Gas | Steamer | E1 | System - kBTUs of Conusmption | 13.8446 | 13.8849 | 13.9303 | 14.0349 | 14.1264 | 14.2042 | 14.2637 | 14.3145 | 14.3523 | 14.3773 | 14.3852 | 14.3842 | 14.3709 | 14.3455 | 14.3033 | 14.2542 | 14.2014 | 14.145 | 14.0805 | 14.0185 | 13.954 | 13.8878 | 0 | 0 | 0 | 0 | 0 | 0 | 0 | 0
F3_Commercial_Healthcare_New_Food Preparation_Natural Gas_Steamer_E2 | F3 | Commercial | Healthcare | New | Food Preparation | Natural Gas | Steamer | E2 | System - kBTUs of Conusmption | 2.8879 | 2.8963 | 2.9057 | 2.9276 | 2.9466 | 2.9629 | 2.9753 | 2.9859 | 2.9938 | 2.999 | 3.0006 | 3.0004 | 2.9976 | 2.9923 | 2.9835 | 2.9733 | 2.9623 | 2.9505 | 2.9371 | 2.9241 | 2.9107 | 2.8969 | 0 | 0 | 0 | 0 | 0 | 0 | 0 | 0
F3_Commercial_Healthcare_New_Food Preparation_Natural Gas_Steamer_E3 | F3 | Commercial | Healthcare | New | Food Preparation | Natural Gas | Steamer | E3 | System - kBTUs of Conusmption | 0 | 0 | 0 | 0 | 0 | 0 | 0 | 0 | 0 | 0 | 0 | 0 | 0 | 0 | 0 | 0 | 0 | 0 | 0 | 0 | 0 | 0 | 0 | 0 | 0 | 0 | 0 | 0 | 0 | 0
F3_Commercial_Healthcare_New_Food Preparation_Natural Gas_Steamer_E4 | F3 | Commercial | Healthcare | New | Food Preparation | Natural Gas | Steamer | E4 | System - kBTUs of Conusmption | 0 | 0 | 0 | 0 | 0 | 0 | 0 | 0 | 0 | 0 | 0 | 0 | 0 | 0 | 0 | 0 | 0 | 0 | 0 | 0 | 0 | 0 | 0 | 0 | 0 | 0 | 0 | 0 | 0 | 0
F3_Commercial_Healthcare_New_Food Preparation_Natural Gas_Steamer_E5 | F3 | Commercial | Healthcare | New | Food Preparation | Natural Gas | Steamer | E5 | System - kBTUs of Conusmption | 0 | 0 | 0 | 0 | 0 | 0 | 0 | 0 | 0 | 0 | 0 | 0 | 0 | 0 | 0 | 0 | 0 | 0 | 0 | 0 | 0 | 0 | 0 | 0 | 0 | 0 | 0 | 0 | 0 | 0
F3_Commercial_Healthcare_New_Food Preparation_Natural Gas_Steamer_E6 | F3 | Commercial | Healthcare | New | Food Preparation | Natural Gas | Steamer | E6 | System - kBTUs of Conusmption | 0 | 0 | 0 | 0 | 0 | 0 | 0 | 0 | 0 | 0 | 0 | 0 | 0 | 0 | 0 | 0 | 0 | 0 | 0 | 0 | 0 | 0 | 0 | 0 | 0 | 0 | 0 | 0 | 0 | 0
F3_Commercial_Healthcare_New_Food Preparation_Natural Gas_Steamer_E7 | F3 | Commercial | Healthcare | New | Food Preparation | Natural Gas | Steamer | E7 | System - kBTUs of Conusmption | 0 | 0 | 0 | 0 | 0 | 0 | 0 | 0 | 0 | 0 | 0 | 0 | 0 | 0 | 0 | 0 | 0 | 0 | 0 | 0 | 0 | 0 | 0 | 0 | 0 | 0 | 0 | 0 | 0 | 0
F3_Commercial_Healthcare_New_Food Preparation_Natural Gas_Steamer_E8 | F3 | Commercial | Healthcare | New | Food Preparation | Natural Gas | Steamer | E8 | System - kBTUs of Conusmption | 0 | 0 | 0 | 0 | 0 | 0 | 0 | 0 | 0 | 0 | 0 | 0 | 0 | 0 | 0 | 0 | 0 | 0 | 0 | 0 | 0 | 0 | 0 | 0 | 0 | 0 | 0 | 0 | 0 | 0
F3_Commercial_Healthcare_New_Food Preparation_Natural Gas_Steamer_E9 | F3 | Commercial | Healthcare | New | Food Preparation | Natural Gas | Steamer | E9 | System - kBTUs of Conusmption | 0 | 0 | 0 | 0 | 0 | 0 | 0 | 0 | 0 | 0 | 0 | 0 | 0 | 0 | 0 | 0 | 0 | 0 | 0 | 0 | 0 | 0 | 0 | 0 | 0 | 0 | 0 | 0 | 0 | 0
F3_Commercial_Healthcare_New_Food Preparation_Natural Gas_Steamer_E10 | F3 | Commercial | Healthcare | New | Food Preparation | Natural Gas | Steamer | E10 | System - kBTUs of Conusmption | 0 | 0 | 0 | 0 | 0 | 0 | 0 | 0 | 0 | 0 | 0 | 0 | 0 | 0 | 0 | 0 | 0 | 0 | 0 | 0 | 0 | 0 | 0 | 0 | 0 | 0 | 0 | 0 | 0 | 0
F4_Commercial_Healthcare_New_Food Preparation_Natural Gas_Steamer_E1 | F4 | Commercial | Healthcare | New | Food Preparation | Natural Gas | Steamer | E1 | Utility - Cost of Equipment | 0.13528 | 0.13528 | 0.13528 | 0.13528 | 0.13528 | 0.13528 | 0.13528 | 0.13528 | 0.13528 | 0.13528 | 0.13528 | 0.13528 | 0.13528 | 0.13528 | 0.13528 | 0.13528 | 0.13528 | 0.13528 | 0.13528 | 0.13528 | 0.13528 | 0.13528 | 0 | 0 | 0 | 0 | 0 | 0 | 0 | 0
F4_Commercial_Healthcare_New_Food Preparation_Natural Gas_Steamer_E2 | F4 | Commercial | Healthcare | New | Food Preparation | Natural Gas | Steamer | E2 | Utility - Cost of Equipment | 0.14531 | 0.14531 | 0.14531 | 0.14531 | 0.14531 | 0.14531 | 0.14531 | 0.14531 | 0.14531 | 0.14531 | 0.14531 | 0.14531 | 0.14531 | 0.14531 | 0.14531 | 0.14531 | 0.14531 | 0.14531 | 0.14531 | 0.14531 | 0.14531 | 0.14531 | 0 | 0 | 0 | 0 | 0 | 0 | 0 | 0
F4_Commercial_Healthcare_New_Food Preparation_Natural Gas_Steamer_E3 | F4 | Commercial | Healthcare | New | Food Preparation | Natural Gas | Steamer | E3 | Utility - Cost of Equipment | 0 | 0 | 0 | 0 | 0 | 0 | 0 | 0 | 0 | 0 | 0 | 0 | 0 | 0 | 0 | 0 | 0 | 0 | 0 | 0 | 0 | 0 | 0 | 0 | 0 | 0 | 0 | 0 | 0 | 0
F4_Commercial_Healthcare_New_Food Preparation_Natural Gas_Steamer_E4 | F4 | Commercial | Healthcare | New | Food Preparation | Natural Gas | Steamer | E4 | Utility - Cost of Equipment | 0 | 0 | 0 | 0 | 0 | 0 | 0 | 0 | 0 | 0 | 0 | 0 | 0 | 0 | 0 | 0 | 0 | 0 | 0 | 0 | 0 | 0 | 0 | 0 | 0 | 0 | 0 | 0 | 0 | 0
F4_Commercial_Healthcare_New_Food Preparation_Natural Gas_Steamer_E5 | F4 | Commercial | Healthcare | New | Food Preparation | Natural Gas | Steamer | E5 | Utility - Cost of Equipment | 0 | 0 | 0 | 0 | 0 | 0 | 0 | 0 | 0 | 0 | 0 | 0 | 0 | 0 | 0 | 0 | 0 | 0 | 0 | 0 | 0 | 0 | 0 | 0 | 0 | 0 | 0 | 0 | 0 | 0
F4_Commercial_Healthcare_New_Food Preparation_Natural Gas_Steamer_E6 | F4 | Commercial | Healthcare | New | Food Preparation | Natural Gas | Steamer | E6 | Utility - Cost of Equipment | 0 | 0 | 0 | 0 | 0 | 0 | 0 | 0 | 0 | 0 | 0 | 0 | 0 | 0 | 0 | 0 | 0 | 0 | 0 | 0 | 0 | 0 | 0 | 0 | 0 | 0 | 0 | 0 | 0 | 0
F4_Commercial_Healthcare_New_Food Preparation_Natural Gas_Steamer_E7 | F4 | Commercial | Healthcare | New | Food Preparation | Natural Gas | Steamer | E7 | Utility - Cost of Equipment | 0 | 0 | 0 | 0 | 0 | 0 | 0 | 0 | 0 | 0 | 0 | 0 | 0 | 0 | 0 | 0 | 0 | 0 | 0 | 0 | 0 | 0 | 0 | 0 | 0 | 0 | 0 | 0 | 0 | 0
F4_Commercial_Healthcare_New_Food Preparation_Natural Gas_Steamer_E8 | F4 | Commercial | Healthcare | New | Food Preparation | Natural Gas | Steamer | E8 | Utility - Cost of Equipment | 0 | 0 | 0 | 0 | 0 | 0 | 0 | 0 | 0 | 0 | 0 | 0 | 0 | 0 | 0 | 0 | 0 | 0 | 0 | 0 | 0 | 0 | 0 | 0 | 0 | 0 | 0 | 0 | 0 | 0
F4_Commercial_Healthcare_New_Food Preparation_Natural Gas_Steamer_E9 | F4 | Commercial | Healthcare | New | Food Preparation | Natural Gas | Steamer | E9 | Utility - Cost of Equipment | 0 | 0 | 0 | 0 | 0 | 0 | 0 | 0 | 0 | 0 | 0 | 0 | 0 | 0 | 0 | 0 | 0 | 0 | 0 | 0 | 0 | 0 | 0 | 0 | 0 | 0 | 0 | 0 | 0 | 0
F4_Commercial_Healthcare_New_Food Preparation_Natural Gas_Steamer_E10 | F4 | Commercial | Healthcare | New | Food Preparation | Natural Gas | Steamer | E10 | Utility - Cost of Equipment | 0 | 0 | 0 | 0 | 0 | 0 | 0 | 0 | 0 | 0 | 0 | 0 | 0 | 0 | 0 | 0 | 0 | 0 | 0 | 0 | 0 | 0 | 0 | 0 | 0 | 0 | 0 | 0 | 0 | 0
F5_Commercial_Healthcare_New_Food Preparation_Natural Gas_Steamer_E1 | F5 | Commercial | Healthcare | New | Food Preparation | Natural Gas | Steamer | E1 | Utility - Cost of Operation | 0.12279 | 0.12383 | 0.12508 | 0.12717 | 0.12994 | 0.13324 | 0.13628 | 0.13891 | 0.14136 | 0.14378 | 0.14627 | 0.14875 | 0.15117 | 0.15366 | 0.15596 | 0.15824 | 0.16068 | 0.16314 | 0.16562 | 0.1681 | 0.17056 | 0.17299 | 0 | 0 | 0 | 0 | 0 | 0 | 0 | 0
F5_Commercial_Healthcare_New_Food Preparation_Natural Gas_Steamer_E2 | F5 | Commercial | Healthcare | New | Food Preparation | Natural Gas | Steamer | E2 | Utility - Cost of Operation | 0.025613 | 0.025831 | 0.026091 | 0.026526 | 0.027105 | 0.027792 | 0.028427 | 0.028975 | 0.029487 | 0.029991 | 0.030511 | 0.031029 | 0.031532 | 0.032051 | 0.032533 | 0.033008 | 0.033517 | 0.03403 | 0.034546 | 0.035065 | 0.035578 | 0.036083 | 0 | 0 | 0 | 0 | 0 | 0 | 0 | 0
F5_Commercial_Healthcare_New_Food Preparation_Natural Gas_Steamer_E3 | F5 | Commercial | Healthcare | New | Food Preparation | Natural Gas | Steamer | E3 | Utility - Cost of Operation | 0 | 0 | 0 | 0 | 0 | 0 | 0 | 0 | 0 | 0 | 0 | 0 | 0 | 0 | 0 | 0 | 0 | 0 | 0 | 0 | 0 | 0 | 0 | 0 | 0 | 0 | 0 | 0 | 0 | 0
F5_Commercial_Healthcare_New_Food Preparation_Natural Gas_Steamer_E4 | F5 | Commercial | Healthcare | New | Food Preparation | Natural Gas | Steamer | E4 | Utility - Cost of Operation | 0 | 0 | 0 | 0 | 0 | 0 | 0 | 0 | 0 | 0 | 0 | 0 | 0 | 0 | 0 | 0 | 0 | 0 | 0 | 0 | 0 | 0 | 0 | 0 | 0 | 0 | 0 | 0 | 0 | 0
F5_Commercial_Healthcare_New_Food Preparation_Natural Gas_Steamer_E5 | F5 | Commercial | Healthcare | New | Food Preparation | Natural Gas | Steamer | E5 | Utility - Cost of Operation | 0 | 0 | 0 | 0 | 0 | 0 | 0 | 0 | 0 | 0 | 0 | 0 | 0 | 0 | 0 | 0 | 0 | 0 | 0 | 0 | 0 | 0 | 0 | 0 | 0 | 0 | 0 | 0 | 0 | 0
F5_Commercial_Healthcare_New_Food Preparation_Natural Gas_Steamer_E6 | F5 | Commercial | Healthcare | New | Food Preparation | Natural Gas | Steamer | E6 | Utility - Cost of Operation | 0 | 0 | 0 | 0 | 0 | 0 | 0 | 0 | 0 | 0 | 0 | 0 | 0 | 0 | 0 | 0 | 0 | 0 | 0 | 0 | 0 | 0 | 0 | 0 | 0 | 0 | 0 | 0 | 0 | 0
F5_Commercial_Healthcare_New_Food Preparation_Natural Gas_Steamer_E7 | F5 | Commercial | Healthcare | New | Food Preparation | Natural Gas | Steamer | E7 | Utility - Cost of Operation | 0 | 0 | 0 | 0 | 0 | 0 | 0 | 0 | 0 | 0 | 0 | 0 | 0 | 0 | 0 | 0 | 0 | 0 | 0 | 0 | 0 | 0 | 0 | 0 | 0 | 0 | 0 | 0 | 0 | 0
F5_Commercial_Healthcare_New_Food Preparation_Natural Gas_Steamer_E8 | F5 | Commercial | Healthcare | New | Food Preparation | Natural Gas | Steamer | E8 | Utility - Cost of Operation | 0 | 0 | 0 | 0 | 0 | 0 | 0 | 0 | 0 | 0 | 0 | 0 | 0 | 0 | 0 | 0 | 0 | 0 | 0 | 0 | 0 | 0 | 0 | 0 | 0 | 0 | 0 | 0 | 0 | 0
F5_Commercial_Healthcare_New_Food Preparation_Natural Gas_Steamer_E9 | F5 | Commercial | Healthcare | New | Food Preparation | Natural Gas | Steamer | E9 | Utility - Cost of Operation | 0 | 0 | 0 | 0 | 0 | 0 | 0 | 0 | 0 | 0 | 0 | 0 | 0 | 0 | 0 | 0 | 0 | 0 | 0 | 0 | 0 | 0 | 0 | 0 | 0 | 0 | 0 | 0 | 0 | 0
F5_Commercial_Healthcare_New_Food Preparation_Natural Gas_Steamer_E10 | F5 | Commercial | Healthcare | New | Food Preparation | Natural Gas | Steamer | E10 | Utility - Cost of Operation | 0 | 0 | 0 | 0 | 0 | 0 | 0 | 0 | 0 | 0 | 0 | 0 | 0 | 0 | 0 | 0 | 0 | 0 | 0 | 0 | 0 | 0 | 0 | 0 | 0 | 0 | 0 | 0 | 0 | 0
F6_Commercial_Healthcare_New_Food Preparation_Natural Gas_Steamer_E1 | F6 | Commercial | Healthcare | New | Food Preparation | Natural Gas | Steamer | E1 | Utility - Value of Sales | 0.14711 | 0.14836 | 0.14986 | 0.15235 | 0.15568 | 0.15963 | 0.16328 | 0.16642 | 0.16936 | 0.17226 | 0.17524 | 0.17822 | 0.18111 | 0.18409 | 0.18685 | 0.18959 | 0.19251 | 0.19545 | 0.19842 | 0.2014 | 0.20435 | 0.20725 | 0 | 0 | 0 | 0 | 0 | 0 | 0 | 0
F6_Commercial_Healthcare_New_Food Preparation_Natural Gas_Steamer_E2 | F6 | Commercial | Healthcare | New | Food Preparation | Natural Gas | Steamer | E2 | Utility - Value of Sales | 0.030687 | 0.030947 | 0.031259 | 0.031779 | 0.032474 | 0.033297 | 0.034058 | 0.034714 | 0.035327 | 0.035932 | 0.036554 | 0.037175 | 0.037777 | 0.038399 | 0.038976 | 0.039546 | 0.040156 | 0.04077 | 0.041389 | 0.04201 | 0.042625 | 0.04323 | 0 | 0 | 0 | 0 | 0 | 0 | 0 | 0
F6_Commercial_Healthcare_New_Food Preparation_Natural Gas_Steamer_E3 | F6 | Commercial | Healthcare | New | Food Preparation | Natural Gas | Steamer | E3 | Utility - Value of Sales | 0 | 0 | 0 | 0 | 0 | 0 | 0 | 0 | 0 | 0 | 0 | 0 | 0 | 0 | 0 | 0 | 0 | 0 | 0 | 0 | 0 | 0 | 0 | 0 | 0 | 0 | 0 | 0 | 0 | 0
F6_Commercial_Healthcare_New_Food Preparation_Natural Gas_Steamer_E4 | F6 | Commercial | Healthcare | New | Food Preparation | Natural Gas | Steamer | E4 | Utility - Value of Sales | 0 | 0 | 0 | 0 | 0 | 0 | 0 | 0 | 0 | 0 | 0 | 0 | 0 | 0 | 0 | 0 | 0 | 0 | 0 | 0 | 0 | 0 | 0 | 0 | 0 | 0 | 0 | 0 | 0 | 0
F6_Commercial_Healthcare_New_Food Preparation_Natural Gas_Steamer_E5 | F6 | Commercial | Healthcare | New | Food Preparation | Natural Gas | Steamer | E5 | Utility - Value of Sales | 0 | 0 | 0 | 0 | 0 | 0 | 0 | 0 | 0 | 0 | 0 | 0 | 0 | 0 | 0 | 0 | 0 | 0 | 0 | 0 | 0 | 0 | 0 | 0 | 0 | 0 | 0 | 0 | 0 | 0
F6_Commercial_Healthcare_New_Food Preparation_Natural Gas_Steamer_E6 | F6 | Commercial | Healthcare | New | Food Preparation | Natural Gas | Steamer | E6 | Utility - Value of Sales | 0 | 0 | 0 | 0 | 0 | 0 | 0 | 0 | 0 | 0 | 0 | 0 | 0 | 0 | 0 | 0 | 0 | 0 | 0 | 0 | 0 | 0 | 0 | 0 | 0 | 0 | 0 | 0 | 0 | 0
F6_Commercial_Healthcare_New_Food Preparation_Natural Gas_Steamer_E7 | F6 | Commercial | Healthcare | New | Food Preparation | Natural Gas | Steamer | E7 | Utility - Value of Sales | 0 | 0 | 0 | 0 | 0 | 0 | 0 | 0 | 0 | 0 | 0 | 0 | 0 | 0 | 0 | 0 | 0 | 0 | 0 | 0 | 0 | 0 | 0 | 0 | 0 | 0 | 0 | 0 | 0 | 0
F6_Commercial_Healthcare_New_Food Preparation_Natural Gas_Steamer_E8 | F6 | Commercial | Healthcare | New | Food Preparation | Natural Gas | Steamer | E8 | Utility - Value of Sales | 0 | 0 | 0 | 0 | 0 | 0 | 0 | 0 | 0 | 0 | 0 | 0 | 0 | 0 | 0 | 0 | 0 | 0 | 0 | 0 | 0 | 0 | 0 | 0 | 0 | 0 | 0 | 0 | 0 | 0
F6_Commercial_Healthcare_New_Food Preparation_Natural Gas_Steamer_E9 | F6 | Commercial | Healthcare | New | Food Preparation | Natural Gas | Steamer | E9 | Utility - Value of Sales | 0 | 0 | 0 | 0 | 0 | 0 | 0 | 0 | 0 | 0 | 0 | 0 | 0 | 0 | 0 | 0 | 0 | 0 | 0 | 0 | 0 | 0 | 0 | 0 | 0 | 0 | 0 | 0 | 0 | 0
F6_Commercial_Healthcare_New_Food Preparation_Natural Gas_Steamer_E10 | F6 | Commercial | Healthcare | New | Food Preparation | Natural Gas | Steamer | E10 | Utility - Value of Sales | 0 | 0 | 0 | 0 | 0 | 0 | 0 | 0 | 0 | 0 | 0 | 0 | 0 | 0 | 0 | 0 | 0 | 0 | 0 | 0 | 0 | 0 | 0 | 0 | 0 | 0 | 0 | 0 | 0 | 0
F1_Commercial_Healthcare_New_Food Preparation_Natural Gas_Food Prep Other_E1 | F1 | Commercial | Healthcare | New | Food Preparation | Natural Gas | Food Prep Other | E1 | Participant - Cost of Equipment | 0.0057313 | 0.0057313 | 0.0057313 | 0.0057313 | 0.0057313 | 0.0057313 | 0.0057313 | 0.0057313 | 0.0057313 | 0.0057313 | 0.0057313 | 0.0057313 | 0.0057313 | 0.0057313 | 0.0057313 | 0.0057313 | 0.0057313 | 0.0057313 | 0.0057313 | 0.0057313 | 0.0057313 | 0.0057313 | 0 | 0 | 0 | 0 | 0 | 0 | 0 | 0
F1_Commercial_Healthcare_New_Food Preparation_Natural Gas_Food Prep Other_E2 | F1 | Commercial | Healthcare | New | Food Preparation | Natural Gas | Food Prep Other | E2 | Participant - Cost of Equipment | 0.0057371 | 0.0057371 | 0.0057371 | 0.0057371 | 0.0057371 | 0.0057371 | 0.0057371 | 0.0057371 | 0.0057371 | 0.0057371 | 0.0057371 | 0.0057371 | 0.0057371 | 0.0057371 | 0.0057371 | 0.0057371 | 0.0057371 | 0.0057371 | 0.0057371 | 0.0057371 | 0.0057371 | 0.0057371 | 0 | 0 | 0 | 0 | 0 | 0 | 0 | 0
F1_Commercial_Healthcare_New_Food Preparation_Natural Gas_Food Prep Other_E3 | F1 | Commercial | Healthcare | New | Food Preparation | Natural Gas | Food Prep Other | E3 | Participant - Cost of Equipment | 0 | 0 | 0 | 0 | 0 | 0 | 0 | 0 | 0 | 0 | 0 | 0 | 0 | 0 | 0 | 0 | 0 | 0 | 0 | 0 | 0 | 0 | 0 | 0 | 0 | 0 | 0 | 0 | 0 | 0
F1_Commercial_Healthcare_New_Food Preparation_Natural Gas_Food Prep Other_E4 | F1 | Commercial | Healthcare | New | Food Preparation | Natural Gas | Food Prep Other | E4 | Participant - Cost of Equipment | 0 | 0 | 0 | 0 | 0 | 0 | 0 | 0 | 0 | 0 | 0 | 0 | 0 | 0 | 0 | 0 | 0 | 0 | 0 | 0 | 0 | 0 | 0 | 0 | 0 | 0 | 0 | 0 | 0 | 0
F1_Commercial_Healthcare_New_Food Preparation_Natural Gas_Food Prep Other_E5 | F1 | Commercial | Healthcare | New | Food Preparation | Natural Gas | Food Prep Other | E5 | Participant - Cost of Equipment | 0 | 0 | 0 | 0 | 0 | 0 | 0 | 0 | 0 | 0 | 0 | 0 | 0 | 0 | 0 | 0 | 0 | 0 | 0 | 0 | 0 | 0 | 0 | 0 | 0 | 0 | 0 | 0 | 0 | 0
F1_Commercial_Healthcare_New_Food Preparation_Natural Gas_Food Prep Other_E6 | F1 | Commercial | Healthcare | New | Food Preparation | Natural Gas | Food Prep Other | E6 | Participant - Cost of Equipment | 0 | 0 | 0 | 0 | 0 | 0 | 0 | 0 | 0 | 0 | 0 | 0 | 0 | 0 | 0 | 0 | 0 | 0 | 0 | 0 | 0 | 0 | 0 | 0 | 0 | 0 | 0 | 0 | 0 | 0
F1_Commercial_Healthcare_New_Food Preparation_Natural Gas_Food Prep Other_E7 | F1 | Commercial | Healthcare | New | Food Preparation | Natural Gas | Food Prep Other | E7 | Participant - Cost of Equipment | 0 | 0 | 0 | 0 | 0 | 0 | 0 | 0 | 0 | 0 | 0 | 0 | 0 | 0 | 0 | 0 | 0 | 0 | 0 | 0 | 0 | 0 | 0 | 0 | 0 | 0 | 0 | 0 | 0 | 0
F1_Commercial_Healthcare_New_Food Preparation_Natural Gas_Food Prep Other_E8 | F1 | Commercial | Healthcare | New | Food Preparation | Natural Gas | Food Prep Other | E8 | Participant - Cost of Equipment | 0 | 0 | 0 | 0 | 0 | 0 | 0 | 0 | 0 | 0 | 0 | 0 | 0 | 0 | 0 | 0 | 0 | 0 | 0 | 0 | 0 | 0 | 0 | 0 | 0 | 0 | 0 | 0 | 0 | 0
F1_Commercial_Healthcare_New_Food Preparation_Natural Gas_Food Prep Other_E9 | F1 | Commercial | Healthcare | New | Food Preparation | Natural Gas | Food Prep Other | E9 | Participant - Cost of Equipment | 0 | 0 | 0 | 0 | 0 | 0 | 0 | 0 | 0 | 0 | 0 | 0 | 0 | 0 | 0 | 0 | 0 | 0 | 0 | 0 | 0 | 0 | 0 | 0 | 0 | 0 | 0 | 0 | 0 | 0
F1_Commercial_Healthcare_New_Food Preparation_Natural Gas_Food Prep Other_E10 | F1 | Commercial | Healthcare | New | Food Preparation | Natural Gas | Food Prep Other | E10 | Participant - Cost of Equipment | 0 | 0 | 0 | 0 | 0 | 0 | 0 | 0 | 0 | 0 | 0 | 0 | 0 | 0 | 0 | 0 | 0 | 0 | 0 | 0 | 0 | 0 | 0 | 0 | 0 | 0 | 0 | 0 | 0 | 0
F2_Commercial_Healthcare_New_Food Preparation_Natural Gas_Food Prep Other_E1 | F2 | Commercial | Healthcare | New | Food Preparation | Natural Gas | Food Prep Other | E1 | Participant - Cost of Operation | 0.062396 | 0.062812 | 0.063351 | 0.064391 | 0.065835 | 0.067573 | 0.069151 | 0.070503 | 0.071786 | 0.073096 | 0.074499 | 0.075868 | 0.077162 | 0.078465 | 0.079617 | 0.080707 | 0.081887 | 0.083071 | 0.084262 | 0.085453 | 0.086621 | 0.087761 | 0 | 0 | 0 | 0 | 0 | 0 | 0 | 0
F2_Commercial_Healthcare_New_Food Preparation_Natural Gas_Food Prep Other_E2 | F2 | Commercial | Healthcare | New | Food Preparation | Natural Gas | Food Prep Other | E2 | Participant - Cost of Operation | 0.062396 | 0.062812 | 0.06335 | 0.064391 | 0.065835 | 0.067572 | 0.06915 | 0.070502 | 0.071785 | 0.073096 | 0.074499 | 0.075867 | 0.077161 | 0.078465 | 0.079616 | 0.080707 | 0.081887 | 0.083071 | 0.084261 | 0.085452 | 0.08662 | 0.087761 | 0 | 0 | 0 | 0 | 0 | 0 | 0 | 0
F2_Commercial_Healthcare_New_Food Preparation_Natural Gas_Food Prep Other_E3 | F2 | Commercial | Healthcare | New | Food Preparation | Natural Gas | Food Prep Other | E3 | Participant - Cost of Operation | 0 | 0 | 0 | 0 | 0 | 0 | 0 | 0 | 0 | 0 | 0 | 0 | 0 | 0 | 0 | 0 | 0 | 0 | 0 | 0 | 0 | 0 | 0 | 0 | 0 | 0 | 0 | 0 | 0 | 0
F2_Commercial_Healthcare_New_Food Preparation_Natural Gas_Food Prep Other_E4 | F2 | Commercial | Healthcare | New | Food Preparation | Natural Gas | Food Prep Other | E4 | Participant - Cost of Operation | 0 | 0 | 0 | 0 | 0 | 0 | 0 | 0 | 0 | 0 | 0 | 0 | 0 | 0 | 0 | 0 | 0 | 0 | 0 | 0 | 0 | 0 | 0 | 0 | 0 | 0 | 0 | 0 | 0 | 0
F2_Commercial_Healthcare_New_Food Preparation_Natural Gas_Food Prep Other_E5 | F2 | Commercial | Healthcare | New | Food Preparation | Natural Gas | Food Prep Other | E5 | Participant - Cost of Operation | 0 | 0 | 0 | 0 | 0 | 0 | 0 | 0 | 0 | 0 | 0 | 0 | 0 | 0 | 0 | 0 | 0 | 0 | 0 | 0 | 0 | 0 | 0 | 0 | 0 | 0 | 0 | 0 | 0 | 0
F2_Commercial_Healthcare_New_Food Preparation_Natural Gas_Food Prep Other_E6 | F2 | Commercial | Healthcare | New | Food Preparation | Natural Gas | Food Prep Other | E6 | Participant - Cost of Operation | 0 | 0 | 0 | 0 | 0 | 0 | 0 | 0 | 0 | 0 | 0 | 0 | 0 | 0 | 0 | 0 | 0 | 0 | 0 | 0 | 0 | 0 | 0 | 0 | 0 | 0 | 0 | 0 | 0 | 0
F2_Commercial_Healthcare_New_Food Preparation_Natural Gas_Food Prep Other_E7 | F2 | Commercial | Healthcare | New | Food Preparation | Natural Gas | Food Prep Other | E7 | Participant - Cost of Operation | 0 | 0 | 0 | 0 | 0 | 0 | 0 | 0 | 0 | 0 | 0 | 0 | 0 | 0 | 0 | 0 | 0 | 0 | 0 | 0 | 0 | 0 | 0 | 0 | 0 | 0 | 0 | 0 | 0 | 0
F2_Commercial_Healthcare_New_Food Preparation_Natural Gas_Food Prep Other_E8 | F2 | Commercial | Healthcare | New | Food Preparation | Natural Gas | Food Prep Other | E8 | Participant - Cost of Operation | 0 | 0 | 0 | 0 | 0 | 0 | 0 | 0 | 0 | 0 | 0 | 0 | 0 | 0 | 0 | 0 | 0 | 0 | 0 | 0 | 0 | 0 | 0 | 0 | 0 | 0 | 0 | 0 | 0 | 0
F2_Commercial_Healthcare_New_Food Preparation_Natural Gas_Food Prep Other_E9 | F2 | Commercial | Healthcare | New | Food Preparation | Natural Gas | Food Prep Other | E9 | Participant - Cost of Operation | 0 | 0 | 0 | 0 | 0 | 0 | 0 | 0 | 0 | 0 | 0 | 0 | 0 | 0 | 0 | 0 | 0 | 0 | 0 | 0 | 0 | 0 | 0 | 0 | 0 | 0 | 0 | 0 | 0 | 0
F2_Commercial_Healthcare_New_Food Preparation_Natural Gas_Food Prep Other_E10 | F2 | Commercial | Healthcare | New | Food Preparation | Natural Gas | Food Prep Other | E10 | Participant - Cost of Operation | 0 | 0 | 0 | 0 | 0 | 0 | 0 | 0 | 0 | 0 | 0 | 0 | 0 | 0 | 0 | 0 | 0 | 0 | 0 | 0 | 0 | 0 | 0 | 0 | 0 | 0 | 0 | 0 | 0 | 0
F3_Commercial_Healthcare_New_Food Preparation_Natural Gas_Food Prep Other_E1 | F3 | Commercial | Healthcare | New | Food Preparation | Natural Gas | Food Prep Other | E1 | System - kBTUs of Conusmption | 5.912 | 5.9279 | 5.9471 | 5.997 | 6.0405 | 6.0774 | 6.1053 | 6.1329 | 6.1582 | 6.1813 | 6.2005 | 6.2122 | 6.2146 | 6.2079 | 6.1895 | 6.1642 | 6.1369 | 6.1078 | 6.0746 | 6.0426 | 6.0094 | 5.9752 | 0 | 0 | 0 | 0 | 0 | 0 | 0 | 0
F3_Commercial_Healthcare_New_Food Preparation_Natural Gas_Food Prep Other_E2 | F3 | Commercial | Healthcare | New | Food Preparation | Natural Gas | Food Prep Other | E2 | System - kBTUs of Conusmption | 5.9119 | 5.9278 | 5.9471 | 5.997 | 6.0405 | 6.0773 | 6.1053 | 6.1329 | 6.1582 | 6.1812 | 6.2004 | 6.2121 | 6.2146 | 6.2079 | 6.1894 | 6.1641 | 6.1369 | 6.1078 | 6.0746 | 6.0426 | 6.0093 | 5.9752 | 0 | 0 | 0 | 0 | 0 | 0 | 0 | 0
F3_Commercial_Healthcare_New_Food Preparation_Natural Gas_Food Prep Other_E3 | F3 | Commercial | Healthcare | New | Food Preparation | Natural Gas | Food Prep Other | E3 | System - kBTUs of Conusmption | 0 | 0 | 0 | 0 | 0 | 0 | 0 | 0 | 0 | 0 | 0 | 0 | 0 | 0 | 0 | 0 | 0 | 0 | 0 | 0 | 0 | 0 | 0 | 0 | 0 | 0 | 0 | 0 | 0 | 0
F3_Commercial_Healthcare_New_Food Preparation_Natural Gas_Food Prep Other_E4 | F3 | Commercial | Healthcare | New | Food Preparation | Natural Gas | Food Prep Other | E4 | System - kBTUs of Conusmption | 0 | 0 | 0 | 0 | 0 | 0 | 0 | 0 | 0 | 0 | 0 | 0 | 0 | 0 | 0 | 0 | 0 | 0 | 0 | 0 | 0 | 0 | 0 | 0 | 0 | 0 | 0 | 0 | 0 | 0
F3_Commercial_Healthcare_New_Food Preparation_Natural Gas_Food Prep Other_E5 | F3 | Commercial | Healthcare | New | Food Preparation | Natural Gas | Food Prep Other | E5 | System - kBTUs of Conusmption | 0 | 0 | 0 | 0 | 0 | 0 | 0 | 0 | 0 | 0 | 0 | 0 | 0 | 0 | 0 | 0 | 0 | 0 | 0 | 0 | 0 | 0 | 0 | 0 | 0 | 0 | 0 | 0 | 0 | 0
F3_Commercial_Healthcare_New_Food Preparation_Natural Gas_Food Prep Other_E6 | F3 | Commercial | Healthcare | New | Food Preparation | Natural Gas | Food Prep Other | E6 | System - kBTUs of Conusmption | 0 | 0 | 0 | 0 | 0 | 0 | 0 | 0 | 0 | 0 | 0 | 0 | 0 | 0 | 0 | 0 | 0 | 0 | 0 | 0 | 0 | 0 | 0 | 0 | 0 | 0 | 0 | 0 | 0 | 0
F3_Commercial_Healthcare_New_Food Preparation_Natural Gas_Food Prep Other_E7 | F3 | Commercial | Healthcare | New | Food Preparation | Natural Gas | Food Prep Other | E7 | System - kBTUs of Conusmption | 0 | 0 | 0 | 0 | 0 | 0 | 0 | 0 | 0 | 0 | 0 | 0 | 0 | 0 | 0 | 0 | 0 | 0 | 0 | 0 | 0 | 0 | 0 | 0 | 0 | 0 | 0 | 0 | 0 | 0
F3_Commercial_Healthcare_New_Food Preparation_Natural Gas_Food Prep Other_E8 | F3 | Commercial | Healthcare | New | Food Preparation | Natural Gas | Food Prep Other | E8 | System - kBTUs of Conusmption | 0 | 0 | 0 | 0 | 0 | 0 | 0 | 0 | 0 | 0 | 0 | 0 | 0 | 0 | 0 | 0 | 0 | 0 | 0 | 0 | 0 | 0 | 0 | 0 | 0 | 0 | 0 | 0 | 0 | 0
F3_Commercial_Healthcare_New_Food Preparation_Natural Gas_Food Prep Other_E9 | F3 | Commercial | Healthcare | New | Food Preparation | Natural Gas | Food Prep Other | E9 | System - kBTUs of Conusmption | 0 | 0 | 0 | 0 | 0 | 0 | 0 | 0 | 0 | 0 | 0 | 0 | 0 | 0 | 0 | 0 | 0 | 0 | 0 | 0 | 0 | 0 | 0 | 0 | 0 | 0 | 0 | 0 | 0 | 0
F3_Commercial_Healthcare_New_Food Preparation_Natural Gas_Food Prep Other_E10 | F3 | Commercial | Healthcare | New | Food Preparation | Natural Gas | Food Prep Other | E10 | System - kBTUs of Conusmption | 0 | 0 | 0 | 0 | 0 | 0 | 0 | 0 | 0 | 0 | 0 | 0 | 0 | 0 | 0 | 0 | 0 | 0 | 0 | 0 | 0 | 0 | 0 | 0 | 0 | 0 | 0 | 0 | 0 | 0
F4_Commercial_Healthcare_New_Food Preparation_Natural Gas_Food Prep Other_E1 | F4 | Commercial | Healthcare | New | Food Preparation | Natural Gas | Food Prep Other | E1 | Utility - Cost of Equipment | 0.0057313 | 0.0057313 | 0.0057313 | 0.0057313 | 0.0057313 | 0.0057313 | 0.0057313 | 0.0057313 | 0.0057313 | 0.0057313 | 0.0057313 | 0.0057313 | 0.0057313 | 0.0057313 | 0.0057313 | 0.0057313 | 0.0057313 | 0.0057313 | 0.0057313 | 0.0057313 | 0.0057313 | 0.0057313 | 0 | 0 | 0 | 0 | 0 | 0 | 0 | 0
F4_Commercial_Healthcare_New_Food Preparation_Natural Gas_Food Prep Other_E2 | F4 | Commercial | Healthcare | New | Food Preparation | Natural Gas | Food Prep Other | E2 | Utility - Cost of Equipment | 0.0057371 | 0.0057371 | 0.0057371 | 0.0057371 | 0.0057371 | 0.0057371 | 0.0057371 | 0.0057371 | 0.0057371 | 0.0057371 | 0.0057371 | 0.0057371 | 0.0057371 | 0.0057371 | 0.0057371 | 0.0057371 | 0.0057371 | 0.0057371 | 0.0057371 | 0.0057371 | 0.0057371 | 0.0057371 | 0 | 0 | 0 | 0 | 0 | 0 | 0 | 0
F4_Commercial_Healthcare_New_Food Preparation_Natural Gas_Food Prep Other_E3 | F4 | Commercial | Healthcare | New | Food Preparation | Natural Gas | Food Prep Other | E3 | Utility - Cost of Equipment | 0 | 0 | 0 | 0 | 0 | 0 | 0 | 0 | 0 | 0 | 0 | 0 | 0 | 0 | 0 | 0 | 0 | 0 | 0 | 0 | 0 | 0 | 0 | 0 | 0 | 0 | 0 | 0 | 0 | 0
F4_Commercial_Healthcare_New_Food Preparation_Natural Gas_Food Prep Other_E4 | F4 | Commercial | Healthcare | New | Food Preparation | Natural Gas | Food Prep Other | E4 | Utility - Cost of Equipment | 0 | 0 | 0 | 0 | 0 | 0 | 0 | 0 | 0 | 0 | 0 | 0 | 0 | 0 | 0 | 0 | 0 | 0 | 0 | 0 | 0 | 0 | 0 | 0 | 0 | 0 | 0 | 0 | 0 | 0
F4_Commercial_Healthcare_New_Food Preparation_Natural Gas_Food Prep Other_E5 | F4 | Commercial | Healthcare | New | Food Preparation | Natural Gas | Food Prep Other | E5 | Utility - Cost of Equipment | 0 | 0 | 0 | 0 | 0 | 0 | 0 | 0 | 0 | 0 | 0 | 0 | 0 | 0 | 0 | 0 | 0 | 0 | 0 | 0 | 0 | 0 | 0 | 0 | 0 | 0 | 0 | 0 | 0 | 0
F4_Commercial_Healthcare_New_Food Preparation_Natural Gas_Food Prep Other_E6 | F4 | Commercial | Healthcare | New | Food Preparation | Natural Gas | Food Prep Other | E6 | Utility - Cost of Equipment | 0 | 0 | 0 | 0 | 0 | 0 | 0 | 0 | 0 | 0 | 0 | 0 | 0 | 0 | 0 | 0 | 0 | 0 | 0 | 0 | 0 | 0 | 0 | 0 | 0 | 0 | 0 | 0 | 0 | 0
F4_Commercial_Healthcare_New_Food Preparation_Natural Gas_Food Prep Other_E7 | F4 | Commercial | Healthcare | New | Food Preparation | Natural Gas | Food Prep Other | E7 | Utility - Cost of Equipment | 0 | 0 | 0 | 0 | 0 | 0 | 0 | 0 | 0 | 0 | 0 | 0 | 0 | 0 | 0 | 0 | 0 | 0 | 0 | 0 | 0 | 0 | 0 | 0 | 0 | 0 | 0 | 0 | 0 | 0
F4_Commercial_Healthcare_New_Food Preparation_Natural Gas_Food Prep Other_E8 | F4 | Commercial | Healthcare | New | Food Preparation | Natural Gas | Food Prep Other | E8 | Utility - Cost of Equipment | 0 | 0 | 0 | 0 | 0 | 0 | 0 | 0 | 0 | 0 | 0 | 0 | 0 | 0 | 0 | 0 | 0 | 0 | 0 | 0 | 0 | 0 | 0 | 0 | 0 | 0 | 0 | 0 | 0 | 0
F4_Commercial_Healthcare_New_Food Preparation_Natural Gas_Food Prep Other_E9 | F4 | Commercial | Healthcare | New | Food Preparation | Natural Gas | Food Prep Other | E9 | Utility - Cost of Equipment | 0 | 0 | 0 | 0 | 0 | 0 | 0 | 0 | 0 | 0 | 0 | 0 | 0 | 0 | 0 | 0 | 0 | 0 | 0 | 0 | 0 | 0 | 0 | 0 | 0 | 0 | 0 | 0 | 0 | 0
F4_Commercial_Healthcare_New_Food Preparation_Natural Gas_Food Prep Other_E10 | F4 | Commercial | Healthcare | New | Food Preparation | Natural Gas | Food Prep Other | E10 | Utility - Cost of Equipment | 0 | 0 | 0 | 0 | 0 | 0 | 0 | 0 | 0 | 0 | 0 | 0 | 0 | 0 | 0 | 0 | 0 | 0 | 0 | 0 | 0 | 0 | 0 | 0 | 0 | 0 | 0 | 0 | 0 | 0
F5_Commercial_Healthcare_New_Food Preparation_Natural Gas_Food Prep Other_E1 | F5 | Commercial | Healthcare | New | Food Preparation | Natural Gas | Food Prep Other | E1 | Utility - Cost of Operation | 0.052081 | 0.052428 | 0.052878 | 0.053746 | 0.054951 | 0.056402 | 0.057719 | 0.058847 | 0.059918 | 0.061012 | 0.062183 | 0.063325 | 0.064405 | 0.065493 | 0.066455 | 0.067365 | 0.06835 | 0.069338 | 0.070332 | 0.071326 | 0.072301 | 0.073253 | 0 | 0 | 0 | 0 | 0 | 0 | 0 | 0
F5_Commercial_Healthcare_New_Food Preparation_Natural Gas_Food Prep Other_E2 | F5 | Commercial | Healthcare | New | Food Preparation | Natural Gas | Food Prep Other | E2 | Utility - Cost of Operation | 0.05208 | 0.052428 | 0.052877 | 0.053746 | 0.054951 | 0.056401 | 0.057718 | 0.058847 | 0.059918 | 0.061011 | 0.062182 | 0.063325 | 0.064405 | 0.065493 | 0.066454 | 0.067364 | 0.068349 | 0.069338 | 0.070331 | 0.071325 | 0.0723 | 0.073252 | 0 | 0 | 0 | 0 | 0 | 0 | 0 | 0
F5_Commercial_Healthcare_New_Food Preparation_Natural Gas_Food Prep Other_E3 | F5 | Commercial | Healthcare | New | Food Preparation | Natural Gas | Food Prep Other | E3 | Utility - Cost of Operation | 0 | 0 | 0 | 0 | 0 | 0 | 0 | 0 | 0 | 0 | 0 | 0 | 0 | 0 | 0 | 0 | 0 | 0 | 0 | 0 | 0 | 0 | 0 | 0 | 0 | 0 | 0 | 0 | 0 | 0
F5_Commercial_Healthcare_New_Food Preparation_Natural Gas_Food Prep Other_E4 | F5 | Commercial | Healthcare | New | Food Preparation | Natural Gas | Food Prep Other | E4 | Utility - Cost of Operation | 0 | 0 | 0 | 0 | 0 | 0 | 0 | 0 | 0 | 0 | 0 | 0 | 0 | 0 | 0 | 0 | 0 | 0 | 0 | 0 | 0 | 0 | 0 | 0 | 0 | 0 | 0 | 0 | 0 | 0
F5_Commercial_Healthcare_New_Food Preparation_Natural Gas_Food Prep Other_E5 | F5 | Commercial | Healthcare | New | Food Preparation | Natural Gas | Food Prep Other | E5 | Utility - Cost of Operation | 0 | 0 | 0 | 0 | 0 | 0 | 0 | 0 | 0 | 0 | 0 | 0 | 0 | 0 | 0 | 0 | 0 | 0 | 0 | 0 | 0 | 0 | 0 | 0 | 0 | 0 | 0 | 0 | 0 | 0
F5_Commercial_Healthcare_New_Food Preparation_Natural Gas_Food Prep Other_E6 | F5 | Commercial | Healthcare | New | Food Preparation | Natural Gas | Food Prep Other | E6 | Utility - Cost of Operation | 0 | 0 | 0 | 0 | 0 | 0 | 0 | 0 | 0 | 0 | 0 | 0 | 0 | 0 | 0 | 0 | 0 | 0 | 0 | 0 | 0 | 0 | 0 | 0 | 0 | 0 | 0 | 0 | 0 | 0
F5_Commercial_Healthcare_New_Food Preparation_Natural Gas_Food Prep Other_E7 | F5 | Commercial | Healthcare | New | Food Preparation | Natural Gas | Food Prep Other | E7 | Utility - Cost of Operation | 0 | 0 | 0 | 0 | 0 | 0 | 0 | 0 | 0 | 0 | 0 | 0 | 0 | 0 | 0 | 0 | 0 | 0 | 0 | 0 | 0 | 0 | 0 | 0 | 0 | 0 | 0 | 0 | 0 | 0
F5_Commercial_Healthcare_New_Food Preparation_Natural Gas_Food Prep Other_E8 | F5 | Commercial | Healthcare | New | Food Preparation | Natural Gas | Food Prep Other | E8 | Utility - Cost of Operation | 0 | 0 | 0 | 0 | 0 | 0 | 0 | 0 | 0 | 0 | 0 | 0 | 0 | 0 | 0 | 0 | 0 | 0 | 0 | 0 | 0 | 0 | 0 | 0 | 0 | 0 | 0 | 0 | 0 | 0
F5_Commercial_Healthcare_New_Food Preparation_Natural Gas_Food Prep Other_E9 | F5 | Commercial | Healthcare | New | Food Preparation | Natural Gas | Food Prep Other | E9 | Utility - Cost of Operation | 0 | 0 | 0 | 0 | 0 | 0 | 0 | 0 | 0 | 0 | 0 | 0 | 0 | 0 | 0 | 0 | 0 | 0 | 0 | 0 | 0 | 0 | 0 | 0 | 0 | 0 | 0 | 0 | 0 | 0
F5_Commercial_Healthcare_New_Food Preparation_Natural Gas_Food Prep Other_E10 | F5 | Commercial | Healthcare | New | Food Preparation | Natural Gas | Food Prep Other | E10 | Utility - Cost of Operation | 0 | 0 | 0 | 0 | 0 | 0 | 0 | 0 | 0 | 0 | 0 | 0 | 0 | 0 | 0 | 0 | 0 | 0 | 0 | 0 | 0 | 0 | 0 | 0 | 0 | 0 | 0 | 0 | 0 | 0
F6_Commercial_Healthcare_New_Food Preparation_Natural Gas_Food Prep Other_E1 | F6 | Commercial | Healthcare | New | Food Preparation | Natural Gas | Food Prep Other | E1 | Utility - Value of Sales | 0.062396 | 0.062812 | 0.063351 | 0.064391 | 0.065835 | 0.067573 | 0.069151 | 0.070503 | 0.071786 | 0.073096 | 0.074499 | 0.075868 | 0.077162 | 0.078465 | 0.079617 | 0.080707 | 0.081887 | 0.083071 | 0.084262 | 0.085453 | 0.086621 | 0.087761 | 0 | 0 | 0 | 0 | 0 | 0 | 0 | 0
F6_Commercial_Healthcare_New_Food Preparation_Natural Gas_Food Prep Other_E2 | F6 | Commercial | Healthcare | New | Food Preparation | Natural Gas | Food Prep Other | E2 | Utility - Value of Sales | 0.062396 | 0.062812 | 0.06335 | 0.064391 | 0.065835 | 0.067572 | 0.06915 | 0.070502 | 0.071785 | 0.073096 | 0.074499 | 0.075867 | 0.077161 | 0.078465 | 0.079616 | 0.080707 | 0.081887 | 0.083071 | 0.084261 | 0.085452 | 0.08662 | 0.087761 | 0 | 0 | 0 | 0 | 0 | 0 | 0 | 0
F6_Commercial_Healthcare_New_Food Preparation_Natural Gas_Food Prep Other_E3 | F6 | Commercial | Healthcare | New | Food Preparation | Natural Gas | Food Prep Other | E3 | Utility - Value of Sales | 0 | 0 | 0 | 0 | 0 | 0 | 0 | 0 | 0 | 0 | 0 | 0 | 0 | 0 | 0 | 0 | 0 | 0 | 0 | 0 | 0 | 0 | 0 | 0 | 0 | 0 | 0 | 0 | 0 | 0
F6_Commercial_Healthcare_New_Food Preparation_Natural Gas_Food Prep Other_E4 | F6 | Commercial | Healthcare | New | Food Preparation | Natural Gas | Food Prep Other | E4 | Utility - Value of Sales | 0 | 0 | 0 | 0 | 0 | 0 | 0 | 0 | 0 | 0 | 0 | 0 | 0 | 0 | 0 | 0 | 0 | 0 | 0 | 0 | 0 | 0 | 0 | 0 | 0 | 0 | 0 | 0 | 0 | 0
F6_Commercial_Healthcare_New_Food Preparation_Natural Gas_Food Prep Other_E5 | F6 | Commercial | Healthcare | New | Food Preparation | Natural Gas | Food Prep Other | E5 | Utility - Value of Sales | 0 | 0 | 0 | 0 | 0 | 0 | 0 | 0 | 0 | 0 | 0 | 0 | 0 | 0 | 0 | 0 | 0 | 0 | 0 | 0 | 0 | 0 | 0 | 0 | 0 | 0 | 0 | 0 | 0 | 0
F6_Commercial_Healthcare_New_Food Preparation_Natural Gas_Food Prep Other_E6 | F6 | Commercial | Healthcare | New | Food Preparation | Natural Gas | Food Prep Other | E6 | Utility - Value of Sales | 0 | 0 | 0 | 0 | 0 | 0 | 0 | 0 | 0 | 0 | 0 | 0 | 0 | 0 | 0 | 0 | 0 | 0 | 0 | 0 | 0 | 0 | 0 | 0 | 0 | 0 | 0 | 0 | 0 | 0
F6_Commercial_Healthcare_New_Food Preparation_Natural Gas_Food Prep Other_E7 | F6 | Commercial | Healthcare | New | Food Preparation | Natural Gas | Food Prep Other | E7 | Utility - Value of Sales | 0 | 0 | 0 | 0 | 0 | 0 | 0 | 0 | 0 | 0 | 0 | 0 | 0 | 0 | 0 | 0 | 0 | 0 | 0 | 0 | 0 | 0 | 0 | 0 | 0 | 0 | 0 | 0 | 0 | 0
F6_Commercial_Healthcare_New_Food Preparation_Natural Gas_Food Prep Other_E8 | F6 | Commercial | Healthcare | New | Food Preparation | Natural Gas | Food Prep Other | E8 | Utility - Value of Sales | 0 | 0 | 0 | 0 | 0 | 0 | 0 | 0 | 0 | 0 | 0 | 0 | 0 | 0 | 0 | 0 | 0 | 0 | 0 | 0 | 0 | 0 | 0 | 0 | 0 | 0 | 0 | 0 | 0 | 0
F6_Commercial_Healthcare_New_Food Preparation_Natural Gas_Food Prep Other_E9 | F6 | Commercial | Healthcare | New | Food Preparation | Natural Gas | Food Prep Other | E9 | Utility - Value of Sales | 0 | 0 | 0 | 0 | 0 | 0 | 0 | 0 | 0 | 0 | 0 | 0 | 0 | 0 | 0 | 0 | 0 | 0 | 0 | 0 | 0 | 0 | 0 | 0 | 0 | 0 | 0 | 0 | 0 | 0
F6_Commercial_Healthcare_New_Food Preparation_Natural Gas_Food Prep Other_E10 | F6 | Commercial | Healthcare | New | Food Preparation | Natural Gas | Food Prep Other | E10 | Utility - Value of Sales | 0 | 0 | 0 | 0 | 0 | 0 | 0 | 0 | 0 | 0 | 0 | 0 | 0 | 0 | 0 | 0 | 0 | 0 | 0 | 0 | 0 | 0 | 0 | 0 | 0 | 0 | 0 | 0 | 0 | 0
F1_Commercial_Healthcare_New_Miscellaneous_Natural Gas_Pool Heater_E1 | F1 | Commercial | Healthcare | New | Miscellaneous | Natural Gas | Pool Heater | E1 | Participant - Cost of Equipment | 0.0015981 | 0.0015981 | 0.0015981 | 0.0015981 | 0.0015981 | 0.0015981 | 0.0015981 | 0.0015981 | 0.0015981 | 0.0015981 | 0.0015981 | 0.0015981 | 0.0015981 | 0.0015981 | 0.0015981 | 0.0015981 | 0.0015981 | 0.0015981 | 0.0015981 | 0.0015981 | 0.0015981 | 0.0015981 | 0 | 0 | 0 | 0 | 0 | 0 | 0 | 0
F1_Commercial_Healthcare_New_Miscellaneous_Natural Gas_Pool Heater_E2 | F1 | Commercial | Healthcare | New | Miscellaneous | Natural Gas | Pool Heater | E2 | Participant - Cost of Equipment | 0.0026167 | 0.0026167 | 0.0026167 | 0.0026167 | 0.0026167 | 0.0026167 | 0.0026167 | 0.0026167 | 0.0026167 | 0.0026167 | 0.0026167 | 0.0026167 | 0.0026167 | 0.0026167 | 0.0026167 | 0.0026167 | 0.0026167 | 0.0026167 | 0.0026167 | 0.0026167 | 0.0026167 | 0.0026167 | 0 | 0 | 0 | 0 | 0 | 0 | 0 | 0
F1_Commercial_Healthcare_New_Miscellaneous_Natural Gas_Pool Heater_E3 | F1 | Commercial | Healthcare | New | Miscellaneous | Natural Gas | Pool Heater | E3 | Participant - Cost of Equipment | 0 | 0 | 0 | 0 | 0 | 0 | 0 | 0 | 0 | 0 | 0 | 0 | 0 | 0 | 0 | 0 | 0 | 0 | 0 | 0 | 0 | 0 | 0 | 0 | 0 | 0 | 0 | 0 | 0 | 0
F1_Commercial_Healthcare_New_Miscellaneous_Natural Gas_Pool Heater_E4 | F1 | Commercial | Healthcare | New | Miscellaneous | Natural Gas | Pool Heater | E4 | Participant - Cost of Equipment | 0 | 0 | 0 | 0 | 0 | 0 | 0 | 0 | 0 | 0 | 0 | 0 | 0 | 0 | 0 | 0 | 0 | 0 | 0 | 0 | 0 | 0 | 0 | 0 | 0 | 0 | 0 | 0 | 0 | 0
F1_Commercial_Healthcare_New_Miscellaneous_Natural Gas_Pool Heater_E5 | F1 | Commercial | Healthcare | New | Miscellaneous | Natural Gas | Pool Heater | E5 | Participant - Cost of Equipment | 0 | 0 | 0 | 0 | 0 | 0 | 0 | 0 | 0 | 0 | 0 | 0 | 0 | 0 | 0 | 0 | 0 | 0 | 0 | 0 | 0 | 0 | 0 | 0 | 0 | 0 | 0 | 0 | 0 | 0
F1_Commercial_Healthcare_New_Miscellaneous_Natural Gas_Pool Heater_E6 | F1 | Commercial | Healthcare | New | Miscellaneous | Natural Gas | Pool Heater | E6 | Participant - Cost of Equipment | 0 | 0 | 0 | 0 | 0 | 0 | 0 | 0 | 0 | 0 | 0 | 0 | 0 | 0 | 0 | 0 | 0 | 0 | 0 | 0 | 0 | 0 | 0 | 0 | 0 | 0 | 0 | 0 | 0 | 0
F1_Commercial_Healthcare_New_Miscellaneous_Natural Gas_Pool Heater_E7 | F1 | Commercial | Healthcare | New | Miscellaneous | Natural Gas | Pool Heater | E7 | Participant - Cost of Equipment | 0 | 0 | 0 | 0 | 0 | 0 | 0 | 0 | 0 | 0 | 0 | 0 | 0 | 0 | 0 | 0 | 0 | 0 | 0 | 0 | 0 | 0 | 0 | 0 | 0 | 0 | 0 | 0 | 0 | 0
F1_Commercial_Healthcare_New_Miscellaneous_Natural Gas_Pool Heater_E8 | F1 | Commercial | Healthcare | New | Miscellaneous | Natural Gas | Pool Heater | E8 | Participant - Cost of Equipment | 0 | 0 | 0 | 0 | 0 | 0 | 0 | 0 | 0 | 0 | 0 | 0 | 0 | 0 | 0 | 0 | 0 | 0 | 0 | 0 | 0 | 0 | 0 | 0 | 0 | 0 | 0 | 0 | 0 | 0
F1_Commercial_Healthcare_New_Miscellaneous_Natural Gas_Pool Heater_E9 | F1 | Commercial | Healthcare | New | Miscellaneous | Natural Gas | Pool Heater | E9 | Participant - Cost of Equipment | 0 | 0 | 0 | 0 | 0 | 0 | 0 | 0 | 0 | 0 | 0 | 0 | 0 | 0 | 0 | 0 | 0 | 0 | 0 | 0 | 0 | 0 | 0 | 0 | 0 | 0 | 0 | 0 | 0 | 0
F1_Commercial_Healthcare_New_Miscellaneous_Natural Gas_Pool Heater_E10 | F1 | Commercial | Healthcare | New | Miscellaneous | Natural Gas | Pool Heater | E10 | Participant - Cost of Equipment | 0 | 0 | 0 | 0 | 0 | 0 | 0 | 0 | 0 | 0 | 0 | 0 | 0 | 0 | 0 | 0 | 0 | 0 | 0 | 0 | 0 | 0 | 0 | 0 | 0 | 0 | 0 | 0 | 0 | 0
F2_Commercial_Healthcare_New_Miscellaneous_Natural Gas_Pool Heater_E1 | F2 | Commercial | Healthcare | New | Miscellaneous | Natural Gas | Pool Heater | E1 | Participant - Cost of Operation | 0.0067924 | 0.0067631 | 0.0067688 | 0.006869 | 0.0070415 | 0.0072631 | 0.0074541 | 0.0076061 | 0.0077434 | 0.0078792 | 0.0080272 | 0.0081774 | 0.0083254 | 0.0084913 | 0.0086491 | 0.008799 | 0.0089503 | 0.0090859 | 0.0092037 | 0.0093014 | 0.009393 | 0.0094775 | 0 | 0 | 0 | 0 | 0 | 0 | 0 | 0
F2_Commercial_Healthcare_New_Miscellaneous_Natural Gas_Pool Heater_E2 | F2 | Commercial | Healthcare | New | Miscellaneous | Natural Gas | Pool Heater | E2 | Participant - Cost of Operation | 0.0057735 | 0.0057486 | 0.0057534 | 0.0058386 | 0.0059853 | 0.0061737 | 0.006336 | 0.0064652 | 0.0065819 | 0.0066973 | 0.0068231 | 0.0069508 | 0.0070766 | 0.0072176 | 0.0073517 | 0.0074791 | 0.0076078 | 0.007723 | 0.0078232 | 0.0079062 | 0.0079841 | 0.0080559 | 0 | 0 | 0 | 0 | 0 | 0 | 0 | 0
F2_Commercial_Healthcare_New_Miscellaneous_Natural Gas_Pool Heater_E3 | F2 | Commercial | Healthcare | New | Miscellaneous | Natural Gas | Pool Heater | E3 | Participant - Cost of Operation | 0 | 0 | 0 | 0 | 0 | 0 | 0 | 0 | 0 | 0 | 0 | 0 | 0 | 0 | 0 | 0 | 0 | 0 | 0 | 0 | 0 | 0 | 0 | 0 | 0 | 0 | 0 | 0 | 0 | 0
F2_Commercial_Healthcare_New_Miscellaneous_Natural Gas_Pool Heater_E4 | F2 | Commercial | Healthcare | New | Miscellaneous | Natural Gas | Pool Heater | E4 | Participant - Cost of Operation | 0 | 0 | 0 | 0 | 0 | 0 | 0 | 0 | 0 | 0 | 0 | 0 | 0 | 0 | 0 | 0 | 0 | 0 | 0 | 0 | 0 | 0 | 0 | 0 | 0 | 0 | 0 | 0 | 0 | 0
F2_Commercial_Healthcare_New_Miscellaneous_Natural Gas_Pool Heater_E5 | F2 | Commercial | Healthcare | New | Miscellaneous | Natural Gas | Pool Heater | E5 | Participant - Cost of Operation | 0 | 0 | 0 | 0 | 0 | 0 | 0 | 0 | 0 | 0 | 0 | 0 | 0 | 0 | 0 | 0 | 0 | 0 | 0 | 0 | 0 | 0 | 0 | 0 | 0 | 0 | 0 | 0 | 0 | 0
F2_Commercial_Healthcare_New_Miscellaneous_Natural Gas_Pool Heater_E6 | F2 | Commercial | Healthcare | New | Miscellaneous | Natural Gas | Pool Heater | E6 | Participant - Cost of Operation | 0 | 0 | 0 | 0 | 0 | 0 | 0 | 0 | 0 | 0 | 0 | 0 | 0 | 0 | 0 | 0 | 0 | 0 | 0 | 0 | 0 | 0 | 0 | 0 | 0 | 0 | 0 | 0 | 0 | 0
F2_Commercial_Healthcare_New_Miscellaneous_Natural Gas_Pool Heater_E7 | F2 | Commercial | Healthcare | New | Miscellaneous | Natural Gas | Pool Heater | E7 | Participant - Cost of Operation | 0 | 0 | 0 | 0 | 0 | 0 | 0 | 0 | 0 | 0 | 0 | 0 | 0 | 0 | 0 | 0 | 0 | 0 | 0 | 0 | 0 | 0 | 0 | 0 | 0 | 0 | 0 | 0 | 0 | 0
F2_Commercial_Healthcare_New_Miscellaneous_Natural Gas_Pool Heater_E8 | F2 | Commercial | Healthcare | New | Miscellaneous | Natural Gas | Pool Heater | E8 | Participant - Cost of Operation | 0 | 0 | 0 | 0 | 0 | 0 | 0 | 0 | 0 | 0 | 0 | 0 | 0 | 0 | 0 | 0 | 0 | 0 | 0 | 0 | 0 | 0 | 0 | 0 | 0 | 0 | 0 | 0 | 0 | 0
F2_Commercial_Healthcare_New_Miscellaneous_Natural Gas_Pool Heater_E9 | F2 | Commercial | Healthcare | New | Miscellaneous | Natural Gas | Pool Heater | E9 | Participant - Cost of Operation | 0 | 0 | 0 | 0 | 0 | 0 | 0 | 0 | 0 | 0 | 0 | 0 | 0 | 0 | 0 | 0 | 0 | 0 | 0 | 0 | 0 | 0 | 0 | 0 | 0 | 0 | 0 | 0 | 0 | 0
F2_Commercial_Healthcare_New_Miscellaneous_Natural Gas_Pool Heater_E10 | F2 | Commercial | Healthcare | New | Miscellaneous | Natural Gas | Pool Heater | E10 | Participant - Cost of Operation | 0 | 0 | 0 | 0 | 0 | 0 | 0 | 0 | 0 | 0 | 0 | 0 | 0 | 0 | 0 | 0 | 0 | 0 | 0 | 0 | 0 | 0 | 0 | 0 | 0 | 0 | 0 | 0 | 0 | 0
F3_Commercial_Healthcare_New_Miscellaneous_Natural Gas_Pool Heater_E1 | F3 | Commercial | Healthcare | New | Miscellaneous | Natural Gas | Pool Heater | E1 | System - kBTUs of Conusmption | 0.65298 | 0.65319 | 0.65438 | 0.66146 | 0.66754 | 0.67257 | 0.67612 | 0.67975 | 0.6831 | 0.68616 | 0.68864 | 0.69118 | 0.69349 | 0.69559 | 0.6971 | 0.69749 | 0.69633 | 0.69359 | 0.6888 | 0.68284 | 0.67666 | 0.6703 | 0 | 0 | 0 | 0 | 0 | 0 | 0 | 0
F3_Commercial_Healthcare_New_Miscellaneous_Natural Gas_Pool Heater_E2 | F3 | Commercial | Healthcare | New | Miscellaneous | Natural Gas | Pool Heater | E2 | System - kBTUs of Conusmption | 0.55503 | 0.55521 | 0.55622 | 0.56224 | 0.56741 | 0.57169 | 0.5747 | 0.57779 | 0.58063 | 0.58324 | 0.58534 | 0.5875 | 0.58947 | 0.59125 | 0.59253 | 0.59286 | 0.59188 | 0.58955 | 0.58548 | 0.58042 | 0.57516 | 0.56975 | 0 | 0 | 0 | 0 | 0 | 0 | 0 | 0
F3_Commercial_Healthcare_New_Miscellaneous_Natural Gas_Pool Heater_E3 | F3 | Commercial | Healthcare | New | Miscellaneous | Natural Gas | Pool Heater | E3 | System - kBTUs of Conusmption | 0 | 0 | 0 | 0 | 0 | 0 | 0 | 0 | 0 | 0 | 0 | 0 | 0 | 0 | 0 | 0 | 0 | 0 | 0 | 0 | 0 | 0 | 0 | 0 | 0 | 0 | 0 | 0 | 0 | 0
F3_Commercial_Healthcare_New_Miscellaneous_Natural Gas_Pool Heater_E4 | F3 | Commercial | Healthcare | New | Miscellaneous | Natural Gas | Pool Heater | E4 | System - kBTUs of Conusmption | 0 | 0 | 0 | 0 | 0 | 0 | 0 | 0 | 0 | 0 | 0 | 0 | 0 | 0 | 0 | 0 | 0 | 0 | 0 | 0 | 0 | 0 | 0 | 0 | 0 | 0 | 0 | 0 | 0 | 0
F3_Commercial_Healthcare_New_Miscellaneous_Natural Gas_Pool Heater_E5 | F3 | Commercial | Healthcare | New | Miscellaneous | Natural Gas | Pool Heater | E5 | System - kBTUs of Conusmption | 0 | 0 | 0 | 0 | 0 | 0 | 0 | 0 | 0 | 0 | 0 | 0 | 0 | 0 | 0 | 0 | 0 | 0 | 0 | 0 | 0 | 0 | 0 | 0 | 0 | 0 | 0 | 0 | 0 | 0
F3_Commercial_Healthcare_New_Miscellaneous_Natural Gas_Pool Heater_E6 | F3 | Commercial | Healthcare | New | Miscellaneous | Natural Gas | Pool Heater | E6 | System - kBTUs of Conusmption | 0 | 0 | 0 | 0 | 0 | 0 | 0 | 0 | 0 | 0 | 0 | 0 | 0 | 0 | 0 | 0 | 0 | 0 | 0 | 0 | 0 | 0 | 0 | 0 | 0 | 0 | 0 | 0 | 0 | 0
F3_Commercial_Healthcare_New_Miscellaneous_Natural Gas_Pool Heater_E7 | F3 | Commercial | Healthcare | New | Miscellaneous | Natural Gas | Pool Heater | E7 | System - kBTUs of Conusmption | 0 | 0 | 0 | 0 | 0 | 0 | 0 | 0 | 0 | 0 | 0 | 0 | 0 | 0 | 0 | 0 | 0 | 0 | 0 | 0 | 0 | 0 | 0 | 0 | 0 | 0 | 0 | 0 | 0 | 0
F3_Commercial_Healthcare_New_Miscellaneous_Natural Gas_Pool Heater_E8 | F3 | Commercial | Healthcare | New | Miscellaneous | Natural Gas | Pool Heater | E8 | System - kBTUs of Conusmption | 0 | 0 | 0 | 0 | 0 | 0 | 0 | 0 | 0 | 0 | 0 | 0 | 0 | 0 | 0 | 0 | 0 | 0 | 0 | 0 | 0 | 0 | 0 | 0 | 0 | 0 | 0 | 0 | 0 | 0
F3_Commercial_Healthcare_New_Miscellaneous_Natural Gas_Pool Heater_E9 | F3 | Commercial | Healthcare | New | Miscellaneous | Natural Gas | Pool Heater | E9 | System - kBTUs of Conusmption | 0 | 0 | 0 | 0 | 0 | 0 | 0 | 0 | 0 | 0 | 0 | 0 | 0 | 0 | 0 | 0 | 0 | 0 | 0 | 0 | 0 | 0 | 0 | 0 | 0 | 0 | 0 | 0 | 0 | 0
F3_Commercial_Healthcare_New_Miscellaneous_Natural Gas_Pool Heater_E10 | F3 | Commercial | Healthcare | New | Miscellaneous | Natural Gas | Pool Heater | E10 | System - kBTUs of Conusmption | 0 | 0 | 0 | 0 | 0 | 0 | 0 | 0 | 0 | 0 | 0 | 0 | 0 | 0 | 0 | 0 | 0 | 0 | 0 | 0 | 0 | 0 | 0 | 0 | 0 | 0 | 0 | 0 | 0 | 0
F4_Commercial_Healthcare_New_Miscellaneous_Natural Gas_Pool Heater_E1 | F4 | Commercial | Healthcare | New | Miscellaneous | Natural Gas | Pool Heater | E1 | Utility - Cost of Equipment | 0.0015981 | 0.0015981 | 0.0015981 | 0.0015981 | 0.0015981 | 0.0015981 | 0.0015981 | 0.0015981 | 0.0015981 | 0.0015981 | 0.0015981 | 0.0015981 | 0.0015981 | 0.0015981 | 0.0015981 | 0.0015981 | 0.0015981 | 0.0015981 | 0.0015981 | 0.0015981 | 0.0015981 | 0.0015981 | 0 | 0 | 0 | 0 | 0 | 0 | 0 | 0
F4_Commercial_Healthcare_New_Miscellaneous_Natural Gas_Pool Heater_E2 | F4 | Commercial | Healthcare | New | Miscellaneous | Natural Gas | Pool Heater | E2 | Utility - Cost of Equipment | 0.0026167 | 0.0026167 | 0.0026167 | 0.0026167 | 0.0026167 | 0.0026167 | 0.0026167 | 0.0026167 | 0.0026167 | 0.0026167 | 0.0026167 | 0.0026167 | 0.0026167 | 0.0026167 | 0.0026167 | 0.0026167 | 0.0026167 | 0.0026167 | 0.0026167 | 0.0026167 | 0.0026167 | 0.0026167 | 0 | 0 | 0 | 0 | 0 | 0 | 0 | 0
F4_Commercial_Healthcare_New_Miscellaneous_Natural Gas_Pool Heater_E3 | F4 | Commercial | Healthcare | New | Miscellaneous | Natural Gas | Pool Heater | E3 | Utility - Cost of Equipment | 0 | 0 | 0 | 0 | 0 | 0 | 0 | 0 | 0 | 0 | 0 | 0 | 0 | 0 | 0 | 0 | 0 | 0 | 0 | 0 | 0 | 0 | 0 | 0 | 0 | 0 | 0 | 0 | 0 | 0
F4_Commercial_Healthcare_New_Miscellaneous_Natural Gas_Pool Heater_E4 | F4 | Commercial | Healthcare | New | Miscellaneous | Natural Gas | Pool Heater | E4 | Utility - Cost of Equipment | 0 | 0 | 0 | 0 | 0 | 0 | 0 | 0 | 0 | 0 | 0 | 0 | 0 | 0 | 0 | 0 | 0 | 0 | 0 | 0 | 0 | 0 | 0 | 0 | 0 | 0 | 0 | 0 | 0 | 0
F4_Commercial_Healthcare_New_Miscellaneous_Natural Gas_Pool Heater_E5 | F4 | Commercial | Healthcare | New | Miscellaneous | Natural Gas | Pool Heater | E5 | Utility - Cost of Equipment | 0 | 0 | 0 | 0 | 0 | 0 | 0 | 0 | 0 | 0 | 0 | 0 | 0 | 0 | 0 | 0 | 0 | 0 | 0 | 0 | 0 | 0 | 0 | 0 | 0 | 0 | 0 | 0 | 0 | 0
F4_Commercial_Healthcare_New_Miscellaneous_Natural Gas_Pool Heater_E6 | F4 | Commercial | Healthcare | New | Miscellaneous | Natural Gas | Pool Heater | E6 | Utility - Cost of Equipment | 0 | 0 | 0 | 0 | 0 | 0 | 0 | 0 | 0 | 0 | 0 | 0 | 0 | 0 | 0 | 0 | 0 | 0 | 0 | 0 | 0 | 0 | 0 | 0 | 0 | 0 | 0 | 0 | 0 | 0
F4_Commercial_Healthcare_New_Miscellaneous_Natural Gas_Pool Heater_E7 | F4 | Commercial | Healthcare | New | Miscellaneous | Natural Gas | Pool Heater | E7 | Utility - Cost of Equipment | 0 | 0 | 0 | 0 | 0 | 0 | 0 | 0 | 0 | 0 | 0 | 0 | 0 | 0 | 0 | 0 | 0 | 0 | 0 | 0 | 0 | 0 | 0 | 0 | 0 | 0 | 0 | 0 | 0 | 0
F4_Commercial_Healthcare_New_Miscellaneous_Natural Gas_Pool Heater_E8 | F4 | Commercial | Healthcare | New | Miscellaneous | Natural Gas | Pool Heater | E8 | Utility - Cost of Equipment | 0 | 0 | 0 | 0 | 0 | 0 | 0 | 0 | 0 | 0 | 0 | 0 | 0 | 0 | 0 | 0 | 0 | 0 | 0 | 0 | 0 | 0 | 0 | 0 | 0 | 0 | 0 | 0 | 0 | 0
F4_Commercial_Healthcare_New_Miscellaneous_Natural Gas_Pool Heater_E9 | F4 | Commercial | Healthcare | New | Miscellaneous | Natural Gas | Pool Heater | E9 | Utility - Cost of Equipment | 0 | 0 | 0 | 0 | 0 | 0 | 0 | 0 | 0 | 0 | 0 | 0 | 0 | 0 | 0 | 0 | 0 | 0 | 0 | 0 | 0 | 0 | 0 | 0 | 0 | 0 | 0 | 0 | 0 | 0
F4_Commercial_Healthcare_New_Miscellaneous_Natural Gas_Pool Heater_E10 | F4 | Commercial | Healthcare | New | Miscellaneous | Natural Gas | Pool Heater | E10 | Utility - Cost of Equipment | 0 | 0 | 0 | 0 | 0 | 0 | 0 | 0 | 0 | 0 | 0 | 0 | 0 | 0 | 0 | 0 | 0 | 0 | 0 | 0 | 0 | 0 | 0 | 0 | 0 | 0 | 0 | 0 | 0 | 0
F5_Commercial_Healthcare_New_Miscellaneous_Natural Gas_Pool Heater_E1 | F5 | Commercial | Healthcare | New | Miscellaneous | Natural Gas | Pool Heater | E1 | Utility - Cost of Operation | 0.0056695 | 0.005645 | 0.0056497 | 0.0057334 | 0.0058774 | 0.0060624 | 0.0062218 | 0.0063486 | 0.0064633 | 0.0065766 | 0.0067001 | 0.0068255 | 0.006949 | 0.0070875 | 0.0072192 | 0.0073443 | 0.0074706 | 0.0075838 | 0.0076822 | 0.0077637 | 0.0078402 | 0.0079107 | 0 | 0 | 0 | 0 | 0 | 0 | 0 | 0
F5_Commercial_Healthcare_New_Miscellaneous_Natural Gas_Pool Heater_E2 | F5 | Commercial | Healthcare | New | Miscellaneous | Natural Gas | Pool Heater | E2 | Utility - Cost of Operation | 0.0048191 | 0.0047982 | 0.0048023 | 0.0048734 | 0.0049958 | 0.005153 | 0.0052885 | 0.0053963 | 0.0054938 | 0.0055901 | 0.0056951 | 0.0058017 | 0.0059067 | 0.0060244 | 0.0061363 | 0.0062427 | 0.00635 | 0.0064463 | 0.0065298 | 0.0065991 | 0.0066641 | 0.0067241 | 0 | 0 | 0 | 0 | 0 | 0 | 0 | 0
F5_Commercial_Healthcare_New_Miscellaneous_Natural Gas_Pool Heater_E3 | F5 | Commercial | Healthcare | New | Miscellaneous | Natural Gas | Pool Heater | E3 | Utility - Cost of Operation | 0 | 0 | 0 | 0 | 0 | 0 | 0 | 0 | 0 | 0 | 0 | 0 | 0 | 0 | 0 | 0 | 0 | 0 | 0 | 0 | 0 | 0 | 0 | 0 | 0 | 0 | 0 | 0 | 0 | 0
F5_Commercial_Healthcare_New_Miscellaneous_Natural Gas_Pool Heater_E4 | F5 | Commercial | Healthcare | New | Miscellaneous | Natural Gas | Pool Heater | E4 | Utility - Cost of Operation | 0 | 0 | 0 | 0 | 0 | 0 | 0 | 0 | 0 | 0 | 0 | 0 | 0 | 0 | 0 | 0 | 0 | 0 | 0 | 0 | 0 | 0 | 0 | 0 | 0 | 0 | 0 | 0 | 0 | 0
F5_Commercial_Healthcare_New_Miscellaneous_Natural Gas_Pool Heater_E5 | F5 | Commercial | Healthcare | New | Miscellaneous | Natural Gas | Pool Heater | E5 | Utility - Cost of Operation | 0 | 0 | 0 | 0 | 0 | 0 | 0 | 0 | 0 | 0 | 0 | 0 | 0 | 0 | 0 | 0 | 0 | 0 | 0 | 0 | 0 | 0 | 0 | 0 | 0 | 0 | 0 | 0 | 0 | 0
F5_Commercial_Healthcare_New_Miscellaneous_Natural Gas_Pool Heater_E6 | F5 | Commercial | Healthcare | New | Miscellaneous | Natural Gas | Pool Heater | E6 | Utility - Cost of Operation | 0 | 0 | 0 | 0 | 0 | 0 | 0 | 0 | 0 | 0 | 0 | 0 | 0 | 0 | 0 | 0 | 0 | 0 | 0 | 0 | 0 | 0 | 0 | 0 | 0 | 0 | 0 | 0 | 0 | 0
F5_Commercial_Healthcare_New_Miscellaneous_Natural Gas_Pool Heater_E7 | F5 | Commercial | Healthcare | New | Miscellaneous | Natural Gas | Pool Heater | E7 | Utility - Cost of Operation | 0 | 0 | 0 | 0 | 0 | 0 | 0 | 0 | 0 | 0 | 0 | 0 | 0 | 0 | 0 | 0 | 0 | 0 | 0 | 0 | 0 | 0 | 0 | 0 | 0 | 0 | 0 | 0 | 0 | 0
F5_Commercial_Healthcare_New_Miscellaneous_Natural Gas_Pool Heater_E8 | F5 | Commercial | Healthcare | New | Miscellaneous | Natural Gas | Pool Heater | E8 | Utility - Cost of Operation | 0 | 0 | 0 | 0 | 0 | 0 | 0 | 0 | 0 | 0 | 0 | 0 | 0 | 0 | 0 | 0 | 0 | 0 | 0 | 0 | 0 | 0 | 0 | 0 | 0 | 0 | 0 | 0 | 0 | 0
F5_Commercial_Healthcare_New_Miscellaneous_Natural Gas_Pool Heater_E9 | F5 | Commercial | Healthcare | New | Miscellaneous | Natural Gas | Pool Heater | E9 | Utility - Cost of Operation | 0 | 0 | 0 | 0 | 0 | 0 | 0 | 0 | 0 | 0 | 0 | 0 | 0 | 0 | 0 | 0 | 0 | 0 | 0 | 0 | 0 | 0 | 0 | 0 | 0 | 0 | 0 | 0 | 0 | 0
F5_Commercial_Healthcare_New_Miscellaneous_Natural Gas_Pool Heater_E10 | F5 | Commercial | Healthcare | New | Miscellaneous | Natural Gas | Pool Heater | E10 | Utility - Cost of Operation | 0 | 0 | 0 | 0 | 0 | 0 | 0 | 0 | 0 | 0 | 0 | 0 | 0 | 0 | 0 | 0 | 0 | 0 | 0 | 0 | 0 | 0 | 0 | 0 | 0 | 0 | 0 | 0 | 0 | 0
F6_Commercial_Healthcare_New_Miscellaneous_Natural Gas_Pool Heater_E1 | F6 | Commercial | Healthcare | New | Miscellaneous | Natural Gas | Pool Heater | E1 | Utility - Value of Sales | 0.0067924 | 0.0067631 | 0.0067688 | 0.006869 | 0.0070415 | 0.0072631 | 0.0074541 | 0.0076061 | 0.0077434 | 0.0078792 | 0.0080272 | 0.0081774 | 0.0083254 | 0.0084913 | 0.0086491 | 0.008799 | 0.0089503 | 0.0090859 | 0.0092037 | 0.0093014 | 0.009393 | 0.0094775 | 0 | 0 | 0 | 0 | 0 | 0 | 0 | 0
F6_Commercial_Healthcare_New_Miscellaneous_Natural Gas_Pool Heater_E2 | F6 | Commercial | Healthcare | New | Miscellaneous | Natural Gas | Pool Heater | E2 | Utility - Value of Sales | 0.0057735 | 0.0057486 | 0.0057534 | 0.0058386 | 0.0059853 | 0.0061737 | 0.006336 | 0.0064652 | 0.0065819 | 0.0066973 | 0.0068231 | 0.0069508 | 0.0070766 | 0.0072176 | 0.0073517 | 0.0074791 | 0.0076078 | 0.007723 | 0.0078232 | 0.0079062 | 0.0079841 | 0.0080559 | 0 | 0 | 0 | 0 | 0 | 0 | 0 | 0
F6_Commercial_Healthcare_New_Miscellaneous_Natural Gas_Pool Heater_E3 | F6 | Commercial | Healthcare | New | Miscellaneous | Natural Gas | Pool Heater | E3 | Utility - Value of Sales | 0 | 0 | 0 | 0 | 0 | 0 | 0 | 0 | 0 | 0 | 0 | 0 | 0 | 0 | 0 | 0 | 0 | 0 | 0 | 0 | 0 | 0 | 0 | 0 | 0 | 0 | 0 | 0 | 0 | 0
F6_Commercial_Healthcare_New_Miscellaneous_Natural Gas_Pool Heater_E4 | F6 | Commercial | Healthcare | New | Miscellaneous | Natural Gas | Pool Heater | E4 | Utility - Value of Sales | 0 | 0 | 0 | 0 | 0 | 0 | 0 | 0 | 0 | 0 | 0 | 0 | 0 | 0 | 0 | 0 | 0 | 0 | 0 | 0 | 0 | 0 | 0 | 0 | 0 | 0 | 0 | 0 | 0 | 0
F6_Commercial_Healthcare_New_Miscellaneous_Natural Gas_Pool Heater_E5 | F6 | Commercial | Healthcare | New | Miscellaneous | Natural Gas | Pool Heater | E5 | Utility - Value of Sales | 0 | 0 | 0 | 0 | 0 | 0 | 0 | 0 | 0 | 0 | 0 | 0 | 0 | 0 | 0 | 0 | 0 | 0 | 0 | 0 | 0 | 0 | 0 | 0 | 0 | 0 | 0 | 0 | 0 | 0
F6_Commercial_Healthcare_New_Miscellaneous_Natural Gas_Pool Heater_E6 | F6 | Commercial | Healthcare | New | Miscellaneous | Natural Gas | Pool Heater | E6 | Utility - Value of Sales | 0 | 0 | 0 | 0 | 0 | 0 | 0 | 0 | 0 | 0 | 0 | 0 | 0 | 0 | 0 | 0 | 0 | 0 | 0 | 0 | 0 | 0 | 0 | 0 | 0 | 0 | 0 | 0 | 0 | 0
F6_Commercial_Healthcare_New_Miscellaneous_Natural Gas_Pool Heater_E7 | F6 | Commercial | Healthcare | New | Miscellaneous | Natural Gas | Pool Heater | E7 | Utility - Value of Sales | 0 | 0 | 0 | 0 | 0 | 0 | 0 | 0 | 0 | 0 | 0 | 0 | 0 | 0 | 0 | 0 | 0 | 0 | 0 | 0 | 0 | 0 | 0 | 0 | 0 | 0 | 0 | 0 | 0 | 0
F6_Commercial_Healthcare_New_Miscellaneous_Natural Gas_Pool Heater_E8 | F6 | Commercial | Healthcare | New | Miscellaneous | Natural Gas | Pool Heater | E8 | Utility - Value of Sales | 0 | 0 | 0 | 0 | 0 | 0 | 0 | 0 | 0 | 0 | 0 | 0 | 0 | 0 | 0 | 0 | 0 | 0 | 0 | 0 | 0 | 0 | 0 | 0 | 0 | 0 | 0 | 0 | 0 | 0
F6_Commercial_Healthcare_New_Miscellaneous_Natural Gas_Pool Heater_E9 | F6 | Commercial | Healthcare | New | Miscellaneous | Natural Gas | Pool Heater | E9 | Utility - Value of Sales | 0 | 0 | 0 | 0 | 0 | 0 | 0 | 0 | 0 | 0 | 0 | 0 | 0 | 0 | 0 | 0 | 0 | 0 | 0 | 0 | 0 | 0 | 0 | 0 | 0 | 0 | 0 | 0 | 0 | 0
F6_Commercial_Healthcare_New_Miscellaneous_Natural Gas_Pool Heater_E10 | F6 | Commercial | Healthcare | New | Miscellaneous | Natural Gas | Pool Heater | E10 | Utility - Value of Sales | 0 | 0 | 0 | 0 | 0 | 0 | 0 | 0 | 0 | 0 | 0 | 0 | 0 | 0 | 0 | 0 | 0 | 0 | 0 | 0 | 0 | 0 | 0 | 0 | 0 | 0 | 0 | 0 | 0 | 0
F1_Commercial_Healthcare_New_Miscellaneous_Natural Gas_Miscellaneous_E1 | F1 | Commercial | Healthcare | New | Miscellaneous | Natural Gas | Miscellaneous | E1 | Participant - Cost of Equipment | 0.22938 | 0.22938 | 0.22938 | 0.22938 | 0.22938 | 0.22938 | 0.22938 | 0.22938 | 0.22938 | 0.22938 | 0.22938 | 0.22938 | 0.22938 | 0.22938 | 0.22938 | 0.22938 | 0.22938 | 0.22938 | 0.22938 | 0.22938 | 0.22938 | 0.22938 | 0 | 0 | 0 | 0 | 0 | 0 | 0 | 0
F1_Commercial_Healthcare_New_Miscellaneous_Natural Gas_Miscellaneous_E2 | F1 | Commercial | Healthcare | New | Miscellaneous | Natural Gas | Miscellaneous | E2 | Participant - Cost of Equipment | 0 | 0 | 0 | 0 | 0 | 0 | 0 | 0 | 0 | 0 | 0 | 0 | 0 | 0 | 0 | 0 | 0 | 0 | 0 | 0 | 0 | 0 | 0 | 0 | 0 | 0 | 0 | 0 | 0 | 0
F1_Commercial_Healthcare_New_Miscellaneous_Natural Gas_Miscellaneous_E3 | F1 | Commercial | Healthcare | New | Miscellaneous | Natural Gas | Miscellaneous | E3 | Participant - Cost of Equipment | 0 | 0 | 0 | 0 | 0 | 0 | 0 | 0 | 0 | 0 | 0 | 0 | 0 | 0 | 0 | 0 | 0 | 0 | 0 | 0 | 0 | 0 | 0 | 0 | 0 | 0 | 0 | 0 | 0 | 0
F1_Commercial_Healthcare_New_Miscellaneous_Natural Gas_Miscellaneous_E4 | F1 | Commercial | Healthcare | New | Miscellaneous | Natural Gas | Miscellaneous | E4 | Participant - Cost of Equipment | 0 | 0 | 0 | 0 | 0 | 0 | 0 | 0 | 0 | 0 | 0 | 0 | 0 | 0 | 0 | 0 | 0 | 0 | 0 | 0 | 0 | 0 | 0 | 0 | 0 | 0 | 0 | 0 | 0 | 0
F1_Commercial_Healthcare_New_Miscellaneous_Natural Gas_Miscellaneous_E5 | F1 | Commercial | Healthcare | New | Miscellaneous | Natural Gas | Miscellaneous | E5 | Participant - Cost of Equipment | 0 | 0 | 0 | 0 | 0 | 0 | 0 | 0 | 0 | 0 | 0 | 0 | 0 | 0 | 0 | 0 | 0 | 0 | 0 | 0 | 0 | 0 | 0 | 0 | 0 | 0 | 0 | 0 | 0 | 0
F1_Commercial_Healthcare_New_Miscellaneous_Natural Gas_Miscellaneous_E6 | F1 | Commercial | Healthcare | New | Miscellaneous | Natural Gas | Miscellaneous | E6 | Participant - Cost of Equipment | 0 | 0 | 0 | 0 | 0 | 0 | 0 | 0 | 0 | 0 | 0 | 0 | 0 | 0 | 0 | 0 | 0 | 0 | 0 | 0 | 0 | 0 | 0 | 0 | 0 | 0 | 0 | 0 | 0 | 0
F1_Commercial_Healthcare_New_Miscellaneous_Natural Gas_Miscellaneous_E7 | F1 | Commercial | Healthcare | New | Miscellaneous | Natural Gas | Miscellaneous | E7 | Participant - Cost of Equipment | 0 | 0 | 0 | 0 | 0 | 0 | 0 | 0 | 0 | 0 | 0 | 0 | 0 | 0 | 0 | 0 | 0 | 0 | 0 | 0 | 0 | 0 | 0 | 0 | 0 | 0 | 0 | 0 | 0 | 0
F1_Commercial_Healthcare_New_Miscellaneous_Natural Gas_Miscellaneous_E8 | F1 | Commercial | Healthcare | New | Miscellaneous | Natural Gas | Miscellaneous | E8 | Participant - Cost of Equipment | 0 | 0 | 0 | 0 | 0 | 0 | 0 | 0 | 0 | 0 | 0 | 0 | 0 | 0 | 0 | 0 | 0 | 0 | 0 | 0 | 0 | 0 | 0 | 0 | 0 | 0 | 0 | 0 | 0 | 0
F1_Commercial_Healthcare_New_Miscellaneous_Natural Gas_Miscellaneous_E9 | F1 | Commercial | Healthcare | New | Miscellaneous | Natural Gas | Miscellaneous | E9 | Participant - Cost of Equipment | 0 | 0 | 0 | 0 | 0 | 0 | 0 | 0 | 0 | 0 | 0 | 0 | 0 | 0 | 0 | 0 | 0 | 0 | 0 | 0 | 0 | 0 | 0 | 0 | 0 | 0 | 0 | 0 | 0 | 0
F1_Commercial_Healthcare_New_Miscellaneous_Natural Gas_Miscellaneous_E10 | F1 | Commercial | Healthcare | New | Miscellaneous | Natural Gas | Miscellaneous | E10 | Participant - Cost of Equipment | 0 | 0 | 0 | 0 | 0 | 0 | 0 | 0 | 0 | 0 | 0 | 0 | 0 | 0 | 0 | 0 | 0 | 0 | 0 | 0 | 0 | 0 | 0 | 0 | 0 | 0 | 0 | 0 | 0 | 0
F2_Commercial_Healthcare_New_Miscellaneous_Natural Gas_Miscellaneous_E1 | F2 | Commercial | Healthcare | New | Miscellaneous | Natural Gas | Miscellaneous | E1 | Participant - Cost of Operation | 0.0054741 | 0.0054323 | 0.0054049 | 0.0054627 | 0.0055978 | 0.0057874 | 0.0059498 | 0.0060737 | 0.0061822 | 0.0062898 | 0.0064076 | 0.0065278 | 0.0066471 | 0.0067802 | 0.0069028 | 0.0070214 | 0.0071456 | 0.00726 | 0.007364 | 0.0074549 | 0.0075273 | 0.0075792 | 0 | 0 | 0 | 0 | 0 | 0 | 0 | 0
F2_Commercial_Healthcare_New_Miscellaneous_Natural Gas_Miscellaneous_E2 | F2 | Commercial | Healthcare | New | Miscellaneous | Natural Gas | Miscellaneous | E2 | Participant - Cost of Operation | 0 | 0 | 0 | 0 | 0 | 0 | 0 | 0 | 0 | 0 | 0 | 0 | 0 | 0 | 0 | 0 | 0 | 0 | 0 | 0 | 0 | 0 | 0 | 0 | 0 | 0 | 0 | 0 | 0 | 0
F2_Commercial_Healthcare_New_Miscellaneous_Natural Gas_Miscellaneous_E3 | F2 | Commercial | Healthcare | New | Miscellaneous | Natural Gas | Miscellaneous | E3 | Participant - Cost of Operation | 0 | 0 | 0 | 0 | 0 | 0 | 0 | 0 | 0 | 0 | 0 | 0 | 0 | 0 | 0 | 0 | 0 | 0 | 0 | 0 | 0 | 0 | 0 | 0 | 0 | 0 | 0 | 0 | 0 | 0
F2_Commercial_Healthcare_New_Miscellaneous_Natural Gas_Miscellaneous_E4 | F2 | Commercial | Healthcare | New | Miscellaneous | Natural Gas | Miscellaneous | E4 | Participant - Cost of Operation | 0 | 0 | 0 | 0 | 0 | 0 | 0 | 0 | 0 | 0 | 0 | 0 | 0 | 0 | 0 | 0 | 0 | 0 | 0 | 0 | 0 | 0 | 0 | 0 | 0 | 0 | 0 | 0 | 0 | 0
F2_Commercial_Healthcare_New_Miscellaneous_Natural Gas_Miscellaneous_E5 | F2 | Commercial | Healthcare | New | Miscellaneous | Natural Gas | Miscellaneous | E5 | Participant - Cost of Operation | 0 | 0 | 0 | 0 | 0 | 0 | 0 | 0 | 0 | 0 | 0 | 0 | 0 | 0 | 0 | 0 | 0 | 0 | 0 | 0 | 0 | 0 | 0 | 0 | 0 | 0 | 0 | 0 | 0 | 0
F2_Commercial_Healthcare_New_Miscellaneous_Natural Gas_Miscellaneous_E6 | F2 | Commercial | Healthcare | New | Miscellaneous | Natural Gas | Miscellaneous | E6 | Participant - Cost of Operation | 0 | 0 | 0 | 0 | 0 | 0 | 0 | 0 | 0 | 0 | 0 | 0 | 0 | 0 | 0 | 0 | 0 | 0 | 0 | 0 | 0 | 0 | 0 | 0 | 0 | 0 | 0 | 0 | 0 | 0
F2_Commercial_Healthcare_New_Miscellaneous_Natural Gas_Miscellaneous_E7 | F2 | Commercial | Healthcare | New | Miscellaneous | Natural Gas | Miscellaneous | E7 | Participant - Cost of Operation | 0 | 0 | 0 | 0 | 0 | 0 | 0 | 0 | 0 | 0 | 0 | 0 | 0 | 0 | 0 | 0 | 0 | 0 | 0 | 0 | 0 | 0 | 0 | 0 | 0 | 0 | 0 | 0 | 0 | 0
F2_Commercial_Healthcare_New_Miscellaneous_Natural Gas_Miscellaneous_E8 | F2 | Commercial | Healthcare | New | Miscellaneous | Natural Gas | Miscellaneous | E8 | Participant - Cost of Operation | 0 | 0 | 0 | 0 | 0 | 0 | 0 | 0 | 0 | 0 | 0 | 0 | 0 | 0 | 0 | 0 | 0 | 0 | 0 | 0 | 0 | 0 | 0 | 0 | 0 | 0 | 0 | 0 | 0 | 0
F2_Commercial_Healthcare_New_Miscellaneous_Natural Gas_Miscellaneous_E9 | F2 | Commercial | Healthcare | New | Miscellaneous | Natural Gas | Miscellaneous | E9 | Participant - Cost of Operation | 0 | 0 | 0 | 0 | 0 | 0 | 0 | 0 | 0 | 0 | 0 | 0 | 0 | 0 | 0 | 0 | 0 | 0 | 0 | 0 | 0 | 0 | 0 | 0 | 0 | 0 | 0 | 0 | 0 | 0
F2_Commercial_Healthcare_New_Miscellaneous_Natural Gas_Miscellaneous_E10 | F2 | Commercial | Healthcare | New | Miscellaneous | Natural Gas | Miscellaneous | E10 | Participant - Cost of Operation | 0 | 0 | 0 | 0 | 0 | 0 | 0 | 0 | 0 | 0 | 0 | 0 | 0 | 0 | 0 | 0 | 0 | 0 | 0 | 0 | 0 | 0 | 0 | 0 | 0 | 0 | 0 | 0 | 0 | 0
F3_Commercial_Healthcare_New_Miscellaneous_Natural Gas_Miscellaneous_E1 | F3 | Commercial | Healthcare | New | Miscellaneous | Natural Gas | Miscellaneous | E1 | System - kBTUs of Conusmption | 0.52813 | 0.52703 | 0.52705 | 0.53315 | 0.53844 | 0.54269 | 0.54552 | 0.54857 | 0.55138 | 0.55391 | 0.55588 | 0.55804 | 0.56001 | 0.56173 | 0.56289 | 0.56346 | 0.56294 | 0.56122 | 0.55793 | 0.554 | 0.54897 | 0.54281 | 0 | 0 | 0 | 0 | 0 | 0 | 0 | 0
F3_Commercial_Healthcare_New_Miscellaneous_Natural Gas_Miscellaneous_E2 | F3 | Commercial | Healthcare | New | Miscellaneous | Natural Gas | Miscellaneous | E2 | System - kBTUs of Conusmption | 0 | 0 | 0 | 0 | 0 | 0 | 0 | 0 | 0 | 0 | 0 | 0 | 0 | 0 | 0 | 0 | 0 | 0 | 0 | 0 | 0 | 0 | 0 | 0 | 0 | 0 | 0 | 0 | 0 | 0
F3_Commercial_Healthcare_New_Miscellaneous_Natural Gas_Miscellaneous_E3 | F3 | Commercial | Healthcare | New | Miscellaneous | Natural Gas | Miscellaneous | E3 | System - kBTUs of Conusmption | 0 | 0 | 0 | 0 | 0 | 0 | 0 | 0 | 0 | 0 | 0 | 0 | 0 | 0 | 0 | 0 | 0 | 0 | 0 | 0 | 0 | 0 | 0 | 0 | 0 | 0 | 0 | 0 | 0 | 0
F3_Commercial_Healthcare_New_Miscellaneous_Natural Gas_Miscellaneous_E4 | F3 | Commercial | Healthcare | New | Miscellaneous | Natural Gas | Miscellaneous | E4 | System - kBTUs of Conusmption | 0 | 0 | 0 | 0 | 0 | 0 | 0 | 0 | 0 | 0 | 0 | 0 | 0 | 0 | 0 | 0 | 0 | 0 | 0 | 0 | 0 | 0 | 0 | 0 | 0 | 0 | 0 | 0 | 0 | 0
F3_Commercial_Healthcare_New_Miscellaneous_Natural Gas_Miscellaneous_E5 | F3 | Commercial | Healthcare | New | Miscellaneous | Natural Gas | Miscellaneous | E5 | System - kBTUs of Conusmption | 0 | 0 | 0 | 0 | 0 | 0 | 0 | 0 | 0 | 0 | 0 | 0 | 0 | 0 | 0 | 0 | 0 | 0 | 0 | 0 | 0 | 0 | 0 | 0 | 0 | 0 | 0 | 0 | 0 | 0
F3_Commercial_Healthcare_New_Miscellaneous_Natural Gas_Miscellaneous_E6 | F3 | Commercial | Healthcare | New | Miscellaneous | Natural Gas | Miscellaneous | E6 | System - kBTUs of Conusmption | 0 | 0 | 0 | 0 | 0 | 0 | 0 | 0 | 0 | 0 | 0 | 0 | 0 | 0 | 0 | 0 | 0 | 0 | 0 | 0 | 0 | 0 | 0 | 0 | 0 | 0 | 0 | 0 | 0 | 0
F3_Commercial_Healthcare_New_Miscellaneous_Natural Gas_Miscellaneous_E7 | F3 | Commercial | Healthcare | New | Miscellaneous | Natural Gas | Miscellaneous | E7 | System - kBTUs of Conusmption | 0 | 0 | 0 | 0 | 0 | 0 | 0 | 0 | 0 | 0 | 0 | 0 | 0 | 0 | 0 | 0 | 0 | 0 | 0 | 0 | 0 | 0 | 0 | 0 | 0 | 0 | 0 | 0 | 0 | 0
F3_Commercial_Healthcare_New_Miscellaneous_Natural Gas_Miscellaneous_E8 | F3 | Commercial | Healthcare | New | Miscellaneous | Natural Gas | Miscellaneous | E8 | System - kBTUs of Conusmption | 0 | 0 | 0 | 0 | 0 | 0 | 0 | 0 | 0 | 0 | 0 | 0 | 0 | 0 | 0 | 0 | 0 | 0 | 0 | 0 | 0 | 0 | 0 | 0 | 0 | 0 | 0 | 0 | 0 | 0
F3_Commercial_Healthcare_New_Miscellaneous_Natural Gas_Miscellaneous_E9 | F3 | Commercial | Healthcare | New | Miscellaneous | Natural Gas | Miscellaneous | E9 | System - kBTUs of Conusmption | 0 | 0 | 0 | 0 | 0 | 0 | 0 | 0 | 0 | 0 | 0 | 0 | 0 | 0 | 0 | 0 | 0 | 0 | 0 | 0 | 0 | 0 | 0 | 0 | 0 | 0 | 0 | 0 | 0 | 0
F3_Commercial_Healthcare_New_Miscellaneous_Natural Gas_Miscellaneous_E10 | F3 | Commercial | Healthcare | New | Miscellaneous | Natural Gas | Miscellaneous | E10 | System - kBTUs of Conusmption | 0 | 0 | 0 | 0 | 0 | 0 | 0 | 0 | 0 | 0 | 0 | 0 | 0 | 0 | 0 | 0 | 0 | 0 | 0 | 0 | 0 | 0 | 0 | 0 | 0 | 0 | 0 | 0 | 0 | 0
F4_Commercial_Healthcare_New_Miscellaneous_Natural Gas_Miscellaneous_E1 | F4 | Commercial | Healthcare | New | Miscellaneous | Natural Gas | Miscellaneous | E1 | Utility - Cost of Equipment | 0.22938 | 0.22938 | 0.22938 | 0.22938 | 0.22938 | 0.22938 | 0.22938 | 0.22938 | 0.22938 | 0.22938 | 0.22938 | 0.22938 | 0.22938 | 0.22938 | 0.22938 | 0.22938 | 0.22938 | 0.22938 | 0.22938 | 0.22938 | 0.22938 | 0.22938 | 0 | 0 | 0 | 0 | 0 | 0 | 0 | 0
F4_Commercial_Healthcare_New_Miscellaneous_Natural Gas_Miscellaneous_E2 | F4 | Commercial | Healthcare | New | Miscellaneous | Natural Gas | Miscellaneous | E2 | Utility - Cost of Equipment | 0 | 0 | 0 | 0 | 0 | 0 | 0 | 0 | 0 | 0 | 0 | 0 | 0 | 0 | 0 | 0 | 0 | 0 | 0 | 0 | 0 | 0 | 0 | 0 | 0 | 0 | 0 | 0 | 0 | 0
F4_Commercial_Healthcare_New_Miscellaneous_Natural Gas_Miscellaneous_E3 | F4 | Commercial | Healthcare | New | Miscellaneous | Natural Gas | Miscellaneous | E3 | Utility - Cost of Equipment | 0 | 0 | 0 | 0 | 0 | 0 | 0 | 0 | 0 | 0 | 0 | 0 | 0 | 0 | 0 | 0 | 0 | 0 | 0 | 0 | 0 | 0 | 0 | 0 | 0 | 0 | 0 | 0 | 0 | 0
F4_Commercial_Healthcare_New_Miscellaneous_Natural Gas_Miscellaneous_E4 | F4 | Commercial | Healthcare | New | Miscellaneous | Natural Gas | Miscellaneous | E4 | Utility - Cost of Equipment | 0 | 0 | 0 | 0 | 0 | 0 | 0 | 0 | 0 | 0 | 0 | 0 | 0 | 0 | 0 | 0 | 0 | 0 | 0 | 0 | 0 | 0 | 0 | 0 | 0 | 0 | 0 | 0 | 0 | 0
F4_Commercial_Healthcare_New_Miscellaneous_Natural Gas_Miscellaneous_E5 | F4 | Commercial | Healthcare | New | Miscellaneous | Natural Gas | Miscellaneous | E5 | Utility - Cost of Equipment | 0 | 0 | 0 | 0 | 0 | 0 | 0 | 0 | 0 | 0 | 0 | 0 | 0 | 0 | 0 | 0 | 0 | 0 | 0 | 0 | 0 | 0 | 0 | 0 | 0 | 0 | 0 | 0 | 0 | 0
F4_Commercial_Healthcare_New_Miscellaneous_Natural Gas_Miscellaneous_E6 | F4 | Commercial | Healthcare | New | Miscellaneous | Natural Gas | Miscellaneous | E6 | Utility - Cost of Equipment | 0 | 0 | 0 | 0 | 0 | 0 | 0 | 0 | 0 | 0 | 0 | 0 | 0 | 0 | 0 | 0 | 0 | 0 | 0 | 0 | 0 | 0 | 0 | 0 | 0 | 0 | 0 | 0 | 0 | 0
F4_Commercial_Healthcare_New_Miscellaneous_Natural Gas_Miscellaneous_E7 | F4 | Commercial | Healthcare | New | Miscellaneous | Natural Gas | Miscellaneous | E7 | Utility - Cost of Equipment | 0 | 0 | 0 | 0 | 0 | 0 | 0 | 0 | 0 | 0 | 0 | 0 | 0 | 0 | 0 | 0 | 0 | 0 | 0 | 0 | 0 | 0 | 0 | 0 | 0 | 0 | 0 | 0 | 0 | 0
F4_Commercial_Healthcare_New_Miscellaneous_Natural Gas_Miscellaneous_E8 | F4 | Commercial | Healthcare | New | Miscellaneous | Natural Gas | Miscellaneous | E8 | Utility - Cost of Equipment | 0 | 0 | 0 | 0 | 0 | 0 | 0 | 0 | 0 | 0 | 0 | 0 | 0 | 0 | 0 | 0 | 0 | 0 | 0 | 0 | 0 | 0 | 0 | 0 | 0 | 0 | 0 | 0 | 0 | 0
F4_Commercial_Healthcare_New_Miscellaneous_Natural Gas_Miscellaneous_E9 | F4 | Commercial | Healthcare | New | Miscellaneous | Natural Gas | Miscellaneous | E9 | Utility - Cost of Equipment | 0 | 0 | 0 | 0 | 0 | 0 | 0 | 0 | 0 | 0 | 0 | 0 | 0 | 0 | 0 | 0 | 0 | 0 | 0 | 0 | 0 | 0 | 0 | 0 | 0 | 0 | 0 | 0 | 0 | 0
F4_Commercial_Healthcare_New_Miscellaneous_Natural Gas_Miscellaneous_E10 | F4 | Commercial | Healthcare | New | Miscellaneous | Natural Gas | Miscellaneous | E10 | Utility - Cost of Equipment | 0 | 0 | 0 | 0 | 0 | 0 | 0 | 0 | 0 | 0 | 0 | 0 | 0 | 0 | 0 | 0 | 0 | 0 | 0 | 0 | 0 | 0 | 0 | 0 | 0 | 0 | 0 | 0 | 0 | 0
F5_Commercial_Healthcare_New_Miscellaneous_Natural Gas_Miscellaneous_E1 | F5 | Commercial | Healthcare | New | Miscellaneous | Natural Gas | Miscellaneous | E1 | Utility - Cost of Operation | 0.0045692 | 0.0045342 | 0.0045114 | 0.0045596 | 0.0046724 | 0.0048306 | 0.0049662 | 0.0050696 | 0.0051602 | 0.0052499 | 0.0053483 | 0.0054486 | 0.0055482 | 0.0056593 | 0.0057616 | 0.0058607 | 0.0059642 | 0.0060597 | 0.0061465 | 0.0062225 | 0.0062829 | 0.0063262 | 0 | 0 | 0 | 0 | 0 | 0 | 0 | 0
F5_Commercial_Healthcare_New_Miscellaneous_Natural Gas_Miscellaneous_E2 | F5 | Commercial | Healthcare | New | Miscellaneous | Natural Gas | Miscellaneous | E2 | Utility - Cost of Operation | 0 | 0 | 0 | 0 | 0 | 0 | 0 | 0 | 0 | 0 | 0 | 0 | 0 | 0 | 0 | 0 | 0 | 0 | 0 | 0 | 0 | 0 | 0 | 0 | 0 | 0 | 0 | 0 | 0 | 0
F5_Commercial_Healthcare_New_Miscellaneous_Natural Gas_Miscellaneous_E3 | F5 | Commercial | Healthcare | New | Miscellaneous | Natural Gas | Miscellaneous | E3 | Utility - Cost of Operation | 0 | 0 | 0 | 0 | 0 | 0 | 0 | 0 | 0 | 0 | 0 | 0 | 0 | 0 | 0 | 0 | 0 | 0 | 0 | 0 | 0 | 0 | 0 | 0 | 0 | 0 | 0 | 0 | 0 | 0
F5_Commercial_Healthcare_New_Miscellaneous_Natural Gas_Miscellaneous_E4 | F5 | Commercial | Healthcare | New | Miscellaneous | Natural Gas | Miscellaneous | E4 | Utility - Cost of Operation | 0 | 0 | 0 | 0 | 0 | 0 | 0 | 0 | 0 | 0 | 0 | 0 | 0 | 0 | 0 | 0 | 0 | 0 | 0 | 0 | 0 | 0 | 0 | 0 | 0 | 0 | 0 | 0 | 0 | 0
F5_Commercial_Healthcare_New_Miscellaneous_Natural Gas_Miscellaneous_E5 | F5 | Commercial | Healthcare | New | Miscellaneous | Natural Gas | Miscellaneous | E5 | Utility - Cost of Operation | 0 | 0 | 0 | 0 | 0 | 0 | 0 | 0 | 0 | 0 | 0 | 0 | 0 | 0 | 0 | 0 | 0 | 0 | 0 | 0 | 0 | 0 | 0 | 0 | 0 | 0 | 0 | 0 | 0 | 0
F5_Commercial_Healthcare_New_Miscellaneous_Natural Gas_Miscellaneous_E6 | F5 | Commercial | Healthcare | New | Miscellaneous | Natural Gas | Miscellaneous | E6 | Utility - Cost of Operation | 0 | 0 | 0 | 0 | 0 | 0 | 0 | 0 | 0 | 0 | 0 | 0 | 0 | 0 | 0 | 0 | 0 | 0 | 0 | 0 | 0 | 0 | 0 | 0 | 0 | 0 | 0 | 0 | 0 | 0
F5_Commercial_Healthcare_New_Miscellaneous_Natural Gas_Miscellaneous_E7 | F5 | Commercial | Healthcare | New | Miscellaneous | Natural Gas | Miscellaneous | E7 | Utility - Cost of Operation | 0 | 0 | 0 | 0 | 0 | 0 | 0 | 0 | 0 | 0 | 0 | 0 | 0 | 0 | 0 | 0 | 0 | 0 | 0 | 0 | 0 | 0 | 0 | 0 | 0 | 0 | 0 | 0 | 0 | 0
F5_Commercial_Healthcare_New_Miscellaneous_Natural Gas_Miscellaneous_E8 | F5 | Commercial | Healthcare | New | Miscellaneous | Natural Gas | Miscellaneous | E8 | Utility - Cost of Operation | 0 | 0 | 0 | 0 | 0 | 0 | 0 | 0 | 0 | 0 | 0 | 0 | 0 | 0 | 0 | 0 | 0 | 0 | 0 | 0 | 0 | 0 | 0 | 0 | 0 | 0 | 0 | 0 | 0 | 0
F5_Commercial_Healthcare_New_Miscellaneous_Natural Gas_Miscellaneous_E9 | F5 | Commercial | Healthcare | New | Miscellaneous | Natural Gas | Miscellaneous | E9 | Utility - Cost of Operation | 0 | 0 | 0 | 0 | 0 | 0 | 0 | 0 | 0 | 0 | 0 | 0 | 0 | 0 | 0 | 0 | 0 | 0 | 0 | 0 | 0 | 0 | 0 | 0 | 0 | 0 | 0 | 0 | 0 | 0
F5_Commercial_Healthcare_New_Miscellaneous_Natural Gas_Miscellaneous_E10 | F5 | Commercial | Healthcare | New | Miscellaneous | Natural Gas | Miscellaneous | E10 | Utility - Cost of Operation | 0 | 0 | 0 | 0 | 0 | 0 | 0 | 0 | 0 | 0 | 0 | 0 | 0 | 0 | 0 | 0 | 0 | 0 | 0 | 0 | 0 | 0 | 0 | 0 | 0 | 0 | 0 | 0 | 0 | 0
F6_Commercial_Healthcare_New_Miscellaneous_Natural Gas_Miscellaneous_E1 | F6 | Commercial | Healthcare | New | Miscellaneous | Natural Gas | Miscellaneous | E1 | Utility - Value of Sales | 0.0054741 | 0.0054323 | 0.0054049 | 0.0054627 | 0.0055978 | 0.0057874 | 0.0059498 | 0.0060737 | 0.0061822 | 0.0062898 | 0.0064076 | 0.0065278 | 0.0066471 | 0.0067802 | 0.0069028 | 0.0070214 | 0.0071456 | 0.00726 | 0.007364 | 0.0074549 | 0.0075273 | 0.0075792 | 0 | 0 | 0 | 0 | 0 | 0 | 0 | 0
F6_Commercial_Healthcare_New_Miscellaneous_Natural Gas_Miscellaneous_E2 | F6 | Commercial | Healthcare | New | Miscellaneous | Natural Gas | Miscellaneous | E2 | Utility - Value of Sales | 0 | 0 | 0 | 0 | 0 | 0 | 0 | 0 | 0 | 0 | 0 | 0 | 0 | 0 | 0 | 0 | 0 | 0 | 0 | 0 | 0 | 0 | 0 | 0 | 0 | 0 | 0 | 0 | 0 | 0
F6_Commercial_Healthcare_New_Miscellaneous_Natural Gas_Miscellaneous_E3 | F6 | Commercial | Healthcare | New | Miscellaneous | Natural Gas | Miscellaneous | E3 | Utility - Value of Sales | 0 | 0 | 0 | 0 | 0 | 0 | 0 | 0 | 0 | 0 | 0 | 0 | 0 | 0 | 0 | 0 | 0 | 0 | 0 | 0 | 0 | 0 | 0 | 0 | 0 | 0 | 0 | 0 | 0 | 0
F6_Commercial_Healthcare_New_Miscellaneous_Natural Gas_Miscellaneous_E4 | F6 | Commercial | Healthcare | New | Miscellaneous | Natural Gas | Miscellaneous | E4 | Utility - Value of Sales | 0 | 0 | 0 | 0 | 0 | 0 | 0 | 0 | 0 | 0 | 0 | 0 | 0 | 0 | 0 | 0 | 0 | 0 | 0 | 0 | 0 | 0 | 0 | 0 | 0 | 0 | 0 | 0 | 0 | 0
F6_Commercial_Healthcare_New_Miscellaneous_Natural Gas_Miscellaneous_E5 | F6 | Commercial | Healthcare | New | Miscellaneous | Natural Gas | Miscellaneous | E5 | Utility - Value of Sales | 0 | 0 | 0 | 0 | 0 | 0 | 0 | 0 | 0 | 0 | 0 | 0 | 0 | 0 | 0 | 0 | 0 | 0 | 0 | 0 | 0 | 0 | 0 | 0 | 0 | 0 | 0 | 0 | 0 | 0
F6_Commercial_Healthcare_New_Miscellaneous_Natural Gas_Miscellaneous_E6 | F6 | Commercial | Healthcare | New | Miscellaneous | Natural Gas | Miscellaneous | E6 | Utility - Value of Sales | 0 | 0 | 0 | 0 | 0 | 0 | 0 | 0 | 0 | 0 | 0 | 0 | 0 | 0 | 0 | 0 | 0 | 0 | 0 | 0 | 0 | 0 | 0 | 0 | 0 | 0 | 0 | 0 | 0 | 0
F6_Commercial_Healthcare_New_Miscellaneous_Natural Gas_Miscellaneous_E7 | F6 | Commercial | Healthcare | New | Miscellaneous | Natural Gas | Miscellaneous | E7 | Utility - Value of Sales | 0 | 0 | 0 | 0 | 0 | 0 | 0 | 0 | 0 | 0 | 0 | 0 | 0 | 0 | 0 | 0 | 0 | 0 | 0 | 0 | 0 | 0 | 0 | 0 | 0 | 0 | 0 | 0 | 0 | 0
F6_Commercial_Healthcare_New_Miscellaneous_Natural Gas_Miscellaneous_E8 | F6 | Commercial | Healthcare | New | Miscellaneous | Natural Gas | Miscellaneous | E8 | Utility - Value of Sales | 0 | 0 | 0 | 0 | 0 | 0 | 0 | 0 | 0 | 0 | 0 | 0 | 0 | 0 | 0 | 0 | 0 | 0 | 0 | 0 | 0 | 0 | 0 | 0 | 0 | 0 | 0 | 0 | 0 | 0
F6_Commercial_Healthcare_New_Miscellaneous_Natural Gas_Miscellaneous_E9 | F6 | Commercial | Healthcare | New | Miscellaneous | Natural Gas | Miscellaneous | E9 | Utility - Value of Sales | 0 | 0 | 0 | 0 | 0 | 0 | 0 | 0 | 0 | 0 | 0 | 0 | 0 | 0 | 0 | 0 | 0 | 0 | 0 | 0 | 0 | 0 | 0 | 0 | 0 | 0 | 0 | 0 | 0 | 0
F6_Commercial_Healthcare_New_Miscellaneous_Natural Gas_Miscellaneous_E10 | F6 | Commercial | Healthcare | New | Miscellaneous | Natural Gas | Miscellaneous | E10 | Utility - Value of Sales | 0 | 0 | 0 | 0 | 0 | 0 | 0 | 0 | 0 | 0 | 0 | 0 | 0 | 0 | 0 | 0 | 0 | 0 | 0 | 0 | 0 | 0 | 0 | 0 | 0 | 0 | 0 | 0 | 0 | 0
F1_Commercial_Lodging_Existing_Space Heating_Natural Gas_Furnace_E1 | F1 | Commercial | Lodging | Existing | Space Heating | Natural Gas | Furnace | E1 | Participant - Cost of Equipment | 0.026108 | 0.026108 | 0.026108 | 0.026108 | 0.026108 | 0.026108 | 0.026108 | 0.026108 | 0.026108 | 0.026108 | 0.026108 | 0.026108 | 0.026108 | 0.026108 | 0.026108 | 0.026108 | 0.026108 | 0.026108 | 0.026108 | 0.026108 | 0.026108 | 0.026108 | 0 | 0 | 0 | 0 | 0 | 0 | 0 | 0
F1_Commercial_Lodging_Existing_Space Heating_Natural Gas_Furnace_E2 | F1 | Commercial | Lodging | Existing | Space Heating | Natural Gas | Furnace | E2 | Participant - Cost of Equipment | 0.03133 | 0.03133 | 0.03133 | 0.03133 | 0.03133 | 0.03133 | 0.03133 | 0.03133 | 0.03133 | 0.03133 | 0.03133 | 0.03133 | 0.03133 | 0.03133 | 0.03133 | 0.03133 | 0.03133 | 0.03133 | 0.03133 | 0.03133 | 0.03133 | 0.03133 | 0 | 0 | 0 | 0 | 0 | 0 | 0 | 0
F1_Commercial_Lodging_Existing_Space Heating_Natural Gas_Furnace_E3 | F1 | Commercial | Lodging | Existing | Space Heating | Natural Gas | Furnace | E3 | Participant - Cost of Equipment | 0.036552 | 0.036552 | 0.036552 | 0.036552 | 0.036552 | 0.036552 | 0.036552 | 0.036552 | 0.036552 | 0.036552 | 0.036552 | 0.036552 | 0.036552 | 0.036552 | 0.036552 | 0.036552 | 0.036552 | 0.036552 | 0.036552 | 0.036552 | 0.036552 | 0.036552 | 0 | 0 | 0 | 0 | 0 | 0 | 0 | 0
F1_Commercial_Lodging_Existing_Space Heating_Natural Gas_Furnace_E4 | F1 | Commercial | Lodging | Existing | Space Heating | Natural Gas | Furnace | E4 | Participant - Cost of Equipment | 0 | 0 | 0 | 0 | 0 | 0 | 0 | 0 | 0 | 0 | 0 | 0 | 0 | 0 | 0 | 0 | 0 | 0 | 0 | 0 | 0 | 0 | 0 | 0 | 0 | 0 | 0 | 0 | 0 | 0
F1_Commercial_Lodging_Existing_Space Heating_Natural Gas_Furnace_E5 | F1 | Commercial | Lodging | Existing | Space Heating | Natural Gas | Furnace | E5 | Participant - Cost of Equipment | 0 | 0 | 0 | 0 | 0 | 0 | 0 | 0 | 0 | 0 | 0 | 0 | 0 | 0 | 0 | 0 | 0 | 0 | 0 | 0 | 0 | 0 | 0 | 0 | 0 | 0 | 0 | 0 | 0 | 0
F1_Commercial_Lodging_Existing_Space Heating_Natural Gas_Furnace_E6 | F1 | Commercial | Lodging | Existing | Space Heating | Natural Gas | Furnace | E6 | Participant - Cost of Equipment | 0 | 0 | 0 | 0 | 0 | 0 | 0 | 0 | 0 | 0 | 0 | 0 | 0 | 0 | 0 | 0 | 0 | 0 | 0 | 0 | 0 | 0 | 0 | 0 | 0 | 0 | 0 | 0 | 0 | 0
F1_Commercial_Lodging_Existing_Space Heating_Natural Gas_Furnace_E7 | F1 | Commercial | Lodging | Existing | Space Heating | Natural Gas | Furnace | E7 | Participant - Cost of Equipment | 0 | 0 | 0 | 0 | 0 | 0 | 0 | 0 | 0 | 0 | 0 | 0 | 0 | 0 | 0 | 0 | 0 | 0 | 0 | 0 | 0 | 0 | 0 | 0 | 0 | 0 | 0 | 0 | 0 | 0
F1_Commercial_Lodging_Existing_Space Heating_Natural Gas_Furnace_E8 | F1 | Commercial | Lodging | Existing | Space Heating | Natural Gas | Furnace | E8 | Participant - Cost of Equipment | 0 | 0 | 0 | 0 | 0 | 0 | 0 | 0 | 0 | 0 | 0 | 0 | 0 | 0 | 0 | 0 | 0 | 0 | 0 | 0 | 0 | 0 | 0 | 0 | 0 | 0 | 0 | 0 | 0 | 0
F1_Commercial_Lodging_Existing_Space Heating_Natural Gas_Furnace_E9 | F1 | Commercial | Lodging | Existing | Space Heating | Natural Gas | Furnace | E9 | Participant - Cost of Equipment | 0 | 0 | 0 | 0 | 0 | 0 | 0 | 0 | 0 | 0 | 0 | 0 | 0 | 0 | 0 | 0 | 0 | 0 | 0 | 0 | 0 | 0 | 0 | 0 | 0 | 0 | 0 | 0 | 0 | 0
F1_Commercial_Lodging_Existing_Space Heating_Natural Gas_Furnace_E10 | F1 | Commercial | Lodging | Existing | Space Heating | Natural Gas | Furnace | E10 | Participant - Cost of Equipment | 0 | 0 | 0 | 0 | 0 | 0 | 0 | 0 | 0 | 0 | 0 | 0 | 0 | 0 | 0 | 0 | 0 | 0 | 0 | 0 | 0 | 0 | 0 | 0 | 0 | 0 | 0 | 0 | 0 | 0
F2_Commercial_Lodging_Existing_Space Heating_Natural Gas_Furnace_E1 | F2 | Commercial | Lodging | Existing | Space Heating | Natural Gas | Furnace | E1 | Participant - Cost of Operation | 0.10728 | 0.10856 | 0.10994 | 0.11173 | 0.11386 | 0.11623 | 0.11846 | 0.12053 | 0.12255 | 0.12459 | 0.12672 | 0.12888 | 0.13106 | 0.13334 | 0.13558 | 0.13788 | 0.14028 | 0.14271 | 0.14517 | 0.14766 | 0.15016 | 0.15265 | 0 | 0 | 0 | 0 | 0 | 0 | 0 | 0
F2_Commercial_Lodging_Existing_Space Heating_Natural Gas_Furnace_E2 | F2 | Commercial | Lodging | Existing | Space Heating | Natural Gas | Furnace | E2 | Participant - Cost of Operation | 0.095365 | 0.096499 | 0.097727 | 0.09932 | 0.10121 | 0.10332 | 0.1053 | 0.10714 | 0.10893 | 0.11075 | 0.11264 | 0.11457 | 0.1165 | 0.11853 | 0.12052 | 0.12256 | 0.12469 | 0.12685 | 0.12904 | 0.13126 | 0.13348 | 0.13569 | 0 | 0 | 0 | 0 | 0 | 0 | 0 | 0
F2_Commercial_Lodging_Existing_Space Heating_Natural Gas_Furnace_E3 | F2 | Commercial | Lodging | Existing | Space Heating | Natural Gas | Furnace | E3 | Participant - Cost of Operation | 0.090344 | 0.091418 | 0.092581 | 0.09409 | 0.095882 | 0.09788 | 0.099758 | 0.1015 | 0.1032 | 0.10492 | 0.10671 | 0.10853 | 0.11037 | 0.11228 | 0.11418 | 0.11611 | 0.11813 | 0.12017 | 0.12225 | 0.12435 | 0.12645 | 0.12855 | 0 | 0 | 0 | 0 | 0 | 0 | 0 | 0
F2_Commercial_Lodging_Existing_Space Heating_Natural Gas_Furnace_E4 | F2 | Commercial | Lodging | Existing | Space Heating | Natural Gas | Furnace | E4 | Participant - Cost of Operation | 0 | 0 | 0 | 0 | 0 | 0 | 0 | 0 | 0 | 0 | 0 | 0 | 0 | 0 | 0 | 0 | 0 | 0 | 0 | 0 | 0 | 0 | 0 | 0 | 0 | 0 | 0 | 0 | 0 | 0
F2_Commercial_Lodging_Existing_Space Heating_Natural Gas_Furnace_E5 | F2 | Commercial | Lodging | Existing | Space Heating | Natural Gas | Furnace | E5 | Participant - Cost of Operation | 0 | 0 | 0 | 0 | 0 | 0 | 0 | 0 | 0 | 0 | 0 | 0 | 0 | 0 | 0 | 0 | 0 | 0 | 0 | 0 | 0 | 0 | 0 | 0 | 0 | 0 | 0 | 0 | 0 | 0
F2_Commercial_Lodging_Existing_Space Heating_Natural Gas_Furnace_E6 | F2 | Commercial | Lodging | Existing | Space Heating | Natural Gas | Furnace | E6 | Participant - Cost of Operation | 0 | 0 | 0 | 0 | 0 | 0 | 0 | 0 | 0 | 0 | 0 | 0 | 0 | 0 | 0 | 0 | 0 | 0 | 0 | 0 | 0 | 0 | 0 | 0 | 0 | 0 | 0 | 0 | 0 | 0
F2_Commercial_Lodging_Existing_Space Heating_Natural Gas_Furnace_E7 | F2 | Commercial | Lodging | Existing | Space Heating | Natural Gas | Furnace | E7 | Participant - Cost of Operation | 0 | 0 | 0 | 0 | 0 | 0 | 0 | 0 | 0 | 0 | 0 | 0 | 0 | 0 | 0 | 0 | 0 | 0 | 0 | 0 | 0 | 0 | 0 | 0 | 0 | 0 | 0 | 0 | 0 | 0
F2_Commercial_Lodging_Existing_Space Heating_Natural Gas_Furnace_E8 | F2 | Commercial | Lodging | Existing | Space Heating | Natural Gas | Furnace | E8 | Participant - Cost of Operation | 0 | 0 | 0 | 0 | 0 | 0 | 0 | 0 | 0 | 0 | 0 | 0 | 0 | 0 | 0 | 0 | 0 | 0 | 0 | 0 | 0 | 0 | 0 | 0 | 0 | 0 | 0 | 0 | 0 | 0
F2_Commercial_Lodging_Existing_Space Heating_Natural Gas_Furnace_E9 | F2 | Commercial | Lodging | Existing | Space Heating | Natural Gas | Furnace | E9 | Participant - Cost of Operation | 0 | 0 | 0 | 0 | 0 | 0 | 0 | 0 | 0 | 0 | 0 | 0 | 0 | 0 | 0 | 0 | 0 | 0 | 0 | 0 | 0 | 0 | 0 | 0 | 0 | 0 | 0 | 0 | 0 | 0
F2_Commercial_Lodging_Existing_Space Heating_Natural Gas_Furnace_E10 | F2 | Commercial | Lodging | Existing | Space Heating | Natural Gas | Furnace | E10 | Participant - Cost of Operation | 0 | 0 | 0 | 0 | 0 | 0 | 0 | 0 | 0 | 0 | 0 | 0 | 0 | 0 | 0 | 0 | 0 | 0 | 0 | 0 | 0 | 0 | 0 | 0 | 0 | 0 | 0 | 0 | 0 | 0
F3_Commercial_Lodging_Existing_Space Heating_Natural Gas_Furnace_E1 | F3 | Commercial | Lodging | Existing | Space Heating | Natural Gas | Furnace | E1 | System - kBTUs of Conusmption | 9.4678 | 9.4768 | 9.4839 | 9.5089 | 9.5261 | 9.5357 | 9.5355 | 9.5343 | 9.5304 | 9.5241 | 9.514 | 9.5033 | 9.4907 | 9.4764 | 9.4587 | 9.4415 | 9.423 | 9.4032 | 9.3806 | 9.3588 | 9.3362 | 9.313 | 0 | 0 | 0 | 0 | 0 | 0 | 0 | 0
F3_Commercial_Lodging_Existing_Space Heating_Natural Gas_Furnace_E2 | F3 | Commercial | Lodging | Existing | Space Heating | Natural Gas | Furnace | E2 | System - kBTUs of Conusmption | 8.4161 | 8.424 | 8.4304 | 8.4525 | 8.4679 | 8.4763 | 8.4762 | 8.4751 | 8.4717 | 8.4661 | 8.4571 | 8.4476 | 8.4364 | 8.4237 | 8.408 | 8.3927 | 8.3762 | 8.3586 | 8.3385 | 8.3192 | 8.2991 | 8.2784 | 0 | 0 | 0 | 0 | 0 | 0 | 0 | 0
F3_Commercial_Lodging_Existing_Space Heating_Natural Gas_Furnace_E3 | F3 | Commercial | Lodging | Existing | Space Heating | Natural Gas | Furnace | E3 | System - kBTUs of Conusmption | 7.9729 | 7.9804 | 7.9865 | 8.0075 | 8.022 | 8.03 | 8.0299 | 8.0289 | 8.0256 | 8.0203 | 8.0118 | 8.0028 | 7.9922 | 7.9801 | 7.9652 | 7.9507 | 7.9352 | 7.9185 | 7.8995 | 7.8811 | 7.8621 | 7.8425 | 0 | 0 | 0 | 0 | 0 | 0 | 0 | 0
F3_Commercial_Lodging_Existing_Space Heating_Natural Gas_Furnace_E4 | F3 | Commercial | Lodging | Existing | Space Heating | Natural Gas | Furnace | E4 | System - kBTUs of Conusmption | 0 | 0 | 0 | 0 | 0 | 0 | 0 | 0 | 0 | 0 | 0 | 0 | 0 | 0 | 0 | 0 | 0 | 0 | 0 | 0 | 0 | 0 | 0 | 0 | 0 | 0 | 0 | 0 | 0 | 0
F3_Commercial_Lodging_Existing_Space Heating_Natural Gas_Furnace_E5 | F3 | Commercial | Lodging | Existing | Space Heating | Natural Gas | Furnace | E5 | System - kBTUs of Conusmption | 0 | 0 | 0 | 0 | 0 | 0 | 0 | 0 | 0 | 0 | 0 | 0 | 0 | 0 | 0 | 0 | 0 | 0 | 0 | 0 | 0 | 0 | 0 | 0 | 0 | 0 | 0 | 0 | 0 | 0
F3_Commercial_Lodging_Existing_Space Heating_Natural Gas_Furnace_E6 | F3 | Commercial | Lodging | Existing | Space Heating | Natural Gas | Furnace | E6 | System - kBTUs of Conusmption | 0 | 0 | 0 | 0 | 0 | 0 | 0 | 0 | 0 | 0 | 0 | 0 | 0 | 0 | 0 | 0 | 0 | 0 | 0 | 0 | 0 | 0 | 0 | 0 | 0 | 0 | 0 | 0 | 0 | 0
F3_Commercial_Lodging_Existing_Space Heating_Natural Gas_Furnace_E7 | F3 | Commercial | Lodging | Existing | Space Heating | Natural Gas | Furnace | E7 | System - kBTUs of Conusmption | 0 | 0 | 0 | 0 | 0 | 0 | 0 | 0 | 0 | 0 | 0 | 0 | 0 | 0 | 0 | 0 | 0 | 0 | 0 | 0 | 0 | 0 | 0 | 0 | 0 | 0 | 0 | 0 | 0 | 0
F3_Commercial_Lodging_Existing_Space Heating_Natural Gas_Furnace_E8 | F3 | Commercial | Lodging | Existing | Space Heating | Natural Gas | Furnace | E8 | System - kBTUs of Conusmption | 0 | 0 | 0 | 0 | 0 | 0 | 0 | 0 | 0 | 0 | 0 | 0 | 0 | 0 | 0 | 0 | 0 | 0 | 0 | 0 | 0 | 0 | 0 | 0 | 0 | 0 | 0 | 0 | 0 | 0
F3_Commercial_Lodging_Existing_Space Heating_Natural Gas_Furnace_E9 | F3 | Commercial | Lodging | Existing | Space Heating | Natural Gas | Furnace | E9 | System - kBTUs of Conusmption | 0 | 0 | 0 | 0 | 0 | 0 | 0 | 0 | 0 | 0 | 0 | 0 | 0 | 0 | 0 | 0 | 0 | 0 | 0 | 0 | 0 | 0 | 0 | 0 | 0 | 0 | 0 | 0 | 0 | 0
F3_Commercial_Lodging_Existing_Space Heating_Natural Gas_Furnace_E10 | F3 | Commercial | Lodging | Existing | Space Heating | Natural Gas | Furnace | E10 | System - kBTUs of Conusmption | 0 | 0 | 0 | 0 | 0 | 0 | 0 | 0 | 0 | 0 | 0 | 0 | 0 | 0 | 0 | 0 | 0 | 0 | 0 | 0 | 0 | 0 | 0 | 0 | 0 | 0 | 0 | 0 | 0 | 0
F4_Commercial_Lodging_Existing_Space Heating_Natural Gas_Furnace_E1 | F4 | Commercial | Lodging | Existing | Space Heating | Natural Gas | Furnace | E1 | Utility - Cost of Equipment | 0.026108 | 0.026108 | 0.026108 | 0.026108 | 0.026108 | 0.026108 | 0.026108 | 0.026108 | 0.026108 | 0.026108 | 0.026108 | 0.026108 | 0.026108 | 0.026108 | 0.026108 | 0.026108 | 0.026108 | 0.026108 | 0.026108 | 0.026108 | 0.026108 | 0.026108 | 0 | 0 | 0 | 0 | 0 | 0 | 0 | 0
F4_Commercial_Lodging_Existing_Space Heating_Natural Gas_Furnace_E2 | F4 | Commercial | Lodging | Existing | Space Heating | Natural Gas | Furnace | E2 | Utility - Cost of Equipment | 0.03133 | 0.03133 | 0.03133 | 0.03133 | 0.03133 | 0.03133 | 0.03133 | 0.03133 | 0.03133 | 0.03133 | 0.03133 | 0.03133 | 0.03133 | 0.03133 | 0.03133 | 0.03133 | 0.03133 | 0.03133 | 0.03133 | 0.03133 | 0.03133 | 0.03133 | 0 | 0 | 0 | 0 | 0 | 0 | 0 | 0
F4_Commercial_Lodging_Existing_Space Heating_Natural Gas_Furnace_E3 | F4 | Commercial | Lodging | Existing | Space Heating | Natural Gas | Furnace | E3 | Utility - Cost of Equipment | 0.036552 | 0.036552 | 0.036552 | 0.036552 | 0.036552 | 0.036552 | 0.036552 | 0.036552 | 0.036552 | 0.036552 | 0.036552 | 0.036552 | 0.036552 | 0.036552 | 0.036552 | 0.036552 | 0.036552 | 0.036552 | 0.036552 | 0.036552 | 0.036552 | 0.036552 | 0 | 0 | 0 | 0 | 0 | 0 | 0 | 0
F4_Commercial_Lodging_Existing_Space Heating_Natural Gas_Furnace_E4 | F4 | Commercial | Lodging | Existing | Space Heating | Natural Gas | Furnace | E4 | Utility - Cost of Equipment | 0 | 0 | 0 | 0 | 0 | 0 | 0 | 0 | 0 | 0 | 0 | 0 | 0 | 0 | 0 | 0 | 0 | 0 | 0 | 0 | 0 | 0 | 0 | 0 | 0 | 0 | 0 | 0 | 0 | 0
F4_Commercial_Lodging_Existing_Space Heating_Natural Gas_Furnace_E5 | F4 | Commercial | Lodging | Existing | Space Heating | Natural Gas | Furnace | E5 | Utility - Cost of Equipment | 0 | 0 | 0 | 0 | 0 | 0 | 0 | 0 | 0 | 0 | 0 | 0 | 0 | 0 | 0 | 0 | 0 | 0 | 0 | 0 | 0 | 0 | 0 | 0 | 0 | 0 | 0 | 0 | 0 | 0
F4_Commercial_Lodging_Existing_Space Heating_Natural Gas_Furnace_E6 | F4 | Commercial | Lodging | Existing | Space Heating | Natural Gas | Furnace | E6 | Utility - Cost of Equipment | 0 | 0 | 0 | 0 | 0 | 0 | 0 | 0 | 0 | 0 | 0 | 0 | 0 | 0 | 0 | 0 | 0 | 0 | 0 | 0 | 0 | 0 | 0 | 0 | 0 | 0 | 0 | 0 | 0 | 0
F4_Commercial_Lodging_Existing_Space Heating_Natural Gas_Furnace_E7 | F4 | Commercial | Lodging | Existing | Space Heating | Natural Gas | Furnace | E7 | Utility - Cost of Equipment | 0 | 0 | 0 | 0 | 0 | 0 | 0 | 0 | 0 | 0 | 0 | 0 | 0 | 0 | 0 | 0 | 0 | 0 | 0 | 0 | 0 | 0 | 0 | 0 | 0 | 0 | 0 | 0 | 0 | 0
F4_Commercial_Lodging_Existing_Space Heating_Natural Gas_Furnace_E8 | F4 | Commercial | Lodging | Existing | Space Heating | Natural Gas | Furnace | E8 | Utility - Cost of Equipment | 0 | 0 | 0 | 0 | 0 | 0 | 0 | 0 | 0 | 0 | 0 | 0 | 0 | 0 | 0 | 0 | 0 | 0 | 0 | 0 | 0 | 0 | 0 | 0 | 0 | 0 | 0 | 0 | 0 | 0
F4_Commercial_Lodging_Existing_Space Heating_Natural Gas_Furnace_E9 | F4 | Commercial | Lodging | Existing | Space Heating | Natural Gas | Furnace | E9 | Utility - Cost of Equipment | 0 | 0 | 0 | 0 | 0 | 0 | 0 | 0 | 0 | 0 | 0 | 0 | 0 | 0 | 0 | 0 | 0 | 0 | 0 | 0 | 0 | 0 | 0 | 0 | 0 | 0 | 0 | 0 | 0 | 0
F4_Commercial_Lodging_Existing_Space Heating_Natural Gas_Furnace_E10 | F4 | Commercial | Lodging | Existing | Space Heating | Natural Gas | Furnace | E10 | Utility - Cost of Equipment | 0 | 0 | 0 | 0 | 0 | 0 | 0 | 0 | 0 | 0 | 0 | 0 | 0 | 0 | 0 | 0 | 0 | 0 | 0 | 0 | 0 | 0 | 0 | 0 | 0 | 0 | 0 | 0 | 0 | 0
F5_Commercial_Lodging_Existing_Space Heating_Natural Gas_Furnace_E1 | F5 | Commercial | Lodging | Existing | Space Heating | Natural Gas | Furnace | E1 | Utility - Cost of Operation | 0.089547 | 0.090612 | 0.091765 | 0.093261 | 0.095037 | 0.097017 | 0.098879 | 0.1006 | 0.10229 | 0.104 | 0.10577 | 0.10758 | 0.1094 | 0.11129 | 0.11317 | 0.11508 | 0.11709 | 0.11911 | 0.12117 | 0.12325 | 0.12534 | 0.12741 | 0 | 0 | 0 | 0 | 0 | 0 | 0 | 0
F5_Commercial_Lodging_Existing_Space Heating_Natural Gas_Furnace_E2 | F5 | Commercial | Lodging | Existing | Space Heating | Natural Gas | Furnace | E2 | Utility - Cost of Operation | 0.079599 | 0.080546 | 0.08157 | 0.0829 | 0.084479 | 0.086239 | 0.087894 | 0.089425 | 0.090926 | 0.092443 | 0.094019 | 0.095626 | 0.097244 | 0.098931 | 0.1006 | 0.1023 | 0.10408 | 0.10588 | 0.10771 | 0.10956 | 0.11141 | 0.11326 | 0 | 0 | 0 | 0 | 0 | 0 | 0 | 0
F5_Commercial_Lodging_Existing_Space Heating_Natural Gas_Furnace_E3 | F5 | Commercial | Lodging | Existing | Space Heating | Natural Gas | Furnace | E3 | Utility - Cost of Operation | 0.075408 | 0.076305 | 0.077275 | 0.078535 | 0.080031 | 0.081699 | 0.083266 | 0.084717 | 0.086138 | 0.087576 | 0.089069 | 0.090591 | 0.092124 | 0.093722 | 0.0953 | 0.096913 | 0.098599 | 0.10031 | 0.10204 | 0.10379 | 0.10555 | 0.1073 | 0 | 0 | 0 | 0 | 0 | 0 | 0 | 0
F5_Commercial_Lodging_Existing_Space Heating_Natural Gas_Furnace_E4 | F5 | Commercial | Lodging | Existing | Space Heating | Natural Gas | Furnace | E4 | Utility - Cost of Operation | 0 | 0 | 0 | 0 | 0 | 0 | 0 | 0 | 0 | 0 | 0 | 0 | 0 | 0 | 0 | 0 | 0 | 0 | 0 | 0 | 0 | 0 | 0 | 0 | 0 | 0 | 0 | 0 | 0 | 0
F5_Commercial_Lodging_Existing_Space Heating_Natural Gas_Furnace_E5 | F5 | Commercial | Lodging | Existing | Space Heating | Natural Gas | Furnace | E5 | Utility - Cost of Operation | 0 | 0 | 0 | 0 | 0 | 0 | 0 | 0 | 0 | 0 | 0 | 0 | 0 | 0 | 0 | 0 | 0 | 0 | 0 | 0 | 0 | 0 | 0 | 0 | 0 | 0 | 0 | 0 | 0 | 0
F5_Commercial_Lodging_Existing_Space Heating_Natural Gas_Furnace_E6 | F5 | Commercial | Lodging | Existing | Space Heating | Natural Gas | Furnace | E6 | Utility - Cost of Operation | 0 | 0 | 0 | 0 | 0 | 0 | 0 | 0 | 0 | 0 | 0 | 0 | 0 | 0 | 0 | 0 | 0 | 0 | 0 | 0 | 0 | 0 | 0 | 0 | 0 | 0 | 0 | 0 | 0 | 0
F5_Commercial_Lodging_Existing_Space Heating_Natural Gas_Furnace_E7 | F5 | Commercial | Lodging | Existing | Space Heating | Natural Gas | Furnace | E7 | Utility - Cost of Operation | 0 | 0 | 0 | 0 | 0 | 0 | 0 | 0 | 0 | 0 | 0 | 0 | 0 | 0 | 0 | 0 | 0 | 0 | 0 | 0 | 0 | 0 | 0 | 0 | 0 | 0 | 0 | 0 | 0 | 0
F5_Commercial_Lodging_Existing_Space Heating_Natural Gas_Furnace_E8 | F5 | Commercial | Lodging | Existing | Space Heating | Natural Gas | Furnace | E8 | Utility - Cost of Operation | 0 | 0 | 0 | 0 | 0 | 0 | 0 | 0 | 0 | 0 | 0 | 0 | 0 | 0 | 0 | 0 | 0 | 0 | 0 | 0 | 0 | 0 | 0 | 0 | 0 | 0 | 0 | 0 | 0 | 0
F5_Commercial_Lodging_Existing_Space Heating_Natural Gas_Furnace_E9 | F5 | Commercial | Lodging | Existing | Space Heating | Natural Gas | Furnace | E9 | Utility - Cost of Operation | 0 | 0 | 0 | 0 | 0 | 0 | 0 | 0 | 0 | 0 | 0 | 0 | 0 | 0 | 0 | 0 | 0 | 0 | 0 | 0 | 0 | 0 | 0 | 0 | 0 | 0 | 0 | 0 | 0 | 0
F5_Commercial_Lodging_Existing_Space Heating_Natural Gas_Furnace_E10 | F5 | Commercial | Lodging | Existing | Space Heating | Natural Gas | Furnace | E10 | Utility - Cost of Operation | 0 | 0 | 0 | 0 | 0 | 0 | 0 | 0 | 0 | 0 | 0 | 0 | 0 | 0 | 0 | 0 | 0 | 0 | 0 | 0 | 0 | 0 | 0 | 0 | 0 | 0 | 0 | 0 | 0 | 0
F6_Commercial_Lodging_Existing_Space Heating_Natural Gas_Furnace_E1 | F6 | Commercial | Lodging | Existing | Space Heating | Natural Gas | Furnace | E1 | Utility - Value of Sales | 0.10728 | 0.10856 | 0.10994 | 0.11173 | 0.11386 | 0.11623 | 0.11846 | 0.12053 | 0.12255 | 0.12459 | 0.12672 | 0.12888 | 0.13106 | 0.13334 | 0.13558 | 0.13788 | 0.14028 | 0.14271 | 0.14517 | 0.14766 | 0.15016 | 0.15265 | 0 | 0 | 0 | 0 | 0 | 0 | 0 | 0
F6_Commercial_Lodging_Existing_Space Heating_Natural Gas_Furnace_E2 | F6 | Commercial | Lodging | Existing | Space Heating | Natural Gas | Furnace | E2 | Utility - Value of Sales | 0.095365 | 0.096499 | 0.097727 | 0.09932 | 0.10121 | 0.10332 | 0.1053 | 0.10714 | 0.10893 | 0.11075 | 0.11264 | 0.11457 | 0.1165 | 0.11853 | 0.12052 | 0.12256 | 0.12469 | 0.12685 | 0.12904 | 0.13126 | 0.13348 | 0.13569 | 0 | 0 | 0 | 0 | 0 | 0 | 0 | 0
F6_Commercial_Lodging_Existing_Space Heating_Natural Gas_Furnace_E3 | F6 | Commercial | Lodging | Existing | Space Heating | Natural Gas | Furnace | E3 | Utility - Value of Sales | 0.090344 | 0.091418 | 0.092581 | 0.09409 | 0.095882 | 0.09788 | 0.099758 | 0.1015 | 0.1032 | 0.10492 | 0.10671 | 0.10853 | 0.11037 | 0.11228 | 0.11418 | 0.11611 | 0.11813 | 0.12017 | 0.12225 | 0.12435 | 0.12645 | 0.12855 | 0 | 0 | 0 | 0 | 0 | 0 | 0 | 0
F6_Commercial_Lodging_Existing_Space Heating_Natural Gas_Furnace_E4 | F6 | Commercial | Lodging | Existing | Space Heating | Natural Gas | Furnace | E4 | Utility - Value of Sales | 0 | 0 | 0 | 0 | 0 | 0 | 0 | 0 | 0 | 0 | 0 | 0 | 0 | 0 | 0 | 0 | 0 | 0 | 0 | 0 | 0 | 0 | 0 | 0 | 0 | 0 | 0 | 0 | 0 | 0
F6_Commercial_Lodging_Existing_Space Heating_Natural Gas_Furnace_E5 | F6 | Commercial | Lodging | Existing | Space Heating | Natural Gas | Furnace | E5 | Utility - Value of Sales | 0 | 0 | 0 | 0 | 0 | 0 | 0 | 0 | 0 | 0 | 0 | 0 | 0 | 0 | 0 | 0 | 0 | 0 | 0 | 0 | 0 | 0 | 0 | 0 | 0 | 0 | 0 | 0 | 0 | 0
F6_Commercial_Lodging_Existing_Space Heating_Natural Gas_Furnace_E6 | F6 | Commercial | Lodging | Existing | Space Heating | Natural Gas | Furnace | E6 | Utility - Value of Sales | 0 | 0 | 0 | 0 | 0 | 0 | 0 | 0 | 0 | 0 | 0 | 0 | 0 | 0 | 0 | 0 | 0 | 0 | 0 | 0 | 0 | 0 | 0 | 0 | 0 | 0 | 0 | 0 | 0 | 0
F6_Commercial_Lodging_Existing_Space Heating_Natural Gas_Furnace_E7 | F6 | Commercial | Lodging | Existing | Space Heating | Natural Gas | Furnace | E7 | Utility - Value of Sales | 0 | 0 | 0 | 0 | 0 | 0 | 0 | 0 | 0 | 0 | 0 | 0 | 0 | 0 | 0 | 0 | 0 | 0 | 0 | 0 | 0 | 0 | 0 | 0 | 0 | 0 | 0 | 0 | 0 | 0
F6_Commercial_Lodging_Existing_Space Heating_Natural Gas_Furnace_E8 | F6 | Commercial | Lodging | Existing | Space Heating | Natural Gas | Furnace | E8 | Utility - Value of Sales | 0 | 0 | 0 | 0 | 0 | 0 | 0 | 0 | 0 | 0 | 0 | 0 | 0 | 0 | 0 | 0 | 0 | 0 | 0 | 0 | 0 | 0 | 0 | 0 | 0 | 0 | 0 | 0 | 0 | 0
F6_Commercial_Lodging_Existing_Space Heating_Natural Gas_Furnace_E9 | F6 | Commercial | Lodging | Existing | Space Heating | Natural Gas | Furnace | E9 | Utility - Value of Sales | 0 | 0 | 0 | 0 | 0 | 0 | 0 | 0 | 0 | 0 | 0 | 0 | 0 | 0 | 0 | 0 | 0 | 0 | 0 | 0 | 0 | 0 | 0 | 0 | 0 | 0 | 0 | 0 | 0 | 0
F6_Commercial_Lodging_Existing_Space Heating_Natural Gas_Furnace_E10 | F6 | Commercial | Lodging | Existing | Space Heating | Natural Gas | Furnace | E10 | Utility - Value of Sales | 0 | 0 | 0 | 0 | 0 | 0 | 0 | 0 | 0 | 0 | 0 | 0 | 0 | 0 | 0 | 0 | 0 | 0 | 0 | 0 | 0 | 0 | 0 | 0 | 0 | 0 | 0 | 0 | 0 | 0
F1_Commercial_Lodging_Existing_Space Heating_Natural Gas_Boiler_E1 | F1 | Commercial | Lodging | Existing | Space Heating | Natural Gas | Boiler | E1 | Participant - Cost of Equipment | 0.1028 | 0.1028 | 0.1028 | 0.1028 | 0.1028 | 0.1028 | 0.1028 | 0.1028 | 0.1028 | 0.1028 | 0.1028 | 0.1028 | 0.1028 | 0.1028 | 0.1028 | 0.1028 | 0.1028 | 0.1028 | 0.1028 | 0.1028 | 0.1028 | 0.1028 | 0 | 0 | 0 | 0 | 0 | 0 | 0 | 0
F1_Commercial_Lodging_Existing_Space Heating_Natural Gas_Boiler_E2 | F1 | Commercial | Lodging | Existing | Space Heating | Natural Gas | Boiler | E2 | Participant - Cost of Equipment | 0.11487 | 0.11487 | 0.11487 | 0.11487 | 0.11487 | 0.11487 | 0.11487 | 0.11487 | 0.11487 | 0.11487 | 0.11487 | 0.11487 | 0.11487 | 0.11487 | 0.11487 | 0.11487 | 0.11487 | 0.11487 | 0.11487 | 0.11487 | 0.11487 | 0.11487 | 0 | 0 | 0 | 0 | 0 | 0 | 0 | 0
F1_Commercial_Lodging_Existing_Space Heating_Natural Gas_Boiler_E3 | F1 | Commercial | Lodging | Existing | Space Heating | Natural Gas | Boiler | E3 | Participant - Cost of Equipment | 0.13909 | 0.13909 | 0.13909 | 0.13909 | 0.13909 | 0.13909 | 0.13909 | 0.13909 | 0.13909 | 0.13909 | 0.13909 | 0.13909 | 0.13909 | 0.13909 | 0.13909 | 0.13909 | 0.13909 | 0.13909 | 0.13909 | 0.13909 | 0.13909 | 0.13909 | 0 | 0 | 0 | 0 | 0 | 0 | 0 | 0
F1_Commercial_Lodging_Existing_Space Heating_Natural Gas_Boiler_E4 | F1 | Commercial | Lodging | Existing | Space Heating | Natural Gas | Boiler | E4 | Participant - Cost of Equipment | 0.71007 | 0.71007 | 0.71007 | 0.71007 | 0.71007 | 0.71007 | 0.71007 | 0.71007 | 0.71007 | 0.71007 | 0.71007 | 0.71007 | 0.71007 | 0.71007 | 0.71007 | 0.71007 | 0.71007 | 0.71007 | 0.71007 | 0.71007 | 0.71007 | 0.71007 | 0 | 0 | 0 | 0 | 0 | 0 | 0 | 0
F1_Commercial_Lodging_Existing_Space Heating_Natural Gas_Boiler_E5 | F1 | Commercial | Lodging | Existing | Space Heating | Natural Gas | Boiler | E5 | Participant - Cost of Equipment | 0 | 0 | 0 | 0 | 0 | 0 | 0 | 0 | 0 | 0 | 0 | 0 | 0 | 0 | 0 | 0 | 0 | 0 | 0 | 0 | 0 | 0 | 0 | 0 | 0 | 0 | 0 | 0 | 0 | 0
F1_Commercial_Lodging_Existing_Space Heating_Natural Gas_Boiler_E6 | F1 | Commercial | Lodging | Existing | Space Heating | Natural Gas | Boiler | E6 | Participant - Cost of Equipment | 0 | 0 | 0 | 0 | 0 | 0 | 0 | 0 | 0 | 0 | 0 | 0 | 0 | 0 | 0 | 0 | 0 | 0 | 0 | 0 | 0 | 0 | 0 | 0 | 0 | 0 | 0 | 0 | 0 | 0
F1_Commercial_Lodging_Existing_Space Heating_Natural Gas_Boiler_E7 | F1 | Commercial | Lodging | Existing | Space Heating | Natural Gas | Boiler | E7 | Participant - Cost of Equipment | 0 | 0 | 0 | 0 | 0 | 0 | 0 | 0 | 0 | 0 | 0 | 0 | 0 | 0 | 0 | 0 | 0 | 0 | 0 | 0 | 0 | 0 | 0 | 0 | 0 | 0 | 0 | 0 | 0 | 0
F1_Commercial_Lodging_Existing_Space Heating_Natural Gas_Boiler_E8 | F1 | Commercial | Lodging | Existing | Space Heating | Natural Gas | Boiler | E8 | Participant - Cost of Equipment | 0 | 0 | 0 | 0 | 0 | 0 | 0 | 0 | 0 | 0 | 0 | 0 | 0 | 0 | 0 | 0 | 0 | 0 | 0 | 0 | 0 | 0 | 0 | 0 | 0 | 0 | 0 | 0 | 0 | 0
F1_Commercial_Lodging_Existing_Space Heating_Natural Gas_Boiler_E9 | F1 | Commercial | Lodging | Existing | Space Heating | Natural Gas | Boiler | E9 | Participant - Cost of Equipment | 0 | 0 | 0 | 0 | 0 | 0 | 0 | 0 | 0 | 0 | 0 | 0 | 0 | 0 | 0 | 0 | 0 | 0 | 0 | 0 | 0 | 0 | 0 | 0 | 0 | 0 | 0 | 0 | 0 | 0
F1_Commercial_Lodging_Existing_Space Heating_Natural Gas_Boiler_E10 | F1 | Commercial | Lodging | Existing | Space Heating | Natural Gas | Boiler | E10 | Participant - Cost of Equipment | 0 | 0 | 0 | 0 | 0 | 0 | 0 | 0 | 0 | 0 | 0 | 0 | 0 | 0 | 0 | 0 | 0 | 0 | 0 | 0 | 0 | 0 | 0 | 0 | 0 | 0 | 0 | 0 | 0 | 0
F2_Commercial_Lodging_Existing_Space Heating_Natural Gas_Boiler_E1 | F2 | Commercial | Lodging | Existing | Space Heating | Natural Gas | Boiler | E1 | Participant - Cost of Operation | 0.20104 | 0.20346 | 0.20606 | 0.20936 | 0.21329 | 0.21768 | 0.22187 | 0.22577 | 0.22961 | 0.23349 | 0.23752 | 0.24162 | 0.24576 | 0.25007 | 0.25433 | 0.25869 | 0.26324 | 0.26784 | 0.27252 | 0.27724 | 0.28195 | 0.28664 | 0 | 0 | 0 | 0 | 0 | 0 | 0 | 0
F2_Commercial_Lodging_Existing_Space Heating_Natural Gas_Boiler_E2 | F2 | Commercial | Lodging | Existing | Space Heating | Natural Gas | Boiler | E2 | Participant - Cost of Operation | 0.18921 | 0.19149 | 0.19393 | 0.19704 | 0.20074 | 0.20488 | 0.20882 | 0.21249 | 0.2161 | 0.21976 | 0.22355 | 0.22741 | 0.23131 | 0.23536 | 0.23937 | 0.24347 | 0.24775 | 0.25209 | 0.25649 | 0.26093 | 0.26537 | 0.26977 | 0 | 0 | 0 | 0 | 0 | 0 | 0 | 0
F2_Commercial_Lodging_Existing_Space Heating_Natural Gas_Boiler_E3 | F2 | Commercial | Lodging | Existing | Space Heating | Natural Gas | Boiler | E3 | Participant - Cost of Operation | 0.16581 | 0.1678 | 0.16994 | 0.17267 | 0.17591 | 0.17953 | 0.18298 | 0.1862 | 0.18937 | 0.19257 | 0.19589 | 0.19928 | 0.20269 | 0.20624 | 0.20976 | 0.21335 | 0.2171 | 0.2209 | 0.22476 | 0.22865 | 0.23254 | 0.2364 | 0 | 0 | 0 | 0 | 0 | 0 | 0 | 0
F2_Commercial_Lodging_Existing_Space Heating_Natural Gas_Boiler_E4 | F2 | Commercial | Lodging | Existing | Space Heating | Natural Gas | Boiler | E4 | Participant - Cost of Operation | 0.10676 | 0.10787 | 0.10914 | 0.11098 | 0.1133 | 0.11595 | 0.11838 | 0.12054 | 0.12258 | 0.12462 | 0.12671 | 0.12881 | 0.13086 | 0.13298 | 0.13503 | 0.13714 | 0.13936 | 0.14161 | 0.14388 | 0.14617 | 0.14845 | 0.15072 | 0 | 0 | 0 | 0 | 0 | 0 | 0 | 0
F2_Commercial_Lodging_Existing_Space Heating_Natural Gas_Boiler_E5 | F2 | Commercial | Lodging | Existing | Space Heating | Natural Gas | Boiler | E5 | Participant - Cost of Operation | 0 | 0 | 0 | 0 | 0 | 0 | 0 | 0 | 0 | 0 | 0 | 0 | 0 | 0 | 0 | 0 | 0 | 0 | 0 | 0 | 0 | 0 | 0 | 0 | 0 | 0 | 0 | 0 | 0 | 0
F2_Commercial_Lodging_Existing_Space Heating_Natural Gas_Boiler_E6 | F2 | Commercial | Lodging | Existing | Space Heating | Natural Gas | Boiler | E6 | Participant - Cost of Operation | 0 | 0 | 0 | 0 | 0 | 0 | 0 | 0 | 0 | 0 | 0 | 0 | 0 | 0 | 0 | 0 | 0 | 0 | 0 | 0 | 0 | 0 | 0 | 0 | 0 | 0 | 0 | 0 | 0 | 0
F2_Commercial_Lodging_Existing_Space Heating_Natural Gas_Boiler_E7 | F2 | Commercial | Lodging | Existing | Space Heating | Natural Gas | Boiler | E7 | Participant - Cost of Operation | 0 | 0 | 0 | 0 | 0 | 0 | 0 | 0 | 0 | 0 | 0 | 0 | 0 | 0 | 0 | 0 | 0 | 0 | 0 | 0 | 0 | 0 | 0 | 0 | 0 | 0 | 0 | 0 | 0 | 0
F2_Commercial_Lodging_Existing_Space Heating_Natural Gas_Boiler_E8 | F2 | Commercial | Lodging | Existing | Space Heating | Natural Gas | Boiler | E8 | Participant - Cost of Operation | 0 | 0 | 0 | 0 | 0 | 0 | 0 | 0 | 0 | 0 | 0 | 0 | 0 | 0 | 0 | 0 | 0 | 0 | 0 | 0 | 0 | 0 | 0 | 0 | 0 | 0 | 0 | 0 | 0 | 0
F2_Commercial_Lodging_Existing_Space Heating_Natural Gas_Boiler_E9 | F2 | Commercial | Lodging | Existing | Space Heating | Natural Gas | Boiler | E9 | Participant - Cost of Operation | 0 | 0 | 0 | 0 | 0 | 0 | 0 | 0 | 0 | 0 | 0 | 0 | 0 | 0 | 0 | 0 | 0 | 0 | 0 | 0 | 0 | 0 | 0 | 0 | 0 | 0 | 0 | 0 | 0 | 0
F2_Commercial_Lodging_Existing_Space Heating_Natural Gas_Boiler_E10 | F2 | Commercial | Lodging | Existing | Space Heating | Natural Gas | Boiler | E10 | Participant - Cost of Operation | 0 | 0 | 0 | 0 | 0 | 0 | 0 | 0 | 0 | 0 | 0 | 0 | 0 | 0 | 0 | 0 | 0 | 0 | 0 | 0 | 0 | 0 | 0 | 0 | 0 | 0 | 0 | 0 | 0 | 0
F3_Commercial_Lodging_Existing_Space Heating_Natural Gas_Boiler_E1 | F3 | Commercial | Lodging | Existing | Space Heating | Natural Gas | Boiler | E1 | System - kBTUs of Conusmption | 17.4902 | 17.4977 | 17.5017 | 17.5347 | 17.5577 | 17.5705 | 17.5703 | 17.5682 | 17.5617 | 17.5509 | 17.5338 | 17.5156 | 17.4942 | 17.4698 | 17.4398 | 17.4106 | 17.3791 | 17.3455 | 17.3071 | 17.2701 | 17.2317 | 17.1923 | 0 | 0 | 0 | 0 | 0 | 0 | 0 | 0
F3_Commercial_Lodging_Existing_Space Heating_Natural Gas_Boiler_E2 | F3 | Commercial | Lodging | Existing | Space Heating | Natural Gas | Boiler | E2 | System - kBTUs of Conusmption | 16.4614 | 16.4685 | 16.4722 | 16.5033 | 16.5249 | 16.5369 | 16.5367 | 16.5348 | 16.5286 | 16.5185 | 16.5024 | 16.4853 | 16.4651 | 16.4422 | 16.4139 | 16.3864 | 16.3568 | 16.3252 | 16.289 | 16.2542 | 16.2181 | 16.181 | 0 | 0 | 0 | 0 | 0 | 0 | 0 | 0
F3_Commercial_Lodging_Existing_Space Heating_Natural Gas_Boiler_E3 | F3 | Commercial | Lodging | Existing | Space Heating | Natural Gas | Boiler | E3 | System - kBTUs of Conusmption | 14.4249 | 14.4311 | 14.4344 | 14.4616 | 14.4805 | 14.4911 | 14.491 | 14.4892 | 14.4838 | 14.475 | 14.4608 | 14.4459 | 14.4282 | 14.4081 | 14.3834 | 14.3592 | 14.3333 | 14.3056 | 14.2739 | 14.2434 | 14.2117 | 14.1792 | 0 | 0 | 0 | 0 | 0 | 0 | 0 | 0
F3_Commercial_Lodging_Existing_Space Heating_Natural Gas_Boiler_E4 | F3 | Commercial | Lodging | Existing | Space Heating | Natural Gas | Boiler | E4 | System - kBTUs of Conusmption | 9.8964 | 9.9259 | 9.9577 | 10.019 | 10.0687 | 10.1061 | 10.1286 | 10.1465 | 10.1574 | 10.1608 | 10.155 | 10.1449 | 10.1283 | 10.1051 | 10.0765 | 10.0486 | 10.0187 | 9.9867 | 9.9501 | 9.9149 | 9.8783 | 9.8408 | 0 | 0 | 0 | 0 | 0 | 0 | 0 | 0
F3_Commercial_Lodging_Existing_Space Heating_Natural Gas_Boiler_E5 | F3 | Commercial | Lodging | Existing | Space Heating | Natural Gas | Boiler | E5 | System - kBTUs of Conusmption | 0 | 0 | 0 | 0 | 0 | 0 | 0 | 0 | 0 | 0 | 0 | 0 | 0 | 0 | 0 | 0 | 0 | 0 | 0 | 0 | 0 | 0 | 0 | 0 | 0 | 0 | 0 | 0 | 0 | 0
F3_Commercial_Lodging_Existing_Space Heating_Natural Gas_Boiler_E6 | F3 | Commercial | Lodging | Existing | Space Heating | Natural Gas | Boiler | E6 | System - kBTUs of Conusmption | 0 | 0 | 0 | 0 | 0 | 0 | 0 | 0 | 0 | 0 | 0 | 0 | 0 | 0 | 0 | 0 | 0 | 0 | 0 | 0 | 0 | 0 | 0 | 0 | 0 | 0 | 0 | 0 | 0 | 0
F3_Commercial_Lodging_Existing_Space Heating_Natural Gas_Boiler_E7 | F3 | Commercial | Lodging | Existing | Space Heating | Natural Gas | Boiler | E7 | System - kBTUs of Conusmption | 0 | 0 | 0 | 0 | 0 | 0 | 0 | 0 | 0 | 0 | 0 | 0 | 0 | 0 | 0 | 0 | 0 | 0 | 0 | 0 | 0 | 0 | 0 | 0 | 0 | 0 | 0 | 0 | 0 | 0
F3_Commercial_Lodging_Existing_Space Heating_Natural Gas_Boiler_E8 | F3 | Commercial | Lodging | Existing | Space Heating | Natural Gas | Boiler | E8 | System - kBTUs of Conusmption | 0 | 0 | 0 | 0 | 0 | 0 | 0 | 0 | 0 | 0 | 0 | 0 | 0 | 0 | 0 | 0 | 0 | 0 | 0 | 0 | 0 | 0 | 0 | 0 | 0 | 0 | 0 | 0 | 0 | 0
F3_Commercial_Lodging_Existing_Space Heating_Natural Gas_Boiler_E9 | F3 | Commercial | Lodging | Existing | Space Heating | Natural Gas | Boiler | E9 | System - kBTUs of Conusmption | 0 | 0 | 0 | 0 | 0 | 0 | 0 | 0 | 0 | 0 | 0 | 0 | 0 | 0 | 0 | 0 | 0 | 0 | 0 | 0 | 0 | 0 | 0 | 0 | 0 | 0 | 0 | 0 | 0 | 0
F3_Commercial_Lodging_Existing_Space Heating_Natural Gas_Boiler_E10 | F3 | Commercial | Lodging | Existing | Space Heating | Natural Gas | Boiler | E10 | System - kBTUs of Conusmption | 0 | 0 | 0 | 0 | 0 | 0 | 0 | 0 | 0 | 0 | 0 | 0 | 0 | 0 | 0 | 0 | 0 | 0 | 0 | 0 | 0 | 0 | 0 | 0 | 0 | 0 | 0 | 0 | 0 | 0
F4_Commercial_Lodging_Existing_Space Heating_Natural Gas_Boiler_E1 | F4 | Commercial | Lodging | Existing | Space Heating | Natural Gas | Boiler | E1 | Utility - Cost of Equipment | 0.1028 | 0.1028 | 0.1028 | 0.1028 | 0.1028 | 0.1028 | 0.1028 | 0.1028 | 0.1028 | 0.1028 | 0.1028 | 0.1028 | 0.1028 | 0.1028 | 0.1028 | 0.1028 | 0.1028 | 0.1028 | 0.1028 | 0.1028 | 0.1028 | 0.1028 | 0 | 0 | 0 | 0 | 0 | 0 | 0 | 0
F4_Commercial_Lodging_Existing_Space Heating_Natural Gas_Boiler_E2 | F4 | Commercial | Lodging | Existing | Space Heating | Natural Gas | Boiler | E2 | Utility - Cost of Equipment | 0.11487 | 0.11487 | 0.11487 | 0.11487 | 0.11487 | 0.11487 | 0.11487 | 0.11487 | 0.11487 | 0.11487 | 0.11487 | 0.11487 | 0.11487 | 0.11487 | 0.11487 | 0.11487 | 0.11487 | 0.11487 | 0.11487 | 0.11487 | 0.11487 | 0.11487 | 0 | 0 | 0 | 0 | 0 | 0 | 0 | 0
F4_Commercial_Lodging_Existing_Space Heating_Natural Gas_Boiler_E3 | F4 | Commercial | Lodging | Existing | Space Heating | Natural Gas | Boiler | E3 | Utility - Cost of Equipment | 0.13909 | 0.13909 | 0.13909 | 0.13909 | 0.13909 | 0.13909 | 0.13909 | 0.13909 | 0.13909 | 0.13909 | 0.13909 | 0.13909 | 0.13909 | 0.13909 | 0.13909 | 0.13909 | 0.13909 | 0.13909 | 0.13909 | 0.13909 | 0.13909 | 0.13909 | 0 | 0 | 0 | 0 | 0 | 0 | 0 | 0
F4_Commercial_Lodging_Existing_Space Heating_Natural Gas_Boiler_E4 | F4 | Commercial | Lodging | Existing | Space Heating | Natural Gas | Boiler | E4 | Utility - Cost of Equipment | 0.71007 | 0.71007 | 0.71007 | 0.71007 | 0.71007 | 0.71007 | 0.71007 | 0.71007 | 0.71007 | 0.71007 | 0.71007 | 0.71007 | 0.71007 | 0.71007 | 0.71007 | 0.71007 | 0.71007 | 0.71007 | 0.71007 | 0.71007 | 0.71007 | 0.71007 | 0 | 0 | 0 | 0 | 0 | 0 | 0 | 0
F4_Commercial_Lodging_Existing_Space Heating_Natural Gas_Boiler_E5 | F4 | Commercial | Lodging | Existing | Space Heating | Natural Gas | Boiler | E5 | Utility - Cost of Equipment | 0 | 0 | 0 | 0 | 0 | 0 | 0 | 0 | 0 | 0 | 0 | 0 | 0 | 0 | 0 | 0 | 0 | 0 | 0 | 0 | 0 | 0 | 0 | 0 | 0 | 0 | 0 | 0 | 0 | 0
F4_Commercial_Lodging_Existing_Space Heating_Natural Gas_Boiler_E6 | F4 | Commercial | Lodging | Existing | Space Heating | Natural Gas | Boiler | E6 | Utility - Cost of Equipment | 0 | 0 | 0 | 0 | 0 | 0 | 0 | 0 | 0 | 0 | 0 | 0 | 0 | 0 | 0 | 0 | 0 | 0 | 0 | 0 | 0 | 0 | 0 | 0 | 0 | 0 | 0 | 0 | 0 | 0
F4_Commercial_Lodging_Existing_Space Heating_Natural Gas_Boiler_E7 | F4 | Commercial | Lodging | Existing | Space Heating | Natural Gas | Boiler | E7 | Utility - Cost of Equipment | 0 | 0 | 0 | 0 | 0 | 0 | 0 | 0 | 0 | 0 | 0 | 0 | 0 | 0 | 0 | 0 | 0 | 0 | 0 | 0 | 0 | 0 | 0 | 0 | 0 | 0 | 0 | 0 | 0 | 0
F4_Commercial_Lodging_Existing_Space Heating_Natural Gas_Boiler_E8 | F4 | Commercial | Lodging | Existing | Space Heating | Natural Gas | Boiler | E8 | Utility - Cost of Equipment | 0 | 0 | 0 | 0 | 0 | 0 | 0 | 0 | 0 | 0 | 0 | 0 | 0 | 0 | 0 | 0 | 0 | 0 | 0 | 0 | 0 | 0 | 0 | 0 | 0 | 0 | 0 | 0 | 0 | 0
F4_Commercial_Lodging_Existing_Space Heating_Natural Gas_Boiler_E9 | F4 | Commercial | Lodging | Existing | Space Heating | Natural Gas | Boiler | E9 | Utility - Cost of Equipment | 0 | 0 | 0 | 0 | 0 | 0 | 0 | 0 | 0 | 0 | 0 | 0 | 0 | 0 | 0 | 0 | 0 | 0 | 0 | 0 | 0 | 0 | 0 | 0 | 0 | 0 | 0 | 0 | 0 | 0
F4_Commercial_Lodging_Existing_Space Heating_Natural Gas_Boiler_E10 | F4 | Commercial | Lodging | Existing | Space Heating | Natural Gas | Boiler | E10 | Utility - Cost of Equipment | 0 | 0 | 0 | 0 | 0 | 0 | 0 | 0 | 0 | 0 | 0 | 0 | 0 | 0 | 0 | 0 | 0 | 0 | 0 | 0 | 0 | 0 | 0 | 0 | 0 | 0 | 0 | 0 | 0 | 0
F5_Commercial_Lodging_Existing_Space Heating_Natural Gas_Boiler_E1 | F5 | Commercial | Lodging | Existing | Space Heating | Natural Gas | Boiler | E1 | Utility - Cost of Operation | 0.1678 | 0.16983 | 0.17199 | 0.17475 | 0.17803 | 0.18169 | 0.18519 | 0.18845 | 0.19165 | 0.19489 | 0.19825 | 0.20168 | 0.20513 | 0.20873 | 0.21229 | 0.21592 | 0.21972 | 0.22356 | 0.22747 | 0.2314 | 0.23534 | 0.23925 | 0 | 0 | 0 | 0 | 0 | 0 | 0 | 0
F5_Commercial_Lodging_Existing_Space Heating_Natural Gas_Boiler_E2 | F5 | Commercial | Lodging | Existing | Space Heating | Natural Gas | Boiler | E2 | Utility - Cost of Operation | 0.15793 | 0.15984 | 0.16187 | 0.16447 | 0.16755 | 0.17101 | 0.1743 | 0.17736 | 0.18038 | 0.18343 | 0.18659 | 0.18982 | 0.19307 | 0.19645 | 0.1998 | 0.20322 | 0.20679 | 0.21041 | 0.21409 | 0.21779 | 0.2215 | 0.22517 | 0 | 0 | 0 | 0 | 0 | 0 | 0 | 0
F5_Commercial_Lodging_Existing_Space Heating_Natural Gas_Boiler_E3 | F5 | Commercial | Lodging | Existing | Space Heating | Natural Gas | Boiler | E3 | Utility - Cost of Operation | 0.1384 | 0.14006 | 0.14185 | 0.14412 | 0.14683 | 0.14985 | 0.15273 | 0.15542 | 0.15806 | 0.16073 | 0.16351 | 0.16633 | 0.16918 | 0.17215 | 0.17508 | 0.17808 | 0.18121 | 0.18438 | 0.1876 | 0.19085 | 0.19409 | 0.19732 | 0 | 0 | 0 | 0 | 0 | 0 | 0 | 0
F5_Commercial_Lodging_Existing_Space Heating_Natural Gas_Boiler_E4 | F5 | Commercial | Lodging | Existing | Space Heating | Natural Gas | Boiler | E4 | Utility - Cost of Operation | 0.08911 | 0.090033 | 0.091095 | 0.092635 | 0.094568 | 0.096782 | 0.098812 | 0.10061 | 0.10232 | 0.10402 | 0.10576 | 0.10751 | 0.10923 | 0.11099 | 0.11271 | 0.11446 | 0.11632 | 0.1182 | 0.1201 | 0.12201 | 0.12391 | 0.1258 | 0 | 0 | 0 | 0 | 0 | 0 | 0 | 0
F5_Commercial_Lodging_Existing_Space Heating_Natural Gas_Boiler_E5 | F5 | Commercial | Lodging | Existing | Space Heating | Natural Gas | Boiler | E5 | Utility - Cost of Operation | 0 | 0 | 0 | 0 | 0 | 0 | 0 | 0 | 0 | 0 | 0 | 0 | 0 | 0 | 0 | 0 | 0 | 0 | 0 | 0 | 0 | 0 | 0 | 0 | 0 | 0 | 0 | 0 | 0 | 0
F5_Commercial_Lodging_Existing_Space Heating_Natural Gas_Boiler_E6 | F5 | Commercial | Lodging | Existing | Space Heating | Natural Gas | Boiler | E6 | Utility - Cost of Operation | 0 | 0 | 0 | 0 | 0 | 0 | 0 | 0 | 0 | 0 | 0 | 0 | 0 | 0 | 0 | 0 | 0 | 0 | 0 | 0 | 0 | 0 | 0 | 0 | 0 | 0 | 0 | 0 | 0 | 0
F5_Commercial_Lodging_Existing_Space Heating_Natural Gas_Boiler_E7 | F5 | Commercial | Lodging | Existing | Space Heating | Natural Gas | Boiler | E7 | Utility - Cost of Operation | 0 | 0 | 0 | 0 | 0 | 0 | 0 | 0 | 0 | 0 | 0 | 0 | 0 | 0 | 0 | 0 | 0 | 0 | 0 | 0 | 0 | 0 | 0 | 0 | 0 | 0 | 0 | 0 | 0 | 0
F5_Commercial_Lodging_Existing_Space Heating_Natural Gas_Boiler_E8 | F5 | Commercial | Lodging | Existing | Space Heating | Natural Gas | Boiler | E8 | Utility - Cost of Operation | 0 | 0 | 0 | 0 | 0 | 0 | 0 | 0 | 0 | 0 | 0 | 0 | 0 | 0 | 0 | 0 | 0 | 0 | 0 | 0 | 0 | 0 | 0 | 0 | 0 | 0 | 0 | 0 | 0 | 0
F5_Commercial_Lodging_Existing_Space Heating_Natural Gas_Boiler_E9 | F5 | Commercial | Lodging | Existing | Space Heating | Natural Gas | Boiler | E9 | Utility - Cost of Operation | 0 | 0 | 0 | 0 | 0 | 0 | 0 | 0 | 0 | 0 | 0 | 0 | 0 | 0 | 0 | 0 | 0 | 0 | 0 | 0 | 0 | 0 | 0 | 0 | 0 | 0 | 0 | 0 | 0 | 0
F5_Commercial_Lodging_Existing_Space Heating_Natural Gas_Boiler_E10 | F5 | Commercial | Lodging | Existing | Space Heating | Natural Gas | Boiler | E10 | Utility - Cost of Operation | 0 | 0 | 0 | 0 | 0 | 0 | 0 | 0 | 0 | 0 | 0 | 0 | 0 | 0 | 0 | 0 | 0 | 0 | 0 | 0 | 0 | 0 | 0 | 0 | 0 | 0 | 0 | 0 | 0 | 0
F6_Commercial_Lodging_Existing_Space Heating_Natural Gas_Boiler_E1 | F6 | Commercial | Lodging | Existing | Space Heating | Natural Gas | Boiler | E1 | Utility - Value of Sales | 0.20104 | 0.20346 | 0.20606 | 0.20936 | 0.21329 | 0.21768 | 0.22187 | 0.22577 | 0.22961 | 0.23349 | 0.23752 | 0.24162 | 0.24576 | 0.25007 | 0.25433 | 0.25869 | 0.26324 | 0.26784 | 0.27252 | 0.27724 | 0.28195 | 0.28664 | 0 | 0 | 0 | 0 | 0 | 0 | 0 | 0
F6_Commercial_Lodging_Existing_Space Heating_Natural Gas_Boiler_E2 | F6 | Commercial | Lodging | Existing | Space Heating | Natural Gas | Boiler | E2 | Utility - Value of Sales | 0.18921 | 0.19149 | 0.19393 | 0.19704 | 0.20074 | 0.20488 | 0.20882 | 0.21249 | 0.2161 | 0.21976 | 0.22355 | 0.22741 | 0.23131 | 0.23536 | 0.23937 | 0.24347 | 0.24775 | 0.25209 | 0.25649 | 0.26093 | 0.26537 | 0.26977 | 0 | 0 | 0 | 0 | 0 | 0 | 0 | 0
F6_Commercial_Lodging_Existing_Space Heating_Natural Gas_Boiler_E3 | F6 | Commercial | Lodging | Existing | Space Heating | Natural Gas | Boiler | E3 | Utility - Value of Sales | 0.16581 | 0.1678 | 0.16994 | 0.17267 | 0.17591 | 0.17953 | 0.18298 | 0.1862 | 0.18937 | 0.19257 | 0.19589 | 0.19928 | 0.20269 | 0.20624 | 0.20976 | 0.21335 | 0.2171 | 0.2209 | 0.22476 | 0.22865 | 0.23254 | 0.2364 | 0 | 0 | 0 | 0 | 0 | 0 | 0 | 0
F6_Commercial_Lodging_Existing_Space Heating_Natural Gas_Boiler_E4 | F6 | Commercial | Lodging | Existing | Space Heating | Natural Gas | Boiler | E4 | Utility - Value of Sales | 0.10676 | 0.10787 | 0.10914 | 0.11098 | 0.1133 | 0.11595 | 0.11838 | 0.12054 | 0.12258 | 0.12462 | 0.12671 | 0.12881 | 0.13086 | 0.13298 | 0.13503 | 0.13714 | 0.13936 | 0.14161 | 0.14388 | 0.14617 | 0.14845 | 0.15072 | 0 | 0 | 0 | 0 | 0 | 0 | 0 | 0
F6_Commercial_Lodging_Existing_Space Heating_Natural Gas_Boiler_E5 | F6 | Commercial | Lodging | Existing | Space Heating | Natural Gas | Boiler | E5 | Utility - Value of Sales | 0 | 0 | 0 | 0 | 0 | 0 | 0 | 0 | 0 | 0 | 0 | 0 | 0 | 0 | 0 | 0 | 0 | 0 | 0 | 0 | 0 | 0 | 0 | 0 | 0 | 0 | 0 | 0 | 0 | 0
F6_Commercial_Lodging_Existing_Space Heating_Natural Gas_Boiler_E6 | F6 | Commercial | Lodging | Existing | Space Heating | Natural Gas | Boiler | E6 | Utility - Value of Sales | 0 | 0 | 0 | 0 | 0 | 0 | 0 | 0 | 0 | 0 | 0 | 0 | 0 | 0 | 0 | 0 | 0 | 0 | 0 | 0 | 0 | 0 | 0 | 0 | 0 | 0 | 0 | 0 | 0 | 0
F6_Commercial_Lodging_Existing_Space Heating_Natural Gas_Boiler_E7 | F6 | Commercial | Lodging | Existing | Space Heating | Natural Gas | Boiler | E7 | Utility - Value of Sales | 0 | 0 | 0 | 0 | 0 | 0 | 0 | 0 | 0 | 0 | 0 | 0 | 0 | 0 | 0 | 0 | 0 | 0 | 0 | 0 | 0 | 0 | 0 | 0 | 0 | 0 | 0 | 0 | 0 | 0
F6_Commercial_Lodging_Existing_Space Heating_Natural Gas_Boiler_E8 | F6 | Commercial | Lodging | Existing | Space Heating | Natural Gas | Boiler | E8 | Utility - Value of Sales | 0 | 0 | 0 | 0 | 0 | 0 | 0 | 0 | 0 | 0 | 0 | 0 | 0 | 0 | 0 | 0 | 0 | 0 | 0 | 0 | 0 | 0 | 0 | 0 | 0 | 0 | 0 | 0 | 0 | 0
F6_Commercial_Lodging_Existing_Space Heating_Natural Gas_Boiler_E9 | F6 | Commercial | Lodging | Existing | Space Heating | Natural Gas | Boiler | E9 | Utility - Value of Sales | 0 | 0 | 0 | 0 | 0 | 0 | 0 | 0 | 0 | 0 | 0 | 0 | 0 | 0 | 0 | 0 | 0 | 0 | 0 | 0 | 0 | 0 | 0 | 0 | 0 | 0 | 0 | 0 | 0 | 0
F6_Commercial_Lodging_Existing_Space Heating_Natural Gas_Boiler_E10 | F6 | Commercial | Lodging | Existing | Space Heating | Natural Gas | Boiler | E10 | Utility - Value of Sales | 0 | 0 | 0 | 0 | 0 | 0 | 0 | 0 | 0 | 0 | 0 | 0 | 0 | 0 | 0 | 0 | 0 | 0 | 0 | 0 | 0 | 0 | 0 | 0 | 0 | 0 | 0 | 0 | 0 | 0
F1_Commercial_Lodging_Existing_Space Heating_Natural Gas_Unit Heater_E1 | F1 | Commercial | Lodging | Existing | Space Heating | Natural Gas | Unit Heater | E1 | Participant - Cost of Equipment | 0.0092686 | 0.0092686 | 0.0092686 | 0.0092686 | 0.0092686 | 0.0092686 | 0.0092686 | 0.0092686 | 0.0092686 | 0.0092686 | 0.0092686 | 0.0092686 | 0.0092686 | 0.0092686 | 0.0092686 | 0.0092686 | 0.0092686 | 0.0092686 | 0.0092686 | 0.0092686 | 0.0092686 | 0.0092686 | 0 | 0 | 0 | 0 | 0 | 0 | 0 | 0
F1_Commercial_Lodging_Existing_Space Heating_Natural Gas_Unit Heater_E2 | F1 | Commercial | Lodging | Existing | Space Heating | Natural Gas | Unit Heater | E2 | Participant - Cost of Equipment | 0.020327 | 0.020327 | 0.020327 | 0.020327 | 0.020327 | 0.020327 | 0.020327 | 0.020327 | 0.020327 | 0.020327 | 0.020327 | 0.020327 | 0.020327 | 0.020327 | 0.020327 | 0.020327 | 0.020327 | 0.020327 | 0.020327 | 0.020327 | 0.020327 | 0.020327 | 0 | 0 | 0 | 0 | 0 | 0 | 0 | 0
F1_Commercial_Lodging_Existing_Space Heating_Natural Gas_Unit Heater_E3 | F1 | Commercial | Lodging | Existing | Space Heating | Natural Gas | Unit Heater | E3 | Participant - Cost of Equipment | 0.010836 | 0.010836 | 0.010836 | 0.010836 | 0.010836 | 0.010836 | 0.010836 | 0.010836 | 0.010836 | 0.010836 | 0.010836 | 0.010836 | 0.010836 | 0.010836 | 0.010836 | 0.010836 | 0.010836 | 0.010836 | 0.010836 | 0.010836 | 0.010836 | 0.010836 | 0 | 0 | 0 | 0 | 0 | 0 | 0 | 0
F1_Commercial_Lodging_Existing_Space Heating_Natural Gas_Unit Heater_E4 | F1 | Commercial | Lodging | Existing | Space Heating | Natural Gas | Unit Heater | E4 | Participant - Cost of Equipment | 0 | 0 | 0 | 0 | 0 | 0 | 0 | 0 | 0 | 0 | 0 | 0 | 0 | 0 | 0 | 0 | 0 | 0 | 0 | 0 | 0 | 0 | 0 | 0 | 0 | 0 | 0 | 0 | 0 | 0
F1_Commercial_Lodging_Existing_Space Heating_Natural Gas_Unit Heater_E5 | F1 | Commercial | Lodging | Existing | Space Heating | Natural Gas | Unit Heater | E5 | Participant - Cost of Equipment | 0 | 0 | 0 | 0 | 0 | 0 | 0 | 0 | 0 | 0 | 0 | 0 | 0 | 0 | 0 | 0 | 0 | 0 | 0 | 0 | 0 | 0 | 0 | 0 | 0 | 0 | 0 | 0 | 0 | 0
F1_Commercial_Lodging_Existing_Space Heating_Natural Gas_Unit Heater_E6 | F1 | Commercial | Lodging | Existing | Space Heating | Natural Gas | Unit Heater | E6 | Participant - Cost of Equipment | 0 | 0 | 0 | 0 | 0 | 0 | 0 | 0 | 0 | 0 | 0 | 0 | 0 | 0 | 0 | 0 | 0 | 0 | 0 | 0 | 0 | 0 | 0 | 0 | 0 | 0 | 0 | 0 | 0 | 0
F1_Commercial_Lodging_Existing_Space Heating_Natural Gas_Unit Heater_E7 | F1 | Commercial | Lodging | Existing | Space Heating | Natural Gas | Unit Heater | E7 | Participant - Cost of Equipment | 0 | 0 | 0 | 0 | 0 | 0 | 0 | 0 | 0 | 0 | 0 | 0 | 0 | 0 | 0 | 0 | 0 | 0 | 0 | 0 | 0 | 0 | 0 | 0 | 0 | 0 | 0 | 0 | 0 | 0
F1_Commercial_Lodging_Existing_Space Heating_Natural Gas_Unit Heater_E8 | F1 | Commercial | Lodging | Existing | Space Heating | Natural Gas | Unit Heater | E8 | Participant - Cost of Equipment | 0 | 0 | 0 | 0 | 0 | 0 | 0 | 0 | 0 | 0 | 0 | 0 | 0 | 0 | 0 | 0 | 0 | 0 | 0 | 0 | 0 | 0 | 0 | 0 | 0 | 0 | 0 | 0 | 0 | 0
F1_Commercial_Lodging_Existing_Space Heating_Natural Gas_Unit Heater_E9 | F1 | Commercial | Lodging | Existing | Space Heating | Natural Gas | Unit Heater | E9 | Participant - Cost of Equipment | 0 | 0 | 0 | 0 | 0 | 0 | 0 | 0 | 0 | 0 | 0 | 0 | 0 | 0 | 0 | 0 | 0 | 0 | 0 | 0 | 0 | 0 | 0 | 0 | 0 | 0 | 0 | 0 | 0 | 0
F1_Commercial_Lodging_Existing_Space Heating_Natural Gas_Unit Heater_E10 | F1 | Commercial | Lodging | Existing | Space Heating | Natural Gas | Unit Heater | E10 | Participant - Cost of Equipment | 0 | 0 | 0 | 0 | 0 | 0 | 0 | 0 | 0 | 0 | 0 | 0 | 0 | 0 | 0 | 0 | 0 | 0 | 0 | 0 | 0 | 0 | 0 | 0 | 0 | 0 | 0 | 0 | 0 | 0
F2_Commercial_Lodging_Existing_Space Heating_Natural Gas_Unit Heater_E1 | F2 | Commercial | Lodging | Existing | Space Heating | Natural Gas | Unit Heater | E1 | Participant - Cost of Operation | 0.13007 | 0.13118 | 0.13251 | 0.13472 | 0.13766 | 0.14112 | 0.14431 | 0.14714 | 0.1499 | 0.15256 | 0.15526 | 0.15787 | 0.16033 | 0.1628 | 0.16516 | 0.16758 | 0.17016 | 0.17276 | 0.17539 | 0.17802 | 0.18063 | 0.1832 | 0 | 0 | 0 | 0 | 0 | 0 | 0 | 0
F2_Commercial_Lodging_Existing_Space Heating_Natural Gas_Unit Heater_E2 | F2 | Commercial | Lodging | Existing | Space Heating | Natural Gas | Unit Heater | E2 | Participant - Cost of Operation | 0.12388 | 0.12494 | 0.12621 | 0.1283 | 0.1311 | 0.13441 | 0.13744 | 0.14014 | 0.14276 | 0.1453 | 0.14787 | 0.15036 | 0.1527 | 0.15505 | 0.1573 | 0.1596 | 0.16206 | 0.16454 | 0.16704 | 0.16955 | 0.17203 | 0.17448 | 0 | 0 | 0 | 0 | 0 | 0 | 0 | 0
F2_Commercial_Lodging_Existing_Space Heating_Natural Gas_Unit Heater_E3 | F2 | Commercial | Lodging | Existing | Space Heating | Natural Gas | Unit Heater | E3 | Participant - Cost of Operation | 0.11298 | 0.11414 | 0.11548 | 0.11747 | 0.11995 | 0.12277 | 0.12536 | 0.12765 | 0.12982 | 0.13196 | 0.13415 | 0.13634 | 0.13846 | 0.1407 | 0.14288 | 0.1451 | 0.14746 | 0.14984 | 0.15224 | 0.15467 | 0.15708 | 0.15948 | 0 | 0 | 0 | 0 | 0 | 0 | 0 | 0
F2_Commercial_Lodging_Existing_Space Heating_Natural Gas_Unit Heater_E4 | F2 | Commercial | Lodging | Existing | Space Heating | Natural Gas | Unit Heater | E4 | Participant - Cost of Operation | 0 | 0 | 0 | 0 | 0 | 0 | 0 | 0 | 0 | 0 | 0 | 0 | 0 | 0 | 0 | 0 | 0 | 0 | 0 | 0 | 0 | 0 | 0 | 0 | 0 | 0 | 0 | 0 | 0 | 0
F2_Commercial_Lodging_Existing_Space Heating_Natural Gas_Unit Heater_E5 | F2 | Commercial | Lodging | Existing | Space Heating | Natural Gas | Unit Heater | E5 | Participant - Cost of Operation | 0 | 0 | 0 | 0 | 0 | 0 | 0 | 0 | 0 | 0 | 0 | 0 | 0 | 0 | 0 | 0 | 0 | 0 | 0 | 0 | 0 | 0 | 0 | 0 | 0 | 0 | 0 | 0 | 0 | 0
F2_Commercial_Lodging_Existing_Space Heating_Natural Gas_Unit Heater_E6 | F2 | Commercial | Lodging | Existing | Space Heating | Natural Gas | Unit Heater | E6 | Participant - Cost of Operation | 0 | 0 | 0 | 0 | 0 | 0 | 0 | 0 | 0 | 0 | 0 | 0 | 0 | 0 | 0 | 0 | 0 | 0 | 0 | 0 | 0 | 0 | 0 | 0 | 0 | 0 | 0 | 0 | 0 | 0
F2_Commercial_Lodging_Existing_Space Heating_Natural Gas_Unit Heater_E7 | F2 | Commercial | Lodging | Existing | Space Heating | Natural Gas | Unit Heater | E7 | Participant - Cost of Operation | 0 | 0 | 0 | 0 | 0 | 0 | 0 | 0 | 0 | 0 | 0 | 0 | 0 | 0 | 0 | 0 | 0 | 0 | 0 | 0 | 0 | 0 | 0 | 0 | 0 | 0 | 0 | 0 | 0 | 0
F2_Commercial_Lodging_Existing_Space Heating_Natural Gas_Unit Heater_E8 | F2 | Commercial | Lodging | Existing | Space Heating | Natural Gas | Unit Heater | E8 | Participant - Cost of Operation | 0 | 0 | 0 | 0 | 0 | 0 | 0 | 0 | 0 | 0 | 0 | 0 | 0 | 0 | 0 | 0 | 0 | 0 | 0 | 0 | 0 | 0 | 0 | 0 | 0 | 0 | 0 | 0 | 0 | 0
F2_Commercial_Lodging_Existing_Space Heating_Natural Gas_Unit Heater_E9 | F2 | Commercial | Lodging | Existing | Space Heating | Natural Gas | Unit Heater | E9 | Participant - Cost of Operation | 0 | 0 | 0 | 0 | 0 | 0 | 0 | 0 | 0 | 0 | 0 | 0 | 0 | 0 | 0 | 0 | 0 | 0 | 0 | 0 | 0 | 0 | 0 | 0 | 0 | 0 | 0 | 0 | 0 | 0
F2_Commercial_Lodging_Existing_Space Heating_Natural Gas_Unit Heater_E10 | F2 | Commercial | Lodging | Existing | Space Heating | Natural Gas | Unit Heater | E10 | Participant - Cost of Operation | 0 | 0 | 0 | 0 | 0 | 0 | 0 | 0 | 0 | 0 | 0 | 0 | 0 | 0 | 0 | 0 | 0 | 0 | 0 | 0 | 0 | 0 | 0 | 0 | 0 | 0 | 0 | 0 | 0 | 0
F3_Commercial_Lodging_Existing_Space Heating_Natural Gas_Unit Heater_E1 | F3 | Commercial | Lodging | Existing | Space Heating | Natural Gas | Unit Heater | E1 | System - kBTUs of Conusmption | 12.1984 | 12.2349 | 12.2753 | 12.3681 | 12.4503 | 12.5195 | 12.5721 | 12.6243 | 12.6729 | 12.7039 | 12.7144 | 12.7121 | 12.6932 | 12.6572 | 12.6128 | 12.5695 | 12.523 | 12.4732 | 12.4164 | 12.3617 | 12.3049 | 12.2465 | 0 | 0 | 0 | 0 | 0 | 0 | 0 | 0
F3_Commercial_Lodging_Existing_Space Heating_Natural Gas_Unit Heater_E2 | F3 | Commercial | Lodging | Existing | Space Heating | Natural Gas | Unit Heater | E2 | System - kBTUs of Conusmption | 11.6178 | 11.6525 | 11.691 | 11.7795 | 11.8577 | 11.9236 | 11.9737 | 12.0234 | 12.0697 | 12.0992 | 12.1092 | 12.107 | 12.0891 | 12.0548 | 12.0125 | 11.9712 | 11.9269 | 11.8795 | 11.8254 | 11.7733 | 11.7192 | 11.6636 | 0 | 0 | 0 | 0 | 0 | 0 | 0 | 0
F3_Commercial_Lodging_Existing_Space Heating_Natural Gas_Unit Heater_E3 | F3 | Commercial | Lodging | Existing | Space Heating | Natural Gas | Unit Heater | E3 | System - kBTUs of Conusmption | 10.4535 | 10.4853 | 10.519 | 10.5882 | 10.6438 | 10.686 | 10.7115 | 10.7314 | 10.7426 | 10.7453 | 10.7373 | 10.7239 | 10.7024 | 10.6779 | 10.6477 | 10.6182 | 10.5866 | 10.5527 | 10.5141 | 10.4769 | 10.4383 | 10.3986 | 0 | 0 | 0 | 0 | 0 | 0 | 0 | 0
F3_Commercial_Lodging_Existing_Space Heating_Natural Gas_Unit Heater_E4 | F3 | Commercial | Lodging | Existing | Space Heating | Natural Gas | Unit Heater | E4 | System - kBTUs of Conusmption | 0 | 0 | 0 | 0 | 0 | 0 | 0 | 0 | 0 | 0 | 0 | 0 | 0 | 0 | 0 | 0 | 0 | 0 | 0 | 0 | 0 | 0 | 0 | 0 | 0 | 0 | 0 | 0 | 0 | 0
F3_Commercial_Lodging_Existing_Space Heating_Natural Gas_Unit Heater_E5 | F3 | Commercial | Lodging | Existing | Space Heating | Natural Gas | Unit Heater | E5 | System - kBTUs of Conusmption | 0 | 0 | 0 | 0 | 0 | 0 | 0 | 0 | 0 | 0 | 0 | 0 | 0 | 0 | 0 | 0 | 0 | 0 | 0 | 0 | 0 | 0 | 0 | 0 | 0 | 0 | 0 | 0 | 0 | 0
F3_Commercial_Lodging_Existing_Space Heating_Natural Gas_Unit Heater_E6 | F3 | Commercial | Lodging | Existing | Space Heating | Natural Gas | Unit Heater | E6 | System - kBTUs of Conusmption | 0 | 0 | 0 | 0 | 0 | 0 | 0 | 0 | 0 | 0 | 0 | 0 | 0 | 0 | 0 | 0 | 0 | 0 | 0 | 0 | 0 | 0 | 0 | 0 | 0 | 0 | 0 | 0 | 0 | 0
F3_Commercial_Lodging_Existing_Space Heating_Natural Gas_Unit Heater_E7 | F3 | Commercial | Lodging | Existing | Space Heating | Natural Gas | Unit Heater | E7 | System - kBTUs of Conusmption | 0 | 0 | 0 | 0 | 0 | 0 | 0 | 0 | 0 | 0 | 0 | 0 | 0 | 0 | 0 | 0 | 0 | 0 | 0 | 0 | 0 | 0 | 0 | 0 | 0 | 0 | 0 | 0 | 0 | 0
F3_Commercial_Lodging_Existing_Space Heating_Natural Gas_Unit Heater_E8 | F3 | Commercial | Lodging | Existing | Space Heating | Natural Gas | Unit Heater | E8 | System - kBTUs of Conusmption | 0 | 0 | 0 | 0 | 0 | 0 | 0 | 0 | 0 | 0 | 0 | 0 | 0 | 0 | 0 | 0 | 0 | 0 | 0 | 0 | 0 | 0 | 0 | 0 | 0 | 0 | 0 | 0 | 0 | 0
F3_Commercial_Lodging_Existing_Space Heating_Natural Gas_Unit Heater_E9 | F3 | Commercial | Lodging | Existing | Space Heating | Natural Gas | Unit Heater | E9 | System - kBTUs of Conusmption | 0 | 0 | 0 | 0 | 0 | 0 | 0 | 0 | 0 | 0 | 0 | 0 | 0 | 0 | 0 | 0 | 0 | 0 | 0 | 0 | 0 | 0 | 0 | 0 | 0 | 0 | 0 | 0 | 0 | 0
F3_Commercial_Lodging_Existing_Space Heating_Natural Gas_Unit Heater_E10 | F3 | Commercial | Lodging | Existing | Space Heating | Natural Gas | Unit Heater | E10 | System - kBTUs of Conusmption | 0 | 0 | 0 | 0 | 0 | 0 | 0 | 0 | 0 | 0 | 0 | 0 | 0 | 0 | 0 | 0 | 0 | 0 | 0 | 0 | 0 | 0 | 0 | 0 | 0 | 0 | 0 | 0 | 0 | 0
F4_Commercial_Lodging_Existing_Space Heating_Natural Gas_Unit Heater_E1 | F4 | Commercial | Lodging | Existing | Space Heating | Natural Gas | Unit Heater | E1 | Utility - Cost of Equipment | 0.0092686 | 0.0092686 | 0.0092686 | 0.0092686 | 0.0092686 | 0.0092686 | 0.0092686 | 0.0092686 | 0.0092686 | 0.0092686 | 0.0092686 | 0.0092686 | 0.0092686 | 0.0092686 | 0.0092686 | 0.0092686 | 0.0092686 | 0.0092686 | 0.0092686 | 0.0092686 | 0.0092686 | 0.0092686 | 0 | 0 | 0 | 0 | 0 | 0 | 0 | 0
F4_Commercial_Lodging_Existing_Space Heating_Natural Gas_Unit Heater_E2 | F4 | Commercial | Lodging | Existing | Space Heating | Natural Gas | Unit Heater | E2 | Utility - Cost of Equipment | 0.020327 | 0.020327 | 0.020327 | 0.020327 | 0.020327 | 0.020327 | 0.020327 | 0.020327 | 0.020327 | 0.020327 | 0.020327 | 0.020327 | 0.020327 | 0.020327 | 0.020327 | 0.020327 | 0.020327 | 0.020327 | 0.020327 | 0.020327 | 0.020327 | 0.020327 | 0 | 0 | 0 | 0 | 0 | 0 | 0 | 0
F4_Commercial_Lodging_Existing_Space Heating_Natural Gas_Unit Heater_E3 | F4 | Commercial | Lodging | Existing | Space Heating | Natural Gas | Unit Heater | E3 | Utility - Cost of Equipment | 0.010836 | 0.010836 | 0.010836 | 0.010836 | 0.010836 | 0.010836 | 0.010836 | 0.010836 | 0.010836 | 0.010836 | 0.010836 | 0.010836 | 0.010836 | 0.010836 | 0.010836 | 0.010836 | 0.010836 | 0.010836 | 0.010836 | 0.010836 | 0.010836 | 0.010836 | 0 | 0 | 0 | 0 | 0 | 0 | 0 | 0
F4_Commercial_Lodging_Existing_Space Heating_Natural Gas_Unit Heater_E4 | F4 | Commercial | Lodging | Existing | Space Heating | Natural Gas | Unit Heater | E4 | Utility - Cost of Equipment | 0 | 0 | 0 | 0 | 0 | 0 | 0 | 0 | 0 | 0 | 0 | 0 | 0 | 0 | 0 | 0 | 0 | 0 | 0 | 0 | 0 | 0 | 0 | 0 | 0 | 0 | 0 | 0 | 0 | 0
F4_Commercial_Lodging_Existing_Space Heating_Natural Gas_Unit Heater_E5 | F4 | Commercial | Lodging | Existing | Space Heating | Natural Gas | Unit Heater | E5 | Utility - Cost of Equipment | 0 | 0 | 0 | 0 | 0 | 0 | 0 | 0 | 0 | 0 | 0 | 0 | 0 | 0 | 0 | 0 | 0 | 0 | 0 | 0 | 0 | 0 | 0 | 0 | 0 | 0 | 0 | 0 | 0 | 0
F4_Commercial_Lodging_Existing_Space Heating_Natural Gas_Unit Heater_E6 | F4 | Commercial | Lodging | Existing | Space Heating | Natural Gas | Unit Heater | E6 | Utility - Cost of Equipment | 0 | 0 | 0 | 0 | 0 | 0 | 0 | 0 | 0 | 0 | 0 | 0 | 0 | 0 | 0 | 0 | 0 | 0 | 0 | 0 | 0 | 0 | 0 | 0 | 0 | 0 | 0 | 0 | 0 | 0
F4_Commercial_Lodging_Existing_Space Heating_Natural Gas_Unit Heater_E7 | F4 | Commercial | Lodging | Existing | Space Heating | Natural Gas | Unit Heater | E7 | Utility - Cost of Equipment | 0 | 0 | 0 | 0 | 0 | 0 | 0 | 0 | 0 | 0 | 0 | 0 | 0 | 0 | 0 | 0 | 0 | 0 | 0 | 0 | 0 | 0 | 0 | 0 | 0 | 0 | 0 | 0 | 0 | 0
F4_Commercial_Lodging_Existing_Space Heating_Natural Gas_Unit Heater_E8 | F4 | Commercial | Lodging | Existing | Space Heating | Natural Gas | Unit Heater | E8 | Utility - Cost of Equipment | 0 | 0 | 0 | 0 | 0 | 0 | 0 | 0 | 0 | 0 | 0 | 0 | 0 | 0 | 0 | 0 | 0 | 0 | 0 | 0 | 0 | 0 | 0 | 0 | 0 | 0 | 0 | 0 | 0 | 0
F4_Commercial_Lodging_Existing_Space Heating_Natural Gas_Unit Heater_E9 | F4 | Commercial | Lodging | Existing | Space Heating | Natural Gas | Unit Heater | E9 | Utility - Cost of Equipment | 0 | 0 | 0 | 0 | 0 | 0 | 0 | 0 | 0 | 0 | 0 | 0 | 0 | 0 | 0 | 0 | 0 | 0 | 0 | 0 | 0 | 0 | 0 | 0 | 0 | 0 | 0 | 0 | 0 | 0
F4_Commercial_Lodging_Existing_Space Heating_Natural Gas_Unit Heater_E10 | F4 | Commercial | Lodging | Existing | Space Heating | Natural Gas | Unit Heater | E10 | Utility - Cost of Equipment | 0 | 0 | 0 | 0 | 0 | 0 | 0 | 0 | 0 | 0 | 0 | 0 | 0 | 0 | 0 | 0 | 0 | 0 | 0 | 0 | 0 | 0 | 0 | 0 | 0 | 0 | 0 | 0 | 0 | 0
F5_Commercial_Lodging_Existing_Space Heating_Natural Gas_Unit Heater_E1 | F5 | Commercial | Lodging | Existing | Space Heating | Natural Gas | Unit Heater | E1 | Utility - Cost of Operation | 0.10857 | 0.10949 | 0.11061 | 0.11245 | 0.1149 | 0.11779 | 0.12045 | 0.12282 | 0.12511 | 0.12734 | 0.12959 | 0.13177 | 0.13383 | 0.13589 | 0.13785 | 0.13987 | 0.14203 | 0.1442 | 0.14639 | 0.14859 | 0.15077 | 0.15291 | 0 | 0 | 0 | 0 | 0 | 0 | 0 | 0
F5_Commercial_Lodging_Existing_Space Heating_Natural Gas_Unit Heater_E2 | F5 | Commercial | Lodging | Existing | Space Heating | Natural Gas | Unit Heater | E2 | Utility - Cost of Operation | 0.1034 | 0.10428 | 0.10534 | 0.10709 | 0.10943 | 0.11219 | 0.11472 | 0.11697 | 0.11916 | 0.12128 | 0.12342 | 0.1255 | 0.12746 | 0.12942 | 0.13129 | 0.13321 | 0.13527 | 0.13734 | 0.13943 | 0.14152 | 0.14359 | 0.14563 | 0 | 0 | 0 | 0 | 0 | 0 | 0 | 0
F5_Commercial_Lodging_Existing_Space Heating_Natural Gas_Unit Heater_E3 | F5 | Commercial | Lodging | Existing | Space Heating | Natural Gas | Unit Heater | E3 | Utility - Cost of Operation | 0.094298 | 0.095273 | 0.096392 | 0.098052 | 0.10012 | 0.10247 | 0.10464 | 0.10654 | 0.10835 | 0.11014 | 0.11197 | 0.1138 | 0.11557 | 0.11744 | 0.11925 | 0.12111 | 0.12308 | 0.12507 | 0.12707 | 0.1291 | 0.13111 | 0.13311 | 0 | 0 | 0 | 0 | 0 | 0 | 0 | 0
F5_Commercial_Lodging_Existing_Space Heating_Natural Gas_Unit Heater_E4 | F5 | Commercial | Lodging | Existing | Space Heating | Natural Gas | Unit Heater | E4 | Utility - Cost of Operation | 0 | 0 | 0 | 0 | 0 | 0 | 0 | 0 | 0 | 0 | 0 | 0 | 0 | 0 | 0 | 0 | 0 | 0 | 0 | 0 | 0 | 0 | 0 | 0 | 0 | 0 | 0 | 0 | 0 | 0
F5_Commercial_Lodging_Existing_Space Heating_Natural Gas_Unit Heater_E5 | F5 | Commercial | Lodging | Existing | Space Heating | Natural Gas | Unit Heater | E5 | Utility - Cost of Operation | 0 | 0 | 0 | 0 | 0 | 0 | 0 | 0 | 0 | 0 | 0 | 0 | 0 | 0 | 0 | 0 | 0 | 0 | 0 | 0 | 0 | 0 | 0 | 0 | 0 | 0 | 0 | 0 | 0 | 0
F5_Commercial_Lodging_Existing_Space Heating_Natural Gas_Unit Heater_E6 | F5 | Commercial | Lodging | Existing | Space Heating | Natural Gas | Unit Heater | E6 | Utility - Cost of Operation | 0 | 0 | 0 | 0 | 0 | 0 | 0 | 0 | 0 | 0 | 0 | 0 | 0 | 0 | 0 | 0 | 0 | 0 | 0 | 0 | 0 | 0 | 0 | 0 | 0 | 0 | 0 | 0 | 0 | 0
F5_Commercial_Lodging_Existing_Space Heating_Natural Gas_Unit Heater_E7 | F5 | Commercial | Lodging | Existing | Space Heating | Natural Gas | Unit Heater | E7 | Utility - Cost of Operation | 0 | 0 | 0 | 0 | 0 | 0 | 0 | 0 | 0 | 0 | 0 | 0 | 0 | 0 | 0 | 0 | 0 | 0 | 0 | 0 | 0 | 0 | 0 | 0 | 0 | 0 | 0 | 0 | 0 | 0
F5_Commercial_Lodging_Existing_Space Heating_Natural Gas_Unit Heater_E8 | F5 | Commercial | Lodging | Existing | Space Heating | Natural Gas | Unit Heater | E8 | Utility - Cost of Operation | 0 | 0 | 0 | 0 | 0 | 0 | 0 | 0 | 0 | 0 | 0 | 0 | 0 | 0 | 0 | 0 | 0 | 0 | 0 | 0 | 0 | 0 | 0 | 0 | 0 | 0 | 0 | 0 | 0 | 0
F5_Commercial_Lodging_Existing_Space Heating_Natural Gas_Unit Heater_E9 | F5 | Commercial | Lodging | Existing | Space Heating | Natural Gas | Unit Heater | E9 | Utility - Cost of Operation | 0 | 0 | 0 | 0 | 0 | 0 | 0 | 0 | 0 | 0 | 0 | 0 | 0 | 0 | 0 | 0 | 0 | 0 | 0 | 0 | 0 | 0 | 0 | 0 | 0 | 0 | 0 | 0 | 0 | 0
F5_Commercial_Lodging_Existing_Space Heating_Natural Gas_Unit Heater_E10 | F5 | Commercial | Lodging | Existing | Space Heating | Natural Gas | Unit Heater | E10 | Utility - Cost of Operation | 0 | 0 | 0 | 0 | 0 | 0 | 0 | 0 | 0 | 0 | 0 | 0 | 0 | 0 | 0 | 0 | 0 | 0 | 0 | 0 | 0 | 0 | 0 | 0 | 0 | 0 | 0 | 0 | 0 | 0
F6_Commercial_Lodging_Existing_Space Heating_Natural Gas_Unit Heater_E1 | F6 | Commercial | Lodging | Existing | Space Heating | Natural Gas | Unit Heater | E1 | Utility - Value of Sales | 0.13007 | 0.13118 | 0.13251 | 0.13472 | 0.13766 | 0.14112 | 0.14431 | 0.14714 | 0.1499 | 0.15256 | 0.15526 | 0.15787 | 0.16033 | 0.1628 | 0.16516 | 0.16758 | 0.17016 | 0.17276 | 0.17539 | 0.17802 | 0.18063 | 0.1832 | 0 | 0 | 0 | 0 | 0 | 0 | 0 | 0
F6_Commercial_Lodging_Existing_Space Heating_Natural Gas_Unit Heater_E2 | F6 | Commercial | Lodging | Existing | Space Heating | Natural Gas | Unit Heater | E2 | Utility - Value of Sales | 0.12388 | 0.12494 | 0.12621 | 0.1283 | 0.1311 | 0.13441 | 0.13744 | 0.14014 | 0.14276 | 0.1453 | 0.14787 | 0.15036 | 0.1527 | 0.15505 | 0.1573 | 0.1596 | 0.16206 | 0.16454 | 0.16704 | 0.16955 | 0.17203 | 0.17448 | 0 | 0 | 0 | 0 | 0 | 0 | 0 | 0
F6_Commercial_Lodging_Existing_Space Heating_Natural Gas_Unit Heater_E3 | F6 | Commercial | Lodging | Existing | Space Heating | Natural Gas | Unit Heater | E3 | Utility - Value of Sales | 0.11298 | 0.11414 | 0.11548 | 0.11747 | 0.11995 | 0.12277 | 0.12536 | 0.12765 | 0.12982 | 0.13196 | 0.13415 | 0.13634 | 0.13846 | 0.1407 | 0.14288 | 0.1451 | 0.14746 | 0.14984 | 0.15224 | 0.15467 | 0.15708 | 0.15948 | 0 | 0 | 0 | 0 | 0 | 0 | 0 | 0
F6_Commercial_Lodging_Existing_Space Heating_Natural Gas_Unit Heater_E4 | F6 | Commercial | Lodging | Existing | Space Heating | Natural Gas | Unit Heater | E4 | Utility - Value of Sales | 0 | 0 | 0 | 0 | 0 | 0 | 0 | 0 | 0 | 0 | 0 | 0 | 0 | 0 | 0 | 0 | 0 | 0 | 0 | 0 | 0 | 0 | 0 | 0 | 0 | 0 | 0 | 0 | 0 | 0
F6_Commercial_Lodging_Existing_Space Heating_Natural Gas_Unit Heater_E5 | F6 | Commercial | Lodging | Existing | Space Heating | Natural Gas | Unit Heater | E5 | Utility - Value of Sales | 0 | 0 | 0 | 0 | 0 | 0 | 0 | 0 | 0 | 0 | 0 | 0 | 0 | 0 | 0 | 0 | 0 | 0 | 0 | 0 | 0 | 0 | 0 | 0 | 0 | 0 | 0 | 0 | 0 | 0
F6_Commercial_Lodging_Existing_Space Heating_Natural Gas_Unit Heater_E6 | F6 | Commercial | Lodging | Existing | Space Heating | Natural Gas | Unit Heater | E6 | Utility - Value of Sales | 0 | 0 | 0 | 0 | 0 | 0 | 0 | 0 | 0 | 0 | 0 | 0 | 0 | 0 | 0 | 0 | 0 | 0 | 0 | 0 | 0 | 0 | 0 | 0 | 0 | 0 | 0 | 0 | 0 | 0
F6_Commercial_Lodging_Existing_Space Heating_Natural Gas_Unit Heater_E7 | F6 | Commercial | Lodging | Existing | Space Heating | Natural Gas | Unit Heater | E7 | Utility - Value of Sales | 0 | 0 | 0 | 0 | 0 | 0 | 0 | 0 | 0 | 0 | 0 | 0 | 0 | 0 | 0 | 0 | 0 | 0 | 0 | 0 | 0 | 0 | 0 | 0 | 0 | 0 | 0 | 0 | 0 | 0
F6_Commercial_Lodging_Existing_Space Heating_Natural Gas_Unit Heater_E8 | F6 | Commercial | Lodging | Existing | Space Heating | Natural Gas | Unit Heater | E8 | Utility - Value of Sales | 0 | 0 | 0 | 0 | 0 | 0 | 0 | 0 | 0 | 0 | 0 | 0 | 0 | 0 | 0 | 0 | 0 | 0 | 0 | 0 | 0 | 0 | 0 | 0 | 0 | 0 | 0 | 0 | 0 | 0
F6_Commercial_Lodging_Existing_Space Heating_Natural Gas_Unit Heater_E9 | F6 | Commercial | Lodging | Existing | Space Heating | Natural Gas | Unit Heater | E9 | Utility - Value of Sales | 0 | 0 | 0 | 0 | 0 | 0 | 0 | 0 | 0 | 0 | 0 | 0 | 0 | 0 | 0 | 0 | 0 | 0 | 0 | 0 | 0 | 0 | 0 | 0 | 0 | 0 | 0 | 0 | 0 | 0
F6_Commercial_Lodging_Existing_Space Heating_Natural Gas_Unit Heater_E10 | F6 | Commercial | Lodging | Existing | Space Heating | Natural Gas | Unit Heater | E10 | Utility - Value of Sales | 0 | 0 | 0 | 0 | 0 | 0 | 0 | 0 | 0 | 0 | 0 | 0 | 0 | 0 | 0 | 0 | 0 | 0 | 0 | 0 | 0 | 0 | 0 | 0 | 0 | 0 | 0 | 0 | 0 | 0
F1_Commercial_Lodging_Existing_Water Heating_Natural Gas_Water Heater_E1 | F1 | Commercial | Lodging | Existing | Water Heating | Natural Gas | Water Heater | E1 | Participant - Cost of Equipment | 0.30192 | 0.30192 | 0.30192 | 0.30192 | 0.30192 | 0.30192 | 0.30192 | 0.30192 | 0.30192 | 0.30192 | 0.30192 | 0.30192 | 0.30192 | 0.30192 | 0.30192 | 0.30192 | 0.30192 | 0.30192 | 0.30192 | 0.30192 | 0.30192 | 0.30192 | 0 | 0 | 0 | 0 | 0 | 0 | 0 | 0
F1_Commercial_Lodging_Existing_Water Heating_Natural Gas_Water Heater_E2 | F1 | Commercial | Lodging | Existing | Water Heating | Natural Gas | Water Heater | E2 | Participant - Cost of Equipment | 0.29901 | 0.29901 | 0.29901 | 0.29901 | 0.29901 | 0.29901 | 0.29901 | 0.29901 | 0.29901 | 0.29901 | 0.29901 | 0.29901 | 0.29901 | 0.29901 | 0.29901 | 0.29901 | 0.29901 | 0.29901 | 0.29901 | 0.29901 | 0.29901 | 0.29901 | 0 | 0 | 0 | 0 | 0 | 0 | 0 | 0
F1_Commercial_Lodging_Existing_Water Heating_Natural Gas_Water Heater_E3 | F1 | Commercial | Lodging | Existing | Water Heating | Natural Gas | Water Heater | E3 | Participant - Cost of Equipment | 0.30524 | 0.30524 | 0.30524 | 0.30524 | 0.30524 | 0.30524 | 0.30524 | 0.30524 | 0.30524 | 0.30524 | 0.30524 | 0.30524 | 0.30524 | 0.30524 | 0.30524 | 0.30524 | 0.30524 | 0.30524 | 0.30524 | 0.30524 | 0.30524 | 0.30524 | 0 | 0 | 0 | 0 | 0 | 0 | 0 | 0
F1_Commercial_Lodging_Existing_Water Heating_Natural Gas_Water Heater_E4 | F1 | Commercial | Lodging | Existing | Water Heating | Natural Gas | Water Heater | E4 | Participant - Cost of Equipment | 0.24368 | 0.24368 | 0.24368 | 0.24368 | 0.24368 | 0.24368 | 0.24368 | 0.24368 | 0.24368 | 0.24368 | 0.24368 | 0.24368 | 0.24368 | 0.24368 | 0.24368 | 0.24368 | 0.24368 | 0.24368 | 0.24368 | 0.24368 | 0.24368 | 0.24368 | 0 | 0 | 0 | 0 | 0 | 0 | 0 | 0
F1_Commercial_Lodging_Existing_Water Heating_Natural Gas_Water Heater_E5 | F1 | Commercial | Lodging | Existing | Water Heating | Natural Gas | Water Heater | E5 | Participant - Cost of Equipment | 0 | 0 | 0 | 0 | 0 | 0 | 0 | 0 | 0 | 0 | 0 | 0 | 0 | 0 | 0 | 0 | 0 | 0 | 0 | 0 | 0 | 0 | 0 | 0 | 0 | 0 | 0 | 0 | 0 | 0
F1_Commercial_Lodging_Existing_Water Heating_Natural Gas_Water Heater_E6 | F1 | Commercial | Lodging | Existing | Water Heating | Natural Gas | Water Heater | E6 | Participant - Cost of Equipment | 0 | 0 | 0 | 0 | 0 | 0 | 0 | 0 | 0 | 0 | 0 | 0 | 0 | 0 | 0 | 0 | 0 | 0 | 0 | 0 | 0 | 0 | 0 | 0 | 0 | 0 | 0 | 0 | 0 | 0
F1_Commercial_Lodging_Existing_Water Heating_Natural Gas_Water Heater_E7 | F1 | Commercial | Lodging | Existing | Water Heating | Natural Gas | Water Heater | E7 | Participant - Cost of Equipment | 0 | 0 | 0 | 0 | 0 | 0 | 0 | 0 | 0 | 0 | 0 | 0 | 0 | 0 | 0 | 0 | 0 | 0 | 0 | 0 | 0 | 0 | 0 | 0 | 0 | 0 | 0 | 0 | 0 | 0
F1_Commercial_Lodging_Existing_Water Heating_Natural Gas_Water Heater_E8 | F1 | Commercial | Lodging | Existing | Water Heating | Natural Gas | Water Heater | E8 | Participant - Cost of Equipment | 0 | 0 | 0 | 0 | 0 | 0 | 0 | 0 | 0 | 0 | 0 | 0 | 0 | 0 | 0 | 0 | 0 | 0 | 0 | 0 | 0 | 0 | 0 | 0 | 0 | 0 | 0 | 0 | 0 | 0
F1_Commercial_Lodging_Existing_Water Heating_Natural Gas_Water Heater_E9 | F1 | Commercial | Lodging | Existing | Water Heating | Natural Gas | Water Heater | E9 | Participant - Cost of Equipment | 0 | 0 | 0 | 0 | 0 | 0 | 0 | 0 | 0 | 0 | 0 | 0 | 0 | 0 | 0 | 0 | 0 | 0 | 0 | 0 | 0 | 0 | 0 | 0 | 0 | 0 | 0 | 0 | 0 | 0
F1_Commercial_Lodging_Existing_Water Heating_Natural Gas_Water Heater_E10 | F1 | Commercial | Lodging | Existing | Water Heating | Natural Gas | Water Heater | E10 | Participant - Cost of Equipment | 0 | 0 | 0 | 0 | 0 | 0 | 0 | 0 | 0 | 0 | 0 | 0 | 0 | 0 | 0 | 0 | 0 | 0 | 0 | 0 | 0 | 0 | 0 | 0 | 0 | 0 | 0 | 0 | 0 | 0
F2_Commercial_Lodging_Existing_Water Heating_Natural Gas_Water Heater_E1 | F2 | Commercial | Lodging | Existing | Water Heating | Natural Gas | Water Heater | E1 | Participant - Cost of Operation | 1.3283 | 1.3372 | 1.3486 | 1.3708 | 1.4015 | 1.4385 | 1.4721 | 1.5009 | 1.5282 | 1.5561 | 1.586 | 1.6151 | 1.6426 | 1.6704 | 1.6949 | 1.7181 | 1.7432 | 1.7684 | 1.7938 | 1.8191 | 1.844 | 1.8683 | 0 | 0 | 0 | 0 | 0 | 0 | 0 | 0
F2_Commercial_Lodging_Existing_Water Heating_Natural Gas_Water Heater_E2 | F2 | Commercial | Lodging | Existing | Water Heating | Natural Gas | Water Heater | E2 | Participant - Cost of Operation | 1.2176 | 1.2257 | 1.2362 | 1.2565 | 1.2847 | 1.3186 | 1.3494 | 1.3758 | 1.4008 | 1.4264 | 1.4538 | 1.4805 | 1.5057 | 1.5312 | 1.5537 | 1.5749 | 1.598 | 1.6211 | 1.6443 | 1.6675 | 1.6903 | 1.7126 | 0 | 0 | 0 | 0 | 0 | 0 | 0 | 0
F2_Commercial_Lodging_Existing_Water Heating_Natural Gas_Water Heater_E3 | F2 | Commercial | Lodging | Existing | Water Heating | Natural Gas | Water Heater | E3 | Participant - Cost of Operation | 1.1928 | 1.2007 | 1.211 | 1.2309 | 1.2585 | 1.2917 | 1.3219 | 1.3477 | 1.3722 | 1.3973 | 1.4241 | 1.4503 | 1.475 | 1.4999 | 1.522 | 1.5428 | 1.5654 | 1.588 | 1.6107 | 1.6335 | 1.6558 | 1.6776 | 0 | 0 | 0 | 0 | 0 | 0 | 0 | 0
F2_Commercial_Lodging_Existing_Water Heating_Natural Gas_Water Heater_E4 | F2 | Commercial | Lodging | Existing | Water Heating | Natural Gas | Water Heater | E4 | Participant - Cost of Operation | 0.79727 | 0.80457 | 0.81318 | 0.82683 | 0.84473 | 0.86576 | 0.88525 | 0.90221 | 0.91813 | 0.93374 | 0.94967 | 0.96539 | 0.98049 | 0.99587 | 1.0107 | 1.0258 | 1.042 | 1.0582 | 1.0747 | 1.0912 | 1.1076 | 1.1237 | 0 | 0 | 0 | 0 | 0 | 0 | 0 | 0
F2_Commercial_Lodging_Existing_Water Heating_Natural Gas_Water Heater_E5 | F2 | Commercial | Lodging | Existing | Water Heating | Natural Gas | Water Heater | E5 | Participant - Cost of Operation | 0 | 0 | 0 | 0 | 0 | 0 | 0 | 0 | 0 | 0 | 0 | 0 | 0 | 0 | 0 | 0 | 0 | 0 | 0 | 0 | 0 | 0 | 0 | 0 | 0 | 0 | 0 | 0 | 0 | 0
F2_Commercial_Lodging_Existing_Water Heating_Natural Gas_Water Heater_E6 | F2 | Commercial | Lodging | Existing | Water Heating | Natural Gas | Water Heater | E6 | Participant - Cost of Operation | 0 | 0 | 0 | 0 | 0 | 0 | 0 | 0 | 0 | 0 | 0 | 0 | 0 | 0 | 0 | 0 | 0 | 0 | 0 | 0 | 0 | 0 | 0 | 0 | 0 | 0 | 0 | 0 | 0 | 0
F2_Commercial_Lodging_Existing_Water Heating_Natural Gas_Water Heater_E7 | F2 | Commercial | Lodging | Existing | Water Heating | Natural Gas | Water Heater | E7 | Participant - Cost of Operation | 0 | 0 | 0 | 0 | 0 | 0 | 0 | 0 | 0 | 0 | 0 | 0 | 0 | 0 | 0 | 0 | 0 | 0 | 0 | 0 | 0 | 0 | 0 | 0 | 0 | 0 | 0 | 0 | 0 | 0
F2_Commercial_Lodging_Existing_Water Heating_Natural Gas_Water Heater_E8 | F2 | Commercial | Lodging | Existing | Water Heating | Natural Gas | Water Heater | E8 | Participant - Cost of Operation | 0 | 0 | 0 | 0 | 0 | 0 | 0 | 0 | 0 | 0 | 0 | 0 | 0 | 0 | 0 | 0 | 0 | 0 | 0 | 0 | 0 | 0 | 0 | 0 | 0 | 0 | 0 | 0 | 0 | 0
F2_Commercial_Lodging_Existing_Water Heating_Natural Gas_Water Heater_E9 | F2 | Commercial | Lodging | Existing | Water Heating | Natural Gas | Water Heater | E9 | Participant - Cost of Operation | 0 | 0 | 0 | 0 | 0 | 0 | 0 | 0 | 0 | 0 | 0 | 0 | 0 | 0 | 0 | 0 | 0 | 0 | 0 | 0 | 0 | 0 | 0 | 0 | 0 | 0 | 0 | 0 | 0 | 0
F2_Commercial_Lodging_Existing_Water Heating_Natural Gas_Water Heater_E10 | F2 | Commercial | Lodging | Existing | Water Heating | Natural Gas | Water Heater | E10 | Participant - Cost of Operation | 0 | 0 | 0 | 0 | 0 | 0 | 0 | 0 | 0 | 0 | 0 | 0 | 0 | 0 | 0 | 0 | 0 | 0 | 0 | 0 | 0 | 0 | 0 | 0 | 0 | 0 | 0 | 0 | 0 | 0
F3_Commercial_Lodging_Existing_Water Heating_Natural Gas_Water Heater_E1 | F3 | Commercial | Lodging | Existing | Water Heating | Natural Gas | Water Heater | E1 | System - kBTUs of Conusmption | 125.8553 | 126.1937 | 126.6032 | 127.6656 | 128.5913 | 129.3758 | 129.9716 | 130.5585 | 131.097 | 131.5877 | 131.9966 | 132.2454 | 132.298 | 132.1553 | 131.7627 | 131.2237 | 130.6442 | 130.0249 | 129.3174 | 128.636 | 127.9286 | 127.2015 | 0 | 0 | 0 | 0 | 0 | 0 | 0 | 0
F3_Commercial_Lodging_Existing_Water Heating_Natural Gas_Water Heater_E2 | F3 | Commercial | Lodging | Existing | Water Heating | Natural Gas | Water Heater | E2 | System - kBTUs of Conusmption | 115.3674 | 115.6776 | 116.0529 | 117.0268 | 117.8754 | 118.5945 | 119.1407 | 119.6786 | 120.1722 | 120.622 | 120.9969 | 121.225 | 121.2732 | 121.1423 | 120.7825 | 120.2884 | 119.7572 | 119.1895 | 118.5409 | 117.9163 | 117.2678 | 116.6014 | 0 | 0 | 0 | 0 | 0 | 0 | 0 | 0
F3_Commercial_Lodging_Existing_Water Heating_Natural Gas_Water Heater_E3 | F3 | Commercial | Lodging | Existing | Water Heating | Natural Gas | Water Heater | E3 | System - kBTUs of Conusmption | 113.0129 | 113.3168 | 113.6845 | 114.6385 | 115.4698 | 116.1742 | 116.7092 | 117.2362 | 117.7197 | 118.1603 | 118.5275 | 118.751 | 118.7982 | 118.67 | 118.3176 | 117.8335 | 117.3132 | 116.757 | 116.1217 | 115.5099 | 114.8746 | 114.2218 | 0 | 0 | 0 | 0 | 0 | 0 | 0 | 0
F3_Commercial_Lodging_Existing_Water Heating_Natural Gas_Water Heater_E4 | F3 | Commercial | Lodging | Existing | Water Heating | Natural Gas | Water Heater | E4 | System - kBTUs of Conusmption | 74.4739 | 74.6975 | 74.9452 | 75.4859 | 75.9595 | 76.3603 | 76.6696 | 76.9259 | 77.1052 | 77.2041 | 77.2056 | 77.1531 | 77.0267 | 76.8242 | 76.5747 | 76.3314 | 76.0699 | 75.7904 | 75.4711 | 75.1636 | 74.8444 | 74.5163 | 0 | 0 | 0 | 0 | 0 | 0 | 0 | 0
F3_Commercial_Lodging_Existing_Water Heating_Natural Gas_Water Heater_E5 | F3 | Commercial | Lodging | Existing | Water Heating | Natural Gas | Water Heater | E5 | System - kBTUs of Conusmption | 0 | 0 | 0 | 0 | 0 | 0 | 0 | 0 | 0 | 0 | 0 | 0 | 0 | 0 | 0 | 0 | 0 | 0 | 0 | 0 | 0 | 0 | 0 | 0 | 0 | 0 | 0 | 0 | 0 | 0
F3_Commercial_Lodging_Existing_Water Heating_Natural Gas_Water Heater_E6 | F3 | Commercial | Lodging | Existing | Water Heating | Natural Gas | Water Heater | E6 | System - kBTUs of Conusmption | 0 | 0 | 0 | 0 | 0 | 0 | 0 | 0 | 0 | 0 | 0 | 0 | 0 | 0 | 0 | 0 | 0 | 0 | 0 | 0 | 0 | 0 | 0 | 0 | 0 | 0 | 0 | 0 | 0 | 0
F3_Commercial_Lodging_Existing_Water Heating_Natural Gas_Water Heater_E7 | F3 | Commercial | Lodging | Existing | Water Heating | Natural Gas | Water Heater | E7 | System - kBTUs of Conusmption | 0 | 0 | 0 | 0 | 0 | 0 | 0 | 0 | 0 | 0 | 0 | 0 | 0 | 0 | 0 | 0 | 0 | 0 | 0 | 0 | 0 | 0 | 0 | 0 | 0 | 0 | 0 | 0 | 0 | 0
F3_Commercial_Lodging_Existing_Water Heating_Natural Gas_Water Heater_E8 | F3 | Commercial | Lodging | Existing | Water Heating | Natural Gas | Water Heater | E8 | System - kBTUs of Conusmption | 0 | 0 | 0 | 0 | 0 | 0 | 0 | 0 | 0 | 0 | 0 | 0 | 0 | 0 | 0 | 0 | 0 | 0 | 0 | 0 | 0 | 0 | 0 | 0 | 0 | 0 | 0 | 0 | 0 | 0
F3_Commercial_Lodging_Existing_Water Heating_Natural Gas_Water Heater_E9 | F3 | Commercial | Lodging | Existing | Water Heating | Natural Gas | Water Heater | E9 | System - kBTUs of Conusmption | 0 | 0 | 0 | 0 | 0 | 0 | 0 | 0 | 0 | 0 | 0 | 0 | 0 | 0 | 0 | 0 | 0 | 0 | 0 | 0 | 0 | 0 | 0 | 0 | 0 | 0 | 0 | 0 | 0 | 0
F3_Commercial_Lodging_Existing_Water Heating_Natural Gas_Water Heater_E10 | F3 | Commercial | Lodging | Existing | Water Heating | Natural Gas | Water Heater | E10 | System - kBTUs of Conusmption | 0 | 0 | 0 | 0 | 0 | 0 | 0 | 0 | 0 | 0 | 0 | 0 | 0 | 0 | 0 | 0 | 0 | 0 | 0 | 0 | 0 | 0 | 0 | 0 | 0 | 0 | 0 | 0 | 0 | 0
F4_Commercial_Lodging_Existing_Water Heating_Natural Gas_Water Heater_E1 | F4 | Commercial | Lodging | Existing | Water Heating | Natural Gas | Water Heater | E1 | Utility - Cost of Equipment | 0.30192 | 0.30192 | 0.30192 | 0.30192 | 0.30192 | 0.30192 | 0.30192 | 0.30192 | 0.30192 | 0.30192 | 0.30192 | 0.30192 | 0.30192 | 0.30192 | 0.30192 | 0.30192 | 0.30192 | 0.30192 | 0.30192 | 0.30192 | 0.30192 | 0.30192 | 0 | 0 | 0 | 0 | 0 | 0 | 0 | 0
F4_Commercial_Lodging_Existing_Water Heating_Natural Gas_Water Heater_E2 | F4 | Commercial | Lodging | Existing | Water Heating | Natural Gas | Water Heater | E2 | Utility - Cost of Equipment | 0.29901 | 0.29901 | 0.29901 | 0.29901 | 0.29901 | 0.29901 | 0.29901 | 0.29901 | 0.29901 | 0.29901 | 0.29901 | 0.29901 | 0.29901 | 0.29901 | 0.29901 | 0.29901 | 0.29901 | 0.29901 | 0.29901 | 0.29901 | 0.29901 | 0.29901 | 0 | 0 | 0 | 0 | 0 | 0 | 0 | 0
F4_Commercial_Lodging_Existing_Water Heating_Natural Gas_Water Heater_E3 | F4 | Commercial | Lodging | Existing | Water Heating | Natural Gas | Water Heater | E3 | Utility - Cost of Equipment | 0.30524 | 0.30524 | 0.30524 | 0.30524 | 0.30524 | 0.30524 | 0.30524 | 0.30524 | 0.30524 | 0.30524 | 0.30524 | 0.30524 | 0.30524 | 0.30524 | 0.30524 | 0.30524 | 0.30524 | 0.30524 | 0.30524 | 0.30524 | 0.30524 | 0.30524 | 0 | 0 | 0 | 0 | 0 | 0 | 0 | 0
F4_Commercial_Lodging_Existing_Water Heating_Natural Gas_Water Heater_E4 | F4 | Commercial | Lodging | Existing | Water Heating | Natural Gas | Water Heater | E4 | Utility - Cost of Equipment | 0.24368 | 0.24368 | 0.24368 | 0.24368 | 0.24368 | 0.24368 | 0.24368 | 0.24368 | 0.24368 | 0.24368 | 0.24368 | 0.24368 | 0.24368 | 0.24368 | 0.24368 | 0.24368 | 0.24368 | 0.24368 | 0.24368 | 0.24368 | 0.24368 | 0.24368 | 0 | 0 | 0 | 0 | 0 | 0 | 0 | 0
F4_Commercial_Lodging_Existing_Water Heating_Natural Gas_Water Heater_E5 | F4 | Commercial | Lodging | Existing | Water Heating | Natural Gas | Water Heater | E5 | Utility - Cost of Equipment | 0 | 0 | 0 | 0 | 0 | 0 | 0 | 0 | 0 | 0 | 0 | 0 | 0 | 0 | 0 | 0 | 0 | 0 | 0 | 0 | 0 | 0 | 0 | 0 | 0 | 0 | 0 | 0 | 0 | 0
F4_Commercial_Lodging_Existing_Water Heating_Natural Gas_Water Heater_E6 | F4 | Commercial | Lodging | Existing | Water Heating | Natural Gas | Water Heater | E6 | Utility - Cost of Equipment | 0 | 0 | 0 | 0 | 0 | 0 | 0 | 0 | 0 | 0 | 0 | 0 | 0 | 0 | 0 | 0 | 0 | 0 | 0 | 0 | 0 | 0 | 0 | 0 | 0 | 0 | 0 | 0 | 0 | 0
F4_Commercial_Lodging_Existing_Water Heating_Natural Gas_Water Heater_E7 | F4 | Commercial | Lodging | Existing | Water Heating | Natural Gas | Water Heater | E7 | Utility - Cost of Equipment | 0 | 0 | 0 | 0 | 0 | 0 | 0 | 0 | 0 | 0 | 0 | 0 | 0 | 0 | 0 | 0 | 0 | 0 | 0 | 0 | 0 | 0 | 0 | 0 | 0 | 0 | 0 | 0 | 0 | 0
F4_Commercial_Lodging_Existing_Water Heating_Natural Gas_Water Heater_E8 | F4 | Commercial | Lodging | Existing | Water Heating | Natural Gas | Water Heater | E8 | Utility - Cost of Equipment | 0 | 0 | 0 | 0 | 0 | 0 | 0 | 0 | 0 | 0 | 0 | 0 | 0 | 0 | 0 | 0 | 0 | 0 | 0 | 0 | 0 | 0 | 0 | 0 | 0 | 0 | 0 | 0 | 0 | 0
F4_Commercial_Lodging_Existing_Water Heating_Natural Gas_Water Heater_E9 | F4 | Commercial | Lodging | Existing | Water Heating | Natural Gas | Water Heater | E9 | Utility - Cost of Equipment | 0 | 0 | 0 | 0 | 0 | 0 | 0 | 0 | 0 | 0 | 0 | 0 | 0 | 0 | 0 | 0 | 0 | 0 | 0 | 0 | 0 | 0 | 0 | 0 | 0 | 0 | 0 | 0 | 0 | 0
F4_Commercial_Lodging_Existing_Water Heating_Natural Gas_Water Heater_E10 | F4 | Commercial | Lodging | Existing | Water Heating | Natural Gas | Water Heater | E10 | Utility - Cost of Equipment | 0 | 0 | 0 | 0 | 0 | 0 | 0 | 0 | 0 | 0 | 0 | 0 | 0 | 0 | 0 | 0 | 0 | 0 | 0 | 0 | 0 | 0 | 0 | 0 | 0 | 0 | 0 | 0 | 0 | 0
F5_Commercial_Lodging_Existing_Water Heating_Natural Gas_Water Heater_E1 | F5 | Commercial | Lodging | Existing | Water Heating | Natural Gas | Water Heater | E1 | Utility - Cost of Operation | 1.1087 | 1.1161 | 1.1257 | 1.1442 | 1.1698 | 1.2007 | 1.2287 | 1.2527 | 1.2755 | 1.2988 | 1.3238 | 1.3481 | 1.3711 | 1.3942 | 1.4147 | 1.4341 | 1.455 | 1.4761 | 1.4972 | 1.5184 | 1.5392 | 1.5594 | 0 | 0 | 0 | 0 | 0 | 0 | 0 | 0
F5_Commercial_Lodging_Existing_Water Heating_Natural Gas_Water Heater_E2 | F5 | Commercial | Lodging | Existing | Water Heating | Natural Gas | Water Heater | E2 | Utility - Cost of Operation | 1.0163 | 1.0231 | 1.0319 | 1.0488 | 1.0723 | 1.1006 | 1.1263 | 1.1483 | 1.1692 | 1.1906 | 1.2134 | 1.2357 | 1.2568 | 1.278 | 1.2968 | 1.3146 | 1.3338 | 1.3531 | 1.3725 | 1.3919 | 1.4109 | 1.4295 | 0 | 0 | 0 | 0 | 0 | 0 | 0 | 0
F5_Commercial_Lodging_Existing_Water Heating_Natural Gas_Water Heater_E3 | F5 | Commercial | Lodging | Existing | Water Heating | Natural Gas | Water Heater | E3 | Utility - Cost of Operation | 0.99557 | 1.0022 | 1.0108 | 1.0274 | 1.0504 | 1.0782 | 1.1033 | 1.1249 | 1.1454 | 1.1663 | 1.1887 | 1.2105 | 1.2312 | 1.252 | 1.2703 | 1.2877 | 1.3066 | 1.3255 | 1.3445 | 1.3635 | 1.3821 | 1.4003 | 0 | 0 | 0 | 0 | 0 | 0 | 0 | 0
F5_Commercial_Lodging_Existing_Water Heating_Natural Gas_Water Heater_E4 | F5 | Commercial | Lodging | Existing | Water Heating | Natural Gas | Water Heater | E4 | Utility - Cost of Operation | 0.66546 | 0.67156 | 0.67874 | 0.69014 | 0.70508 | 0.72263 | 0.7389 | 0.75306 | 0.76634 | 0.77937 | 0.79267 | 0.80579 | 0.81839 | 0.83123 | 0.84358 | 0.85623 | 0.86971 | 0.88329 | 0.897 | 0.91078 | 0.92445 | 0.93797 | 0 | 0 | 0 | 0 | 0 | 0 | 0 | 0
F5_Commercial_Lodging_Existing_Water Heating_Natural Gas_Water Heater_E5 | F5 | Commercial | Lodging | Existing | Water Heating | Natural Gas | Water Heater | E5 | Utility - Cost of Operation | 0 | 0 | 0 | 0 | 0 | 0 | 0 | 0 | 0 | 0 | 0 | 0 | 0 | 0 | 0 | 0 | 0 | 0 | 0 | 0 | 0 | 0 | 0 | 0 | 0 | 0 | 0 | 0 | 0 | 0
F5_Commercial_Lodging_Existing_Water Heating_Natural Gas_Water Heater_E6 | F5 | Commercial | Lodging | Existing | Water Heating | Natural Gas | Water Heater | E6 | Utility - Cost of Operation | 0 | 0 | 0 | 0 | 0 | 0 | 0 | 0 | 0 | 0 | 0 | 0 | 0 | 0 | 0 | 0 | 0 | 0 | 0 | 0 | 0 | 0 | 0 | 0 | 0 | 0 | 0 | 0 | 0 | 0
F5_Commercial_Lodging_Existing_Water Heating_Natural Gas_Water Heater_E7 | F5 | Commercial | Lodging | Existing | Water Heating | Natural Gas | Water Heater | E7 | Utility - Cost of Operation | 0 | 0 | 0 | 0 | 0 | 0 | 0 | 0 | 0 | 0 | 0 | 0 | 0 | 0 | 0 | 0 | 0 | 0 | 0 | 0 | 0 | 0 | 0 | 0 | 0 | 0 | 0 | 0 | 0 | 0
F5_Commercial_Lodging_Existing_Water Heating_Natural Gas_Water Heater_E8 | F5 | Commercial | Lodging | Existing | Water Heating | Natural Gas | Water Heater | E8 | Utility - Cost of Operation | 0 | 0 | 0 | 0 | 0 | 0 | 0 | 0 | 0 | 0 | 0 | 0 | 0 | 0 | 0 | 0 | 0 | 0 | 0 | 0 | 0 | 0 | 0 | 0 | 0 | 0 | 0 | 0 | 0 | 0
F5_Commercial_Lodging_Existing_Water Heating_Natural Gas_Water Heater_E9 | F5 | Commercial | Lodging | Existing | Water Heating | Natural Gas | Water Heater | E9 | Utility - Cost of Operation | 0 | 0 | 0 | 0 | 0 | 0 | 0 | 0 | 0 | 0 | 0 | 0 | 0 | 0 | 0 | 0 | 0 | 0 | 0 | 0 | 0 | 0 | 0 | 0 | 0 | 0 | 0 | 0 | 0 | 0
F5_Commercial_Lodging_Existing_Water Heating_Natural Gas_Water Heater_E10 | F5 | Commercial | Lodging | Existing | Water Heating | Natural Gas | Water Heater | E10 | Utility - Cost of Operation | 0 | 0 | 0 | 0 | 0 | 0 | 0 | 0 | 0 | 0 | 0 | 0 | 0 | 0 | 0 | 0 | 0 | 0 | 0 | 0 | 0 | 0 | 0 | 0 | 0 | 0 | 0 | 0 | 0 | 0
F6_Commercial_Lodging_Existing_Water Heating_Natural Gas_Water Heater_E1 | F6 | Commercial | Lodging | Existing | Water Heating | Natural Gas | Water Heater | E1 | Utility - Value of Sales | 1.3283 | 1.3372 | 1.3486 | 1.3708 | 1.4015 | 1.4385 | 1.4721 | 1.5009 | 1.5282 | 1.5561 | 1.586 | 1.6151 | 1.6426 | 1.6704 | 1.6949 | 1.7181 | 1.7432 | 1.7684 | 1.7938 | 1.8191 | 1.844 | 1.8683 | 0 | 0 | 0 | 0 | 0 | 0 | 0 | 0
F6_Commercial_Lodging_Existing_Water Heating_Natural Gas_Water Heater_E2 | F6 | Commercial | Lodging | Existing | Water Heating | Natural Gas | Water Heater | E2 | Utility - Value of Sales | 1.2176 | 1.2257 | 1.2362 | 1.2565 | 1.2847 | 1.3186 | 1.3494 | 1.3758 | 1.4008 | 1.4264 | 1.4538 | 1.4805 | 1.5057 | 1.5312 | 1.5537 | 1.5749 | 1.598 | 1.6211 | 1.6443 | 1.6675 | 1.6903 | 1.7126 | 0 | 0 | 0 | 0 | 0 | 0 | 0 | 0
F6_Commercial_Lodging_Existing_Water Heating_Natural Gas_Water Heater_E3 | F6 | Commercial | Lodging | Existing | Water Heating | Natural Gas | Water Heater | E3 | Utility - Value of Sales | 1.1928 | 1.2007 | 1.211 | 1.2309 | 1.2585 | 1.2917 | 1.3219 | 1.3477 | 1.3722 | 1.3973 | 1.4241 | 1.4503 | 1.475 | 1.4999 | 1.522 | 1.5428 | 1.5654 | 1.588 | 1.6107 | 1.6335 | 1.6558 | 1.6776 | 0 | 0 | 0 | 0 | 0 | 0 | 0 | 0
F6_Commercial_Lodging_Existing_Water Heating_Natural Gas_Water Heater_E4 | F6 | Commercial | Lodging | Existing | Water Heating | Natural Gas | Water Heater | E4 | Utility - Value of Sales | 0.79727 | 0.80457 | 0.81318 | 0.82683 | 0.84473 | 0.86576 | 0.88525 | 0.90221 | 0.91813 | 0.93374 | 0.94967 | 0.96539 | 0.98049 | 0.99587 | 1.0107 | 1.0258 | 1.042 | 1.0582 | 1.0747 | 1.0912 | 1.1076 | 1.1237 | 0 | 0 | 0 | 0 | 0 | 0 | 0 | 0
F6_Commercial_Lodging_Existing_Water Heating_Natural Gas_Water Heater_E5 | F6 | Commercial | Lodging | Existing | Water Heating | Natural Gas | Water Heater | E5 | Utility - Value of Sales | 0 | 0 | 0 | 0 | 0 | 0 | 0 | 0 | 0 | 0 | 0 | 0 | 0 | 0 | 0 | 0 | 0 | 0 | 0 | 0 | 0 | 0 | 0 | 0 | 0 | 0 | 0 | 0 | 0 | 0
F6_Commercial_Lodging_Existing_Water Heating_Natural Gas_Water Heater_E6 | F6 | Commercial | Lodging | Existing | Water Heating | Natural Gas | Water Heater | E6 | Utility - Value of Sales | 0 | 0 | 0 | 0 | 0 | 0 | 0 | 0 | 0 | 0 | 0 | 0 | 0 | 0 | 0 | 0 | 0 | 0 | 0 | 0 | 0 | 0 | 0 | 0 | 0 | 0 | 0 | 0 | 0 | 0
F6_Commercial_Lodging_Existing_Water Heating_Natural Gas_Water Heater_E7 | F6 | Commercial | Lodging | Existing | Water Heating | Natural Gas | Water Heater | E7 | Utility - Value of Sales | 0 | 0 | 0 | 0 | 0 | 0 | 0 | 0 | 0 | 0 | 0 | 0 | 0 | 0 | 0 | 0 | 0 | 0 | 0 | 0 | 0 | 0 | 0 | 0 | 0 | 0 | 0 | 0 | 0 | 0
F6_Commercial_Lodging_Existing_Water Heating_Natural Gas_Water Heater_E8 | F6 | Commercial | Lodging | Existing | Water Heating | Natural Gas | Water Heater | E8 | Utility - Value of Sales | 0 | 0 | 0 | 0 | 0 | 0 | 0 | 0 | 0 | 0 | 0 | 0 | 0 | 0 | 0 | 0 | 0 | 0 | 0 | 0 | 0 | 0 | 0 | 0 | 0 | 0 | 0 | 0 | 0 | 0
F6_Commercial_Lodging_Existing_Water Heating_Natural Gas_Water Heater_E9 | F6 | Commercial | Lodging | Existing | Water Heating | Natural Gas | Water Heater | E9 | Utility - Value of Sales | 0 | 0 | 0 | 0 | 0 | 0 | 0 | 0 | 0 | 0 | 0 | 0 | 0 | 0 | 0 | 0 | 0 | 0 | 0 | 0 | 0 | 0 | 0 | 0 | 0 | 0 | 0 | 0 | 0 | 0
F6_Commercial_Lodging_Existing_Water Heating_Natural Gas_Water Heater_E10 | F6 | Commercial | Lodging | Existing | Water Heating | Natural Gas | Water Heater | E10 | Utility - Value of Sales | 0 | 0 | 0 | 0 | 0 | 0 | 0 | 0 | 0 | 0 | 0 | 0 | 0 | 0 | 0 | 0 | 0 | 0 | 0 | 0 | 0 | 0 | 0 | 0 | 0 | 0 | 0 | 0 | 0 | 0
F1_Commercial_Lodging_Existing_Food Preparation_Natural Gas_Oven_E1 | F1 | Commercial | Lodging | Existing | Food Preparation | Natural Gas | Oven | E1 | Participant - Cost of Equipment | 0.048579 | 0.048579 | 0.048579 | 0.048579 | 0.048579 | 0.048579 | 0.048579 | 0.048579 | 0.048579 | 0.048579 | 0.048579 | 0.048579 | 0.048579 | 0.048579 | 0.048579 | 0.048579 | 0.048579 | 0.048579 | 0.048579 | 0.048579 | 0.048579 | 0.048579 | 0 | 0 | 0 | 0 | 0 | 0 | 0 | 0
F1_Commercial_Lodging_Existing_Food Preparation_Natural Gas_Oven_E2 | F1 | Commercial | Lodging | Existing | Food Preparation | Natural Gas | Oven | E2 | Participant - Cost of Equipment | 0.048899 | 0.048899 | 0.048899 | 0.048899 | 0.048899 | 0.048899 | 0.048899 | 0.048899 | 0.048899 | 0.048899 | 0.048899 | 0.048899 | 0.048899 | 0.048899 | 0.048899 | 0.048899 | 0.048899 | 0.048899 | 0.048899 | 0.048899 | 0.048899 | 0.048899 | 0 | 0 | 0 | 0 | 0 | 0 | 0 | 0
F1_Commercial_Lodging_Existing_Food Preparation_Natural Gas_Oven_E3 | F1 | Commercial | Lodging | Existing | Food Preparation | Natural Gas | Oven | E3 | Participant - Cost of Equipment | 0 | 0 | 0 | 0 | 0 | 0 | 0 | 0 | 0 | 0 | 0 | 0 | 0 | 0 | 0 | 0 | 0 | 0 | 0 | 0 | 0 | 0 | 0 | 0 | 0 | 0 | 0 | 0 | 0 | 0
F1_Commercial_Lodging_Existing_Food Preparation_Natural Gas_Oven_E4 | F1 | Commercial | Lodging | Existing | Food Preparation | Natural Gas | Oven | E4 | Participant - Cost of Equipment | 0 | 0 | 0 | 0 | 0 | 0 | 0 | 0 | 0 | 0 | 0 | 0 | 0 | 0 | 0 | 0 | 0 | 0 | 0 | 0 | 0 | 0 | 0 | 0 | 0 | 0 | 0 | 0 | 0 | 0
F1_Commercial_Lodging_Existing_Food Preparation_Natural Gas_Oven_E5 | F1 | Commercial | Lodging | Existing | Food Preparation | Natural Gas | Oven | E5 | Participant - Cost of Equipment | 0 | 0 | 0 | 0 | 0 | 0 | 0 | 0 | 0 | 0 | 0 | 0 | 0 | 0 | 0 | 0 | 0 | 0 | 0 | 0 | 0 | 0 | 0 | 0 | 0 | 0 | 0 | 0 | 0 | 0
F1_Commercial_Lodging_Existing_Food Preparation_Natural Gas_Oven_E6 | F1 | Commercial | Lodging | Existing | Food Preparation | Natural Gas | Oven | E6 | Participant - Cost of Equipment | 0 | 0 | 0 | 0 | 0 | 0 | 0 | 0 | 0 | 0 | 0 | 0 | 0 | 0 | 0 | 0 | 0 | 0 | 0 | 0 | 0 | 0 | 0 | 0 | 0 | 0 | 0 | 0 | 0 | 0
F1_Commercial_Lodging_Existing_Food Preparation_Natural Gas_Oven_E7 | F1 | Commercial | Lodging | Existing | Food Preparation | Natural Gas | Oven | E7 | Participant - Cost of Equipment | 0 | 0 | 0 | 0 | 0 | 0 | 0 | 0 | 0 | 0 | 0 | 0 | 0 | 0 | 0 | 0 | 0 | 0 | 0 | 0 | 0 | 0 | 0 | 0 | 0 | 0 | 0 | 0 | 0 | 0
F1_Commercial_Lodging_Existing_Food Preparation_Natural Gas_Oven_E8 | F1 | Commercial | Lodging | Existing | Food Preparation | Natural Gas | Oven | E8 | Participant - Cost of Equipment | 0 | 0 | 0 | 0 | 0 | 0 | 0 | 0 | 0 | 0 | 0 | 0 | 0 | 0 | 0 | 0 | 0 | 0 | 0 | 0 | 0 | 0 | 0 | 0 | 0 | 0 | 0 | 0 | 0 | 0
F1_Commercial_Lodging_Existing_Food Preparation_Natural Gas_Oven_E9 | F1 | Commercial | Lodging | Existing | Food Preparation | Natural Gas | Oven | E9 | Participant - Cost of Equipment | 0 | 0 | 0 | 0 | 0 | 0 | 0 | 0 | 0 | 0 | 0 | 0 | 0 | 0 | 0 | 0 | 0 | 0 | 0 | 0 | 0 | 0 | 0 | 0 | 0 | 0 | 0 | 0 | 0 | 0
F1_Commercial_Lodging_Existing_Food Preparation_Natural Gas_Oven_E10 | F1 | Commercial | Lodging | Existing | Food Preparation | Natural Gas | Oven | E10 | Participant - Cost of Equipment | 0 | 0 | 0 | 0 | 0 | 0 | 0 | 0 | 0 | 0 | 0 | 0 | 0 | 0 | 0 | 0 | 0 | 0 | 0 | 0 | 0 | 0 | 0 | 0 | 0 | 0 | 0 | 0 | 0 | 0
F2_Commercial_Lodging_Existing_Food Preparation_Natural Gas_Oven_E1 | F2 | Commercial | Lodging | Existing | Food Preparation | Natural Gas | Oven | E1 | Participant - Cost of Operation | 0.049591 | 0.050016 | 0.050524 | 0.051364 | 0.052484 | 0.053806 | 0.055021 | 0.056102 | 0.057151 | 0.058169 | 0.059195 | 0.060192 | 0.061131 | 0.062072 | 0.062971 | 0.063892 | 0.064878 | 0.065871 | 0.066871 | 0.067876 | 0.06887 | 0.069849 | 0 | 0 | 0 | 0 | 0 | 0 | 0 | 0
F2_Commercial_Lodging_Existing_Food Preparation_Natural Gas_Oven_E2 | F2 | Commercial | Lodging | Existing | Food Preparation | Natural Gas | Oven | E2 | Participant - Cost of Operation | 0.034003 | 0.034294 | 0.034642 | 0.035219 | 0.035987 | 0.036893 | 0.037726 | 0.038467 | 0.039187 | 0.039884 | 0.040588 | 0.041272 | 0.041916 | 0.042561 | 0.043177 | 0.043809 | 0.044485 | 0.045165 | 0.045851 | 0.04654 | 0.047222 | 0.047893 | 0 | 0 | 0 | 0 | 0 | 0 | 0 | 0
F2_Commercial_Lodging_Existing_Food Preparation_Natural Gas_Oven_E3 | F2 | Commercial | Lodging | Existing | Food Preparation | Natural Gas | Oven | E3 | Participant - Cost of Operation | 0 | 0 | 0 | 0 | 0 | 0 | 0 | 0 | 0 | 0 | 0 | 0 | 0 | 0 | 0 | 0 | 0 | 0 | 0 | 0 | 0 | 0 | 0 | 0 | 0 | 0 | 0 | 0 | 0 | 0
F2_Commercial_Lodging_Existing_Food Preparation_Natural Gas_Oven_E4 | F2 | Commercial | Lodging | Existing | Food Preparation | Natural Gas | Oven | E4 | Participant - Cost of Operation | 0 | 0 | 0 | 0 | 0 | 0 | 0 | 0 | 0 | 0 | 0 | 0 | 0 | 0 | 0 | 0 | 0 | 0 | 0 | 0 | 0 | 0 | 0 | 0 | 0 | 0 | 0 | 0 | 0 | 0
F2_Commercial_Lodging_Existing_Food Preparation_Natural Gas_Oven_E5 | F2 | Commercial | Lodging | Existing | Food Preparation | Natural Gas | Oven | E5 | Participant - Cost of Operation | 0 | 0 | 0 | 0 | 0 | 0 | 0 | 0 | 0 | 0 | 0 | 0 | 0 | 0 | 0 | 0 | 0 | 0 | 0 | 0 | 0 | 0 | 0 | 0 | 0 | 0 | 0 | 0 | 0 | 0
F2_Commercial_Lodging_Existing_Food Preparation_Natural Gas_Oven_E6 | F2 | Commercial | Lodging | Existing | Food Preparation | Natural Gas | Oven | E6 | Participant - Cost of Operation | 0 | 0 | 0 | 0 | 0 | 0 | 0 | 0 | 0 | 0 | 0 | 0 | 0 | 0 | 0 | 0 | 0 | 0 | 0 | 0 | 0 | 0 | 0 | 0 | 0 | 0 | 0 | 0 | 0 | 0
F2_Commercial_Lodging_Existing_Food Preparation_Natural Gas_Oven_E7 | F2 | Commercial | Lodging | Existing | Food Preparation | Natural Gas | Oven | E7 | Participant - Cost of Operation | 0 | 0 | 0 | 0 | 0 | 0 | 0 | 0 | 0 | 0 | 0 | 0 | 0 | 0 | 0 | 0 | 0 | 0 | 0 | 0 | 0 | 0 | 0 | 0 | 0 | 0 | 0 | 0 | 0 | 0
F2_Commercial_Lodging_Existing_Food Preparation_Natural Gas_Oven_E8 | F2 | Commercial | Lodging | Existing | Food Preparation | Natural Gas | Oven | E8 | Participant - Cost of Operation | 0 | 0 | 0 | 0 | 0 | 0 | 0 | 0 | 0 | 0 | 0 | 0 | 0 | 0 | 0 | 0 | 0 | 0 | 0 | 0 | 0 | 0 | 0 | 0 | 0 | 0 | 0 | 0 | 0 | 0
F2_Commercial_Lodging_Existing_Food Preparation_Natural Gas_Oven_E9 | F2 | Commercial | Lodging | Existing | Food Preparation | Natural Gas | Oven | E9 | Participant - Cost of Operation | 0 | 0 | 0 | 0 | 0 | 0 | 0 | 0 | 0 | 0 | 0 | 0 | 0 | 0 | 0 | 0 | 0 | 0 | 0 | 0 | 0 | 0 | 0 | 0 | 0 | 0 | 0 | 0 | 0 | 0
F2_Commercial_Lodging_Existing_Food Preparation_Natural Gas_Oven_E10 | F2 | Commercial | Lodging | Existing | Food Preparation | Natural Gas | Oven | E10 | Participant - Cost of Operation | 0 | 0 | 0 | 0 | 0 | 0 | 0 | 0 | 0 | 0 | 0 | 0 | 0 | 0 | 0 | 0 | 0 | 0 | 0 | 0 | 0 | 0 | 0 | 0 | 0 | 0 | 0 | 0 | 0 | 0
F3_Commercial_Lodging_Existing_Food Preparation_Natural Gas_Oven_E1 | F3 | Commercial | Lodging | Existing | Food Preparation | Natural Gas | Oven | E1 | System - kBTUs of Conusmption | 4.6509 | 4.6648 | 4.6802 | 4.7157 | 4.747 | 4.7734 | 4.7934 | 4.8133 | 4.8318 | 4.8436 | 4.8477 | 4.8468 | 4.8396 | 4.8259 | 4.8089 | 4.7924 | 4.7747 | 4.7557 | 4.7341 | 4.7132 | 4.6915 | 4.6693 | 0 | 0 | 0 | 0 | 0 | 0 | 0 | 0
F3_Commercial_Lodging_Existing_Food Preparation_Natural Gas_Oven_E2 | F3 | Commercial | Lodging | Existing | Food Preparation | Natural Gas | Oven | E2 | System - kBTUs of Conusmption | 3.189 | 3.1985 | 3.2091 | 3.2334 | 3.2548 | 3.2729 | 3.2867 | 3.3003 | 3.313 | 3.3211 | 3.3239 | 3.3233 | 3.3184 | 3.3089 | 3.2973 | 3.286 | 3.2738 | 3.2608 | 3.246 | 3.2317 | 3.2168 | 3.2016 | 0 | 0 | 0 | 0 | 0 | 0 | 0 | 0
F3_Commercial_Lodging_Existing_Food Preparation_Natural Gas_Oven_E3 | F3 | Commercial | Lodging | Existing | Food Preparation | Natural Gas | Oven | E3 | System - kBTUs of Conusmption | 0 | 0 | 0 | 0 | 0 | 0 | 0 | 0 | 0 | 0 | 0 | 0 | 0 | 0 | 0 | 0 | 0 | 0 | 0 | 0 | 0 | 0 | 0 | 0 | 0 | 0 | 0 | 0 | 0 | 0
F3_Commercial_Lodging_Existing_Food Preparation_Natural Gas_Oven_E4 | F3 | Commercial | Lodging | Existing | Food Preparation | Natural Gas | Oven | E4 | System - kBTUs of Conusmption | 0 | 0 | 0 | 0 | 0 | 0 | 0 | 0 | 0 | 0 | 0 | 0 | 0 | 0 | 0 | 0 | 0 | 0 | 0 | 0 | 0 | 0 | 0 | 0 | 0 | 0 | 0 | 0 | 0 | 0
F3_Commercial_Lodging_Existing_Food Preparation_Natural Gas_Oven_E5 | F3 | Commercial | Lodging | Existing | Food Preparation | Natural Gas | Oven | E5 | System - kBTUs of Conusmption | 0 | 0 | 0 | 0 | 0 | 0 | 0 | 0 | 0 | 0 | 0 | 0 | 0 | 0 | 0 | 0 | 0 | 0 | 0 | 0 | 0 | 0 | 0 | 0 | 0 | 0 | 0 | 0 | 0 | 0
F3_Commercial_Lodging_Existing_Food Preparation_Natural Gas_Oven_E6 | F3 | Commercial | Lodging | Existing | Food Preparation | Natural Gas | Oven | E6 | System - kBTUs of Conusmption | 0 | 0 | 0 | 0 | 0 | 0 | 0 | 0 | 0 | 0 | 0 | 0 | 0 | 0 | 0 | 0 | 0 | 0 | 0 | 0 | 0 | 0 | 0 | 0 | 0 | 0 | 0 | 0 | 0 | 0
F3_Commercial_Lodging_Existing_Food Preparation_Natural Gas_Oven_E7 | F3 | Commercial | Lodging | Existing | Food Preparation | Natural Gas | Oven | E7 | System - kBTUs of Conusmption | 0 | 0 | 0 | 0 | 0 | 0 | 0 | 0 | 0 | 0 | 0 | 0 | 0 | 0 | 0 | 0 | 0 | 0 | 0 | 0 | 0 | 0 | 0 | 0 | 0 | 0 | 0 | 0 | 0 | 0
F3_Commercial_Lodging_Existing_Food Preparation_Natural Gas_Oven_E8 | F3 | Commercial | Lodging | Existing | Food Preparation | Natural Gas | Oven | E8 | System - kBTUs of Conusmption | 0 | 0 | 0 | 0 | 0 | 0 | 0 | 0 | 0 | 0 | 0 | 0 | 0 | 0 | 0 | 0 | 0 | 0 | 0 | 0 | 0 | 0 | 0 | 0 | 0 | 0 | 0 | 0 | 0 | 0
F3_Commercial_Lodging_Existing_Food Preparation_Natural Gas_Oven_E9 | F3 | Commercial | Lodging | Existing | Food Preparation | Natural Gas | Oven | E9 | System - kBTUs of Conusmption | 0 | 0 | 0 | 0 | 0 | 0 | 0 | 0 | 0 | 0 | 0 | 0 | 0 | 0 | 0 | 0 | 0 | 0 | 0 | 0 | 0 | 0 | 0 | 0 | 0 | 0 | 0 | 0 | 0 | 0
F3_Commercial_Lodging_Existing_Food Preparation_Natural Gas_Oven_E10 | F3 | Commercial | Lodging | Existing | Food Preparation | Natural Gas | Oven | E10 | System - kBTUs of Conusmption | 0 | 0 | 0 | 0 | 0 | 0 | 0 | 0 | 0 | 0 | 0 | 0 | 0 | 0 | 0 | 0 | 0 | 0 | 0 | 0 | 0 | 0 | 0 | 0 | 0 | 0 | 0 | 0 | 0 | 0
F4_Commercial_Lodging_Existing_Food Preparation_Natural Gas_Oven_E1 | F4 | Commercial | Lodging | Existing | Food Preparation | Natural Gas | Oven | E1 | Utility - Cost of Equipment | 0.048579 | 0.048579 | 0.048579 | 0.048579 | 0.048579 | 0.048579 | 0.048579 | 0.048579 | 0.048579 | 0.048579 | 0.048579 | 0.048579 | 0.048579 | 0.048579 | 0.048579 | 0.048579 | 0.048579 | 0.048579 | 0.048579 | 0.048579 | 0.048579 | 0.048579 | 0 | 0 | 0 | 0 | 0 | 0 | 0 | 0
F4_Commercial_Lodging_Existing_Food Preparation_Natural Gas_Oven_E2 | F4 | Commercial | Lodging | Existing | Food Preparation | Natural Gas | Oven | E2 | Utility - Cost of Equipment | 0.048899 | 0.048899 | 0.048899 | 0.048899 | 0.048899 | 0.048899 | 0.048899 | 0.048899 | 0.048899 | 0.048899 | 0.048899 | 0.048899 | 0.048899 | 0.048899 | 0.048899 | 0.048899 | 0.048899 | 0.048899 | 0.048899 | 0.048899 | 0.048899 | 0.048899 | 0 | 0 | 0 | 0 | 0 | 0 | 0 | 0
F4_Commercial_Lodging_Existing_Food Preparation_Natural Gas_Oven_E3 | F4 | Commercial | Lodging | Existing | Food Preparation | Natural Gas | Oven | E3 | Utility - Cost of Equipment | 0 | 0 | 0 | 0 | 0 | 0 | 0 | 0 | 0 | 0 | 0 | 0 | 0 | 0 | 0 | 0 | 0 | 0 | 0 | 0 | 0 | 0 | 0 | 0 | 0 | 0 | 0 | 0 | 0 | 0
F4_Commercial_Lodging_Existing_Food Preparation_Natural Gas_Oven_E4 | F4 | Commercial | Lodging | Existing | Food Preparation | Natural Gas | Oven | E4 | Utility - Cost of Equipment | 0 | 0 | 0 | 0 | 0 | 0 | 0 | 0 | 0 | 0 | 0 | 0 | 0 | 0 | 0 | 0 | 0 | 0 | 0 | 0 | 0 | 0 | 0 | 0 | 0 | 0 | 0 | 0 | 0 | 0
F4_Commercial_Lodging_Existing_Food Preparation_Natural Gas_Oven_E5 | F4 | Commercial | Lodging | Existing | Food Preparation | Natural Gas | Oven | E5 | Utility - Cost of Equipment | 0 | 0 | 0 | 0 | 0 | 0 | 0 | 0 | 0 | 0 | 0 | 0 | 0 | 0 | 0 | 0 | 0 | 0 | 0 | 0 | 0 | 0 | 0 | 0 | 0 | 0 | 0 | 0 | 0 | 0
F4_Commercial_Lodging_Existing_Food Preparation_Natural Gas_Oven_E6 | F4 | Commercial | Lodging | Existing | Food Preparation | Natural Gas | Oven | E6 | Utility - Cost of Equipment | 0 | 0 | 0 | 0 | 0 | 0 | 0 | 0 | 0 | 0 | 0 | 0 | 0 | 0 | 0 | 0 | 0 | 0 | 0 | 0 | 0 | 0 | 0 | 0 | 0 | 0 | 0 | 0 | 0 | 0
F4_Commercial_Lodging_Existing_Food Preparation_Natural Gas_Oven_E7 | F4 | Commercial | Lodging | Existing | Food Preparation | Natural Gas | Oven | E7 | Utility - Cost of Equipment | 0 | 0 | 0 | 0 | 0 | 0 | 0 | 0 | 0 | 0 | 0 | 0 | 0 | 0 | 0 | 0 | 0 | 0 | 0 | 0 | 0 | 0 | 0 | 0 | 0 | 0 | 0 | 0 | 0 | 0
F4_Commercial_Lodging_Existing_Food Preparation_Natural Gas_Oven_E8 | F4 | Commercial | Lodging | Existing | Food Preparation | Natural Gas | Oven | E8 | Utility - Cost of Equipment | 0 | 0 | 0 | 0 | 0 | 0 | 0 | 0 | 0 | 0 | 0 | 0 | 0 | 0 | 0 | 0 | 0 | 0 | 0 | 0 | 0 | 0 | 0 | 0 | 0 | 0 | 0 | 0 | 0 | 0
F4_Commercial_Lodging_Existing_Food Preparation_Natural Gas_Oven_E9 | F4 | Commercial | Lodging | Existing | Food Preparation | Natural Gas | Oven | E9 | Utility - Cost of Equipment | 0 | 0 | 0 | 0 | 0 | 0 | 0 | 0 | 0 | 0 | 0 | 0 | 0 | 0 | 0 | 0 | 0 | 0 | 0 | 0 | 0 | 0 | 0 | 0 | 0 | 0 | 0 | 0 | 0 | 0
F4_Commercial_Lodging_Existing_Food Preparation_Natural Gas_Oven_E10 | F4 | Commercial | Lodging | Existing | Food Preparation | Natural Gas | Oven | E10 | Utility - Cost of Equipment | 0 | 0 | 0 | 0 | 0 | 0 | 0 | 0 | 0 | 0 | 0 | 0 | 0 | 0 | 0 | 0 | 0 | 0 | 0 | 0 | 0 | 0 | 0 | 0 | 0 | 0 | 0 | 0 | 0 | 0
F5_Commercial_Lodging_Existing_Food Preparation_Natural Gas_Oven_E1 | F5 | Commercial | Lodging | Existing | Food Preparation | Natural Gas | Oven | E1 | Utility - Cost of Operation | 0.041393 | 0.041747 | 0.042171 | 0.042873 | 0.043808 | 0.044911 | 0.045925 | 0.046827 | 0.047703 | 0.048552 | 0.049409 | 0.050241 | 0.051025 | 0.05181 | 0.05256 | 0.05333 | 0.054152 | 0.054981 | 0.055816 | 0.056655 | 0.057484 | 0.058301 | 0 | 0 | 0 | 0 | 0 | 0 | 0 | 0
F5_Commercial_Lodging_Existing_Food Preparation_Natural Gas_Oven_E2 | F5 | Commercial | Lodging | Existing | Food Preparation | Natural Gas | Oven | E2 | Utility - Cost of Operation | 0.028382 | 0.028625 | 0.028915 | 0.029396 | 0.030037 | 0.030794 | 0.031489 | 0.032108 | 0.032708 | 0.033291 | 0.033878 | 0.034449 | 0.034986 | 0.035524 | 0.036039 | 0.036566 | 0.037131 | 0.037698 | 0.038271 | 0.038846 | 0.039415 | 0.039975 | 0 | 0 | 0 | 0 | 0 | 0 | 0 | 0
F5_Commercial_Lodging_Existing_Food Preparation_Natural Gas_Oven_E3 | F5 | Commercial | Lodging | Existing | Food Preparation | Natural Gas | Oven | E3 | Utility - Cost of Operation | 0 | 0 | 0 | 0 | 0 | 0 | 0 | 0 | 0 | 0 | 0 | 0 | 0 | 0 | 0 | 0 | 0 | 0 | 0 | 0 | 0 | 0 | 0 | 0 | 0 | 0 | 0 | 0 | 0 | 0
F5_Commercial_Lodging_Existing_Food Preparation_Natural Gas_Oven_E4 | F5 | Commercial | Lodging | Existing | Food Preparation | Natural Gas | Oven | E4 | Utility - Cost of Operation | 0 | 0 | 0 | 0 | 0 | 0 | 0 | 0 | 0 | 0 | 0 | 0 | 0 | 0 | 0 | 0 | 0 | 0 | 0 | 0 | 0 | 0 | 0 | 0 | 0 | 0 | 0 | 0 | 0 | 0
F5_Commercial_Lodging_Existing_Food Preparation_Natural Gas_Oven_E5 | F5 | Commercial | Lodging | Existing | Food Preparation | Natural Gas | Oven | E5 | Utility - Cost of Operation | 0 | 0 | 0 | 0 | 0 | 0 | 0 | 0 | 0 | 0 | 0 | 0 | 0 | 0 | 0 | 0 | 0 | 0 | 0 | 0 | 0 | 0 | 0 | 0 | 0 | 0 | 0 | 0 | 0 | 0
F5_Commercial_Lodging_Existing_Food Preparation_Natural Gas_Oven_E6 | F5 | Commercial | Lodging | Existing | Food Preparation | Natural Gas | Oven | E6 | Utility - Cost of Operation | 0 | 0 | 0 | 0 | 0 | 0 | 0 | 0 | 0 | 0 | 0 | 0 | 0 | 0 | 0 | 0 | 0 | 0 | 0 | 0 | 0 | 0 | 0 | 0 | 0 | 0 | 0 | 0 | 0 | 0
F5_Commercial_Lodging_Existing_Food Preparation_Natural Gas_Oven_E7 | F5 | Commercial | Lodging | Existing | Food Preparation | Natural Gas | Oven | E7 | Utility - Cost of Operation | 0 | 0 | 0 | 0 | 0 | 0 | 0 | 0 | 0 | 0 | 0 | 0 | 0 | 0 | 0 | 0 | 0 | 0 | 0 | 0 | 0 | 0 | 0 | 0 | 0 | 0 | 0 | 0 | 0 | 0
F5_Commercial_Lodging_Existing_Food Preparation_Natural Gas_Oven_E8 | F5 | Commercial | Lodging | Existing | Food Preparation | Natural Gas | Oven | E8 | Utility - Cost of Operation | 0 | 0 | 0 | 0 | 0 | 0 | 0 | 0 | 0 | 0 | 0 | 0 | 0 | 0 | 0 | 0 | 0 | 0 | 0 | 0 | 0 | 0 | 0 | 0 | 0 | 0 | 0 | 0 | 0 | 0
F5_Commercial_Lodging_Existing_Food Preparation_Natural Gas_Oven_E9 | F5 | Commercial | Lodging | Existing | Food Preparation | Natural Gas | Oven | E9 | Utility - Cost of Operation | 0 | 0 | 0 | 0 | 0 | 0 | 0 | 0 | 0 | 0 | 0 | 0 | 0 | 0 | 0 | 0 | 0 | 0 | 0 | 0 | 0 | 0 | 0 | 0 | 0 | 0 | 0 | 0 | 0 | 0
F5_Commercial_Lodging_Existing_Food Preparation_Natural Gas_Oven_E10 | F5 | Commercial | Lodging | Existing | Food Preparation | Natural Gas | Oven | E10 | Utility - Cost of Operation | 0 | 0 | 0 | 0 | 0 | 0 | 0 | 0 | 0 | 0 | 0 | 0 | 0 | 0 | 0 | 0 | 0 | 0 | 0 | 0 | 0 | 0 | 0 | 0 | 0 | 0 | 0 | 0 | 0 | 0
F6_Commercial_Lodging_Existing_Food Preparation_Natural Gas_Oven_E1 | F6 | Commercial | Lodging | Existing | Food Preparation | Natural Gas | Oven | E1 | Utility - Value of Sales | 0.049591 | 0.050016 | 0.050524 | 0.051364 | 0.052484 | 0.053806 | 0.055021 | 0.056102 | 0.057151 | 0.058169 | 0.059195 | 0.060192 | 0.061131 | 0.062072 | 0.062971 | 0.063892 | 0.064878 | 0.065871 | 0.066871 | 0.067876 | 0.06887 | 0.069849 | 0 | 0 | 0 | 0 | 0 | 0 | 0 | 0
F6_Commercial_Lodging_Existing_Food Preparation_Natural Gas_Oven_E2 | F6 | Commercial | Lodging | Existing | Food Preparation | Natural Gas | Oven | E2 | Utility - Value of Sales | 0.034003 | 0.034294 | 0.034642 | 0.035219 | 0.035987 | 0.036893 | 0.037726 | 0.038467 | 0.039187 | 0.039884 | 0.040588 | 0.041272 | 0.041916 | 0.042561 | 0.043177 | 0.043809 | 0.044485 | 0.045165 | 0.045851 | 0.04654 | 0.047222 | 0.047893 | 0 | 0 | 0 | 0 | 0 | 0 | 0 | 0
F6_Commercial_Lodging_Existing_Food Preparation_Natural Gas_Oven_E3 | F6 | Commercial | Lodging | Existing | Food Preparation | Natural Gas | Oven | E3 | Utility - Value of Sales | 0 | 0 | 0 | 0 | 0 | 0 | 0 | 0 | 0 | 0 | 0 | 0 | 0 | 0 | 0 | 0 | 0 | 0 | 0 | 0 | 0 | 0 | 0 | 0 | 0 | 0 | 0 | 0 | 0 | 0
F6_Commercial_Lodging_Existing_Food Preparation_Natural Gas_Oven_E4 | F6 | Commercial | Lodging | Existing | Food Preparation | Natural Gas | Oven | E4 | Utility - Value of Sales | 0 | 0 | 0 | 0 | 0 | 0 | 0 | 0 | 0 | 0 | 0 | 0 | 0 | 0 | 0 | 0 | 0 | 0 | 0 | 0 | 0 | 0 | 0 | 0 | 0 | 0 | 0 | 0 | 0 | 0
F6_Commercial_Lodging_Existing_Food Preparation_Natural Gas_Oven_E5 | F6 | Commercial | Lodging | Existing | Food Preparation | Natural Gas | Oven | E5 | Utility - Value of Sales | 0 | 0 | 0 | 0 | 0 | 0 | 0 | 0 | 0 | 0 | 0 | 0 | 0 | 0 | 0 | 0 | 0 | 0 | 0 | 0 | 0 | 0 | 0 | 0 | 0 | 0 | 0 | 0 | 0 | 0
F6_Commercial_Lodging_Existing_Food Preparation_Natural Gas_Oven_E6 | F6 | Commercial | Lodging | Existing | Food Preparation | Natural Gas | Oven | E6 | Utility - Value of Sales | 0 | 0 | 0 | 0 | 0 | 0 | 0 | 0 | 0 | 0 | 0 | 0 | 0 | 0 | 0 | 0 | 0 | 0 | 0 | 0 | 0 | 0 | 0 | 0 | 0 | 0 | 0 | 0 | 0 | 0
F6_Commercial_Lodging_Existing_Food Preparation_Natural Gas_Oven_E7 | F6 | Commercial | Lodging | Existing | Food Preparation | Natural Gas | Oven | E7 | Utility - Value of Sales | 0 | 0 | 0 | 0 | 0 | 0 | 0 | 0 | 0 | 0 | 0 | 0 | 0 | 0 | 0 | 0 | 0 | 0 | 0 | 0 | 0 | 0 | 0 | 0 | 0 | 0 | 0 | 0 | 0 | 0
F6_Commercial_Lodging_Existing_Food Preparation_Natural Gas_Oven_E8 | F6 | Commercial | Lodging | Existing | Food Preparation | Natural Gas | Oven | E8 | Utility - Value of Sales | 0 | 0 | 0 | 0 | 0 | 0 | 0 | 0 | 0 | 0 | 0 | 0 | 0 | 0 | 0 | 0 | 0 | 0 | 0 | 0 | 0 | 0 | 0 | 0 | 0 | 0 | 0 | 0 | 0 | 0
F6_Commercial_Lodging_Existing_Food Preparation_Natural Gas_Oven_E9 | F6 | Commercial | Lodging | Existing | Food Preparation | Natural Gas | Oven | E9 | Utility - Value of Sales | 0 | 0 | 0 | 0 | 0 | 0 | 0 | 0 | 0 | 0 | 0 | 0 | 0 | 0 | 0 | 0 | 0 | 0 | 0 | 0 | 0 | 0 | 0 | 0 | 0 | 0 | 0 | 0 | 0 | 0
F6_Commercial_Lodging_Existing_Food Preparation_Natural Gas_Oven_E10 | F6 | Commercial | Lodging | Existing | Food Preparation | Natural Gas | Oven | E10 | Utility - Value of Sales | 0 | 0 | 0 | 0 | 0 | 0 | 0 | 0 | 0 | 0 | 0 | 0 | 0 | 0 | 0 | 0 | 0 | 0 | 0 | 0 | 0 | 0 | 0 | 0 | 0 | 0 | 0 | 0 | 0 | 0
F1_Commercial_Lodging_Existing_Food Preparation_Natural Gas_Conveyor Oven_E1 | F1 | Commercial | Lodging | Existing | Food Preparation | Natural Gas | Conveyor Oven | E1 | Participant - Cost of Equipment | 0.021928 | 0.021928 | 0.021928 | 0.021928 | 0.021928 | 0.021928 | 0.021928 | 0.021928 | 0.021928 | 0.021928 | 0.021928 | 0.021928 | 0.021928 | 0.021928 | 0.021928 | 0.021928 | 0.021928 | 0.021928 | 0.021928 | 0.021928 | 0.021928 | 0.021928 | 0 | 0 | 0 | 0 | 0 | 0 | 0 | 0
F1_Commercial_Lodging_Existing_Food Preparation_Natural Gas_Conveyor Oven_E2 | F1 | Commercial | Lodging | Existing | Food Preparation | Natural Gas | Conveyor Oven | E2 | Participant - Cost of Equipment | 0.026733 | 0.026733 | 0.026733 | 0.026733 | 0.026733 | 0.026733 | 0.026733 | 0.026733 | 0.026733 | 0.026733 | 0.026733 | 0.026733 | 0.026733 | 0.026733 | 0.026733 | 0.026733 | 0.026733 | 0.026733 | 0.026733 | 0.026733 | 0.026733 | 0.026733 | 0 | 0 | 0 | 0 | 0 | 0 | 0 | 0
F1_Commercial_Lodging_Existing_Food Preparation_Natural Gas_Conveyor Oven_E3 | F1 | Commercial | Lodging | Existing | Food Preparation | Natural Gas | Conveyor Oven | E3 | Participant - Cost of Equipment | 0 | 0 | 0 | 0 | 0 | 0 | 0 | 0 | 0 | 0 | 0 | 0 | 0 | 0 | 0 | 0 | 0 | 0 | 0 | 0 | 0 | 0 | 0 | 0 | 0 | 0 | 0 | 0 | 0 | 0
F1_Commercial_Lodging_Existing_Food Preparation_Natural Gas_Conveyor Oven_E4 | F1 | Commercial | Lodging | Existing | Food Preparation | Natural Gas | Conveyor Oven | E4 | Participant - Cost of Equipment | 0 | 0 | 0 | 0 | 0 | 0 | 0 | 0 | 0 | 0 | 0 | 0 | 0 | 0 | 0 | 0 | 0 | 0 | 0 | 0 | 0 | 0 | 0 | 0 | 0 | 0 | 0 | 0 | 0 | 0
F1_Commercial_Lodging_Existing_Food Preparation_Natural Gas_Conveyor Oven_E5 | F1 | Commercial | Lodging | Existing | Food Preparation | Natural Gas | Conveyor Oven | E5 | Participant - Cost of Equipment | 0 | 0 | 0 | 0 | 0 | 0 | 0 | 0 | 0 | 0 | 0 | 0 | 0 | 0 | 0 | 0 | 0 | 0 | 0 | 0 | 0 | 0 | 0 | 0 | 0 | 0 | 0 | 0 | 0 | 0
F1_Commercial_Lodging_Existing_Food Preparation_Natural Gas_Conveyor Oven_E6 | F1 | Commercial | Lodging | Existing | Food Preparation | Natural Gas | Conveyor Oven | E6 | Participant - Cost of Equipment | 0 | 0 | 0 | 0 | 0 | 0 | 0 | 0 | 0 | 0 | 0 | 0 | 0 | 0 | 0 | 0 | 0 | 0 | 0 | 0 | 0 | 0 | 0 | 0 | 0 | 0 | 0 | 0 | 0 | 0
F1_Commercial_Lodging_Existing_Food Preparation_Natural Gas_Conveyor Oven_E7 | F1 | Commercial | Lodging | Existing | Food Preparation | Natural Gas | Conveyor Oven | E7 | Participant - Cost of Equipment | 0 | 0 | 0 | 0 | 0 | 0 | 0 | 0 | 0 | 0 | 0 | 0 | 0 | 0 | 0 | 0 | 0 | 0 | 0 | 0 | 0 | 0 | 0 | 0 | 0 | 0 | 0 | 0 | 0 | 0
F1_Commercial_Lodging_Existing_Food Preparation_Natural Gas_Conveyor Oven_E8 | F1 | Commercial | Lodging | Existing | Food Preparation | Natural Gas | Conveyor Oven | E8 | Participant - Cost of Equipment | 0 | 0 | 0 | 0 | 0 | 0 | 0 | 0 | 0 | 0 | 0 | 0 | 0 | 0 | 0 | 0 | 0 | 0 | 0 | 0 | 0 | 0 | 0 | 0 | 0 | 0 | 0 | 0 | 0 | 0
F1_Commercial_Lodging_Existing_Food Preparation_Natural Gas_Conveyor Oven_E9 | F1 | Commercial | Lodging | Existing | Food Preparation | Natural Gas | Conveyor Oven | E9 | Participant - Cost of Equipment | 0 | 0 | 0 | 0 | 0 | 0 | 0 | 0 | 0 | 0 | 0 | 0 | 0 | 0 | 0 | 0 | 0 | 0 | 0 | 0 | 0 | 0 | 0 | 0 | 0 | 0 | 0 | 0 | 0 | 0
F1_Commercial_Lodging_Existing_Food Preparation_Natural Gas_Conveyor Oven_E10 | F1 | Commercial | Lodging | Existing | Food Preparation | Natural Gas | Conveyor Oven | E10 | Participant - Cost of Equipment | 0 | 0 | 0 | 0 | 0 | 0 | 0 | 0 | 0 | 0 | 0 | 0 | 0 | 0 | 0 | 0 | 0 | 0 | 0 | 0 | 0 | 0 | 0 | 0 | 0 | 0 | 0 | 0 | 0 | 0
F2_Commercial_Lodging_Existing_Food Preparation_Natural Gas_Conveyor Oven_E1 | F2 | Commercial | Lodging | Existing | Food Preparation | Natural Gas | Conveyor Oven | E1 | Participant - Cost of Operation | 0.083741 | 0.084676 | 0.085738 | 0.087238 | 0.089046 | 0.091069 | 0.092914 | 0.094526 | 0.096026 | 0.09754 | 0.099121 | 0.10073 | 0.10235 | 0.10405 | 0.1057 | 0.1074 | 0.10919 | 0.11099 | 0.11282 | 0.11466 | 0.11651 | 0.11834 | 0 | 0 | 0 | 0 | 0 | 0 | 0 | 0
F2_Commercial_Lodging_Existing_Food Preparation_Natural Gas_Conveyor Oven_E2 | F2 | Commercial | Lodging | Existing | Food Preparation | Natural Gas | Conveyor Oven | E2 | Participant - Cost of Operation | 0.063656 | 0.064367 | 0.065174 | 0.066314 | 0.067689 | 0.069227 | 0.070629 | 0.071855 | 0.072995 | 0.074145 | 0.075347 | 0.076573 | 0.077801 | 0.079091 | 0.080351 | 0.08164 | 0.082998 | 0.084371 | 0.08576 | 0.087163 | 0.088564 | 0.089961 | 0 | 0 | 0 | 0 | 0 | 0 | 0 | 0
F2_Commercial_Lodging_Existing_Food Preparation_Natural Gas_Conveyor Oven_E3 | F2 | Commercial | Lodging | Existing | Food Preparation | Natural Gas | Conveyor Oven | E3 | Participant - Cost of Operation | 0 | 0 | 0 | 0 | 0 | 0 | 0 | 0 | 0 | 0 | 0 | 0 | 0 | 0 | 0 | 0 | 0 | 0 | 0 | 0 | 0 | 0 | 0 | 0 | 0 | 0 | 0 | 0 | 0 | 0
F2_Commercial_Lodging_Existing_Food Preparation_Natural Gas_Conveyor Oven_E4 | F2 | Commercial | Lodging | Existing | Food Preparation | Natural Gas | Conveyor Oven | E4 | Participant - Cost of Operation | 0 | 0 | 0 | 0 | 0 | 0 | 0 | 0 | 0 | 0 | 0 | 0 | 0 | 0 | 0 | 0 | 0 | 0 | 0 | 0 | 0 | 0 | 0 | 0 | 0 | 0 | 0 | 0 | 0 | 0
F2_Commercial_Lodging_Existing_Food Preparation_Natural Gas_Conveyor Oven_E5 | F2 | Commercial | Lodging | Existing | Food Preparation | Natural Gas | Conveyor Oven | E5 | Participant - Cost of Operation | 0 | 0 | 0 | 0 | 0 | 0 | 0 | 0 | 0 | 0 | 0 | 0 | 0 | 0 | 0 | 0 | 0 | 0 | 0 | 0 | 0 | 0 | 0 | 0 | 0 | 0 | 0 | 0 | 0 | 0
F2_Commercial_Lodging_Existing_Food Preparation_Natural Gas_Conveyor Oven_E6 | F2 | Commercial | Lodging | Existing | Food Preparation | Natural Gas | Conveyor Oven | E6 | Participant - Cost of Operation | 0 | 0 | 0 | 0 | 0 | 0 | 0 | 0 | 0 | 0 | 0 | 0 | 0 | 0 | 0 | 0 | 0 | 0 | 0 | 0 | 0 | 0 | 0 | 0 | 0 | 0 | 0 | 0 | 0 | 0
F2_Commercial_Lodging_Existing_Food Preparation_Natural Gas_Conveyor Oven_E7 | F2 | Commercial | Lodging | Existing | Food Preparation | Natural Gas | Conveyor Oven | E7 | Participant - Cost of Operation | 0 | 0 | 0 | 0 | 0 | 0 | 0 | 0 | 0 | 0 | 0 | 0 | 0 | 0 | 0 | 0 | 0 | 0 | 0 | 0 | 0 | 0 | 0 | 0 | 0 | 0 | 0 | 0 | 0 | 0
F2_Commercial_Lodging_Existing_Food Preparation_Natural Gas_Conveyor Oven_E8 | F2 | Commercial | Lodging | Existing | Food Preparation | Natural Gas | Conveyor Oven | E8 | Participant - Cost of Operation | 0 | 0 | 0 | 0 | 0 | 0 | 0 | 0 | 0 | 0 | 0 | 0 | 0 | 0 | 0 | 0 | 0 | 0 | 0 | 0 | 0 | 0 | 0 | 0 | 0 | 0 | 0 | 0 | 0 | 0
F2_Commercial_Lodging_Existing_Food Preparation_Natural Gas_Conveyor Oven_E9 | F2 | Commercial | Lodging | Existing | Food Preparation | Natural Gas | Conveyor Oven | E9 | Participant - Cost of Operation | 0 | 0 | 0 | 0 | 0 | 0 | 0 | 0 | 0 | 0 | 0 | 0 | 0 | 0 | 0 | 0 | 0 | 0 | 0 | 0 | 0 | 0 | 0 | 0 | 0 | 0 | 0 | 0 | 0 | 0
F2_Commercial_Lodging_Existing_Food Preparation_Natural Gas_Conveyor Oven_E10 | F2 | Commercial | Lodging | Existing | Food Preparation | Natural Gas | Conveyor Oven | E10 | Participant - Cost of Operation | 0 | 0 | 0 | 0 | 0 | 0 | 0 | 0 | 0 | 0 | 0 | 0 | 0 | 0 | 0 | 0 | 0 | 0 | 0 | 0 | 0 | 0 | 0 | 0 | 0 | 0 | 0 | 0 | 0 | 0
F3_Commercial_Lodging_Existing_Food Preparation_Natural Gas_Conveyor Oven_E1 | F3 | Commercial | Lodging | Existing | Food Preparation | Natural Gas | Conveyor Oven | E1 | System - kBTUs of Conusmption | 7.6435 | 7.6666 | 7.6908 | 7.7376 | 7.7729 | 7.7969 | 7.8075 | 7.8118 | 7.8075 | 7.8006 | 7.7895 | 7.7778 | 7.7639 | 7.7482 | 7.7288 | 7.7098 | 7.6895 | 7.6678 | 7.6429 | 7.619 | 7.5942 | 7.5687 | 0 | 0 | 0 | 0 | 0 | 0 | 0 | 0
F3_Commercial_Lodging_Existing_Food Preparation_Natural Gas_Conveyor Oven_E2 | F3 | Commercial | Lodging | Existing | Food Preparation | Natural Gas | Conveyor Oven | E2 | System - kBTUs of Conusmption | 5.8102 | 5.8278 | 5.8462 | 5.8818 | 5.9086 | 5.9269 | 5.9349 | 5.9382 | 5.9349 | 5.9297 | 5.9212 | 5.9123 | 5.9018 | 5.8898 | 5.8751 | 5.8607 | 5.8452 | 5.8287 | 5.8098 | 5.7917 | 5.7728 | 5.7534 | 0 | 0 | 0 | 0 | 0 | 0 | 0 | 0
F3_Commercial_Lodging_Existing_Food Preparation_Natural Gas_Conveyor Oven_E3 | F3 | Commercial | Lodging | Existing | Food Preparation | Natural Gas | Conveyor Oven | E3 | System - kBTUs of Conusmption | 0 | 0 | 0 | 0 | 0 | 0 | 0 | 0 | 0 | 0 | 0 | 0 | 0 | 0 | 0 | 0 | 0 | 0 | 0 | 0 | 0 | 0 | 0 | 0 | 0 | 0 | 0 | 0 | 0 | 0
F3_Commercial_Lodging_Existing_Food Preparation_Natural Gas_Conveyor Oven_E4 | F3 | Commercial | Lodging | Existing | Food Preparation | Natural Gas | Conveyor Oven | E4 | System - kBTUs of Conusmption | 0 | 0 | 0 | 0 | 0 | 0 | 0 | 0 | 0 | 0 | 0 | 0 | 0 | 0 | 0 | 0 | 0 | 0 | 0 | 0 | 0 | 0 | 0 | 0 | 0 | 0 | 0 | 0 | 0 | 0
F3_Commercial_Lodging_Existing_Food Preparation_Natural Gas_Conveyor Oven_E5 | F3 | Commercial | Lodging | Existing | Food Preparation | Natural Gas | Conveyor Oven | E5 | System - kBTUs of Conusmption | 0 | 0 | 0 | 0 | 0 | 0 | 0 | 0 | 0 | 0 | 0 | 0 | 0 | 0 | 0 | 0 | 0 | 0 | 0 | 0 | 0 | 0 | 0 | 0 | 0 | 0 | 0 | 0 | 0 | 0
F3_Commercial_Lodging_Existing_Food Preparation_Natural Gas_Conveyor Oven_E6 | F3 | Commercial | Lodging | Existing | Food Preparation | Natural Gas | Conveyor Oven | E6 | System - kBTUs of Conusmption | 0 | 0 | 0 | 0 | 0 | 0 | 0 | 0 | 0 | 0 | 0 | 0 | 0 | 0 | 0 | 0 | 0 | 0 | 0 | 0 | 0 | 0 | 0 | 0 | 0 | 0 | 0 | 0 | 0 | 0
F3_Commercial_Lodging_Existing_Food Preparation_Natural Gas_Conveyor Oven_E7 | F3 | Commercial | Lodging | Existing | Food Preparation | Natural Gas | Conveyor Oven | E7 | System - kBTUs of Conusmption | 0 | 0 | 0 | 0 | 0 | 0 | 0 | 0 | 0 | 0 | 0 | 0 | 0 | 0 | 0 | 0 | 0 | 0 | 0 | 0 | 0 | 0 | 0 | 0 | 0 | 0 | 0 | 0 | 0 | 0
F3_Commercial_Lodging_Existing_Food Preparation_Natural Gas_Conveyor Oven_E8 | F3 | Commercial | Lodging | Existing | Food Preparation | Natural Gas | Conveyor Oven | E8 | System - kBTUs of Conusmption | 0 | 0 | 0 | 0 | 0 | 0 | 0 | 0 | 0 | 0 | 0 | 0 | 0 | 0 | 0 | 0 | 0 | 0 | 0 | 0 | 0 | 0 | 0 | 0 | 0 | 0 | 0 | 0 | 0 | 0
F3_Commercial_Lodging_Existing_Food Preparation_Natural Gas_Conveyor Oven_E9 | F3 | Commercial | Lodging | Existing | Food Preparation | Natural Gas | Conveyor Oven | E9 | System - kBTUs of Conusmption | 0 | 0 | 0 | 0 | 0 | 0 | 0 | 0 | 0 | 0 | 0 | 0 | 0 | 0 | 0 | 0 | 0 | 0 | 0 | 0 | 0 | 0 | 0 | 0 | 0 | 0 | 0 | 0 | 0 | 0
F3_Commercial_Lodging_Existing_Food Preparation_Natural Gas_Conveyor Oven_E10 | F3 | Commercial | Lodging | Existing | Food Preparation | Natural Gas | Conveyor Oven | E10 | System - kBTUs of Conusmption | 0 | 0 | 0 | 0 | 0 | 0 | 0 | 0 | 0 | 0 | 0 | 0 | 0 | 0 | 0 | 0 | 0 | 0 | 0 | 0 | 0 | 0 | 0 | 0 | 0 | 0 | 0 | 0 | 0 | 0
F4_Commercial_Lodging_Existing_Food Preparation_Natural Gas_Conveyor Oven_E1 | F4 | Commercial | Lodging | Existing | Food Preparation | Natural Gas | Conveyor Oven | E1 | Utility - Cost of Equipment | 0.021928 | 0.021928 | 0.021928 | 0.021928 | 0.021928 | 0.021928 | 0.021928 | 0.021928 | 0.021928 | 0.021928 | 0.021928 | 0.021928 | 0.021928 | 0.021928 | 0.021928 | 0.021928 | 0.021928 | 0.021928 | 0.021928 | 0.021928 | 0.021928 | 0.021928 | 0 | 0 | 0 | 0 | 0 | 0 | 0 | 0
F4_Commercial_Lodging_Existing_Food Preparation_Natural Gas_Conveyor Oven_E2 | F4 | Commercial | Lodging | Existing | Food Preparation | Natural Gas | Conveyor Oven | E2 | Utility - Cost of Equipment | 0.026733 | 0.026733 | 0.026733 | 0.026733 | 0.026733 | 0.026733 | 0.026733 | 0.026733 | 0.026733 | 0.026733 | 0.026733 | 0.026733 | 0.026733 | 0.026733 | 0.026733 | 0.026733 | 0.026733 | 0.026733 | 0.026733 | 0.026733 | 0.026733 | 0.026733 | 0 | 0 | 0 | 0 | 0 | 0 | 0 | 0
F4_Commercial_Lodging_Existing_Food Preparation_Natural Gas_Conveyor Oven_E3 | F4 | Commercial | Lodging | Existing | Food Preparation | Natural Gas | Conveyor Oven | E3 | Utility - Cost of Equipment | 0 | 0 | 0 | 0 | 0 | 0 | 0 | 0 | 0 | 0 | 0 | 0 | 0 | 0 | 0 | 0 | 0 | 0 | 0 | 0 | 0 | 0 | 0 | 0 | 0 | 0 | 0 | 0 | 0 | 0
F4_Commercial_Lodging_Existing_Food Preparation_Natural Gas_Conveyor Oven_E4 | F4 | Commercial | Lodging | Existing | Food Preparation | Natural Gas | Conveyor Oven | E4 | Utility - Cost of Equipment | 0 | 0 | 0 | 0 | 0 | 0 | 0 | 0 | 0 | 0 | 0 | 0 | 0 | 0 | 0 | 0 | 0 | 0 | 0 | 0 | 0 | 0 | 0 | 0 | 0 | 0 | 0 | 0 | 0 | 0
F4_Commercial_Lodging_Existing_Food Preparation_Natural Gas_Conveyor Oven_E5 | F4 | Commercial | Lodging | Existing | Food Preparation | Natural Gas | Conveyor Oven | E5 | Utility - Cost of Equipment | 0 | 0 | 0 | 0 | 0 | 0 | 0 | 0 | 0 | 0 | 0 | 0 | 0 | 0 | 0 | 0 | 0 | 0 | 0 | 0 | 0 | 0 | 0 | 0 | 0 | 0 | 0 | 0 | 0 | 0
F4_Commercial_Lodging_Existing_Food Preparation_Natural Gas_Conveyor Oven_E6 | F4 | Commercial | Lodging | Existing | Food Preparation | Natural Gas | Conveyor Oven | E6 | Utility - Cost of Equipment | 0 | 0 | 0 | 0 | 0 | 0 | 0 | 0 | 0 | 0 | 0 | 0 | 0 | 0 | 0 | 0 | 0 | 0 | 0 | 0 | 0 | 0 | 0 | 0 | 0 | 0 | 0 | 0 | 0 | 0
F4_Commercial_Lodging_Existing_Food Preparation_Natural Gas_Conveyor Oven_E7 | F4 | Commercial | Lodging | Existing | Food Preparation | Natural Gas | Conveyor Oven | E7 | Utility - Cost of Equipment | 0 | 0 | 0 | 0 | 0 | 0 | 0 | 0 | 0 | 0 | 0 | 0 | 0 | 0 | 0 | 0 | 0 | 0 | 0 | 0 | 0 | 0 | 0 | 0 | 0 | 0 | 0 | 0 | 0 | 0
F4_Commercial_Lodging_Existing_Food Preparation_Natural Gas_Conveyor Oven_E8 | F4 | Commercial | Lodging | Existing | Food Preparation | Natural Gas | Conveyor Oven | E8 | Utility - Cost of Equipment | 0 | 0 | 0 | 0 | 0 | 0 | 0 | 0 | 0 | 0 | 0 | 0 | 0 | 0 | 0 | 0 | 0 | 0 | 0 | 0 | 0 | 0 | 0 | 0 | 0 | 0 | 0 | 0 | 0 | 0
F4_Commercial_Lodging_Existing_Food Preparation_Natural Gas_Conveyor Oven_E9 | F4 | Commercial | Lodging | Existing | Food Preparation | Natural Gas | Conveyor Oven | E9 | Utility - Cost of Equipment | 0 | 0 | 0 | 0 | 0 | 0 | 0 | 0 | 0 | 0 | 0 | 0 | 0 | 0 | 0 | 0 | 0 | 0 | 0 | 0 | 0 | 0 | 0 | 0 | 0 | 0 | 0 | 0 | 0 | 0
F4_Commercial_Lodging_Existing_Food Preparation_Natural Gas_Conveyor Oven_E10 | F4 | Commercial | Lodging | Existing | Food Preparation | Natural Gas | Conveyor Oven | E10 | Utility - Cost of Equipment | 0 | 0 | 0 | 0 | 0 | 0 | 0 | 0 | 0 | 0 | 0 | 0 | 0 | 0 | 0 | 0 | 0 | 0 | 0 | 0 | 0 | 0 | 0 | 0 | 0 | 0 | 0 | 0 | 0 | 0
F5_Commercial_Lodging_Existing_Food Preparation_Natural Gas_Conveyor Oven_E1 | F5 | Commercial | Lodging | Existing | Food Preparation | Natural Gas | Conveyor Oven | E1 | Utility - Cost of Operation | 0.069897 | 0.070677 | 0.071564 | 0.072815 | 0.074325 | 0.076014 | 0.077554 | 0.078899 | 0.080151 | 0.081414 | 0.082734 | 0.08408 | 0.085428 | 0.086845 | 0.088228 | 0.089644 | 0.091135 | 0.092643 | 0.094168 | 0.095708 | 0.097246 | 0.09878 | 0 | 0 | 0 | 0 | 0 | 0 | 0 | 0
F5_Commercial_Lodging_Existing_Food Preparation_Natural Gas_Conveyor Oven_E2 | F5 | Commercial | Lodging | Existing | Food Preparation | Natural Gas | Conveyor Oven | E2 | Utility - Cost of Operation | 0.053132 | 0.053726 | 0.0544 | 0.055351 | 0.056498 | 0.057782 | 0.058953 | 0.059975 | 0.060927 | 0.061887 | 0.062891 | 0.063914 | 0.064939 | 0.066016 | 0.067067 | 0.068143 | 0.069277 | 0.070423 | 0.071582 | 0.072753 | 0.073922 | 0.075088 | 0 | 0 | 0 | 0 | 0 | 0 | 0 | 0
F5_Commercial_Lodging_Existing_Food Preparation_Natural Gas_Conveyor Oven_E3 | F5 | Commercial | Lodging | Existing | Food Preparation | Natural Gas | Conveyor Oven | E3 | Utility - Cost of Operation | 0 | 0 | 0 | 0 | 0 | 0 | 0 | 0 | 0 | 0 | 0 | 0 | 0 | 0 | 0 | 0 | 0 | 0 | 0 | 0 | 0 | 0 | 0 | 0 | 0 | 0 | 0 | 0 | 0 | 0
F5_Commercial_Lodging_Existing_Food Preparation_Natural Gas_Conveyor Oven_E4 | F5 | Commercial | Lodging | Existing | Food Preparation | Natural Gas | Conveyor Oven | E4 | Utility - Cost of Operation | 0 | 0 | 0 | 0 | 0 | 0 | 0 | 0 | 0 | 0 | 0 | 0 | 0 | 0 | 0 | 0 | 0 | 0 | 0 | 0 | 0 | 0 | 0 | 0 | 0 | 0 | 0 | 0 | 0 | 0
F5_Commercial_Lodging_Existing_Food Preparation_Natural Gas_Conveyor Oven_E5 | F5 | Commercial | Lodging | Existing | Food Preparation | Natural Gas | Conveyor Oven | E5 | Utility - Cost of Operation | 0 | 0 | 0 | 0 | 0 | 0 | 0 | 0 | 0 | 0 | 0 | 0 | 0 | 0 | 0 | 0 | 0 | 0 | 0 | 0 | 0 | 0 | 0 | 0 | 0 | 0 | 0 | 0 | 0 | 0
F5_Commercial_Lodging_Existing_Food Preparation_Natural Gas_Conveyor Oven_E6 | F5 | Commercial | Lodging | Existing | Food Preparation | Natural Gas | Conveyor Oven | E6 | Utility - Cost of Operation | 0 | 0 | 0 | 0 | 0 | 0 | 0 | 0 | 0 | 0 | 0 | 0 | 0 | 0 | 0 | 0 | 0 | 0 | 0 | 0 | 0 | 0 | 0 | 0 | 0 | 0 | 0 | 0 | 0 | 0
F5_Commercial_Lodging_Existing_Food Preparation_Natural Gas_Conveyor Oven_E7 | F5 | Commercial | Lodging | Existing | Food Preparation | Natural Gas | Conveyor Oven | E7 | Utility - Cost of Operation | 0 | 0 | 0 | 0 | 0 | 0 | 0 | 0 | 0 | 0 | 0 | 0 | 0 | 0 | 0 | 0 | 0 | 0 | 0 | 0 | 0 | 0 | 0 | 0 | 0 | 0 | 0 | 0 | 0 | 0
F5_Commercial_Lodging_Existing_Food Preparation_Natural Gas_Conveyor Oven_E8 | F5 | Commercial | Lodging | Existing | Food Preparation | Natural Gas | Conveyor Oven | E8 | Utility - Cost of Operation | 0 | 0 | 0 | 0 | 0 | 0 | 0 | 0 | 0 | 0 | 0 | 0 | 0 | 0 | 0 | 0 | 0 | 0 | 0 | 0 | 0 | 0 | 0 | 0 | 0 | 0 | 0 | 0 | 0 | 0
F5_Commercial_Lodging_Existing_Food Preparation_Natural Gas_Conveyor Oven_E9 | F5 | Commercial | Lodging | Existing | Food Preparation | Natural Gas | Conveyor Oven | E9 | Utility - Cost of Operation | 0 | 0 | 0 | 0 | 0 | 0 | 0 | 0 | 0 | 0 | 0 | 0 | 0 | 0 | 0 | 0 | 0 | 0 | 0 | 0 | 0 | 0 | 0 | 0 | 0 | 0 | 0 | 0 | 0 | 0
F5_Commercial_Lodging_Existing_Food Preparation_Natural Gas_Conveyor Oven_E10 | F5 | Commercial | Lodging | Existing | Food Preparation | Natural Gas | Conveyor Oven | E10 | Utility - Cost of Operation | 0 | 0 | 0 | 0 | 0 | 0 | 0 | 0 | 0 | 0 | 0 | 0 | 0 | 0 | 0 | 0 | 0 | 0 | 0 | 0 | 0 | 0 | 0 | 0 | 0 | 0 | 0 | 0 | 0 | 0
F6_Commercial_Lodging_Existing_Food Preparation_Natural Gas_Conveyor Oven_E1 | F6 | Commercial | Lodging | Existing | Food Preparation | Natural Gas | Conveyor Oven | E1 | Utility - Value of Sales | 0.083741 | 0.084676 | 0.085738 | 0.087238 | 0.089046 | 0.091069 | 0.092914 | 0.094526 | 0.096026 | 0.09754 | 0.099121 | 0.10073 | 0.10235 | 0.10405 | 0.1057 | 0.1074 | 0.10919 | 0.11099 | 0.11282 | 0.11466 | 0.11651 | 0.11834 | 0 | 0 | 0 | 0 | 0 | 0 | 0 | 0
F6_Commercial_Lodging_Existing_Food Preparation_Natural Gas_Conveyor Oven_E2 | F6 | Commercial | Lodging | Existing | Food Preparation | Natural Gas | Conveyor Oven | E2 | Utility - Value of Sales | 0.063656 | 0.064367 | 0.065174 | 0.066314 | 0.067689 | 0.069227 | 0.070629 | 0.071855 | 0.072995 | 0.074145 | 0.075347 | 0.076573 | 0.077801 | 0.079091 | 0.080351 | 0.08164 | 0.082998 | 0.084371 | 0.08576 | 0.087163 | 0.088564 | 0.089961 | 0 | 0 | 0 | 0 | 0 | 0 | 0 | 0
F6_Commercial_Lodging_Existing_Food Preparation_Natural Gas_Conveyor Oven_E3 | F6 | Commercial | Lodging | Existing | Food Preparation | Natural Gas | Conveyor Oven | E3 | Utility - Value of Sales | 0 | 0 | 0 | 0 | 0 | 0 | 0 | 0 | 0 | 0 | 0 | 0 | 0 | 0 | 0 | 0 | 0 | 0 | 0 | 0 | 0 | 0 | 0 | 0 | 0 | 0 | 0 | 0 | 0 | 0
F6_Commercial_Lodging_Existing_Food Preparation_Natural Gas_Conveyor Oven_E4 | F6 | Commercial | Lodging | Existing | Food Preparation | Natural Gas | Conveyor Oven | E4 | Utility - Value of Sales | 0 | 0 | 0 | 0 | 0 | 0 | 0 | 0 | 0 | 0 | 0 | 0 | 0 | 0 | 0 | 0 | 0 | 0 | 0 | 0 | 0 | 0 | 0 | 0 | 0 | 0 | 0 | 0 | 0 | 0
F6_Commercial_Lodging_Existing_Food Preparation_Natural Gas_Conveyor Oven_E5 | F6 | Commercial | Lodging | Existing | Food Preparation | Natural Gas | Conveyor Oven | E5 | Utility - Value of Sales | 0 | 0 | 0 | 0 | 0 | 0 | 0 | 0 | 0 | 0 | 0 | 0 | 0 | 0 | 0 | 0 | 0 | 0 | 0 | 0 | 0 | 0 | 0 | 0 | 0 | 0 | 0 | 0 | 0 | 0
F6_Commercial_Lodging_Existing_Food Preparation_Natural Gas_Conveyor Oven_E6 | F6 | Commercial | Lodging | Existing | Food Preparation | Natural Gas | Conveyor Oven | E6 | Utility - Value of Sales | 0 | 0 | 0 | 0 | 0 | 0 | 0 | 0 | 0 | 0 | 0 | 0 | 0 | 0 | 0 | 0 | 0 | 0 | 0 | 0 | 0 | 0 | 0 | 0 | 0 | 0 | 0 | 0 | 0 | 0
F6_Commercial_Lodging_Existing_Food Preparation_Natural Gas_Conveyor Oven_E7 | F6 | Commercial | Lodging | Existing | Food Preparation | Natural Gas | Conveyor Oven | E7 | Utility - Value of Sales | 0 | 0 | 0 | 0 | 0 | 0 | 0 | 0 | 0 | 0 | 0 | 0 | 0 | 0 | 0 | 0 | 0 | 0 | 0 | 0 | 0 | 0 | 0 | 0 | 0 | 0 | 0 | 0 | 0 | 0
F6_Commercial_Lodging_Existing_Food Preparation_Natural Gas_Conveyor Oven_E8 | F6 | Commercial | Lodging | Existing | Food Preparation | Natural Gas | Conveyor Oven | E8 | Utility - Value of Sales | 0 | 0 | 0 | 0 | 0 | 0 | 0 | 0 | 0 | 0 | 0 | 0 | 0 | 0 | 0 | 0 | 0 | 0 | 0 | 0 | 0 | 0 | 0 | 0 | 0 | 0 | 0 | 0 | 0 | 0
F6_Commercial_Lodging_Existing_Food Preparation_Natural Gas_Conveyor Oven_E9 | F6 | Commercial | Lodging | Existing | Food Preparation | Natural Gas | Conveyor Oven | E9 | Utility - Value of Sales | 0 | 0 | 0 | 0 | 0 | 0 | 0 | 0 | 0 | 0 | 0 | 0 | 0 | 0 | 0 | 0 | 0 | 0 | 0 | 0 | 0 | 0 | 0 | 0 | 0 | 0 | 0 | 0 | 0 | 0
F6_Commercial_Lodging_Existing_Food Preparation_Natural Gas_Conveyor Oven_E10 | F6 | Commercial | Lodging | Existing | Food Preparation | Natural Gas | Conveyor Oven | E10 | Utility - Value of Sales | 0 | 0 | 0 | 0 | 0 | 0 | 0 | 0 | 0 | 0 | 0 | 0 | 0 | 0 | 0 | 0 | 0 | 0 | 0 | 0 | 0 | 0 | 0 | 0 | 0 | 0 | 0 | 0 | 0 | 0
F1_Commercial_Lodging_Existing_Food Preparation_Natural Gas_Double Rack Oven_E1 | F1 | Commercial | Lodging | Existing | Food Preparation | Natural Gas | Double Rack Oven | E1 | Participant - Cost of Equipment | 0.042304 | 0.042304 | 0.042304 | 0.042304 | 0.042304 | 0.042304 | 0.042304 | 0.042304 | 0.042304 | 0.042304 | 0.042304 | 0.042304 | 0.042304 | 0.042304 | 0.042304 | 0.042304 | 0.042304 | 0.042304 | 0.042304 | 0.042304 | 0.042304 | 0.042304 | 0 | 0 | 0 | 0 | 0 | 0 | 0 | 0
F1_Commercial_Lodging_Existing_Food Preparation_Natural Gas_Double Rack Oven_E2 | F1 | Commercial | Lodging | Existing | Food Preparation | Natural Gas | Double Rack Oven | E2 | Participant - Cost of Equipment | 0.056261 | 0.056261 | 0.056261 | 0.056261 | 0.056261 | 0.056261 | 0.056261 | 0.056261 | 0.056261 | 0.056261 | 0.056261 | 0.056261 | 0.056261 | 0.056261 | 0.056261 | 0.056261 | 0.056261 | 0.056261 | 0.056261 | 0.056261 | 0.056261 | 0.056261 | 0 | 0 | 0 | 0 | 0 | 0 | 0 | 0
F1_Commercial_Lodging_Existing_Food Preparation_Natural Gas_Double Rack Oven_E3 | F1 | Commercial | Lodging | Existing | Food Preparation | Natural Gas | Double Rack Oven | E3 | Participant - Cost of Equipment | 0 | 0 | 0 | 0 | 0 | 0 | 0 | 0 | 0 | 0 | 0 | 0 | 0 | 0 | 0 | 0 | 0 | 0 | 0 | 0 | 0 | 0 | 0 | 0 | 0 | 0 | 0 | 0 | 0 | 0
F1_Commercial_Lodging_Existing_Food Preparation_Natural Gas_Double Rack Oven_E4 | F1 | Commercial | Lodging | Existing | Food Preparation | Natural Gas | Double Rack Oven | E4 | Participant - Cost of Equipment | 0 | 0 | 0 | 0 | 0 | 0 | 0 | 0 | 0 | 0 | 0 | 0 | 0 | 0 | 0 | 0 | 0 | 0 | 0 | 0 | 0 | 0 | 0 | 0 | 0 | 0 | 0 | 0 | 0 | 0
F1_Commercial_Lodging_Existing_Food Preparation_Natural Gas_Double Rack Oven_E5 | F1 | Commercial | Lodging | Existing | Food Preparation | Natural Gas | Double Rack Oven | E5 | Participant - Cost of Equipment | 0 | 0 | 0 | 0 | 0 | 0 | 0 | 0 | 0 | 0 | 0 | 0 | 0 | 0 | 0 | 0 | 0 | 0 | 0 | 0 | 0 | 0 | 0 | 0 | 0 | 0 | 0 | 0 | 0 | 0
F1_Commercial_Lodging_Existing_Food Preparation_Natural Gas_Double Rack Oven_E6 | F1 | Commercial | Lodging | Existing | Food Preparation | Natural Gas | Double Rack Oven | E6 | Participant - Cost of Equipment | 0 | 0 | 0 | 0 | 0 | 0 | 0 | 0 | 0 | 0 | 0 | 0 | 0 | 0 | 0 | 0 | 0 | 0 | 0 | 0 | 0 | 0 | 0 | 0 | 0 | 0 | 0 | 0 | 0 | 0
F1_Commercial_Lodging_Existing_Food Preparation_Natural Gas_Double Rack Oven_E7 | F1 | Commercial | Lodging | Existing | Food Preparation | Natural Gas | Double Rack Oven | E7 | Participant - Cost of Equipment | 0 | 0 | 0 | 0 | 0 | 0 | 0 | 0 | 0 | 0 | 0 | 0 | 0 | 0 | 0 | 0 | 0 | 0 | 0 | 0 | 0 | 0 | 0 | 0 | 0 | 0 | 0 | 0 | 0 | 0
F1_Commercial_Lodging_Existing_Food Preparation_Natural Gas_Double Rack Oven_E8 | F1 | Commercial | Lodging | Existing | Food Preparation | Natural Gas | Double Rack Oven | E8 | Participant - Cost of Equipment | 0 | 0 | 0 | 0 | 0 | 0 | 0 | 0 | 0 | 0 | 0 | 0 | 0 | 0 | 0 | 0 | 0 | 0 | 0 | 0 | 0 | 0 | 0 | 0 | 0 | 0 | 0 | 0 | 0 | 0
F1_Commercial_Lodging_Existing_Food Preparation_Natural Gas_Double Rack Oven_E9 | F1 | Commercial | Lodging | Existing | Food Preparation | Natural Gas | Double Rack Oven | E9 | Participant - Cost of Equipment | 0 | 0 | 0 | 0 | 0 | 0 | 0 | 0 | 0 | 0 | 0 | 0 | 0 | 0 | 0 | 0 | 0 | 0 | 0 | 0 | 0 | 0 | 0 | 0 | 0 | 0 | 0 | 0 | 0 | 0
F1_Commercial_Lodging_Existing_Food Preparation_Natural Gas_Double Rack Oven_E10 | F1 | Commercial | Lodging | Existing | Food Preparation | Natural Gas | Double Rack Oven | E10 | Participant - Cost of Equipment | 0 | 0 | 0 | 0 | 0 | 0 | 0 | 0 | 0 | 0 | 0 | 0 | 0 | 0 | 0 | 0 | 0 | 0 | 0 | 0 | 0 | 0 | 0 | 0 | 0 | 0 | 0 | 0 | 0 | 0
F2_Commercial_Lodging_Existing_Food Preparation_Natural Gas_Double Rack Oven_E1 | F2 | Commercial | Lodging | Existing | Food Preparation | Natural Gas | Double Rack Oven | E1 | Participant - Cost of Operation | 0.14348 | 0.14471 | 0.14618 | 0.14861 | 0.15185 | 0.15568 | 0.15919 | 0.16232 | 0.16535 | 0.1683 | 0.17127 | 0.17415 | 0.17687 | 0.17959 | 0.18219 | 0.18486 | 0.18771 | 0.19058 | 0.19348 | 0.19638 | 0.19926 | 0.20209 | 0 | 0 | 0 | 0 | 0 | 0 | 0 | 0
F2_Commercial_Lodging_Existing_Food Preparation_Natural Gas_Double Rack Oven_E2 | F2 | Commercial | Lodging | Existing | Food Preparation | Natural Gas | Double Rack Oven | E2 | Participant - Cost of Operation | 0.078263 | 0.078932 | 0.079734 | 0.08106 | 0.082828 | 0.084914 | 0.086831 | 0.088537 | 0.090193 | 0.091799 | 0.093418 | 0.094992 | 0.096474 | 0.097958 | 0.099377 | 0.10083 | 0.10239 | 0.10395 | 0.10553 | 0.10712 | 0.10869 | 0.11023 | 0 | 0 | 0 | 0 | 0 | 0 | 0 | 0
F2_Commercial_Lodging_Existing_Food Preparation_Natural Gas_Double Rack Oven_E3 | F2 | Commercial | Lodging | Existing | Food Preparation | Natural Gas | Double Rack Oven | E3 | Participant - Cost of Operation | 0 | 0 | 0 | 0 | 0 | 0 | 0 | 0 | 0 | 0 | 0 | 0 | 0 | 0 | 0 | 0 | 0 | 0 | 0 | 0 | 0 | 0 | 0 | 0 | 0 | 0 | 0 | 0 | 0 | 0
F2_Commercial_Lodging_Existing_Food Preparation_Natural Gas_Double Rack Oven_E4 | F2 | Commercial | Lodging | Existing | Food Preparation | Natural Gas | Double Rack Oven | E4 | Participant - Cost of Operation | 0 | 0 | 0 | 0 | 0 | 0 | 0 | 0 | 0 | 0 | 0 | 0 | 0 | 0 | 0 | 0 | 0 | 0 | 0 | 0 | 0 | 0 | 0 | 0 | 0 | 0 | 0 | 0 | 0 | 0
F2_Commercial_Lodging_Existing_Food Preparation_Natural Gas_Double Rack Oven_E5 | F2 | Commercial | Lodging | Existing | Food Preparation | Natural Gas | Double Rack Oven | E5 | Participant - Cost of Operation | 0 | 0 | 0 | 0 | 0 | 0 | 0 | 0 | 0 | 0 | 0 | 0 | 0 | 0 | 0 | 0 | 0 | 0 | 0 | 0 | 0 | 0 | 0 | 0 | 0 | 0 | 0 | 0 | 0 | 0
F2_Commercial_Lodging_Existing_Food Preparation_Natural Gas_Double Rack Oven_E6 | F2 | Commercial | Lodging | Existing | Food Preparation | Natural Gas | Double Rack Oven | E6 | Participant - Cost of Operation | 0 | 0 | 0 | 0 | 0 | 0 | 0 | 0 | 0 | 0 | 0 | 0 | 0 | 0 | 0 | 0 | 0 | 0 | 0 | 0 | 0 | 0 | 0 | 0 | 0 | 0 | 0 | 0 | 0 | 0
F2_Commercial_Lodging_Existing_Food Preparation_Natural Gas_Double Rack Oven_E7 | F2 | Commercial | Lodging | Existing | Food Preparation | Natural Gas | Double Rack Oven | E7 | Participant - Cost of Operation | 0 | 0 | 0 | 0 | 0 | 0 | 0 | 0 | 0 | 0 | 0 | 0 | 0 | 0 | 0 | 0 | 0 | 0 | 0 | 0 | 0 | 0 | 0 | 0 | 0 | 0 | 0 | 0 | 0 | 0
F2_Commercial_Lodging_Existing_Food Preparation_Natural Gas_Double Rack Oven_E8 | F2 | Commercial | Lodging | Existing | Food Preparation | Natural Gas | Double Rack Oven | E8 | Participant - Cost of Operation | 0 | 0 | 0 | 0 | 0 | 0 | 0 | 0 | 0 | 0 | 0 | 0 | 0 | 0 | 0 | 0 | 0 | 0 | 0 | 0 | 0 | 0 | 0 | 0 | 0 | 0 | 0 | 0 | 0 | 0
F2_Commercial_Lodging_Existing_Food Preparation_Natural Gas_Double Rack Oven_E9 | F2 | Commercial | Lodging | Existing | Food Preparation | Natural Gas | Double Rack Oven | E9 | Participant - Cost of Operation | 0 | 0 | 0 | 0 | 0 | 0 | 0 | 0 | 0 | 0 | 0 | 0 | 0 | 0 | 0 | 0 | 0 | 0 | 0 | 0 | 0 | 0 | 0 | 0 | 0 | 0 | 0 | 0 | 0 | 0
F2_Commercial_Lodging_Existing_Food Preparation_Natural Gas_Double Rack Oven_E10 | F2 | Commercial | Lodging | Existing | Food Preparation | Natural Gas | Double Rack Oven | E10 | Participant - Cost of Operation | 0 | 0 | 0 | 0 | 0 | 0 | 0 | 0 | 0 | 0 | 0 | 0 | 0 | 0 | 0 | 0 | 0 | 0 | 0 | 0 | 0 | 0 | 0 | 0 | 0 | 0 | 0 | 0 | 0 | 0
F3_Commercial_Lodging_Existing_Food Preparation_Natural Gas_Double Rack Oven_E1 | F3 | Commercial | Lodging | Existing | Food Preparation | Natural Gas | Double Rack Oven | E1 | System - kBTUs of Conusmption | 13.4564 | 13.4966 | 13.5412 | 13.6436 | 13.7342 | 13.8106 | 13.8686 | 13.9262 | 13.9798 | 14.014 | 14.0256 | 14.023 | 14.0023 | 13.9625 | 13.9135 | 13.8658 | 13.8144 | 13.7596 | 13.6969 | 13.6365 | 13.5738 | 13.5094 | 0 | 0 | 0 | 0 | 0 | 0 | 0 | 0
F3_Commercial_Lodging_Existing_Food Preparation_Natural Gas_Double Rack Oven_E2 | F3 | Commercial | Lodging | Existing | Food Preparation | Natural Gas | Double Rack Oven | E2 | System - kBTUs of Conusmption | 7.3399 | 7.3618 | 7.3861 | 7.442 | 7.4914 | 7.533 | 7.5647 | 7.5961 | 7.6253 | 7.644 | 7.6503 | 7.6489 | 7.6376 | 7.6159 | 7.5892 | 7.5631 | 7.5351 | 7.5052 | 7.471 | 7.4381 | 7.4039 | 7.3688 | 0 | 0 | 0 | 0 | 0 | 0 | 0 | 0
F3_Commercial_Lodging_Existing_Food Preparation_Natural Gas_Double Rack Oven_E3 | F3 | Commercial | Lodging | Existing | Food Preparation | Natural Gas | Double Rack Oven | E3 | System - kBTUs of Conusmption | 0 | 0 | 0 | 0 | 0 | 0 | 0 | 0 | 0 | 0 | 0 | 0 | 0 | 0 | 0 | 0 | 0 | 0 | 0 | 0 | 0 | 0 | 0 | 0 | 0 | 0 | 0 | 0 | 0 | 0
F3_Commercial_Lodging_Existing_Food Preparation_Natural Gas_Double Rack Oven_E4 | F3 | Commercial | Lodging | Existing | Food Preparation | Natural Gas | Double Rack Oven | E4 | System - kBTUs of Conusmption | 0 | 0 | 0 | 0 | 0 | 0 | 0 | 0 | 0 | 0 | 0 | 0 | 0 | 0 | 0 | 0 | 0 | 0 | 0 | 0 | 0 | 0 | 0 | 0 | 0 | 0 | 0 | 0 | 0 | 0
F3_Commercial_Lodging_Existing_Food Preparation_Natural Gas_Double Rack Oven_E5 | F3 | Commercial | Lodging | Existing | Food Preparation | Natural Gas | Double Rack Oven | E5 | System - kBTUs of Conusmption | 0 | 0 | 0 | 0 | 0 | 0 | 0 | 0 | 0 | 0 | 0 | 0 | 0 | 0 | 0 | 0 | 0 | 0 | 0 | 0 | 0 | 0 | 0 | 0 | 0 | 0 | 0 | 0 | 0 | 0
F3_Commercial_Lodging_Existing_Food Preparation_Natural Gas_Double Rack Oven_E6 | F3 | Commercial | Lodging | Existing | Food Preparation | Natural Gas | Double Rack Oven | E6 | System - kBTUs of Conusmption | 0 | 0 | 0 | 0 | 0 | 0 | 0 | 0 | 0 | 0 | 0 | 0 | 0 | 0 | 0 | 0 | 0 | 0 | 0 | 0 | 0 | 0 | 0 | 0 | 0 | 0 | 0 | 0 | 0 | 0
F3_Commercial_Lodging_Existing_Food Preparation_Natural Gas_Double Rack Oven_E7 | F3 | Commercial | Lodging | Existing | Food Preparation | Natural Gas | Double Rack Oven | E7 | System - kBTUs of Conusmption | 0 | 0 | 0 | 0 | 0 | 0 | 0 | 0 | 0 | 0 | 0 | 0 | 0 | 0 | 0 | 0 | 0 | 0 | 0 | 0 | 0 | 0 | 0 | 0 | 0 | 0 | 0 | 0 | 0 | 0
F3_Commercial_Lodging_Existing_Food Preparation_Natural Gas_Double Rack Oven_E8 | F3 | Commercial | Lodging | Existing | Food Preparation | Natural Gas | Double Rack Oven | E8 | System - kBTUs of Conusmption | 0 | 0 | 0 | 0 | 0 | 0 | 0 | 0 | 0 | 0 | 0 | 0 | 0 | 0 | 0 | 0 | 0 | 0 | 0 | 0 | 0 | 0 | 0 | 0 | 0 | 0 | 0 | 0 | 0 | 0
F3_Commercial_Lodging_Existing_Food Preparation_Natural Gas_Double Rack Oven_E9 | F3 | Commercial | Lodging | Existing | Food Preparation | Natural Gas | Double Rack Oven | E9 | System - kBTUs of Conusmption | 0 | 0 | 0 | 0 | 0 | 0 | 0 | 0 | 0 | 0 | 0 | 0 | 0 | 0 | 0 | 0 | 0 | 0 | 0 | 0 | 0 | 0 | 0 | 0 | 0 | 0 | 0 | 0 | 0 | 0
F3_Commercial_Lodging_Existing_Food Preparation_Natural Gas_Double Rack Oven_E10 | F3 | Commercial | Lodging | Existing | Food Preparation | Natural Gas | Double Rack Oven | E10 | System - kBTUs of Conusmption | 0 | 0 | 0 | 0 | 0 | 0 | 0 | 0 | 0 | 0 | 0 | 0 | 0 | 0 | 0 | 0 | 0 | 0 | 0 | 0 | 0 | 0 | 0 | 0 | 0 | 0 | 0 | 0 | 0 | 0
F4_Commercial_Lodging_Existing_Food Preparation_Natural Gas_Double Rack Oven_E1 | F4 | Commercial | Lodging | Existing | Food Preparation | Natural Gas | Double Rack Oven | E1 | Utility - Cost of Equipment | 0.042304 | 0.042304 | 0.042304 | 0.042304 | 0.042304 | 0.042304 | 0.042304 | 0.042304 | 0.042304 | 0.042304 | 0.042304 | 0.042304 | 0.042304 | 0.042304 | 0.042304 | 0.042304 | 0.042304 | 0.042304 | 0.042304 | 0.042304 | 0.042304 | 0.042304 | 0 | 0 | 0 | 0 | 0 | 0 | 0 | 0
F4_Commercial_Lodging_Existing_Food Preparation_Natural Gas_Double Rack Oven_E2 | F4 | Commercial | Lodging | Existing | Food Preparation | Natural Gas | Double Rack Oven | E2 | Utility - Cost of Equipment | 0.056261 | 0.056261 | 0.056261 | 0.056261 | 0.056261 | 0.056261 | 0.056261 | 0.056261 | 0.056261 | 0.056261 | 0.056261 | 0.056261 | 0.056261 | 0.056261 | 0.056261 | 0.056261 | 0.056261 | 0.056261 | 0.056261 | 0.056261 | 0.056261 | 0.056261 | 0 | 0 | 0 | 0 | 0 | 0 | 0 | 0
F4_Commercial_Lodging_Existing_Food Preparation_Natural Gas_Double Rack Oven_E3 | F4 | Commercial | Lodging | Existing | Food Preparation | Natural Gas | Double Rack Oven | E3 | Utility - Cost of Equipment | 0 | 0 | 0 | 0 | 0 | 0 | 0 | 0 | 0 | 0 | 0 | 0 | 0 | 0 | 0 | 0 | 0 | 0 | 0 | 0 | 0 | 0 | 0 | 0 | 0 | 0 | 0 | 0 | 0 | 0
F4_Commercial_Lodging_Existing_Food Preparation_Natural Gas_Double Rack Oven_E4 | F4 | Commercial | Lodging | Existing | Food Preparation | Natural Gas | Double Rack Oven | E4 | Utility - Cost of Equipment | 0 | 0 | 0 | 0 | 0 | 0 | 0 | 0 | 0 | 0 | 0 | 0 | 0 | 0 | 0 | 0 | 0 | 0 | 0 | 0 | 0 | 0 | 0 | 0 | 0 | 0 | 0 | 0 | 0 | 0
F4_Commercial_Lodging_Existing_Food Preparation_Natural Gas_Double Rack Oven_E5 | F4 | Commercial | Lodging | Existing | Food Preparation | Natural Gas | Double Rack Oven | E5 | Utility - Cost of Equipment | 0 | 0 | 0 | 0 | 0 | 0 | 0 | 0 | 0 | 0 | 0 | 0 | 0 | 0 | 0 | 0 | 0 | 0 | 0 | 0 | 0 | 0 | 0 | 0 | 0 | 0 | 0 | 0 | 0 | 0
F4_Commercial_Lodging_Existing_Food Preparation_Natural Gas_Double Rack Oven_E6 | F4 | Commercial | Lodging | Existing | Food Preparation | Natural Gas | Double Rack Oven | E6 | Utility - Cost of Equipment | 0 | 0 | 0 | 0 | 0 | 0 | 0 | 0 | 0 | 0 | 0 | 0 | 0 | 0 | 0 | 0 | 0 | 0 | 0 | 0 | 0 | 0 | 0 | 0 | 0 | 0 | 0 | 0 | 0 | 0
F4_Commercial_Lodging_Existing_Food Preparation_Natural Gas_Double Rack Oven_E7 | F4 | Commercial | Lodging | Existing | Food Preparation | Natural Gas | Double Rack Oven | E7 | Utility - Cost of Equipment | 0 | 0 | 0 | 0 | 0 | 0 | 0 | 0 | 0 | 0 | 0 | 0 | 0 | 0 | 0 | 0 | 0 | 0 | 0 | 0 | 0 | 0 | 0 | 0 | 0 | 0 | 0 | 0 | 0 | 0
F4_Commercial_Lodging_Existing_Food Preparation_Natural Gas_Double Rack Oven_E8 | F4 | Commercial | Lodging | Existing | Food Preparation | Natural Gas | Double Rack Oven | E8 | Utility - Cost of Equipment | 0 | 0 | 0 | 0 | 0 | 0 | 0 | 0 | 0 | 0 | 0 | 0 | 0 | 0 | 0 | 0 | 0 | 0 | 0 | 0 | 0 | 0 | 0 | 0 | 0 | 0 | 0 | 0 | 0 | 0
F4_Commercial_Lodging_Existing_Food Preparation_Natural Gas_Double Rack Oven_E9 | F4 | Commercial | Lodging | Existing | Food Preparation | Natural Gas | Double Rack Oven | E9 | Utility - Cost of Equipment | 0 | 0 | 0 | 0 | 0 | 0 | 0 | 0 | 0 | 0 | 0 | 0 | 0 | 0 | 0 | 0 | 0 | 0 | 0 | 0 | 0 | 0 | 0 | 0 | 0 | 0 | 0 | 0 | 0 | 0
F4_Commercial_Lodging_Existing_Food Preparation_Natural Gas_Double Rack Oven_E10 | F4 | Commercial | Lodging | Existing | Food Preparation | Natural Gas | Double Rack Oven | E10 | Utility - Cost of Equipment | 0 | 0 | 0 | 0 | 0 | 0 | 0 | 0 | 0 | 0 | 0 | 0 | 0 | 0 | 0 | 0 | 0 | 0 | 0 | 0 | 0 | 0 | 0 | 0 | 0 | 0 | 0 | 0 | 0 | 0
F5_Commercial_Lodging_Existing_Food Preparation_Natural Gas_Double Rack Oven_E1 | F5 | Commercial | Lodging | Existing | Food Preparation | Natural Gas | Double Rack Oven | E1 | Utility - Cost of Operation | 0.11976 | 0.12079 | 0.12201 | 0.12404 | 0.12675 | 0.12994 | 0.13287 | 0.13548 | 0.13802 | 0.14047 | 0.14295 | 0.14536 | 0.14763 | 0.1499 | 0.15207 | 0.1543 | 0.15668 | 0.15907 | 0.16149 | 0.16392 | 0.16632 | 0.16868 | 0 | 0 | 0 | 0 | 0 | 0 | 0 | 0
F5_Commercial_Lodging_Existing_Food Preparation_Natural Gas_Double Rack Oven_E2 | F5 | Commercial | Lodging | Existing | Food Preparation | Natural Gas | Double Rack Oven | E2 | Utility - Cost of Operation | 0.065324 | 0.065883 | 0.066552 | 0.067659 | 0.069135 | 0.070876 | 0.072476 | 0.0739 | 0.075282 | 0.076622 | 0.077974 | 0.079288 | 0.080525 | 0.081764 | 0.082948 | 0.084162 | 0.08546 | 0.086768 | 0.088086 | 0.089409 | 0.090718 | 0.092008 | 0 | 0 | 0 | 0 | 0 | 0 | 0 | 0
F5_Commercial_Lodging_Existing_Food Preparation_Natural Gas_Double Rack Oven_E3 | F5 | Commercial | Lodging | Existing | Food Preparation | Natural Gas | Double Rack Oven | E3 | Utility - Cost of Operation | 0 | 0 | 0 | 0 | 0 | 0 | 0 | 0 | 0 | 0 | 0 | 0 | 0 | 0 | 0 | 0 | 0 | 0 | 0 | 0 | 0 | 0 | 0 | 0 | 0 | 0 | 0 | 0 | 0 | 0
F5_Commercial_Lodging_Existing_Food Preparation_Natural Gas_Double Rack Oven_E4 | F5 | Commercial | Lodging | Existing | Food Preparation | Natural Gas | Double Rack Oven | E4 | Utility - Cost of Operation | 0 | 0 | 0 | 0 | 0 | 0 | 0 | 0 | 0 | 0 | 0 | 0 | 0 | 0 | 0 | 0 | 0 | 0 | 0 | 0 | 0 | 0 | 0 | 0 | 0 | 0 | 0 | 0 | 0 | 0
F5_Commercial_Lodging_Existing_Food Preparation_Natural Gas_Double Rack Oven_E5 | F5 | Commercial | Lodging | Existing | Food Preparation | Natural Gas | Double Rack Oven | E5 | Utility - Cost of Operation | 0 | 0 | 0 | 0 | 0 | 0 | 0 | 0 | 0 | 0 | 0 | 0 | 0 | 0 | 0 | 0 | 0 | 0 | 0 | 0 | 0 | 0 | 0 | 0 | 0 | 0 | 0 | 0 | 0 | 0
F5_Commercial_Lodging_Existing_Food Preparation_Natural Gas_Double Rack Oven_E6 | F5 | Commercial | Lodging | Existing | Food Preparation | Natural Gas | Double Rack Oven | E6 | Utility - Cost of Operation | 0 | 0 | 0 | 0 | 0 | 0 | 0 | 0 | 0 | 0 | 0 | 0 | 0 | 0 | 0 | 0 | 0 | 0 | 0 | 0 | 0 | 0 | 0 | 0 | 0 | 0 | 0 | 0 | 0 | 0
F5_Commercial_Lodging_Existing_Food Preparation_Natural Gas_Double Rack Oven_E7 | F5 | Commercial | Lodging | Existing | Food Preparation | Natural Gas | Double Rack Oven | E7 | Utility - Cost of Operation | 0 | 0 | 0 | 0 | 0 | 0 | 0 | 0 | 0 | 0 | 0 | 0 | 0 | 0 | 0 | 0 | 0 | 0 | 0 | 0 | 0 | 0 | 0 | 0 | 0 | 0 | 0 | 0 | 0 | 0
F5_Commercial_Lodging_Existing_Food Preparation_Natural Gas_Double Rack Oven_E8 | F5 | Commercial | Lodging | Existing | Food Preparation | Natural Gas | Double Rack Oven | E8 | Utility - Cost of Operation | 0 | 0 | 0 | 0 | 0 | 0 | 0 | 0 | 0 | 0 | 0 | 0 | 0 | 0 | 0 | 0 | 0 | 0 | 0 | 0 | 0 | 0 | 0 | 0 | 0 | 0 | 0 | 0 | 0 | 0
F5_Commercial_Lodging_Existing_Food Preparation_Natural Gas_Double Rack Oven_E9 | F5 | Commercial | Lodging | Existing | Food Preparation | Natural Gas | Double Rack Oven | E9 | Utility - Cost of Operation | 0 | 0 | 0 | 0 | 0 | 0 | 0 | 0 | 0 | 0 | 0 | 0 | 0 | 0 | 0 | 0 | 0 | 0 | 0 | 0 | 0 | 0 | 0 | 0 | 0 | 0 | 0 | 0 | 0 | 0
F5_Commercial_Lodging_Existing_Food Preparation_Natural Gas_Double Rack Oven_E10 | F5 | Commercial | Lodging | Existing | Food Preparation | Natural Gas | Double Rack Oven | E10 | Utility - Cost of Operation | 0 | 0 | 0 | 0 | 0 | 0 | 0 | 0 | 0 | 0 | 0 | 0 | 0 | 0 | 0 | 0 | 0 | 0 | 0 | 0 | 0 | 0 | 0 | 0 | 0 | 0 | 0 | 0 | 0 | 0
F6_Commercial_Lodging_Existing_Food Preparation_Natural Gas_Double Rack Oven_E1 | F6 | Commercial | Lodging | Existing | Food Preparation | Natural Gas | Double Rack Oven | E1 | Utility - Value of Sales | 0.14348 | 0.14471 | 0.14618 | 0.14861 | 0.15185 | 0.15568 | 0.15919 | 0.16232 | 0.16535 | 0.1683 | 0.17127 | 0.17415 | 0.17687 | 0.17959 | 0.18219 | 0.18486 | 0.18771 | 0.19058 | 0.19348 | 0.19638 | 0.19926 | 0.20209 | 0 | 0 | 0 | 0 | 0 | 0 | 0 | 0
F6_Commercial_Lodging_Existing_Food Preparation_Natural Gas_Double Rack Oven_E2 | F6 | Commercial | Lodging | Existing | Food Preparation | Natural Gas | Double Rack Oven | E2 | Utility - Value of Sales | 0.078263 | 0.078932 | 0.079734 | 0.08106 | 0.082828 | 0.084914 | 0.086831 | 0.088537 | 0.090193 | 0.091799 | 0.093418 | 0.094992 | 0.096474 | 0.097958 | 0.099377 | 0.10083 | 0.10239 | 0.10395 | 0.10553 | 0.10712 | 0.10869 | 0.11023 | 0 | 0 | 0 | 0 | 0 | 0 | 0 | 0
F6_Commercial_Lodging_Existing_Food Preparation_Natural Gas_Double Rack Oven_E3 | F6 | Commercial | Lodging | Existing | Food Preparation | Natural Gas | Double Rack Oven | E3 | Utility - Value of Sales | 0 | 0 | 0 | 0 | 0 | 0 | 0 | 0 | 0 | 0 | 0 | 0 | 0 | 0 | 0 | 0 | 0 | 0 | 0 | 0 | 0 | 0 | 0 | 0 | 0 | 0 | 0 | 0 | 0 | 0
F6_Commercial_Lodging_Existing_Food Preparation_Natural Gas_Double Rack Oven_E4 | F6 | Commercial | Lodging | Existing | Food Preparation | Natural Gas | Double Rack Oven | E4 | Utility - Value of Sales | 0 | 0 | 0 | 0 | 0 | 0 | 0 | 0 | 0 | 0 | 0 | 0 | 0 | 0 | 0 | 0 | 0 | 0 | 0 | 0 | 0 | 0 | 0 | 0 | 0 | 0 | 0 | 0 | 0 | 0
F6_Commercial_Lodging_Existing_Food Preparation_Natural Gas_Double Rack Oven_E5 | F6 | Commercial | Lodging | Existing | Food Preparation | Natural Gas | Double Rack Oven | E5 | Utility - Value of Sales | 0 | 0 | 0 | 0 | 0 | 0 | 0 | 0 | 0 | 0 | 0 | 0 | 0 | 0 | 0 | 0 | 0 | 0 | 0 | 0 | 0 | 0 | 0 | 0 | 0 | 0 | 0 | 0 | 0 | 0
F6_Commercial_Lodging_Existing_Food Preparation_Natural Gas_Double Rack Oven_E6 | F6 | Commercial | Lodging | Existing | Food Preparation | Natural Gas | Double Rack Oven | E6 | Utility - Value of Sales | 0 | 0 | 0 | 0 | 0 | 0 | 0 | 0 | 0 | 0 | 0 | 0 | 0 | 0 | 0 | 0 | 0 | 0 | 0 | 0 | 0 | 0 | 0 | 0 | 0 | 0 | 0 | 0 | 0 | 0
F6_Commercial_Lodging_Existing_Food Preparation_Natural Gas_Double Rack Oven_E7 | F6 | Commercial | Lodging | Existing | Food Preparation | Natural Gas | Double Rack Oven | E7 | Utility - Value of Sales | 0 | 0 | 0 | 0 | 0 | 0 | 0 | 0 | 0 | 0 | 0 | 0 | 0 | 0 | 0 | 0 | 0 | 0 | 0 | 0 | 0 | 0 | 0 | 0 | 0 | 0 | 0 | 0 | 0 | 0
F6_Commercial_Lodging_Existing_Food Preparation_Natural Gas_Double Rack Oven_E8 | F6 | Commercial | Lodging | Existing | Food Preparation | Natural Gas | Double Rack Oven | E8 | Utility - Value of Sales | 0 | 0 | 0 | 0 | 0 | 0 | 0 | 0 | 0 | 0 | 0 | 0 | 0 | 0 | 0 | 0 | 0 | 0 | 0 | 0 | 0 | 0 | 0 | 0 | 0 | 0 | 0 | 0 | 0 | 0
F6_Commercial_Lodging_Existing_Food Preparation_Natural Gas_Double Rack Oven_E9 | F6 | Commercial | Lodging | Existing | Food Preparation | Natural Gas | Double Rack Oven | E9 | Utility - Value of Sales | 0 | 0 | 0 | 0 | 0 | 0 | 0 | 0 | 0 | 0 | 0 | 0 | 0 | 0 | 0 | 0 | 0 | 0 | 0 | 0 | 0 | 0 | 0 | 0 | 0 | 0 | 0 | 0 | 0 | 0
F6_Commercial_Lodging_Existing_Food Preparation_Natural Gas_Double Rack Oven_E10 | F6 | Commercial | Lodging | Existing | Food Preparation | Natural Gas | Double Rack Oven | E10 | Utility - Value of Sales | 0 | 0 | 0 | 0 | 0 | 0 | 0 | 0 | 0 | 0 | 0 | 0 | 0 | 0 | 0 | 0 | 0 | 0 | 0 | 0 | 0 | 0 | 0 | 0 | 0 | 0 | 0 | 0 | 0 | 0
F1_Commercial_Lodging_Existing_Food Preparation_Natural Gas_Fryer_E1 | F1 | Commercial | Lodging | Existing | Food Preparation | Natural Gas | Fryer | E1 | Participant - Cost of Equipment | 0.042701 | 0.042701 | 0.042701 | 0.042701 | 0.042701 | 0.042701 | 0.042701 | 0.042701 | 0.042701 | 0.042701 | 0.042701 | 0.042701 | 0.042701 | 0.042701 | 0.042701 | 0.042701 | 0.042701 | 0.042701 | 0.042701 | 0.042701 | 0.042701 | 0.042701 | 0 | 0 | 0 | 0 | 0 | 0 | 0 | 0
F1_Commercial_Lodging_Existing_Food Preparation_Natural Gas_Fryer_E2 | F1 | Commercial | Lodging | Existing | Food Preparation | Natural Gas | Fryer | E2 | Participant - Cost of Equipment | 0.053675 | 0.053675 | 0.053675 | 0.053675 | 0.053675 | 0.053675 | 0.053675 | 0.053675 | 0.053675 | 0.053675 | 0.053675 | 0.053675 | 0.053675 | 0.053675 | 0.053675 | 0.053675 | 0.053675 | 0.053675 | 0.053675 | 0.053675 | 0.053675 | 0.053675 | 0 | 0 | 0 | 0 | 0 | 0 | 0 | 0
F1_Commercial_Lodging_Existing_Food Preparation_Natural Gas_Fryer_E3 | F1 | Commercial | Lodging | Existing | Food Preparation | Natural Gas | Fryer | E3 | Participant - Cost of Equipment | 0 | 0 | 0 | 0 | 0 | 0 | 0 | 0 | 0 | 0 | 0 | 0 | 0 | 0 | 0 | 0 | 0 | 0 | 0 | 0 | 0 | 0 | 0 | 0 | 0 | 0 | 0 | 0 | 0 | 0
F1_Commercial_Lodging_Existing_Food Preparation_Natural Gas_Fryer_E4 | F1 | Commercial | Lodging | Existing | Food Preparation | Natural Gas | Fryer | E4 | Participant - Cost of Equipment | 0 | 0 | 0 | 0 | 0 | 0 | 0 | 0 | 0 | 0 | 0 | 0 | 0 | 0 | 0 | 0 | 0 | 0 | 0 | 0 | 0 | 0 | 0 | 0 | 0 | 0 | 0 | 0 | 0 | 0
F1_Commercial_Lodging_Existing_Food Preparation_Natural Gas_Fryer_E5 | F1 | Commercial | Lodging | Existing | Food Preparation | Natural Gas | Fryer | E5 | Participant - Cost of Equipment | 0 | 0 | 0 | 0 | 0 | 0 | 0 | 0 | 0 | 0 | 0 | 0 | 0 | 0 | 0 | 0 | 0 | 0 | 0 | 0 | 0 | 0 | 0 | 0 | 0 | 0 | 0 | 0 | 0 | 0
F1_Commercial_Lodging_Existing_Food Preparation_Natural Gas_Fryer_E6 | F1 | Commercial | Lodging | Existing | Food Preparation | Natural Gas | Fryer | E6 | Participant - Cost of Equipment | 0 | 0 | 0 | 0 | 0 | 0 | 0 | 0 | 0 | 0 | 0 | 0 | 0 | 0 | 0 | 0 | 0 | 0 | 0 | 0 | 0 | 0 | 0 | 0 | 0 | 0 | 0 | 0 | 0 | 0
F1_Commercial_Lodging_Existing_Food Preparation_Natural Gas_Fryer_E7 | F1 | Commercial | Lodging | Existing | Food Preparation | Natural Gas | Fryer | E7 | Participant - Cost of Equipment | 0 | 0 | 0 | 0 | 0 | 0 | 0 | 0 | 0 | 0 | 0 | 0 | 0 | 0 | 0 | 0 | 0 | 0 | 0 | 0 | 0 | 0 | 0 | 0 | 0 | 0 | 0 | 0 | 0 | 0
F1_Commercial_Lodging_Existing_Food Preparation_Natural Gas_Fryer_E8 | F1 | Commercial | Lodging | Existing | Food Preparation | Natural Gas | Fryer | E8 | Participant - Cost of Equipment | 0 | 0 | 0 | 0 | 0 | 0 | 0 | 0 | 0 | 0 | 0 | 0 | 0 | 0 | 0 | 0 | 0 | 0 | 0 | 0 | 0 | 0 | 0 | 0 | 0 | 0 | 0 | 0 | 0 | 0
F1_Commercial_Lodging_Existing_Food Preparation_Natural Gas_Fryer_E9 | F1 | Commercial | Lodging | Existing | Food Preparation | Natural Gas | Fryer | E9 | Participant - Cost of Equipment | 0 | 0 | 0 | 0 | 0 | 0 | 0 | 0 | 0 | 0 | 0 | 0 | 0 | 0 | 0 | 0 | 0 | 0 | 0 | 0 | 0 | 0 | 0 | 0 | 0 | 0 | 0 | 0 | 0 | 0
F1_Commercial_Lodging_Existing_Food Preparation_Natural Gas_Fryer_E10 | F1 | Commercial | Lodging | Existing | Food Preparation | Natural Gas | Fryer | E10 | Participant - Cost of Equipment | 0 | 0 | 0 | 0 | 0 | 0 | 0 | 0 | 0 | 0 | 0 | 0 | 0 | 0 | 0 | 0 | 0 | 0 | 0 | 0 | 0 | 0 | 0 | 0 | 0 | 0 | 0 | 0 | 0 | 0
F2_Commercial_Lodging_Existing_Food Preparation_Natural Gas_Fryer_E1 | F2 | Commercial | Lodging | Existing | Food Preparation | Natural Gas | Fryer | E1 | Participant - Cost of Operation | 0.069637 | 0.069117 | 0.069044 | 0.070045 | 0.071843 | 0.074203 | 0.076187 | 0.077743 | 0.079159 | 0.080546 | 0.082064 | 0.083595 | 0.085083 | 0.086761 | 0.088352 | 0.090042 | 0.091712 | 0.093164 | 0.094368 | 0.095297 | 0.096154 | 0.096929 | 0 | 0 | 0 | 0 | 0 | 0 | 0 | 0
F2_Commercial_Lodging_Existing_Food Preparation_Natural Gas_Fryer_E2 | F2 | Commercial | Lodging | Existing | Food Preparation | Natural Gas | Fryer | E2 | Participant - Cost of Operation | 0.04268 | 0.042362 | 0.042317 | 0.042931 | 0.044033 | 0.045479 | 0.046696 | 0.047649 | 0.048517 | 0.049367 | 0.050298 | 0.051235 | 0.052148 | 0.053176 | 0.054151 | 0.055187 | 0.05621 | 0.0571 | 0.057839 | 0.058408 | 0.058933 | 0.059408 | 0 | 0 | 0 | 0 | 0 | 0 | 0 | 0
F2_Commercial_Lodging_Existing_Food Preparation_Natural Gas_Fryer_E3 | F2 | Commercial | Lodging | Existing | Food Preparation | Natural Gas | Fryer | E3 | Participant - Cost of Operation | 0 | 0 | 0 | 0 | 0 | 0 | 0 | 0 | 0 | 0 | 0 | 0 | 0 | 0 | 0 | 0 | 0 | 0 | 0 | 0 | 0 | 0 | 0 | 0 | 0 | 0 | 0 | 0 | 0 | 0
F2_Commercial_Lodging_Existing_Food Preparation_Natural Gas_Fryer_E4 | F2 | Commercial | Lodging | Existing | Food Preparation | Natural Gas | Fryer | E4 | Participant - Cost of Operation | 0 | 0 | 0 | 0 | 0 | 0 | 0 | 0 | 0 | 0 | 0 | 0 | 0 | 0 | 0 | 0 | 0 | 0 | 0 | 0 | 0 | 0 | 0 | 0 | 0 | 0 | 0 | 0 | 0 | 0
F2_Commercial_Lodging_Existing_Food Preparation_Natural Gas_Fryer_E5 | F2 | Commercial | Lodging | Existing | Food Preparation | Natural Gas | Fryer | E5 | Participant - Cost of Operation | 0 | 0 | 0 | 0 | 0 | 0 | 0 | 0 | 0 | 0 | 0 | 0 | 0 | 0 | 0 | 0 | 0 | 0 | 0 | 0 | 0 | 0 | 0 | 0 | 0 | 0 | 0 | 0 | 0 | 0
F2_Commercial_Lodging_Existing_Food Preparation_Natural Gas_Fryer_E6 | F2 | Commercial | Lodging | Existing | Food Preparation | Natural Gas | Fryer | E6 | Participant - Cost of Operation | 0 | 0 | 0 | 0 | 0 | 0 | 0 | 0 | 0 | 0 | 0 | 0 | 0 | 0 | 0 | 0 | 0 | 0 | 0 | 0 | 0 | 0 | 0 | 0 | 0 | 0 | 0 | 0 | 0 | 0
F2_Commercial_Lodging_Existing_Food Preparation_Natural Gas_Fryer_E7 | F2 | Commercial | Lodging | Existing | Food Preparation | Natural Gas | Fryer | E7 | Participant - Cost of Operation | 0 | 0 | 0 | 0 | 0 | 0 | 0 | 0 | 0 | 0 | 0 | 0 | 0 | 0 | 0 | 0 | 0 | 0 | 0 | 0 | 0 | 0 | 0 | 0 | 0 | 0 | 0 | 0 | 0 | 0
F2_Commercial_Lodging_Existing_Food Preparation_Natural Gas_Fryer_E8 | F2 | Commercial | Lodging | Existing | Food Preparation | Natural Gas | Fryer | E8 | Participant - Cost of Operation | 0 | 0 | 0 | 0 | 0 | 0 | 0 | 0 | 0 | 0 | 0 | 0 | 0 | 0 | 0 | 0 | 0 | 0 | 0 | 0 | 0 | 0 | 0 | 0 | 0 | 0 | 0 | 0 | 0 | 0
F2_Commercial_Lodging_Existing_Food Preparation_Natural Gas_Fryer_E9 | F2 | Commercial | Lodging | Existing | Food Preparation | Natural Gas | Fryer | E9 | Participant - Cost of Operation | 0 | 0 | 0 | 0 | 0 | 0 | 0 | 0 | 0 | 0 | 0 | 0 | 0 | 0 | 0 | 0 | 0 | 0 | 0 | 0 | 0 | 0 | 0 | 0 | 0 | 0 | 0 | 0 | 0 | 0
F2_Commercial_Lodging_Existing_Food Preparation_Natural Gas_Fryer_E10 | F2 | Commercial | Lodging | Existing | Food Preparation | Natural Gas | Fryer | E10 | Participant - Cost of Operation | 0 | 0 | 0 | 0 | 0 | 0 | 0 | 0 | 0 | 0 | 0 | 0 | 0 | 0 | 0 | 0 | 0 | 0 | 0 | 0 | 0 | 0 | 0 | 0 | 0 | 0 | 0 | 0 | 0 | 0
F3_Commercial_Lodging_Existing_Food Preparation_Natural Gas_Fryer_E1 | F3 | Commercial | Lodging | Existing | Food Preparation | Natural Gas | Fryer | E1 | System - kBTUs of Conusmption | 6.6875 | 6.6857 | 6.6945 | 6.7706 | 6.8357 | 6.8893 | 6.9254 | 6.964 | 6.9996 | 7.0321 | 7.0572 | 7.0843 | 7.109 | 7.1315 | 7.1465 | 7.1651 | 7.1631 | 7.1399 | 7.0903 | 7.0236 | 6.9544 | 6.8832 | 0 | 0 | 0 | 0 | 0 | 0 | 0 | 0
F3_Commercial_Lodging_Existing_Food Preparation_Natural Gas_Fryer_E2 | F3 | Commercial | Lodging | Existing | Food Preparation | Natural Gas | Fryer | E2 | System - kBTUs of Conusmption | 4.0988 | 4.0977 | 4.1031 | 4.1497 | 4.1896 | 4.2224 | 4.2446 | 4.2683 | 4.2901 | 4.31 | 4.3254 | 4.342 | 4.3571 | 4.3709 | 4.3801 | 4.3915 | 4.3903 | 4.3761 | 4.3457 | 4.3048 | 4.2624 | 4.2187 | 0 | 0 | 0 | 0 | 0 | 0 | 0 | 0
F3_Commercial_Lodging_Existing_Food Preparation_Natural Gas_Fryer_E3 | F3 | Commercial | Lodging | Existing | Food Preparation | Natural Gas | Fryer | E3 | System - kBTUs of Conusmption | 0 | 0 | 0 | 0 | 0 | 0 | 0 | 0 | 0 | 0 | 0 | 0 | 0 | 0 | 0 | 0 | 0 | 0 | 0 | 0 | 0 | 0 | 0 | 0 | 0 | 0 | 0 | 0 | 0 | 0
F3_Commercial_Lodging_Existing_Food Preparation_Natural Gas_Fryer_E4 | F3 | Commercial | Lodging | Existing | Food Preparation | Natural Gas | Fryer | E4 | System - kBTUs of Conusmption | 0 | 0 | 0 | 0 | 0 | 0 | 0 | 0 | 0 | 0 | 0 | 0 | 0 | 0 | 0 | 0 | 0 | 0 | 0 | 0 | 0 | 0 | 0 | 0 | 0 | 0 | 0 | 0 | 0 | 0
F3_Commercial_Lodging_Existing_Food Preparation_Natural Gas_Fryer_E5 | F3 | Commercial | Lodging | Existing | Food Preparation | Natural Gas | Fryer | E5 | System - kBTUs of Conusmption | 0 | 0 | 0 | 0 | 0 | 0 | 0 | 0 | 0 | 0 | 0 | 0 | 0 | 0 | 0 | 0 | 0 | 0 | 0 | 0 | 0 | 0 | 0 | 0 | 0 | 0 | 0 | 0 | 0 | 0
F3_Commercial_Lodging_Existing_Food Preparation_Natural Gas_Fryer_E6 | F3 | Commercial | Lodging | Existing | Food Preparation | Natural Gas | Fryer | E6 | System - kBTUs of Conusmption | 0 | 0 | 0 | 0 | 0 | 0 | 0 | 0 | 0 | 0 | 0 | 0 | 0 | 0 | 0 | 0 | 0 | 0 | 0 | 0 | 0 | 0 | 0 | 0 | 0 | 0 | 0 | 0 | 0 | 0
F3_Commercial_Lodging_Existing_Food Preparation_Natural Gas_Fryer_E7 | F3 | Commercial | Lodging | Existing | Food Preparation | Natural Gas | Fryer | E7 | System - kBTUs of Conusmption | 0 | 0 | 0 | 0 | 0 | 0 | 0 | 0 | 0 | 0 | 0 | 0 | 0 | 0 | 0 | 0 | 0 | 0 | 0 | 0 | 0 | 0 | 0 | 0 | 0 | 0 | 0 | 0 | 0 | 0
F3_Commercial_Lodging_Existing_Food Preparation_Natural Gas_Fryer_E8 | F3 | Commercial | Lodging | Existing | Food Preparation | Natural Gas | Fryer | E8 | System - kBTUs of Conusmption | 0 | 0 | 0 | 0 | 0 | 0 | 0 | 0 | 0 | 0 | 0 | 0 | 0 | 0 | 0 | 0 | 0 | 0 | 0 | 0 | 0 | 0 | 0 | 0 | 0 | 0 | 0 | 0 | 0 | 0
F3_Commercial_Lodging_Existing_Food Preparation_Natural Gas_Fryer_E9 | F3 | Commercial | Lodging | Existing | Food Preparation | Natural Gas | Fryer | E9 | System - kBTUs of Conusmption | 0 | 0 | 0 | 0 | 0 | 0 | 0 | 0 | 0 | 0 | 0 | 0 | 0 | 0 | 0 | 0 | 0 | 0 | 0 | 0 | 0 | 0 | 0 | 0 | 0 | 0 | 0 | 0 | 0 | 0
F3_Commercial_Lodging_Existing_Food Preparation_Natural Gas_Fryer_E10 | F3 | Commercial | Lodging | Existing | Food Preparation | Natural Gas | Fryer | E10 | System - kBTUs of Conusmption | 0 | 0 | 0 | 0 | 0 | 0 | 0 | 0 | 0 | 0 | 0 | 0 | 0 | 0 | 0 | 0 | 0 | 0 | 0 | 0 | 0 | 0 | 0 | 0 | 0 | 0 | 0 | 0 | 0 | 0
F4_Commercial_Lodging_Existing_Food Preparation_Natural Gas_Fryer_E1 | F4 | Commercial | Lodging | Existing | Food Preparation | Natural Gas | Fryer | E1 | Utility - Cost of Equipment | 0.042701 | 0.042701 | 0.042701 | 0.042701 | 0.042701 | 0.042701 | 0.042701 | 0.042701 | 0.042701 | 0.042701 | 0.042701 | 0.042701 | 0.042701 | 0.042701 | 0.042701 | 0.042701 | 0.042701 | 0.042701 | 0.042701 | 0.042701 | 0.042701 | 0.042701 | 0 | 0 | 0 | 0 | 0 | 0 | 0 | 0
F4_Commercial_Lodging_Existing_Food Preparation_Natural Gas_Fryer_E2 | F4 | Commercial | Lodging | Existing | Food Preparation | Natural Gas | Fryer | E2 | Utility - Cost of Equipment | 0.053675 | 0.053675 | 0.053675 | 0.053675 | 0.053675 | 0.053675 | 0.053675 | 0.053675 | 0.053675 | 0.053675 | 0.053675 | 0.053675 | 0.053675 | 0.053675 | 0.053675 | 0.053675 | 0.053675 | 0.053675 | 0.053675 | 0.053675 | 0.053675 | 0.053675 | 0 | 0 | 0 | 0 | 0 | 0 | 0 | 0
F4_Commercial_Lodging_Existing_Food Preparation_Natural Gas_Fryer_E3 | F4 | Commercial | Lodging | Existing | Food Preparation | Natural Gas | Fryer | E3 | Utility - Cost of Equipment | 0 | 0 | 0 | 0 | 0 | 0 | 0 | 0 | 0 | 0 | 0 | 0 | 0 | 0 | 0 | 0 | 0 | 0 | 0 | 0 | 0 | 0 | 0 | 0 | 0 | 0 | 0 | 0 | 0 | 0
F4_Commercial_Lodging_Existing_Food Preparation_Natural Gas_Fryer_E4 | F4 | Commercial | Lodging | Existing | Food Preparation | Natural Gas | Fryer | E4 | Utility - Cost of Equipment | 0 | 0 | 0 | 0 | 0 | 0 | 0 | 0 | 0 | 0 | 0 | 0 | 0 | 0 | 0 | 0 | 0 | 0 | 0 | 0 | 0 | 0 | 0 | 0 | 0 | 0 | 0 | 0 | 0 | 0
F4_Commercial_Lodging_Existing_Food Preparation_Natural Gas_Fryer_E5 | F4 | Commercial | Lodging | Existing | Food Preparation | Natural Gas | Fryer | E5 | Utility - Cost of Equipment | 0 | 0 | 0 | 0 | 0 | 0 | 0 | 0 | 0 | 0 | 0 | 0 | 0 | 0 | 0 | 0 | 0 | 0 | 0 | 0 | 0 | 0 | 0 | 0 | 0 | 0 | 0 | 0 | 0 | 0
F4_Commercial_Lodging_Existing_Food Preparation_Natural Gas_Fryer_E6 | F4 | Commercial | Lodging | Existing | Food Preparation | Natural Gas | Fryer | E6 | Utility - Cost of Equipment | 0 | 0 | 0 | 0 | 0 | 0 | 0 | 0 | 0 | 0 | 0 | 0 | 0 | 0 | 0 | 0 | 0 | 0 | 0 | 0 | 0 | 0 | 0 | 0 | 0 | 0 | 0 | 0 | 0 | 0
F4_Commercial_Lodging_Existing_Food Preparation_Natural Gas_Fryer_E7 | F4 | Commercial | Lodging | Existing | Food Preparation | Natural Gas | Fryer | E7 | Utility - Cost of Equipment | 0 | 0 | 0 | 0 | 0 | 0 | 0 | 0 | 0 | 0 | 0 | 0 | 0 | 0 | 0 | 0 | 0 | 0 | 0 | 0 | 0 | 0 | 0 | 0 | 0 | 0 | 0 | 0 | 0 | 0
F4_Commercial_Lodging_Existing_Food Preparation_Natural Gas_Fryer_E8 | F4 | Commercial | Lodging | Existing | Food Preparation | Natural Gas | Fryer | E8 | Utility - Cost of Equipment | 0 | 0 | 0 | 0 | 0 | 0 | 0 | 0 | 0 | 0 | 0 | 0 | 0 | 0 | 0 | 0 | 0 | 0 | 0 | 0 | 0 | 0 | 0 | 0 | 0 | 0 | 0 | 0 | 0 | 0
F4_Commercial_Lodging_Existing_Food Preparation_Natural Gas_Fryer_E9 | F4 | Commercial | Lodging | Existing | Food Preparation | Natural Gas | Fryer | E9 | Utility - Cost of Equipment | 0 | 0 | 0 | 0 | 0 | 0 | 0 | 0 | 0 | 0 | 0 | 0 | 0 | 0 | 0 | 0 | 0 | 0 | 0 | 0 | 0 | 0 | 0 | 0 | 0 | 0 | 0 | 0 | 0 | 0
F4_Commercial_Lodging_Existing_Food Preparation_Natural Gas_Fryer_E10 | F4 | Commercial | Lodging | Existing | Food Preparation | Natural Gas | Fryer | E10 | Utility - Cost of Equipment | 0 | 0 | 0 | 0 | 0 | 0 | 0 | 0 | 0 | 0 | 0 | 0 | 0 | 0 | 0 | 0 | 0 | 0 | 0 | 0 | 0 | 0 | 0 | 0 | 0 | 0 | 0 | 0 | 0 | 0
F5_Commercial_Lodging_Existing_Food Preparation_Natural Gas_Fryer_E1 | F5 | Commercial | Lodging | Existing | Food Preparation | Natural Gas | Fryer | E1 | Utility - Cost of Operation | 0.058124 | 0.057691 | 0.05763 | 0.058465 | 0.059966 | 0.061935 | 0.063592 | 0.064891 | 0.066073 | 0.06723 | 0.068498 | 0.069775 | 0.071017 | 0.072417 | 0.073746 | 0.075156 | 0.07655 | 0.077762 | 0.078767 | 0.079542 | 0.080258 | 0.080905 | 0 | 0 | 0 | 0 | 0 | 0 | 0 | 0
F5_Commercial_Lodging_Existing_Food Preparation_Natural Gas_Fryer_E2 | F5 | Commercial | Lodging | Existing | Food Preparation | Natural Gas | Fryer | E2 | Utility - Cost of Operation | 0.035624 | 0.035359 | 0.035321 | 0.035833 | 0.036754 | 0.03796 | 0.038976 | 0.039772 | 0.040496 | 0.041206 | 0.041982 | 0.042765 | 0.043527 | 0.044385 | 0.045199 | 0.046064 | 0.046918 | 0.04766 | 0.048277 | 0.048752 | 0.04919 | 0.049587 | 0 | 0 | 0 | 0 | 0 | 0 | 0 | 0
F5_Commercial_Lodging_Existing_Food Preparation_Natural Gas_Fryer_E3 | F5 | Commercial | Lodging | Existing | Food Preparation | Natural Gas | Fryer | E3 | Utility - Cost of Operation | 0 | 0 | 0 | 0 | 0 | 0 | 0 | 0 | 0 | 0 | 0 | 0 | 0 | 0 | 0 | 0 | 0 | 0 | 0 | 0 | 0 | 0 | 0 | 0 | 0 | 0 | 0 | 0 | 0 | 0
F5_Commercial_Lodging_Existing_Food Preparation_Natural Gas_Fryer_E4 | F5 | Commercial | Lodging | Existing | Food Preparation | Natural Gas | Fryer | E4 | Utility - Cost of Operation | 0 | 0 | 0 | 0 | 0 | 0 | 0 | 0 | 0 | 0 | 0 | 0 | 0 | 0 | 0 | 0 | 0 | 0 | 0 | 0 | 0 | 0 | 0 | 0 | 0 | 0 | 0 | 0 | 0 | 0
F5_Commercial_Lodging_Existing_Food Preparation_Natural Gas_Fryer_E5 | F5 | Commercial | Lodging | Existing | Food Preparation | Natural Gas | Fryer | E5 | Utility - Cost of Operation | 0 | 0 | 0 | 0 | 0 | 0 | 0 | 0 | 0 | 0 | 0 | 0 | 0 | 0 | 0 | 0 | 0 | 0 | 0 | 0 | 0 | 0 | 0 | 0 | 0 | 0 | 0 | 0 | 0 | 0
F5_Commercial_Lodging_Existing_Food Preparation_Natural Gas_Fryer_E6 | F5 | Commercial | Lodging | Existing | Food Preparation | Natural Gas | Fryer | E6 | Utility - Cost of Operation | 0 | 0 | 0 | 0 | 0 | 0 | 0 | 0 | 0 | 0 | 0 | 0 | 0 | 0 | 0 | 0 | 0 | 0 | 0 | 0 | 0 | 0 | 0 | 0 | 0 | 0 | 0 | 0 | 0 | 0
F5_Commercial_Lodging_Existing_Food Preparation_Natural Gas_Fryer_E7 | F5 | Commercial | Lodging | Existing | Food Preparation | Natural Gas | Fryer | E7 | Utility - Cost of Operation | 0 | 0 | 0 | 0 | 0 | 0 | 0 | 0 | 0 | 0 | 0 | 0 | 0 | 0 | 0 | 0 | 0 | 0 | 0 | 0 | 0 | 0 | 0 | 0 | 0 | 0 | 0 | 0 | 0 | 0
F5_Commercial_Lodging_Existing_Food Preparation_Natural Gas_Fryer_E8 | F5 | Commercial | Lodging | Existing | Food Preparation | Natural Gas | Fryer | E8 | Utility - Cost of Operation | 0 | 0 | 0 | 0 | 0 | 0 | 0 | 0 | 0 | 0 | 0 | 0 | 0 | 0 | 0 | 0 | 0 | 0 | 0 | 0 | 0 | 0 | 0 | 0 | 0 | 0 | 0 | 0 | 0 | 0
F5_Commercial_Lodging_Existing_Food Preparation_Natural Gas_Fryer_E9 | F5 | Commercial | Lodging | Existing | Food Preparation | Natural Gas | Fryer | E9 | Utility - Cost of Operation | 0 | 0 | 0 | 0 | 0 | 0 | 0 | 0 | 0 | 0 | 0 | 0 | 0 | 0 | 0 | 0 | 0 | 0 | 0 | 0 | 0 | 0 | 0 | 0 | 0 | 0 | 0 | 0 | 0 | 0
F5_Commercial_Lodging_Existing_Food Preparation_Natural Gas_Fryer_E10 | F5 | Commercial | Lodging | Existing | Food Preparation | Natural Gas | Fryer | E10 | Utility - Cost of Operation | 0 | 0 | 0 | 0 | 0 | 0 | 0 | 0 | 0 | 0 | 0 | 0 | 0 | 0 | 0 | 0 | 0 | 0 | 0 | 0 | 0 | 0 | 0 | 0 | 0 | 0 | 0 | 0 | 0 | 0
F6_Commercial_Lodging_Existing_Food Preparation_Natural Gas_Fryer_E1 | F6 | Commercial | Lodging | Existing | Food Preparation | Natural Gas | Fryer | E1 | Utility - Value of Sales | 0.069637 | 0.069117 | 0.069044 | 0.070045 | 0.071843 | 0.074203 | 0.076187 | 0.077743 | 0.079159 | 0.080546 | 0.082064 | 0.083595 | 0.085083 | 0.086761 | 0.088352 | 0.090042 | 0.091712 | 0.093164 | 0.094368 | 0.095297 | 0.096154 | 0.096929 | 0 | 0 | 0 | 0 | 0 | 0 | 0 | 0
F6_Commercial_Lodging_Existing_Food Preparation_Natural Gas_Fryer_E2 | F6 | Commercial | Lodging | Existing | Food Preparation | Natural Gas | Fryer | E2 | Utility - Value of Sales | 0.04268 | 0.042362 | 0.042317 | 0.042931 | 0.044033 | 0.045479 | 0.046696 | 0.047649 | 0.048517 | 0.049367 | 0.050298 | 0.051235 | 0.052148 | 0.053176 | 0.054151 | 0.055187 | 0.05621 | 0.0571 | 0.057839 | 0.058408 | 0.058933 | 0.059408 | 0 | 0 | 0 | 0 | 0 | 0 | 0 | 0
F6_Commercial_Lodging_Existing_Food Preparation_Natural Gas_Fryer_E3 | F6 | Commercial | Lodging | Existing | Food Preparation | Natural Gas | Fryer | E3 | Utility - Value of Sales | 0 | 0 | 0 | 0 | 0 | 0 | 0 | 0 | 0 | 0 | 0 | 0 | 0 | 0 | 0 | 0 | 0 | 0 | 0 | 0 | 0 | 0 | 0 | 0 | 0 | 0 | 0 | 0 | 0 | 0
F6_Commercial_Lodging_Existing_Food Preparation_Natural Gas_Fryer_E4 | F6 | Commercial | Lodging | Existing | Food Preparation | Natural Gas | Fryer | E4 | Utility - Value of Sales | 0 | 0 | 0 | 0 | 0 | 0 | 0 | 0 | 0 | 0 | 0 | 0 | 0 | 0 | 0 | 0 | 0 | 0 | 0 | 0 | 0 | 0 | 0 | 0 | 0 | 0 | 0 | 0 | 0 | 0
F6_Commercial_Lodging_Existing_Food Preparation_Natural Gas_Fryer_E5 | F6 | Commercial | Lodging | Existing | Food Preparation | Natural Gas | Fryer | E5 | Utility - Value of Sales | 0 | 0 | 0 | 0 | 0 | 0 | 0 | 0 | 0 | 0 | 0 | 0 | 0 | 0 | 0 | 0 | 0 | 0 | 0 | 0 | 0 | 0 | 0 | 0 | 0 | 0 | 0 | 0 | 0 | 0
F6_Commercial_Lodging_Existing_Food Preparation_Natural Gas_Fryer_E6 | F6 | Commercial | Lodging | Existing | Food Preparation | Natural Gas | Fryer | E6 | Utility - Value of Sales | 0 | 0 | 0 | 0 | 0 | 0 | 0 | 0 | 0 | 0 | 0 | 0 | 0 | 0 | 0 | 0 | 0 | 0 | 0 | 0 | 0 | 0 | 0 | 0 | 0 | 0 | 0 | 0 | 0 | 0
F6_Commercial_Lodging_Existing_Food Preparation_Natural Gas_Fryer_E7 | F6 | Commercial | Lodging | Existing | Food Preparation | Natural Gas | Fryer | E7 | Utility - Value of Sales | 0 | 0 | 0 | 0 | 0 | 0 | 0 | 0 | 0 | 0 | 0 | 0 | 0 | 0 | 0 | 0 | 0 | 0 | 0 | 0 | 0 | 0 | 0 | 0 | 0 | 0 | 0 | 0 | 0 | 0
F6_Commercial_Lodging_Existing_Food Preparation_Natural Gas_Fryer_E8 | F6 | Commercial | Lodging | Existing | Food Preparation | Natural Gas | Fryer | E8 | Utility - Value of Sales | 0 | 0 | 0 | 0 | 0 | 0 | 0 | 0 | 0 | 0 | 0 | 0 | 0 | 0 | 0 | 0 | 0 | 0 | 0 | 0 | 0 | 0 | 0 | 0 | 0 | 0 | 0 | 0 | 0 | 0
F6_Commercial_Lodging_Existing_Food Preparation_Natural Gas_Fryer_E9 | F6 | Commercial | Lodging | Existing | Food Preparation | Natural Gas | Fryer | E9 | Utility - Value of Sales | 0 | 0 | 0 | 0 | 0 | 0 | 0 | 0 | 0 | 0 | 0 | 0 | 0 | 0 | 0 | 0 | 0 | 0 | 0 | 0 | 0 | 0 | 0 | 0 | 0 | 0 | 0 | 0 | 0 | 0
F6_Commercial_Lodging_Existing_Food Preparation_Natural Gas_Fryer_E10 | F6 | Commercial | Lodging | Existing | Food Preparation | Natural Gas | Fryer | E10 | Utility - Value of Sales | 0 | 0 | 0 | 0 | 0 | 0 | 0 | 0 | 0 | 0 | 0 | 0 | 0 | 0 | 0 | 0 | 0 | 0 | 0 | 0 | 0 | 0 | 0 | 0 | 0 | 0 | 0 | 0 | 0 | 0
F1_Commercial_Lodging_Existing_Food Preparation_Natural Gas_Broiler_E1 | F1 | Commercial | Lodging | Existing | Food Preparation | Natural Gas | Broiler | E1 | Participant - Cost of Equipment | 0.029928 | 0.029928 | 0.029928 | 0.029928 | 0.029928 | 0.029928 | 0.029928 | 0.029928 | 0.029928 | 0.029928 | 0.029928 | 0.029928 | 0.029928 | 0.029928 | 0.029928 | 0.029928 | 0.029928 | 0.029928 | 0.029928 | 0.029928 | 0.029928 | 0.029928 | 0 | 0 | 0 | 0 | 0 | 0 | 0 | 0
F1_Commercial_Lodging_Existing_Food Preparation_Natural Gas_Broiler_E2 | F1 | Commercial | Lodging | Existing | Food Preparation | Natural Gas | Broiler | E2 | Participant - Cost of Equipment | 0.0419 | 0.0419 | 0.0419 | 0.0419 | 0.0419 | 0.0419 | 0.0419 | 0.0419 | 0.0419 | 0.0419 | 0.0419 | 0.0419 | 0.0419 | 0.0419 | 0.0419 | 0.0419 | 0.0419 | 0.0419 | 0.0419 | 0.0419 | 0.0419 | 0.0419 | 0 | 0 | 0 | 0 | 0 | 0 | 0 | 0
F1_Commercial_Lodging_Existing_Food Preparation_Natural Gas_Broiler_E3 | F1 | Commercial | Lodging | Existing | Food Preparation | Natural Gas | Broiler | E3 | Participant - Cost of Equipment | 0 | 0 | 0 | 0 | 0 | 0 | 0 | 0 | 0 | 0 | 0 | 0 | 0 | 0 | 0 | 0 | 0 | 0 | 0 | 0 | 0 | 0 | 0 | 0 | 0 | 0 | 0 | 0 | 0 | 0
F1_Commercial_Lodging_Existing_Food Preparation_Natural Gas_Broiler_E4 | F1 | Commercial | Lodging | Existing | Food Preparation | Natural Gas | Broiler | E4 | Participant - Cost of Equipment | 0 | 0 | 0 | 0 | 0 | 0 | 0 | 0 | 0 | 0 | 0 | 0 | 0 | 0 | 0 | 0 | 0 | 0 | 0 | 0 | 0 | 0 | 0 | 0 | 0 | 0 | 0 | 0 | 0 | 0
F1_Commercial_Lodging_Existing_Food Preparation_Natural Gas_Broiler_E5 | F1 | Commercial | Lodging | Existing | Food Preparation | Natural Gas | Broiler | E5 | Participant - Cost of Equipment | 0 | 0 | 0 | 0 | 0 | 0 | 0 | 0 | 0 | 0 | 0 | 0 | 0 | 0 | 0 | 0 | 0 | 0 | 0 | 0 | 0 | 0 | 0 | 0 | 0 | 0 | 0 | 0 | 0 | 0
F1_Commercial_Lodging_Existing_Food Preparation_Natural Gas_Broiler_E6 | F1 | Commercial | Lodging | Existing | Food Preparation | Natural Gas | Broiler | E6 | Participant - Cost of Equipment | 0 | 0 | 0 | 0 | 0 | 0 | 0 | 0 | 0 | 0 | 0 | 0 | 0 | 0 | 0 | 0 | 0 | 0 | 0 | 0 | 0 | 0 | 0 | 0 | 0 | 0 | 0 | 0 | 0 | 0
F1_Commercial_Lodging_Existing_Food Preparation_Natural Gas_Broiler_E7 | F1 | Commercial | Lodging | Existing | Food Preparation | Natural Gas | Broiler | E7 | Participant - Cost of Equipment | 0 | 0 | 0 | 0 | 0 | 0 | 0 | 0 | 0 | 0 | 0 | 0 | 0 | 0 | 0 | 0 | 0 | 0 | 0 | 0 | 0 | 0 | 0 | 0 | 0 | 0 | 0 | 0 | 0 | 0
F1_Commercial_Lodging_Existing_Food Preparation_Natural Gas_Broiler_E8 | F1 | Commercial | Lodging | Existing | Food Preparation | Natural Gas | Broiler | E8 | Participant - Cost of Equipment | 0 | 0 | 0 | 0 | 0 | 0 | 0 | 0 | 0 | 0 | 0 | 0 | 0 | 0 | 0 | 0 | 0 | 0 | 0 | 0 | 0 | 0 | 0 | 0 | 0 | 0 | 0 | 0 | 0 | 0
F1_Commercial_Lodging_Existing_Food Preparation_Natural Gas_Broiler_E9 | F1 | Commercial | Lodging | Existing | Food Preparation | Natural Gas | Broiler | E9 | Participant - Cost of Equipment | 0 | 0 | 0 | 0 | 0 | 0 | 0 | 0 | 0 | 0 | 0 | 0 | 0 | 0 | 0 | 0 | 0 | 0 | 0 | 0 | 0 | 0 | 0 | 0 | 0 | 0 | 0 | 0 | 0 | 0
F1_Commercial_Lodging_Existing_Food Preparation_Natural Gas_Broiler_E10 | F1 | Commercial | Lodging | Existing | Food Preparation | Natural Gas | Broiler | E10 | Participant - Cost of Equipment | 0 | 0 | 0 | 0 | 0 | 0 | 0 | 0 | 0 | 0 | 0 | 0 | 0 | 0 | 0 | 0 | 0 | 0 | 0 | 0 | 0 | 0 | 0 | 0 | 0 | 0 | 0 | 0 | 0 | 0
F2_Commercial_Lodging_Existing_Food Preparation_Natural Gas_Broiler_E1 | F2 | Commercial | Lodging | Existing | Food Preparation | Natural Gas | Broiler | E1 | Participant - Cost of Operation | 0.073988 | 0.074621 | 0.075379 | 0.076632 | 0.078304 | 0.080276 | 0.082088 | 0.083702 | 0.085266 | 0.086785 | 0.088315 | 0.089804 | 0.091205 | 0.092608 | 0.093949 | 0.095324 | 0.096795 | 0.098275 | 0.099768 | 0.10127 | 0.10275 | 0.10421 | 0 | 0 | 0 | 0 | 0 | 0 | 0 | 0
F2_Commercial_Lodging_Existing_Food Preparation_Natural Gas_Broiler_E2 | F2 | Commercial | Lodging | Existing | Food Preparation | Natural Gas | Broiler | E2 | Participant - Cost of Operation | 0.047564 | 0.04797 | 0.048458 | 0.049264 | 0.050338 | 0.051606 | 0.052771 | 0.053808 | 0.054814 | 0.05579 | 0.056774 | 0.057731 | 0.058632 | 0.059534 | 0.060396 | 0.06128 | 0.062225 | 0.063177 | 0.064137 | 0.0651 | 0.066054 | 0.066993 | 0 | 0 | 0 | 0 | 0 | 0 | 0 | 0
F2_Commercial_Lodging_Existing_Food Preparation_Natural Gas_Broiler_E3 | F2 | Commercial | Lodging | Existing | Food Preparation | Natural Gas | Broiler | E3 | Participant - Cost of Operation | 0 | 0 | 0 | 0 | 0 | 0 | 0 | 0 | 0 | 0 | 0 | 0 | 0 | 0 | 0 | 0 | 0 | 0 | 0 | 0 | 0 | 0 | 0 | 0 | 0 | 0 | 0 | 0 | 0 | 0
F2_Commercial_Lodging_Existing_Food Preparation_Natural Gas_Broiler_E4 | F2 | Commercial | Lodging | Existing | Food Preparation | Natural Gas | Broiler | E4 | Participant - Cost of Operation | 0 | 0 | 0 | 0 | 0 | 0 | 0 | 0 | 0 | 0 | 0 | 0 | 0 | 0 | 0 | 0 | 0 | 0 | 0 | 0 | 0 | 0 | 0 | 0 | 0 | 0 | 0 | 0 | 0 | 0
F2_Commercial_Lodging_Existing_Food Preparation_Natural Gas_Broiler_E5 | F2 | Commercial | Lodging | Existing | Food Preparation | Natural Gas | Broiler | E5 | Participant - Cost of Operation | 0 | 0 | 0 | 0 | 0 | 0 | 0 | 0 | 0 | 0 | 0 | 0 | 0 | 0 | 0 | 0 | 0 | 0 | 0 | 0 | 0 | 0 | 0 | 0 | 0 | 0 | 0 | 0 | 0 | 0
F2_Commercial_Lodging_Existing_Food Preparation_Natural Gas_Broiler_E6 | F2 | Commercial | Lodging | Existing | Food Preparation | Natural Gas | Broiler | E6 | Participant - Cost of Operation | 0 | 0 | 0 | 0 | 0 | 0 | 0 | 0 | 0 | 0 | 0 | 0 | 0 | 0 | 0 | 0 | 0 | 0 | 0 | 0 | 0 | 0 | 0 | 0 | 0 | 0 | 0 | 0 | 0 | 0
F2_Commercial_Lodging_Existing_Food Preparation_Natural Gas_Broiler_E7 | F2 | Commercial | Lodging | Existing | Food Preparation | Natural Gas | Broiler | E7 | Participant - Cost of Operation | 0 | 0 | 0 | 0 | 0 | 0 | 0 | 0 | 0 | 0 | 0 | 0 | 0 | 0 | 0 | 0 | 0 | 0 | 0 | 0 | 0 | 0 | 0 | 0 | 0 | 0 | 0 | 0 | 0 | 0
F2_Commercial_Lodging_Existing_Food Preparation_Natural Gas_Broiler_E8 | F2 | Commercial | Lodging | Existing | Food Preparation | Natural Gas | Broiler | E8 | Participant - Cost of Operation | 0 | 0 | 0 | 0 | 0 | 0 | 0 | 0 | 0 | 0 | 0 | 0 | 0 | 0 | 0 | 0 | 0 | 0 | 0 | 0 | 0 | 0 | 0 | 0 | 0 | 0 | 0 | 0 | 0 | 0
F2_Commercial_Lodging_Existing_Food Preparation_Natural Gas_Broiler_E9 | F2 | Commercial | Lodging | Existing | Food Preparation | Natural Gas | Broiler | E9 | Participant - Cost of Operation | 0 | 0 | 0 | 0 | 0 | 0 | 0 | 0 | 0 | 0 | 0 | 0 | 0 | 0 | 0 | 0 | 0 | 0 | 0 | 0 | 0 | 0 | 0 | 0 | 0 | 0 | 0 | 0 | 0 | 0
F2_Commercial_Lodging_Existing_Food Preparation_Natural Gas_Broiler_E10 | F2 | Commercial | Lodging | Existing | Food Preparation | Natural Gas | Broiler | E10 | Participant - Cost of Operation | 0 | 0 | 0 | 0 | 0 | 0 | 0 | 0 | 0 | 0 | 0 | 0 | 0 | 0 | 0 | 0 | 0 | 0 | 0 | 0 | 0 | 0 | 0 | 0 | 0 | 0 | 0 | 0 | 0 | 0
F3_Commercial_Lodging_Existing_Food Preparation_Natural Gas_Broiler_E1 | F3 | Commercial | Lodging | Existing | Food Preparation | Natural Gas | Broiler | E1 | System - kBTUs of Conusmption | 6.9389 | 6.9597 | 6.9827 | 7.0355 | 7.0822 | 7.1216 | 7.1515 | 7.1812 | 7.2088 | 7.2265 | 7.2324 | 7.2311 | 7.2204 | 7.1999 | 7.1747 | 7.15 | 7.1236 | 7.0953 | 7.0629 | 7.0318 | 6.9995 | 6.9663 | 0 | 0 | 0 | 0 | 0 | 0 | 0 | 0
F3_Commercial_Lodging_Existing_Food Preparation_Natural Gas_Broiler_E2 | F3 | Commercial | Lodging | Existing | Food Preparation | Natural Gas | Broiler | E2 | System - kBTUs of Conusmption | 4.4608 | 4.4741 | 4.4889 | 4.5228 | 4.5528 | 4.5782 | 4.5974 | 4.6165 | 4.6343 | 4.6456 | 4.6494 | 4.6486 | 4.6417 | 4.6285 | 4.6123 | 4.5965 | 4.5794 | 4.5612 | 4.5405 | 4.5205 | 4.4997 | 4.4783 | 0 | 0 | 0 | 0 | 0 | 0 | 0 | 0
F3_Commercial_Lodging_Existing_Food Preparation_Natural Gas_Broiler_E3 | F3 | Commercial | Lodging | Existing | Food Preparation | Natural Gas | Broiler | E3 | System - kBTUs of Conusmption | 0 | 0 | 0 | 0 | 0 | 0 | 0 | 0 | 0 | 0 | 0 | 0 | 0 | 0 | 0 | 0 | 0 | 0 | 0 | 0 | 0 | 0 | 0 | 0 | 0 | 0 | 0 | 0 | 0 | 0
F3_Commercial_Lodging_Existing_Food Preparation_Natural Gas_Broiler_E4 | F3 | Commercial | Lodging | Existing | Food Preparation | Natural Gas | Broiler | E4 | System - kBTUs of Conusmption | 0 | 0 | 0 | 0 | 0 | 0 | 0 | 0 | 0 | 0 | 0 | 0 | 0 | 0 | 0 | 0 | 0 | 0 | 0 | 0 | 0 | 0 | 0 | 0 | 0 | 0 | 0 | 0 | 0 | 0
F3_Commercial_Lodging_Existing_Food Preparation_Natural Gas_Broiler_E5 | F3 | Commercial | Lodging | Existing | Food Preparation | Natural Gas | Broiler | E5 | System - kBTUs of Conusmption | 0 | 0 | 0 | 0 | 0 | 0 | 0 | 0 | 0 | 0 | 0 | 0 | 0 | 0 | 0 | 0 | 0 | 0 | 0 | 0 | 0 | 0 | 0 | 0 | 0 | 0 | 0 | 0 | 0 | 0
F3_Commercial_Lodging_Existing_Food Preparation_Natural Gas_Broiler_E6 | F3 | Commercial | Lodging | Existing | Food Preparation | Natural Gas | Broiler | E6 | System - kBTUs of Conusmption | 0 | 0 | 0 | 0 | 0 | 0 | 0 | 0 | 0 | 0 | 0 | 0 | 0 | 0 | 0 | 0 | 0 | 0 | 0 | 0 | 0 | 0 | 0 | 0 | 0 | 0 | 0 | 0 | 0 | 0
F3_Commercial_Lodging_Existing_Food Preparation_Natural Gas_Broiler_E7 | F3 | Commercial | Lodging | Existing | Food Preparation | Natural Gas | Broiler | E7 | System - kBTUs of Conusmption | 0 | 0 | 0 | 0 | 0 | 0 | 0 | 0 | 0 | 0 | 0 | 0 | 0 | 0 | 0 | 0 | 0 | 0 | 0 | 0 | 0 | 0 | 0 | 0 | 0 | 0 | 0 | 0 | 0 | 0
F3_Commercial_Lodging_Existing_Food Preparation_Natural Gas_Broiler_E8 | F3 | Commercial | Lodging | Existing | Food Preparation | Natural Gas | Broiler | E8 | System - kBTUs of Conusmption | 0 | 0 | 0 | 0 | 0 | 0 | 0 | 0 | 0 | 0 | 0 | 0 | 0 | 0 | 0 | 0 | 0 | 0 | 0 | 0 | 0 | 0 | 0 | 0 | 0 | 0 | 0 | 0 | 0 | 0
F3_Commercial_Lodging_Existing_Food Preparation_Natural Gas_Broiler_E9 | F3 | Commercial | Lodging | Existing | Food Preparation | Natural Gas | Broiler | E9 | System - kBTUs of Conusmption | 0 | 0 | 0 | 0 | 0 | 0 | 0 | 0 | 0 | 0 | 0 | 0 | 0 | 0 | 0 | 0 | 0 | 0 | 0 | 0 | 0 | 0 | 0 | 0 | 0 | 0 | 0 | 0 | 0 | 0
F3_Commercial_Lodging_Existing_Food Preparation_Natural Gas_Broiler_E10 | F3 | Commercial | Lodging | Existing | Food Preparation | Natural Gas | Broiler | E10 | System - kBTUs of Conusmption | 0 | 0 | 0 | 0 | 0 | 0 | 0 | 0 | 0 | 0 | 0 | 0 | 0 | 0 | 0 | 0 | 0 | 0 | 0 | 0 | 0 | 0 | 0 | 0 | 0 | 0 | 0 | 0 | 0 | 0
F4_Commercial_Lodging_Existing_Food Preparation_Natural Gas_Broiler_E1 | F4 | Commercial | Lodging | Existing | Food Preparation | Natural Gas | Broiler | E1 | Utility - Cost of Equipment | 0.029928 | 0.029928 | 0.029928 | 0.029928 | 0.029928 | 0.029928 | 0.029928 | 0.029928 | 0.029928 | 0.029928 | 0.029928 | 0.029928 | 0.029928 | 0.029928 | 0.029928 | 0.029928 | 0.029928 | 0.029928 | 0.029928 | 0.029928 | 0.029928 | 0.029928 | 0 | 0 | 0 | 0 | 0 | 0 | 0 | 0
F4_Commercial_Lodging_Existing_Food Preparation_Natural Gas_Broiler_E2 | F4 | Commercial | Lodging | Existing | Food Preparation | Natural Gas | Broiler | E2 | Utility - Cost of Equipment | 0.0419 | 0.0419 | 0.0419 | 0.0419 | 0.0419 | 0.0419 | 0.0419 | 0.0419 | 0.0419 | 0.0419 | 0.0419 | 0.0419 | 0.0419 | 0.0419 | 0.0419 | 0.0419 | 0.0419 | 0.0419 | 0.0419 | 0.0419 | 0.0419 | 0.0419 | 0 | 0 | 0 | 0 | 0 | 0 | 0 | 0
F4_Commercial_Lodging_Existing_Food Preparation_Natural Gas_Broiler_E3 | F4 | Commercial | Lodging | Existing | Food Preparation | Natural Gas | Broiler | E3 | Utility - Cost of Equipment | 0 | 0 | 0 | 0 | 0 | 0 | 0 | 0 | 0 | 0 | 0 | 0 | 0 | 0 | 0 | 0 | 0 | 0 | 0 | 0 | 0 | 0 | 0 | 0 | 0 | 0 | 0 | 0 | 0 | 0
F4_Commercial_Lodging_Existing_Food Preparation_Natural Gas_Broiler_E4 | F4 | Commercial | Lodging | Existing | Food Preparation | Natural Gas | Broiler | E4 | Utility - Cost of Equipment | 0 | 0 | 0 | 0 | 0 | 0 | 0 | 0 | 0 | 0 | 0 | 0 | 0 | 0 | 0 | 0 | 0 | 0 | 0 | 0 | 0 | 0 | 0 | 0 | 0 | 0 | 0 | 0 | 0 | 0
F4_Commercial_Lodging_Existing_Food Preparation_Natural Gas_Broiler_E5 | F4 | Commercial | Lodging | Existing | Food Preparation | Natural Gas | Broiler | E5 | Utility - Cost of Equipment | 0 | 0 | 0 | 0 | 0 | 0 | 0 | 0 | 0 | 0 | 0 | 0 | 0 | 0 | 0 | 0 | 0 | 0 | 0 | 0 | 0 | 0 | 0 | 0 | 0 | 0 | 0 | 0 | 0 | 0
F4_Commercial_Lodging_Existing_Food Preparation_Natural Gas_Broiler_E6 | F4 | Commercial | Lodging | Existing | Food Preparation | Natural Gas | Broiler | E6 | Utility - Cost of Equipment | 0 | 0 | 0 | 0 | 0 | 0 | 0 | 0 | 0 | 0 | 0 | 0 | 0 | 0 | 0 | 0 | 0 | 0 | 0 | 0 | 0 | 0 | 0 | 0 | 0 | 0 | 0 | 0 | 0 | 0
F4_Commercial_Lodging_Existing_Food Preparation_Natural Gas_Broiler_E7 | F4 | Commercial | Lodging | Existing | Food Preparation | Natural Gas | Broiler | E7 | Utility - Cost of Equipment | 0 | 0 | 0 | 0 | 0 | 0 | 0 | 0 | 0 | 0 | 0 | 0 | 0 | 0 | 0 | 0 | 0 | 0 | 0 | 0 | 0 | 0 | 0 | 0 | 0 | 0 | 0 | 0 | 0 | 0
F4_Commercial_Lodging_Existing_Food Preparation_Natural Gas_Broiler_E8 | F4 | Commercial | Lodging | Existing | Food Preparation | Natural Gas | Broiler | E8 | Utility - Cost of Equipment | 0 | 0 | 0 | 0 | 0 | 0 | 0 | 0 | 0 | 0 | 0 | 0 | 0 | 0 | 0 | 0 | 0 | 0 | 0 | 0 | 0 | 0 | 0 | 0 | 0 | 0 | 0 | 0 | 0 | 0
F4_Commercial_Lodging_Existing_Food Preparation_Natural Gas_Broiler_E9 | F4 | Commercial | Lodging | Existing | Food Preparation | Natural Gas | Broiler | E9 | Utility - Cost of Equipment | 0 | 0 | 0 | 0 | 0 | 0 | 0 | 0 | 0 | 0 | 0 | 0 | 0 | 0 | 0 | 0 | 0 | 0 | 0 | 0 | 0 | 0 | 0 | 0 | 0 | 0 | 0 | 0 | 0 | 0
F4_Commercial_Lodging_Existing_Food Preparation_Natural Gas_Broiler_E10 | F4 | Commercial | Lodging | Existing | Food Preparation | Natural Gas | Broiler | E10 | Utility - Cost of Equipment | 0 | 0 | 0 | 0 | 0 | 0 | 0 | 0 | 0 | 0 | 0 | 0 | 0 | 0 | 0 | 0 | 0 | 0 | 0 | 0 | 0 | 0 | 0 | 0 | 0 | 0 | 0 | 0 | 0 | 0
F5_Commercial_Lodging_Existing_Food Preparation_Natural Gas_Broiler_E1 | F5 | Commercial | Lodging | Existing | Food Preparation | Natural Gas | Broiler | E1 | Utility - Cost of Operation | 0.061756 | 0.062284 | 0.062917 | 0.063963 | 0.065359 | 0.067005 | 0.068517 | 0.069864 | 0.07117 | 0.072437 | 0.073715 | 0.074957 | 0.076127 | 0.077298 | 0.078417 | 0.079565 | 0.080792 | 0.082028 | 0.083274 | 0.084526 | 0.085763 | 0.086983 | 0 | 0 | 0 | 0 | 0 | 0 | 0 | 0
F5_Commercial_Lodging_Existing_Food Preparation_Natural Gas_Broiler_E2 | F5 | Commercial | Lodging | Existing | Food Preparation | Natural Gas | Broiler | E2 | Utility - Cost of Operation | 0.0397 | 0.04004 | 0.040447 | 0.041119 | 0.042016 | 0.043074 | 0.044047 | 0.044913 | 0.045752 | 0.046567 | 0.047388 | 0.048187 | 0.048939 | 0.049691 | 0.050411 | 0.051149 | 0.051938 | 0.052733 | 0.053534 | 0.054338 | 0.055133 | 0.055917 | 0 | 0 | 0 | 0 | 0 | 0 | 0 | 0
F5_Commercial_Lodging_Existing_Food Preparation_Natural Gas_Broiler_E3 | F5 | Commercial | Lodging | Existing | Food Preparation | Natural Gas | Broiler | E3 | Utility - Cost of Operation | 0 | 0 | 0 | 0 | 0 | 0 | 0 | 0 | 0 | 0 | 0 | 0 | 0 | 0 | 0 | 0 | 0 | 0 | 0 | 0 | 0 | 0 | 0 | 0 | 0 | 0 | 0 | 0 | 0 | 0
F5_Commercial_Lodging_Existing_Food Preparation_Natural Gas_Broiler_E4 | F5 | Commercial | Lodging | Existing | Food Preparation | Natural Gas | Broiler | E4 | Utility - Cost of Operation | 0 | 0 | 0 | 0 | 0 | 0 | 0 | 0 | 0 | 0 | 0 | 0 | 0 | 0 | 0 | 0 | 0 | 0 | 0 | 0 | 0 | 0 | 0 | 0 | 0 | 0 | 0 | 0 | 0 | 0
F5_Commercial_Lodging_Existing_Food Preparation_Natural Gas_Broiler_E5 | F5 | Commercial | Lodging | Existing | Food Preparation | Natural Gas | Broiler | E5 | Utility - Cost of Operation | 0 | 0 | 0 | 0 | 0 | 0 | 0 | 0 | 0 | 0 | 0 | 0 | 0 | 0 | 0 | 0 | 0 | 0 | 0 | 0 | 0 | 0 | 0 | 0 | 0 | 0 | 0 | 0 | 0 | 0
F5_Commercial_Lodging_Existing_Food Preparation_Natural Gas_Broiler_E6 | F5 | Commercial | Lodging | Existing | Food Preparation | Natural Gas | Broiler | E6 | Utility - Cost of Operation | 0 | 0 | 0 | 0 | 0 | 0 | 0 | 0 | 0 | 0 | 0 | 0 | 0 | 0 | 0 | 0 | 0 | 0 | 0 | 0 | 0 | 0 | 0 | 0 | 0 | 0 | 0 | 0 | 0 | 0
F5_Commercial_Lodging_Existing_Food Preparation_Natural Gas_Broiler_E7 | F5 | Commercial | Lodging | Existing | Food Preparation | Natural Gas | Broiler | E7 | Utility - Cost of Operation | 0 | 0 | 0 | 0 | 0 | 0 | 0 | 0 | 0 | 0 | 0 | 0 | 0 | 0 | 0 | 0 | 0 | 0 | 0 | 0 | 0 | 0 | 0 | 0 | 0 | 0 | 0 | 0 | 0 | 0
F5_Commercial_Lodging_Existing_Food Preparation_Natural Gas_Broiler_E8 | F5 | Commercial | Lodging | Existing | Food Preparation | Natural Gas | Broiler | E8 | Utility - Cost of Operation | 0 | 0 | 0 | 0 | 0 | 0 | 0 | 0 | 0 | 0 | 0 | 0 | 0 | 0 | 0 | 0 | 0 | 0 | 0 | 0 | 0 | 0 | 0 | 0 | 0 | 0 | 0 | 0 | 0 | 0
F5_Commercial_Lodging_Existing_Food Preparation_Natural Gas_Broiler_E9 | F5 | Commercial | Lodging | Existing | Food Preparation | Natural Gas | Broiler | E9 | Utility - Cost of Operation | 0 | 0 | 0 | 0 | 0 | 0 | 0 | 0 | 0 | 0 | 0 | 0 | 0 | 0 | 0 | 0 | 0 | 0 | 0 | 0 | 0 | 0 | 0 | 0 | 0 | 0 | 0 | 0 | 0 | 0
F5_Commercial_Lodging_Existing_Food Preparation_Natural Gas_Broiler_E10 | F5 | Commercial | Lodging | Existing | Food Preparation | Natural Gas | Broiler | E10 | Utility - Cost of Operation | 0 | 0 | 0 | 0 | 0 | 0 | 0 | 0 | 0 | 0 | 0 | 0 | 0 | 0 | 0 | 0 | 0 | 0 | 0 | 0 | 0 | 0 | 0 | 0 | 0 | 0 | 0 | 0 | 0 | 0
F6_Commercial_Lodging_Existing_Food Preparation_Natural Gas_Broiler_E1 | F6 | Commercial | Lodging | Existing | Food Preparation | Natural Gas | Broiler | E1 | Utility - Value of Sales | 0.073988 | 0.074621 | 0.075379 | 0.076632 | 0.078304 | 0.080276 | 0.082088 | 0.083702 | 0.085266 | 0.086785 | 0.088315 | 0.089804 | 0.091205 | 0.092608 | 0.093949 | 0.095324 | 0.096795 | 0.098275 | 0.099768 | 0.10127 | 0.10275 | 0.10421 | 0 | 0 | 0 | 0 | 0 | 0 | 0 | 0
F6_Commercial_Lodging_Existing_Food Preparation_Natural Gas_Broiler_E2 | F6 | Commercial | Lodging | Existing | Food Preparation | Natural Gas | Broiler | E2 | Utility - Value of Sales | 0.047564 | 0.04797 | 0.048458 | 0.049264 | 0.050338 | 0.051606 | 0.052771 | 0.053808 | 0.054814 | 0.05579 | 0.056774 | 0.057731 | 0.058632 | 0.059534 | 0.060396 | 0.06128 | 0.062225 | 0.063177 | 0.064137 | 0.0651 | 0.066054 | 0.066993 | 0 | 0 | 0 | 0 | 0 | 0 | 0 | 0
F6_Commercial_Lodging_Existing_Food Preparation_Natural Gas_Broiler_E3 | F6 | Commercial | Lodging | Existing | Food Preparation | Natural Gas | Broiler | E3 | Utility - Value of Sales | 0 | 0 | 0 | 0 | 0 | 0 | 0 | 0 | 0 | 0 | 0 | 0 | 0 | 0 | 0 | 0 | 0 | 0 | 0 | 0 | 0 | 0 | 0 | 0 | 0 | 0 | 0 | 0 | 0 | 0
F6_Commercial_Lodging_Existing_Food Preparation_Natural Gas_Broiler_E4 | F6 | Commercial | Lodging | Existing | Food Preparation | Natural Gas | Broiler | E4 | Utility - Value of Sales | 0 | 0 | 0 | 0 | 0 | 0 | 0 | 0 | 0 | 0 | 0 | 0 | 0 | 0 | 0 | 0 | 0 | 0 | 0 | 0 | 0 | 0 | 0 | 0 | 0 | 0 | 0 | 0 | 0 | 0
F6_Commercial_Lodging_Existing_Food Preparation_Natural Gas_Broiler_E5 | F6 | Commercial | Lodging | Existing | Food Preparation | Natural Gas | Broiler | E5 | Utility - Value of Sales | 0 | 0 | 0 | 0 | 0 | 0 | 0 | 0 | 0 | 0 | 0 | 0 | 0 | 0 | 0 | 0 | 0 | 0 | 0 | 0 | 0 | 0 | 0 | 0 | 0 | 0 | 0 | 0 | 0 | 0
F6_Commercial_Lodging_Existing_Food Preparation_Natural Gas_Broiler_E6 | F6 | Commercial | Lodging | Existing | Food Preparation | Natural Gas | Broiler | E6 | Utility - Value of Sales | 0 | 0 | 0 | 0 | 0 | 0 | 0 | 0 | 0 | 0 | 0 | 0 | 0 | 0 | 0 | 0 | 0 | 0 | 0 | 0 | 0 | 0 | 0 | 0 | 0 | 0 | 0 | 0 | 0 | 0
F6_Commercial_Lodging_Existing_Food Preparation_Natural Gas_Broiler_E7 | F6 | Commercial | Lodging | Existing | Food Preparation | Natural Gas | Broiler | E7 | Utility - Value of Sales | 0 | 0 | 0 | 0 | 0 | 0 | 0 | 0 | 0 | 0 | 0 | 0 | 0 | 0 | 0 | 0 | 0 | 0 | 0 | 0 | 0 | 0 | 0 | 0 | 0 | 0 | 0 | 0 | 0 | 0
F6_Commercial_Lodging_Existing_Food Preparation_Natural Gas_Broiler_E8 | F6 | Commercial | Lodging | Existing | Food Preparation | Natural Gas | Broiler | E8 | Utility - Value of Sales | 0 | 0 | 0 | 0 | 0 | 0 | 0 | 0 | 0 | 0 | 0 | 0 | 0 | 0 | 0 | 0 | 0 | 0 | 0 | 0 | 0 | 0 | 0 | 0 | 0 | 0 | 0 | 0 | 0 | 0
F6_Commercial_Lodging_Existing_Food Preparation_Natural Gas_Broiler_E9 | F6 | Commercial | Lodging | Existing | Food Preparation | Natural Gas | Broiler | E9 | Utility - Value of Sales | 0 | 0 | 0 | 0 | 0 | 0 | 0 | 0 | 0 | 0 | 0 | 0 | 0 | 0 | 0 | 0 | 0 | 0 | 0 | 0 | 0 | 0 | 0 | 0 | 0 | 0 | 0 | 0 | 0 | 0
F6_Commercial_Lodging_Existing_Food Preparation_Natural Gas_Broiler_E10 | F6 | Commercial | Lodging | Existing | Food Preparation | Natural Gas | Broiler | E10 | Utility - Value of Sales | 0 | 0 | 0 | 0 | 0 | 0 | 0 | 0 | 0 | 0 | 0 | 0 | 0 | 0 | 0 | 0 | 0 | 0 | 0 | 0 | 0 | 0 | 0 | 0 | 0 | 0 | 0 | 0 | 0 | 0
F1_Commercial_Lodging_Existing_Food Preparation_Natural Gas_Griddle_E1 | F1 | Commercial | Lodging | Existing | Food Preparation | Natural Gas | Griddle | E1 | Participant - Cost of Equipment | 0.02177 | 0.02177 | 0.02177 | 0.02177 | 0.02177 | 0.02177 | 0.02177 | 0.02177 | 0.02177 | 0.02177 | 0.02177 | 0.02177 | 0.02177 | 0.02177 | 0.02177 | 0.02177 | 0.02177 | 0.02177 | 0.02177 | 0.02177 | 0.02177 | 0.02177 | 0 | 0 | 0 | 0 | 0 | 0 | 0 | 0
F1_Commercial_Lodging_Existing_Food Preparation_Natural Gas_Griddle_E2 | F1 | Commercial | Lodging | Existing | Food Preparation | Natural Gas | Griddle | E2 | Participant - Cost of Equipment | 0.023292 | 0.023292 | 0.023292 | 0.023292 | 0.023292 | 0.023292 | 0.023292 | 0.023292 | 0.023292 | 0.023292 | 0.023292 | 0.023292 | 0.023292 | 0.023292 | 0.023292 | 0.023292 | 0.023292 | 0.023292 | 0.023292 | 0.023292 | 0.023292 | 0.023292 | 0 | 0 | 0 | 0 | 0 | 0 | 0 | 0
F1_Commercial_Lodging_Existing_Food Preparation_Natural Gas_Griddle_E3 | F1 | Commercial | Lodging | Existing | Food Preparation | Natural Gas | Griddle | E3 | Participant - Cost of Equipment | 0 | 0 | 0 | 0 | 0 | 0 | 0 | 0 | 0 | 0 | 0 | 0 | 0 | 0 | 0 | 0 | 0 | 0 | 0 | 0 | 0 | 0 | 0 | 0 | 0 | 0 | 0 | 0 | 0 | 0
F1_Commercial_Lodging_Existing_Food Preparation_Natural Gas_Griddle_E4 | F1 | Commercial | Lodging | Existing | Food Preparation | Natural Gas | Griddle | E4 | Participant - Cost of Equipment | 0 | 0 | 0 | 0 | 0 | 0 | 0 | 0 | 0 | 0 | 0 | 0 | 0 | 0 | 0 | 0 | 0 | 0 | 0 | 0 | 0 | 0 | 0 | 0 | 0 | 0 | 0 | 0 | 0 | 0
F1_Commercial_Lodging_Existing_Food Preparation_Natural Gas_Griddle_E5 | F1 | Commercial | Lodging | Existing | Food Preparation | Natural Gas | Griddle | E5 | Participant - Cost of Equipment | 0 | 0 | 0 | 0 | 0 | 0 | 0 | 0 | 0 | 0 | 0 | 0 | 0 | 0 | 0 | 0 | 0 | 0 | 0 | 0 | 0 | 0 | 0 | 0 | 0 | 0 | 0 | 0 | 0 | 0
F1_Commercial_Lodging_Existing_Food Preparation_Natural Gas_Griddle_E6 | F1 | Commercial | Lodging | Existing | Food Preparation | Natural Gas | Griddle | E6 | Participant - Cost of Equipment | 0 | 0 | 0 | 0 | 0 | 0 | 0 | 0 | 0 | 0 | 0 | 0 | 0 | 0 | 0 | 0 | 0 | 0 | 0 | 0 | 0 | 0 | 0 | 0 | 0 | 0 | 0 | 0 | 0 | 0
F1_Commercial_Lodging_Existing_Food Preparation_Natural Gas_Griddle_E7 | F1 | Commercial | Lodging | Existing | Food Preparation | Natural Gas | Griddle | E7 | Participant - Cost of Equipment | 0 | 0 | 0 | 0 | 0 | 0 | 0 | 0 | 0 | 0 | 0 | 0 | 0 | 0 | 0 | 0 | 0 | 0 | 0 | 0 | 0 | 0 | 0 | 0 | 0 | 0 | 0 | 0 | 0 | 0
F1_Commercial_Lodging_Existing_Food Preparation_Natural Gas_Griddle_E8 | F1 | Commercial | Lodging | Existing | Food Preparation | Natural Gas | Griddle | E8 | Participant - Cost of Equipment | 0 | 0 | 0 | 0 | 0 | 0 | 0 | 0 | 0 | 0 | 0 | 0 | 0 | 0 | 0 | 0 | 0 | 0 | 0 | 0 | 0 | 0 | 0 | 0 | 0 | 0 | 0 | 0 | 0 | 0
F1_Commercial_Lodging_Existing_Food Preparation_Natural Gas_Griddle_E9 | F1 | Commercial | Lodging | Existing | Food Preparation | Natural Gas | Griddle | E9 | Participant - Cost of Equipment | 0 | 0 | 0 | 0 | 0 | 0 | 0 | 0 | 0 | 0 | 0 | 0 | 0 | 0 | 0 | 0 | 0 | 0 | 0 | 0 | 0 | 0 | 0 | 0 | 0 | 0 | 0 | 0 | 0 | 0
F1_Commercial_Lodging_Existing_Food Preparation_Natural Gas_Griddle_E10 | F1 | Commercial | Lodging | Existing | Food Preparation | Natural Gas | Griddle | E10 | Participant - Cost of Equipment | 0 | 0 | 0 | 0 | 0 | 0 | 0 | 0 | 0 | 0 | 0 | 0 | 0 | 0 | 0 | 0 | 0 | 0 | 0 | 0 | 0 | 0 | 0 | 0 | 0 | 0 | 0 | 0 | 0 | 0
F2_Commercial_Lodging_Existing_Food Preparation_Natural Gas_Griddle_E1 | F2 | Commercial | Lodging | Existing | Food Preparation | Natural Gas | Griddle | E1 | Participant - Cost of Operation | 0.049669 | 0.050094 | 0.050602 | 0.051444 | 0.052566 | 0.05389 | 0.055107 | 0.05619 | 0.05724 | 0.058259 | 0.059287 | 0.060286 | 0.061227 | 0.062169 | 0.063069 | 0.063992 | 0.064979 | 0.065973 | 0.066975 | 0.067982 | 0.068977 | 0.069958 | 0 | 0 | 0 | 0 | 0 | 0 | 0 | 0
F2_Commercial_Lodging_Existing_Food Preparation_Natural Gas_Griddle_E2 | F2 | Commercial | Lodging | Existing | Food Preparation | Natural Gas | Griddle | E2 | Participant - Cost of Operation | 0.042897 | 0.043264 | 0.043704 | 0.044431 | 0.0454 | 0.046543 | 0.047594 | 0.048529 | 0.049437 | 0.050317 | 0.051204 | 0.052067 | 0.052879 | 0.053693 | 0.05447 | 0.055268 | 0.05612 | 0.056979 | 0.057845 | 0.058714 | 0.059573 | 0.06042 | 0 | 0 | 0 | 0 | 0 | 0 | 0 | 0
F2_Commercial_Lodging_Existing_Food Preparation_Natural Gas_Griddle_E3 | F2 | Commercial | Lodging | Existing | Food Preparation | Natural Gas | Griddle | E3 | Participant - Cost of Operation | 0 | 0 | 0 | 0 | 0 | 0 | 0 | 0 | 0 | 0 | 0 | 0 | 0 | 0 | 0 | 0 | 0 | 0 | 0 | 0 | 0 | 0 | 0 | 0 | 0 | 0 | 0 | 0 | 0 | 0
F2_Commercial_Lodging_Existing_Food Preparation_Natural Gas_Griddle_E4 | F2 | Commercial | Lodging | Existing | Food Preparation | Natural Gas | Griddle | E4 | Participant - Cost of Operation | 0 | 0 | 0 | 0 | 0 | 0 | 0 | 0 | 0 | 0 | 0 | 0 | 0 | 0 | 0 | 0 | 0 | 0 | 0 | 0 | 0 | 0 | 0 | 0 | 0 | 0 | 0 | 0 | 0 | 0
F2_Commercial_Lodging_Existing_Food Preparation_Natural Gas_Griddle_E5 | F2 | Commercial | Lodging | Existing | Food Preparation | Natural Gas | Griddle | E5 | Participant - Cost of Operation | 0 | 0 | 0 | 0 | 0 | 0 | 0 | 0 | 0 | 0 | 0 | 0 | 0 | 0 | 0 | 0 | 0 | 0 | 0 | 0 | 0 | 0 | 0 | 0 | 0 | 0 | 0 | 0 | 0 | 0
F2_Commercial_Lodging_Existing_Food Preparation_Natural Gas_Griddle_E6 | F2 | Commercial | Lodging | Existing | Food Preparation | Natural Gas | Griddle | E6 | Participant - Cost of Operation | 0 | 0 | 0 | 0 | 0 | 0 | 0 | 0 | 0 | 0 | 0 | 0 | 0 | 0 | 0 | 0 | 0 | 0 | 0 | 0 | 0 | 0 | 0 | 0 | 0 | 0 | 0 | 0 | 0 | 0
F2_Commercial_Lodging_Existing_Food Preparation_Natural Gas_Griddle_E7 | F2 | Commercial | Lodging | Existing | Food Preparation | Natural Gas | Griddle | E7 | Participant - Cost of Operation | 0 | 0 | 0 | 0 | 0 | 0 | 0 | 0 | 0 | 0 | 0 | 0 | 0 | 0 | 0 | 0 | 0 | 0 | 0 | 0 | 0 | 0 | 0 | 0 | 0 | 0 | 0 | 0 | 0 | 0
F2_Commercial_Lodging_Existing_Food Preparation_Natural Gas_Griddle_E8 | F2 | Commercial | Lodging | Existing | Food Preparation | Natural Gas | Griddle | E8 | Participant - Cost of Operation | 0 | 0 | 0 | 0 | 0 | 0 | 0 | 0 | 0 | 0 | 0 | 0 | 0 | 0 | 0 | 0 | 0 | 0 | 0 | 0 | 0 | 0 | 0 | 0 | 0 | 0 | 0 | 0 | 0 | 0
F2_Commercial_Lodging_Existing_Food Preparation_Natural Gas_Griddle_E9 | F2 | Commercial | Lodging | Existing | Food Preparation | Natural Gas | Griddle | E9 | Participant - Cost of Operation | 0 | 0 | 0 | 0 | 0 | 0 | 0 | 0 | 0 | 0 | 0 | 0 | 0 | 0 | 0 | 0 | 0 | 0 | 0 | 0 | 0 | 0 | 0 | 0 | 0 | 0 | 0 | 0 | 0 | 0
F2_Commercial_Lodging_Existing_Food Preparation_Natural Gas_Griddle_E10 | F2 | Commercial | Lodging | Existing | Food Preparation | Natural Gas | Griddle | E10 | Participant - Cost of Operation | 0 | 0 | 0 | 0 | 0 | 0 | 0 | 0 | 0 | 0 | 0 | 0 | 0 | 0 | 0 | 0 | 0 | 0 | 0 | 0 | 0 | 0 | 0 | 0 | 0 | 0 | 0 | 0 | 0 | 0
F3_Commercial_Lodging_Existing_Food Preparation_Natural Gas_Griddle_E1 | F3 | Commercial | Lodging | Existing | Food Preparation | Natural Gas | Griddle | E1 | System - kBTUs of Conusmption | 4.6582 | 4.6721 | 4.6875 | 4.723 | 4.7544 | 4.7808 | 4.8009 | 4.8208 | 4.8394 | 4.8512 | 4.8552 | 4.8543 | 4.8471 | 4.8334 | 4.8164 | 4.7999 | 4.7821 | 4.7631 | 4.7414 | 4.7205 | 4.6988 | 4.6765 | 0 | 0 | 0 | 0 | 0 | 0 | 0 | 0
F3_Commercial_Lodging_Existing_Food Preparation_Natural Gas_Griddle_E2 | F3 | Commercial | Lodging | Existing | Food Preparation | Natural Gas | Griddle | E2 | System - kBTUs of Conusmption | 4.0231 | 4.0352 | 4.0485 | 4.0791 | 4.1062 | 4.129 | 4.1464 | 4.1636 | 4.1796 | 4.1898 | 4.1933 | 4.1925 | 4.1863 | 4.1744 | 4.1598 | 4.1455 | 4.1302 | 4.1138 | 4.095 | 4.077 | 4.0582 | 4.039 | 0 | 0 | 0 | 0 | 0 | 0 | 0 | 0
F3_Commercial_Lodging_Existing_Food Preparation_Natural Gas_Griddle_E3 | F3 | Commercial | Lodging | Existing | Food Preparation | Natural Gas | Griddle | E3 | System - kBTUs of Conusmption | 0 | 0 | 0 | 0 | 0 | 0 | 0 | 0 | 0 | 0 | 0 | 0 | 0 | 0 | 0 | 0 | 0 | 0 | 0 | 0 | 0 | 0 | 0 | 0 | 0 | 0 | 0 | 0 | 0 | 0
F3_Commercial_Lodging_Existing_Food Preparation_Natural Gas_Griddle_E4 | F3 | Commercial | Lodging | Existing | Food Preparation | Natural Gas | Griddle | E4 | System - kBTUs of Conusmption | 0 | 0 | 0 | 0 | 0 | 0 | 0 | 0 | 0 | 0 | 0 | 0 | 0 | 0 | 0 | 0 | 0 | 0 | 0 | 0 | 0 | 0 | 0 | 0 | 0 | 0 | 0 | 0 | 0 | 0
F3_Commercial_Lodging_Existing_Food Preparation_Natural Gas_Griddle_E5 | F3 | Commercial | Lodging | Existing | Food Preparation | Natural Gas | Griddle | E5 | System - kBTUs of Conusmption | 0 | 0 | 0 | 0 | 0 | 0 | 0 | 0 | 0 | 0 | 0 | 0 | 0 | 0 | 0 | 0 | 0 | 0 | 0 | 0 | 0 | 0 | 0 | 0 | 0 | 0 | 0 | 0 | 0 | 0
F3_Commercial_Lodging_Existing_Food Preparation_Natural Gas_Griddle_E6 | F3 | Commercial | Lodging | Existing | Food Preparation | Natural Gas | Griddle | E6 | System - kBTUs of Conusmption | 0 | 0 | 0 | 0 | 0 | 0 | 0 | 0 | 0 | 0 | 0 | 0 | 0 | 0 | 0 | 0 | 0 | 0 | 0 | 0 | 0 | 0 | 0 | 0 | 0 | 0 | 0 | 0 | 0 | 0
F3_Commercial_Lodging_Existing_Food Preparation_Natural Gas_Griddle_E7 | F3 | Commercial | Lodging | Existing | Food Preparation | Natural Gas | Griddle | E7 | System - kBTUs of Conusmption | 0 | 0 | 0 | 0 | 0 | 0 | 0 | 0 | 0 | 0 | 0 | 0 | 0 | 0 | 0 | 0 | 0 | 0 | 0 | 0 | 0 | 0 | 0 | 0 | 0 | 0 | 0 | 0 | 0 | 0
F3_Commercial_Lodging_Existing_Food Preparation_Natural Gas_Griddle_E8 | F3 | Commercial | Lodging | Existing | Food Preparation | Natural Gas | Griddle | E8 | System - kBTUs of Conusmption | 0 | 0 | 0 | 0 | 0 | 0 | 0 | 0 | 0 | 0 | 0 | 0 | 0 | 0 | 0 | 0 | 0 | 0 | 0 | 0 | 0 | 0 | 0 | 0 | 0 | 0 | 0 | 0 | 0 | 0
F3_Commercial_Lodging_Existing_Food Preparation_Natural Gas_Griddle_E9 | F3 | Commercial | Lodging | Existing | Food Preparation | Natural Gas | Griddle | E9 | System - kBTUs of Conusmption | 0 | 0 | 0 | 0 | 0 | 0 | 0 | 0 | 0 | 0 | 0 | 0 | 0 | 0 | 0 | 0 | 0 | 0 | 0 | 0 | 0 | 0 | 0 | 0 | 0 | 0 | 0 | 0 | 0 | 0
F3_Commercial_Lodging_Existing_Food Preparation_Natural Gas_Griddle_E10 | F3 | Commercial | Lodging | Existing | Food Preparation | Natural Gas | Griddle | E10 | System - kBTUs of Conusmption | 0 | 0 | 0 | 0 | 0 | 0 | 0 | 0 | 0 | 0 | 0 | 0 | 0 | 0 | 0 | 0 | 0 | 0 | 0 | 0 | 0 | 0 | 0 | 0 | 0 | 0 | 0 | 0 | 0 | 0
F4_Commercial_Lodging_Existing_Food Preparation_Natural Gas_Griddle_E1 | F4 | Commercial | Lodging | Existing | Food Preparation | Natural Gas | Griddle | E1 | Utility - Cost of Equipment | 0.02177 | 0.02177 | 0.02177 | 0.02177 | 0.02177 | 0.02177 | 0.02177 | 0.02177 | 0.02177 | 0.02177 | 0.02177 | 0.02177 | 0.02177 | 0.02177 | 0.02177 | 0.02177 | 0.02177 | 0.02177 | 0.02177 | 0.02177 | 0.02177 | 0.02177 | 0 | 0 | 0 | 0 | 0 | 0 | 0 | 0
F4_Commercial_Lodging_Existing_Food Preparation_Natural Gas_Griddle_E2 | F4 | Commercial | Lodging | Existing | Food Preparation | Natural Gas | Griddle | E2 | Utility - Cost of Equipment | 0.023292 | 0.023292 | 0.023292 | 0.023292 | 0.023292 | 0.023292 | 0.023292 | 0.023292 | 0.023292 | 0.023292 | 0.023292 | 0.023292 | 0.023292 | 0.023292 | 0.023292 | 0.023292 | 0.023292 | 0.023292 | 0.023292 | 0.023292 | 0.023292 | 0.023292 | 0 | 0 | 0 | 0 | 0 | 0 | 0 | 0
F4_Commercial_Lodging_Existing_Food Preparation_Natural Gas_Griddle_E3 | F4 | Commercial | Lodging | Existing | Food Preparation | Natural Gas | Griddle | E3 | Utility - Cost of Equipment | 0 | 0 | 0 | 0 | 0 | 0 | 0 | 0 | 0 | 0 | 0 | 0 | 0 | 0 | 0 | 0 | 0 | 0 | 0 | 0 | 0 | 0 | 0 | 0 | 0 | 0 | 0 | 0 | 0 | 0
F4_Commercial_Lodging_Existing_Food Preparation_Natural Gas_Griddle_E4 | F4 | Commercial | Lodging | Existing | Food Preparation | Natural Gas | Griddle | E4 | Utility - Cost of Equipment | 0 | 0 | 0 | 0 | 0 | 0 | 0 | 0 | 0 | 0 | 0 | 0 | 0 | 0 | 0 | 0 | 0 | 0 | 0 | 0 | 0 | 0 | 0 | 0 | 0 | 0 | 0 | 0 | 0 | 0
F4_Commercial_Lodging_Existing_Food Preparation_Natural Gas_Griddle_E5 | F4 | Commercial | Lodging | Existing | Food Preparation | Natural Gas | Griddle | E5 | Utility - Cost of Equipment | 0 | 0 | 0 | 0 | 0 | 0 | 0 | 0 | 0 | 0 | 0 | 0 | 0 | 0 | 0 | 0 | 0 | 0 | 0 | 0 | 0 | 0 | 0 | 0 | 0 | 0 | 0 | 0 | 0 | 0
F4_Commercial_Lodging_Existing_Food Preparation_Natural Gas_Griddle_E6 | F4 | Commercial | Lodging | Existing | Food Preparation | Natural Gas | Griddle | E6 | Utility - Cost of Equipment | 0 | 0 | 0 | 0 | 0 | 0 | 0 | 0 | 0 | 0 | 0 | 0 | 0 | 0 | 0 | 0 | 0 | 0 | 0 | 0 | 0 | 0 | 0 | 0 | 0 | 0 | 0 | 0 | 0 | 0
F4_Commercial_Lodging_Existing_Food Preparation_Natural Gas_Griddle_E7 | F4 | Commercial | Lodging | Existing | Food Preparation | Natural Gas | Griddle | E7 | Utility - Cost of Equipment | 0 | 0 | 0 | 0 | 0 | 0 | 0 | 0 | 0 | 0 | 0 | 0 | 0 | 0 | 0 | 0 | 0 | 0 | 0 | 0 | 0 | 0 | 0 | 0 | 0 | 0 | 0 | 0 | 0 | 0
F4_Commercial_Lodging_Existing_Food Preparation_Natural Gas_Griddle_E8 | F4 | Commercial | Lodging | Existing | Food Preparation | Natural Gas | Griddle | E8 | Utility - Cost of Equipment | 0 | 0 | 0 | 0 | 0 | 0 | 0 | 0 | 0 | 0 | 0 | 0 | 0 | 0 | 0 | 0 | 0 | 0 | 0 | 0 | 0 | 0 | 0 | 0 | 0 | 0 | 0 | 0 | 0 | 0
F4_Commercial_Lodging_Existing_Food Preparation_Natural Gas_Griddle_E9 | F4 | Commercial | Lodging | Existing | Food Preparation | Natural Gas | Griddle | E9 | Utility - Cost of Equipment | 0 | 0 | 0 | 0 | 0 | 0 | 0 | 0 | 0 | 0 | 0 | 0 | 0 | 0 | 0 | 0 | 0 | 0 | 0 | 0 | 0 | 0 | 0 | 0 | 0 | 0 | 0 | 0 | 0 | 0
F4_Commercial_Lodging_Existing_Food Preparation_Natural Gas_Griddle_E10 | F4 | Commercial | Lodging | Existing | Food Preparation | Natural Gas | Griddle | E10 | Utility - Cost of Equipment | 0 | 0 | 0 | 0 | 0 | 0 | 0 | 0 | 0 | 0 | 0 | 0 | 0 | 0 | 0 | 0 | 0 | 0 | 0 | 0 | 0 | 0 | 0 | 0 | 0 | 0 | 0 | 0 | 0 | 0
F5_Commercial_Lodging_Existing_Food Preparation_Natural Gas_Griddle_E1 | F5 | Commercial | Lodging | Existing | Food Preparation | Natural Gas | Griddle | E1 | Utility - Cost of Operation | 0.041458 | 0.041812 | 0.042237 | 0.042939 | 0.043876 | 0.044981 | 0.045996 | 0.0469 | 0.047777 | 0.048628 | 0.049486 | 0.05032 | 0.051105 | 0.051891 | 0.052642 | 0.053413 | 0.054237 | 0.055066 | 0.055903 | 0.056743 | 0.057574 | 0.058392 | 0 | 0 | 0 | 0 | 0 | 0 | 0 | 0
F5_Commercial_Lodging_Existing_Food Preparation_Natural Gas_Griddle_E2 | F5 | Commercial | Lodging | Existing | Food Preparation | Natural Gas | Griddle | E2 | Utility - Cost of Operation | 0.035806 | 0.036112 | 0.036479 | 0.037085 | 0.037894 | 0.038849 | 0.039726 | 0.040506 | 0.041264 | 0.041998 | 0.042739 | 0.043459 | 0.044137 | 0.044816 | 0.045465 | 0.046131 | 0.046843 | 0.047559 | 0.048282 | 0.049007 | 0.049725 | 0.050432 | 0 | 0 | 0 | 0 | 0 | 0 | 0 | 0
F5_Commercial_Lodging_Existing_Food Preparation_Natural Gas_Griddle_E3 | F5 | Commercial | Lodging | Existing | Food Preparation | Natural Gas | Griddle | E3 | Utility - Cost of Operation | 0 | 0 | 0 | 0 | 0 | 0 | 0 | 0 | 0 | 0 | 0 | 0 | 0 | 0 | 0 | 0 | 0 | 0 | 0 | 0 | 0 | 0 | 0 | 0 | 0 | 0 | 0 | 0 | 0 | 0
F5_Commercial_Lodging_Existing_Food Preparation_Natural Gas_Griddle_E4 | F5 | Commercial | Lodging | Existing | Food Preparation | Natural Gas | Griddle | E4 | Utility - Cost of Operation | 0 | 0 | 0 | 0 | 0 | 0 | 0 | 0 | 0 | 0 | 0 | 0 | 0 | 0 | 0 | 0 | 0 | 0 | 0 | 0 | 0 | 0 | 0 | 0 | 0 | 0 | 0 | 0 | 0 | 0
F5_Commercial_Lodging_Existing_Food Preparation_Natural Gas_Griddle_E5 | F5 | Commercial | Lodging | Existing | Food Preparation | Natural Gas | Griddle | E5 | Utility - Cost of Operation | 0 | 0 | 0 | 0 | 0 | 0 | 0 | 0 | 0 | 0 | 0 | 0 | 0 | 0 | 0 | 0 | 0 | 0 | 0 | 0 | 0 | 0 | 0 | 0 | 0 | 0 | 0 | 0 | 0 | 0
F5_Commercial_Lodging_Existing_Food Preparation_Natural Gas_Griddle_E6 | F5 | Commercial | Lodging | Existing | Food Preparation | Natural Gas | Griddle | E6 | Utility - Cost of Operation | 0 | 0 | 0 | 0 | 0 | 0 | 0 | 0 | 0 | 0 | 0 | 0 | 0 | 0 | 0 | 0 | 0 | 0 | 0 | 0 | 0 | 0 | 0 | 0 | 0 | 0 | 0 | 0 | 0 | 0
F5_Commercial_Lodging_Existing_Food Preparation_Natural Gas_Griddle_E7 | F5 | Commercial | Lodging | Existing | Food Preparation | Natural Gas | Griddle | E7 | Utility - Cost of Operation | 0 | 0 | 0 | 0 | 0 | 0 | 0 | 0 | 0 | 0 | 0 | 0 | 0 | 0 | 0 | 0 | 0 | 0 | 0 | 0 | 0 | 0 | 0 | 0 | 0 | 0 | 0 | 0 | 0 | 0
F5_Commercial_Lodging_Existing_Food Preparation_Natural Gas_Griddle_E8 | F5 | Commercial | Lodging | Existing | Food Preparation | Natural Gas | Griddle | E8 | Utility - Cost of Operation | 0 | 0 | 0 | 0 | 0 | 0 | 0 | 0 | 0 | 0 | 0 | 0 | 0 | 0 | 0 | 0 | 0 | 0 | 0 | 0 | 0 | 0 | 0 | 0 | 0 | 0 | 0 | 0 | 0 | 0
F5_Commercial_Lodging_Existing_Food Preparation_Natural Gas_Griddle_E9 | F5 | Commercial | Lodging | Existing | Food Preparation | Natural Gas | Griddle | E9 | Utility - Cost of Operation | 0 | 0 | 0 | 0 | 0 | 0 | 0 | 0 | 0 | 0 | 0 | 0 | 0 | 0 | 0 | 0 | 0 | 0 | 0 | 0 | 0 | 0 | 0 | 0 | 0 | 0 | 0 | 0 | 0 | 0
F5_Commercial_Lodging_Existing_Food Preparation_Natural Gas_Griddle_E10 | F5 | Commercial | Lodging | Existing | Food Preparation | Natural Gas | Griddle | E10 | Utility - Cost of Operation | 0 | 0 | 0 | 0 | 0 | 0 | 0 | 0 | 0 | 0 | 0 | 0 | 0 | 0 | 0 | 0 | 0 | 0 | 0 | 0 | 0 | 0 | 0 | 0 | 0 | 0 | 0 | 0 | 0 | 0
F6_Commercial_Lodging_Existing_Food Preparation_Natural Gas_Griddle_E1 | F6 | Commercial | Lodging | Existing | Food Preparation | Natural Gas | Griddle | E1 | Utility - Value of Sales | 0.049669 | 0.050094 | 0.050602 | 0.051444 | 0.052566 | 0.05389 | 0.055107 | 0.05619 | 0.05724 | 0.058259 | 0.059287 | 0.060286 | 0.061227 | 0.062169 | 0.063069 | 0.063992 | 0.064979 | 0.065973 | 0.066975 | 0.067982 | 0.068977 | 0.069958 | 0 | 0 | 0 | 0 | 0 | 0 | 0 | 0
F6_Commercial_Lodging_Existing_Food Preparation_Natural Gas_Griddle_E2 | F6 | Commercial | Lodging | Existing | Food Preparation | Natural Gas | Griddle | E2 | Utility - Value of Sales | 0.042897 | 0.043264 | 0.043704 | 0.044431 | 0.0454 | 0.046543 | 0.047594 | 0.048529 | 0.049437 | 0.050317 | 0.051204 | 0.052067 | 0.052879 | 0.053693 | 0.05447 | 0.055268 | 0.05612 | 0.056979 | 0.057845 | 0.058714 | 0.059573 | 0.06042 | 0 | 0 | 0 | 0 | 0 | 0 | 0 | 0
F6_Commercial_Lodging_Existing_Food Preparation_Natural Gas_Griddle_E3 | F6 | Commercial | Lodging | Existing | Food Preparation | Natural Gas | Griddle | E3 | Utility - Value of Sales | 0 | 0 | 0 | 0 | 0 | 0 | 0 | 0 | 0 | 0 | 0 | 0 | 0 | 0 | 0 | 0 | 0 | 0 | 0 | 0 | 0 | 0 | 0 | 0 | 0 | 0 | 0 | 0 | 0 | 0
F6_Commercial_Lodging_Existing_Food Preparation_Natural Gas_Griddle_E4 | F6 | Commercial | Lodging | Existing | Food Preparation | Natural Gas | Griddle | E4 | Utility - Value of Sales | 0 | 0 | 0 | 0 | 0 | 0 | 0 | 0 | 0 | 0 | 0 | 0 | 0 | 0 | 0 | 0 | 0 | 0 | 0 | 0 | 0 | 0 | 0 | 0 | 0 | 0 | 0 | 0 | 0 | 0
F6_Commercial_Lodging_Existing_Food Preparation_Natural Gas_Griddle_E5 | F6 | Commercial | Lodging | Existing | Food Preparation | Natural Gas | Griddle | E5 | Utility - Value of Sales | 0 | 0 | 0 | 0 | 0 | 0 | 0 | 0 | 0 | 0 | 0 | 0 | 0 | 0 | 0 | 0 | 0 | 0 | 0 | 0 | 0 | 0 | 0 | 0 | 0 | 0 | 0 | 0 | 0 | 0
F6_Commercial_Lodging_Existing_Food Preparation_Natural Gas_Griddle_E6 | F6 | Commercial | Lodging | Existing | Food Preparation | Natural Gas | Griddle | E6 | Utility - Value of Sales | 0 | 0 | 0 | 0 | 0 | 0 | 0 | 0 | 0 | 0 | 0 | 0 | 0 | 0 | 0 | 0 | 0 | 0 | 0 | 0 | 0 | 0 | 0 | 0 | 0 | 0 | 0 | 0 | 0 | 0
F6_Commercial_Lodging_Existing_Food Preparation_Natural Gas_Griddle_E7 | F6 | Commercial | Lodging | Existing | Food Preparation | Natural Gas | Griddle | E7 | Utility - Value of Sales | 0 | 0 | 0 | 0 | 0 | 0 | 0 | 0 | 0 | 0 | 0 | 0 | 0 | 0 | 0 | 0 | 0 | 0 | 0 | 0 | 0 | 0 | 0 | 0 | 0 | 0 | 0 | 0 | 0 | 0
F6_Commercial_Lodging_Existing_Food Preparation_Natural Gas_Griddle_E8 | F6 | Commercial | Lodging | Existing | Food Preparation | Natural Gas | Griddle | E8 | Utility - Value of Sales | 0 | 0 | 0 | 0 | 0 | 0 | 0 | 0 | 0 | 0 | 0 | 0 | 0 | 0 | 0 | 0 | 0 | 0 | 0 | 0 | 0 | 0 | 0 | 0 | 0 | 0 | 0 | 0 | 0 | 0
F6_Commercial_Lodging_Existing_Food Preparation_Natural Gas_Griddle_E9 | F6 | Commercial | Lodging | Existing | Food Preparation | Natural Gas | Griddle | E9 | Utility - Value of Sales | 0 | 0 | 0 | 0 | 0 | 0 | 0 | 0 | 0 | 0 | 0 | 0 | 0 | 0 | 0 | 0 | 0 | 0 | 0 | 0 | 0 | 0 | 0 | 0 | 0 | 0 | 0 | 0 | 0 | 0
F6_Commercial_Lodging_Existing_Food Preparation_Natural Gas_Griddle_E10 | F6 | Commercial | Lodging | Existing | Food Preparation | Natural Gas | Griddle | E10 | Utility - Value of Sales | 0 | 0 | 0 | 0 | 0 | 0 | 0 | 0 | 0 | 0 | 0 | 0 | 0 | 0 | 0 | 0 | 0 | 0 | 0 | 0 | 0 | 0 | 0 | 0 | 0 | 0 | 0 | 0 | 0 | 0
F1_Commercial_Lodging_Existing_Food Preparation_Natural Gas_Range_E1 | F1 | Commercial | Lodging | Existing | Food Preparation | Natural Gas | Range | E1 | Participant - Cost of Equipment | 0.041498 | 0.041498 | 0.041498 | 0.041498 | 0.041498 | 0.041498 | 0.041498 | 0.041498 | 0.041498 | 0.041498 | 0.041498 | 0.041498 | 0.041498 | 0.041498 | 0.041498 | 0.041498 | 0.041498 | 0.041498 | 0.041498 | 0.041498 | 0.041498 | 0.041498 | 0 | 0 | 0 | 0 | 0 | 0 | 0 | 0
F1_Commercial_Lodging_Existing_Food Preparation_Natural Gas_Range_E2 | F1 | Commercial | Lodging | Existing | Food Preparation | Natural Gas | Range | E2 | Participant - Cost of Equipment | 0.041504 | 0.041504 | 0.041504 | 0.041504 | 0.041504 | 0.041504 | 0.041504 | 0.041504 | 0.041504 | 0.041504 | 0.041504 | 0.041504 | 0.041504 | 0.041504 | 0.041504 | 0.041504 | 0.041504 | 0.041504 | 0.041504 | 0.041504 | 0.041504 | 0.041504 | 0 | 0 | 0 | 0 | 0 | 0 | 0 | 0
F1_Commercial_Lodging_Existing_Food Preparation_Natural Gas_Range_E3 | F1 | Commercial | Lodging | Existing | Food Preparation | Natural Gas | Range | E3 | Participant - Cost of Equipment | 0 | 0 | 0 | 0 | 0 | 0 | 0 | 0 | 0 | 0 | 0 | 0 | 0 | 0 | 0 | 0 | 0 | 0 | 0 | 0 | 0 | 0 | 0 | 0 | 0 | 0 | 0 | 0 | 0 | 0
F1_Commercial_Lodging_Existing_Food Preparation_Natural Gas_Range_E4 | F1 | Commercial | Lodging | Existing | Food Preparation | Natural Gas | Range | E4 | Participant - Cost of Equipment | 0 | 0 | 0 | 0 | 0 | 0 | 0 | 0 | 0 | 0 | 0 | 0 | 0 | 0 | 0 | 0 | 0 | 0 | 0 | 0 | 0 | 0 | 0 | 0 | 0 | 0 | 0 | 0 | 0 | 0
F1_Commercial_Lodging_Existing_Food Preparation_Natural Gas_Range_E5 | F1 | Commercial | Lodging | Existing | Food Preparation | Natural Gas | Range | E5 | Participant - Cost of Equipment | 0 | 0 | 0 | 0 | 0 | 0 | 0 | 0 | 0 | 0 | 0 | 0 | 0 | 0 | 0 | 0 | 0 | 0 | 0 | 0 | 0 | 0 | 0 | 0 | 0 | 0 | 0 | 0 | 0 | 0
F1_Commercial_Lodging_Existing_Food Preparation_Natural Gas_Range_E6 | F1 | Commercial | Lodging | Existing | Food Preparation | Natural Gas | Range | E6 | Participant - Cost of Equipment | 0 | 0 | 0 | 0 | 0 | 0 | 0 | 0 | 0 | 0 | 0 | 0 | 0 | 0 | 0 | 0 | 0 | 0 | 0 | 0 | 0 | 0 | 0 | 0 | 0 | 0 | 0 | 0 | 0 | 0
F1_Commercial_Lodging_Existing_Food Preparation_Natural Gas_Range_E7 | F1 | Commercial | Lodging | Existing | Food Preparation | Natural Gas | Range | E7 | Participant - Cost of Equipment | 0 | 0 | 0 | 0 | 0 | 0 | 0 | 0 | 0 | 0 | 0 | 0 | 0 | 0 | 0 | 0 | 0 | 0 | 0 | 0 | 0 | 0 | 0 | 0 | 0 | 0 | 0 | 0 | 0 | 0
F1_Commercial_Lodging_Existing_Food Preparation_Natural Gas_Range_E8 | F1 | Commercial | Lodging | Existing | Food Preparation | Natural Gas | Range | E8 | Participant - Cost of Equipment | 0 | 0 | 0 | 0 | 0 | 0 | 0 | 0 | 0 | 0 | 0 | 0 | 0 | 0 | 0 | 0 | 0 | 0 | 0 | 0 | 0 | 0 | 0 | 0 | 0 | 0 | 0 | 0 | 0 | 0
F1_Commercial_Lodging_Existing_Food Preparation_Natural Gas_Range_E9 | F1 | Commercial | Lodging | Existing | Food Preparation | Natural Gas | Range | E9 | Participant - Cost of Equipment | 0 | 0 | 0 | 0 | 0 | 0 | 0 | 0 | 0 | 0 | 0 | 0 | 0 | 0 | 0 | 0 | 0 | 0 | 0 | 0 | 0 | 0 | 0 | 0 | 0 | 0 | 0 | 0 | 0 | 0
F1_Commercial_Lodging_Existing_Food Preparation_Natural Gas_Range_E10 | F1 | Commercial | Lodging | Existing | Food Preparation | Natural Gas | Range | E10 | Participant - Cost of Equipment | 0 | 0 | 0 | 0 | 0 | 0 | 0 | 0 | 0 | 0 | 0 | 0 | 0 | 0 | 0 | 0 | 0 | 0 | 0 | 0 | 0 | 0 | 0 | 0 | 0 | 0 | 0 | 0 | 0 | 0
F2_Commercial_Lodging_Existing_Food Preparation_Natural Gas_Range_E1 | F2 | Commercial | Lodging | Existing | Food Preparation | Natural Gas | Range | E1 | Participant - Cost of Operation | 0.057132 | 0.057512 | 0.058006 | 0.058958 | 0.06028 | 0.061871 | 0.063316 | 0.064554 | 0.065729 | 0.066929 | 0.068213 | 0.069466 | 0.070651 | 0.071845 | 0.072899 | 0.073898 | 0.074978 | 0.076062 | 0.077152 | 0.078243 | 0.079312 | 0.080357 | 0 | 0 | 0 | 0 | 0 | 0 | 0 | 0
F2_Commercial_Lodging_Existing_Food Preparation_Natural Gas_Range_E2 | F2 | Commercial | Lodging | Existing | Food Preparation | Natural Gas | Range | E2 | Participant - Cost of Operation | 0.042849 | 0.043134 | 0.043504 | 0.044219 | 0.04521 | 0.046404 | 0.047487 | 0.048415 | 0.049297 | 0.050196 | 0.05116 | 0.0521 | 0.052989 | 0.053884 | 0.054674 | 0.055423 | 0.056234 | 0.057047 | 0.057864 | 0.058682 | 0.059484 | 0.060267 | 0 | 0 | 0 | 0 | 0 | 0 | 0 | 0
F2_Commercial_Lodging_Existing_Food Preparation_Natural Gas_Range_E3 | F2 | Commercial | Lodging | Existing | Food Preparation | Natural Gas | Range | E3 | Participant - Cost of Operation | 0 | 0 | 0 | 0 | 0 | 0 | 0 | 0 | 0 | 0 | 0 | 0 | 0 | 0 | 0 | 0 | 0 | 0 | 0 | 0 | 0 | 0 | 0 | 0 | 0 | 0 | 0 | 0 | 0 | 0
F2_Commercial_Lodging_Existing_Food Preparation_Natural Gas_Range_E4 | F2 | Commercial | Lodging | Existing | Food Preparation | Natural Gas | Range | E4 | Participant - Cost of Operation | 0 | 0 | 0 | 0 | 0 | 0 | 0 | 0 | 0 | 0 | 0 | 0 | 0 | 0 | 0 | 0 | 0 | 0 | 0 | 0 | 0 | 0 | 0 | 0 | 0 | 0 | 0 | 0 | 0 | 0
F2_Commercial_Lodging_Existing_Food Preparation_Natural Gas_Range_E5 | F2 | Commercial | Lodging | Existing | Food Preparation | Natural Gas | Range | E5 | Participant - Cost of Operation | 0 | 0 | 0 | 0 | 0 | 0 | 0 | 0 | 0 | 0 | 0 | 0 | 0 | 0 | 0 | 0 | 0 | 0 | 0 | 0 | 0 | 0 | 0 | 0 | 0 | 0 | 0 | 0 | 0 | 0
F2_Commercial_Lodging_Existing_Food Preparation_Natural Gas_Range_E6 | F2 | Commercial | Lodging | Existing | Food Preparation | Natural Gas | Range | E6 | Participant - Cost of Operation | 0 | 0 | 0 | 0 | 0 | 0 | 0 | 0 | 0 | 0 | 0 | 0 | 0 | 0 | 0 | 0 | 0 | 0 | 0 | 0 | 0 | 0 | 0 | 0 | 0 | 0 | 0 | 0 | 0 | 0
F2_Commercial_Lodging_Existing_Food Preparation_Natural Gas_Range_E7 | F2 | Commercial | Lodging | Existing | Food Preparation | Natural Gas | Range | E7 | Participant - Cost of Operation | 0 | 0 | 0 | 0 | 0 | 0 | 0 | 0 | 0 | 0 | 0 | 0 | 0 | 0 | 0 | 0 | 0 | 0 | 0 | 0 | 0 | 0 | 0 | 0 | 0 | 0 | 0 | 0 | 0 | 0
F2_Commercial_Lodging_Existing_Food Preparation_Natural Gas_Range_E8 | F2 | Commercial | Lodging | Existing | Food Preparation | Natural Gas | Range | E8 | Participant - Cost of Operation | 0 | 0 | 0 | 0 | 0 | 0 | 0 | 0 | 0 | 0 | 0 | 0 | 0 | 0 | 0 | 0 | 0 | 0 | 0 | 0 | 0 | 0 | 0 | 0 | 0 | 0 | 0 | 0 | 0 | 0
F2_Commercial_Lodging_Existing_Food Preparation_Natural Gas_Range_E9 | F2 | Commercial | Lodging | Existing | Food Preparation | Natural Gas | Range | E9 | Participant - Cost of Operation | 0 | 0 | 0 | 0 | 0 | 0 | 0 | 0 | 0 | 0 | 0 | 0 | 0 | 0 | 0 | 0 | 0 | 0 | 0 | 0 | 0 | 0 | 0 | 0 | 0 | 0 | 0 | 0 | 0 | 0
F2_Commercial_Lodging_Existing_Food Preparation_Natural Gas_Range_E10 | F2 | Commercial | Lodging | Existing | Food Preparation | Natural Gas | Range | E10 | Participant - Cost of Operation | 0 | 0 | 0 | 0 | 0 | 0 | 0 | 0 | 0 | 0 | 0 | 0 | 0 | 0 | 0 | 0 | 0 | 0 | 0 | 0 | 0 | 0 | 0 | 0 | 0 | 0 | 0 | 0 | 0 | 0
F3_Commercial_Lodging_Existing_Food Preparation_Natural Gas_Range_E1 | F3 | Commercial | Lodging | Existing | Food Preparation | Natural Gas | Range | E1 | System - kBTUs of Conusmption | 5.4132 | 5.4277 | 5.4453 | 5.491 | 5.5308 | 5.5646 | 5.5902 | 5.6154 | 5.6386 | 5.6597 | 5.6773 | 5.688 | 5.6903 | 5.6841 | 5.6672 | 5.6441 | 5.6191 | 5.5925 | 5.5621 | 5.5328 | 5.5023 | 5.4711 | 0 | 0 | 0 | 0 | 0 | 0 | 0 | 0
F3_Commercial_Lodging_Existing_Food Preparation_Natural Gas_Range_E2 | F3 | Commercial | Lodging | Existing | Food Preparation | Natural Gas | Range | E2 | System - kBTUs of Conusmption | 4.0599 | 4.0708 | 4.084 | 4.1183 | 4.1481 | 4.1734 | 4.1927 | 4.2116 | 4.229 | 4.2448 | 4.258 | 4.266 | 4.2677 | 4.2631 | 4.2504 | 4.233 | 4.2144 | 4.1944 | 4.1715 | 4.1496 | 4.1267 | 4.1033 | 0 | 0 | 0 | 0 | 0 | 0 | 0 | 0
F3_Commercial_Lodging_Existing_Food Preparation_Natural Gas_Range_E3 | F3 | Commercial | Lodging | Existing | Food Preparation | Natural Gas | Range | E3 | System - kBTUs of Conusmption | 0 | 0 | 0 | 0 | 0 | 0 | 0 | 0 | 0 | 0 | 0 | 0 | 0 | 0 | 0 | 0 | 0 | 0 | 0 | 0 | 0 | 0 | 0 | 0 | 0 | 0 | 0 | 0 | 0 | 0
F3_Commercial_Lodging_Existing_Food Preparation_Natural Gas_Range_E4 | F3 | Commercial | Lodging | Existing | Food Preparation | Natural Gas | Range | E4 | System - kBTUs of Conusmption | 0 | 0 | 0 | 0 | 0 | 0 | 0 | 0 | 0 | 0 | 0 | 0 | 0 | 0 | 0 | 0 | 0 | 0 | 0 | 0 | 0 | 0 | 0 | 0 | 0 | 0 | 0 | 0 | 0 | 0
F3_Commercial_Lodging_Existing_Food Preparation_Natural Gas_Range_E5 | F3 | Commercial | Lodging | Existing | Food Preparation | Natural Gas | Range | E5 | System - kBTUs of Conusmption | 0 | 0 | 0 | 0 | 0 | 0 | 0 | 0 | 0 | 0 | 0 | 0 | 0 | 0 | 0 | 0 | 0 | 0 | 0 | 0 | 0 | 0 | 0 | 0 | 0 | 0 | 0 | 0 | 0 | 0
F3_Commercial_Lodging_Existing_Food Preparation_Natural Gas_Range_E6 | F3 | Commercial | Lodging | Existing | Food Preparation | Natural Gas | Range | E6 | System - kBTUs of Conusmption | 0 | 0 | 0 | 0 | 0 | 0 | 0 | 0 | 0 | 0 | 0 | 0 | 0 | 0 | 0 | 0 | 0 | 0 | 0 | 0 | 0 | 0 | 0 | 0 | 0 | 0 | 0 | 0 | 0 | 0
F3_Commercial_Lodging_Existing_Food Preparation_Natural Gas_Range_E7 | F3 | Commercial | Lodging | Existing | Food Preparation | Natural Gas | Range | E7 | System - kBTUs of Conusmption | 0 | 0 | 0 | 0 | 0 | 0 | 0 | 0 | 0 | 0 | 0 | 0 | 0 | 0 | 0 | 0 | 0 | 0 | 0 | 0 | 0 | 0 | 0 | 0 | 0 | 0 | 0 | 0 | 0 | 0
F3_Commercial_Lodging_Existing_Food Preparation_Natural Gas_Range_E8 | F3 | Commercial | Lodging | Existing | Food Preparation | Natural Gas | Range | E8 | System - kBTUs of Conusmption | 0 | 0 | 0 | 0 | 0 | 0 | 0 | 0 | 0 | 0 | 0 | 0 | 0 | 0 | 0 | 0 | 0 | 0 | 0 | 0 | 0 | 0 | 0 | 0 | 0 | 0 | 0 | 0 | 0 | 0
F3_Commercial_Lodging_Existing_Food Preparation_Natural Gas_Range_E9 | F3 | Commercial | Lodging | Existing | Food Preparation | Natural Gas | Range | E9 | System - kBTUs of Conusmption | 0 | 0 | 0 | 0 | 0 | 0 | 0 | 0 | 0 | 0 | 0 | 0 | 0 | 0 | 0 | 0 | 0 | 0 | 0 | 0 | 0 | 0 | 0 | 0 | 0 | 0 | 0 | 0 | 0 | 0
F3_Commercial_Lodging_Existing_Food Preparation_Natural Gas_Range_E10 | F3 | Commercial | Lodging | Existing | Food Preparation | Natural Gas | Range | E10 | System - kBTUs of Conusmption | 0 | 0 | 0 | 0 | 0 | 0 | 0 | 0 | 0 | 0 | 0 | 0 | 0 | 0 | 0 | 0 | 0 | 0 | 0 | 0 | 0 | 0 | 0 | 0 | 0 | 0 | 0 | 0 | 0 | 0
F4_Commercial_Lodging_Existing_Food Preparation_Natural Gas_Range_E1 | F4 | Commercial | Lodging | Existing | Food Preparation | Natural Gas | Range | E1 | Utility - Cost of Equipment | 0.041498 | 0.041498 | 0.041498 | 0.041498 | 0.041498 | 0.041498 | 0.041498 | 0.041498 | 0.041498 | 0.041498 | 0.041498 | 0.041498 | 0.041498 | 0.041498 | 0.041498 | 0.041498 | 0.041498 | 0.041498 | 0.041498 | 0.041498 | 0.041498 | 0.041498 | 0 | 0 | 0 | 0 | 0 | 0 | 0 | 0
F4_Commercial_Lodging_Existing_Food Preparation_Natural Gas_Range_E2 | F4 | Commercial | Lodging | Existing | Food Preparation | Natural Gas | Range | E2 | Utility - Cost of Equipment | 0.041504 | 0.041504 | 0.041504 | 0.041504 | 0.041504 | 0.041504 | 0.041504 | 0.041504 | 0.041504 | 0.041504 | 0.041504 | 0.041504 | 0.041504 | 0.041504 | 0.041504 | 0.041504 | 0.041504 | 0.041504 | 0.041504 | 0.041504 | 0.041504 | 0.041504 | 0 | 0 | 0 | 0 | 0 | 0 | 0 | 0
F4_Commercial_Lodging_Existing_Food Preparation_Natural Gas_Range_E3 | F4 | Commercial | Lodging | Existing | Food Preparation | Natural Gas | Range | E3 | Utility - Cost of Equipment | 0 | 0 | 0 | 0 | 0 | 0 | 0 | 0 | 0 | 0 | 0 | 0 | 0 | 0 | 0 | 0 | 0 | 0 | 0 | 0 | 0 | 0 | 0 | 0 | 0 | 0 | 0 | 0 | 0 | 0
F4_Commercial_Lodging_Existing_Food Preparation_Natural Gas_Range_E4 | F4 | Commercial | Lodging | Existing | Food Preparation | Natural Gas | Range | E4 | Utility - Cost of Equipment | 0 | 0 | 0 | 0 | 0 | 0 | 0 | 0 | 0 | 0 | 0 | 0 | 0 | 0 | 0 | 0 | 0 | 0 | 0 | 0 | 0 | 0 | 0 | 0 | 0 | 0 | 0 | 0 | 0 | 0
F4_Commercial_Lodging_Existing_Food Preparation_Natural Gas_Range_E5 | F4 | Commercial | Lodging | Existing | Food Preparation | Natural Gas | Range | E5 | Utility - Cost of Equipment | 0 | 0 | 0 | 0 | 0 | 0 | 0 | 0 | 0 | 0 | 0 | 0 | 0 | 0 | 0 | 0 | 0 | 0 | 0 | 0 | 0 | 0 | 0 | 0 | 0 | 0 | 0 | 0 | 0 | 0
F4_Commercial_Lodging_Existing_Food Preparation_Natural Gas_Range_E6 | F4 | Commercial | Lodging | Existing | Food Preparation | Natural Gas | Range | E6 | Utility - Cost of Equipment | 0 | 0 | 0 | 0 | 0 | 0 | 0 | 0 | 0 | 0 | 0 | 0 | 0 | 0 | 0 | 0 | 0 | 0 | 0 | 0 | 0 | 0 | 0 | 0 | 0 | 0 | 0 | 0 | 0 | 0
F4_Commercial_Lodging_Existing_Food Preparation_Natural Gas_Range_E7 | F4 | Commercial | Lodging | Existing | Food Preparation | Natural Gas | Range | E7 | Utility - Cost of Equipment | 0 | 0 | 0 | 0 | 0 | 0 | 0 | 0 | 0 | 0 | 0 | 0 | 0 | 0 | 0 | 0 | 0 | 0 | 0 | 0 | 0 | 0 | 0 | 0 | 0 | 0 | 0 | 0 | 0 | 0
F4_Commercial_Lodging_Existing_Food Preparation_Natural Gas_Range_E8 | F4 | Commercial | Lodging | Existing | Food Preparation | Natural Gas | Range | E8 | Utility - Cost of Equipment | 0 | 0 | 0 | 0 | 0 | 0 | 0 | 0 | 0 | 0 | 0 | 0 | 0 | 0 | 0 | 0 | 0 | 0 | 0 | 0 | 0 | 0 | 0 | 0 | 0 | 0 | 0 | 0 | 0 | 0
F4_Commercial_Lodging_Existing_Food Preparation_Natural Gas_Range_E9 | F4 | Commercial | Lodging | Existing | Food Preparation | Natural Gas | Range | E9 | Utility - Cost of Equipment | 0 | 0 | 0 | 0 | 0 | 0 | 0 | 0 | 0 | 0 | 0 | 0 | 0 | 0 | 0 | 0 | 0 | 0 | 0 | 0 | 0 | 0 | 0 | 0 | 0 | 0 | 0 | 0 | 0 | 0
F4_Commercial_Lodging_Existing_Food Preparation_Natural Gas_Range_E10 | F4 | Commercial | Lodging | Existing | Food Preparation | Natural Gas | Range | E10 | Utility - Cost of Equipment | 0 | 0 | 0 | 0 | 0 | 0 | 0 | 0 | 0 | 0 | 0 | 0 | 0 | 0 | 0 | 0 | 0 | 0 | 0 | 0 | 0 | 0 | 0 | 0 | 0 | 0 | 0 | 0 | 0 | 0
F5_Commercial_Lodging_Existing_Food Preparation_Natural Gas_Range_E1 | F5 | Commercial | Lodging | Existing | Food Preparation | Natural Gas | Range | E1 | Utility - Cost of Operation | 0.047687 | 0.048004 | 0.048416 | 0.049211 | 0.050315 | 0.051643 | 0.052849 | 0.053882 | 0.054862 | 0.055864 | 0.056936 | 0.057982 | 0.058971 | 0.059967 | 0.060847 | 0.061681 | 0.062583 | 0.063488 | 0.064398 | 0.065307 | 0.0662 | 0.067072 | 0 | 0 | 0 | 0 | 0 | 0 | 0 | 0
F5_Commercial_Lodging_Existing_Food Preparation_Natural Gas_Range_E2 | F5 | Commercial | Lodging | Existing | Food Preparation | Natural Gas | Range | E2 | Utility - Cost of Operation | 0.035765 | 0.036003 | 0.036312 | 0.036908 | 0.037736 | 0.038732 | 0.039636 | 0.040411 | 0.041147 | 0.041898 | 0.042702 | 0.043487 | 0.044228 | 0.044975 | 0.045636 | 0.046261 | 0.046937 | 0.047616 | 0.048298 | 0.048981 | 0.04965 | 0.050304 | 0 | 0 | 0 | 0 | 0 | 0 | 0 | 0
F5_Commercial_Lodging_Existing_Food Preparation_Natural Gas_Range_E3 | F5 | Commercial | Lodging | Existing | Food Preparation | Natural Gas | Range | E3 | Utility - Cost of Operation | 0 | 0 | 0 | 0 | 0 | 0 | 0 | 0 | 0 | 0 | 0 | 0 | 0 | 0 | 0 | 0 | 0 | 0 | 0 | 0 | 0 | 0 | 0 | 0 | 0 | 0 | 0 | 0 | 0 | 0
F5_Commercial_Lodging_Existing_Food Preparation_Natural Gas_Range_E4 | F5 | Commercial | Lodging | Existing | Food Preparation | Natural Gas | Range | E4 | Utility - Cost of Operation | 0 | 0 | 0 | 0 | 0 | 0 | 0 | 0 | 0 | 0 | 0 | 0 | 0 | 0 | 0 | 0 | 0 | 0 | 0 | 0 | 0 | 0 | 0 | 0 | 0 | 0 | 0 | 0 | 0 | 0
F5_Commercial_Lodging_Existing_Food Preparation_Natural Gas_Range_E5 | F5 | Commercial | Lodging | Existing | Food Preparation | Natural Gas | Range | E5 | Utility - Cost of Operation | 0 | 0 | 0 | 0 | 0 | 0 | 0 | 0 | 0 | 0 | 0 | 0 | 0 | 0 | 0 | 0 | 0 | 0 | 0 | 0 | 0 | 0 | 0 | 0 | 0 | 0 | 0 | 0 | 0 | 0
F5_Commercial_Lodging_Existing_Food Preparation_Natural Gas_Range_E6 | F5 | Commercial | Lodging | Existing | Food Preparation | Natural Gas | Range | E6 | Utility - Cost of Operation | 0 | 0 | 0 | 0 | 0 | 0 | 0 | 0 | 0 | 0 | 0 | 0 | 0 | 0 | 0 | 0 | 0 | 0 | 0 | 0 | 0 | 0 | 0 | 0 | 0 | 0 | 0 | 0 | 0 | 0
F5_Commercial_Lodging_Existing_Food Preparation_Natural Gas_Range_E7 | F5 | Commercial | Lodging | Existing | Food Preparation | Natural Gas | Range | E7 | Utility - Cost of Operation | 0 | 0 | 0 | 0 | 0 | 0 | 0 | 0 | 0 | 0 | 0 | 0 | 0 | 0 | 0 | 0 | 0 | 0 | 0 | 0 | 0 | 0 | 0 | 0 | 0 | 0 | 0 | 0 | 0 | 0
F5_Commercial_Lodging_Existing_Food Preparation_Natural Gas_Range_E8 | F5 | Commercial | Lodging | Existing | Food Preparation | Natural Gas | Range | E8 | Utility - Cost of Operation | 0 | 0 | 0 | 0 | 0 | 0 | 0 | 0 | 0 | 0 | 0 | 0 | 0 | 0 | 0 | 0 | 0 | 0 | 0 | 0 | 0 | 0 | 0 | 0 | 0 | 0 | 0 | 0 | 0 | 0
F5_Commercial_Lodging_Existing_Food Preparation_Natural Gas_Range_E9 | F5 | Commercial | Lodging | Existing | Food Preparation | Natural Gas | Range | E9 | Utility - Cost of Operation | 0 | 0 | 0 | 0 | 0 | 0 | 0 | 0 | 0 | 0 | 0 | 0 | 0 | 0 | 0 | 0 | 0 | 0 | 0 | 0 | 0 | 0 | 0 | 0 | 0 | 0 | 0 | 0 | 0 | 0
F5_Commercial_Lodging_Existing_Food Preparation_Natural Gas_Range_E10 | F5 | Commercial | Lodging | Existing | Food Preparation | Natural Gas | Range | E10 | Utility - Cost of Operation | 0 | 0 | 0 | 0 | 0 | 0 | 0 | 0 | 0 | 0 | 0 | 0 | 0 | 0 | 0 | 0 | 0 | 0 | 0 | 0 | 0 | 0 | 0 | 0 | 0 | 0 | 0 | 0 | 0 | 0
F6_Commercial_Lodging_Existing_Food Preparation_Natural Gas_Range_E1 | F6 | Commercial | Lodging | Existing | Food Preparation | Natural Gas | Range | E1 | Utility - Value of Sales | 0.057132 | 0.057512 | 0.058006 | 0.058958 | 0.06028 | 0.061871 | 0.063316 | 0.064554 | 0.065729 | 0.066929 | 0.068213 | 0.069466 | 0.070651 | 0.071845 | 0.072899 | 0.073898 | 0.074978 | 0.076062 | 0.077152 | 0.078243 | 0.079312 | 0.080357 | 0 | 0 | 0 | 0 | 0 | 0 | 0 | 0
F6_Commercial_Lodging_Existing_Food Preparation_Natural Gas_Range_E2 | F6 | Commercial | Lodging | Existing | Food Preparation | Natural Gas | Range | E2 | Utility - Value of Sales | 0.042849 | 0.043134 | 0.043504 | 0.044219 | 0.04521 | 0.046404 | 0.047487 | 0.048415 | 0.049297 | 0.050196 | 0.05116 | 0.0521 | 0.052989 | 0.053884 | 0.054674 | 0.055423 | 0.056234 | 0.057047 | 0.057864 | 0.058682 | 0.059484 | 0.060267 | 0 | 0 | 0 | 0 | 0 | 0 | 0 | 0
F6_Commercial_Lodging_Existing_Food Preparation_Natural Gas_Range_E3 | F6 | Commercial | Lodging | Existing | Food Preparation | Natural Gas | Range | E3 | Utility - Value of Sales | 0 | 0 | 0 | 0 | 0 | 0 | 0 | 0 | 0 | 0 | 0 | 0 | 0 | 0 | 0 | 0 | 0 | 0 | 0 | 0 | 0 | 0 | 0 | 0 | 0 | 0 | 0 | 0 | 0 | 0
F6_Commercial_Lodging_Existing_Food Preparation_Natural Gas_Range_E4 | F6 | Commercial | Lodging | Existing | Food Preparation | Natural Gas | Range | E4 | Utility - Value of Sales | 0 | 0 | 0 | 0 | 0 | 0 | 0 | 0 | 0 | 0 | 0 | 0 | 0 | 0 | 0 | 0 | 0 | 0 | 0 | 0 | 0 | 0 | 0 | 0 | 0 | 0 | 0 | 0 | 0 | 0
F6_Commercial_Lodging_Existing_Food Preparation_Natural Gas_Range_E5 | F6 | Commercial | Lodging | Existing | Food Preparation | Natural Gas | Range | E5 | Utility - Value of Sales | 0 | 0 | 0 | 0 | 0 | 0 | 0 | 0 | 0 | 0 | 0 | 0 | 0 | 0 | 0 | 0 | 0 | 0 | 0 | 0 | 0 | 0 | 0 | 0 | 0 | 0 | 0 | 0 | 0 | 0
F6_Commercial_Lodging_Existing_Food Preparation_Natural Gas_Range_E6 | F6 | Commercial | Lodging | Existing | Food Preparation | Natural Gas | Range | E6 | Utility - Value of Sales | 0 | 0 | 0 | 0 | 0 | 0 | 0 | 0 | 0 | 0 | 0 | 0 | 0 | 0 | 0 | 0 | 0 | 0 | 0 | 0 | 0 | 0 | 0 | 0 | 0 | 0 | 0 | 0 | 0 | 0
F6_Commercial_Lodging_Existing_Food Preparation_Natural Gas_Range_E7 | F6 | Commercial | Lodging | Existing | Food Preparation | Natural Gas | Range | E7 | Utility - Value of Sales | 0 | 0 | 0 | 0 | 0 | 0 | 0 | 0 | 0 | 0 | 0 | 0 | 0 | 0 | 0 | 0 | 0 | 0 | 0 | 0 | 0 | 0 | 0 | 0 | 0 | 0 | 0 | 0 | 0 | 0
F6_Commercial_Lodging_Existing_Food Preparation_Natural Gas_Range_E8 | F6 | Commercial | Lodging | Existing | Food Preparation | Natural Gas | Range | E8 | Utility - Value of Sales | 0 | 0 | 0 | 0 | 0 | 0 | 0 | 0 | 0 | 0 | 0 | 0 | 0 | 0 | 0 | 0 | 0 | 0 | 0 | 0 | 0 | 0 | 0 | 0 | 0 | 0 | 0 | 0 | 0 | 0
F6_Commercial_Lodging_Existing_Food Preparation_Natural Gas_Range_E9 | F6 | Commercial | Lodging | Existing | Food Preparation | Natural Gas | Range | E9 | Utility - Value of Sales | 0 | 0 | 0 | 0 | 0 | 0 | 0 | 0 | 0 | 0 | 0 | 0 | 0 | 0 | 0 | 0 | 0 | 0 | 0 | 0 | 0 | 0 | 0 | 0 | 0 | 0 | 0 | 0 | 0 | 0
F6_Commercial_Lodging_Existing_Food Preparation_Natural Gas_Range_E10 | F6 | Commercial | Lodging | Existing | Food Preparation | Natural Gas | Range | E10 | Utility - Value of Sales | 0 | 0 | 0 | 0 | 0 | 0 | 0 | 0 | 0 | 0 | 0 | 0 | 0 | 0 | 0 | 0 | 0 | 0 | 0 | 0 | 0 | 0 | 0 | 0 | 0 | 0 | 0 | 0 | 0 | 0
F1_Commercial_Lodging_Existing_Food Preparation_Natural Gas_Steamer_E1 | F1 | Commercial | Lodging | Existing | Food Preparation | Natural Gas | Steamer | E1 | Participant - Cost of Equipment | 0.12543 | 0.12543 | 0.12543 | 0.12543 | 0.12543 | 0.12543 | 0.12543 | 0.12543 | 0.12543 | 0.12543 | 0.12543 | 0.12543 | 0.12543 | 0.12543 | 0.12543 | 0.12543 | 0.12543 | 0.12543 | 0.12543 | 0.12543 | 0.12543 | 0.12543 | 0 | 0 | 0 | 0 | 0 | 0 | 0 | 0
F1_Commercial_Lodging_Existing_Food Preparation_Natural Gas_Steamer_E2 | F1 | Commercial | Lodging | Existing | Food Preparation | Natural Gas | Steamer | E2 | Participant - Cost of Equipment | 0.13474 | 0.13474 | 0.13474 | 0.13474 | 0.13474 | 0.13474 | 0.13474 | 0.13474 | 0.13474 | 0.13474 | 0.13474 | 0.13474 | 0.13474 | 0.13474 | 0.13474 | 0.13474 | 0.13474 | 0.13474 | 0.13474 | 0.13474 | 0.13474 | 0.13474 | 0 | 0 | 0 | 0 | 0 | 0 | 0 | 0
F1_Commercial_Lodging_Existing_Food Preparation_Natural Gas_Steamer_E3 | F1 | Commercial | Lodging | Existing | Food Preparation | Natural Gas | Steamer | E3 | Participant - Cost of Equipment | 0 | 0 | 0 | 0 | 0 | 0 | 0 | 0 | 0 | 0 | 0 | 0 | 0 | 0 | 0 | 0 | 0 | 0 | 0 | 0 | 0 | 0 | 0 | 0 | 0 | 0 | 0 | 0 | 0 | 0
F1_Commercial_Lodging_Existing_Food Preparation_Natural Gas_Steamer_E4 | F1 | Commercial | Lodging | Existing | Food Preparation | Natural Gas | Steamer | E4 | Participant - Cost of Equipment | 0 | 0 | 0 | 0 | 0 | 0 | 0 | 0 | 0 | 0 | 0 | 0 | 0 | 0 | 0 | 0 | 0 | 0 | 0 | 0 | 0 | 0 | 0 | 0 | 0 | 0 | 0 | 0 | 0 | 0
F1_Commercial_Lodging_Existing_Food Preparation_Natural Gas_Steamer_E5 | F1 | Commercial | Lodging | Existing | Food Preparation | Natural Gas | Steamer | E5 | Participant - Cost of Equipment | 0 | 0 | 0 | 0 | 0 | 0 | 0 | 0 | 0 | 0 | 0 | 0 | 0 | 0 | 0 | 0 | 0 | 0 | 0 | 0 | 0 | 0 | 0 | 0 | 0 | 0 | 0 | 0 | 0 | 0
F1_Commercial_Lodging_Existing_Food Preparation_Natural Gas_Steamer_E6 | F1 | Commercial | Lodging | Existing | Food Preparation | Natural Gas | Steamer | E6 | Participant - Cost of Equipment | 0 | 0 | 0 | 0 | 0 | 0 | 0 | 0 | 0 | 0 | 0 | 0 | 0 | 0 | 0 | 0 | 0 | 0 | 0 | 0 | 0 | 0 | 0 | 0 | 0 | 0 | 0 | 0 | 0 | 0
F1_Commercial_Lodging_Existing_Food Preparation_Natural Gas_Steamer_E7 | F1 | Commercial | Lodging | Existing | Food Preparation | Natural Gas | Steamer | E7 | Participant - Cost of Equipment | 0 | 0 | 0 | 0 | 0 | 0 | 0 | 0 | 0 | 0 | 0 | 0 | 0 | 0 | 0 | 0 | 0 | 0 | 0 | 0 | 0 | 0 | 0 | 0 | 0 | 0 | 0 | 0 | 0 | 0
F1_Commercial_Lodging_Existing_Food Preparation_Natural Gas_Steamer_E8 | F1 | Commercial | Lodging | Existing | Food Preparation | Natural Gas | Steamer | E8 | Participant - Cost of Equipment | 0 | 0 | 0 | 0 | 0 | 0 | 0 | 0 | 0 | 0 | 0 | 0 | 0 | 0 | 0 | 0 | 0 | 0 | 0 | 0 | 0 | 0 | 0 | 0 | 0 | 0 | 0 | 0 | 0 | 0
F1_Commercial_Lodging_Existing_Food Preparation_Natural Gas_Steamer_E9 | F1 | Commercial | Lodging | Existing | Food Preparation | Natural Gas | Steamer | E9 | Participant - Cost of Equipment | 0 | 0 | 0 | 0 | 0 | 0 | 0 | 0 | 0 | 0 | 0 | 0 | 0 | 0 | 0 | 0 | 0 | 0 | 0 | 0 | 0 | 0 | 0 | 0 | 0 | 0 | 0 | 0 | 0 | 0
F1_Commercial_Lodging_Existing_Food Preparation_Natural Gas_Steamer_E10 | F1 | Commercial | Lodging | Existing | Food Preparation | Natural Gas | Steamer | E10 | Participant - Cost of Equipment | 0 | 0 | 0 | 0 | 0 | 0 | 0 | 0 | 0 | 0 | 0 | 0 | 0 | 0 | 0 | 0 | 0 | 0 | 0 | 0 | 0 | 0 | 0 | 0 | 0 | 0 | 0 | 0 | 0 | 0
F2_Commercial_Lodging_Existing_Food Preparation_Natural Gas_Steamer_E1 | F2 | Commercial | Lodging | Existing | Food Preparation | Natural Gas | Steamer | E1 | Participant - Cost of Operation | 0.13641 | 0.13756 | 0.13895 | 0.14127 | 0.14435 | 0.14801 | 0.15139 | 0.15431 | 0.15703 | 0.15972 | 0.16249 | 0.16525 | 0.16793 | 0.17069 | 0.17326 | 0.17579 | 0.1785 | 0.18123 | 0.18398 | 0.18674 | 0.18947 | 0.19217 | 0 | 0 | 0 | 0 | 0 | 0 | 0 | 0
F2_Commercial_Lodging_Existing_Food Preparation_Natural Gas_Steamer_E2 | F2 | Commercial | Lodging | Existing | Food Preparation | Natural Gas | Steamer | E2 | Participant - Cost of Operation | 0.028453 | 0.028695 | 0.028984 | 0.029467 | 0.030111 | 0.030874 | 0.031579 | 0.032188 | 0.032756 | 0.033317 | 0.033894 | 0.034469 | 0.035028 | 0.035605 | 0.03614 | 0.036668 | 0.037234 | 0.037803 | 0.038377 | 0.038953 | 0.039523 | 0.040084 | 0 | 0 | 0 | 0 | 0 | 0 | 0 | 0
F2_Commercial_Lodging_Existing_Food Preparation_Natural Gas_Steamer_E3 | F2 | Commercial | Lodging | Existing | Food Preparation | Natural Gas | Steamer | E3 | Participant - Cost of Operation | 0 | 0 | 0 | 0 | 0 | 0 | 0 | 0 | 0 | 0 | 0 | 0 | 0 | 0 | 0 | 0 | 0 | 0 | 0 | 0 | 0 | 0 | 0 | 0 | 0 | 0 | 0 | 0 | 0 | 0
F2_Commercial_Lodging_Existing_Food Preparation_Natural Gas_Steamer_E4 | F2 | Commercial | Lodging | Existing | Food Preparation | Natural Gas | Steamer | E4 | Participant - Cost of Operation | 0 | 0 | 0 | 0 | 0 | 0 | 0 | 0 | 0 | 0 | 0 | 0 | 0 | 0 | 0 | 0 | 0 | 0 | 0 | 0 | 0 | 0 | 0 | 0 | 0 | 0 | 0 | 0 | 0 | 0
F2_Commercial_Lodging_Existing_Food Preparation_Natural Gas_Steamer_E5 | F2 | Commercial | Lodging | Existing | Food Preparation | Natural Gas | Steamer | E5 | Participant - Cost of Operation | 0 | 0 | 0 | 0 | 0 | 0 | 0 | 0 | 0 | 0 | 0 | 0 | 0 | 0 | 0 | 0 | 0 | 0 | 0 | 0 | 0 | 0 | 0 | 0 | 0 | 0 | 0 | 0 | 0 | 0
F2_Commercial_Lodging_Existing_Food Preparation_Natural Gas_Steamer_E6 | F2 | Commercial | Lodging | Existing | Food Preparation | Natural Gas | Steamer | E6 | Participant - Cost of Operation | 0 | 0 | 0 | 0 | 0 | 0 | 0 | 0 | 0 | 0 | 0 | 0 | 0 | 0 | 0 | 0 | 0 | 0 | 0 | 0 | 0 | 0 | 0 | 0 | 0 | 0 | 0 | 0 | 0 | 0
F2_Commercial_Lodging_Existing_Food Preparation_Natural Gas_Steamer_E7 | F2 | Commercial | Lodging | Existing | Food Preparation | Natural Gas | Steamer | E7 | Participant - Cost of Operation | 0 | 0 | 0 | 0 | 0 | 0 | 0 | 0 | 0 | 0 | 0 | 0 | 0 | 0 | 0 | 0 | 0 | 0 | 0 | 0 | 0 | 0 | 0 | 0 | 0 | 0 | 0 | 0 | 0 | 0
F2_Commercial_Lodging_Existing_Food Preparation_Natural Gas_Steamer_E8 | F2 | Commercial | Lodging | Existing | Food Preparation | Natural Gas | Steamer | E8 | Participant - Cost of Operation | 0 | 0 | 0 | 0 | 0 | 0 | 0 | 0 | 0 | 0 | 0 | 0 | 0 | 0 | 0 | 0 | 0 | 0 | 0 | 0 | 0 | 0 | 0 | 0 | 0 | 0 | 0 | 0 | 0 | 0
F2_Commercial_Lodging_Existing_Food Preparation_Natural Gas_Steamer_E9 | F2 | Commercial | Lodging | Existing | Food Preparation | Natural Gas | Steamer | E9 | Participant - Cost of Operation | 0 | 0 | 0 | 0 | 0 | 0 | 0 | 0 | 0 | 0 | 0 | 0 | 0 | 0 | 0 | 0 | 0 | 0 | 0 | 0 | 0 | 0 | 0 | 0 | 0 | 0 | 0 | 0 | 0 | 0
F2_Commercial_Lodging_Existing_Food Preparation_Natural Gas_Steamer_E10 | F2 | Commercial | Lodging | Existing | Food Preparation | Natural Gas | Steamer | E10 | Participant - Cost of Operation | 0 | 0 | 0 | 0 | 0 | 0 | 0 | 0 | 0 | 0 | 0 | 0 | 0 | 0 | 0 | 0 | 0 | 0 | 0 | 0 | 0 | 0 | 0 | 0 | 0 | 0 | 0 | 0 | 0 | 0
F3_Commercial_Lodging_Existing_Food Preparation_Natural Gas_Steamer_E1 | F3 | Commercial | Lodging | Existing | Food Preparation | Natural Gas | Steamer | E1 | System - kBTUs of Conusmption | 12.8371 | 12.8745 | 12.9166 | 13.0136 | 13.0984 | 13.1705 | 13.2257 | 13.2728 | 13.3079 | 13.331 | 13.3383 | 13.3374 | 13.3251 | 13.3016 | 13.2624 | 13.2169 | 13.1679 | 13.1156 | 13.0559 | 12.9983 | 12.9386 | 12.8772 | 0 | 0 | 0 | 0 | 0 | 0 | 0 | 0
F3_Commercial_Lodging_Existing_Food Preparation_Natural Gas_Steamer_E2 | F3 | Commercial | Lodging | Existing | Food Preparation | Natural Gas | Steamer | E2 | System - kBTUs of Conusmption | 2.6777 | 2.6855 | 2.6943 | 2.7145 | 2.7322 | 2.7473 | 2.7588 | 2.7686 | 2.7759 | 2.7807 | 2.7823 | 2.7821 | 2.7795 | 2.7746 | 2.7664 | 2.7569 | 2.7467 | 2.7358 | 2.7233 | 2.7113 | 2.6989 | 2.6861 | 0 | 0 | 0 | 0 | 0 | 0 | 0 | 0
F3_Commercial_Lodging_Existing_Food Preparation_Natural Gas_Steamer_E3 | F3 | Commercial | Lodging | Existing | Food Preparation | Natural Gas | Steamer | E3 | System - kBTUs of Conusmption | 0 | 0 | 0 | 0 | 0 | 0 | 0 | 0 | 0 | 0 | 0 | 0 | 0 | 0 | 0 | 0 | 0 | 0 | 0 | 0 | 0 | 0 | 0 | 0 | 0 | 0 | 0 | 0 | 0 | 0
F3_Commercial_Lodging_Existing_Food Preparation_Natural Gas_Steamer_E4 | F3 | Commercial | Lodging | Existing | Food Preparation | Natural Gas | Steamer | E4 | System - kBTUs of Conusmption | 0 | 0 | 0 | 0 | 0 | 0 | 0 | 0 | 0 | 0 | 0 | 0 | 0 | 0 | 0 | 0 | 0 | 0 | 0 | 0 | 0 | 0 | 0 | 0 | 0 | 0 | 0 | 0 | 0 | 0
F3_Commercial_Lodging_Existing_Food Preparation_Natural Gas_Steamer_E5 | F3 | Commercial | Lodging | Existing | Food Preparation | Natural Gas | Steamer | E5 | System - kBTUs of Conusmption | 0 | 0 | 0 | 0 | 0 | 0 | 0 | 0 | 0 | 0 | 0 | 0 | 0 | 0 | 0 | 0 | 0 | 0 | 0 | 0 | 0 | 0 | 0 | 0 | 0 | 0 | 0 | 0 | 0 | 0
F3_Commercial_Lodging_Existing_Food Preparation_Natural Gas_Steamer_E6 | F3 | Commercial | Lodging | Existing | Food Preparation | Natural Gas | Steamer | E6 | System - kBTUs of Conusmption | 0 | 0 | 0 | 0 | 0 | 0 | 0 | 0 | 0 | 0 | 0 | 0 | 0 | 0 | 0 | 0 | 0 | 0 | 0 | 0 | 0 | 0 | 0 | 0 | 0 | 0 | 0 | 0 | 0 | 0
F3_Commercial_Lodging_Existing_Food Preparation_Natural Gas_Steamer_E7 | F3 | Commercial | Lodging | Existing | Food Preparation | Natural Gas | Steamer | E7 | System - kBTUs of Conusmption | 0 | 0 | 0 | 0 | 0 | 0 | 0 | 0 | 0 | 0 | 0 | 0 | 0 | 0 | 0 | 0 | 0 | 0 | 0 | 0 | 0 | 0 | 0 | 0 | 0 | 0 | 0 | 0 | 0 | 0
F3_Commercial_Lodging_Existing_Food Preparation_Natural Gas_Steamer_E8 | F3 | Commercial | Lodging | Existing | Food Preparation | Natural Gas | Steamer | E8 | System - kBTUs of Conusmption | 0 | 0 | 0 | 0 | 0 | 0 | 0 | 0 | 0 | 0 | 0 | 0 | 0 | 0 | 0 | 0 | 0 | 0 | 0 | 0 | 0 | 0 | 0 | 0 | 0 | 0 | 0 | 0 | 0 | 0
F3_Commercial_Lodging_Existing_Food Preparation_Natural Gas_Steamer_E9 | F3 | Commercial | Lodging | Existing | Food Preparation | Natural Gas | Steamer | E9 | System - kBTUs of Conusmption | 0 | 0 | 0 | 0 | 0 | 0 | 0 | 0 | 0 | 0 | 0 | 0 | 0 | 0 | 0 | 0 | 0 | 0 | 0 | 0 | 0 | 0 | 0 | 0 | 0 | 0 | 0 | 0 | 0 | 0
F3_Commercial_Lodging_Existing_Food Preparation_Natural Gas_Steamer_E10 | F3 | Commercial | Lodging | Existing | Food Preparation | Natural Gas | Steamer | E10 | System - kBTUs of Conusmption | 0 | 0 | 0 | 0 | 0 | 0 | 0 | 0 | 0 | 0 | 0 | 0 | 0 | 0 | 0 | 0 | 0 | 0 | 0 | 0 | 0 | 0 | 0 | 0 | 0 | 0 | 0 | 0 | 0 | 0
F4_Commercial_Lodging_Existing_Food Preparation_Natural Gas_Steamer_E1 | F4 | Commercial | Lodging | Existing | Food Preparation | Natural Gas | Steamer | E1 | Utility - Cost of Equipment | 0.12543 | 0.12543 | 0.12543 | 0.12543 | 0.12543 | 0.12543 | 0.12543 | 0.12543 | 0.12543 | 0.12543 | 0.12543 | 0.12543 | 0.12543 | 0.12543 | 0.12543 | 0.12543 | 0.12543 | 0.12543 | 0.12543 | 0.12543 | 0.12543 | 0.12543 | 0 | 0 | 0 | 0 | 0 | 0 | 0 | 0
F4_Commercial_Lodging_Existing_Food Preparation_Natural Gas_Steamer_E2 | F4 | Commercial | Lodging | Existing | Food Preparation | Natural Gas | Steamer | E2 | Utility - Cost of Equipment | 0.13474 | 0.13474 | 0.13474 | 0.13474 | 0.13474 | 0.13474 | 0.13474 | 0.13474 | 0.13474 | 0.13474 | 0.13474 | 0.13474 | 0.13474 | 0.13474 | 0.13474 | 0.13474 | 0.13474 | 0.13474 | 0.13474 | 0.13474 | 0.13474 | 0.13474 | 0 | 0 | 0 | 0 | 0 | 0 | 0 | 0
F4_Commercial_Lodging_Existing_Food Preparation_Natural Gas_Steamer_E3 | F4 | Commercial | Lodging | Existing | Food Preparation | Natural Gas | Steamer | E3 | Utility - Cost of Equipment | 0 | 0 | 0 | 0 | 0 | 0 | 0 | 0 | 0 | 0 | 0 | 0 | 0 | 0 | 0 | 0 | 0 | 0 | 0 | 0 | 0 | 0 | 0 | 0 | 0 | 0 | 0 | 0 | 0 | 0
F4_Commercial_Lodging_Existing_Food Preparation_Natural Gas_Steamer_E4 | F4 | Commercial | Lodging | Existing | Food Preparation | Natural Gas | Steamer | E4 | Utility - Cost of Equipment | 0 | 0 | 0 | 0 | 0 | 0 | 0 | 0 | 0 | 0 | 0 | 0 | 0 | 0 | 0 | 0 | 0 | 0 | 0 | 0 | 0 | 0 | 0 | 0 | 0 | 0 | 0 | 0 | 0 | 0
F4_Commercial_Lodging_Existing_Food Preparation_Natural Gas_Steamer_E5 | F4 | Commercial | Lodging | Existing | Food Preparation | Natural Gas | Steamer | E5 | Utility - Cost of Equipment | 0 | 0 | 0 | 0 | 0 | 0 | 0 | 0 | 0 | 0 | 0 | 0 | 0 | 0 | 0 | 0 | 0 | 0 | 0 | 0 | 0 | 0 | 0 | 0 | 0 | 0 | 0 | 0 | 0 | 0
F4_Commercial_Lodging_Existing_Food Preparation_Natural Gas_Steamer_E6 | F4 | Commercial | Lodging | Existing | Food Preparation | Natural Gas | Steamer | E6 | Utility - Cost of Equipment | 0 | 0 | 0 | 0 | 0 | 0 | 0 | 0 | 0 | 0 | 0 | 0 | 0 | 0 | 0 | 0 | 0 | 0 | 0 | 0 | 0 | 0 | 0 | 0 | 0 | 0 | 0 | 0 | 0 | 0
F4_Commercial_Lodging_Existing_Food Preparation_Natural Gas_Steamer_E7 | F4 | Commercial | Lodging | Existing | Food Preparation | Natural Gas | Steamer | E7 | Utility - Cost of Equipment | 0 | 0 | 0 | 0 | 0 | 0 | 0 | 0 | 0 | 0 | 0 | 0 | 0 | 0 | 0 | 0 | 0 | 0 | 0 | 0 | 0 | 0 | 0 | 0 | 0 | 0 | 0 | 0 | 0 | 0
F4_Commercial_Lodging_Existing_Food Preparation_Natural Gas_Steamer_E8 | F4 | Commercial | Lodging | Existing | Food Preparation | Natural Gas | Steamer | E8 | Utility - Cost of Equipment | 0 | 0 | 0 | 0 | 0 | 0 | 0 | 0 | 0 | 0 | 0 | 0 | 0 | 0 | 0 | 0 | 0 | 0 | 0 | 0 | 0 | 0 | 0 | 0 | 0 | 0 | 0 | 0 | 0 | 0
F4_Commercial_Lodging_Existing_Food Preparation_Natural Gas_Steamer_E9 | F4 | Commercial | Lodging | Existing | Food Preparation | Natural Gas | Steamer | E9 | Utility - Cost of Equipment | 0 | 0 | 0 | 0 | 0 | 0 | 0 | 0 | 0 | 0 | 0 | 0 | 0 | 0 | 0 | 0 | 0 | 0 | 0 | 0 | 0 | 0 | 0 | 0 | 0 | 0 | 0 | 0 | 0 | 0
F4_Commercial_Lodging_Existing_Food Preparation_Natural Gas_Steamer_E10 | F4 | Commercial | Lodging | Existing | Food Preparation | Natural Gas | Steamer | E10 | Utility - Cost of Equipment | 0 | 0 | 0 | 0 | 0 | 0 | 0 | 0 | 0 | 0 | 0 | 0 | 0 | 0 | 0 | 0 | 0 | 0 | 0 | 0 | 0 | 0 | 0 | 0 | 0 | 0 | 0 | 0 | 0 | 0
F5_Commercial_Lodging_Existing_Food Preparation_Natural Gas_Steamer_E1 | F5 | Commercial | Lodging | Existing | Food Preparation | Natural Gas | Steamer | E1 | Utility - Cost of Operation | 0.11386 | 0.11482 | 0.11598 | 0.11791 | 0.12049 | 0.12354 | 0.12637 | 0.1288 | 0.13107 | 0.13332 | 0.13563 | 0.13793 | 0.14017 | 0.14247 | 0.14461 | 0.14673 | 0.14899 | 0.15127 | 0.15356 | 0.15587 | 0.15815 | 0.1604 | 0 | 0 | 0 | 0 | 0 | 0 | 0 | 0
F5_Commercial_Lodging_Existing_Food Preparation_Natural Gas_Steamer_E2 | F5 | Commercial | Lodging | Existing | Food Preparation | Natural Gas | Steamer | E2 | Utility - Cost of Operation | 0.02375 | 0.023951 | 0.024192 | 0.024595 | 0.025133 | 0.02577 | 0.026359 | 0.026866 | 0.027341 | 0.027809 | 0.028291 | 0.028771 | 0.029237 | 0.029719 | 0.030165 | 0.030606 | 0.031078 | 0.031553 | 0.032032 | 0.032513 | 0.032989 | 0.033457 | 0 | 0 | 0 | 0 | 0 | 0 | 0 | 0
F5_Commercial_Lodging_Existing_Food Preparation_Natural Gas_Steamer_E3 | F5 | Commercial | Lodging | Existing | Food Preparation | Natural Gas | Steamer | E3 | Utility - Cost of Operation | 0 | 0 | 0 | 0 | 0 | 0 | 0 | 0 | 0 | 0 | 0 | 0 | 0 | 0 | 0 | 0 | 0 | 0 | 0 | 0 | 0 | 0 | 0 | 0 | 0 | 0 | 0 | 0 | 0 | 0
F5_Commercial_Lodging_Existing_Food Preparation_Natural Gas_Steamer_E4 | F5 | Commercial | Lodging | Existing | Food Preparation | Natural Gas | Steamer | E4 | Utility - Cost of Operation | 0 | 0 | 0 | 0 | 0 | 0 | 0 | 0 | 0 | 0 | 0 | 0 | 0 | 0 | 0 | 0 | 0 | 0 | 0 | 0 | 0 | 0 | 0 | 0 | 0 | 0 | 0 | 0 | 0 | 0
F5_Commercial_Lodging_Existing_Food Preparation_Natural Gas_Steamer_E5 | F5 | Commercial | Lodging | Existing | Food Preparation | Natural Gas | Steamer | E5 | Utility - Cost of Operation | 0 | 0 | 0 | 0 | 0 | 0 | 0 | 0 | 0 | 0 | 0 | 0 | 0 | 0 | 0 | 0 | 0 | 0 | 0 | 0 | 0 | 0 | 0 | 0 | 0 | 0 | 0 | 0 | 0 | 0
F5_Commercial_Lodging_Existing_Food Preparation_Natural Gas_Steamer_E6 | F5 | Commercial | Lodging | Existing | Food Preparation | Natural Gas | Steamer | E6 | Utility - Cost of Operation | 0 | 0 | 0 | 0 | 0 | 0 | 0 | 0 | 0 | 0 | 0 | 0 | 0 | 0 | 0 | 0 | 0 | 0 | 0 | 0 | 0 | 0 | 0 | 0 | 0 | 0 | 0 | 0 | 0 | 0
F5_Commercial_Lodging_Existing_Food Preparation_Natural Gas_Steamer_E7 | F5 | Commercial | Lodging | Existing | Food Preparation | Natural Gas | Steamer | E7 | Utility - Cost of Operation | 0 | 0 | 0 | 0 | 0 | 0 | 0 | 0 | 0 | 0 | 0 | 0 | 0 | 0 | 0 | 0 | 0 | 0 | 0 | 0 | 0 | 0 | 0 | 0 | 0 | 0 | 0 | 0 | 0 | 0
F5_Commercial_Lodging_Existing_Food Preparation_Natural Gas_Steamer_E8 | F5 | Commercial | Lodging | Existing | Food Preparation | Natural Gas | Steamer | E8 | Utility - Cost of Operation | 0 | 0 | 0 | 0 | 0 | 0 | 0 | 0 | 0 | 0 | 0 | 0 | 0 | 0 | 0 | 0 | 0 | 0 | 0 | 0 | 0 | 0 | 0 | 0 | 0 | 0 | 0 | 0 | 0 | 0
F5_Commercial_Lodging_Existing_Food Preparation_Natural Gas_Steamer_E9 | F5 | Commercial | Lodging | Existing | Food Preparation | Natural Gas | Steamer | E9 | Utility - Cost of Operation | 0 | 0 | 0 | 0 | 0 | 0 | 0 | 0 | 0 | 0 | 0 | 0 | 0 | 0 | 0 | 0 | 0 | 0 | 0 | 0 | 0 | 0 | 0 | 0 | 0 | 0 | 0 | 0 | 0 | 0
F5_Commercial_Lodging_Existing_Food Preparation_Natural Gas_Steamer_E10 | F5 | Commercial | Lodging | Existing | Food Preparation | Natural Gas | Steamer | E10 | Utility - Cost of Operation | 0 | 0 | 0 | 0 | 0 | 0 | 0 | 0 | 0 | 0 | 0 | 0 | 0 | 0 | 0 | 0 | 0 | 0 | 0 | 0 | 0 | 0 | 0 | 0 | 0 | 0 | 0 | 0 | 0 | 0
F6_Commercial_Lodging_Existing_Food Preparation_Natural Gas_Steamer_E1 | F6 | Commercial | Lodging | Existing | Food Preparation | Natural Gas | Steamer | E1 | Utility - Value of Sales | 0.13641 | 0.13756 | 0.13895 | 0.14127 | 0.14435 | 0.14801 | 0.15139 | 0.15431 | 0.15703 | 0.15972 | 0.16249 | 0.16525 | 0.16793 | 0.17069 | 0.17326 | 0.17579 | 0.1785 | 0.18123 | 0.18398 | 0.18674 | 0.18947 | 0.19217 | 0 | 0 | 0 | 0 | 0 | 0 | 0 | 0
F6_Commercial_Lodging_Existing_Food Preparation_Natural Gas_Steamer_E2 | F6 | Commercial | Lodging | Existing | Food Preparation | Natural Gas | Steamer | E2 | Utility - Value of Sales | 0.028453 | 0.028695 | 0.028984 | 0.029467 | 0.030111 | 0.030874 | 0.031579 | 0.032188 | 0.032756 | 0.033317 | 0.033894 | 0.034469 | 0.035028 | 0.035605 | 0.03614 | 0.036668 | 0.037234 | 0.037803 | 0.038377 | 0.038953 | 0.039523 | 0.040084 | 0 | 0 | 0 | 0 | 0 | 0 | 0 | 0
F6_Commercial_Lodging_Existing_Food Preparation_Natural Gas_Steamer_E3 | F6 | Commercial | Lodging | Existing | Food Preparation | Natural Gas | Steamer | E3 | Utility - Value of Sales | 0 | 0 | 0 | 0 | 0 | 0 | 0 | 0 | 0 | 0 | 0 | 0 | 0 | 0 | 0 | 0 | 0 | 0 | 0 | 0 | 0 | 0 | 0 | 0 | 0 | 0 | 0 | 0 | 0 | 0
F6_Commercial_Lodging_Existing_Food Preparation_Natural Gas_Steamer_E4 | F6 | Commercial | Lodging | Existing | Food Preparation | Natural Gas | Steamer | E4 | Utility - Value of Sales | 0 | 0 | 0 | 0 | 0 | 0 | 0 | 0 | 0 | 0 | 0 | 0 | 0 | 0 | 0 | 0 | 0 | 0 | 0 | 0 | 0 | 0 | 0 | 0 | 0 | 0 | 0 | 0 | 0 | 0
F6_Commercial_Lodging_Existing_Food Preparation_Natural Gas_Steamer_E5 | F6 | Commercial | Lodging | Existing | Food Preparation | Natural Gas | Steamer | E5 | Utility - Value of Sales | 0 | 0 | 0 | 0 | 0 | 0 | 0 | 0 | 0 | 0 | 0 | 0 | 0 | 0 | 0 | 0 | 0 | 0 | 0 | 0 | 0 | 0 | 0 | 0 | 0 | 0 | 0 | 0 | 0 | 0
F6_Commercial_Lodging_Existing_Food Preparation_Natural Gas_Steamer_E6 | F6 | Commercial | Lodging | Existing | Food Preparation | Natural Gas | Steamer | E6 | Utility - Value of Sales | 0 | 0 | 0 | 0 | 0 | 0 | 0 | 0 | 0 | 0 | 0 | 0 | 0 | 0 | 0 | 0 | 0 | 0 | 0 | 0 | 0 | 0 | 0 | 0 | 0 | 0 | 0 | 0 | 0 | 0
F6_Commercial_Lodging_Existing_Food Preparation_Natural Gas_Steamer_E7 | F6 | Commercial | Lodging | Existing | Food Preparation | Natural Gas | Steamer | E7 | Utility - Value of Sales | 0 | 0 | 0 | 0 | 0 | 0 | 0 | 0 | 0 | 0 | 0 | 0 | 0 | 0 | 0 | 0 | 0 | 0 | 0 | 0 | 0 | 0 | 0 | 0 | 0 | 0 | 0 | 0 | 0 | 0
F6_Commercial_Lodging_Existing_Food Preparation_Natural Gas_Steamer_E8 | F6 | Commercial | Lodging | Existing | Food Preparation | Natural Gas | Steamer | E8 | Utility - Value of Sales | 0 | 0 | 0 | 0 | 0 | 0 | 0 | 0 | 0 | 0 | 0 | 0 | 0 | 0 | 0 | 0 | 0 | 0 | 0 | 0 | 0 | 0 | 0 | 0 | 0 | 0 | 0 | 0 | 0 | 0
F6_Commercial_Lodging_Existing_Food Preparation_Natural Gas_Steamer_E9 | F6 | Commercial | Lodging | Existing | Food Preparation | Natural Gas | Steamer | E9 | Utility - Value of Sales | 0 | 0 | 0 | 0 | 0 | 0 | 0 | 0 | 0 | 0 | 0 | 0 | 0 | 0 | 0 | 0 | 0 | 0 | 0 | 0 | 0 | 0 | 0 | 0 | 0 | 0 | 0 | 0 | 0 | 0
F6_Commercial_Lodging_Existing_Food Preparation_Natural Gas_Steamer_E10 | F6 | Commercial | Lodging | Existing | Food Preparation | Natural Gas | Steamer | E10 | Utility - Value of Sales | 0 | 0 | 0 | 0 | 0 | 0 | 0 | 0 | 0 | 0 | 0 | 0 | 0 | 0 | 0 | 0 | 0 | 0 | 0 | 0 | 0 | 0 | 0 | 0 | 0 | 0 | 0 | 0 | 0 | 0
F1_Commercial_Lodging_Existing_Food Preparation_Natural Gas_Food Prep Other_E1 | F1 | Commercial | Lodging | Existing | Food Preparation | Natural Gas | Food Prep Other | E1 | Participant - Cost of Equipment | 0.0053142 | 0.0053142 | 0.0053142 | 0.0053142 | 0.0053142 | 0.0053142 | 0.0053142 | 0.0053142 | 0.0053142 | 0.0053142 | 0.0053142 | 0.0053142 | 0.0053142 | 0.0053142 | 0.0053142 | 0.0053142 | 0.0053142 | 0.0053142 | 0.0053142 | 0.0053142 | 0.0053142 | 0.0053142 | 0 | 0 | 0 | 0 | 0 | 0 | 0 | 0
F1_Commercial_Lodging_Existing_Food Preparation_Natural Gas_Food Prep Other_E2 | F1 | Commercial | Lodging | Existing | Food Preparation | Natural Gas | Food Prep Other | E2 | Participant - Cost of Equipment | 0.0053196 | 0.0053196 | 0.0053196 | 0.0053196 | 0.0053196 | 0.0053196 | 0.0053196 | 0.0053196 | 0.0053196 | 0.0053196 | 0.0053196 | 0.0053196 | 0.0053196 | 0.0053196 | 0.0053196 | 0.0053196 | 0.0053196 | 0.0053196 | 0.0053196 | 0.0053196 | 0.0053196 | 0.0053196 | 0 | 0 | 0 | 0 | 0 | 0 | 0 | 0
F1_Commercial_Lodging_Existing_Food Preparation_Natural Gas_Food Prep Other_E3 | F1 | Commercial | Lodging | Existing | Food Preparation | Natural Gas | Food Prep Other | E3 | Participant - Cost of Equipment | 0 | 0 | 0 | 0 | 0 | 0 | 0 | 0 | 0 | 0 | 0 | 0 | 0 | 0 | 0 | 0 | 0 | 0 | 0 | 0 | 0 | 0 | 0 | 0 | 0 | 0 | 0 | 0 | 0 | 0
F1_Commercial_Lodging_Existing_Food Preparation_Natural Gas_Food Prep Other_E4 | F1 | Commercial | Lodging | Existing | Food Preparation | Natural Gas | Food Prep Other | E4 | Participant - Cost of Equipment | 0 | 0 | 0 | 0 | 0 | 0 | 0 | 0 | 0 | 0 | 0 | 0 | 0 | 0 | 0 | 0 | 0 | 0 | 0 | 0 | 0 | 0 | 0 | 0 | 0 | 0 | 0 | 0 | 0 | 0
F1_Commercial_Lodging_Existing_Food Preparation_Natural Gas_Food Prep Other_E5 | F1 | Commercial | Lodging | Existing | Food Preparation | Natural Gas | Food Prep Other | E5 | Participant - Cost of Equipment | 0 | 0 | 0 | 0 | 0 | 0 | 0 | 0 | 0 | 0 | 0 | 0 | 0 | 0 | 0 | 0 | 0 | 0 | 0 | 0 | 0 | 0 | 0 | 0 | 0 | 0 | 0 | 0 | 0 | 0
F1_Commercial_Lodging_Existing_Food Preparation_Natural Gas_Food Prep Other_E6 | F1 | Commercial | Lodging | Existing | Food Preparation | Natural Gas | Food Prep Other | E6 | Participant - Cost of Equipment | 0 | 0 | 0 | 0 | 0 | 0 | 0 | 0 | 0 | 0 | 0 | 0 | 0 | 0 | 0 | 0 | 0 | 0 | 0 | 0 | 0 | 0 | 0 | 0 | 0 | 0 | 0 | 0 | 0 | 0
F1_Commercial_Lodging_Existing_Food Preparation_Natural Gas_Food Prep Other_E7 | F1 | Commercial | Lodging | Existing | Food Preparation | Natural Gas | Food Prep Other | E7 | Participant - Cost of Equipment | 0 | 0 | 0 | 0 | 0 | 0 | 0 | 0 | 0 | 0 | 0 | 0 | 0 | 0 | 0 | 0 | 0 | 0 | 0 | 0 | 0 | 0 | 0 | 0 | 0 | 0 | 0 | 0 | 0 | 0
F1_Commercial_Lodging_Existing_Food Preparation_Natural Gas_Food Prep Other_E8 | F1 | Commercial | Lodging | Existing | Food Preparation | Natural Gas | Food Prep Other | E8 | Participant - Cost of Equipment | 0 | 0 | 0 | 0 | 0 | 0 | 0 | 0 | 0 | 0 | 0 | 0 | 0 | 0 | 0 | 0 | 0 | 0 | 0 | 0 | 0 | 0 | 0 | 0 | 0 | 0 | 0 | 0 | 0 | 0
F1_Commercial_Lodging_Existing_Food Preparation_Natural Gas_Food Prep Other_E9 | F1 | Commercial | Lodging | Existing | Food Preparation | Natural Gas | Food Prep Other | E9 | Participant - Cost of Equipment | 0 | 0 | 0 | 0 | 0 | 0 | 0 | 0 | 0 | 0 | 0 | 0 | 0 | 0 | 0 | 0 | 0 | 0 | 0 | 0 | 0 | 0 | 0 | 0 | 0 | 0 | 0 | 0 | 0 | 0
F1_Commercial_Lodging_Existing_Food Preparation_Natural Gas_Food Prep Other_E10 | F1 | Commercial | Lodging | Existing | Food Preparation | Natural Gas | Food Prep Other | E10 | Participant - Cost of Equipment | 0 | 0 | 0 | 0 | 0 | 0 | 0 | 0 | 0 | 0 | 0 | 0 | 0 | 0 | 0 | 0 | 0 | 0 | 0 | 0 | 0 | 0 | 0 | 0 | 0 | 0 | 0 | 0 | 0 | 0
F2_Commercial_Lodging_Existing_Food Preparation_Natural Gas_Food Prep Other_E1 | F2 | Commercial | Lodging | Existing | Food Preparation | Natural Gas | Food Prep Other | E1 | Participant - Cost of Operation | 0.057856 | 0.058241 | 0.058741 | 0.059705 | 0.061044 | 0.062656 | 0.064119 | 0.065372 | 0.066562 | 0.067777 | 0.069078 | 0.070347 | 0.071547 | 0.072755 | 0.073823 | 0.074834 | 0.075928 | 0.077026 | 0.07813 | 0.079234 | 0.080318 | 0.081375 | 0 | 0 | 0 | 0 | 0 | 0 | 0 | 0
F2_Commercial_Lodging_Existing_Food Preparation_Natural Gas_Food Prep Other_E2 | F2 | Commercial | Lodging | Existing | Food Preparation | Natural Gas | Food Prep Other | E2 | Participant - Cost of Operation | 0.057855 | 0.058241 | 0.05874 | 0.059705 | 0.061044 | 0.062655 | 0.064118 | 0.065371 | 0.066561 | 0.067776 | 0.069077 | 0.070346 | 0.071546 | 0.072755 | 0.073823 | 0.074834 | 0.075928 | 0.077026 | 0.07813 | 0.079234 | 0.080317 | 0.081374 | 0 | 0 | 0 | 0 | 0 | 0 | 0 | 0
F2_Commercial_Lodging_Existing_Food Preparation_Natural Gas_Food Prep Other_E3 | F2 | Commercial | Lodging | Existing | Food Preparation | Natural Gas | Food Prep Other | E3 | Participant - Cost of Operation | 0 | 0 | 0 | 0 | 0 | 0 | 0 | 0 | 0 | 0 | 0 | 0 | 0 | 0 | 0 | 0 | 0 | 0 | 0 | 0 | 0 | 0 | 0 | 0 | 0 | 0 | 0 | 0 | 0 | 0
F2_Commercial_Lodging_Existing_Food Preparation_Natural Gas_Food Prep Other_E4 | F2 | Commercial | Lodging | Existing | Food Preparation | Natural Gas | Food Prep Other | E4 | Participant - Cost of Operation | 0 | 0 | 0 | 0 | 0 | 0 | 0 | 0 | 0 | 0 | 0 | 0 | 0 | 0 | 0 | 0 | 0 | 0 | 0 | 0 | 0 | 0 | 0 | 0 | 0 | 0 | 0 | 0 | 0 | 0
F2_Commercial_Lodging_Existing_Food Preparation_Natural Gas_Food Prep Other_E5 | F2 | Commercial | Lodging | Existing | Food Preparation | Natural Gas | Food Prep Other | E5 | Participant - Cost of Operation | 0 | 0 | 0 | 0 | 0 | 0 | 0 | 0 | 0 | 0 | 0 | 0 | 0 | 0 | 0 | 0 | 0 | 0 | 0 | 0 | 0 | 0 | 0 | 0 | 0 | 0 | 0 | 0 | 0 | 0
F2_Commercial_Lodging_Existing_Food Preparation_Natural Gas_Food Prep Other_E6 | F2 | Commercial | Lodging | Existing | Food Preparation | Natural Gas | Food Prep Other | E6 | Participant - Cost of Operation | 0 | 0 | 0 | 0 | 0 | 0 | 0 | 0 | 0 | 0 | 0 | 0 | 0 | 0 | 0 | 0 | 0 | 0 | 0 | 0 | 0 | 0 | 0 | 0 | 0 | 0 | 0 | 0 | 0 | 0
F2_Commercial_Lodging_Existing_Food Preparation_Natural Gas_Food Prep Other_E7 | F2 | Commercial | Lodging | Existing | Food Preparation | Natural Gas | Food Prep Other | E7 | Participant - Cost of Operation | 0 | 0 | 0 | 0 | 0 | 0 | 0 | 0 | 0 | 0 | 0 | 0 | 0 | 0 | 0 | 0 | 0 | 0 | 0 | 0 | 0 | 0 | 0 | 0 | 0 | 0 | 0 | 0 | 0 | 0
F2_Commercial_Lodging_Existing_Food Preparation_Natural Gas_Food Prep Other_E8 | F2 | Commercial | Lodging | Existing | Food Preparation | Natural Gas | Food Prep Other | E8 | Participant - Cost of Operation | 0 | 0 | 0 | 0 | 0 | 0 | 0 | 0 | 0 | 0 | 0 | 0 | 0 | 0 | 0 | 0 | 0 | 0 | 0 | 0 | 0 | 0 | 0 | 0 | 0 | 0 | 0 | 0 | 0 | 0
F2_Commercial_Lodging_Existing_Food Preparation_Natural Gas_Food Prep Other_E9 | F2 | Commercial | Lodging | Existing | Food Preparation | Natural Gas | Food Prep Other | E9 | Participant - Cost of Operation | 0 | 0 | 0 | 0 | 0 | 0 | 0 | 0 | 0 | 0 | 0 | 0 | 0 | 0 | 0 | 0 | 0 | 0 | 0 | 0 | 0 | 0 | 0 | 0 | 0 | 0 | 0 | 0 | 0 | 0
F2_Commercial_Lodging_Existing_Food Preparation_Natural Gas_Food Prep Other_E10 | F2 | Commercial | Lodging | Existing | Food Preparation | Natural Gas | Food Prep Other | E10 | Participant - Cost of Operation | 0 | 0 | 0 | 0 | 0 | 0 | 0 | 0 | 0 | 0 | 0 | 0 | 0 | 0 | 0 | 0 | 0 | 0 | 0 | 0 | 0 | 0 | 0 | 0 | 0 | 0 | 0 | 0 | 0 | 0
F3_Commercial_Lodging_Existing_Food Preparation_Natural Gas_Food Prep Other_E1 | F3 | Commercial | Lodging | Existing | Food Preparation | Natural Gas | Food Prep Other | E1 | System - kBTUs of Conusmption | 5.4818 | 5.4965 | 5.5143 | 5.5606 | 5.6009 | 5.6351 | 5.6611 | 5.6866 | 5.7101 | 5.7314 | 5.7492 | 5.7601 | 5.7624 | 5.7562 | 5.7391 | 5.7156 | 5.6903 | 5.6634 | 5.6326 | 5.6029 | 5.5721 | 5.5404 | 0 | 0 | 0 | 0 | 0 | 0 | 0 | 0
F3_Commercial_Lodging_Existing_Food Preparation_Natural Gas_Food Prep Other_E2 | F3 | Commercial | Lodging | Existing | Food Preparation | Natural Gas | Food Prep Other | E2 | System - kBTUs of Conusmption | 5.4817 | 5.4965 | 5.5143 | 5.5606 | 5.6009 | 5.6351 | 5.661 | 5.6866 | 5.71 | 5.7314 | 5.7492 | 5.76 | 5.7623 | 5.7561 | 5.739 | 5.7155 | 5.6903 | 5.6633 | 5.6325 | 5.6028 | 5.572 | 5.5404 | 0 | 0 | 0 | 0 | 0 | 0 | 0 | 0
F3_Commercial_Lodging_Existing_Food Preparation_Natural Gas_Food Prep Other_E3 | F3 | Commercial | Lodging | Existing | Food Preparation | Natural Gas | Food Prep Other | E3 | System - kBTUs of Conusmption | 0 | 0 | 0 | 0 | 0 | 0 | 0 | 0 | 0 | 0 | 0 | 0 | 0 | 0 | 0 | 0 | 0 | 0 | 0 | 0 | 0 | 0 | 0 | 0 | 0 | 0 | 0 | 0 | 0 | 0
F3_Commercial_Lodging_Existing_Food Preparation_Natural Gas_Food Prep Other_E4 | F3 | Commercial | Lodging | Existing | Food Preparation | Natural Gas | Food Prep Other | E4 | System - kBTUs of Conusmption | 0 | 0 | 0 | 0 | 0 | 0 | 0 | 0 | 0 | 0 | 0 | 0 | 0 | 0 | 0 | 0 | 0 | 0 | 0 | 0 | 0 | 0 | 0 | 0 | 0 | 0 | 0 | 0 | 0 | 0
F3_Commercial_Lodging_Existing_Food Preparation_Natural Gas_Food Prep Other_E5 | F3 | Commercial | Lodging | Existing | Food Preparation | Natural Gas | Food Prep Other | E5 | System - kBTUs of Conusmption | 0 | 0 | 0 | 0 | 0 | 0 | 0 | 0 | 0 | 0 | 0 | 0 | 0 | 0 | 0 | 0 | 0 | 0 | 0 | 0 | 0 | 0 | 0 | 0 | 0 | 0 | 0 | 0 | 0 | 0
F3_Commercial_Lodging_Existing_Food Preparation_Natural Gas_Food Prep Other_E6 | F3 | Commercial | Lodging | Existing | Food Preparation | Natural Gas | Food Prep Other | E6 | System - kBTUs of Conusmption | 0 | 0 | 0 | 0 | 0 | 0 | 0 | 0 | 0 | 0 | 0 | 0 | 0 | 0 | 0 | 0 | 0 | 0 | 0 | 0 | 0 | 0 | 0 | 0 | 0 | 0 | 0 | 0 | 0 | 0
F3_Commercial_Lodging_Existing_Food Preparation_Natural Gas_Food Prep Other_E7 | F3 | Commercial | Lodging | Existing | Food Preparation | Natural Gas | Food Prep Other | E7 | System - kBTUs of Conusmption | 0 | 0 | 0 | 0 | 0 | 0 | 0 | 0 | 0 | 0 | 0 | 0 | 0 | 0 | 0 | 0 | 0 | 0 | 0 | 0 | 0 | 0 | 0 | 0 | 0 | 0 | 0 | 0 | 0 | 0
F3_Commercial_Lodging_Existing_Food Preparation_Natural Gas_Food Prep Other_E8 | F3 | Commercial | Lodging | Existing | Food Preparation | Natural Gas | Food Prep Other | E8 | System - kBTUs of Conusmption | 0 | 0 | 0 | 0 | 0 | 0 | 0 | 0 | 0 | 0 | 0 | 0 | 0 | 0 | 0 | 0 | 0 | 0 | 0 | 0 | 0 | 0 | 0 | 0 | 0 | 0 | 0 | 0 | 0 | 0
F3_Commercial_Lodging_Existing_Food Preparation_Natural Gas_Food Prep Other_E9 | F3 | Commercial | Lodging | Existing | Food Preparation | Natural Gas | Food Prep Other | E9 | System - kBTUs of Conusmption | 0 | 0 | 0 | 0 | 0 | 0 | 0 | 0 | 0 | 0 | 0 | 0 | 0 | 0 | 0 | 0 | 0 | 0 | 0 | 0 | 0 | 0 | 0 | 0 | 0 | 0 | 0 | 0 | 0 | 0
F3_Commercial_Lodging_Existing_Food Preparation_Natural Gas_Food Prep Other_E10 | F3 | Commercial | Lodging | Existing | Food Preparation | Natural Gas | Food Prep Other | E10 | System - kBTUs of Conusmption | 0 | 0 | 0 | 0 | 0 | 0 | 0 | 0 | 0 | 0 | 0 | 0 | 0 | 0 | 0 | 0 | 0 | 0 | 0 | 0 | 0 | 0 | 0 | 0 | 0 | 0 | 0 | 0 | 0 | 0
F4_Commercial_Lodging_Existing_Food Preparation_Natural Gas_Food Prep Other_E1 | F4 | Commercial | Lodging | Existing | Food Preparation | Natural Gas | Food Prep Other | E1 | Utility - Cost of Equipment | 0.0053142 | 0.0053142 | 0.0053142 | 0.0053142 | 0.0053142 | 0.0053142 | 0.0053142 | 0.0053142 | 0.0053142 | 0.0053142 | 0.0053142 | 0.0053142 | 0.0053142 | 0.0053142 | 0.0053142 | 0.0053142 | 0.0053142 | 0.0053142 | 0.0053142 | 0.0053142 | 0.0053142 | 0.0053142 | 0 | 0 | 0 | 0 | 0 | 0 | 0 | 0
F4_Commercial_Lodging_Existing_Food Preparation_Natural Gas_Food Prep Other_E2 | F4 | Commercial | Lodging | Existing | Food Preparation | Natural Gas | Food Prep Other | E2 | Utility - Cost of Equipment | 0.0053196 | 0.0053196 | 0.0053196 | 0.0053196 | 0.0053196 | 0.0053196 | 0.0053196 | 0.0053196 | 0.0053196 | 0.0053196 | 0.0053196 | 0.0053196 | 0.0053196 | 0.0053196 | 0.0053196 | 0.0053196 | 0.0053196 | 0.0053196 | 0.0053196 | 0.0053196 | 0.0053196 | 0.0053196 | 0 | 0 | 0 | 0 | 0 | 0 | 0 | 0
F4_Commercial_Lodging_Existing_Food Preparation_Natural Gas_Food Prep Other_E3 | F4 | Commercial | Lodging | Existing | Food Preparation | Natural Gas | Food Prep Other | E3 | Utility - Cost of Equipment | 0 | 0 | 0 | 0 | 0 | 0 | 0 | 0 | 0 | 0 | 0 | 0 | 0 | 0 | 0 | 0 | 0 | 0 | 0 | 0 | 0 | 0 | 0 | 0 | 0 | 0 | 0 | 0 | 0 | 0
F4_Commercial_Lodging_Existing_Food Preparation_Natural Gas_Food Prep Other_E4 | F4 | Commercial | Lodging | Existing | Food Preparation | Natural Gas | Food Prep Other | E4 | Utility - Cost of Equipment | 0 | 0 | 0 | 0 | 0 | 0 | 0 | 0 | 0 | 0 | 0 | 0 | 0 | 0 | 0 | 0 | 0 | 0 | 0 | 0 | 0 | 0 | 0 | 0 | 0 | 0 | 0 | 0 | 0 | 0
F4_Commercial_Lodging_Existing_Food Preparation_Natural Gas_Food Prep Other_E5 | F4 | Commercial | Lodging | Existing | Food Preparation | Natural Gas | Food Prep Other | E5 | Utility - Cost of Equipment | 0 | 0 | 0 | 0 | 0 | 0 | 0 | 0 | 0 | 0 | 0 | 0 | 0 | 0 | 0 | 0 | 0 | 0 | 0 | 0 | 0 | 0 | 0 | 0 | 0 | 0 | 0 | 0 | 0 | 0
F4_Commercial_Lodging_Existing_Food Preparation_Natural Gas_Food Prep Other_E6 | F4 | Commercial | Lodging | Existing | Food Preparation | Natural Gas | Food Prep Other | E6 | Utility - Cost of Equipment | 0 | 0 | 0 | 0 | 0 | 0 | 0 | 0 | 0 | 0 | 0 | 0 | 0 | 0 | 0 | 0 | 0 | 0 | 0 | 0 | 0 | 0 | 0 | 0 | 0 | 0 | 0 | 0 | 0 | 0
F4_Commercial_Lodging_Existing_Food Preparation_Natural Gas_Food Prep Other_E7 | F4 | Commercial | Lodging | Existing | Food Preparation | Natural Gas | Food Prep Other | E7 | Utility - Cost of Equipment | 0 | 0 | 0 | 0 | 0 | 0 | 0 | 0 | 0 | 0 | 0 | 0 | 0 | 0 | 0 | 0 | 0 | 0 | 0 | 0 | 0 | 0 | 0 | 0 | 0 | 0 | 0 | 0 | 0 | 0
F4_Commercial_Lodging_Existing_Food Preparation_Natural Gas_Food Prep Other_E8 | F4 | Commercial | Lodging | Existing | Food Preparation | Natural Gas | Food Prep Other | E8 | Utility - Cost of Equipment | 0 | 0 | 0 | 0 | 0 | 0 | 0 | 0 | 0 | 0 | 0 | 0 | 0 | 0 | 0 | 0 | 0 | 0 | 0 | 0 | 0 | 0 | 0 | 0 | 0 | 0 | 0 | 0 | 0 | 0
F4_Commercial_Lodging_Existing_Food Preparation_Natural Gas_Food Prep Other_E9 | F4 | Commercial | Lodging | Existing | Food Preparation | Natural Gas | Food Prep Other | E9 | Utility - Cost of Equipment | 0 | 0 | 0 | 0 | 0 | 0 | 0 | 0 | 0 | 0 | 0 | 0 | 0 | 0 | 0 | 0 | 0 | 0 | 0 | 0 | 0 | 0 | 0 | 0 | 0 | 0 | 0 | 0 | 0 | 0
F4_Commercial_Lodging_Existing_Food Preparation_Natural Gas_Food Prep Other_E10 | F4 | Commercial | Lodging | Existing | Food Preparation | Natural Gas | Food Prep Other | E10 | Utility - Cost of Equipment | 0 | 0 | 0 | 0 | 0 | 0 | 0 | 0 | 0 | 0 | 0 | 0 | 0 | 0 | 0 | 0 | 0 | 0 | 0 | 0 | 0 | 0 | 0 | 0 | 0 | 0 | 0 | 0 | 0 | 0
F5_Commercial_Lodging_Existing_Food Preparation_Natural Gas_Food Prep Other_E1 | F5 | Commercial | Lodging | Existing | Food Preparation | Natural Gas | Food Prep Other | E1 | Utility - Cost of Operation | 0.048291 | 0.048613 | 0.04903 | 0.049835 | 0.050952 | 0.052297 | 0.053518 | 0.054565 | 0.055558 | 0.056572 | 0.057658 | 0.058717 | 0.059719 | 0.060727 | 0.061619 | 0.062462 | 0.063376 | 0.064292 | 0.065214 | 0.066135 | 0.067039 | 0.067922 | 0 | 0 | 0 | 0 | 0 | 0 | 0 | 0
F5_Commercial_Lodging_Existing_Food Preparation_Natural Gas_Food Prep Other_E2 | F5 | Commercial | Lodging | Existing | Food Preparation | Natural Gas | Food Prep Other | E2 | Utility - Cost of Operation | 0.048291 | 0.048612 | 0.049029 | 0.049834 | 0.050952 | 0.052297 | 0.053518 | 0.054564 | 0.055557 | 0.056571 | 0.057657 | 0.058717 | 0.059718 | 0.060727 | 0.061618 | 0.062462 | 0.063375 | 0.064292 | 0.065213 | 0.066135 | 0.067039 | 0.067922 | 0 | 0 | 0 | 0 | 0 | 0 | 0 | 0
F5_Commercial_Lodging_Existing_Food Preparation_Natural Gas_Food Prep Other_E3 | F5 | Commercial | Lodging | Existing | Food Preparation | Natural Gas | Food Prep Other | E3 | Utility - Cost of Operation | 0 | 0 | 0 | 0 | 0 | 0 | 0 | 0 | 0 | 0 | 0 | 0 | 0 | 0 | 0 | 0 | 0 | 0 | 0 | 0 | 0 | 0 | 0 | 0 | 0 | 0 | 0 | 0 | 0 | 0
F5_Commercial_Lodging_Existing_Food Preparation_Natural Gas_Food Prep Other_E4 | F5 | Commercial | Lodging | Existing | Food Preparation | Natural Gas | Food Prep Other | E4 | Utility - Cost of Operation | 0 | 0 | 0 | 0 | 0 | 0 | 0 | 0 | 0 | 0 | 0 | 0 | 0 | 0 | 0 | 0 | 0 | 0 | 0 | 0 | 0 | 0 | 0 | 0 | 0 | 0 | 0 | 0 | 0 | 0
F5_Commercial_Lodging_Existing_Food Preparation_Natural Gas_Food Prep Other_E5 | F5 | Commercial | Lodging | Existing | Food Preparation | Natural Gas | Food Prep Other | E5 | Utility - Cost of Operation | 0 | 0 | 0 | 0 | 0 | 0 | 0 | 0 | 0 | 0 | 0 | 0 | 0 | 0 | 0 | 0 | 0 | 0 | 0 | 0 | 0 | 0 | 0 | 0 | 0 | 0 | 0 | 0 | 0 | 0
F5_Commercial_Lodging_Existing_Food Preparation_Natural Gas_Food Prep Other_E6 | F5 | Commercial | Lodging | Existing | Food Preparation | Natural Gas | Food Prep Other | E6 | Utility - Cost of Operation | 0 | 0 | 0 | 0 | 0 | 0 | 0 | 0 | 0 | 0 | 0 | 0 | 0 | 0 | 0 | 0 | 0 | 0 | 0 | 0 | 0 | 0 | 0 | 0 | 0 | 0 | 0 | 0 | 0 | 0
F5_Commercial_Lodging_Existing_Food Preparation_Natural Gas_Food Prep Other_E7 | F5 | Commercial | Lodging | Existing | Food Preparation | Natural Gas | Food Prep Other | E7 | Utility - Cost of Operation | 0 | 0 | 0 | 0 | 0 | 0 | 0 | 0 | 0 | 0 | 0 | 0 | 0 | 0 | 0 | 0 | 0 | 0 | 0 | 0 | 0 | 0 | 0 | 0 | 0 | 0 | 0 | 0 | 0 | 0
F5_Commercial_Lodging_Existing_Food Preparation_Natural Gas_Food Prep Other_E8 | F5 | Commercial | Lodging | Existing | Food Preparation | Natural Gas | Food Prep Other | E8 | Utility - Cost of Operation | 0 | 0 | 0 | 0 | 0 | 0 | 0 | 0 | 0 | 0 | 0 | 0 | 0 | 0 | 0 | 0 | 0 | 0 | 0 | 0 | 0 | 0 | 0 | 0 | 0 | 0 | 0 | 0 | 0 | 0
F5_Commercial_Lodging_Existing_Food Preparation_Natural Gas_Food Prep Other_E9 | F5 | Commercial | Lodging | Existing | Food Preparation | Natural Gas | Food Prep Other | E9 | Utility - Cost of Operation | 0 | 0 | 0 | 0 | 0 | 0 | 0 | 0 | 0 | 0 | 0 | 0 | 0 | 0 | 0 | 0 | 0 | 0 | 0 | 0 | 0 | 0 | 0 | 0 | 0 | 0 | 0 | 0 | 0 | 0
F5_Commercial_Lodging_Existing_Food Preparation_Natural Gas_Food Prep Other_E10 | F5 | Commercial | Lodging | Existing | Food Preparation | Natural Gas | Food Prep Other | E10 | Utility - Cost of Operation | 0 | 0 | 0 | 0 | 0 | 0 | 0 | 0 | 0 | 0 | 0 | 0 | 0 | 0 | 0 | 0 | 0 | 0 | 0 | 0 | 0 | 0 | 0 | 0 | 0 | 0 | 0 | 0 | 0 | 0
F6_Commercial_Lodging_Existing_Food Preparation_Natural Gas_Food Prep Other_E1 | F6 | Commercial | Lodging | Existing | Food Preparation | Natural Gas | Food Prep Other | E1 | Utility - Value of Sales | 0.057856 | 0.058241 | 0.058741 | 0.059705 | 0.061044 | 0.062656 | 0.064119 | 0.065372 | 0.066562 | 0.067777 | 0.069078 | 0.070347 | 0.071547 | 0.072755 | 0.073823 | 0.074834 | 0.075928 | 0.077026 | 0.07813 | 0.079234 | 0.080318 | 0.081375 | 0 | 0 | 0 | 0 | 0 | 0 | 0 | 0
F6_Commercial_Lodging_Existing_Food Preparation_Natural Gas_Food Prep Other_E2 | F6 | Commercial | Lodging | Existing | Food Preparation | Natural Gas | Food Prep Other | E2 | Utility - Value of Sales | 0.057855 | 0.058241 | 0.05874 | 0.059705 | 0.061044 | 0.062655 | 0.064118 | 0.065371 | 0.066561 | 0.067776 | 0.069077 | 0.070346 | 0.071546 | 0.072755 | 0.073823 | 0.074834 | 0.075928 | 0.077026 | 0.07813 | 0.079234 | 0.080317 | 0.081374 | 0 | 0 | 0 | 0 | 0 | 0 | 0 | 0
F6_Commercial_Lodging_Existing_Food Preparation_Natural Gas_Food Prep Other_E3 | F6 | Commercial | Lodging | Existing | Food Preparation | Natural Gas | Food Prep Other | E3 | Utility - Value of Sales | 0 | 0 | 0 | 0 | 0 | 0 | 0 | 0 | 0 | 0 | 0 | 0 | 0 | 0 | 0 | 0 | 0 | 0 | 0 | 0 | 0 | 0 | 0 | 0 | 0 | 0 | 0 | 0 | 0 | 0
F6_Commercial_Lodging_Existing_Food Preparation_Natural Gas_Food Prep Other_E4 | F6 | Commercial | Lodging | Existing | Food Preparation | Natural Gas | Food Prep Other | E4 | Utility - Value of Sales | 0 | 0 | 0 | 0 | 0 | 0 | 0 | 0 | 0 | 0 | 0 | 0 | 0 | 0 | 0 | 0 | 0 | 0 | 0 | 0 | 0 | 0 | 0 | 0 | 0 | 0 | 0 | 0 | 0 | 0
F6_Commercial_Lodging_Existing_Food Preparation_Natural Gas_Food Prep Other_E5 | F6 | Commercial | Lodging | Existing | Food Preparation | Natural Gas | Food Prep Other | E5 | Utility - Value of Sales | 0 | 0 | 0 | 0 | 0 | 0 | 0 | 0 | 0 | 0 | 0 | 0 | 0 | 0 | 0 | 0 | 0 | 0 | 0 | 0 | 0 | 0 | 0 | 0 | 0 | 0 | 0 | 0 | 0 | 0
F6_Commercial_Lodging_Existing_Food Preparation_Natural Gas_Food Prep Other_E6 | F6 | Commercial | Lodging | Existing | Food Preparation | Natural Gas | Food Prep Other | E6 | Utility - Value of Sales | 0 | 0 | 0 | 0 | 0 | 0 | 0 | 0 | 0 | 0 | 0 | 0 | 0 | 0 | 0 | 0 | 0 | 0 | 0 | 0 | 0 | 0 | 0 | 0 | 0 | 0 | 0 | 0 | 0 | 0
F6_Commercial_Lodging_Existing_Food Preparation_Natural Gas_Food Prep Other_E7 | F6 | Commercial | Lodging | Existing | Food Preparation | Natural Gas | Food Prep Other | E7 | Utility - Value of Sales | 0 | 0 | 0 | 0 | 0 | 0 | 0 | 0 | 0 | 0 | 0 | 0 | 0 | 0 | 0 | 0 | 0 | 0 | 0 | 0 | 0 | 0 | 0 | 0 | 0 | 0 | 0 | 0 | 0 | 0
F6_Commercial_Lodging_Existing_Food Preparation_Natural Gas_Food Prep Other_E8 | F6 | Commercial | Lodging | Existing | Food Preparation | Natural Gas | Food Prep Other | E8 | Utility - Value of Sales | 0 | 0 | 0 | 0 | 0 | 0 | 0 | 0 | 0 | 0 | 0 | 0 | 0 | 0 | 0 | 0 | 0 | 0 | 0 | 0 | 0 | 0 | 0 | 0 | 0 | 0 | 0 | 0 | 0 | 0
F6_Commercial_Lodging_Existing_Food Preparation_Natural Gas_Food Prep Other_E9 | F6 | Commercial | Lodging | Existing | Food Preparation | Natural Gas | Food Prep Other | E9 | Utility - Value of Sales | 0 | 0 | 0 | 0 | 0 | 0 | 0 | 0 | 0 | 0 | 0 | 0 | 0 | 0 | 0 | 0 | 0 | 0 | 0 | 0 | 0 | 0 | 0 | 0 | 0 | 0 | 0 | 0 | 0 | 0
F6_Commercial_Lodging_Existing_Food Preparation_Natural Gas_Food Prep Other_E10 | F6 | Commercial | Lodging | Existing | Food Preparation | Natural Gas | Food Prep Other | E10 | Utility - Value of Sales | 0 | 0 | 0 | 0 | 0 | 0 | 0 | 0 | 0 | 0 | 0 | 0 | 0 | 0 | 0 | 0 | 0 | 0 | 0 | 0 | 0 | 0 | 0 | 0 | 0 | 0 | 0 | 0 | 0 | 0
F1_Commercial_Lodging_Existing_Miscellaneous_Natural Gas_Pool Heater_E1 | F1 | Commercial | Lodging | Existing | Miscellaneous | Natural Gas | Pool Heater | E1 | Participant - Cost of Equipment | 0.0063493 | 0.0063493 | 0.0063493 | 0.0063493 | 0.0063493 | 0.0063493 | 0.0063493 | 0.0063493 | 0.0063493 | 0.0063493 | 0.0063493 | 0.0063493 | 0.0063493 | 0.0063493 | 0.0063493 | 0.0063493 | 0.0063493 | 0.0063493 | 0.0063493 | 0.0063493 | 0.0063493 | 0.0063493 | 0 | 0 | 0 | 0 | 0 | 0 | 0 | 0
F1_Commercial_Lodging_Existing_Miscellaneous_Natural Gas_Pool Heater_E2 | F1 | Commercial | Lodging | Existing | Miscellaneous | Natural Gas | Pool Heater | E2 | Participant - Cost of Equipment | 0.010396 | 0.010396 | 0.010396 | 0.010396 | 0.010396 | 0.010396 | 0.010396 | 0.010396 | 0.010396 | 0.010396 | 0.010396 | 0.010396 | 0.010396 | 0.010396 | 0.010396 | 0.010396 | 0.010396 | 0.010396 | 0.010396 | 0.010396 | 0.010396 | 0.010396 | 0 | 0 | 0 | 0 | 0 | 0 | 0 | 0
F1_Commercial_Lodging_Existing_Miscellaneous_Natural Gas_Pool Heater_E3 | F1 | Commercial | Lodging | Existing | Miscellaneous | Natural Gas | Pool Heater | E3 | Participant - Cost of Equipment | 0 | 0 | 0 | 0 | 0 | 0 | 0 | 0 | 0 | 0 | 0 | 0 | 0 | 0 | 0 | 0 | 0 | 0 | 0 | 0 | 0 | 0 | 0 | 0 | 0 | 0 | 0 | 0 | 0 | 0
F1_Commercial_Lodging_Existing_Miscellaneous_Natural Gas_Pool Heater_E4 | F1 | Commercial | Lodging | Existing | Miscellaneous | Natural Gas | Pool Heater | E4 | Participant - Cost of Equipment | 0 | 0 | 0 | 0 | 0 | 0 | 0 | 0 | 0 | 0 | 0 | 0 | 0 | 0 | 0 | 0 | 0 | 0 | 0 | 0 | 0 | 0 | 0 | 0 | 0 | 0 | 0 | 0 | 0 | 0
F1_Commercial_Lodging_Existing_Miscellaneous_Natural Gas_Pool Heater_E5 | F1 | Commercial | Lodging | Existing | Miscellaneous | Natural Gas | Pool Heater | E5 | Participant - Cost of Equipment | 0 | 0 | 0 | 0 | 0 | 0 | 0 | 0 | 0 | 0 | 0 | 0 | 0 | 0 | 0 | 0 | 0 | 0 | 0 | 0 | 0 | 0 | 0 | 0 | 0 | 0 | 0 | 0 | 0 | 0
F1_Commercial_Lodging_Existing_Miscellaneous_Natural Gas_Pool Heater_E6 | F1 | Commercial | Lodging | Existing | Miscellaneous | Natural Gas | Pool Heater | E6 | Participant - Cost of Equipment | 0 | 0 | 0 | 0 | 0 | 0 | 0 | 0 | 0 | 0 | 0 | 0 | 0 | 0 | 0 | 0 | 0 | 0 | 0 | 0 | 0 | 0 | 0 | 0 | 0 | 0 | 0 | 0 | 0 | 0
F1_Commercial_Lodging_Existing_Miscellaneous_Natural Gas_Pool Heater_E7 | F1 | Commercial | Lodging | Existing | Miscellaneous | Natural Gas | Pool Heater | E7 | Participant - Cost of Equipment | 0 | 0 | 0 | 0 | 0 | 0 | 0 | 0 | 0 | 0 | 0 | 0 | 0 | 0 | 0 | 0 | 0 | 0 | 0 | 0 | 0 | 0 | 0 | 0 | 0 | 0 | 0 | 0 | 0 | 0
F1_Commercial_Lodging_Existing_Miscellaneous_Natural Gas_Pool Heater_E8 | F1 | Commercial | Lodging | Existing | Miscellaneous | Natural Gas | Pool Heater | E8 | Participant - Cost of Equipment | 0 | 0 | 0 | 0 | 0 | 0 | 0 | 0 | 0 | 0 | 0 | 0 | 0 | 0 | 0 | 0 | 0 | 0 | 0 | 0 | 0 | 0 | 0 | 0 | 0 | 0 | 0 | 0 | 0 | 0
F1_Commercial_Lodging_Existing_Miscellaneous_Natural Gas_Pool Heater_E9 | F1 | Commercial | Lodging | Existing | Miscellaneous | Natural Gas | Pool Heater | E9 | Participant - Cost of Equipment | 0 | 0 | 0 | 0 | 0 | 0 | 0 | 0 | 0 | 0 | 0 | 0 | 0 | 0 | 0 | 0 | 0 | 0 | 0 | 0 | 0 | 0 | 0 | 0 | 0 | 0 | 0 | 0 | 0 | 0
F1_Commercial_Lodging_Existing_Miscellaneous_Natural Gas_Pool Heater_E10 | F1 | Commercial | Lodging | Existing | Miscellaneous | Natural Gas | Pool Heater | E10 | Participant - Cost of Equipment | 0 | 0 | 0 | 0 | 0 | 0 | 0 | 0 | 0 | 0 | 0 | 0 | 0 | 0 | 0 | 0 | 0 | 0 | 0 | 0 | 0 | 0 | 0 | 0 | 0 | 0 | 0 | 0 | 0 | 0
F2_Commercial_Lodging_Existing_Miscellaneous_Natural Gas_Pool Heater_E1 | F2 | Commercial | Lodging | Existing | Miscellaneous | Natural Gas | Pool Heater | E1 | Participant - Cost of Operation | 0.026986 | 0.02687 | 0.026892 | 0.027291 | 0.027976 | 0.028857 | 0.029615 | 0.030219 | 0.030765 | 0.031304 | 0.031892 | 0.032489 | 0.033077 | 0.033736 | 0.034363 | 0.034958 | 0.03556 | 0.036099 | 0.036567 | 0.036955 | 0.037319 | 0.037654 | 0 | 0 | 0 | 0 | 0 | 0 | 0 | 0
F2_Commercial_Lodging_Existing_Miscellaneous_Natural Gas_Pool Heater_E2 | F2 | Commercial | Lodging | Existing | Miscellaneous | Natural Gas | Pool Heater | E2 | Participant - Cost of Operation | 0.022938 | 0.022839 | 0.022859 | 0.023197 | 0.02378 | 0.024528 | 0.025173 | 0.025686 | 0.02615 | 0.026608 | 0.027108 | 0.027615 | 0.028115 | 0.028676 | 0.029208 | 0.029715 | 0.030226 | 0.030684 | 0.031082 | 0.031412 | 0.031721 | 0.032006 | 0 | 0 | 0 | 0 | 0 | 0 | 0 | 0
F2_Commercial_Lodging_Existing_Miscellaneous_Natural Gas_Pool Heater_E3 | F2 | Commercial | Lodging | Existing | Miscellaneous | Natural Gas | Pool Heater | E3 | Participant - Cost of Operation | 0 | 0 | 0 | 0 | 0 | 0 | 0 | 0 | 0 | 0 | 0 | 0 | 0 | 0 | 0 | 0 | 0 | 0 | 0 | 0 | 0 | 0 | 0 | 0 | 0 | 0 | 0 | 0 | 0 | 0
F2_Commercial_Lodging_Existing_Miscellaneous_Natural Gas_Pool Heater_E4 | F2 | Commercial | Lodging | Existing | Miscellaneous | Natural Gas | Pool Heater | E4 | Participant - Cost of Operation | 0 | 0 | 0 | 0 | 0 | 0 | 0 | 0 | 0 | 0 | 0 | 0 | 0 | 0 | 0 | 0 | 0 | 0 | 0 | 0 | 0 | 0 | 0 | 0 | 0 | 0 | 0 | 0 | 0 | 0
F2_Commercial_Lodging_Existing_Miscellaneous_Natural Gas_Pool Heater_E5 | F2 | Commercial | Lodging | Existing | Miscellaneous | Natural Gas | Pool Heater | E5 | Participant - Cost of Operation | 0 | 0 | 0 | 0 | 0 | 0 | 0 | 0 | 0 | 0 | 0 | 0 | 0 | 0 | 0 | 0 | 0 | 0 | 0 | 0 | 0 | 0 | 0 | 0 | 0 | 0 | 0 | 0 | 0 | 0
F2_Commercial_Lodging_Existing_Miscellaneous_Natural Gas_Pool Heater_E6 | F2 | Commercial | Lodging | Existing | Miscellaneous | Natural Gas | Pool Heater | E6 | Participant - Cost of Operation | 0 | 0 | 0 | 0 | 0 | 0 | 0 | 0 | 0 | 0 | 0 | 0 | 0 | 0 | 0 | 0 | 0 | 0 | 0 | 0 | 0 | 0 | 0 | 0 | 0 | 0 | 0 | 0 | 0 | 0
F2_Commercial_Lodging_Existing_Miscellaneous_Natural Gas_Pool Heater_E7 | F2 | Commercial | Lodging | Existing | Miscellaneous | Natural Gas | Pool Heater | E7 | Participant - Cost of Operation | 0 | 0 | 0 | 0 | 0 | 0 | 0 | 0 | 0 | 0 | 0 | 0 | 0 | 0 | 0 | 0 | 0 | 0 | 0 | 0 | 0 | 0 | 0 | 0 | 0 | 0 | 0 | 0 | 0 | 0
F2_Commercial_Lodging_Existing_Miscellaneous_Natural Gas_Pool Heater_E8 | F2 | Commercial | Lodging | Existing | Miscellaneous | Natural Gas | Pool Heater | E8 | Participant - Cost of Operation | 0 | 0 | 0 | 0 | 0 | 0 | 0 | 0 | 0 | 0 | 0 | 0 | 0 | 0 | 0 | 0 | 0 | 0 | 0 | 0 | 0 | 0 | 0 | 0 | 0 | 0 | 0 | 0 | 0 | 0
F2_Commercial_Lodging_Existing_Miscellaneous_Natural Gas_Pool Heater_E9 | F2 | Commercial | Lodging | Existing | Miscellaneous | Natural Gas | Pool Heater | E9 | Participant - Cost of Operation | 0 | 0 | 0 | 0 | 0 | 0 | 0 | 0 | 0 | 0 | 0 | 0 | 0 | 0 | 0 | 0 | 0 | 0 | 0 | 0 | 0 | 0 | 0 | 0 | 0 | 0 | 0 | 0 | 0 | 0
F2_Commercial_Lodging_Existing_Miscellaneous_Natural Gas_Pool Heater_E10 | F2 | Commercial | Lodging | Existing | Miscellaneous | Natural Gas | Pool Heater | E10 | Participant - Cost of Operation | 0 | 0 | 0 | 0 | 0 | 0 | 0 | 0 | 0 | 0 | 0 | 0 | 0 | 0 | 0 | 0 | 0 | 0 | 0 | 0 | 0 | 0 | 0 | 0 | 0 | 0 | 0 | 0 | 0 | 0
F3_Commercial_Lodging_Existing_Miscellaneous_Natural Gas_Pool Heater_E1 | F3 | Commercial | Lodging | Existing | Miscellaneous | Natural Gas | Pool Heater | E1 | System - kBTUs of Conusmption | 2.5943 | 2.5951 | 2.5998 | 2.628 | 2.6522 | 2.6721 | 2.6862 | 2.7007 | 2.714 | 2.7261 | 2.736 | 2.7461 | 2.7553 | 2.7636 | 2.7696 | 2.7711 | 2.7665 | 2.7556 | 2.7366 | 2.713 | 2.6884 | 2.6631 | 0 | 0 | 0 | 0 | 0 | 0 | 0 | 0
F3_Commercial_Lodging_Existing_Miscellaneous_Natural Gas_Pool Heater_E2 | F3 | Commercial | Lodging | Existing | Miscellaneous | Natural Gas | Pool Heater | E2 | System - kBTUs of Conusmption | 2.2051 | 2.2059 | 2.2099 | 2.2338 | 2.2543 | 2.2713 | 2.2833 | 2.2956 | 2.3069 | 2.3172 | 2.3256 | 2.3342 | 2.342 | 2.3491 | 2.3541 | 2.3555 | 2.3516 | 2.3423 | 2.3261 | 2.306 | 2.2851 | 2.2636 | 0 | 0 | 0 | 0 | 0 | 0 | 0 | 0
F3_Commercial_Lodging_Existing_Miscellaneous_Natural Gas_Pool Heater_E3 | F3 | Commercial | Lodging | Existing | Miscellaneous | Natural Gas | Pool Heater | E3 | System - kBTUs of Conusmption | 0 | 0 | 0 | 0 | 0 | 0 | 0 | 0 | 0 | 0 | 0 | 0 | 0 | 0 | 0 | 0 | 0 | 0 | 0 | 0 | 0 | 0 | 0 | 0 | 0 | 0 | 0 | 0 | 0 | 0
F3_Commercial_Lodging_Existing_Miscellaneous_Natural Gas_Pool Heater_E4 | F3 | Commercial | Lodging | Existing | Miscellaneous | Natural Gas | Pool Heater | E4 | System - kBTUs of Conusmption | 0 | 0 | 0 | 0 | 0 | 0 | 0 | 0 | 0 | 0 | 0 | 0 | 0 | 0 | 0 | 0 | 0 | 0 | 0 | 0 | 0 | 0 | 0 | 0 | 0 | 0 | 0 | 0 | 0 | 0
F3_Commercial_Lodging_Existing_Miscellaneous_Natural Gas_Pool Heater_E5 | F3 | Commercial | Lodging | Existing | Miscellaneous | Natural Gas | Pool Heater | E5 | System - kBTUs of Conusmption | 0 | 0 | 0 | 0 | 0 | 0 | 0 | 0 | 0 | 0 | 0 | 0 | 0 | 0 | 0 | 0 | 0 | 0 | 0 | 0 | 0 | 0 | 0 | 0 | 0 | 0 | 0 | 0 | 0 | 0
F3_Commercial_Lodging_Existing_Miscellaneous_Natural Gas_Pool Heater_E6 | F3 | Commercial | Lodging | Existing | Miscellaneous | Natural Gas | Pool Heater | E6 | System - kBTUs of Conusmption | 0 | 0 | 0 | 0 | 0 | 0 | 0 | 0 | 0 | 0 | 0 | 0 | 0 | 0 | 0 | 0 | 0 | 0 | 0 | 0 | 0 | 0 | 0 | 0 | 0 | 0 | 0 | 0 | 0 | 0
F3_Commercial_Lodging_Existing_Miscellaneous_Natural Gas_Pool Heater_E7 | F3 | Commercial | Lodging | Existing | Miscellaneous | Natural Gas | Pool Heater | E7 | System - kBTUs of Conusmption | 0 | 0 | 0 | 0 | 0 | 0 | 0 | 0 | 0 | 0 | 0 | 0 | 0 | 0 | 0 | 0 | 0 | 0 | 0 | 0 | 0 | 0 | 0 | 0 | 0 | 0 | 0 | 0 | 0 | 0
F3_Commercial_Lodging_Existing_Miscellaneous_Natural Gas_Pool Heater_E8 | F3 | Commercial | Lodging | Existing | Miscellaneous | Natural Gas | Pool Heater | E8 | System - kBTUs of Conusmption | 0 | 0 | 0 | 0 | 0 | 0 | 0 | 0 | 0 | 0 | 0 | 0 | 0 | 0 | 0 | 0 | 0 | 0 | 0 | 0 | 0 | 0 | 0 | 0 | 0 | 0 | 0 | 0 | 0 | 0
F3_Commercial_Lodging_Existing_Miscellaneous_Natural Gas_Pool Heater_E9 | F3 | Commercial | Lodging | Existing | Miscellaneous | Natural Gas | Pool Heater | E9 | System - kBTUs of Conusmption | 0 | 0 | 0 | 0 | 0 | 0 | 0 | 0 | 0 | 0 | 0 | 0 | 0 | 0 | 0 | 0 | 0 | 0 | 0 | 0 | 0 | 0 | 0 | 0 | 0 | 0 | 0 | 0 | 0 | 0
F3_Commercial_Lodging_Existing_Miscellaneous_Natural Gas_Pool Heater_E10 | F3 | Commercial | Lodging | Existing | Miscellaneous | Natural Gas | Pool Heater | E10 | System - kBTUs of Conusmption | 0 | 0 | 0 | 0 | 0 | 0 | 0 | 0 | 0 | 0 | 0 | 0 | 0 | 0 | 0 | 0 | 0 | 0 | 0 | 0 | 0 | 0 | 0 | 0 | 0 | 0 | 0 | 0 | 0 | 0
F4_Commercial_Lodging_Existing_Miscellaneous_Natural Gas_Pool Heater_E1 | F4 | Commercial | Lodging | Existing | Miscellaneous | Natural Gas | Pool Heater | E1 | Utility - Cost of Equipment | 0.0063493 | 0.0063493 | 0.0063493 | 0.0063493 | 0.0063493 | 0.0063493 | 0.0063493 | 0.0063493 | 0.0063493 | 0.0063493 | 0.0063493 | 0.0063493 | 0.0063493 | 0.0063493 | 0.0063493 | 0.0063493 | 0.0063493 | 0.0063493 | 0.0063493 | 0.0063493 | 0.0063493 | 0.0063493 | 0 | 0 | 0 | 0 | 0 | 0 | 0 | 0
F4_Commercial_Lodging_Existing_Miscellaneous_Natural Gas_Pool Heater_E2 | F4 | Commercial | Lodging | Existing | Miscellaneous | Natural Gas | Pool Heater | E2 | Utility - Cost of Equipment | 0.010396 | 0.010396 | 0.010396 | 0.010396 | 0.010396 | 0.010396 | 0.010396 | 0.010396 | 0.010396 | 0.010396 | 0.010396 | 0.010396 | 0.010396 | 0.010396 | 0.010396 | 0.010396 | 0.010396 | 0.010396 | 0.010396 | 0.010396 | 0.010396 | 0.010396 | 0 | 0 | 0 | 0 | 0 | 0 | 0 | 0
F4_Commercial_Lodging_Existing_Miscellaneous_Natural Gas_Pool Heater_E3 | F4 | Commercial | Lodging | Existing | Miscellaneous | Natural Gas | Pool Heater | E3 | Utility - Cost of Equipment | 0 | 0 | 0 | 0 | 0 | 0 | 0 | 0 | 0 | 0 | 0 | 0 | 0 | 0 | 0 | 0 | 0 | 0 | 0 | 0 | 0 | 0 | 0 | 0 | 0 | 0 | 0 | 0 | 0 | 0
F4_Commercial_Lodging_Existing_Miscellaneous_Natural Gas_Pool Heater_E4 | F4 | Commercial | Lodging | Existing | Miscellaneous | Natural Gas | Pool Heater | E4 | Utility - Cost of Equipment | 0 | 0 | 0 | 0 | 0 | 0 | 0 | 0 | 0 | 0 | 0 | 0 | 0 | 0 | 0 | 0 | 0 | 0 | 0 | 0 | 0 | 0 | 0 | 0 | 0 | 0 | 0 | 0 | 0 | 0
F4_Commercial_Lodging_Existing_Miscellaneous_Natural Gas_Pool Heater_E5 | F4 | Commercial | Lodging | Existing | Miscellaneous | Natural Gas | Pool Heater | E5 | Utility - Cost of Equipment | 0 | 0 | 0 | 0 | 0 | 0 | 0 | 0 | 0 | 0 | 0 | 0 | 0 | 0 | 0 | 0 | 0 | 0 | 0 | 0 | 0 | 0 | 0 | 0 | 0 | 0 | 0 | 0 | 0 | 0
F4_Commercial_Lodging_Existing_Miscellaneous_Natural Gas_Pool Heater_E6 | F4 | Commercial | Lodging | Existing | Miscellaneous | Natural Gas | Pool Heater | E6 | Utility - Cost of Equipment | 0 | 0 | 0 | 0 | 0 | 0 | 0 | 0 | 0 | 0 | 0 | 0 | 0 | 0 | 0 | 0 | 0 | 0 | 0 | 0 | 0 | 0 | 0 | 0 | 0 | 0 | 0 | 0 | 0 | 0
F4_Commercial_Lodging_Existing_Miscellaneous_Natural Gas_Pool Heater_E7 | F4 | Commercial | Lodging | Existing | Miscellaneous | Natural Gas | Pool Heater | E7 | Utility - Cost of Equipment | 0 | 0 | 0 | 0 | 0 | 0 | 0 | 0 | 0 | 0 | 0 | 0 | 0 | 0 | 0 | 0 | 0 | 0 | 0 | 0 | 0 | 0 | 0 | 0 | 0 | 0 | 0 | 0 | 0 | 0
F4_Commercial_Lodging_Existing_Miscellaneous_Natural Gas_Pool Heater_E8 | F4 | Commercial | Lodging | Existing | Miscellaneous | Natural Gas | Pool Heater | E8 | Utility - Cost of Equipment | 0 | 0 | 0 | 0 | 0 | 0 | 0 | 0 | 0 | 0 | 0 | 0 | 0 | 0 | 0 | 0 | 0 | 0 | 0 | 0 | 0 | 0 | 0 | 0 | 0 | 0 | 0 | 0 | 0 | 0
F4_Commercial_Lodging_Existing_Miscellaneous_Natural Gas_Pool Heater_E9 | F4 | Commercial | Lodging | Existing | Miscellaneous | Natural Gas | Pool Heater | E9 | Utility - Cost of Equipment | 0 | 0 | 0 | 0 | 0 | 0 | 0 | 0 | 0 | 0 | 0 | 0 | 0 | 0 | 0 | 0 | 0 | 0 | 0 | 0 | 0 | 0 | 0 | 0 | 0 | 0 | 0 | 0 | 0 | 0
F4_Commercial_Lodging_Existing_Miscellaneous_Natural Gas_Pool Heater_E10 | F4 | Commercial | Lodging | Existing | Miscellaneous | Natural Gas | Pool Heater | E10 | Utility - Cost of Equipment | 0 | 0 | 0 | 0 | 0 | 0 | 0 | 0 | 0 | 0 | 0 | 0 | 0 | 0 | 0 | 0 | 0 | 0 | 0 | 0 | 0 | 0 | 0 | 0 | 0 | 0 | 0 | 0 | 0 | 0
F5_Commercial_Lodging_Existing_Miscellaneous_Natural Gas_Pool Heater_E1 | F5 | Commercial | Lodging | Existing | Miscellaneous | Natural Gas | Pool Heater | E1 | Utility - Cost of Operation | 0.022525 | 0.022428 | 0.022447 | 0.022779 | 0.023351 | 0.024086 | 0.024719 | 0.025223 | 0.025679 | 0.026129 | 0.02662 | 0.027118 | 0.027609 | 0.028159 | 0.028682 | 0.029179 | 0.029681 | 0.030131 | 0.030521 | 0.030845 | 0.031149 | 0.031429 | 0 | 0 | 0 | 0 | 0 | 0 | 0 | 0
F5_Commercial_Lodging_Existing_Miscellaneous_Natural Gas_Pool Heater_E2 | F5 | Commercial | Lodging | Existing | Miscellaneous | Natural Gas | Pool Heater | E2 | Utility - Cost of Operation | 0.019146 | 0.019063 | 0.01908 | 0.019362 | 0.019848 | 0.020473 | 0.021011 | 0.02144 | 0.021827 | 0.02221 | 0.022627 | 0.02305 | 0.023467 | 0.023935 | 0.02438 | 0.024802 | 0.025229 | 0.025611 | 0.025943 | 0.026219 | 0.026477 | 0.026715 | 0 | 0 | 0 | 0 | 0 | 0 | 0 | 0
F5_Commercial_Lodging_Existing_Miscellaneous_Natural Gas_Pool Heater_E3 | F5 | Commercial | Lodging | Existing | Miscellaneous | Natural Gas | Pool Heater | E3 | Utility - Cost of Operation | 0 | 0 | 0 | 0 | 0 | 0 | 0 | 0 | 0 | 0 | 0 | 0 | 0 | 0 | 0 | 0 | 0 | 0 | 0 | 0 | 0 | 0 | 0 | 0 | 0 | 0 | 0 | 0 | 0 | 0
F5_Commercial_Lodging_Existing_Miscellaneous_Natural Gas_Pool Heater_E4 | F5 | Commercial | Lodging | Existing | Miscellaneous | Natural Gas | Pool Heater | E4 | Utility - Cost of Operation | 0 | 0 | 0 | 0 | 0 | 0 | 0 | 0 | 0 | 0 | 0 | 0 | 0 | 0 | 0 | 0 | 0 | 0 | 0 | 0 | 0 | 0 | 0 | 0 | 0 | 0 | 0 | 0 | 0 | 0
F5_Commercial_Lodging_Existing_Miscellaneous_Natural Gas_Pool Heater_E5 | F5 | Commercial | Lodging | Existing | Miscellaneous | Natural Gas | Pool Heater | E5 | Utility - Cost of Operation | 0 | 0 | 0 | 0 | 0 | 0 | 0 | 0 | 0 | 0 | 0 | 0 | 0 | 0 | 0 | 0 | 0 | 0 | 0 | 0 | 0 | 0 | 0 | 0 | 0 | 0 | 0 | 0 | 0 | 0
F5_Commercial_Lodging_Existing_Miscellaneous_Natural Gas_Pool Heater_E6 | F5 | Commercial | Lodging | Existing | Miscellaneous | Natural Gas | Pool Heater | E6 | Utility - Cost of Operation | 0 | 0 | 0 | 0 | 0 | 0 | 0 | 0 | 0 | 0 | 0 | 0 | 0 | 0 | 0 | 0 | 0 | 0 | 0 | 0 | 0 | 0 | 0 | 0 | 0 | 0 | 0 | 0 | 0 | 0
F5_Commercial_Lodging_Existing_Miscellaneous_Natural Gas_Pool Heater_E7 | F5 | Commercial | Lodging | Existing | Miscellaneous | Natural Gas | Pool Heater | E7 | Utility - Cost of Operation | 0 | 0 | 0 | 0 | 0 | 0 | 0 | 0 | 0 | 0 | 0 | 0 | 0 | 0 | 0 | 0 | 0 | 0 | 0 | 0 | 0 | 0 | 0 | 0 | 0 | 0 | 0 | 0 | 0 | 0
F5_Commercial_Lodging_Existing_Miscellaneous_Natural Gas_Pool Heater_E8 | F5 | Commercial | Lodging | Existing | Miscellaneous | Natural Gas | Pool Heater | E8 | Utility - Cost of Operation | 0 | 0 | 0 | 0 | 0 | 0 | 0 | 0 | 0 | 0 | 0 | 0 | 0 | 0 | 0 | 0 | 0 | 0 | 0 | 0 | 0 | 0 | 0 | 0 | 0 | 0 | 0 | 0 | 0 | 0
F5_Commercial_Lodging_Existing_Miscellaneous_Natural Gas_Pool Heater_E9 | F5 | Commercial | Lodging | Existing | Miscellaneous | Natural Gas | Pool Heater | E9 | Utility - Cost of Operation | 0 | 0 | 0 | 0 | 0 | 0 | 0 | 0 | 0 | 0 | 0 | 0 | 0 | 0 | 0 | 0 | 0 | 0 | 0 | 0 | 0 | 0 | 0 | 0 | 0 | 0 | 0 | 0 | 0 | 0
F5_Commercial_Lodging_Existing_Miscellaneous_Natural Gas_Pool Heater_E10 | F5 | Commercial | Lodging | Existing | Miscellaneous | Natural Gas | Pool Heater | E10 | Utility - Cost of Operation | 0 | 0 | 0 | 0 | 0 | 0 | 0 | 0 | 0 | 0 | 0 | 0 | 0 | 0 | 0 | 0 | 0 | 0 | 0 | 0 | 0 | 0 | 0 | 0 | 0 | 0 | 0 | 0 | 0 | 0
F6_Commercial_Lodging_Existing_Miscellaneous_Natural Gas_Pool Heater_E1 | F6 | Commercial | Lodging | Existing | Miscellaneous | Natural Gas | Pool Heater | E1 | Utility - Value of Sales | 0.026986 | 0.02687 | 0.026892 | 0.027291 | 0.027976 | 0.028857 | 0.029615 | 0.030219 | 0.030765 | 0.031304 | 0.031892 | 0.032489 | 0.033077 | 0.033736 | 0.034363 | 0.034958 | 0.03556 | 0.036099 | 0.036567 | 0.036955 | 0.037319 | 0.037654 | 0 | 0 | 0 | 0 | 0 | 0 | 0 | 0
F6_Commercial_Lodging_Existing_Miscellaneous_Natural Gas_Pool Heater_E2 | F6 | Commercial | Lodging | Existing | Miscellaneous | Natural Gas | Pool Heater | E2 | Utility - Value of Sales | 0.022938 | 0.022839 | 0.022859 | 0.023197 | 0.02378 | 0.024528 | 0.025173 | 0.025686 | 0.02615 | 0.026608 | 0.027108 | 0.027615 | 0.028115 | 0.028676 | 0.029208 | 0.029715 | 0.030226 | 0.030684 | 0.031082 | 0.031412 | 0.031721 | 0.032006 | 0 | 0 | 0 | 0 | 0 | 0 | 0 | 0
F6_Commercial_Lodging_Existing_Miscellaneous_Natural Gas_Pool Heater_E3 | F6 | Commercial | Lodging | Existing | Miscellaneous | Natural Gas | Pool Heater | E3 | Utility - Value of Sales | 0 | 0 | 0 | 0 | 0 | 0 | 0 | 0 | 0 | 0 | 0 | 0 | 0 | 0 | 0 | 0 | 0 | 0 | 0 | 0 | 0 | 0 | 0 | 0 | 0 | 0 | 0 | 0 | 0 | 0
F6_Commercial_Lodging_Existing_Miscellaneous_Natural Gas_Pool Heater_E4 | F6 | Commercial | Lodging | Existing | Miscellaneous | Natural Gas | Pool Heater | E4 | Utility - Value of Sales | 0 | 0 | 0 | 0 | 0 | 0 | 0 | 0 | 0 | 0 | 0 | 0 | 0 | 0 | 0 | 0 | 0 | 0 | 0 | 0 | 0 | 0 | 0 | 0 | 0 | 0 | 0 | 0 | 0 | 0
F6_Commercial_Lodging_Existing_Miscellaneous_Natural Gas_Pool Heater_E5 | F6 | Commercial | Lodging | Existing | Miscellaneous | Natural Gas | Pool Heater | E5 | Utility - Value of Sales | 0 | 0 | 0 | 0 | 0 | 0 | 0 | 0 | 0 | 0 | 0 | 0 | 0 | 0 | 0 | 0 | 0 | 0 | 0 | 0 | 0 | 0 | 0 | 0 | 0 | 0 | 0 | 0 | 0 | 0
F6_Commercial_Lodging_Existing_Miscellaneous_Natural Gas_Pool Heater_E6 | F6 | Commercial | Lodging | Existing | Miscellaneous | Natural Gas | Pool Heater | E6 | Utility - Value of Sales | 0 | 0 | 0 | 0 | 0 | 0 | 0 | 0 | 0 | 0 | 0 | 0 | 0 | 0 | 0 | 0 | 0 | 0 | 0 | 0 | 0 | 0 | 0 | 0 | 0 | 0 | 0 | 0 | 0 | 0
F6_Commercial_Lodging_Existing_Miscellaneous_Natural Gas_Pool Heater_E7 | F6 | Commercial | Lodging | Existing | Miscellaneous | Natural Gas | Pool Heater | E7 | Utility - Value of Sales | 0 | 0 | 0 | 0 | 0 | 0 | 0 | 0 | 0 | 0 | 0 | 0 | 0 | 0 | 0 | 0 | 0 | 0 | 0 | 0 | 0 | 0 | 0 | 0 | 0 | 0 | 0 | 0 | 0 | 0
F6_Commercial_Lodging_Existing_Miscellaneous_Natural Gas_Pool Heater_E8 | F6 | Commercial | Lodging | Existing | Miscellaneous | Natural Gas | Pool Heater | E8 | Utility - Value of Sales | 0 | 0 | 0 | 0 | 0 | 0 | 0 | 0 | 0 | 0 | 0 | 0 | 0 | 0 | 0 | 0 | 0 | 0 | 0 | 0 | 0 | 0 | 0 | 0 | 0 | 0 | 0 | 0 | 0 | 0
F6_Commercial_Lodging_Existing_Miscellaneous_Natural Gas_Pool Heater_E9 | F6 | Commercial | Lodging | Existing | Miscellaneous | Natural Gas | Pool Heater | E9 | Utility - Value of Sales | 0 | 0 | 0 | 0 | 0 | 0 | 0 | 0 | 0 | 0 | 0 | 0 | 0 | 0 | 0 | 0 | 0 | 0 | 0 | 0 | 0 | 0 | 0 | 0 | 0 | 0 | 0 | 0 | 0 | 0
F6_Commercial_Lodging_Existing_Miscellaneous_Natural Gas_Pool Heater_E10 | F6 | Commercial | Lodging | Existing | Miscellaneous | Natural Gas | Pool Heater | E10 | Utility - Value of Sales | 0 | 0 | 0 | 0 | 0 | 0 | 0 | 0 | 0 | 0 | 0 | 0 | 0 | 0 | 0 | 0 | 0 | 0 | 0 | 0 | 0 | 0 | 0 | 0 | 0 | 0 | 0 | 0 | 0 | 0
F1_Commercial_Lodging_Existing_Miscellaneous_Natural Gas_Miscellaneous_E1 | F1 | Commercial | Lodging | Existing | Miscellaneous | Natural Gas | Miscellaneous | E1 | Participant - Cost of Equipment | 0.0012819 | 0.0012819 | 0.0012819 | 0.0012819 | 0.0012819 | 0.0012819 | 0.0012819 | 0.0012819 | 0.0012819 | 0.0012819 | 0.0012819 | 0.0012819 | 0.0012819 | 0.0012819 | 0.0012819 | 0.0012819 | 0.0012819 | 0.0012819 | 0.0012819 | 0.0012819 | 0.0012819 | 0.0012819 | 0 | 0 | 0 | 0 | 0 | 0 | 0 | 0
F1_Commercial_Lodging_Existing_Miscellaneous_Natural Gas_Miscellaneous_E2 | F1 | Commercial | Lodging | Existing | Miscellaneous | Natural Gas | Miscellaneous | E2 | Participant - Cost of Equipment | 0 | 0 | 0 | 0 | 0 | 0 | 0 | 0 | 0 | 0 | 0 | 0 | 0 | 0 | 0 | 0 | 0 | 0 | 0 | 0 | 0 | 0 | 0 | 0 | 0 | 0 | 0 | 0 | 0 | 0
F1_Commercial_Lodging_Existing_Miscellaneous_Natural Gas_Miscellaneous_E3 | F1 | Commercial | Lodging | Existing | Miscellaneous | Natural Gas | Miscellaneous | E3 | Participant - Cost of Equipment | 0 | 0 | 0 | 0 | 0 | 0 | 0 | 0 | 0 | 0 | 0 | 0 | 0 | 0 | 0 | 0 | 0 | 0 | 0 | 0 | 0 | 0 | 0 | 0 | 0 | 0 | 0 | 0 | 0 | 0
F1_Commercial_Lodging_Existing_Miscellaneous_Natural Gas_Miscellaneous_E4 | F1 | Commercial | Lodging | Existing | Miscellaneous | Natural Gas | Miscellaneous | E4 | Participant - Cost of Equipment | 0 | 0 | 0 | 0 | 0 | 0 | 0 | 0 | 0 | 0 | 0 | 0 | 0 | 0 | 0 | 0 | 0 | 0 | 0 | 0 | 0 | 0 | 0 | 0 | 0 | 0 | 0 | 0 | 0 | 0
F1_Commercial_Lodging_Existing_Miscellaneous_Natural Gas_Miscellaneous_E5 | F1 | Commercial | Lodging | Existing | Miscellaneous | Natural Gas | Miscellaneous | E5 | Participant - Cost of Equipment | 0 | 0 | 0 | 0 | 0 | 0 | 0 | 0 | 0 | 0 | 0 | 0 | 0 | 0 | 0 | 0 | 0 | 0 | 0 | 0 | 0 | 0 | 0 | 0 | 0 | 0 | 0 | 0 | 0 | 0
F1_Commercial_Lodging_Existing_Miscellaneous_Natural Gas_Miscellaneous_E6 | F1 | Commercial | Lodging | Existing | Miscellaneous | Natural Gas | Miscellaneous | E6 | Participant - Cost of Equipment | 0 | 0 | 0 | 0 | 0 | 0 | 0 | 0 | 0 | 0 | 0 | 0 | 0 | 0 | 0 | 0 | 0 | 0 | 0 | 0 | 0 | 0 | 0 | 0 | 0 | 0 | 0 | 0 | 0 | 0
F1_Commercial_Lodging_Existing_Miscellaneous_Natural Gas_Miscellaneous_E7 | F1 | Commercial | Lodging | Existing | Miscellaneous | Natural Gas | Miscellaneous | E7 | Participant - Cost of Equipment | 0 | 0 | 0 | 0 | 0 | 0 | 0 | 0 | 0 | 0 | 0 | 0 | 0 | 0 | 0 | 0 | 0 | 0 | 0 | 0 | 0 | 0 | 0 | 0 | 0 | 0 | 0 | 0 | 0 | 0
F1_Commercial_Lodging_Existing_Miscellaneous_Natural Gas_Miscellaneous_E8 | F1 | Commercial | Lodging | Existing | Miscellaneous | Natural Gas | Miscellaneous | E8 | Participant - Cost of Equipment | 0 | 0 | 0 | 0 | 0 | 0 | 0 | 0 | 0 | 0 | 0 | 0 | 0 | 0 | 0 | 0 | 0 | 0 | 0 | 0 | 0 | 0 | 0 | 0 | 0 | 0 | 0 | 0 | 0 | 0
F1_Commercial_Lodging_Existing_Miscellaneous_Natural Gas_Miscellaneous_E9 | F1 | Commercial | Lodging | Existing | Miscellaneous | Natural Gas | Miscellaneous | E9 | Participant - Cost of Equipment | 0 | 0 | 0 | 0 | 0 | 0 | 0 | 0 | 0 | 0 | 0 | 0 | 0 | 0 | 0 | 0 | 0 | 0 | 0 | 0 | 0 | 0 | 0 | 0 | 0 | 0 | 0 | 0 | 0 | 0
F1_Commercial_Lodging_Existing_Miscellaneous_Natural Gas_Miscellaneous_E10 | F1 | Commercial | Lodging | Existing | Miscellaneous | Natural Gas | Miscellaneous | E10 | Participant - Cost of Equipment | 0 | 0 | 0 | 0 | 0 | 0 | 0 | 0 | 0 | 0 | 0 | 0 | 0 | 0 | 0 | 0 | 0 | 0 | 0 | 0 | 0 | 0 | 0 | 0 | 0 | 0 | 0 | 0 | 0 | 0
F2_Commercial_Lodging_Existing_Miscellaneous_Natural Gas_Miscellaneous_E1 | F2 | Commercial | Lodging | Existing | Miscellaneous | Natural Gas | Miscellaneous | E1 | Participant - Cost of Operation | 0.0057073 | 0.0056636 | 0.0056351 | 0.0056953 | 0.0058362 | 0.0060338 | 0.0062032 | 0.0063323 | 0.0064455 | 0.0065576 | 0.0066805 | 0.0068058 | 0.0069302 | 0.007069 | 0.0071967 | 0.0073205 | 0.0074499 | 0.0075691 | 0.0076776 | 0.0077724 | 0.0078478 | 0.007902 | 0 | 0 | 0 | 0 | 0 | 0 | 0 | 0
F2_Commercial_Lodging_Existing_Miscellaneous_Natural Gas_Miscellaneous_E2 | F2 | Commercial | Lodging | Existing | Miscellaneous | Natural Gas | Miscellaneous | E2 | Participant - Cost of Operation | 0 | 0 | 0 | 0 | 0 | 0 | 0 | 0 | 0 | 0 | 0 | 0 | 0 | 0 | 0 | 0 | 0 | 0 | 0 | 0 | 0 | 0 | 0 | 0 | 0 | 0 | 0 | 0 | 0 | 0
F2_Commercial_Lodging_Existing_Miscellaneous_Natural Gas_Miscellaneous_E3 | F2 | Commercial | Lodging | Existing | Miscellaneous | Natural Gas | Miscellaneous | E3 | Participant - Cost of Operation | 0 | 0 | 0 | 0 | 0 | 0 | 0 | 0 | 0 | 0 | 0 | 0 | 0 | 0 | 0 | 0 | 0 | 0 | 0 | 0 | 0 | 0 | 0 | 0 | 0 | 0 | 0 | 0 | 0 | 0
F2_Commercial_Lodging_Existing_Miscellaneous_Natural Gas_Miscellaneous_E4 | F2 | Commercial | Lodging | Existing | Miscellaneous | Natural Gas | Miscellaneous | E4 | Participant - Cost of Operation | 0 | 0 | 0 | 0 | 0 | 0 | 0 | 0 | 0 | 0 | 0 | 0 | 0 | 0 | 0 | 0 | 0 | 0 | 0 | 0 | 0 | 0 | 0 | 0 | 0 | 0 | 0 | 0 | 0 | 0
F2_Commercial_Lodging_Existing_Miscellaneous_Natural Gas_Miscellaneous_E5 | F2 | Commercial | Lodging | Existing | Miscellaneous | Natural Gas | Miscellaneous | E5 | Participant - Cost of Operation | 0 | 0 | 0 | 0 | 0 | 0 | 0 | 0 | 0 | 0 | 0 | 0 | 0 | 0 | 0 | 0 | 0 | 0 | 0 | 0 | 0 | 0 | 0 | 0 | 0 | 0 | 0 | 0 | 0 | 0
F2_Commercial_Lodging_Existing_Miscellaneous_Natural Gas_Miscellaneous_E6 | F2 | Commercial | Lodging | Existing | Miscellaneous | Natural Gas | Miscellaneous | E6 | Participant - Cost of Operation | 0 | 0 | 0 | 0 | 0 | 0 | 0 | 0 | 0 | 0 | 0 | 0 | 0 | 0 | 0 | 0 | 0 | 0 | 0 | 0 | 0 | 0 | 0 | 0 | 0 | 0 | 0 | 0 | 0 | 0
F2_Commercial_Lodging_Existing_Miscellaneous_Natural Gas_Miscellaneous_E7 | F2 | Commercial | Lodging | Existing | Miscellaneous | Natural Gas | Miscellaneous | E7 | Participant - Cost of Operation | 0 | 0 | 0 | 0 | 0 | 0 | 0 | 0 | 0 | 0 | 0 | 0 | 0 | 0 | 0 | 0 | 0 | 0 | 0 | 0 | 0 | 0 | 0 | 0 | 0 | 0 | 0 | 0 | 0 | 0
F2_Commercial_Lodging_Existing_Miscellaneous_Natural Gas_Miscellaneous_E8 | F2 | Commercial | Lodging | Existing | Miscellaneous | Natural Gas | Miscellaneous | E8 | Participant - Cost of Operation | 0 | 0 | 0 | 0 | 0 | 0 | 0 | 0 | 0 | 0 | 0 | 0 | 0 | 0 | 0 | 0 | 0 | 0 | 0 | 0 | 0 | 0 | 0 | 0 | 0 | 0 | 0 | 0 | 0 | 0
F2_Commercial_Lodging_Existing_Miscellaneous_Natural Gas_Miscellaneous_E9 | F2 | Commercial | Lodging | Existing | Miscellaneous | Natural Gas | Miscellaneous | E9 | Participant - Cost of Operation | 0 | 0 | 0 | 0 | 0 | 0 | 0 | 0 | 0 | 0 | 0 | 0 | 0 | 0 | 0 | 0 | 0 | 0 | 0 | 0 | 0 | 0 | 0 | 0 | 0 | 0 | 0 | 0 | 0 | 0
F2_Commercial_Lodging_Existing_Miscellaneous_Natural Gas_Miscellaneous_E10 | F2 | Commercial | Lodging | Existing | Miscellaneous | Natural Gas | Miscellaneous | E10 | Participant - Cost of Operation | 0 | 0 | 0 | 0 | 0 | 0 | 0 | 0 | 0 | 0 | 0 | 0 | 0 | 0 | 0 | 0 | 0 | 0 | 0 | 0 | 0 | 0 | 0 | 0 | 0 | 0 | 0 | 0 | 0 | 0
F3_Commercial_Lodging_Existing_Miscellaneous_Natural Gas_Miscellaneous_E1 | F3 | Commercial | Lodging | Existing | Miscellaneous | Natural Gas | Miscellaneous | E1 | System - kBTUs of Conusmption | 0.55062 | 0.54947 | 0.5495 | 0.55585 | 0.56137 | 0.5658 | 0.56875 | 0.57193 | 0.57486 | 0.5775 | 0.57955 | 0.58181 | 0.58386 | 0.58565 | 0.58686 | 0.58745 | 0.58691 | 0.58512 | 0.58169 | 0.5776 | 0.57235 | 0.56593 | 0 | 0 | 0 | 0 | 0 | 0 | 0 | 0
F3_Commercial_Lodging_Existing_Miscellaneous_Natural Gas_Miscellaneous_E2 | F3 | Commercial | Lodging | Existing | Miscellaneous | Natural Gas | Miscellaneous | E2 | System - kBTUs of Conusmption | 0 | 0 | 0 | 0 | 0 | 0 | 0 | 0 | 0 | 0 | 0 | 0 | 0 | 0 | 0 | 0 | 0 | 0 | 0 | 0 | 0 | 0 | 0 | 0 | 0 | 0 | 0 | 0 | 0 | 0
F3_Commercial_Lodging_Existing_Miscellaneous_Natural Gas_Miscellaneous_E3 | F3 | Commercial | Lodging | Existing | Miscellaneous | Natural Gas | Miscellaneous | E3 | System - kBTUs of Conusmption | 0 | 0 | 0 | 0 | 0 | 0 | 0 | 0 | 0 | 0 | 0 | 0 | 0 | 0 | 0 | 0 | 0 | 0 | 0 | 0 | 0 | 0 | 0 | 0 | 0 | 0 | 0 | 0 | 0 | 0
F3_Commercial_Lodging_Existing_Miscellaneous_Natural Gas_Miscellaneous_E4 | F3 | Commercial | Lodging | Existing | Miscellaneous | Natural Gas | Miscellaneous | E4 | System - kBTUs of Conusmption | 0 | 0 | 0 | 0 | 0 | 0 | 0 | 0 | 0 | 0 | 0 | 0 | 0 | 0 | 0 | 0 | 0 | 0 | 0 | 0 | 0 | 0 | 0 | 0 | 0 | 0 | 0 | 0 | 0 | 0
F3_Commercial_Lodging_Existing_Miscellaneous_Natural Gas_Miscellaneous_E5 | F3 | Commercial | Lodging | Existing | Miscellaneous | Natural Gas | Miscellaneous | E5 | System - kBTUs of Conusmption | 0 | 0 | 0 | 0 | 0 | 0 | 0 | 0 | 0 | 0 | 0 | 0 | 0 | 0 | 0 | 0 | 0 | 0 | 0 | 0 | 0 | 0 | 0 | 0 | 0 | 0 | 0 | 0 | 0 | 0
F3_Commercial_Lodging_Existing_Miscellaneous_Natural Gas_Miscellaneous_E6 | F3 | Commercial | Lodging | Existing | Miscellaneous | Natural Gas | Miscellaneous | E6 | System - kBTUs of Conusmption | 0 | 0 | 0 | 0 | 0 | 0 | 0 | 0 | 0 | 0 | 0 | 0 | 0 | 0 | 0 | 0 | 0 | 0 | 0 | 0 | 0 | 0 | 0 | 0 | 0 | 0 | 0 | 0 | 0 | 0
F3_Commercial_Lodging_Existing_Miscellaneous_Natural Gas_Miscellaneous_E7 | F3 | Commercial | Lodging | Existing | Miscellaneous | Natural Gas | Miscellaneous | E7 | System - kBTUs of Conusmption | 0 | 0 | 0 | 0 | 0 | 0 | 0 | 0 | 0 | 0 | 0 | 0 | 0 | 0 | 0 | 0 | 0 | 0 | 0 | 0 | 0 | 0 | 0 | 0 | 0 | 0 | 0 | 0 | 0 | 0
F3_Commercial_Lodging_Existing_Miscellaneous_Natural Gas_Miscellaneous_E8 | F3 | Commercial | Lodging | Existing | Miscellaneous | Natural Gas | Miscellaneous | E8 | System - kBTUs of Conusmption | 0 | 0 | 0 | 0 | 0 | 0 | 0 | 0 | 0 | 0 | 0 | 0 | 0 | 0 | 0 | 0 | 0 | 0 | 0 | 0 | 0 | 0 | 0 | 0 | 0 | 0 | 0 | 0 | 0 | 0
F3_Commercial_Lodging_Existing_Miscellaneous_Natural Gas_Miscellaneous_E9 | F3 | Commercial | Lodging | Existing | Miscellaneous | Natural Gas | Miscellaneous | E9 | System - kBTUs of Conusmption | 0 | 0 | 0 | 0 | 0 | 0 | 0 | 0 | 0 | 0 | 0 | 0 | 0 | 0 | 0 | 0 | 0 | 0 | 0 | 0 | 0 | 0 | 0 | 0 | 0 | 0 | 0 | 0 | 0 | 0
F3_Commercial_Lodging_Existing_Miscellaneous_Natural Gas_Miscellaneous_E10 | F3 | Commercial | Lodging | Existing | Miscellaneous | Natural Gas | Miscellaneous | E10 | System - kBTUs of Conusmption | 0 | 0 | 0 | 0 | 0 | 0 | 0 | 0 | 0 | 0 | 0 | 0 | 0 | 0 | 0 | 0 | 0 | 0 | 0 | 0 | 0 | 0 | 0 | 0 | 0 | 0 | 0 | 0 | 0 | 0
F4_Commercial_Lodging_Existing_Miscellaneous_Natural Gas_Miscellaneous_E1 | F4 | Commercial | Lodging | Existing | Miscellaneous | Natural Gas | Miscellaneous | E1 | Utility - Cost of Equipment | 0.0012819 | 0.0012819 | 0.0012819 | 0.0012819 | 0.0012819 | 0.0012819 | 0.0012819 | 0.0012819 | 0.0012819 | 0.0012819 | 0.0012819 | 0.0012819 | 0.0012819 | 0.0012819 | 0.0012819 | 0.0012819 | 0.0012819 | 0.0012819 | 0.0012819 | 0.0012819 | 0.0012819 | 0.0012819 | 0 | 0 | 0 | 0 | 0 | 0 | 0 | 0
F4_Commercial_Lodging_Existing_Miscellaneous_Natural Gas_Miscellaneous_E2 | F4 | Commercial | Lodging | Existing | Miscellaneous | Natural Gas | Miscellaneous | E2 | Utility - Cost of Equipment | 0 | 0 | 0 | 0 | 0 | 0 | 0 | 0 | 0 | 0 | 0 | 0 | 0 | 0 | 0 | 0 | 0 | 0 | 0 | 0 | 0 | 0 | 0 | 0 | 0 | 0 | 0 | 0 | 0 | 0
F4_Commercial_Lodging_Existing_Miscellaneous_Natural Gas_Miscellaneous_E3 | F4 | Commercial | Lodging | Existing | Miscellaneous | Natural Gas | Miscellaneous | E3 | Utility - Cost of Equipment | 0 | 0 | 0 | 0 | 0 | 0 | 0 | 0 | 0 | 0 | 0 | 0 | 0 | 0 | 0 | 0 | 0 | 0 | 0 | 0 | 0 | 0 | 0 | 0 | 0 | 0 | 0 | 0 | 0 | 0
F4_Commercial_Lodging_Existing_Miscellaneous_Natural Gas_Miscellaneous_E4 | F4 | Commercial | Lodging | Existing | Miscellaneous | Natural Gas | Miscellaneous | E4 | Utility - Cost of Equipment | 0 | 0 | 0 | 0 | 0 | 0 | 0 | 0 | 0 | 0 | 0 | 0 | 0 | 0 | 0 | 0 | 0 | 0 | 0 | 0 | 0 | 0 | 0 | 0 | 0 | 0 | 0 | 0 | 0 | 0
F4_Commercial_Lodging_Existing_Miscellaneous_Natural Gas_Miscellaneous_E5 | F4 | Commercial | Lodging | Existing | Miscellaneous | Natural Gas | Miscellaneous | E5 | Utility - Cost of Equipment | 0 | 0 | 0 | 0 | 0 | 0 | 0 | 0 | 0 | 0 | 0 | 0 | 0 | 0 | 0 | 0 | 0 | 0 | 0 | 0 | 0 | 0 | 0 | 0 | 0 | 0 | 0 | 0 | 0 | 0
F4_Commercial_Lodging_Existing_Miscellaneous_Natural Gas_Miscellaneous_E6 | F4 | Commercial | Lodging | Existing | Miscellaneous | Natural Gas | Miscellaneous | E6 | Utility - Cost of Equipment | 0 | 0 | 0 | 0 | 0 | 0 | 0 | 0 | 0 | 0 | 0 | 0 | 0 | 0 | 0 | 0 | 0 | 0 | 0 | 0 | 0 | 0 | 0 | 0 | 0 | 0 | 0 | 0 | 0 | 0
F4_Commercial_Lodging_Existing_Miscellaneous_Natural Gas_Miscellaneous_E7 | F4 | Commercial | Lodging | Existing | Miscellaneous | Natural Gas | Miscellaneous | E7 | Utility - Cost of Equipment | 0 | 0 | 0 | 0 | 0 | 0 | 0 | 0 | 0 | 0 | 0 | 0 | 0 | 0 | 0 | 0 | 0 | 0 | 0 | 0 | 0 | 0 | 0 | 0 | 0 | 0 | 0 | 0 | 0 | 0
F4_Commercial_Lodging_Existing_Miscellaneous_Natural Gas_Miscellaneous_E8 | F4 | Commercial | Lodging | Existing | Miscellaneous | Natural Gas | Miscellaneous | E8 | Utility - Cost of Equipment | 0 | 0 | 0 | 0 | 0 | 0 | 0 | 0 | 0 | 0 | 0 | 0 | 0 | 0 | 0 | 0 | 0 | 0 | 0 | 0 | 0 | 0 | 0 | 0 | 0 | 0 | 0 | 0 | 0 | 0
F4_Commercial_Lodging_Existing_Miscellaneous_Natural Gas_Miscellaneous_E9 | F4 | Commercial | Lodging | Existing | Miscellaneous | Natural Gas | Miscellaneous | E9 | Utility - Cost of Equipment | 0 | 0 | 0 | 0 | 0 | 0 | 0 | 0 | 0 | 0 | 0 | 0 | 0 | 0 | 0 | 0 | 0 | 0 | 0 | 0 | 0 | 0 | 0 | 0 | 0 | 0 | 0 | 0 | 0 | 0
F4_Commercial_Lodging_Existing_Miscellaneous_Natural Gas_Miscellaneous_E10 | F4 | Commercial | Lodging | Existing | Miscellaneous | Natural Gas | Miscellaneous | E10 | Utility - Cost of Equipment | 0 | 0 | 0 | 0 | 0 | 0 | 0 | 0 | 0 | 0 | 0 | 0 | 0 | 0 | 0 | 0 | 0 | 0 | 0 | 0 | 0 | 0 | 0 | 0 | 0 | 0 | 0 | 0 | 0 | 0
F5_Commercial_Lodging_Existing_Miscellaneous_Natural Gas_Miscellaneous_E1 | F5 | Commercial | Lodging | Existing | Miscellaneous | Natural Gas | Miscellaneous | E1 | Utility - Cost of Operation | 0.0047637 | 0.0047273 | 0.0047035 | 0.0047538 | 0.0048714 | 0.0050363 | 0.0051777 | 0.0052855 | 0.0053799 | 0.0054735 | 0.0055761 | 0.0056807 | 0.0057845 | 0.0059003 | 0.006007 | 0.0061102 | 0.0062182 | 0.0063178 | 0.0064083 | 0.0064875 | 0.0065504 | 0.0065956 | 0 | 0 | 0 | 0 | 0 | 0 | 0 | 0
F5_Commercial_Lodging_Existing_Miscellaneous_Natural Gas_Miscellaneous_E2 | F5 | Commercial | Lodging | Existing | Miscellaneous | Natural Gas | Miscellaneous | E2 | Utility - Cost of Operation | 0 | 0 | 0 | 0 | 0 | 0 | 0 | 0 | 0 | 0 | 0 | 0 | 0 | 0 | 0 | 0 | 0 | 0 | 0 | 0 | 0 | 0 | 0 | 0 | 0 | 0 | 0 | 0 | 0 | 0
F5_Commercial_Lodging_Existing_Miscellaneous_Natural Gas_Miscellaneous_E3 | F5 | Commercial | Lodging | Existing | Miscellaneous | Natural Gas | Miscellaneous | E3 | Utility - Cost of Operation | 0 | 0 | 0 | 0 | 0 | 0 | 0 | 0 | 0 | 0 | 0 | 0 | 0 | 0 | 0 | 0 | 0 | 0 | 0 | 0 | 0 | 0 | 0 | 0 | 0 | 0 | 0 | 0 | 0 | 0
F5_Commercial_Lodging_Existing_Miscellaneous_Natural Gas_Miscellaneous_E4 | F5 | Commercial | Lodging | Existing | Miscellaneous | Natural Gas | Miscellaneous | E4 | Utility - Cost of Operation | 0 | 0 | 0 | 0 | 0 | 0 | 0 | 0 | 0 | 0 | 0 | 0 | 0 | 0 | 0 | 0 | 0 | 0 | 0 | 0 | 0 | 0 | 0 | 0 | 0 | 0 | 0 | 0 | 0 | 0
F5_Commercial_Lodging_Existing_Miscellaneous_Natural Gas_Miscellaneous_E5 | F5 | Commercial | Lodging | Existing | Miscellaneous | Natural Gas | Miscellaneous | E5 | Utility - Cost of Operation | 0 | 0 | 0 | 0 | 0 | 0 | 0 | 0 | 0 | 0 | 0 | 0 | 0 | 0 | 0 | 0 | 0 | 0 | 0 | 0 | 0 | 0 | 0 | 0 | 0 | 0 | 0 | 0 | 0 | 0
F5_Commercial_Lodging_Existing_Miscellaneous_Natural Gas_Miscellaneous_E6 | F5 | Commercial | Lodging | Existing | Miscellaneous | Natural Gas | Miscellaneous | E6 | Utility - Cost of Operation | 0 | 0 | 0 | 0 | 0 | 0 | 0 | 0 | 0 | 0 | 0 | 0 | 0 | 0 | 0 | 0 | 0 | 0 | 0 | 0 | 0 | 0 | 0 | 0 | 0 | 0 | 0 | 0 | 0 | 0
F5_Commercial_Lodging_Existing_Miscellaneous_Natural Gas_Miscellaneous_E7 | F5 | Commercial | Lodging | Existing | Miscellaneous | Natural Gas | Miscellaneous | E7 | Utility - Cost of Operation | 0 | 0 | 0 | 0 | 0 | 0 | 0 | 0 | 0 | 0 | 0 | 0 | 0 | 0 | 0 | 0 | 0 | 0 | 0 | 0 | 0 | 0 | 0 | 0 | 0 | 0 | 0 | 0 | 0 | 0
F5_Commercial_Lodging_Existing_Miscellaneous_Natural Gas_Miscellaneous_E8 | F5 | Commercial | Lodging | Existing | Miscellaneous | Natural Gas | Miscellaneous | E8 | Utility - Cost of Operation | 0 | 0 | 0 | 0 | 0 | 0 | 0 | 0 | 0 | 0 | 0 | 0 | 0 | 0 | 0 | 0 | 0 | 0 | 0 | 0 | 0 | 0 | 0 | 0 | 0 | 0 | 0 | 0 | 0 | 0
F5_Commercial_Lodging_Existing_Miscellaneous_Natural Gas_Miscellaneous_E9 | F5 | Commercial | Lodging | Existing | Miscellaneous | Natural Gas | Miscellaneous | E9 | Utility - Cost of Operation | 0 | 0 | 0 | 0 | 0 | 0 | 0 | 0 | 0 | 0 | 0 | 0 | 0 | 0 | 0 | 0 | 0 | 0 | 0 | 0 | 0 | 0 | 0 | 0 | 0 | 0 | 0 | 0 | 0 | 0
F5_Commercial_Lodging_Existing_Miscellaneous_Natural Gas_Miscellaneous_E10 | F5 | Commercial | Lodging | Existing | Miscellaneous | Natural Gas | Miscellaneous | E10 | Utility - Cost of Operation | 0 | 0 | 0 | 0 | 0 | 0 | 0 | 0 | 0 | 0 | 0 | 0 | 0 | 0 | 0 | 0 | 0 | 0 | 0 | 0 | 0 | 0 | 0 | 0 | 0 | 0 | 0 | 0 | 0 | 0
F6_Commercial_Lodging_Existing_Miscellaneous_Natural Gas_Miscellaneous_E1 | F6 | Commercial | Lodging | Existing | Miscellaneous | Natural Gas | Miscellaneous | E1 | Utility - Value of Sales | 0.0057073 | 0.0056636 | 0.0056351 | 0.0056953 | 0.0058362 | 0.0060338 | 0.0062032 | 0.0063323 | 0.0064455 | 0.0065576 | 0.0066805 | 0.0068058 | 0.0069302 | 0.007069 | 0.0071967 | 0.0073205 | 0.0074499 | 0.0075691 | 0.0076776 | 0.0077724 | 0.0078478 | 0.007902 | 0 | 0 | 0 | 0 | 0 | 0 | 0 | 0
F6_Commercial_Lodging_Existing_Miscellaneous_Natural Gas_Miscellaneous_E2 | F6 | Commercial | Lodging | Existing | Miscellaneous | Natural Gas | Miscellaneous | E2 | Utility - Value of Sales | 0 | 0 | 0 | 0 | 0 | 0 | 0 | 0 | 0 | 0 | 0 | 0 | 0 | 0 | 0 | 0 | 0 | 0 | 0 | 0 | 0 | 0 | 0 | 0 | 0 | 0 | 0 | 0 | 0 | 0
F6_Commercial_Lodging_Existing_Miscellaneous_Natural Gas_Miscellaneous_E3 | F6 | Commercial | Lodging | Existing | Miscellaneous | Natural Gas | Miscellaneous | E3 | Utility - Value of Sales | 0 | 0 | 0 | 0 | 0 | 0 | 0 | 0 | 0 | 0 | 0 | 0 | 0 | 0 | 0 | 0 | 0 | 0 | 0 | 0 | 0 | 0 | 0 | 0 | 0 | 0 | 0 | 0 | 0 | 0
F6_Commercial_Lodging_Existing_Miscellaneous_Natural Gas_Miscellaneous_E4 | F6 | Commercial | Lodging | Existing | Miscellaneous | Natural Gas | Miscellaneous | E4 | Utility - Value of Sales | 0 | 0 | 0 | 0 | 0 | 0 | 0 | 0 | 0 | 0 | 0 | 0 | 0 | 0 | 0 | 0 | 0 | 0 | 0 | 0 | 0 | 0 | 0 | 0 | 0 | 0 | 0 | 0 | 0 | 0
F6_Commercial_Lodging_Existing_Miscellaneous_Natural Gas_Miscellaneous_E5 | F6 | Commercial | Lodging | Existing | Miscellaneous | Natural Gas | Miscellaneous | E5 | Utility - Value of Sales | 0 | 0 | 0 | 0 | 0 | 0 | 0 | 0 | 0 | 0 | 0 | 0 | 0 | 0 | 0 | 0 | 0 | 0 | 0 | 0 | 0 | 0 | 0 | 0 | 0 | 0 | 0 | 0 | 0 | 0
F6_Commercial_Lodging_Existing_Miscellaneous_Natural Gas_Miscellaneous_E6 | F6 | Commercial | Lodging | Existing | Miscellaneous | Natural Gas | Miscellaneous | E6 | Utility - Value of Sales | 0 | 0 | 0 | 0 | 0 | 0 | 0 | 0 | 0 | 0 | 0 | 0 | 0 | 0 | 0 | 0 | 0 | 0 | 0 | 0 | 0 | 0 | 0 | 0 | 0 | 0 | 0 | 0 | 0 | 0
F6_Commercial_Lodging_Existing_Miscellaneous_Natural Gas_Miscellaneous_E7 | F6 | Commercial | Lodging | Existing | Miscellaneous | Natural Gas | Miscellaneous | E7 | Utility - Value of Sales | 0 | 0 | 0 | 0 | 0 | 0 | 0 | 0 | 0 | 0 | 0 | 0 | 0 | 0 | 0 | 0 | 0 | 0 | 0 | 0 | 0 | 0 | 0 | 0 | 0 | 0 | 0 | 0 | 0 | 0
F6_Commercial_Lodging_Existing_Miscellaneous_Natural Gas_Miscellaneous_E8 | F6 | Commercial | Lodging | Existing | Miscellaneous | Natural Gas | Miscellaneous | E8 | Utility - Value of Sales | 0 | 0 | 0 | 0 | 0 | 0 | 0 | 0 | 0 | 0 | 0 | 0 | 0 | 0 | 0 | 0 | 0 | 0 | 0 | 0 | 0 | 0 | 0 | 0 | 0 | 0 | 0 | 0 | 0 | 0
F6_Commercial_Lodging_Existing_Miscellaneous_Natural Gas_Miscellaneous_E9 | F6 | Commercial | Lodging | Existing | Miscellaneous | Natural Gas | Miscellaneous | E9 | Utility - Value of Sales | 0 | 0 | 0 | 0 | 0 | 0 | 0 | 0 | 0 | 0 | 0 | 0 | 0 | 0 | 0 | 0 | 0 | 0 | 0 | 0 | 0 | 0 | 0 | 0 | 0 | 0 | 0 | 0 | 0 | 0
F6_Commercial_Lodging_Existing_Miscellaneous_Natural Gas_Miscellaneous_E10 | F6 | Commercial | Lodging | Existing | Miscellaneous | Natural Gas | Miscellaneous | E10 | Utility - Value of Sales | 0 | 0 | 0 | 0 | 0 | 0 | 0 | 0 | 0 | 0 | 0 | 0 | 0 | 0 | 0 | 0 | 0 | 0 | 0 | 0 | 0 | 0 | 0 | 0 | 0 | 0 | 0 | 0 | 0 | 0
F1_Commercial_Lodging_New_Space Heating_Natural Gas_Furnace_E1 | F1 | Commercial | Lodging | New | Space Heating | Natural Gas | Furnace | E1 | Participant - Cost of Equipment | 0.026108 | 0.026108 | 0.026108 | 0.026108 | 0.026108 | 0.026108 | 0.026108 | 0.026108 | 0.026108 | 0.026108 | 0.026108 | 0.026108 | 0.026108 | 0.026108 | 0.026108 | 0.026108 | 0.026108 | 0.026108 | 0.026108 | 0.026108 | 0.026108 | 0.026108 | 0 | 0 | 0 | 0 | 0 | 0 | 0 | 0
F1_Commercial_Lodging_New_Space Heating_Natural Gas_Furnace_E2 | F1 | Commercial | Lodging | New | Space Heating | Natural Gas | Furnace | E2 | Participant - Cost of Equipment | 0.03133 | 0.03133 | 0.03133 | 0.03133 | 0.03133 | 0.03133 | 0.03133 | 0.03133 | 0.03133 | 0.03133 | 0.03133 | 0.03133 | 0.03133 | 0.03133 | 0.03133 | 0.03133 | 0.03133 | 0.03133 | 0.03133 | 0.03133 | 0.03133 | 0.03133 | 0 | 0 | 0 | 0 | 0 | 0 | 0 | 0
F1_Commercial_Lodging_New_Space Heating_Natural Gas_Furnace_E3 | F1 | Commercial | Lodging | New | Space Heating | Natural Gas | Furnace | E3 | Participant - Cost of Equipment | 0.036552 | 0.036552 | 0.036552 | 0.036552 | 0.036552 | 0.036552 | 0.036552 | 0.036552 | 0.036552 | 0.036552 | 0.036552 | 0.036552 | 0.036552 | 0.036552 | 0.036552 | 0.036552 | 0.036552 | 0.036552 | 0.036552 | 0.036552 | 0.036552 | 0.036552 | 0 | 0 | 0 | 0 | 0 | 0 | 0 | 0
F1_Commercial_Lodging_New_Space Heating_Natural Gas_Furnace_E4 | F1 | Commercial | Lodging | New | Space Heating | Natural Gas | Furnace | E4 | Participant - Cost of Equipment | 0 | 0 | 0 | 0 | 0 | 0 | 0 | 0 | 0 | 0 | 0 | 0 | 0 | 0 | 0 | 0 | 0 | 0 | 0 | 0 | 0 | 0 | 0 | 0 | 0 | 0 | 0 | 0 | 0 | 0
F1_Commercial_Lodging_New_Space Heating_Natural Gas_Furnace_E5 | F1 | Commercial | Lodging | New | Space Heating | Natural Gas | Furnace | E5 | Participant - Cost of Equipment | 0 | 0 | 0 | 0 | 0 | 0 | 0 | 0 | 0 | 0 | 0 | 0 | 0 | 0 | 0 | 0 | 0 | 0 | 0 | 0 | 0 | 0 | 0 | 0 | 0 | 0 | 0 | 0 | 0 | 0
F1_Commercial_Lodging_New_Space Heating_Natural Gas_Furnace_E6 | F1 | Commercial | Lodging | New | Space Heating | Natural Gas | Furnace | E6 | Participant - Cost of Equipment | 0 | 0 | 0 | 0 | 0 | 0 | 0 | 0 | 0 | 0 | 0 | 0 | 0 | 0 | 0 | 0 | 0 | 0 | 0 | 0 | 0 | 0 | 0 | 0 | 0 | 0 | 0 | 0 | 0 | 0
F1_Commercial_Lodging_New_Space Heating_Natural Gas_Furnace_E7 | F1 | Commercial | Lodging | New | Space Heating | Natural Gas | Furnace | E7 | Participant - Cost of Equipment | 0 | 0 | 0 | 0 | 0 | 0 | 0 | 0 | 0 | 0 | 0 | 0 | 0 | 0 | 0 | 0 | 0 | 0 | 0 | 0 | 0 | 0 | 0 | 0 | 0 | 0 | 0 | 0 | 0 | 0
F1_Commercial_Lodging_New_Space Heating_Natural Gas_Furnace_E8 | F1 | Commercial | Lodging | New | Space Heating | Natural Gas | Furnace | E8 | Participant - Cost of Equipment | 0 | 0 | 0 | 0 | 0 | 0 | 0 | 0 | 0 | 0 | 0 | 0 | 0 | 0 | 0 | 0 | 0 | 0 | 0 | 0 | 0 | 0 | 0 | 0 | 0 | 0 | 0 | 0 | 0 | 0
F1_Commercial_Lodging_New_Space Heating_Natural Gas_Furnace_E9 | F1 | Commercial | Lodging | New | Space Heating | Natural Gas | Furnace | E9 | Participant - Cost of Equipment | 0 | 0 | 0 | 0 | 0 | 0 | 0 | 0 | 0 | 0 | 0 | 0 | 0 | 0 | 0 | 0 | 0 | 0 | 0 | 0 | 0 | 0 | 0 | 0 | 0 | 0 | 0 | 0 | 0 | 0
F1_Commercial_Lodging_New_Space Heating_Natural Gas_Furnace_E10 | F1 | Commercial | Lodging | New | Space Heating | Natural Gas | Furnace | E10 | Participant - Cost of Equipment | 0 | 0 | 0 | 0 | 0 | 0 | 0 | 0 | 0 | 0 | 0 | 0 | 0 | 0 | 0 | 0 | 0 | 0 | 0 | 0 | 0 | 0 | 0 | 0 | 0 | 0 | 0 | 0 | 0 | 0
F2_Commercial_Lodging_New_Space Heating_Natural Gas_Furnace_E1 | F2 | Commercial | Lodging | New | Space Heating | Natural Gas | Furnace | E1 | Participant - Cost of Operation | 0.10728 | 0.10856 | 0.10994 | 0.11173 | 0.11386 | 0.11623 | 0.11846 | 0.12053 | 0.12255 | 0.1246 | 0.12672 | 0.12889 | 0.13107 | 0.13334 | 0.13558 | 0.13788 | 0.14028 | 0.14271 | 0.14517 | 0.14767 | 0.15016 | 0.15265 | 0 | 0 | 0 | 0 | 0 | 0 | 0 | 0
F2_Commercial_Lodging_New_Space Heating_Natural Gas_Furnace_E2 | F2 | Commercial | Lodging | New | Space Heating | Natural Gas | Furnace | E2 | Participant - Cost of Operation | 0.095361 | 0.096495 | 0.097722 | 0.099315 | 0.10121 | 0.10332 | 0.1053 | 0.10713 | 0.10893 | 0.11075 | 0.11264 | 0.11456 | 0.1165 | 0.11852 | 0.12052 | 0.12256 | 0.12469 | 0.12685 | 0.12904 | 0.13125 | 0.13347 | 0.13569 | 0 | 0 | 0 | 0 | 0 | 0 | 0 | 0
F2_Commercial_Lodging_New_Space Heating_Natural Gas_Furnace_E3 | F2 | Commercial | Lodging | New | Space Heating | Natural Gas | Furnace | E3 | Participant - Cost of Operation | 0.090345 | 0.091419 | 0.092582 | 0.094091 | 0.095883 | 0.097881 | 0.099759 | 0.1015 | 0.1032 | 0.10492 | 0.10671 | 0.10854 | 0.11037 | 0.11229 | 0.11418 | 0.11611 | 0.11813 | 0.12018 | 0.12225 | 0.12435 | 0.12645 | 0.12855 | 0 | 0 | 0 | 0 | 0 | 0 | 0 | 0
F2_Commercial_Lodging_New_Space Heating_Natural Gas_Furnace_E4 | F2 | Commercial | Lodging | New | Space Heating | Natural Gas | Furnace | E4 | Participant - Cost of Operation | 0 | 0 | 0 | 0 | 0 | 0 | 0 | 0 | 0 | 0 | 0 | 0 | 0 | 0 | 0 | 0 | 0 | 0 | 0 | 0 | 0 | 0 | 0 | 0 | 0 | 0 | 0 | 0 | 0 | 0
F2_Commercial_Lodging_New_Space Heating_Natural Gas_Furnace_E5 | F2 | Commercial | Lodging | New | Space Heating | Natural Gas | Furnace | E5 | Participant - Cost of Operation | 0 | 0 | 0 | 0 | 0 | 0 | 0 | 0 | 0 | 0 | 0 | 0 | 0 | 0 | 0 | 0 | 0 | 0 | 0 | 0 | 0 | 0 | 0 | 0 | 0 | 0 | 0 | 0 | 0 | 0
F2_Commercial_Lodging_New_Space Heating_Natural Gas_Furnace_E6 | F2 | Commercial | Lodging | New | Space Heating | Natural Gas | Furnace | E6 | Participant - Cost of Operation | 0 | 0 | 0 | 0 | 0 | 0 | 0 | 0 | 0 | 0 | 0 | 0 | 0 | 0 | 0 | 0 | 0 | 0 | 0 | 0 | 0 | 0 | 0 | 0 | 0 | 0 | 0 | 0 | 0 | 0
F2_Commercial_Lodging_New_Space Heating_Natural Gas_Furnace_E7 | F2 | Commercial | Lodging | New | Space Heating | Natural Gas | Furnace | E7 | Participant - Cost of Operation | 0 | 0 | 0 | 0 | 0 | 0 | 0 | 0 | 0 | 0 | 0 | 0 | 0 | 0 | 0 | 0 | 0 | 0 | 0 | 0 | 0 | 0 | 0 | 0 | 0 | 0 | 0 | 0 | 0 | 0
F2_Commercial_Lodging_New_Space Heating_Natural Gas_Furnace_E8 | F2 | Commercial | Lodging | New | Space Heating | Natural Gas | Furnace | E8 | Participant - Cost of Operation | 0 | 0 | 0 | 0 | 0 | 0 | 0 | 0 | 0 | 0 | 0 | 0 | 0 | 0 | 0 | 0 | 0 | 0 | 0 | 0 | 0 | 0 | 0 | 0 | 0 | 0 | 0 | 0 | 0 | 0
F2_Commercial_Lodging_New_Space Heating_Natural Gas_Furnace_E9 | F2 | Commercial | Lodging | New | Space Heating | Natural Gas | Furnace | E9 | Participant - Cost of Operation | 0 | 0 | 0 | 0 | 0 | 0 | 0 | 0 | 0 | 0 | 0 | 0 | 0 | 0 | 0 | 0 | 0 | 0 | 0 | 0 | 0 | 0 | 0 | 0 | 0 | 0 | 0 | 0 | 0 | 0
F2_Commercial_Lodging_New_Space Heating_Natural Gas_Furnace_E10 | F2 | Commercial | Lodging | New | Space Heating | Natural Gas | Furnace | E10 | Participant - Cost of Operation | 0 | 0 | 0 | 0 | 0 | 0 | 0 | 0 | 0 | 0 | 0 | 0 | 0 | 0 | 0 | 0 | 0 | 0 | 0 | 0 | 0 | 0 | 0 | 0 | 0 | 0 | 0 | 0 | 0 | 0
F3_Commercial_Lodging_New_Space Heating_Natural Gas_Furnace_E1 | F3 | Commercial | Lodging | New | Space Heating | Natural Gas | Furnace | E1 | System - kBTUs of Conusmption | 9.468 | 9.4769 | 9.484 | 9.509 | 9.5262 | 9.5358 | 9.5356 | 9.5344 | 9.5306 | 9.5242 | 9.5141 | 9.5034 | 9.4908 | 9.4765 | 9.4588 | 9.4416 | 9.4231 | 9.4033 | 9.3807 | 9.359 | 9.3364 | 9.3131 | 0 | 0 | 0 | 0 | 0 | 0 | 0 | 0
F3_Commercial_Lodging_New_Space Heating_Natural Gas_Furnace_E2 | F3 | Commercial | Lodging | New | Space Heating | Natural Gas | Furnace | E2 | System - kBTUs of Conusmption | 8.4157 | 8.4236 | 8.43 | 8.4521 | 8.4675 | 8.4759 | 8.4758 | 8.4747 | 8.4713 | 8.4657 | 8.4567 | 8.4472 | 8.436 | 8.4233 | 8.4076 | 8.3923 | 8.3758 | 8.3582 | 8.3381 | 8.3188 | 8.2987 | 8.278 | 0 | 0 | 0 | 0 | 0 | 0 | 0 | 0
F3_Commercial_Lodging_New_Space Heating_Natural Gas_Furnace_E3 | F3 | Commercial | Lodging | New | Space Heating | Natural Gas | Furnace | E3 | System - kBTUs of Conusmption | 7.973 | 7.9805 | 7.9866 | 8.0076 | 8.0221 | 8.0301 | 8.03 | 8.029 | 8.0257 | 8.0204 | 8.0119 | 8.0029 | 7.9923 | 7.9802 | 7.9653 | 7.9508 | 7.9352 | 7.9186 | 7.8996 | 7.8812 | 7.8622 | 7.8426 | 0 | 0 | 0 | 0 | 0 | 0 | 0 | 0
F3_Commercial_Lodging_New_Space Heating_Natural Gas_Furnace_E4 | F3 | Commercial | Lodging | New | Space Heating | Natural Gas | Furnace | E4 | System - kBTUs of Conusmption | 0 | 0 | 0 | 0 | 0 | 0 | 0 | 0 | 0 | 0 | 0 | 0 | 0 | 0 | 0 | 0 | 0 | 0 | 0 | 0 | 0 | 0 | 0 | 0 | 0 | 0 | 0 | 0 | 0 | 0
F3_Commercial_Lodging_New_Space Heating_Natural Gas_Furnace_E5 | F3 | Commercial | Lodging | New | Space Heating | Natural Gas | Furnace | E5 | System - kBTUs of Conusmption | 0 | 0 | 0 | 0 | 0 | 0 | 0 | 0 | 0 | 0 | 0 | 0 | 0 | 0 | 0 | 0 | 0 | 0 | 0 | 0 | 0 | 0 | 0 | 0 | 0 | 0 | 0 | 0 | 0 | 0
F3_Commercial_Lodging_New_Space Heating_Natural Gas_Furnace_E6 | F3 | Commercial | Lodging | New | Space Heating | Natural Gas | Furnace | E6 | System - kBTUs of Conusmption | 0 | 0 | 0 | 0 | 0 | 0 | 0 | 0 | 0 | 0 | 0 | 0 | 0 | 0 | 0 | 0 | 0 | 0 | 0 | 0 | 0 | 0 | 0 | 0 | 0 | 0 | 0 | 0 | 0 | 0
F3_Commercial_Lodging_New_Space Heating_Natural Gas_Furnace_E7 | F3 | Commercial | Lodging | New | Space Heating | Natural Gas | Furnace | E7 | System - kBTUs of Conusmption | 0 | 0 | 0 | 0 | 0 | 0 | 0 | 0 | 0 | 0 | 0 | 0 | 0 | 0 | 0 | 0 | 0 | 0 | 0 | 0 | 0 | 0 | 0 | 0 | 0 | 0 | 0 | 0 | 0 | 0
F3_Commercial_Lodging_New_Space Heating_Natural Gas_Furnace_E8 | F3 | Commercial | Lodging | New | Space Heating | Natural Gas | Furnace | E8 | System - kBTUs of Conusmption | 0 | 0 | 0 | 0 | 0 | 0 | 0 | 0 | 0 | 0 | 0 | 0 | 0 | 0 | 0 | 0 | 0 | 0 | 0 | 0 | 0 | 0 | 0 | 0 | 0 | 0 | 0 | 0 | 0 | 0
F3_Commercial_Lodging_New_Space Heating_Natural Gas_Furnace_E9 | F3 | Commercial | Lodging | New | Space Heating | Natural Gas | Furnace | E9 | System - kBTUs of Conusmption | 0 | 0 | 0 | 0 | 0 | 0 | 0 | 0 | 0 | 0 | 0 | 0 | 0 | 0 | 0 | 0 | 0 | 0 | 0 | 0 | 0 | 0 | 0 | 0 | 0 | 0 | 0 | 0 | 0 | 0
F3_Commercial_Lodging_New_Space Heating_Natural Gas_Furnace_E10 | F3 | Commercial | Lodging | New | Space Heating | Natural Gas | Furnace | E10 | System - kBTUs of Conusmption | 0 | 0 | 0 | 0 | 0 | 0 | 0 | 0 | 0 | 0 | 0 | 0 | 0 | 0 | 0 | 0 | 0 | 0 | 0 | 0 | 0 | 0 | 0 | 0 | 0 | 0 | 0 | 0 | 0 | 0
F4_Commercial_Lodging_New_Space Heating_Natural Gas_Furnace_E1 | F4 | Commercial | Lodging | New | Space Heating | Natural Gas | Furnace | E1 | Utility - Cost of Equipment | 0.026108 | 0.026108 | 0.026108 | 0.026108 | 0.026108 | 0.026108 | 0.026108 | 0.026108 | 0.026108 | 0.026108 | 0.026108 | 0.026108 | 0.026108 | 0.026108 | 0.026108 | 0.026108 | 0.026108 | 0.026108 | 0.026108 | 0.026108 | 0.026108 | 0.026108 | 0 | 0 | 0 | 0 | 0 | 0 | 0 | 0
F4_Commercial_Lodging_New_Space Heating_Natural Gas_Furnace_E2 | F4 | Commercial | Lodging | New | Space Heating | Natural Gas | Furnace | E2 | Utility - Cost of Equipment | 0.03133 | 0.03133 | 0.03133 | 0.03133 | 0.03133 | 0.03133 | 0.03133 | 0.03133 | 0.03133 | 0.03133 | 0.03133 | 0.03133 | 0.03133 | 0.03133 | 0.03133 | 0.03133 | 0.03133 | 0.03133 | 0.03133 | 0.03133 | 0.03133 | 0.03133 | 0 | 0 | 0 | 0 | 0 | 0 | 0 | 0
F4_Commercial_Lodging_New_Space Heating_Natural Gas_Furnace_E3 | F4 | Commercial | Lodging | New | Space Heating | Natural Gas | Furnace | E3 | Utility - Cost of Equipment | 0.036552 | 0.036552 | 0.036552 | 0.036552 | 0.036552 | 0.036552 | 0.036552 | 0.036552 | 0.036552 | 0.036552 | 0.036552 | 0.036552 | 0.036552 | 0.036552 | 0.036552 | 0.036552 | 0.036552 | 0.036552 | 0.036552 | 0.036552 | 0.036552 | 0.036552 | 0 | 0 | 0 | 0 | 0 | 0 | 0 | 0
F4_Commercial_Lodging_New_Space Heating_Natural Gas_Furnace_E4 | F4 | Commercial | Lodging | New | Space Heating | Natural Gas | Furnace | E4 | Utility - Cost of Equipment | 0 | 0 | 0 | 0 | 0 | 0 | 0 | 0 | 0 | 0 | 0 | 0 | 0 | 0 | 0 | 0 | 0 | 0 | 0 | 0 | 0 | 0 | 0 | 0 | 0 | 0 | 0 | 0 | 0 | 0
F4_Commercial_Lodging_New_Space Heating_Natural Gas_Furnace_E5 | F4 | Commercial | Lodging | New | Space Heating | Natural Gas | Furnace | E5 | Utility - Cost of Equipment | 0 | 0 | 0 | 0 | 0 | 0 | 0 | 0 | 0 | 0 | 0 | 0 | 0 | 0 | 0 | 0 | 0 | 0 | 0 | 0 | 0 | 0 | 0 | 0 | 0 | 0 | 0 | 0 | 0 | 0
F4_Commercial_Lodging_New_Space Heating_Natural Gas_Furnace_E6 | F4 | Commercial | Lodging | New | Space Heating | Natural Gas | Furnace | E6 | Utility - Cost of Equipment | 0 | 0 | 0 | 0 | 0 | 0 | 0 | 0 | 0 | 0 | 0 | 0 | 0 | 0 | 0 | 0 | 0 | 0 | 0 | 0 | 0 | 0 | 0 | 0 | 0 | 0 | 0 | 0 | 0 | 0
F4_Commercial_Lodging_New_Space Heating_Natural Gas_Furnace_E7 | F4 | Commercial | Lodging | New | Space Heating | Natural Gas | Furnace | E7 | Utility - Cost of Equipment | 0 | 0 | 0 | 0 | 0 | 0 | 0 | 0 | 0 | 0 | 0 | 0 | 0 | 0 | 0 | 0 | 0 | 0 | 0 | 0 | 0 | 0 | 0 | 0 | 0 | 0 | 0 | 0 | 0 | 0
F4_Commercial_Lodging_New_Space Heating_Natural Gas_Furnace_E8 | F4 | Commercial | Lodging | New | Space Heating | Natural Gas | Furnace | E8 | Utility - Cost of Equipment | 0 | 0 | 0 | 0 | 0 | 0 | 0 | 0 | 0 | 0 | 0 | 0 | 0 | 0 | 0 | 0 | 0 | 0 | 0 | 0 | 0 | 0 | 0 | 0 | 0 | 0 | 0 | 0 | 0 | 0
F4_Commercial_Lodging_New_Space Heating_Natural Gas_Furnace_E9 | F4 | Commercial | Lodging | New | Space Heating | Natural Gas | Furnace | E9 | Utility - Cost of Equipment | 0 | 0 | 0 | 0 | 0 | 0 | 0 | 0 | 0 | 0 | 0 | 0 | 0 | 0 | 0 | 0 | 0 | 0 | 0 | 0 | 0 | 0 | 0 | 0 | 0 | 0 | 0 | 0 | 0 | 0
F4_Commercial_Lodging_New_Space Heating_Natural Gas_Furnace_E10 | F4 | Commercial | Lodging | New | Space Heating | Natural Gas | Furnace | E10 | Utility - Cost of Equipment | 0 | 0 | 0 | 0 | 0 | 0 | 0 | 0 | 0 | 0 | 0 | 0 | 0 | 0 | 0 | 0 | 0 | 0 | 0 | 0 | 0 | 0 | 0 | 0 | 0 | 0 | 0 | 0 | 0 | 0
F5_Commercial_Lodging_New_Space Heating_Natural Gas_Furnace_E1 | F5 | Commercial | Lodging | New | Space Heating | Natural Gas | Furnace | E1 | Utility - Cost of Operation | 0.089548 | 0.090613 | 0.091766 | 0.093262 | 0.095038 | 0.097018 | 0.09888 | 0.1006 | 0.10229 | 0.104 | 0.10577 | 0.10758 | 0.1094 | 0.1113 | 0.11317 | 0.11509 | 0.11709 | 0.11912 | 0.12117 | 0.12325 | 0.12534 | 0.12742 | 0 | 0 | 0 | 0 | 0 | 0 | 0 | 0
F5_Commercial_Lodging_New_Space Heating_Natural Gas_Furnace_E2 | F5 | Commercial | Lodging | New | Space Heating | Natural Gas | Furnace | E2 | Utility - Cost of Operation | 0.079595 | 0.080542 | 0.081567 | 0.082896 | 0.084475 | 0.086235 | 0.08789 | 0.089421 | 0.090921 | 0.092439 | 0.094015 | 0.095622 | 0.097239 | 0.098926 | 0.10059 | 0.1023 | 0.10407 | 0.10588 | 0.1077 | 0.10955 | 0.11141 | 0.11325 | 0 | 0 | 0 | 0 | 0 | 0 | 0 | 0
F5_Commercial_Lodging_New_Space Heating_Natural Gas_Furnace_E3 | F5 | Commercial | Lodging | New | Space Heating | Natural Gas | Furnace | E3 | Utility - Cost of Operation | 0.075409 | 0.076306 | 0.077276 | 0.078536 | 0.080032 | 0.0817 | 0.083267 | 0.084718 | 0.086139 | 0.087577 | 0.08907 | 0.090592 | 0.092125 | 0.093723 | 0.095301 | 0.096914 | 0.0986 | 0.10031 | 0.10204 | 0.10379 | 0.10555 | 0.1073 | 0 | 0 | 0 | 0 | 0 | 0 | 0 | 0
F5_Commercial_Lodging_New_Space Heating_Natural Gas_Furnace_E4 | F5 | Commercial | Lodging | New | Space Heating | Natural Gas | Furnace | E4 | Utility - Cost of Operation | 0 | 0 | 0 | 0 | 0 | 0 | 0 | 0 | 0 | 0 | 0 | 0 | 0 | 0 | 0 | 0 | 0 | 0 | 0 | 0 | 0 | 0 | 0 | 0 | 0 | 0 | 0 | 0 | 0 | 0
F5_Commercial_Lodging_New_Space Heating_Natural Gas_Furnace_E5 | F5 | Commercial | Lodging | New | Space Heating | Natural Gas | Furnace | E5 | Utility - Cost of Operation | 0 | 0 | 0 | 0 | 0 | 0 | 0 | 0 | 0 | 0 | 0 | 0 | 0 | 0 | 0 | 0 | 0 | 0 | 0 | 0 | 0 | 0 | 0 | 0 | 0 | 0 | 0 | 0 | 0 | 0
F5_Commercial_Lodging_New_Space Heating_Natural Gas_Furnace_E6 | F5 | Commercial | Lodging | New | Space Heating | Natural Gas | Furnace | E6 | Utility - Cost of Operation | 0 | 0 | 0 | 0 | 0 | 0 | 0 | 0 | 0 | 0 | 0 | 0 | 0 | 0 | 0 | 0 | 0 | 0 | 0 | 0 | 0 | 0 | 0 | 0 | 0 | 0 | 0 | 0 | 0 | 0
F5_Commercial_Lodging_New_Space Heating_Natural Gas_Furnace_E7 | F5 | Commercial | Lodging | New | Space Heating | Natural Gas | Furnace | E7 | Utility - Cost of Operation | 0 | 0 | 0 | 0 | 0 | 0 | 0 | 0 | 0 | 0 | 0 | 0 | 0 | 0 | 0 | 0 | 0 | 0 | 0 | 0 | 0 | 0 | 0 | 0 | 0 | 0 | 0 | 0 | 0 | 0
F5_Commercial_Lodging_New_Space Heating_Natural Gas_Furnace_E8 | F5 | Commercial | Lodging | New | Space Heating | Natural Gas | Furnace | E8 | Utility - Cost of Operation | 0 | 0 | 0 | 0 | 0 | 0 | 0 | 0 | 0 | 0 | 0 | 0 | 0 | 0 | 0 | 0 | 0 | 0 | 0 | 0 | 0 | 0 | 0 | 0 | 0 | 0 | 0 | 0 | 0 | 0
F5_Commercial_Lodging_New_Space Heating_Natural Gas_Furnace_E9 | F5 | Commercial | Lodging | New | Space Heating | Natural Gas | Furnace | E9 | Utility - Cost of Operation | 0 | 0 | 0 | 0 | 0 | 0 | 0 | 0 | 0 | 0 | 0 | 0 | 0 | 0 | 0 | 0 | 0 | 0 | 0 | 0 | 0 | 0 | 0 | 0 | 0 | 0 | 0 | 0 | 0 | 0
F5_Commercial_Lodging_New_Space Heating_Natural Gas_Furnace_E10 | F5 | Commercial | Lodging | New | Space Heating | Natural Gas | Furnace | E10 | Utility - Cost of Operation | 0 | 0 | 0 | 0 | 0 | 0 | 0 | 0 | 0 | 0 | 0 | 0 | 0 | 0 | 0 | 0 | 0 | 0 | 0 | 0 | 0 | 0 | 0 | 0 | 0 | 0 | 0 | 0 | 0 | 0
F6_Commercial_Lodging_New_Space Heating_Natural Gas_Furnace_E1 | F6 | Commercial | Lodging | New | Space Heating | Natural Gas | Furnace | E1 | Utility - Value of Sales | 0.10728 | 0.10856 | 0.10994 | 0.11173 | 0.11386 | 0.11623 | 0.11846 | 0.12053 | 0.12255 | 0.1246 | 0.12672 | 0.12889 | 0.13107 | 0.13334 | 0.13558 | 0.13788 | 0.14028 | 0.14271 | 0.14517 | 0.14767 | 0.15016 | 0.15265 | 0 | 0 | 0 | 0 | 0 | 0 | 0 | 0
F6_Commercial_Lodging_New_Space Heating_Natural Gas_Furnace_E2 | F6 | Commercial | Lodging | New | Space Heating | Natural Gas | Furnace | E2 | Utility - Value of Sales | 0.095361 | 0.096495 | 0.097722 | 0.099315 | 0.10121 | 0.10332 | 0.1053 | 0.10713 | 0.10893 | 0.11075 | 0.11264 | 0.11456 | 0.1165 | 0.11852 | 0.12052 | 0.12256 | 0.12469 | 0.12685 | 0.12904 | 0.13125 | 0.13347 | 0.13569 | 0 | 0 | 0 | 0 | 0 | 0 | 0 | 0
F6_Commercial_Lodging_New_Space Heating_Natural Gas_Furnace_E3 | F6 | Commercial | Lodging | New | Space Heating | Natural Gas | Furnace | E3 | Utility - Value of Sales | 0.090345 | 0.091419 | 0.092582 | 0.094091 | 0.095883 | 0.097881 | 0.099759 | 0.1015 | 0.1032 | 0.10492 | 0.10671 | 0.10854 | 0.11037 | 0.11229 | 0.11418 | 0.11611 | 0.11813 | 0.12018 | 0.12225 | 0.12435 | 0.12645 | 0.12855 | 0 | 0 | 0 | 0 | 0 | 0 | 0 | 0
F6_Commercial_Lodging_New_Space Heating_Natural Gas_Furnace_E4 | F6 | Commercial | Lodging | New | Space Heating | Natural Gas | Furnace | E4 | Utility - Value of Sales | 0 | 0 | 0 | 0 | 0 | 0 | 0 | 0 | 0 | 0 | 0 | 0 | 0 | 0 | 0 | 0 | 0 | 0 | 0 | 0 | 0 | 0 | 0 | 0 | 0 | 0 | 0 | 0 | 0 | 0
F6_Commercial_Lodging_New_Space Heating_Natural Gas_Furnace_E5 | F6 | Commercial | Lodging | New | Space Heating | Natural Gas | Furnace | E5 | Utility - Value of Sales | 0 | 0 | 0 | 0 | 0 | 0 | 0 | 0 | 0 | 0 | 0 | 0 | 0 | 0 | 0 | 0 | 0 | 0 | 0 | 0 | 0 | 0 | 0 | 0 | 0 | 0 | 0 | 0 | 0 | 0
F6_Commercial_Lodging_New_Space Heating_Natural Gas_Furnace_E6 | F6 | Commercial | Lodging | New | Space Heating | Natural Gas | Furnace | E6 | Utility - Value of Sales | 0 | 0 | 0 | 0 | 0 | 0 | 0 | 0 | 0 | 0 | 0 | 0 | 0 | 0 | 0 | 0 | 0 | 0 | 0 | 0 | 0 | 0 | 0 | 0 | 0 | 0 | 0 | 0 | 0 | 0
F6_Commercial_Lodging_New_Space Heating_Natural Gas_Furnace_E7 | F6 | Commercial | Lodging | New | Space Heating | Natural Gas | Furnace | E7 | Utility - Value of Sales | 0 | 0 | 0 | 0 | 0 | 0 | 0 | 0 | 0 | 0 | 0 | 0 | 0 | 0 | 0 | 0 | 0 | 0 | 0 | 0 | 0 | 0 | 0 | 0 | 0 | 0 | 0 | 0 | 0 | 0
F6_Commercial_Lodging_New_Space Heating_Natural Gas_Furnace_E8 | F6 | Commercial | Lodging | New | Space Heating | Natural Gas | Furnace | E8 | Utility - Value of Sales | 0 | 0 | 0 | 0 | 0 | 0 | 0 | 0 | 0 | 0 | 0 | 0 | 0 | 0 | 0 | 0 | 0 | 0 | 0 | 0 | 0 | 0 | 0 | 0 | 0 | 0 | 0 | 0 | 0 | 0
F6_Commercial_Lodging_New_Space Heating_Natural Gas_Furnace_E9 | F6 | Commercial | Lodging | New | Space Heating | Natural Gas | Furnace | E9 | Utility - Value of Sales | 0 | 0 | 0 | 0 | 0 | 0 | 0 | 0 | 0 | 0 | 0 | 0 | 0 | 0 | 0 | 0 | 0 | 0 | 0 | 0 | 0 | 0 | 0 | 0 | 0 | 0 | 0 | 0 | 0 | 0
F6_Commercial_Lodging_New_Space Heating_Natural Gas_Furnace_E10 | F6 | Commercial | Lodging | New | Space Heating | Natural Gas | Furnace | E10 | Utility - Value of Sales | 0 | 0 | 0 | 0 | 0 | 0 | 0 | 0 | 0 | 0 | 0 | 0 | 0 | 0 | 0 | 0 | 0 | 0 | 0 | 0 | 0 | 0 | 0 | 0 | 0 | 0 | 0 | 0 | 0 | 0
F1_Commercial_Lodging_New_Space Heating_Natural Gas_Boiler_E1 | F1 | Commercial | Lodging | New | Space Heating | Natural Gas | Boiler | E1 | Participant - Cost of Equipment | 0.1028 | 0.1028 | 0.1028 | 0.1028 | 0.1028 | 0.1028 | 0.1028 | 0.1028 | 0.1028 | 0.1028 | 0.1028 | 0.1028 | 0.1028 | 0.1028 | 0.1028 | 0.1028 | 0.1028 | 0.1028 | 0.1028 | 0.1028 | 0.1028 | 0.1028 | 0 | 0 | 0 | 0 | 0 | 0 | 0 | 0
F1_Commercial_Lodging_New_Space Heating_Natural Gas_Boiler_E2 | F1 | Commercial | Lodging | New | Space Heating | Natural Gas | Boiler | E2 | Participant - Cost of Equipment | 0.11487 | 0.11487 | 0.11487 | 0.11487 | 0.11487 | 0.11487 | 0.11487 | 0.11487 | 0.11487 | 0.11487 | 0.11487 | 0.11487 | 0.11487 | 0.11487 | 0.11487 | 0.11487 | 0.11487 | 0.11487 | 0.11487 | 0.11487 | 0.11487 | 0.11487 | 0 | 0 | 0 | 0 | 0 | 0 | 0 | 0
F1_Commercial_Lodging_New_Space Heating_Natural Gas_Boiler_E3 | F1 | Commercial | Lodging | New | Space Heating | Natural Gas | Boiler | E3 | Participant - Cost of Equipment | 0.13909 | 0.13909 | 0.13909 | 0.13909 | 0.13909 | 0.13909 | 0.13909 | 0.13909 | 0.13909 | 0.13909 | 0.13909 | 0.13909 | 0.13909 | 0.13909 | 0.13909 | 0.13909 | 0.13909 | 0.13909 | 0.13909 | 0.13909 | 0.13909 | 0.13909 | 0 | 0 | 0 | 0 | 0 | 0 | 0 | 0
F1_Commercial_Lodging_New_Space Heating_Natural Gas_Boiler_E4 | F1 | Commercial | Lodging | New | Space Heating | Natural Gas | Boiler | E4 | Participant - Cost of Equipment | 0.71007 | 0.71007 | 0.71007 | 0.71007 | 0.71007 | 0.71007 | 0.71007 | 0.71007 | 0.71007 | 0.71007 | 0.71007 | 0.71007 | 0.71007 | 0.71007 | 0.71007 | 0.71007 | 0.71007 | 0.71007 | 0.71007 | 0.71007 | 0.71007 | 0.71007 | 0 | 0 | 0 | 0 | 0 | 0 | 0 | 0
F1_Commercial_Lodging_New_Space Heating_Natural Gas_Boiler_E5 | F1 | Commercial | Lodging | New | Space Heating | Natural Gas | Boiler | E5 | Participant - Cost of Equipment | 0 | 0 | 0 | 0 | 0 | 0 | 0 | 0 | 0 | 0 | 0 | 0 | 0 | 0 | 0 | 0 | 0 | 0 | 0 | 0 | 0 | 0 | 0 | 0 | 0 | 0 | 0 | 0 | 0 | 0
F1_Commercial_Lodging_New_Space Heating_Natural Gas_Boiler_E6 | F1 | Commercial | Lodging | New | Space Heating | Natural Gas | Boiler | E6 | Participant - Cost of Equipment | 0 | 0 | 0 | 0 | 0 | 0 | 0 | 0 | 0 | 0 | 0 | 0 | 0 | 0 | 0 | 0 | 0 | 0 | 0 | 0 | 0 | 0 | 0 | 0 | 0 | 0 | 0 | 0 | 0 | 0
F1_Commercial_Lodging_New_Space Heating_Natural Gas_Boiler_E7 | F1 | Commercial | Lodging | New | Space Heating | Natural Gas | Boiler | E7 | Participant - Cost of Equipment | 0 | 0 | 0 | 0 | 0 | 0 | 0 | 0 | 0 | 0 | 0 | 0 | 0 | 0 | 0 | 0 | 0 | 0 | 0 | 0 | 0 | 0 | 0 | 0 | 0 | 0 | 0 | 0 | 0 | 0
F1_Commercial_Lodging_New_Space Heating_Natural Gas_Boiler_E8 | F1 | Commercial | Lodging | New | Space Heating | Natural Gas | Boiler | E8 | Participant - Cost of Equipment | 0 | 0 | 0 | 0 | 0 | 0 | 0 | 0 | 0 | 0 | 0 | 0 | 0 | 0 | 0 | 0 | 0 | 0 | 0 | 0 | 0 | 0 | 0 | 0 | 0 | 0 | 0 | 0 | 0 | 0
F1_Commercial_Lodging_New_Space Heating_Natural Gas_Boiler_E9 | F1 | Commercial | Lodging | New | Space Heating | Natural Gas | Boiler | E9 | Participant - Cost of Equipment | 0 | 0 | 0 | 0 | 0 | 0 | 0 | 0 | 0 | 0 | 0 | 0 | 0 | 0 | 0 | 0 | 0 | 0 | 0 | 0 | 0 | 0 | 0 | 0 | 0 | 0 | 0 | 0 | 0 | 0
F1_Commercial_Lodging_New_Space Heating_Natural Gas_Boiler_E10 | F1 | Commercial | Lodging | New | Space Heating | Natural Gas | Boiler | E10 | Participant - Cost of Equipment | 0 | 0 | 0 | 0 | 0 | 0 | 0 | 0 | 0 | 0 | 0 | 0 | 0 | 0 | 0 | 0 | 0 | 0 | 0 | 0 | 0 | 0 | 0 | 0 | 0 | 0 | 0 | 0 | 0 | 0
F2_Commercial_Lodging_New_Space Heating_Natural Gas_Boiler_E1 | F2 | Commercial | Lodging | New | Space Heating | Natural Gas | Boiler | E1 | Participant - Cost of Operation | 0.20123 | 0.20365 | 0.20625 | 0.20955 | 0.21348 | 0.21788 | 0.22208 | 0.22598 | 0.22982 | 0.23371 | 0.23774 | 0.24185 | 0.24599 | 0.2503 | 0.25457 | 0.25893 | 0.26348 | 0.26809 | 0.27277 | 0.27749 | 0.28221 | 0.2869 | 0 | 0 | 0 | 0 | 0 | 0 | 0 | 0
F2_Commercial_Lodging_New_Space Heating_Natural Gas_Boiler_E2 | F2 | Commercial | Lodging | New | Space Heating | Natural Gas | Boiler | E2 | Participant - Cost of Operation | 0.18939 | 0.19167 | 0.19411 | 0.19723 | 0.20093 | 0.20507 | 0.20901 | 0.21269 | 0.2163 | 0.21996 | 0.22375 | 0.22762 | 0.23152 | 0.23558 | 0.23959 | 0.2437 | 0.24798 | 0.25232 | 0.25673 | 0.26117 | 0.26561 | 0.27002 | 0 | 0 | 0 | 0 | 0 | 0 | 0 | 0
F2_Commercial_Lodging_New_Space Heating_Natural Gas_Boiler_E3 | F2 | Commercial | Lodging | New | Space Heating | Natural Gas | Boiler | E3 | Participant - Cost of Operation | 0.16596 | 0.16796 | 0.1701 | 0.17283 | 0.17607 | 0.1797 | 0.18315 | 0.18638 | 0.18954 | 0.19275 | 0.19607 | 0.19946 | 0.20288 | 0.20643 | 0.20995 | 0.21355 | 0.2173 | 0.22111 | 0.22497 | 0.22886 | 0.23275 | 0.23662 | 0 | 0 | 0 | 0 | 0 | 0 | 0 | 0
F2_Commercial_Lodging_New_Space Heating_Natural Gas_Boiler_E4 | F2 | Commercial | Lodging | New | Space Heating | Natural Gas | Boiler | E4 | Participant - Cost of Operation | 0.10686 | 0.10797 | 0.10924 | 0.11109 | 0.1134 | 0.11606 | 0.11849 | 0.12065 | 0.1227 | 0.12473 | 0.12683 | 0.12893 | 0.13098 | 0.1331 | 0.13516 | 0.13726 | 0.13949 | 0.14174 | 0.14402 | 0.14631 | 0.14859 | 0.15086 | 0 | 0 | 0 | 0 | 0 | 0 | 0 | 0
F2_Commercial_Lodging_New_Space Heating_Natural Gas_Boiler_E5 | F2 | Commercial | Lodging | New | Space Heating | Natural Gas | Boiler | E5 | Participant - Cost of Operation | 0 | 0 | 0 | 0 | 0 | 0 | 0 | 0 | 0 | 0 | 0 | 0 | 0 | 0 | 0 | 0 | 0 | 0 | 0 | 0 | 0 | 0 | 0 | 0 | 0 | 0 | 0 | 0 | 0 | 0
F2_Commercial_Lodging_New_Space Heating_Natural Gas_Boiler_E6 | F2 | Commercial | Lodging | New | Space Heating | Natural Gas | Boiler | E6 | Participant - Cost of Operation | 0 | 0 | 0 | 0 | 0 | 0 | 0 | 0 | 0 | 0 | 0 | 0 | 0 | 0 | 0 | 0 | 0 | 0 | 0 | 0 | 0 | 0 | 0 | 0 | 0 | 0 | 0 | 0 | 0 | 0
F2_Commercial_Lodging_New_Space Heating_Natural Gas_Boiler_E7 | F2 | Commercial | Lodging | New | Space Heating | Natural Gas | Boiler | E7 | Participant - Cost of Operation | 0 | 0 | 0 | 0 | 0 | 0 | 0 | 0 | 0 | 0 | 0 | 0 | 0 | 0 | 0 | 0 | 0 | 0 | 0 | 0 | 0 | 0 | 0 | 0 | 0 | 0 | 0 | 0 | 0 | 0
F2_Commercial_Lodging_New_Space Heating_Natural Gas_Boiler_E8 | F2 | Commercial | Lodging | New | Space Heating | Natural Gas | Boiler | E8 | Participant - Cost of Operation | 0 | 0 | 0 | 0 | 0 | 0 | 0 | 0 | 0 | 0 | 0 | 0 | 0 | 0 | 0 | 0 | 0 | 0 | 0 | 0 | 0 | 0 | 0 | 0 | 0 | 0 | 0 | 0 | 0 | 0
F2_Commercial_Lodging_New_Space Heating_Natural Gas_Boiler_E9 | F2 | Commercial | Lodging | New | Space Heating | Natural Gas | Boiler | E9 | Participant - Cost of Operation | 0 | 0 | 0 | 0 | 0 | 0 | 0 | 0 | 0 | 0 | 0 | 0 | 0 | 0 | 0 | 0 | 0 | 0 | 0 | 0 | 0 | 0 | 0 | 0 | 0 | 0 | 0 | 0 | 0 | 0
F2_Commercial_Lodging_New_Space Heating_Natural Gas_Boiler_E10 | F2 | Commercial | Lodging | New | Space Heating | Natural Gas | Boiler | E10 | Participant - Cost of Operation | 0 | 0 | 0 | 0 | 0 | 0 | 0 | 0 | 0 | 0 | 0 | 0 | 0 | 0 | 0 | 0 | 0 | 0 | 0 | 0 | 0 | 0 | 0 | 0 | 0 | 0 | 0 | 0 | 0 | 0
F3_Commercial_Lodging_New_Space Heating_Natural Gas_Boiler_E1 | F3 | Commercial | Lodging | New | Space Heating | Natural Gas | Boiler | E1 | System - kBTUs of Conusmption | 17.5064 | 17.514 | 17.5179 | 17.551 | 17.574 | 17.5868 | 17.5866 | 17.5845 | 17.578 | 17.5672 | 17.55 | 17.5319 | 17.5104 | 17.4861 | 17.456 | 17.4267 | 17.3953 | 17.3616 | 17.3232 | 17.2862 | 17.2477 | 17.2083 | 0 | 0 | 0 | 0 | 0 | 0 | 0 | 0
F3_Commercial_Lodging_New_Space Heating_Natural Gas_Boiler_E2 | F3 | Commercial | Lodging | New | Space Heating | Natural Gas | Boiler | E2 | System - kBTUs of Conusmption | 16.4766 | 16.4838 | 16.4875 | 16.5186 | 16.5402 | 16.5523 | 16.5521 | 16.5501 | 16.544 | 16.5339 | 16.5177 | 16.5006 | 16.4804 | 16.4575 | 16.4292 | 16.4016 | 16.372 | 16.3403 | 16.3042 | 16.2693 | 16.2332 | 16.196 | 0 | 0 | 0 | 0 | 0 | 0 | 0 | 0
F3_Commercial_Lodging_New_Space Heating_Natural Gas_Boiler_E3 | F3 | Commercial | Lodging | New | Space Heating | Natural Gas | Boiler | E3 | System - kBTUs of Conusmption | 14.4383 | 14.4445 | 14.4478 | 14.475 | 14.494 | 14.5046 | 14.5044 | 14.5027 | 14.4973 | 14.4884 | 14.4743 | 14.4593 | 14.4416 | 14.4215 | 14.3967 | 14.3726 | 14.3466 | 14.3189 | 14.2872 | 14.2566 | 14.2249 | 14.1924 | 0 | 0 | 0 | 0 | 0 | 0 | 0 | 0
F3_Commercial_Lodging_New_Space Heating_Natural Gas_Boiler_E4 | F3 | Commercial | Lodging | New | Space Heating | Natural Gas | Boiler | E4 | System - kBTUs of Conusmption | 9.9056 | 9.9352 | 9.9669 | 10.0284 | 10.078 | 10.1155 | 10.138 | 10.156 | 10.1668 | 10.1703 | 10.1644 | 10.1543 | 10.1377 | 10.1145 | 10.0858 | 10.058 | 10.028 | 9.9959 | 9.9593 | 9.9241 | 9.8875 | 9.8499 | 0 | 0 | 0 | 0 | 0 | 0 | 0 | 0
F3_Commercial_Lodging_New_Space Heating_Natural Gas_Boiler_E5 | F3 | Commercial | Lodging | New | Space Heating | Natural Gas | Boiler | E5 | System - kBTUs of Conusmption | 0 | 0 | 0 | 0 | 0 | 0 | 0 | 0 | 0 | 0 | 0 | 0 | 0 | 0 | 0 | 0 | 0 | 0 | 0 | 0 | 0 | 0 | 0 | 0 | 0 | 0 | 0 | 0 | 0 | 0
F3_Commercial_Lodging_New_Space Heating_Natural Gas_Boiler_E6 | F3 | Commercial | Lodging | New | Space Heating | Natural Gas | Boiler | E6 | System - kBTUs of Conusmption | 0 | 0 | 0 | 0 | 0 | 0 | 0 | 0 | 0 | 0 | 0 | 0 | 0 | 0 | 0 | 0 | 0 | 0 | 0 | 0 | 0 | 0 | 0 | 0 | 0 | 0 | 0 | 0 | 0 | 0
F3_Commercial_Lodging_New_Space Heating_Natural Gas_Boiler_E7 | F3 | Commercial | Lodging | New | Space Heating | Natural Gas | Boiler | E7 | System - kBTUs of Conusmption | 0 | 0 | 0 | 0 | 0 | 0 | 0 | 0 | 0 | 0 | 0 | 0 | 0 | 0 | 0 | 0 | 0 | 0 | 0 | 0 | 0 | 0 | 0 | 0 | 0 | 0 | 0 | 0 | 0 | 0
F3_Commercial_Lodging_New_Space Heating_Natural Gas_Boiler_E8 | F3 | Commercial | Lodging | New | Space Heating | Natural Gas | Boiler | E8 | System - kBTUs of Conusmption | 0 | 0 | 0 | 0 | 0 | 0 | 0 | 0 | 0 | 0 | 0 | 0 | 0 | 0 | 0 | 0 | 0 | 0 | 0 | 0 | 0 | 0 | 0 | 0 | 0 | 0 | 0 | 0 | 0 | 0
F3_Commercial_Lodging_New_Space Heating_Natural Gas_Boiler_E9 | F3 | Commercial | Lodging | New | Space Heating | Natural Gas | Boiler | E9 | System - kBTUs of Conusmption | 0 | 0 | 0 | 0 | 0 | 0 | 0 | 0 | 0 | 0 | 0 | 0 | 0 | 0 | 0 | 0 | 0 | 0 | 0 | 0 | 0 | 0 | 0 | 0 | 0 | 0 | 0 | 0 | 0 | 0
F3_Commercial_Lodging_New_Space Heating_Natural Gas_Boiler_E10 | F3 | Commercial | Lodging | New | Space Heating | Natural Gas | Boiler | E10 | System - kBTUs of Conusmption | 0 | 0 | 0 | 0 | 0 | 0 | 0 | 0 | 0 | 0 | 0 | 0 | 0 | 0 | 0 | 0 | 0 | 0 | 0 | 0 | 0 | 0 | 0 | 0 | 0 | 0 | 0 | 0 | 0 | 0
F4_Commercial_Lodging_New_Space Heating_Natural Gas_Boiler_E1 | F4 | Commercial | Lodging | New | Space Heating | Natural Gas | Boiler | E1 | Utility - Cost of Equipment | 0.1028 | 0.1028 | 0.1028 | 0.1028 | 0.1028 | 0.1028 | 0.1028 | 0.1028 | 0.1028 | 0.1028 | 0.1028 | 0.1028 | 0.1028 | 0.1028 | 0.1028 | 0.1028 | 0.1028 | 0.1028 | 0.1028 | 0.1028 | 0.1028 | 0.1028 | 0 | 0 | 0 | 0 | 0 | 0 | 0 | 0
F4_Commercial_Lodging_New_Space Heating_Natural Gas_Boiler_E2 | F4 | Commercial | Lodging | New | Space Heating | Natural Gas | Boiler | E2 | Utility - Cost of Equipment | 0.11487 | 0.11487 | 0.11487 | 0.11487 | 0.11487 | 0.11487 | 0.11487 | 0.11487 | 0.11487 | 0.11487 | 0.11487 | 0.11487 | 0.11487 | 0.11487 | 0.11487 | 0.11487 | 0.11487 | 0.11487 | 0.11487 | 0.11487 | 0.11487 | 0.11487 | 0 | 0 | 0 | 0 | 0 | 0 | 0 | 0
F4_Commercial_Lodging_New_Space Heating_Natural Gas_Boiler_E3 | F4 | Commercial | Lodging | New | Space Heating | Natural Gas | Boiler | E3 | Utility - Cost of Equipment | 0.13909 | 0.13909 | 0.13909 | 0.13909 | 0.13909 | 0.13909 | 0.13909 | 0.13909 | 0.13909 | 0.13909 | 0.13909 | 0.13909 | 0.13909 | 0.13909 | 0.13909 | 0.13909 | 0.13909 | 0.13909 | 0.13909 | 0.13909 | 0.13909 | 0.13909 | 0 | 0 | 0 | 0 | 0 | 0 | 0 | 0
F4_Commercial_Lodging_New_Space Heating_Natural Gas_Boiler_E4 | F4 | Commercial | Lodging | New | Space Heating | Natural Gas | Boiler | E4 | Utility - Cost of Equipment | 0.71007 | 0.71007 | 0.71007 | 0.71007 | 0.71007 | 0.71007 | 0.71007 | 0.71007 | 0.71007 | 0.71007 | 0.71007 | 0.71007 | 0.71007 | 0.71007 | 0.71007 | 0.71007 | 0.71007 | 0.71007 | 0.71007 | 0.71007 | 0.71007 | 0.71007 | 0 | 0 | 0 | 0 | 0 | 0 | 0 | 0
F4_Commercial_Lodging_New_Space Heating_Natural Gas_Boiler_E5 | F4 | Commercial | Lodging | New | Space Heating | Natural Gas | Boiler | E5 | Utility - Cost of Equipment | 0 | 0 | 0 | 0 | 0 | 0 | 0 | 0 | 0 | 0 | 0 | 0 | 0 | 0 | 0 | 0 | 0 | 0 | 0 | 0 | 0 | 0 | 0 | 0 | 0 | 0 | 0 | 0 | 0 | 0
F4_Commercial_Lodging_New_Space Heating_Natural Gas_Boiler_E6 | F4 | Commercial | Lodging | New | Space Heating | Natural Gas | Boiler | E6 | Utility - Cost of Equipment | 0 | 0 | 0 | 0 | 0 | 0 | 0 | 0 | 0 | 0 | 0 | 0 | 0 | 0 | 0 | 0 | 0 | 0 | 0 | 0 | 0 | 0 | 0 | 0 | 0 | 0 | 0 | 0 | 0 | 0
F4_Commercial_Lodging_New_Space Heating_Natural Gas_Boiler_E7 | F4 | Commercial | Lodging | New | Space Heating | Natural Gas | Boiler | E7 | Utility - Cost of Equipment | 0 | 0 | 0 | 0 | 0 | 0 | 0 | 0 | 0 | 0 | 0 | 0 | 0 | 0 | 0 | 0 | 0 | 0 | 0 | 0 | 0 | 0 | 0 | 0 | 0 | 0 | 0 | 0 | 0 | 0
F4_Commercial_Lodging_New_Space Heating_Natural Gas_Boiler_E8 | F4 | Commercial | Lodging | New | Space Heating | Natural Gas | Boiler | E8 | Utility - Cost of Equipment | 0 | 0 | 0 | 0 | 0 | 0 | 0 | 0 | 0 | 0 | 0 | 0 | 0 | 0 | 0 | 0 | 0 | 0 | 0 | 0 | 0 | 0 | 0 | 0 | 0 | 0 | 0 | 0 | 0 | 0
F4_Commercial_Lodging_New_Space Heating_Natural Gas_Boiler_E9 | F4 | Commercial | Lodging | New | Space Heating | Natural Gas | Boiler | E9 | Utility - Cost of Equipment | 0 | 0 | 0 | 0 | 0 | 0 | 0 | 0 | 0 | 0 | 0 | 0 | 0 | 0 | 0 | 0 | 0 | 0 | 0 | 0 | 0 | 0 | 0 | 0 | 0 | 0 | 0 | 0 | 0 | 0
F4_Commercial_Lodging_New_Space Heating_Natural Gas_Boiler_E10 | F4 | Commercial | Lodging | New | Space Heating | Natural Gas | Boiler | E10 | Utility - Cost of Equipment | 0 | 0 | 0 | 0 | 0 | 0 | 0 | 0 | 0 | 0 | 0 | 0 | 0 | 0 | 0 | 0 | 0 | 0 | 0 | 0 | 0 | 0 | 0 | 0 | 0 | 0 | 0 | 0 | 0 | 0
F5_Commercial_Lodging_New_Space Heating_Natural Gas_Boiler_E1 | F5 | Commercial | Lodging | New | Space Heating | Natural Gas | Boiler | E1 | Utility - Cost of Operation | 0.16796 | 0.16998 | 0.17215 | 0.17491 | 0.17819 | 0.18186 | 0.18536 | 0.18862 | 0.19183 | 0.19507 | 0.19844 | 0.20187 | 0.20532 | 0.20892 | 0.21248 | 0.21613 | 0.21992 | 0.22377 | 0.22768 | 0.23162 | 0.23556 | 0.23947 | 0 | 0 | 0 | 0 | 0 | 0 | 0 | 0
F5_Commercial_Lodging_New_Space Heating_Natural Gas_Boiler_E2 | F5 | Commercial | Lodging | New | Space Heating | Natural Gas | Boiler | E2 | Utility - Cost of Operation | 0.15808 | 0.15998 | 0.16202 | 0.16462 | 0.16771 | 0.17116 | 0.17446 | 0.17753 | 0.18054 | 0.1836 | 0.18676 | 0.18999 | 0.19325 | 0.19663 | 0.19998 | 0.20341 | 0.20699 | 0.21061 | 0.21428 | 0.21799 | 0.2217 | 0.22538 | 0 | 0 | 0 | 0 | 0 | 0 | 0 | 0
F5_Commercial_Lodging_New_Space Heating_Natural Gas_Boiler_E3 | F5 | Commercial | Lodging | New | Space Heating | Natural Gas | Boiler | E3 | Utility - Cost of Operation | 0.13852 | 0.14019 | 0.14198 | 0.14426 | 0.14696 | 0.14999 | 0.15288 | 0.15557 | 0.15821 | 0.16088 | 0.16366 | 0.16649 | 0.16934 | 0.17231 | 0.17524 | 0.17825 | 0.18138 | 0.18455 | 0.18777 | 0.19103 | 0.19427 | 0.1975 | 0 | 0 | 0 | 0 | 0 | 0 | 0 | 0
F5_Commercial_Lodging_New_Space Heating_Natural Gas_Boiler_E4 | F5 | Commercial | Lodging | New | Space Heating | Natural Gas | Boiler | E4 | Utility - Cost of Operation | 0.089192 | 0.090117 | 0.091179 | 0.092721 | 0.094656 | 0.096871 | 0.098904 | 0.1007 | 0.10241 | 0.10411 | 0.10586 | 0.10761 | 0.10933 | 0.1111 | 0.11281 | 0.11457 | 0.11643 | 0.11831 | 0.12021 | 0.12212 | 0.12402 | 0.12592 | 0 | 0 | 0 | 0 | 0 | 0 | 0 | 0
F5_Commercial_Lodging_New_Space Heating_Natural Gas_Boiler_E5 | F5 | Commercial | Lodging | New | Space Heating | Natural Gas | Boiler | E5 | Utility - Cost of Operation | 0 | 0 | 0 | 0 | 0 | 0 | 0 | 0 | 0 | 0 | 0 | 0 | 0 | 0 | 0 | 0 | 0 | 0 | 0 | 0 | 0 | 0 | 0 | 0 | 0 | 0 | 0 | 0 | 0 | 0
F5_Commercial_Lodging_New_Space Heating_Natural Gas_Boiler_E6 | F5 | Commercial | Lodging | New | Space Heating | Natural Gas | Boiler | E6 | Utility - Cost of Operation | 0 | 0 | 0 | 0 | 0 | 0 | 0 | 0 | 0 | 0 | 0 | 0 | 0 | 0 | 0 | 0 | 0 | 0 | 0 | 0 | 0 | 0 | 0 | 0 | 0 | 0 | 0 | 0 | 0 | 0
F5_Commercial_Lodging_New_Space Heating_Natural Gas_Boiler_E7 | F5 | Commercial | Lodging | New | Space Heating | Natural Gas | Boiler | E7 | Utility - Cost of Operation | 0 | 0 | 0 | 0 | 0 | 0 | 0 | 0 | 0 | 0 | 0 | 0 | 0 | 0 | 0 | 0 | 0 | 0 | 0 | 0 | 0 | 0 | 0 | 0 | 0 | 0 | 0 | 0 | 0 | 0
F5_Commercial_Lodging_New_Space Heating_Natural Gas_Boiler_E8 | F5 | Commercial | Lodging | New | Space Heating | Natural Gas | Boiler | E8 | Utility - Cost of Operation | 0 | 0 | 0 | 0 | 0 | 0 | 0 | 0 | 0 | 0 | 0 | 0 | 0 | 0 | 0 | 0 | 0 | 0 | 0 | 0 | 0 | 0 | 0 | 0 | 0 | 0 | 0 | 0 | 0 | 0
F5_Commercial_Lodging_New_Space Heating_Natural Gas_Boiler_E9 | F5 | Commercial | Lodging | New | Space Heating | Natural Gas | Boiler | E9 | Utility - Cost of Operation | 0 | 0 | 0 | 0 | 0 | 0 | 0 | 0 | 0 | 0 | 0 | 0 | 0 | 0 | 0 | 0 | 0 | 0 | 0 | 0 | 0 | 0 | 0 | 0 | 0 | 0 | 0 | 0 | 0 | 0
F5_Commercial_Lodging_New_Space Heating_Natural Gas_Boiler_E10 | F5 | Commercial | Lodging | New | Space Heating | Natural Gas | Boiler | E10 | Utility - Cost of Operation | 0 | 0 | 0 | 0 | 0 | 0 | 0 | 0 | 0 | 0 | 0 | 0 | 0 | 0 | 0 | 0 | 0 | 0 | 0 | 0 | 0 | 0 | 0 | 0 | 0 | 0 | 0 | 0 | 0 | 0
F6_Commercial_Lodging_New_Space Heating_Natural Gas_Boiler_E1 | F6 | Commercial | Lodging | New | Space Heating | Natural Gas | Boiler | E1 | Utility - Value of Sales | 0.20123 | 0.20365 | 0.20625 | 0.20955 | 0.21348 | 0.21788 | 0.22208 | 0.22598 | 0.22982 | 0.23371 | 0.23774 | 0.24185 | 0.24599 | 0.2503 | 0.25457 | 0.25893 | 0.26348 | 0.26809 | 0.27277 | 0.27749 | 0.28221 | 0.2869 | 0 | 0 | 0 | 0 | 0 | 0 | 0 | 0
F6_Commercial_Lodging_New_Space Heating_Natural Gas_Boiler_E2 | F6 | Commercial | Lodging | New | Space Heating | Natural Gas | Boiler | E2 | Utility - Value of Sales | 0.18939 | 0.19167 | 0.19411 | 0.19723 | 0.20093 | 0.20507 | 0.20901 | 0.21269 | 0.2163 | 0.21996 | 0.22375 | 0.22762 | 0.23152 | 0.23558 | 0.23959 | 0.2437 | 0.24798 | 0.25232 | 0.25673 | 0.26117 | 0.26561 | 0.27002 | 0 | 0 | 0 | 0 | 0 | 0 | 0 | 0
F6_Commercial_Lodging_New_Space Heating_Natural Gas_Boiler_E3 | F6 | Commercial | Lodging | New | Space Heating | Natural Gas | Boiler | E3 | Utility - Value of Sales | 0.16596 | 0.16796 | 0.1701 | 0.17283 | 0.17607 | 0.1797 | 0.18315 | 0.18638 | 0.18954 | 0.19275 | 0.19607 | 0.19946 | 0.20288 | 0.20643 | 0.20995 | 0.21355 | 0.2173 | 0.22111 | 0.22497 | 0.22886 | 0.23275 | 0.23662 | 0 | 0 | 0 | 0 | 0 | 0 | 0 | 0
F6_Commercial_Lodging_New_Space Heating_Natural Gas_Boiler_E4 | F6 | Commercial | Lodging | New | Space Heating | Natural Gas | Boiler | E4 | Utility - Value of Sales | 0.10686 | 0.10797 | 0.10924 | 0.11109 | 0.1134 | 0.11606 | 0.11849 | 0.12065 | 0.1227 | 0.12473 | 0.12683 | 0.12893 | 0.13098 | 0.1331 | 0.13516 | 0.13726 | 0.13949 | 0.14174 | 0.14402 | 0.14631 | 0.14859 | 0.15086 | 0 | 0 | 0 | 0 | 0 | 0 | 0 | 0
F6_Commercial_Lodging_New_Space Heating_Natural Gas_Boiler_E5 | F6 | Commercial | Lodging | New | Space Heating | Natural Gas | Boiler | E5 | Utility - Value of Sales | 0 | 0 | 0 | 0 | 0 | 0 | 0 | 0 | 0 | 0 | 0 | 0 | 0 | 0 | 0 | 0 | 0 | 0 | 0 | 0 | 0 | 0 | 0 | 0 | 0 | 0 | 0 | 0 | 0 | 0
F6_Commercial_Lodging_New_Space Heating_Natural Gas_Boiler_E6 | F6 | Commercial | Lodging | New | Space Heating | Natural Gas | Boiler | E6 | Utility - Value of Sales | 0 | 0 | 0 | 0 | 0 | 0 | 0 | 0 | 0 | 0 | 0 | 0 | 0 | 0 | 0 | 0 | 0 | 0 | 0 | 0 | 0 | 0 | 0 | 0 | 0 | 0 | 0 | 0 | 0 | 0
F6_Commercial_Lodging_New_Space Heating_Natural Gas_Boiler_E7 | F6 | Commercial | Lodging | New | Space Heating | Natural Gas | Boiler | E7 | Utility - Value of Sales | 0 | 0 | 0 | 0 | 0 | 0 | 0 | 0 | 0 | 0 | 0 | 0 | 0 | 0 | 0 | 0 | 0 | 0 | 0 | 0 | 0 | 0 | 0 | 0 | 0 | 0 | 0 | 0 | 0 | 0
F6_Commercial_Lodging_New_Space Heating_Natural Gas_Boiler_E8 | F6 | Commercial | Lodging | New | Space Heating | Natural Gas | Boiler | E8 | Utility - Value of Sales | 0 | 0 | 0 | 0 | 0 | 0 | 0 | 0 | 0 | 0 | 0 | 0 | 0 | 0 | 0 | 0 | 0 | 0 | 0 | 0 | 0 | 0 | 0 | 0 | 0 | 0 | 0 | 0 | 0 | 0
F6_Commercial_Lodging_New_Space Heating_Natural Gas_Boiler_E9 | F6 | Commercial | Lodging | New | Space Heating | Natural Gas | Boiler | E9 | Utility - Value of Sales | 0 | 0 | 0 | 0 | 0 | 0 | 0 | 0 | 0 | 0 | 0 | 0 | 0 | 0 | 0 | 0 | 0 | 0 | 0 | 0 | 0 | 0 | 0 | 0 | 0 | 0 | 0 | 0 | 0 | 0
F6_Commercial_Lodging_New_Space Heating_Natural Gas_Boiler_E10 | F6 | Commercial | Lodging | New | Space Heating | Natural Gas | Boiler | E10 | Utility - Value of Sales | 0 | 0 | 0 | 0 | 0 | 0 | 0 | 0 | 0 | 0 | 0 | 0 | 0 | 0 | 0 | 0 | 0 | 0 | 0 | 0 | 0 | 0 | 0 | 0 | 0 | 0 | 0 | 0 | 0 | 0
F1_Commercial_Lodging_New_Space Heating_Natural Gas_Unit Heater_E1 | F1 | Commercial | Lodging | New | Space Heating | Natural Gas | Unit Heater | E1 | Participant - Cost of Equipment | 0.0092686 | 0.0092686 | 0.0092686 | 0.0092686 | 0.0092686 | 0.0092686 | 0.0092686 | 0.0092686 | 0.0092686 | 0.0092686 | 0.0092686 | 0.0092686 | 0.0092686 | 0.0092686 | 0.0092686 | 0.0092686 | 0.0092686 | 0.0092686 | 0.0092686 | 0.0092686 | 0.0092686 | 0.0092686 | 0 | 0 | 0 | 0 | 0 | 0 | 0 | 0
F1_Commercial_Lodging_New_Space Heating_Natural Gas_Unit Heater_E2 | F1 | Commercial | Lodging | New | Space Heating | Natural Gas | Unit Heater | E2 | Participant - Cost of Equipment | 0.020327 | 0.020327 | 0.020327 | 0.020327 | 0.020327 | 0.020327 | 0.020327 | 0.020327 | 0.020327 | 0.020327 | 0.020327 | 0.020327 | 0.020327 | 0.020327 | 0.020327 | 0.020327 | 0.020327 | 0.020327 | 0.020327 | 0.020327 | 0.020327 | 0.020327 | 0 | 0 | 0 | 0 | 0 | 0 | 0 | 0
F1_Commercial_Lodging_New_Space Heating_Natural Gas_Unit Heater_E3 | F1 | Commercial | Lodging | New | Space Heating | Natural Gas | Unit Heater | E3 | Participant - Cost of Equipment | 0.010836 | 0.010836 | 0.010836 | 0.010836 | 0.010836 | 0.010836 | 0.010836 | 0.010836 | 0.010836 | 0.010836 | 0.010836 | 0.010836 | 0.010836 | 0.010836 | 0.010836 | 0.010836 | 0.010836 | 0.010836 | 0.010836 | 0.010836 | 0.010836 | 0.010836 | 0 | 0 | 0 | 0 | 0 | 0 | 0 | 0
F1_Commercial_Lodging_New_Space Heating_Natural Gas_Unit Heater_E4 | F1 | Commercial | Lodging | New | Space Heating | Natural Gas | Unit Heater | E4 | Participant - Cost of Equipment | 0 | 0 | 0 | 0 | 0 | 0 | 0 | 0 | 0 | 0 | 0 | 0 | 0 | 0 | 0 | 0 | 0 | 0 | 0 | 0 | 0 | 0 | 0 | 0 | 0 | 0 | 0 | 0 | 0 | 0
F1_Commercial_Lodging_New_Space Heating_Natural Gas_Unit Heater_E5 | F1 | Commercial | Lodging | New | Space Heating | Natural Gas | Unit Heater | E5 | Participant - Cost of Equipment | 0 | 0 | 0 | 0 | 0 | 0 | 0 | 0 | 0 | 0 | 0 | 0 | 0 | 0 | 0 | 0 | 0 | 0 | 0 | 0 | 0 | 0 | 0 | 0 | 0 | 0 | 0 | 0 | 0 | 0
F1_Commercial_Lodging_New_Space Heating_Natural Gas_Unit Heater_E6 | F1 | Commercial | Lodging | New | Space Heating | Natural Gas | Unit Heater | E6 | Participant - Cost of Equipment | 0 | 0 | 0 | 0 | 0 | 0 | 0 | 0 | 0 | 0 | 0 | 0 | 0 | 0 | 0 | 0 | 0 | 0 | 0 | 0 | 0 | 0 | 0 | 0 | 0 | 0 | 0 | 0 | 0 | 0
F1_Commercial_Lodging_New_Space Heating_Natural Gas_Unit Heater_E7 | F1 | Commercial | Lodging | New | Space Heating | Natural Gas | Unit Heater | E7 | Participant - Cost of Equipment | 0 | 0 | 0 | 0 | 0 | 0 | 0 | 0 | 0 | 0 | 0 | 0 | 0 | 0 | 0 | 0 | 0 | 0 | 0 | 0 | 0 | 0 | 0 | 0 | 0 | 0 | 0 | 0 | 0 | 0
F1_Commercial_Lodging_New_Space Heating_Natural Gas_Unit Heater_E8 | F1 | Commercial | Lodging | New | Space Heating | Natural Gas | Unit Heater | E8 | Participant - Cost of Equipment | 0 | 0 | 0 | 0 | 0 | 0 | 0 | 0 | 0 | 0 | 0 | 0 | 0 | 0 | 0 | 0 | 0 | 0 | 0 | 0 | 0 | 0 | 0 | 0 | 0 | 0 | 0 | 0 | 0 | 0
F1_Commercial_Lodging_New_Space Heating_Natural Gas_Unit Heater_E9 | F1 | Commercial | Lodging | New | Space Heating | Natural Gas | Unit Heater | E9 | Participant - Cost of Equipment | 0 | 0 | 0 | 0 | 0 | 0 | 0 | 0 | 0 | 0 | 0 | 0 | 0 | 0 | 0 | 0 | 0 | 0 | 0 | 0 | 0 | 0 | 0 | 0 | 0 | 0 | 0 | 0 | 0 | 0
F1_Commercial_Lodging_New_Space Heating_Natural Gas_Unit Heater_E10 | F1 | Commercial | Lodging | New | Space Heating | Natural Gas | Unit Heater | E10 | Participant - Cost of Equipment | 0 | 0 | 0 | 0 | 0 | 0 | 0 | 0 | 0 | 0 | 0 | 0 | 0 | 0 | 0 | 0 | 0 | 0 | 0 | 0 | 0 | 0 | 0 | 0 | 0 | 0 | 0 | 0 | 0 | 0
F2_Commercial_Lodging_New_Space Heating_Natural Gas_Unit Heater_E1 | F2 | Commercial | Lodging | New | Space Heating | Natural Gas | Unit Heater | E1 | Participant - Cost of Operation | 0.13007 | 0.13118 | 0.13251 | 0.13472 | 0.13766 | 0.14112 | 0.14431 | 0.14714 | 0.1499 | 0.15256 | 0.15526 | 0.15787 | 0.16033 | 0.1628 | 0.16516 | 0.16758 | 0.17016 | 0.17276 | 0.17539 | 0.17802 | 0.18063 | 0.1832 | 0 | 0 | 0 | 0 | 0 | 0 | 0 | 0
F2_Commercial_Lodging_New_Space Heating_Natural Gas_Unit Heater_E2 | F2 | Commercial | Lodging | New | Space Heating | Natural Gas | Unit Heater | E2 | Participant - Cost of Operation | 0.12388 | 0.12494 | 0.12621 | 0.1283 | 0.1311 | 0.13441 | 0.13744 | 0.14014 | 0.14276 | 0.1453 | 0.14787 | 0.15036 | 0.1527 | 0.15505 | 0.1573 | 0.1596 | 0.16206 | 0.16454 | 0.16704 | 0.16955 | 0.17203 | 0.17448 | 0 | 0 | 0 | 0 | 0 | 0 | 0 | 0
F2_Commercial_Lodging_New_Space Heating_Natural Gas_Unit Heater_E3 | F2 | Commercial | Lodging | New | Space Heating | Natural Gas | Unit Heater | E3 | Participant - Cost of Operation | 0.11298 | 0.11414 | 0.11548 | 0.11747 | 0.11995 | 0.12277 | 0.12536 | 0.12765 | 0.12982 | 0.13196 | 0.13415 | 0.13634 | 0.13846 | 0.1407 | 0.14288 | 0.1451 | 0.14746 | 0.14984 | 0.15224 | 0.15467 | 0.15708 | 0.15948 | 0 | 0 | 0 | 0 | 0 | 0 | 0 | 0
F2_Commercial_Lodging_New_Space Heating_Natural Gas_Unit Heater_E4 | F2 | Commercial | Lodging | New | Space Heating | Natural Gas | Unit Heater | E4 | Participant - Cost of Operation | 0 | 0 | 0 | 0 | 0 | 0 | 0 | 0 | 0 | 0 | 0 | 0 | 0 | 0 | 0 | 0 | 0 | 0 | 0 | 0 | 0 | 0 | 0 | 0 | 0 | 0 | 0 | 0 | 0 | 0
F2_Commercial_Lodging_New_Space Heating_Natural Gas_Unit Heater_E5 | F2 | Commercial | Lodging | New | Space Heating | Natural Gas | Unit Heater | E5 | Participant - Cost of Operation | 0 | 0 | 0 | 0 | 0 | 0 | 0 | 0 | 0 | 0 | 0 | 0 | 0 | 0 | 0 | 0 | 0 | 0 | 0 | 0 | 0 | 0 | 0 | 0 | 0 | 0 | 0 | 0 | 0 | 0
F2_Commercial_Lodging_New_Space Heating_Natural Gas_Unit Heater_E6 | F2 | Commercial | Lodging | New | Space Heating | Natural Gas | Unit Heater | E6 | Participant - Cost of Operation | 0 | 0 | 0 | 0 | 0 | 0 | 0 | 0 | 0 | 0 | 0 | 0 | 0 | 0 | 0 | 0 | 0 | 0 | 0 | 0 | 0 | 0 | 0 | 0 | 0 | 0 | 0 | 0 | 0 | 0
F2_Commercial_Lodging_New_Space Heating_Natural Gas_Unit Heater_E7 | F2 | Commercial | Lodging | New | Space Heating | Natural Gas | Unit Heater | E7 | Participant - Cost of Operation | 0 | 0 | 0 | 0 | 0 | 0 | 0 | 0 | 0 | 0 | 0 | 0 | 0 | 0 | 0 | 0 | 0 | 0 | 0 | 0 | 0 | 0 | 0 | 0 | 0 | 0 | 0 | 0 | 0 | 0
F2_Commercial_Lodging_New_Space Heating_Natural Gas_Unit Heater_E8 | F2 | Commercial | Lodging | New | Space Heating | Natural Gas | Unit Heater | E8 | Participant - Cost of Operation | 0 | 0 | 0 | 0 | 0 | 0 | 0 | 0 | 0 | 0 | 0 | 0 | 0 | 0 | 0 | 0 | 0 | 0 | 0 | 0 | 0 | 0 | 0 | 0 | 0 | 0 | 0 | 0 | 0 | 0
F2_Commercial_Lodging_New_Space Heating_Natural Gas_Unit Heater_E9 | F2 | Commercial | Lodging | New | Space Heating | Natural Gas | Unit Heater | E9 | Participant - Cost of Operation | 0 | 0 | 0 | 0 | 0 | 0 | 0 | 0 | 0 | 0 | 0 | 0 | 0 | 0 | 0 | 0 | 0 | 0 | 0 | 0 | 0 | 0 | 0 | 0 | 0 | 0 | 0 | 0 | 0 | 0
F2_Commercial_Lodging_New_Space Heating_Natural Gas_Unit Heater_E10 | F2 | Commercial | Lodging | New | Space Heating | Natural Gas | Unit Heater | E10 | Participant - Cost of Operation | 0 | 0 | 0 | 0 | 0 | 0 | 0 | 0 | 0 | 0 | 0 | 0 | 0 | 0 | 0 | 0 | 0 | 0 | 0 | 0 | 0 | 0 | 0 | 0 | 0 | 0 | 0 | 0 | 0 | 0
F3_Commercial_Lodging_New_Space Heating_Natural Gas_Unit Heater_E1 | F3 | Commercial | Lodging | New | Space Heating | Natural Gas | Unit Heater | E1 | System - kBTUs of Conusmption | 12.1984 | 12.2349 | 12.2753 | 12.3681 | 12.4503 | 12.5195 | 12.5721 | 12.6243 | 12.6729 | 12.7039 | 12.7144 | 12.7121 | 12.6932 | 12.6572 | 12.6128 | 12.5695 | 12.523 | 12.4732 | 12.4164 | 12.3617 | 12.3049 | 12.2465 | 0 | 0 | 0 | 0 | 0 | 0 | 0 | 0
F3_Commercial_Lodging_New_Space Heating_Natural Gas_Unit Heater_E2 | F3 | Commercial | Lodging | New | Space Heating | Natural Gas | Unit Heater | E2 | System - kBTUs of Conusmption | 11.6178 | 11.6525 | 11.691 | 11.7795 | 11.8577 | 11.9236 | 11.9737 | 12.0234 | 12.0697 | 12.0992 | 12.1092 | 12.107 | 12.0891 | 12.0548 | 12.0125 | 11.9712 | 11.9269 | 11.8795 | 11.8254 | 11.7733 | 11.7192 | 11.6636 | 0 | 0 | 0 | 0 | 0 | 0 | 0 | 0
F3_Commercial_Lodging_New_Space Heating_Natural Gas_Unit Heater_E3 | F3 | Commercial | Lodging | New | Space Heating | Natural Gas | Unit Heater | E3 | System - kBTUs of Conusmption | 10.4535 | 10.4853 | 10.519 | 10.5882 | 10.6438 | 10.686 | 10.7115 | 10.7314 | 10.7426 | 10.7453 | 10.7373 | 10.7239 | 10.7024 | 10.6779 | 10.6477 | 10.6182 | 10.5866 | 10.5527 | 10.5141 | 10.4769 | 10.4383 | 10.3986 | 0 | 0 | 0 | 0 | 0 | 0 | 0 | 0
F3_Commercial_Lodging_New_Space Heating_Natural Gas_Unit Heater_E4 | F3 | Commercial | Lodging | New | Space Heating | Natural Gas | Unit Heater | E4 | System - kBTUs of Conusmption | 0 | 0 | 0 | 0 | 0 | 0 | 0 | 0 | 0 | 0 | 0 | 0 | 0 | 0 | 0 | 0 | 0 | 0 | 0 | 0 | 0 | 0 | 0 | 0 | 0 | 0 | 0 | 0 | 0 | 0
F3_Commercial_Lodging_New_Space Heating_Natural Gas_Unit Heater_E5 | F3 | Commercial | Lodging | New | Space Heating | Natural Gas | Unit Heater | E5 | System - kBTUs of Conusmption | 0 | 0 | 0 | 0 | 0 | 0 | 0 | 0 | 0 | 0 | 0 | 0 | 0 | 0 | 0 | 0 | 0 | 0 | 0 | 0 | 0 | 0 | 0 | 0 | 0 | 0 | 0 | 0 | 0 | 0
F3_Commercial_Lodging_New_Space Heating_Natural Gas_Unit Heater_E6 | F3 | Commercial | Lodging | New | Space Heating | Natural Gas | Unit Heater | E6 | System - kBTUs of Conusmption | 0 | 0 | 0 | 0 | 0 | 0 | 0 | 0 | 0 | 0 | 0 | 0 | 0 | 0 | 0 | 0 | 0 | 0 | 0 | 0 | 0 | 0 | 0 | 0 | 0 | 0 | 0 | 0 | 0 | 0
F3_Commercial_Lodging_New_Space Heating_Natural Gas_Unit Heater_E7 | F3 | Commercial | Lodging | New | Space Heating | Natural Gas | Unit Heater | E7 | System - kBTUs of Conusmption | 0 | 0 | 0 | 0 | 0 | 0 | 0 | 0 | 0 | 0 | 0 | 0 | 0 | 0 | 0 | 0 | 0 | 0 | 0 | 0 | 0 | 0 | 0 | 0 | 0 | 0 | 0 | 0 | 0 | 0
F3_Commercial_Lodging_New_Space Heating_Natural Gas_Unit Heater_E8 | F3 | Commercial | Lodging | New | Space Heating | Natural Gas | Unit Heater | E8 | System - kBTUs of Conusmption | 0 | 0 | 0 | 0 | 0 | 0 | 0 | 0 | 0 | 0 | 0 | 0 | 0 | 0 | 0 | 0 | 0 | 0 | 0 | 0 | 0 | 0 | 0 | 0 | 0 | 0 | 0 | 0 | 0 | 0
F3_Commercial_Lodging_New_Space Heating_Natural Gas_Unit Heater_E9 | F3 | Commercial | Lodging | New | Space Heating | Natural Gas | Unit Heater | E9 | System - kBTUs of Conusmption | 0 | 0 | 0 | 0 | 0 | 0 | 0 | 0 | 0 | 0 | 0 | 0 | 0 | 0 | 0 | 0 | 0 | 0 | 0 | 0 | 0 | 0 | 0 | 0 | 0 | 0 | 0 | 0 | 0 | 0
F3_Commercial_Lodging_New_Space Heating_Natural Gas_Unit Heater_E10 | F3 | Commercial | Lodging | New | Space Heating | Natural Gas | Unit Heater | E10 | System - kBTUs of Conusmption | 0 | 0 | 0 | 0 | 0 | 0 | 0 | 0 | 0 | 0 | 0 | 0 | 0 | 0 | 0 | 0 | 0 | 0 | 0 | 0 | 0 | 0 | 0 | 0 | 0 | 0 | 0 | 0 | 0 | 0
F4_Commercial_Lodging_New_Space Heating_Natural Gas_Unit Heater_E1 | F4 | Commercial | Lodging | New | Space Heating | Natural Gas | Unit Heater | E1 | Utility - Cost of Equipment | 0.0092686 | 0.0092686 | 0.0092686 | 0.0092686 | 0.0092686 | 0.0092686 | 0.0092686 | 0.0092686 | 0.0092686 | 0.0092686 | 0.0092686 | 0.0092686 | 0.0092686 | 0.0092686 | 0.0092686 | 0.0092686 | 0.0092686 | 0.0092686 | 0.0092686 | 0.0092686 | 0.0092686 | 0.0092686 | 0 | 0 | 0 | 0 | 0 | 0 | 0 | 0
F4_Commercial_Lodging_New_Space Heating_Natural Gas_Unit Heater_E2 | F4 | Commercial | Lodging | New | Space Heating | Natural Gas | Unit Heater | E2 | Utility - Cost of Equipment | 0.020327 | 0.020327 | 0.020327 | 0.020327 | 0.020327 | 0.020327 | 0.020327 | 0.020327 | 0.020327 | 0.020327 | 0.020327 | 0.020327 | 0.020327 | 0.020327 | 0.020327 | 0.020327 | 0.020327 | 0.020327 | 0.020327 | 0.020327 | 0.020327 | 0.020327 | 0 | 0 | 0 | 0 | 0 | 0 | 0 | 0
F4_Commercial_Lodging_New_Space Heating_Natural Gas_Unit Heater_E3 | F4 | Commercial | Lodging | New | Space Heating | Natural Gas | Unit Heater | E3 | Utility - Cost of Equipment | 0.010836 | 0.010836 | 0.010836 | 0.010836 | 0.010836 | 0.010836 | 0.010836 | 0.010836 | 0.010836 | 0.010836 | 0.010836 | 0.010836 | 0.010836 | 0.010836 | 0.010836 | 0.010836 | 0.010836 | 0.010836 | 0.010836 | 0.010836 | 0.010836 | 0.010836 | 0 | 0 | 0 | 0 | 0 | 0 | 0 | 0
F4_Commercial_Lodging_New_Space Heating_Natural Gas_Unit Heater_E4 | F4 | Commercial | Lodging | New | Space Heating | Natural Gas | Unit Heater | E4 | Utility - Cost of Equipment | 0 | 0 | 0 | 0 | 0 | 0 | 0 | 0 | 0 | 0 | 0 | 0 | 0 | 0 | 0 | 0 | 0 | 0 | 0 | 0 | 0 | 0 | 0 | 0 | 0 | 0 | 0 | 0 | 0 | 0
F4_Commercial_Lodging_New_Space Heating_Natural Gas_Unit Heater_E5 | F4 | Commercial | Lodging | New | Space Heating | Natural Gas | Unit Heater | E5 | Utility - Cost of Equipment | 0 | 0 | 0 | 0 | 0 | 0 | 0 | 0 | 0 | 0 | 0 | 0 | 0 | 0 | 0 | 0 | 0 | 0 | 0 | 0 | 0 | 0 | 0 | 0 | 0 | 0 | 0 | 0 | 0 | 0
F4_Commercial_Lodging_New_Space Heating_Natural Gas_Unit Heater_E6 | F4 | Commercial | Lodging | New | Space Heating | Natural Gas | Unit Heater | E6 | Utility - Cost of Equipment | 0 | 0 | 0 | 0 | 0 | 0 | 0 | 0 | 0 | 0 | 0 | 0 | 0 | 0 | 0 | 0 | 0 | 0 | 0 | 0 | 0 | 0 | 0 | 0 | 0 | 0 | 0 | 0 | 0 | 0
F4_Commercial_Lodging_New_Space Heating_Natural Gas_Unit Heater_E7 | F4 | Commercial | Lodging | New | Space Heating | Natural Gas | Unit Heater | E7 | Utility - Cost of Equipment | 0 | 0 | 0 | 0 | 0 | 0 | 0 | 0 | 0 | 0 | 0 | 0 | 0 | 0 | 0 | 0 | 0 | 0 | 0 | 0 | 0 | 0 | 0 | 0 | 0 | 0 | 0 | 0 | 0 | 0
F4_Commercial_Lodging_New_Space Heating_Natural Gas_Unit Heater_E8 | F4 | Commercial | Lodging | New | Space Heating | Natural Gas | Unit Heater | E8 | Utility - Cost of Equipment | 0 | 0 | 0 | 0 | 0 | 0 | 0 | 0 | 0 | 0 | 0 | 0 | 0 | 0 | 0 | 0 | 0 | 0 | 0 | 0 | 0 | 0 | 0 | 0 | 0 | 0 | 0 | 0 | 0 | 0
F4_Commercial_Lodging_New_Space Heating_Natural Gas_Unit Heater_E9 | F4 | Commercial | Lodging | New | Space Heating | Natural Gas | Unit Heater | E9 | Utility - Cost of Equipment | 0 | 0 | 0 | 0 | 0 | 0 | 0 | 0 | 0 | 0 | 0 | 0 | 0 | 0 | 0 | 0 | 0 | 0 | 0 | 0 | 0 | 0 | 0 | 0 | 0 | 0 | 0 | 0 | 0 | 0
F4_Commercial_Lodging_New_Space Heating_Natural Gas_Unit Heater_E10 | F4 | Commercial | Lodging | New | Space Heating | Natural Gas | Unit Heater | E10 | Utility - Cost of Equipment | 0 | 0 | 0 | 0 | 0 | 0 | 0 | 0 | 0 | 0 | 0 | 0 | 0 | 0 | 0 | 0 | 0 | 0 | 0 | 0 | 0 | 0 | 0 | 0 | 0 | 0 | 0 | 0 | 0 | 0
F5_Commercial_Lodging_New_Space Heating_Natural Gas_Unit Heater_E1 | F5 | Commercial | Lodging | New | Space Heating | Natural Gas | Unit Heater | E1 | Utility - Cost of Operation | 0.10857 | 0.10949 | 0.11061 | 0.11245 | 0.1149 | 0.11779 | 0.12045 | 0.12282 | 0.12511 | 0.12734 | 0.12959 | 0.13177 | 0.13383 | 0.13589 | 0.13785 | 0.13987 | 0.14203 | 0.1442 | 0.14639 | 0.14859 | 0.15077 | 0.15291 | 0 | 0 | 0 | 0 | 0 | 0 | 0 | 0
F5_Commercial_Lodging_New_Space Heating_Natural Gas_Unit Heater_E2 | F5 | Commercial | Lodging | New | Space Heating | Natural Gas | Unit Heater | E2 | Utility - Cost of Operation | 0.1034 | 0.10428 | 0.10534 | 0.10709 | 0.10943 | 0.11219 | 0.11472 | 0.11697 | 0.11916 | 0.12128 | 0.12342 | 0.1255 | 0.12746 | 0.12942 | 0.13129 | 0.13321 | 0.13527 | 0.13734 | 0.13943 | 0.14152 | 0.14359 | 0.14563 | 0 | 0 | 0 | 0 | 0 | 0 | 0 | 0
F5_Commercial_Lodging_New_Space Heating_Natural Gas_Unit Heater_E3 | F5 | Commercial | Lodging | New | Space Heating | Natural Gas | Unit Heater | E3 | Utility - Cost of Operation | 0.094298 | 0.095273 | 0.096392 | 0.098052 | 0.10012 | 0.10247 | 0.10464 | 0.10654 | 0.10835 | 0.11014 | 0.11197 | 0.1138 | 0.11557 | 0.11744 | 0.11925 | 0.12111 | 0.12308 | 0.12507 | 0.12707 | 0.1291 | 0.13111 | 0.13311 | 0 | 0 | 0 | 0 | 0 | 0 | 0 | 0
F5_Commercial_Lodging_New_Space Heating_Natural Gas_Unit Heater_E4 | F5 | Commercial | Lodging | New | Space Heating | Natural Gas | Unit Heater | E4 | Utility - Cost of Operation | 0 | 0 | 0 | 0 | 0 | 0 | 0 | 0 | 0 | 0 | 0 | 0 | 0 | 0 | 0 | 0 | 0 | 0 | 0 | 0 | 0 | 0 | 0 | 0 | 0 | 0 | 0 | 0 | 0 | 0
F5_Commercial_Lodging_New_Space Heating_Natural Gas_Unit Heater_E5 | F5 | Commercial | Lodging | New | Space Heating | Natural Gas | Unit Heater | E5 | Utility - Cost of Operation | 0 | 0 | 0 | 0 | 0 | 0 | 0 | 0 | 0 | 0 | 0 | 0 | 0 | 0 | 0 | 0 | 0 | 0 | 0 | 0 | 0 | 0 | 0 | 0 | 0 | 0 | 0 | 0 | 0 | 0
F5_Commercial_Lodging_New_Space Heating_Natural Gas_Unit Heater_E6 | F5 | Commercial | Lodging | New | Space Heating | Natural Gas | Unit Heater | E6 | Utility - Cost of Operation | 0 | 0 | 0 | 0 | 0 | 0 | 0 | 0 | 0 | 0 | 0 | 0 | 0 | 0 | 0 | 0 | 0 | 0 | 0 | 0 | 0 | 0 | 0 | 0 | 0 | 0 | 0 | 0 | 0 | 0
F5_Commercial_Lodging_New_Space Heating_Natural Gas_Unit Heater_E7 | F5 | Commercial | Lodging | New | Space Heating | Natural Gas | Unit Heater | E7 | Utility - Cost of Operation | 0 | 0 | 0 | 0 | 0 | 0 | 0 | 0 | 0 | 0 | 0 | 0 | 0 | 0 | 0 | 0 | 0 | 0 | 0 | 0 | 0 | 0 | 0 | 0 | 0 | 0 | 0 | 0 | 0 | 0
F5_Commercial_Lodging_New_Space Heating_Natural Gas_Unit Heater_E8 | F5 | Commercial | Lodging | New | Space Heating | Natural Gas | Unit Heater | E8 | Utility - Cost of Operation | 0 | 0 | 0 | 0 | 0 | 0 | 0 | 0 | 0 | 0 | 0 | 0 | 0 | 0 | 0 | 0 | 0 | 0 | 0 | 0 | 0 | 0 | 0 | 0 | 0 | 0 | 0 | 0 | 0 | 0
F5_Commercial_Lodging_New_Space Heating_Natural Gas_Unit Heater_E9 | F5 | Commercial | Lodging | New | Space Heating | Natural Gas | Unit Heater | E9 | Utility - Cost of Operation | 0 | 0 | 0 | 0 | 0 | 0 | 0 | 0 | 0 | 0 | 0 | 0 | 0 | 0 | 0 | 0 | 0 | 0 | 0 | 0 | 0 | 0 | 0 | 0 | 0 | 0 | 0 | 0 | 0 | 0
F5_Commercial_Lodging_New_Space Heating_Natural Gas_Unit Heater_E10 | F5 | Commercial | Lodging | New | Space Heating | Natural Gas | Unit Heater | E10 | Utility - Cost of Operation | 0 | 0 | 0 | 0 | 0 | 0 | 0 | 0 | 0 | 0 | 0 | 0 | 0 | 0 | 0 | 0 | 0 | 0 | 0 | 0 | 0 | 0 | 0 | 0 | 0 | 0 | 0 | 0 | 0 | 0
F6_Commercial_Lodging_New_Space Heating_Natural Gas_Unit Heater_E1 | F6 | Commercial | Lodging | New | Space Heating | Natural Gas | Unit Heater | E1 | Utility - Value of Sales | 0.13007 | 0.13118 | 0.13251 | 0.13472 | 0.13766 | 0.14112 | 0.14431 | 0.14714 | 0.1499 | 0.15256 | 0.15526 | 0.15787 | 0.16033 | 0.1628 | 0.16516 | 0.16758 | 0.17016 | 0.17276 | 0.17539 | 0.17802 | 0.18063 | 0.1832 | 0 | 0 | 0 | 0 | 0 | 0 | 0 | 0
F6_Commercial_Lodging_New_Space Heating_Natural Gas_Unit Heater_E2 | F6 | Commercial | Lodging | New | Space Heating | Natural Gas | Unit Heater | E2 | Utility - Value of Sales | 0.12388 | 0.12494 | 0.12621 | 0.1283 | 0.1311 | 0.13441 | 0.13744 | 0.14014 | 0.14276 | 0.1453 | 0.14787 | 0.15036 | 0.1527 | 0.15505 | 0.1573 | 0.1596 | 0.16206 | 0.16454 | 0.16704 | 0.16955 | 0.17203 | 0.17448 | 0 | 0 | 0 | 0 | 0 | 0 | 0 | 0
F6_Commercial_Lodging_New_Space Heating_Natural Gas_Unit Heater_E3 | F6 | Commercial | Lodging | New | Space Heating | Natural Gas | Unit Heater | E3 | Utility - Value of Sales | 0.11298 | 0.11414 | 0.11548 | 0.11747 | 0.11995 | 0.12277 | 0.12536 | 0.12765 | 0.12982 | 0.13196 | 0.13415 | 0.13634 | 0.13846 | 0.1407 | 0.14288 | 0.1451 | 0.14746 | 0.14984 | 0.15224 | 0.15467 | 0.15708 | 0.15948 | 0 | 0 | 0 | 0 | 0 | 0 | 0 | 0
F6_Commercial_Lodging_New_Space Heating_Natural Gas_Unit Heater_E4 | F6 | Commercial | Lodging | New | Space Heating | Natural Gas | Unit Heater | E4 | Utility - Value of Sales | 0 | 0 | 0 | 0 | 0 | 0 | 0 | 0 | 0 | 0 | 0 | 0 | 0 | 0 | 0 | 0 | 0 | 0 | 0 | 0 | 0 | 0 | 0 | 0 | 0 | 0 | 0 | 0 | 0 | 0
F6_Commercial_Lodging_New_Space Heating_Natural Gas_Unit Heater_E5 | F6 | Commercial | Lodging | New | Space Heating | Natural Gas | Unit Heater | E5 | Utility - Value of Sales | 0 | 0 | 0 | 0 | 0 | 0 | 0 | 0 | 0 | 0 | 0 | 0 | 0 | 0 | 0 | 0 | 0 | 0 | 0 | 0 | 0 | 0 | 0 | 0 | 0 | 0 | 0 | 0 | 0 | 0
F6_Commercial_Lodging_New_Space Heating_Natural Gas_Unit Heater_E6 | F6 | Commercial | Lodging | New | Space Heating | Natural Gas | Unit Heater | E6 | Utility - Value of Sales | 0 | 0 | 0 | 0 | 0 | 0 | 0 | 0 | 0 | 0 | 0 | 0 | 0 | 0 | 0 | 0 | 0 | 0 | 0 | 0 | 0 | 0 | 0 | 0 | 0 | 0 | 0 | 0 | 0 | 0
F6_Commercial_Lodging_New_Space Heating_Natural Gas_Unit Heater_E7 | F6 | Commercial | Lodging | New | Space Heating | Natural Gas | Unit Heater | E7 | Utility - Value of Sales | 0 | 0 | 0 | 0 | 0 | 0 | 0 | 0 | 0 | 0 | 0 | 0 | 0 | 0 | 0 | 0 | 0 | 0 | 0 | 0 | 0 | 0 | 0 | 0 | 0 | 0 | 0 | 0 | 0 | 0
F6_Commercial_Lodging_New_Space Heating_Natural Gas_Unit Heater_E8 | F6 | Commercial | Lodging | New | Space Heating | Natural Gas | Unit Heater | E8 | Utility - Value of Sales | 0 | 0 | 0 | 0 | 0 | 0 | 0 | 0 | 0 | 0 | 0 | 0 | 0 | 0 | 0 | 0 | 0 | 0 | 0 | 0 | 0 | 0 | 0 | 0 | 0 | 0 | 0 | 0 | 0 | 0
F6_Commercial_Lodging_New_Space Heating_Natural Gas_Unit Heater_E9 | F6 | Commercial | Lodging | New | Space Heating | Natural Gas | Unit Heater | E9 | Utility - Value of Sales | 0 | 0 | 0 | 0 | 0 | 0 | 0 | 0 | 0 | 0 | 0 | 0 | 0 | 0 | 0 | 0 | 0 | 0 | 0 | 0 | 0 | 0 | 0 | 0 | 0 | 0 | 0 | 0 | 0 | 0
F6_Commercial_Lodging_New_Space Heating_Natural Gas_Unit Heater_E10 | F6 | Commercial | Lodging | New | Space Heating | Natural Gas | Unit Heater | E10 | Utility - Value of Sales | 0 | 0 | 0 | 0 | 0 | 0 | 0 | 0 | 0 | 0 | 0 | 0 | 0 | 0 | 0 | 0 | 0 | 0 | 0 | 0 | 0 | 0 | 0 | 0 | 0 | 0 | 0 | 0 | 0 | 0
F1_Commercial_Lodging_New_Water Heating_Natural Gas_Water Heater_E1 | F1 | Commercial | Lodging | New | Water Heating | Natural Gas | Water Heater | E1 | Participant - Cost of Equipment | 0.2392 | 0.2392 | 0.2392 | 0.2392 | 0.2392 | 0.2392 | 0.2392 | 0.2392 | 0.2392 | 0.2392 | 0.2392 | 0.2392 | 0.2392 | 0.2392 | 0.2392 | 0.2392 | 0.2392 | 0.2392 | 0.2392 | 0.2392 | 0.2392 | 0.2392 | 0 | 0 | 0 | 0 | 0 | 0 | 0 | 0
F1_Commercial_Lodging_New_Water Heating_Natural Gas_Water Heater_E2 | F1 | Commercial | Lodging | New | Water Heating | Natural Gas | Water Heater | E2 | Participant - Cost of Equipment | 0.2369 | 0.2369 | 0.2369 | 0.2369 | 0.2369 | 0.2369 | 0.2369 | 0.2369 | 0.2369 | 0.2369 | 0.2369 | 0.2369 | 0.2369 | 0.2369 | 0.2369 | 0.2369 | 0.2369 | 0.2369 | 0.2369 | 0.2369 | 0.2369 | 0.2369 | 0 | 0 | 0 | 0 | 0 | 0 | 0 | 0
F1_Commercial_Lodging_New_Water Heating_Natural Gas_Water Heater_E3 | F1 | Commercial | Lodging | New | Water Heating | Natural Gas | Water Heater | E3 | Participant - Cost of Equipment | 0.24183 | 0.24183 | 0.24183 | 0.24183 | 0.24183 | 0.24183 | 0.24183 | 0.24183 | 0.24183 | 0.24183 | 0.24183 | 0.24183 | 0.24183 | 0.24183 | 0.24183 | 0.24183 | 0.24183 | 0.24183 | 0.24183 | 0.24183 | 0.24183 | 0.24183 | 0 | 0 | 0 | 0 | 0 | 0 | 0 | 0
F1_Commercial_Lodging_New_Water Heating_Natural Gas_Water Heater_E4 | F1 | Commercial | Lodging | New | Water Heating | Natural Gas | Water Heater | E4 | Participant - Cost of Equipment | 0.19306 | 0.19306 | 0.19306 | 0.19306 | 0.19306 | 0.19306 | 0.19306 | 0.19306 | 0.19306 | 0.19306 | 0.19306 | 0.19306 | 0.19306 | 0.19306 | 0.19306 | 0.19306 | 0.19306 | 0.19306 | 0.19306 | 0.19306 | 0.19306 | 0.19306 | 0 | 0 | 0 | 0 | 0 | 0 | 0 | 0
F1_Commercial_Lodging_New_Water Heating_Natural Gas_Water Heater_E5 | F1 | Commercial | Lodging | New | Water Heating | Natural Gas | Water Heater | E5 | Participant - Cost of Equipment | 0 | 0 | 0 | 0 | 0 | 0 | 0 | 0 | 0 | 0 | 0 | 0 | 0 | 0 | 0 | 0 | 0 | 0 | 0 | 0 | 0 | 0 | 0 | 0 | 0 | 0 | 0 | 0 | 0 | 0
F1_Commercial_Lodging_New_Water Heating_Natural Gas_Water Heater_E6 | F1 | Commercial | Lodging | New | Water Heating | Natural Gas | Water Heater | E6 | Participant - Cost of Equipment | 0 | 0 | 0 | 0 | 0 | 0 | 0 | 0 | 0 | 0 | 0 | 0 | 0 | 0 | 0 | 0 | 0 | 0 | 0 | 0 | 0 | 0 | 0 | 0 | 0 | 0 | 0 | 0 | 0 | 0
F1_Commercial_Lodging_New_Water Heating_Natural Gas_Water Heater_E7 | F1 | Commercial | Lodging | New | Water Heating | Natural Gas | Water Heater | E7 | Participant - Cost of Equipment | 0 | 0 | 0 | 0 | 0 | 0 | 0 | 0 | 0 | 0 | 0 | 0 | 0 | 0 | 0 | 0 | 0 | 0 | 0 | 0 | 0 | 0 | 0 | 0 | 0 | 0 | 0 | 0 | 0 | 0
F1_Commercial_Lodging_New_Water Heating_Natural Gas_Water Heater_E8 | F1 | Commercial | Lodging | New | Water Heating | Natural Gas | Water Heater | E8 | Participant - Cost of Equipment | 0 | 0 | 0 | 0 | 0 | 0 | 0 | 0 | 0 | 0 | 0 | 0 | 0 | 0 | 0 | 0 | 0 | 0 | 0 | 0 | 0 | 0 | 0 | 0 | 0 | 0 | 0 | 0 | 0 | 0
F1_Commercial_Lodging_New_Water Heating_Natural Gas_Water Heater_E9 | F1 | Commercial | Lodging | New | Water Heating | Natural Gas | Water Heater | E9 | Participant - Cost of Equipment | 0 | 0 | 0 | 0 | 0 | 0 | 0 | 0 | 0 | 0 | 0 | 0 | 0 | 0 | 0 | 0 | 0 | 0 | 0 | 0 | 0 | 0 | 0 | 0 | 0 | 0 | 0 | 0 | 0 | 0
F1_Commercial_Lodging_New_Water Heating_Natural Gas_Water Heater_E10 | F1 | Commercial | Lodging | New | Water Heating | Natural Gas | Water Heater | E10 | Participant - Cost of Equipment | 0 | 0 | 0 | 0 | 0 | 0 | 0 | 0 | 0 | 0 | 0 | 0 | 0 | 0 | 0 | 0 | 0 | 0 | 0 | 0 | 0 | 0 | 0 | 0 | 0 | 0 | 0 | 0 | 0 | 0
F2_Commercial_Lodging_New_Water Heating_Natural Gas_Water Heater_E1 | F2 | Commercial | Lodging | New | Water Heating | Natural Gas | Water Heater | E1 | Participant - Cost of Operation | 1.3283 | 1.3372 | 1.3486 | 1.3708 | 1.4015 | 1.4385 | 1.4721 | 1.5009 | 1.5282 | 1.5561 | 1.586 | 1.6151 | 1.6426 | 1.6704 | 1.6949 | 1.7181 | 1.7432 | 1.7684 | 1.7938 | 1.8191 | 1.844 | 1.8683 | 0 | 0 | 0 | 0 | 0 | 0 | 0 | 0
F2_Commercial_Lodging_New_Water Heating_Natural Gas_Water Heater_E2 | F2 | Commercial | Lodging | New | Water Heating | Natural Gas | Water Heater | E2 | Participant - Cost of Operation | 1.2176 | 1.2257 | 1.2362 | 1.2565 | 1.2847 | 1.3186 | 1.3494 | 1.3758 | 1.4008 | 1.4264 | 1.4538 | 1.4805 | 1.5057 | 1.5312 | 1.5537 | 1.5749 | 1.598 | 1.6211 | 1.6443 | 1.6675 | 1.6903 | 1.7126 | 0 | 0 | 0 | 0 | 0 | 0 | 0 | 0
F2_Commercial_Lodging_New_Water Heating_Natural Gas_Water Heater_E3 | F2 | Commercial | Lodging | New | Water Heating | Natural Gas | Water Heater | E3 | Participant - Cost of Operation | 1.1928 | 1.2007 | 1.211 | 1.2309 | 1.2585 | 1.2917 | 1.3219 | 1.3477 | 1.3722 | 1.3973 | 1.4241 | 1.4503 | 1.475 | 1.4999 | 1.522 | 1.5428 | 1.5654 | 1.588 | 1.6107 | 1.6335 | 1.6558 | 1.6776 | 0 | 0 | 0 | 0 | 0 | 0 | 0 | 0
F2_Commercial_Lodging_New_Water Heating_Natural Gas_Water Heater_E4 | F2 | Commercial | Lodging | New | Water Heating | Natural Gas | Water Heater | E4 | Participant - Cost of Operation | 0.79727 | 0.80457 | 0.81318 | 0.82683 | 0.84473 | 0.86576 | 0.88525 | 0.90221 | 0.91813 | 0.93374 | 0.94967 | 0.96539 | 0.98049 | 0.99587 | 1.0107 | 1.0258 | 1.042 | 1.0582 | 1.0747 | 1.0912 | 1.1076 | 1.1237 | 0 | 0 | 0 | 0 | 0 | 0 | 0 | 0
F2_Commercial_Lodging_New_Water Heating_Natural Gas_Water Heater_E5 | F2 | Commercial | Lodging | New | Water Heating | Natural Gas | Water Heater | E5 | Participant - Cost of Operation | 0 | 0 | 0 | 0 | 0 | 0 | 0 | 0 | 0 | 0 | 0 | 0 | 0 | 0 | 0 | 0 | 0 | 0 | 0 | 0 | 0 | 0 | 0 | 0 | 0 | 0 | 0 | 0 | 0 | 0
F2_Commercial_Lodging_New_Water Heating_Natural Gas_Water Heater_E6 | F2 | Commercial | Lodging | New | Water Heating | Natural Gas | Water Heater | E6 | Participant - Cost of Operation | 0 | 0 | 0 | 0 | 0 | 0 | 0 | 0 | 0 | 0 | 0 | 0 | 0 | 0 | 0 | 0 | 0 | 0 | 0 | 0 | 0 | 0 | 0 | 0 | 0 | 0 | 0 | 0 | 0 | 0
F2_Commercial_Lodging_New_Water Heating_Natural Gas_Water Heater_E7 | F2 | Commercial | Lodging | New | Water Heating | Natural Gas | Water Heater | E7 | Participant - Cost of Operation | 0 | 0 | 0 | 0 | 0 | 0 | 0 | 0 | 0 | 0 | 0 | 0 | 0 | 0 | 0 | 0 | 0 | 0 | 0 | 0 | 0 | 0 | 0 | 0 | 0 | 0 | 0 | 0 | 0 | 0
F2_Commercial_Lodging_New_Water Heating_Natural Gas_Water Heater_E8 | F2 | Commercial | Lodging | New | Water Heating | Natural Gas | Water Heater | E8 | Participant - Cost of Operation | 0 | 0 | 0 | 0 | 0 | 0 | 0 | 0 | 0 | 0 | 0 | 0 | 0 | 0 | 0 | 0 | 0 | 0 | 0 | 0 | 0 | 0 | 0 | 0 | 0 | 0 | 0 | 0 | 0 | 0
F2_Commercial_Lodging_New_Water Heating_Natural Gas_Water Heater_E9 | F2 | Commercial | Lodging | New | Water Heating | Natural Gas | Water Heater | E9 | Participant - Cost of Operation | 0 | 0 | 0 | 0 | 0 | 0 | 0 | 0 | 0 | 0 | 0 | 0 | 0 | 0 | 0 | 0 | 0 | 0 | 0 | 0 | 0 | 0 | 0 | 0 | 0 | 0 | 0 | 0 | 0 | 0
F2_Commercial_Lodging_New_Water Heating_Natural Gas_Water Heater_E10 | F2 | Commercial | Lodging | New | Water Heating | Natural Gas | Water Heater | E10 | Participant - Cost of Operation | 0 | 0 | 0 | 0 | 0 | 0 | 0 | 0 | 0 | 0 | 0 | 0 | 0 | 0 | 0 | 0 | 0 | 0 | 0 | 0 | 0 | 0 | 0 | 0 | 0 | 0 | 0 | 0 | 0 | 0
F3_Commercial_Lodging_New_Water Heating_Natural Gas_Water Heater_E1 | F3 | Commercial | Lodging | New | Water Heating | Natural Gas | Water Heater | E1 | System - kBTUs of Conusmption | 125.8553 | 126.1937 | 126.6032 | 127.6656 | 128.5913 | 129.3758 | 129.9716 | 130.5585 | 131.097 | 131.5877 | 131.9966 | 132.2454 | 132.298 | 132.1553 | 131.7627 | 131.2237 | 130.6442 | 130.0249 | 129.3174 | 128.636 | 127.9286 | 127.2015 | 0 | 0 | 0 | 0 | 0 | 0 | 0 | 0
F3_Commercial_Lodging_New_Water Heating_Natural Gas_Water Heater_E2 | F3 | Commercial | Lodging | New | Water Heating | Natural Gas | Water Heater | E2 | System - kBTUs of Conusmption | 115.3674 | 115.6776 | 116.0529 | 117.0268 | 117.8754 | 118.5945 | 119.1407 | 119.6786 | 120.1722 | 120.622 | 120.9969 | 121.225 | 121.2732 | 121.1423 | 120.7825 | 120.2884 | 119.7572 | 119.1895 | 118.5409 | 117.9163 | 117.2678 | 116.6014 | 0 | 0 | 0 | 0 | 0 | 0 | 0 | 0
F3_Commercial_Lodging_New_Water Heating_Natural Gas_Water Heater_E3 | F3 | Commercial | Lodging | New | Water Heating | Natural Gas | Water Heater | E3 | System - kBTUs of Conusmption | 113.0129 | 113.3168 | 113.6845 | 114.6385 | 115.4698 | 116.1742 | 116.7092 | 117.2362 | 117.7197 | 118.1603 | 118.5275 | 118.751 | 118.7982 | 118.67 | 118.3176 | 117.8335 | 117.3132 | 116.757 | 116.1217 | 115.5099 | 114.8746 | 114.2218 | 0 | 0 | 0 | 0 | 0 | 0 | 0 | 0
F3_Commercial_Lodging_New_Water Heating_Natural Gas_Water Heater_E4 | F3 | Commercial | Lodging | New | Water Heating | Natural Gas | Water Heater | E4 | System - kBTUs of Conusmption | 74.4739 | 74.6975 | 74.9452 | 75.4859 | 75.9595 | 76.3603 | 76.6696 | 76.9259 | 77.1052 | 77.2041 | 77.2056 | 77.1531 | 77.0267 | 76.8242 | 76.5747 | 76.3314 | 76.0699 | 75.7904 | 75.4711 | 75.1636 | 74.8444 | 74.5163 | 0 | 0 | 0 | 0 | 0 | 0 | 0 | 0
F3_Commercial_Lodging_New_Water Heating_Natural Gas_Water Heater_E5 | F3 | Commercial | Lodging | New | Water Heating | Natural Gas | Water Heater | E5 | System - kBTUs of Conusmption | 0 | 0 | 0 | 0 | 0 | 0 | 0 | 0 | 0 | 0 | 0 | 0 | 0 | 0 | 0 | 0 | 0 | 0 | 0 | 0 | 0 | 0 | 0 | 0 | 0 | 0 | 0 | 0 | 0 | 0
F3_Commercial_Lodging_New_Water Heating_Natural Gas_Water Heater_E6 | F3 | Commercial | Lodging | New | Water Heating | Natural Gas | Water Heater | E6 | System - kBTUs of Conusmption | 0 | 0 | 0 | 0 | 0 | 0 | 0 | 0 | 0 | 0 | 0 | 0 | 0 | 0 | 0 | 0 | 0 | 0 | 0 | 0 | 0 | 0 | 0 | 0 | 0 | 0 | 0 | 0 | 0 | 0
F3_Commercial_Lodging_New_Water Heating_Natural Gas_Water Heater_E7 | F3 | Commercial | Lodging | New | Water Heating | Natural Gas | Water Heater | E7 | System - kBTUs of Conusmption | 0 | 0 | 0 | 0 | 0 | 0 | 0 | 0 | 0 | 0 | 0 | 0 | 0 | 0 | 0 | 0 | 0 | 0 | 0 | 0 | 0 | 0 | 0 | 0 | 0 | 0 | 0 | 0 | 0 | 0
F3_Commercial_Lodging_New_Water Heating_Natural Gas_Water Heater_E8 | F3 | Commercial | Lodging | New | Water Heating | Natural Gas | Water Heater | E8 | System - kBTUs of Conusmption | 0 | 0 | 0 | 0 | 0 | 0 | 0 | 0 | 0 | 0 | 0 | 0 | 0 | 0 | 0 | 0 | 0 | 0 | 0 | 0 | 0 | 0 | 0 | 0 | 0 | 0 | 0 | 0 | 0 | 0
F3_Commercial_Lodging_New_Water Heating_Natural Gas_Water Heater_E9 | F3 | Commercial | Lodging | New | Water Heating | Natural Gas | Water Heater | E9 | System - kBTUs of Conusmption | 0 | 0 | 0 | 0 | 0 | 0 | 0 | 0 | 0 | 0 | 0 | 0 | 0 | 0 | 0 | 0 | 0 | 0 | 0 | 0 | 0 | 0 | 0 | 0 | 0 | 0 | 0 | 0 | 0 | 0
F3_Commercial_Lodging_New_Water Heating_Natural Gas_Water Heater_E10 | F3 | Commercial | Lodging | New | Water Heating | Natural Gas | Water Heater | E10 | System - kBTUs of Conusmption | 0 | 0 | 0 | 0 | 0 | 0 | 0 | 0 | 0 | 0 | 0 | 0 | 0 | 0 | 0 | 0 | 0 | 0 | 0 | 0 | 0 | 0 | 0 | 0 | 0 | 0 | 0 | 0 | 0 | 0
F4_Commercial_Lodging_New_Water Heating_Natural Gas_Water Heater_E1 | F4 | Commercial | Lodging | New | Water Heating | Natural Gas | Water Heater | E1 | Utility - Cost of Equipment | 0.2392 | 0.2392 | 0.2392 | 0.2392 | 0.2392 | 0.2392 | 0.2392 | 0.2392 | 0.2392 | 0.2392 | 0.2392 | 0.2392 | 0.2392 | 0.2392 | 0.2392 | 0.2392 | 0.2392 | 0.2392 | 0.2392 | 0.2392 | 0.2392 | 0.2392 | 0 | 0 | 0 | 0 | 0 | 0 | 0 | 0
F4_Commercial_Lodging_New_Water Heating_Natural Gas_Water Heater_E2 | F4 | Commercial | Lodging | New | Water Heating | Natural Gas | Water Heater | E2 | Utility - Cost of Equipment | 0.2369 | 0.2369 | 0.2369 | 0.2369 | 0.2369 | 0.2369 | 0.2369 | 0.2369 | 0.2369 | 0.2369 | 0.2369 | 0.2369 | 0.2369 | 0.2369 | 0.2369 | 0.2369 | 0.2369 | 0.2369 | 0.2369 | 0.2369 | 0.2369 | 0.2369 | 0 | 0 | 0 | 0 | 0 | 0 | 0 | 0
F4_Commercial_Lodging_New_Water Heating_Natural Gas_Water Heater_E3 | F4 | Commercial | Lodging | New | Water Heating | Natural Gas | Water Heater | E3 | Utility - Cost of Equipment | 0.24183 | 0.24183 | 0.24183 | 0.24183 | 0.24183 | 0.24183 | 0.24183 | 0.24183 | 0.24183 | 0.24183 | 0.24183 | 0.24183 | 0.24183 | 0.24183 | 0.24183 | 0.24183 | 0.24183 | 0.24183 | 0.24183 | 0.24183 | 0.24183 | 0.24183 | 0 | 0 | 0 | 0 | 0 | 0 | 0 | 0
F4_Commercial_Lodging_New_Water Heating_Natural Gas_Water Heater_E4 | F4 | Commercial | Lodging | New | Water Heating | Natural Gas | Water Heater | E4 | Utility - Cost of Equipment | 0.19306 | 0.19306 | 0.19306 | 0.19306 | 0.19306 | 0.19306 | 0.19306 | 0.19306 | 0.19306 | 0.19306 | 0.19306 | 0.19306 | 0.19306 | 0.19306 | 0.19306 | 0.19306 | 0.19306 | 0.19306 | 0.19306 | 0.19306 | 0.19306 | 0.19306 | 0 | 0 | 0 | 0 | 0 | 0 | 0 | 0
F4_Commercial_Lodging_New_Water Heating_Natural Gas_Water Heater_E5 | F4 | Commercial | Lodging | New | Water Heating | Natural Gas | Water Heater | E5 | Utility - Cost of Equipment | 0 | 0 | 0 | 0 | 0 | 0 | 0 | 0 | 0 | 0 | 0 | 0 | 0 | 0 | 0 | 0 | 0 | 0 | 0 | 0 | 0 | 0 | 0 | 0 | 0 | 0 | 0 | 0 | 0 | 0
F4_Commercial_Lodging_New_Water Heating_Natural Gas_Water Heater_E6 | F4 | Commercial | Lodging | New | Water Heating | Natural Gas | Water Heater | E6 | Utility - Cost of Equipment | 0 | 0 | 0 | 0 | 0 | 0 | 0 | 0 | 0 | 0 | 0 | 0 | 0 | 0 | 0 | 0 | 0 | 0 | 0 | 0 | 0 | 0 | 0 | 0 | 0 | 0 | 0 | 0 | 0 | 0
F4_Commercial_Lodging_New_Water Heating_Natural Gas_Water Heater_E7 | F4 | Commercial | Lodging | New | Water Heating | Natural Gas | Water Heater | E7 | Utility - Cost of Equipment | 0 | 0 | 0 | 0 | 0 | 0 | 0 | 0 | 0 | 0 | 0 | 0 | 0 | 0 | 0 | 0 | 0 | 0 | 0 | 0 | 0 | 0 | 0 | 0 | 0 | 0 | 0 | 0 | 0 | 0
F4_Commercial_Lodging_New_Water Heating_Natural Gas_Water Heater_E8 | F4 | Commercial | Lodging | New | Water Heating | Natural Gas | Water Heater | E8 | Utility - Cost of Equipment | 0 | 0 | 0 | 0 | 0 | 0 | 0 | 0 | 0 | 0 | 0 | 0 | 0 | 0 | 0 | 0 | 0 | 0 | 0 | 0 | 0 | 0 | 0 | 0 | 0 | 0 | 0 | 0 | 0 | 0
F4_Commercial_Lodging_New_Water Heating_Natural Gas_Water Heater_E9 | F4 | Commercial | Lodging | New | Water Heating | Natural Gas | Water Heater | E9 | Utility - Cost of Equipment | 0 | 0 | 0 | 0 | 0 | 0 | 0 | 0 | 0 | 0 | 0 | 0 | 0 | 0 | 0 | 0 | 0 | 0 | 0 | 0 | 0 | 0 | 0 | 0 | 0 | 0 | 0 | 0 | 0 | 0
F4_Commercial_Lodging_New_Water Heating_Natural Gas_Water Heater_E10 | F4 | Commercial | Lodging | New | Water Heating | Natural Gas | Water Heater | E10 | Utility - Cost of Equipment | 0 | 0 | 0 | 0 | 0 | 0 | 0 | 0 | 0 | 0 | 0 | 0 | 0 | 0 | 0 | 0 | 0 | 0 | 0 | 0 | 0 | 0 | 0 | 0 | 0 | 0 | 0 | 0 | 0 | 0
F5_Commercial_Lodging_New_Water Heating_Natural Gas_Water Heater_E1 | F5 | Commercial | Lodging | New | Water Heating | Natural Gas | Water Heater | E1 | Utility - Cost of Operation | 1.1087 | 1.1161 | 1.1257 | 1.1442 | 1.1698 | 1.2007 | 1.2287 | 1.2527 | 1.2755 | 1.2988 | 1.3238 | 1.3481 | 1.3711 | 1.3942 | 1.4147 | 1.4341 | 1.455 | 1.4761 | 1.4972 | 1.5184 | 1.5392 | 1.5594 | 0 | 0 | 0 | 0 | 0 | 0 | 0 | 0
F5_Commercial_Lodging_New_Water Heating_Natural Gas_Water Heater_E2 | F5 | Commercial | Lodging | New | Water Heating | Natural Gas | Water Heater | E2 | Utility - Cost of Operation | 1.0163 | 1.0231 | 1.0319 | 1.0488 | 1.0723 | 1.1006 | 1.1263 | 1.1483 | 1.1692 | 1.1906 | 1.2134 | 1.2357 | 1.2568 | 1.278 | 1.2968 | 1.3146 | 1.3338 | 1.3531 | 1.3725 | 1.3919 | 1.4109 | 1.4295 | 0 | 0 | 0 | 0 | 0 | 0 | 0 | 0
F5_Commercial_Lodging_New_Water Heating_Natural Gas_Water Heater_E3 | F5 | Commercial | Lodging | New | Water Heating | Natural Gas | Water Heater | E3 | Utility - Cost of Operation | 0.99557 | 1.0022 | 1.0108 | 1.0274 | 1.0504 | 1.0782 | 1.1033 | 1.1249 | 1.1454 | 1.1663 | 1.1887 | 1.2105 | 1.2312 | 1.252 | 1.2703 | 1.2877 | 1.3066 | 1.3255 | 1.3445 | 1.3635 | 1.3821 | 1.4003 | 0 | 0 | 0 | 0 | 0 | 0 | 0 | 0
F5_Commercial_Lodging_New_Water Heating_Natural Gas_Water Heater_E4 | F5 | Commercial | Lodging | New | Water Heating | Natural Gas | Water Heater | E4 | Utility - Cost of Operation | 0.66546 | 0.67156 | 0.67874 | 0.69014 | 0.70508 | 0.72263 | 0.7389 | 0.75306 | 0.76634 | 0.77937 | 0.79267 | 0.80579 | 0.81839 | 0.83123 | 0.84358 | 0.85623 | 0.86971 | 0.88329 | 0.897 | 0.91078 | 0.92445 | 0.93797 | 0 | 0 | 0 | 0 | 0 | 0 | 0 | 0
F5_Commercial_Lodging_New_Water Heating_Natural Gas_Water Heater_E5 | F5 | Commercial | Lodging | New | Water Heating | Natural Gas | Water Heater | E5 | Utility - Cost of Operation | 0 | 0 | 0 | 0 | 0 | 0 | 0 | 0 | 0 | 0 | 0 | 0 | 0 | 0 | 0 | 0 | 0 | 0 | 0 | 0 | 0 | 0 | 0 | 0 | 0 | 0 | 0 | 0 | 0 | 0
F5_Commercial_Lodging_New_Water Heating_Natural Gas_Water Heater_E6 | F5 | Commercial | Lodging | New | Water Heating | Natural Gas | Water Heater | E6 | Utility - Cost of Operation | 0 | 0 | 0 | 0 | 0 | 0 | 0 | 0 | 0 | 0 | 0 | 0 | 0 | 0 | 0 | 0 | 0 | 0 | 0 | 0 | 0 | 0 | 0 | 0 | 0 | 0 | 0 | 0 | 0 | 0
F5_Commercial_Lodging_New_Water Heating_Natural Gas_Water Heater_E7 | F5 | Commercial | Lodging | New | Water Heating | Natural Gas | Water Heater | E7 | Utility - Cost of Operation | 0 | 0 | 0 | 0 | 0 | 0 | 0 | 0 | 0 | 0 | 0 | 0 | 0 | 0 | 0 | 0 | 0 | 0 | 0 | 0 | 0 | 0 | 0 | 0 | 0 | 0 | 0 | 0 | 0 | 0
F5_Commercial_Lodging_New_Water Heating_Natural Gas_Water Heater_E8 | F5 | Commercial | Lodging | New | Water Heating | Natural Gas | Water Heater | E8 | Utility - Cost of Operation | 0 | 0 | 0 | 0 | 0 | 0 | 0 | 0 | 0 | 0 | 0 | 0 | 0 | 0 | 0 | 0 | 0 | 0 | 0 | 0 | 0 | 0 | 0 | 0 | 0 | 0 | 0 | 0 | 0 | 0
F5_Commercial_Lodging_New_Water Heating_Natural Gas_Water Heater_E9 | F5 | Commercial | Lodging | New | Water Heating | Natural Gas | Water Heater | E9 | Utility - Cost of Operation | 0 | 0 | 0 | 0 | 0 | 0 | 0 | 0 | 0 | 0 | 0 | 0 | 0 | 0 | 0 | 0 | 0 | 0 | 0 | 0 | 0 | 0 | 0 | 0 | 0 | 0 | 0 | 0 | 0 | 0
F5_Commercial_Lodging_New_Water Heating_Natural Gas_Water Heater_E10 | F5 | Commercial | Lodging | New | Water Heating | Natural Gas | Water Heater | E10 | Utility - Cost of Operation | 0 | 0 | 0 | 0 | 0 | 0 | 0 | 0 | 0 | 0 | 0 | 0 | 0 | 0 | 0 | 0 | 0 | 0 | 0 | 0 | 0 | 0 | 0 | 0 | 0 | 0 | 0 | 0 | 0 | 0
F6_Commercial_Lodging_New_Water Heating_Natural Gas_Water Heater_E1 | F6 | Commercial | Lodging | New | Water Heating | Natural Gas | Water Heater | E1 | Utility - Value of Sales | 1.3283 | 1.3372 | 1.3486 | 1.3708 | 1.4015 | 1.4385 | 1.4721 | 1.5009 | 1.5282 | 1.5561 | 1.586 | 1.6151 | 1.6426 | 1.6704 | 1.6949 | 1.7181 | 1.7432 | 1.7684 | 1.7938 | 1.8191 | 1.844 | 1.8683 | 0 | 0 | 0 | 0 | 0 | 0 | 0 | 0
F6_Commercial_Lodging_New_Water Heating_Natural Gas_Water Heater_E2 | F6 | Commercial | Lodging | New | Water Heating | Natural Gas | Water Heater | E2 | Utility - Value of Sales | 1.2176 | 1.2257 | 1.2362 | 1.2565 | 1.2847 | 1.3186 | 1.3494 | 1.3758 | 1.4008 | 1.4264 | 1.4538 | 1.4805 | 1.5057 | 1.5312 | 1.5537 | 1.5749 | 1.598 | 1.6211 | 1.6443 | 1.6675 | 1.6903 | 1.7126 | 0 | 0 | 0 | 0 | 0 | 0 | 0 | 0
F6_Commercial_Lodging_New_Water Heating_Natural Gas_Water Heater_E3 | F6 | Commercial | Lodging | New | Water Heating | Natural Gas | Water Heater | E3 | Utility - Value of Sales | 1.1928 | 1.2007 | 1.211 | 1.2309 | 1.2585 | 1.2917 | 1.3219 | 1.3477 | 1.3722 | 1.3973 | 1.4241 | 1.4503 | 1.475 | 1.4999 | 1.522 | 1.5428 | 1.5654 | 1.588 | 1.6107 | 1.6335 | 1.6558 | 1.6776 | 0 | 0 | 0 | 0 | 0 | 0 | 0 | 0
F6_Commercial_Lodging_New_Water Heating_Natural Gas_Water Heater_E4 | F6 | Commercial | Lodging | New | Water Heating | Natural Gas | Water Heater | E4 | Utility - Value of Sales | 0.79727 | 0.80457 | 0.81318 | 0.82683 | 0.84473 | 0.86576 | 0.88525 | 0.90221 | 0.91813 | 0.93374 | 0.94967 | 0.96539 | 0.98049 | 0.99587 | 1.0107 | 1.0258 | 1.042 | 1.0582 | 1.0747 | 1.0912 | 1.1076 | 1.1237 | 0 | 0 | 0 | 0 | 0 | 0 | 0 | 0
F6_Commercial_Lodging_New_Water Heating_Natural Gas_Water Heater_E5 | F6 | Commercial | Lodging | New | Water Heating | Natural Gas | Water Heater | E5 | Utility - Value of Sales | 0 | 0 | 0 | 0 | 0 | 0 | 0 | 0 | 0 | 0 | 0 | 0 | 0 | 0 | 0 | 0 | 0 | 0 | 0 | 0 | 0 | 0 | 0 | 0 | 0 | 0 | 0 | 0 | 0 | 0
F6_Commercial_Lodging_New_Water Heating_Natural Gas_Water Heater_E6 | F6 | Commercial | Lodging | New | Water Heating | Natural Gas | Water Heater | E6 | Utility - Value of Sales | 0 | 0 | 0 | 0 | 0 | 0 | 0 | 0 | 0 | 0 | 0 | 0 | 0 | 0 | 0 | 0 | 0 | 0 | 0 | 0 | 0 | 0 | 0 | 0 | 0 | 0 | 0 | 0 | 0 | 0
F6_Commercial_Lodging_New_Water Heating_Natural Gas_Water Heater_E7 | F6 | Commercial | Lodging | New | Water Heating | Natural Gas | Water Heater | E7 | Utility - Value of Sales | 0 | 0 | 0 | 0 | 0 | 0 | 0 | 0 | 0 | 0 | 0 | 0 | 0 | 0 | 0 | 0 | 0 | 0 | 0 | 0 | 0 | 0 | 0 | 0 | 0 | 0 | 0 | 0 | 0 | 0
F6_Commercial_Lodging_New_Water Heating_Natural Gas_Water Heater_E8 | F6 | Commercial | Lodging | New | Water Heating | Natural Gas | Water Heater | E8 | Utility - Value of Sales | 0 | 0 | 0 | 0 | 0 | 0 | 0 | 0 | 0 | 0 | 0 | 0 | 0 | 0 | 0 | 0 | 0 | 0 | 0 | 0 | 0 | 0 | 0 | 0 | 0 | 0 | 0 | 0 | 0 | 0
F6_Commercial_Lodging_New_Water Heating_Natural Gas_Water Heater_E9 | F6 | Commercial | Lodging | New | Water Heating | Natural Gas | Water Heater | E9 | Utility - Value of Sales | 0 | 0 | 0 | 0 | 0 | 0 | 0 | 0 | 0 | 0 | 0 | 0 | 0 | 0 | 0 | 0 | 0 | 0 | 0 | 0 | 0 | 0 | 0 | 0 | 0 | 0 | 0 | 0 | 0 | 0
F6_Commercial_Lodging_New_Water Heating_Natural Gas_Water Heater_E10 | F6 | Commercial | Lodging | New | Water Heating | Natural Gas | Water Heater | E10 | Utility - Value of Sales | 0 | 0 | 0 | 0 | 0 | 0 | 0 | 0 | 0 | 0 | 0 | 0 | 0 | 0 | 0 | 0 | 0 | 0 | 0 | 0 | 0 | 0 | 0 | 0 | 0 | 0 | 0 | 0 | 0 | 0
F1_Commercial_Lodging_New_Food Preparation_Natural Gas_Oven_E1 | F1 | Commercial | Lodging | New | Food Preparation | Natural Gas | Oven | E1 | Participant - Cost of Equipment | 0.048579 | 0.048579 | 0.048579 | 0.048579 | 0.048579 | 0.048579 | 0.048579 | 0.048579 | 0.048579 | 0.048579 | 0.048579 | 0.048579 | 0.048579 | 0.048579 | 0.048579 | 0.048579 | 0.048579 | 0.048579 | 0.048579 | 0.048579 | 0.048579 | 0.048579 | 0 | 0 | 0 | 0 | 0 | 0 | 0 | 0
F1_Commercial_Lodging_New_Food Preparation_Natural Gas_Oven_E2 | F1 | Commercial | Lodging | New | Food Preparation | Natural Gas | Oven | E2 | Participant - Cost of Equipment | 0.048899 | 0.048899 | 0.048899 | 0.048899 | 0.048899 | 0.048899 | 0.048899 | 0.048899 | 0.048899 | 0.048899 | 0.048899 | 0.048899 | 0.048899 | 0.048899 | 0.048899 | 0.048899 | 0.048899 | 0.048899 | 0.048899 | 0.048899 | 0.048899 | 0.048899 | 0 | 0 | 0 | 0 | 0 | 0 | 0 | 0
F1_Commercial_Lodging_New_Food Preparation_Natural Gas_Oven_E3 | F1 | Commercial | Lodging | New | Food Preparation | Natural Gas | Oven | E3 | Participant - Cost of Equipment | 0 | 0 | 0 | 0 | 0 | 0 | 0 | 0 | 0 | 0 | 0 | 0 | 0 | 0 | 0 | 0 | 0 | 0 | 0 | 0 | 0 | 0 | 0 | 0 | 0 | 0 | 0 | 0 | 0 | 0
F1_Commercial_Lodging_New_Food Preparation_Natural Gas_Oven_E4 | F1 | Commercial | Lodging | New | Food Preparation | Natural Gas | Oven | E4 | Participant - Cost of Equipment | 0 | 0 | 0 | 0 | 0 | 0 | 0 | 0 | 0 | 0 | 0 | 0 | 0 | 0 | 0 | 0 | 0 | 0 | 0 | 0 | 0 | 0 | 0 | 0 | 0 | 0 | 0 | 0 | 0 | 0
F1_Commercial_Lodging_New_Food Preparation_Natural Gas_Oven_E5 | F1 | Commercial | Lodging | New | Food Preparation | Natural Gas | Oven | E5 | Participant - Cost of Equipment | 0 | 0 | 0 | 0 | 0 | 0 | 0 | 0 | 0 | 0 | 0 | 0 | 0 | 0 | 0 | 0 | 0 | 0 | 0 | 0 | 0 | 0 | 0 | 0 | 0 | 0 | 0 | 0 | 0 | 0
F1_Commercial_Lodging_New_Food Preparation_Natural Gas_Oven_E6 | F1 | Commercial | Lodging | New | Food Preparation | Natural Gas | Oven | E6 | Participant - Cost of Equipment | 0 | 0 | 0 | 0 | 0 | 0 | 0 | 0 | 0 | 0 | 0 | 0 | 0 | 0 | 0 | 0 | 0 | 0 | 0 | 0 | 0 | 0 | 0 | 0 | 0 | 0 | 0 | 0 | 0 | 0
F1_Commercial_Lodging_New_Food Preparation_Natural Gas_Oven_E7 | F1 | Commercial | Lodging | New | Food Preparation | Natural Gas | Oven | E7 | Participant - Cost of Equipment | 0 | 0 | 0 | 0 | 0 | 0 | 0 | 0 | 0 | 0 | 0 | 0 | 0 | 0 | 0 | 0 | 0 | 0 | 0 | 0 | 0 | 0 | 0 | 0 | 0 | 0 | 0 | 0 | 0 | 0
F1_Commercial_Lodging_New_Food Preparation_Natural Gas_Oven_E8 | F1 | Commercial | Lodging | New | Food Preparation | Natural Gas | Oven | E8 | Participant - Cost of Equipment | 0 | 0 | 0 | 0 | 0 | 0 | 0 | 0 | 0 | 0 | 0 | 0 | 0 | 0 | 0 | 0 | 0 | 0 | 0 | 0 | 0 | 0 | 0 | 0 | 0 | 0 | 0 | 0 | 0 | 0
F1_Commercial_Lodging_New_Food Preparation_Natural Gas_Oven_E9 | F1 | Commercial | Lodging | New | Food Preparation | Natural Gas | Oven | E9 | Participant - Cost of Equipment | 0 | 0 | 0 | 0 | 0 | 0 | 0 | 0 | 0 | 0 | 0 | 0 | 0 | 0 | 0 | 0 | 0 | 0 | 0 | 0 | 0 | 0 | 0 | 0 | 0 | 0 | 0 | 0 | 0 | 0
F1_Commercial_Lodging_New_Food Preparation_Natural Gas_Oven_E10 | F1 | Commercial | Lodging | New | Food Preparation | Natural Gas | Oven | E10 | Participant - Cost of Equipment | 0 | 0 | 0 | 0 | 0 | 0 | 0 | 0 | 0 | 0 | 0 | 0 | 0 | 0 | 0 | 0 | 0 | 0 | 0 | 0 | 0 | 0 | 0 | 0 | 0 | 0 | 0 | 0 | 0 | 0
F2_Commercial_Lodging_New_Food Preparation_Natural Gas_Oven_E1 | F2 | Commercial | Lodging | New | Food Preparation | Natural Gas | Oven | E1 | Participant - Cost of Operation | 0.049591 | 0.050016 | 0.050524 | 0.051364 | 0.052484 | 0.053806 | 0.055021 | 0.056102 | 0.057151 | 0.058169 | 0.059195 | 0.060192 | 0.061131 | 0.062072 | 0.062971 | 0.063892 | 0.064878 | 0.065871 | 0.066871 | 0.067876 | 0.06887 | 0.069849 | 0 | 0 | 0 | 0 | 0 | 0 | 0 | 0
F2_Commercial_Lodging_New_Food Preparation_Natural Gas_Oven_E2 | F2 | Commercial | Lodging | New | Food Preparation | Natural Gas | Oven | E2 | Participant - Cost of Operation | 0.034003 | 0.034294 | 0.034642 | 0.035219 | 0.035987 | 0.036893 | 0.037726 | 0.038467 | 0.039187 | 0.039884 | 0.040588 | 0.041272 | 0.041916 | 0.042561 | 0.043177 | 0.043809 | 0.044485 | 0.045165 | 0.045851 | 0.04654 | 0.047222 | 0.047893 | 0 | 0 | 0 | 0 | 0 | 0 | 0 | 0
F2_Commercial_Lodging_New_Food Preparation_Natural Gas_Oven_E3 | F2 | Commercial | Lodging | New | Food Preparation | Natural Gas | Oven | E3 | Participant - Cost of Operation | 0 | 0 | 0 | 0 | 0 | 0 | 0 | 0 | 0 | 0 | 0 | 0 | 0 | 0 | 0 | 0 | 0 | 0 | 0 | 0 | 0 | 0 | 0 | 0 | 0 | 0 | 0 | 0 | 0 | 0
F2_Commercial_Lodging_New_Food Preparation_Natural Gas_Oven_E4 | F2 | Commercial | Lodging | New | Food Preparation | Natural Gas | Oven | E4 | Participant - Cost of Operation | 0 | 0 | 0 | 0 | 0 | 0 | 0 | 0 | 0 | 0 | 0 | 0 | 0 | 0 | 0 | 0 | 0 | 0 | 0 | 0 | 0 | 0 | 0 | 0 | 0 | 0 | 0 | 0 | 0 | 0
F2_Commercial_Lodging_New_Food Preparation_Natural Gas_Oven_E5 | F2 | Commercial | Lodging | New | Food Preparation | Natural Gas | Oven | E5 | Participant - Cost of Operation | 0 | 0 | 0 | 0 | 0 | 0 | 0 | 0 | 0 | 0 | 0 | 0 | 0 | 0 | 0 | 0 | 0 | 0 | 0 | 0 | 0 | 0 | 0 | 0 | 0 | 0 | 0 | 0 | 0 | 0
F2_Commercial_Lodging_New_Food Preparation_Natural Gas_Oven_E6 | F2 | Commercial | Lodging | New | Food Preparation | Natural Gas | Oven | E6 | Participant - Cost of Operation | 0 | 0 | 0 | 0 | 0 | 0 | 0 | 0 | 0 | 0 | 0 | 0 | 0 | 0 | 0 | 0 | 0 | 0 | 0 | 0 | 0 | 0 | 0 | 0 | 0 | 0 | 0 | 0 | 0 | 0
F2_Commercial_Lodging_New_Food Preparation_Natural Gas_Oven_E7 | F2 | Commercial | Lodging | New | Food Preparation | Natural Gas | Oven | E7 | Participant - Cost of Operation | 0 | 0 | 0 | 0 | 0 | 0 | 0 | 0 | 0 | 0 | 0 | 0 | 0 | 0 | 0 | 0 | 0 | 0 | 0 | 0 | 0 | 0 | 0 | 0 | 0 | 0 | 0 | 0 | 0 | 0
F2_Commercial_Lodging_New_Food Preparation_Natural Gas_Oven_E8 | F2 | Commercial | Lodging | New | Food Preparation | Natural Gas | Oven | E8 | Participant - Cost of Operation | 0 | 0 | 0 | 0 | 0 | 0 | 0 | 0 | 0 | 0 | 0 | 0 | 0 | 0 | 0 | 0 | 0 | 0 | 0 | 0 | 0 | 0 | 0 | 0 | 0 | 0 | 0 | 0 | 0 | 0
F2_Commercial_Lodging_New_Food Preparation_Natural Gas_Oven_E9 | F2 | Commercial | Lodging | New | Food Preparation | Natural Gas | Oven | E9 | Participant - Cost of Operation | 0 | 0 | 0 | 0 | 0 | 0 | 0 | 0 | 0 | 0 | 0 | 0 | 0 | 0 | 0 | 0 | 0 | 0 | 0 | 0 | 0 | 0 | 0 | 0 | 0 | 0 | 0 | 0 | 0 | 0
F2_Commercial_Lodging_New_Food Preparation_Natural Gas_Oven_E10 | F2 | Commercial | Lodging | New | Food Preparation | Natural Gas | Oven | E10 | Participant - Cost of Operation | 0 | 0 | 0 | 0 | 0 | 0 | 0 | 0 | 0 | 0 | 0 | 0 | 0 | 0 | 0 | 0 | 0 | 0 | 0 | 0 | 0 | 0 | 0 | 0 | 0 | 0 | 0 | 0 | 0 | 0
F3_Commercial_Lodging_New_Food Preparation_Natural Gas_Oven_E1 | F3 | Commercial | Lodging | New | Food Preparation | Natural Gas | Oven | E1 | System - kBTUs of Conusmption | 4.6509 | 4.6648 | 4.6802 | 4.7157 | 4.747 | 4.7734 | 4.7934 | 4.8133 | 4.8318 | 4.8436 | 4.8477 | 4.8468 | 4.8396 | 4.8259 | 4.8089 | 4.7924 | 4.7747 | 4.7557 | 4.7341 | 4.7132 | 4.6915 | 4.6693 | 0 | 0 | 0 | 0 | 0 | 0 | 0 | 0
F3_Commercial_Lodging_New_Food Preparation_Natural Gas_Oven_E2 | F3 | Commercial | Lodging | New | Food Preparation | Natural Gas | Oven | E2 | System - kBTUs of Conusmption | 3.189 | 3.1985 | 3.2091 | 3.2334 | 3.2548 | 3.2729 | 3.2867 | 3.3003 | 3.313 | 3.3211 | 3.3239 | 3.3233 | 3.3184 | 3.3089 | 3.2973 | 3.286 | 3.2738 | 3.2608 | 3.246 | 3.2317 | 3.2168 | 3.2016 | 0 | 0 | 0 | 0 | 0 | 0 | 0 | 0
F3_Commercial_Lodging_New_Food Preparation_Natural Gas_Oven_E3 | F3 | Commercial | Lodging | New | Food Preparation | Natural Gas | Oven | E3 | System - kBTUs of Conusmption | 0 | 0 | 0 | 0 | 0 | 0 | 0 | 0 | 0 | 0 | 0 | 0 | 0 | 0 | 0 | 0 | 0 | 0 | 0 | 0 | 0 | 0 | 0 | 0 | 0 | 0 | 0 | 0 | 0 | 0
F3_Commercial_Lodging_New_Food Preparation_Natural Gas_Oven_E4 | F3 | Commercial | Lodging | New | Food Preparation | Natural Gas | Oven | E4 | System - kBTUs of Conusmption | 0 | 0 | 0 | 0 | 0 | 0 | 0 | 0 | 0 | 0 | 0 | 0 | 0 | 0 | 0 | 0 | 0 | 0 | 0 | 0 | 0 | 0 | 0 | 0 | 0 | 0 | 0 | 0 | 0 | 0
F3_Commercial_Lodging_New_Food Preparation_Natural Gas_Oven_E5 | F3 | Commercial | Lodging | New | Food Preparation | Natural Gas | Oven | E5 | System - kBTUs of Conusmption | 0 | 0 | 0 | 0 | 0 | 0 | 0 | 0 | 0 | 0 | 0 | 0 | 0 | 0 | 0 | 0 | 0 | 0 | 0 | 0 | 0 | 0 | 0 | 0 | 0 | 0 | 0 | 0 | 0 | 0
F3_Commercial_Lodging_New_Food Preparation_Natural Gas_Oven_E6 | F3 | Commercial | Lodging | New | Food Preparation | Natural Gas | Oven | E6 | System - kBTUs of Conusmption | 0 | 0 | 0 | 0 | 0 | 0 | 0 | 0 | 0 | 0 | 0 | 0 | 0 | 0 | 0 | 0 | 0 | 0 | 0 | 0 | 0 | 0 | 0 | 0 | 0 | 0 | 0 | 0 | 0 | 0
F3_Commercial_Lodging_New_Food Preparation_Natural Gas_Oven_E7 | F3 | Commercial | Lodging | New | Food Preparation | Natural Gas | Oven | E7 | System - kBTUs of Conusmption | 0 | 0 | 0 | 0 | 0 | 0 | 0 | 0 | 0 | 0 | 0 | 0 | 0 | 0 | 0 | 0 | 0 | 0 | 0 | 0 | 0 | 0 | 0 | 0 | 0 | 0 | 0 | 0 | 0 | 0
F3_Commercial_Lodging_New_Food Preparation_Natural Gas_Oven_E8 | F3 | Commercial | Lodging | New | Food Preparation | Natural Gas | Oven | E8 | System - kBTUs of Conusmption | 0 | 0 | 0 | 0 | 0 | 0 | 0 | 0 | 0 | 0 | 0 | 0 | 0 | 0 | 0 | 0 | 0 | 0 | 0 | 0 | 0 | 0 | 0 | 0 | 0 | 0 | 0 | 0 | 0 | 0
F3_Commercial_Lodging_New_Food Preparation_Natural Gas_Oven_E9 | F3 | Commercial | Lodging | New | Food Preparation | Natural Gas | Oven | E9 | System - kBTUs of Conusmption | 0 | 0 | 0 | 0 | 0 | 0 | 0 | 0 | 0 | 0 | 0 | 0 | 0 | 0 | 0 | 0 | 0 | 0 | 0 | 0 | 0 | 0 | 0 | 0 | 0 | 0 | 0 | 0 | 0 | 0
F3_Commercial_Lodging_New_Food Preparation_Natural Gas_Oven_E10 | F3 | Commercial | Lodging | New | Food Preparation | Natural Gas | Oven | E10 | System - kBTUs of Conusmption | 0 | 0 | 0 | 0 | 0 | 0 | 0 | 0 | 0 | 0 | 0 | 0 | 0 | 0 | 0 | 0 | 0 | 0 | 0 | 0 | 0 | 0 | 0 | 0 | 0 | 0 | 0 | 0 | 0 | 0
F4_Commercial_Lodging_New_Food Preparation_Natural Gas_Oven_E1 | F4 | Commercial | Lodging | New | Food Preparation | Natural Gas | Oven | E1 | Utility - Cost of Equipment | 0.048579 | 0.048579 | 0.048579 | 0.048579 | 0.048579 | 0.048579 | 0.048579 | 0.048579 | 0.048579 | 0.048579 | 0.048579 | 0.048579 | 0.048579 | 0.048579 | 0.048579 | 0.048579 | 0.048579 | 0.048579 | 0.048579 | 0.048579 | 0.048579 | 0.048579 | 0 | 0 | 0 | 0 | 0 | 0 | 0 | 0
F4_Commercial_Lodging_New_Food Preparation_Natural Gas_Oven_E2 | F4 | Commercial | Lodging | New | Food Preparation | Natural Gas | Oven | E2 | Utility - Cost of Equipment | 0.048899 | 0.048899 | 0.048899 | 0.048899 | 0.048899 | 0.048899 | 0.048899 | 0.048899 | 0.048899 | 0.048899 | 0.048899 | 0.048899 | 0.048899 | 0.048899 | 0.048899 | 0.048899 | 0.048899 | 0.048899 | 0.048899 | 0.048899 | 0.048899 | 0.048899 | 0 | 0 | 0 | 0 | 0 | 0 | 0 | 0
F4_Commercial_Lodging_New_Food Preparation_Natural Gas_Oven_E3 | F4 | Commercial | Lodging | New | Food Preparation | Natural Gas | Oven | E3 | Utility - Cost of Equipment | 0 | 0 | 0 | 0 | 0 | 0 | 0 | 0 | 0 | 0 | 0 | 0 | 0 | 0 | 0 | 0 | 0 | 0 | 0 | 0 | 0 | 0 | 0 | 0 | 0 | 0 | 0 | 0 | 0 | 0
F4_Commercial_Lodging_New_Food Preparation_Natural Gas_Oven_E4 | F4 | Commercial | Lodging | New | Food Preparation | Natural Gas | Oven | E4 | Utility - Cost of Equipment | 0 | 0 | 0 | 0 | 0 | 0 | 0 | 0 | 0 | 0 | 0 | 0 | 0 | 0 | 0 | 0 | 0 | 0 | 0 | 0 | 0 | 0 | 0 | 0 | 0 | 0 | 0 | 0 | 0 | 0
F4_Commercial_Lodging_New_Food Preparation_Natural Gas_Oven_E5 | F4 | Commercial | Lodging | New | Food Preparation | Natural Gas | Oven | E5 | Utility - Cost of Equipment | 0 | 0 | 0 | 0 | 0 | 0 | 0 | 0 | 0 | 0 | 0 | 0 | 0 | 0 | 0 | 0 | 0 | 0 | 0 | 0 | 0 | 0 | 0 | 0 | 0 | 0 | 0 | 0 | 0 | 0
F4_Commercial_Lodging_New_Food Preparation_Natural Gas_Oven_E6 | F4 | Commercial | Lodging | New | Food Preparation | Natural Gas | Oven | E6 | Utility - Cost of Equipment | 0 | 0 | 0 | 0 | 0 | 0 | 0 | 0 | 0 | 0 | 0 | 0 | 0 | 0 | 0 | 0 | 0 | 0 | 0 | 0 | 0 | 0 | 0 | 0 | 0 | 0 | 0 | 0 | 0 | 0
F4_Commercial_Lodging_New_Food Preparation_Natural Gas_Oven_E7 | F4 | Commercial | Lodging | New | Food Preparation | Natural Gas | Oven | E7 | Utility - Cost of Equipment | 0 | 0 | 0 | 0 | 0 | 0 | 0 | 0 | 0 | 0 | 0 | 0 | 0 | 0 | 0 | 0 | 0 | 0 | 0 | 0 | 0 | 0 | 0 | 0 | 0 | 0 | 0 | 0 | 0 | 0
F4_Commercial_Lodging_New_Food Preparation_Natural Gas_Oven_E8 | F4 | Commercial | Lodging | New | Food Preparation | Natural Gas | Oven | E8 | Utility - Cost of Equipment | 0 | 0 | 0 | 0 | 0 | 0 | 0 | 0 | 0 | 0 | 0 | 0 | 0 | 0 | 0 | 0 | 0 | 0 | 0 | 0 | 0 | 0 | 0 | 0 | 0 | 0 | 0 | 0 | 0 | 0
F4_Commercial_Lodging_New_Food Preparation_Natural Gas_Oven_E9 | F4 | Commercial | Lodging | New | Food Preparation | Natural Gas | Oven | E9 | Utility - Cost of Equipment | 0 | 0 | 0 | 0 | 0 | 0 | 0 | 0 | 0 | 0 | 0 | 0 | 0 | 0 | 0 | 0 | 0 | 0 | 0 | 0 | 0 | 0 | 0 | 0 | 0 | 0 | 0 | 0 | 0 | 0
F4_Commercial_Lodging_New_Food Preparation_Natural Gas_Oven_E10 | F4 | Commercial | Lodging | New | Food Preparation | Natural Gas | Oven | E10 | Utility - Cost of Equipment | 0 | 0 | 0 | 0 | 0 | 0 | 0 | 0 | 0 | 0 | 0 | 0 | 0 | 0 | 0 | 0 | 0 | 0 | 0 | 0 | 0 | 0 | 0 | 0 | 0 | 0 | 0 | 0 | 0 | 0
F5_Commercial_Lodging_New_Food Preparation_Natural Gas_Oven_E1 | F5 | Commercial | Lodging | New | Food Preparation | Natural Gas | Oven | E1 | Utility - Cost of Operation | 0.041393 | 0.041747 | 0.042171 | 0.042873 | 0.043808 | 0.044911 | 0.045925 | 0.046827 | 0.047703 | 0.048552 | 0.049409 | 0.050241 | 0.051025 | 0.05181 | 0.05256 | 0.05333 | 0.054152 | 0.054981 | 0.055816 | 0.056655 | 0.057484 | 0.058301 | 0 | 0 | 0 | 0 | 0 | 0 | 0 | 0
F5_Commercial_Lodging_New_Food Preparation_Natural Gas_Oven_E2 | F5 | Commercial | Lodging | New | Food Preparation | Natural Gas | Oven | E2 | Utility - Cost of Operation | 0.028382 | 0.028625 | 0.028915 | 0.029396 | 0.030037 | 0.030794 | 0.031489 | 0.032108 | 0.032708 | 0.033291 | 0.033878 | 0.034449 | 0.034986 | 0.035524 | 0.036039 | 0.036566 | 0.037131 | 0.037698 | 0.038271 | 0.038846 | 0.039415 | 0.039975 | 0 | 0 | 0 | 0 | 0 | 0 | 0 | 0
F5_Commercial_Lodging_New_Food Preparation_Natural Gas_Oven_E3 | F5 | Commercial | Lodging | New | Food Preparation | Natural Gas | Oven | E3 | Utility - Cost of Operation | 0 | 0 | 0 | 0 | 0 | 0 | 0 | 0 | 0 | 0 | 0 | 0 | 0 | 0 | 0 | 0 | 0 | 0 | 0 | 0 | 0 | 0 | 0 | 0 | 0 | 0 | 0 | 0 | 0 | 0
F5_Commercial_Lodging_New_Food Preparation_Natural Gas_Oven_E4 | F5 | Commercial | Lodging | New | Food Preparation | Natural Gas | Oven | E4 | Utility - Cost of Operation | 0 | 0 | 0 | 0 | 0 | 0 | 0 | 0 | 0 | 0 | 0 | 0 | 0 | 0 | 0 | 0 | 0 | 0 | 0 | 0 | 0 | 0 | 0 | 0 | 0 | 0 | 0 | 0 | 0 | 0
F5_Commercial_Lodging_New_Food Preparation_Natural Gas_Oven_E5 | F5 | Commercial | Lodging | New | Food Preparation | Natural Gas | Oven | E5 | Utility - Cost of Operation | 0 | 0 | 0 | 0 | 0 | 0 | 0 | 0 | 0 | 0 | 0 | 0 | 0 | 0 | 0 | 0 | 0 | 0 | 0 | 0 | 0 | 0 | 0 | 0 | 0 | 0 | 0 | 0 | 0 | 0
F5_Commercial_Lodging_New_Food Preparation_Natural Gas_Oven_E6 | F5 | Commercial | Lodging | New | Food Preparation | Natural Gas | Oven | E6 | Utility - Cost of Operation | 0 | 0 | 0 | 0 | 0 | 0 | 0 | 0 | 0 | 0 | 0 | 0 | 0 | 0 | 0 | 0 | 0 | 0 | 0 | 0 | 0 | 0 | 0 | 0 | 0 | 0 | 0 | 0 | 0 | 0
F5_Commercial_Lodging_New_Food Preparation_Natural Gas_Oven_E7 | F5 | Commercial | Lodging | New | Food Preparation | Natural Gas | Oven | E7 | Utility - Cost of Operation | 0 | 0 | 0 | 0 | 0 | 0 | 0 | 0 | 0 | 0 | 0 | 0 | 0 | 0 | 0 | 0 | 0 | 0 | 0 | 0 | 0 | 0 | 0 | 0 | 0 | 0 | 0 | 0 | 0 | 0
F5_Commercial_Lodging_New_Food Preparation_Natural Gas_Oven_E8 | F5 | Commercial | Lodging | New | Food Preparation | Natural Gas | Oven | E8 | Utility - Cost of Operation | 0 | 0 | 0 | 0 | 0 | 0 | 0 | 0 | 0 | 0 | 0 | 0 | 0 | 0 | 0 | 0 | 0 | 0 | 0 | 0 | 0 | 0 | 0 | 0 | 0 | 0 | 0 | 0 | 0 | 0
F5_Commercial_Lodging_New_Food Preparation_Natural Gas_Oven_E9 | F5 | Commercial | Lodging | New | Food Preparation | Natural Gas | Oven | E9 | Utility - Cost of Operation | 0 | 0 | 0 | 0 | 0 | 0 | 0 | 0 | 0 | 0 | 0 | 0 | 0 | 0 | 0 | 0 | 0 | 0 | 0 | 0 | 0 | 0 | 0 | 0 | 0 | 0 | 0 | 0 | 0 | 0
F5_Commercial_Lodging_New_Food Preparation_Natural Gas_Oven_E10 | F5 | Commercial | Lodging | New | Food Preparation | Natural Gas | Oven | E10 | Utility - Cost of Operation | 0 | 0 | 0 | 0 | 0 | 0 | 0 | 0 | 0 | 0 | 0 | 0 | 0 | 0 | 0 | 0 | 0 | 0 | 0 | 0 | 0 | 0 | 0 | 0 | 0 | 0 | 0 | 0 | 0 | 0
F6_Commercial_Lodging_New_Food Preparation_Natural Gas_Oven_E1 | F6 | Commercial | Lodging | New | Food Preparation | Natural Gas | Oven | E1 | Utility - Value of Sales | 0.049591 | 0.050016 | 0.050524 | 0.051364 | 0.052484 | 0.053806 | 0.055021 | 0.056102 | 0.057151 | 0.058169 | 0.059195 | 0.060192 | 0.061131 | 0.062072 | 0.062971 | 0.063892 | 0.064878 | 0.065871 | 0.066871 | 0.067876 | 0.06887 | 0.069849 | 0 | 0 | 0 | 0 | 0 | 0 | 0 | 0
F6_Commercial_Lodging_New_Food Preparation_Natural Gas_Oven_E2 | F6 | Commercial | Lodging | New | Food Preparation | Natural Gas | Oven | E2 | Utility - Value of Sales | 0.034003 | 0.034294 | 0.034642 | 0.035219 | 0.035987 | 0.036893 | 0.037726 | 0.038467 | 0.039187 | 0.039884 | 0.040588 | 0.041272 | 0.041916 | 0.042561 | 0.043177 | 0.043809 | 0.044485 | 0.045165 | 0.045851 | 0.04654 | 0.047222 | 0.047893 | 0 | 0 | 0 | 0 | 0 | 0 | 0 | 0
F6_Commercial_Lodging_New_Food Preparation_Natural Gas_Oven_E3 | F6 | Commercial | Lodging | New | Food Preparation | Natural Gas | Oven | E3 | Utility - Value of Sales | 0 | 0 | 0 | 0 | 0 | 0 | 0 | 0 | 0 | 0 | 0 | 0 | 0 | 0 | 0 | 0 | 0 | 0 | 0 | 0 | 0 | 0 | 0 | 0 | 0 | 0 | 0 | 0 | 0 | 0
F6_Commercial_Lodging_New_Food Preparation_Natural Gas_Oven_E4 | F6 | Commercial | Lodging | New | Food Preparation | Natural Gas | Oven | E4 | Utility - Value of Sales | 0 | 0 | 0 | 0 | 0 | 0 | 0 | 0 | 0 | 0 | 0 | 0 | 0 | 0 | 0 | 0 | 0 | 0 | 0 | 0 | 0 | 0 | 0 | 0 | 0 | 0 | 0 | 0 | 0 | 0
F6_Commercial_Lodging_New_Food Preparation_Natural Gas_Oven_E5 | F6 | Commercial | Lodging | New | Food Preparation | Natural Gas | Oven | E5 | Utility - Value of Sales | 0 | 0 | 0 | 0 | 0 | 0 | 0 | 0 | 0 | 0 | 0 | 0 | 0 | 0 | 0 | 0 | 0 | 0 | 0 | 0 | 0 | 0 | 0 | 0 | 0 | 0 | 0 | 0 | 0 | 0
F6_Commercial_Lodging_New_Food Preparation_Natural Gas_Oven_E6 | F6 | Commercial | Lodging | New | Food Preparation | Natural Gas | Oven | E6 | Utility - Value of Sales | 0 | 0 | 0 | 0 | 0 | 0 | 0 | 0 | 0 | 0 | 0 | 0 | 0 | 0 | 0 | 0 | 0 | 0 | 0 | 0 | 0 | 0 | 0 | 0 | 0 | 0 | 0 | 0 | 0 | 0
F6_Commercial_Lodging_New_Food Preparation_Natural Gas_Oven_E7 | F6 | Commercial | Lodging | New | Food Preparation | Natural Gas | Oven | E7 | Utility - Value of Sales | 0 | 0 | 0 | 0 | 0 | 0 | 0 | 0 | 0 | 0 | 0 | 0 | 0 | 0 | 0 | 0 | 0 | 0 | 0 | 0 | 0 | 0 | 0 | 0 | 0 | 0 | 0 | 0 | 0 | 0
F6_Commercial_Lodging_New_Food Preparation_Natural Gas_Oven_E8 | F6 | Commercial | Lodging | New | Food Preparation | Natural Gas | Oven | E8 | Utility - Value of Sales | 0 | 0 | 0 | 0 | 0 | 0 | 0 | 0 | 0 | 0 | 0 | 0 | 0 | 0 | 0 | 0 | 0 | 0 | 0 | 0 | 0 | 0 | 0 | 0 | 0 | 0 | 0 | 0 | 0 | 0
F6_Commercial_Lodging_New_Food Preparation_Natural Gas_Oven_E9 | F6 | Commercial | Lodging | New | Food Preparation | Natural Gas | Oven | E9 | Utility - Value of Sales | 0 | 0 | 0 | 0 | 0 | 0 | 0 | 0 | 0 | 0 | 0 | 0 | 0 | 0 | 0 | 0 | 0 | 0 | 0 | 0 | 0 | 0 | 0 | 0 | 0 | 0 | 0 | 0 | 0 | 0
F6_Commercial_Lodging_New_Food Preparation_Natural Gas_Oven_E10 | F6 | Commercial | Lodging | New | Food Preparation | Natural Gas | Oven | E10 | Utility - Value of Sales | 0 | 0 | 0 | 0 | 0 | 0 | 0 | 0 | 0 | 0 | 0 | 0 | 0 | 0 | 0 | 0 | 0 | 0 | 0 | 0 | 0 | 0 | 0 | 0 | 0 | 0 | 0 | 0 | 0 | 0
F1_Commercial_Lodging_New_Food Preparation_Natural Gas_Conveyor Oven_E1 | F1 | Commercial | Lodging | New | Food Preparation | Natural Gas | Conveyor Oven | E1 | Participant - Cost of Equipment | 0.021928 | 0.021928 | 0.021928 | 0.021928 | 0.021928 | 0.021928 | 0.021928 | 0.021928 | 0.021928 | 0.021928 | 0.021928 | 0.021928 | 0.021928 | 0.021928 | 0.021928 | 0.021928 | 0.021928 | 0.021928 | 0.021928 | 0.021928 | 0.021928 | 0.021928 | 0 | 0 | 0 | 0 | 0 | 0 | 0 | 0
F1_Commercial_Lodging_New_Food Preparation_Natural Gas_Conveyor Oven_E2 | F1 | Commercial | Lodging | New | Food Preparation | Natural Gas | Conveyor Oven | E2 | Participant - Cost of Equipment | 0.026733 | 0.026733 | 0.026733 | 0.026733 | 0.026733 | 0.026733 | 0.026733 | 0.026733 | 0.026733 | 0.026733 | 0.026733 | 0.026733 | 0.026733 | 0.026733 | 0.026733 | 0.026733 | 0.026733 | 0.026733 | 0.026733 | 0.026733 | 0.026733 | 0.026733 | 0 | 0 | 0 | 0 | 0 | 0 | 0 | 0
F1_Commercial_Lodging_New_Food Preparation_Natural Gas_Conveyor Oven_E3 | F1 | Commercial | Lodging | New | Food Preparation | Natural Gas | Conveyor Oven | E3 | Participant - Cost of Equipment | 0 | 0 | 0 | 0 | 0 | 0 | 0 | 0 | 0 | 0 | 0 | 0 | 0 | 0 | 0 | 0 | 0 | 0 | 0 | 0 | 0 | 0 | 0 | 0 | 0 | 0 | 0 | 0 | 0 | 0
F1_Commercial_Lodging_New_Food Preparation_Natural Gas_Conveyor Oven_E4 | F1 | Commercial | Lodging | New | Food Preparation | Natural Gas | Conveyor Oven | E4 | Participant - Cost of Equipment | 0 | 0 | 0 | 0 | 0 | 0 | 0 | 0 | 0 | 0 | 0 | 0 | 0 | 0 | 0 | 0 | 0 | 0 | 0 | 0 | 0 | 0 | 0 | 0 | 0 | 0 | 0 | 0 | 0 | 0
F1_Commercial_Lodging_New_Food Preparation_Natural Gas_Conveyor Oven_E5 | F1 | Commercial | Lodging | New | Food Preparation | Natural Gas | Conveyor Oven | E5 | Participant - Cost of Equipment | 0 | 0 | 0 | 0 | 0 | 0 | 0 | 0 | 0 | 0 | 0 | 0 | 0 | 0 | 0 | 0 | 0 | 0 | 0 | 0 | 0 | 0 | 0 | 0 | 0 | 0 | 0 | 0 | 0 | 0
F1_Commercial_Lodging_New_Food Preparation_Natural Gas_Conveyor Oven_E6 | F1 | Commercial | Lodging | New | Food Preparation | Natural Gas | Conveyor Oven | E6 | Participant - Cost of Equipment | 0 | 0 | 0 | 0 | 0 | 0 | 0 | 0 | 0 | 0 | 0 | 0 | 0 | 0 | 0 | 0 | 0 | 0 | 0 | 0 | 0 | 0 | 0 | 0 | 0 | 0 | 0 | 0 | 0 | 0
F1_Commercial_Lodging_New_Food Preparation_Natural Gas_Conveyor Oven_E7 | F1 | Commercial | Lodging | New | Food Preparation | Natural Gas | Conveyor Oven | E7 | Participant - Cost of Equipment | 0 | 0 | 0 | 0 | 0 | 0 | 0 | 0 | 0 | 0 | 0 | 0 | 0 | 0 | 0 | 0 | 0 | 0 | 0 | 0 | 0 | 0 | 0 | 0 | 0 | 0 | 0 | 0 | 0 | 0
F1_Commercial_Lodging_New_Food Preparation_Natural Gas_Conveyor Oven_E8 | F1 | Commercial | Lodging | New | Food Preparation | Natural Gas | Conveyor Oven | E8 | Participant - Cost of Equipment | 0 | 0 | 0 | 0 | 0 | 0 | 0 | 0 | 0 | 0 | 0 | 0 | 0 | 0 | 0 | 0 | 0 | 0 | 0 | 0 | 0 | 0 | 0 | 0 | 0 | 0 | 0 | 0 | 0 | 0
F1_Commercial_Lodging_New_Food Preparation_Natural Gas_Conveyor Oven_E9 | F1 | Commercial | Lodging | New | Food Preparation | Natural Gas | Conveyor Oven | E9 | Participant - Cost of Equipment | 0 | 0 | 0 | 0 | 0 | 0 | 0 | 0 | 0 | 0 | 0 | 0 | 0 | 0 | 0 | 0 | 0 | 0 | 0 | 0 | 0 | 0 | 0 | 0 | 0 | 0 | 0 | 0 | 0 | 0
F1_Commercial_Lodging_New_Food Preparation_Natural Gas_Conveyor Oven_E10 | F1 | Commercial | Lodging | New | Food Preparation | Natural Gas | Conveyor Oven | E10 | Participant - Cost of Equipment | 0 | 0 | 0 | 0 | 0 | 0 | 0 | 0 | 0 | 0 | 0 | 0 | 0 | 0 | 0 | 0 | 0 | 0 | 0 | 0 | 0 | 0 | 0 | 0 | 0 | 0 | 0 | 0 | 0 | 0
F2_Commercial_Lodging_New_Food Preparation_Natural Gas_Conveyor Oven_E1 | F2 | Commercial | Lodging | New | Food Preparation | Natural Gas | Conveyor Oven | E1 | Participant - Cost of Operation | 0.083741 | 0.084676 | 0.085738 | 0.087238 | 0.089046 | 0.091069 | 0.092914 | 0.094526 | 0.096026 | 0.09754 | 0.099121 | 0.10073 | 0.10235 | 0.10405 | 0.1057 | 0.1074 | 0.10919 | 0.11099 | 0.11282 | 0.11466 | 0.11651 | 0.11834 | 0 | 0 | 0 | 0 | 0 | 0 | 0 | 0
F2_Commercial_Lodging_New_Food Preparation_Natural Gas_Conveyor Oven_E2 | F2 | Commercial | Lodging | New | Food Preparation | Natural Gas | Conveyor Oven | E2 | Participant - Cost of Operation | 0.063656 | 0.064367 | 0.065174 | 0.066314 | 0.067689 | 0.069227 | 0.070629 | 0.071855 | 0.072995 | 0.074145 | 0.075347 | 0.076573 | 0.077801 | 0.079091 | 0.080351 | 0.08164 | 0.082998 | 0.084371 | 0.08576 | 0.087163 | 0.088564 | 0.089961 | 0 | 0 | 0 | 0 | 0 | 0 | 0 | 0
F2_Commercial_Lodging_New_Food Preparation_Natural Gas_Conveyor Oven_E3 | F2 | Commercial | Lodging | New | Food Preparation | Natural Gas | Conveyor Oven | E3 | Participant - Cost of Operation | 0 | 0 | 0 | 0 | 0 | 0 | 0 | 0 | 0 | 0 | 0 | 0 | 0 | 0 | 0 | 0 | 0 | 0 | 0 | 0 | 0 | 0 | 0 | 0 | 0 | 0 | 0 | 0 | 0 | 0
F2_Commercial_Lodging_New_Food Preparation_Natural Gas_Conveyor Oven_E4 | F2 | Commercial | Lodging | New | Food Preparation | Natural Gas | Conveyor Oven | E4 | Participant - Cost of Operation | 0 | 0 | 0 | 0 | 0 | 0 | 0 | 0 | 0 | 0 | 0 | 0 | 0 | 0 | 0 | 0 | 0 | 0 | 0 | 0 | 0 | 0 | 0 | 0 | 0 | 0 | 0 | 0 | 0 | 0
F2_Commercial_Lodging_New_Food Preparation_Natural Gas_Conveyor Oven_E5 | F2 | Commercial | Lodging | New | Food Preparation | Natural Gas | Conveyor Oven | E5 | Participant - Cost of Operation | 0 | 0 | 0 | 0 | 0 | 0 | 0 | 0 | 0 | 0 | 0 | 0 | 0 | 0 | 0 | 0 | 0 | 0 | 0 | 0 | 0 | 0 | 0 | 0 | 0 | 0 | 0 | 0 | 0 | 0
F2_Commercial_Lodging_New_Food Preparation_Natural Gas_Conveyor Oven_E6 | F2 | Commercial | Lodging | New | Food Preparation | Natural Gas | Conveyor Oven | E6 | Participant - Cost of Operation | 0 | 0 | 0 | 0 | 0 | 0 | 0 | 0 | 0 | 0 | 0 | 0 | 0 | 0 | 0 | 0 | 0 | 0 | 0 | 0 | 0 | 0 | 0 | 0 | 0 | 0 | 0 | 0 | 0 | 0
F2_Commercial_Lodging_New_Food Preparation_Natural Gas_Conveyor Oven_E7 | F2 | Commercial | Lodging | New | Food Preparation | Natural Gas | Conveyor Oven | E7 | Participant - Cost of Operation | 0 | 0 | 0 | 0 | 0 | 0 | 0 | 0 | 0 | 0 | 0 | 0 | 0 | 0 | 0 | 0 | 0 | 0 | 0 | 0 | 0 | 0 | 0 | 0 | 0 | 0 | 0 | 0 | 0 | 0
F2_Commercial_Lodging_New_Food Preparation_Natural Gas_Conveyor Oven_E8 | F2 | Commercial | Lodging | New | Food Preparation | Natural Gas | Conveyor Oven | E8 | Participant - Cost of Operation | 0 | 0 | 0 | 0 | 0 | 0 | 0 | 0 | 0 | 0 | 0 | 0 | 0 | 0 | 0 | 0 | 0 | 0 | 0 | 0 | 0 | 0 | 0 | 0 | 0 | 0 | 0 | 0 | 0 | 0
F2_Commercial_Lodging_New_Food Preparation_Natural Gas_Conveyor Oven_E9 | F2 | Commercial | Lodging | New | Food Preparation | Natural Gas | Conveyor Oven | E9 | Participant - Cost of Operation | 0 | 0 | 0 | 0 | 0 | 0 | 0 | 0 | 0 | 0 | 0 | 0 | 0 | 0 | 0 | 0 | 0 | 0 | 0 | 0 | 0 | 0 | 0 | 0 | 0 | 0 | 0 | 0 | 0 | 0
F2_Commercial_Lodging_New_Food Preparation_Natural Gas_Conveyor Oven_E10 | F2 | Commercial | Lodging | New | Food Preparation | Natural Gas | Conveyor Oven | E10 | Participant - Cost of Operation | 0 | 0 | 0 | 0 | 0 | 0 | 0 | 0 | 0 | 0 | 0 | 0 | 0 | 0 | 0 | 0 | 0 | 0 | 0 | 0 | 0 | 0 | 0 | 0 | 0 | 0 | 0 | 0 | 0 | 0
F3_Commercial_Lodging_New_Food Preparation_Natural Gas_Conveyor Oven_E1 | F3 | Commercial | Lodging | New | Food Preparation | Natural Gas | Conveyor Oven | E1 | System - kBTUs of Conusmption | 7.6435 | 7.6666 | 7.6908 | 7.7376 | 7.7729 | 7.7969 | 7.8075 | 7.8118 | 7.8075 | 7.8006 | 7.7895 | 7.7778 | 7.7639 | 7.7482 | 7.7288 | 7.7098 | 7.6895 | 7.6678 | 7.6429 | 7.619 | 7.5942 | 7.5687 | 0 | 0 | 0 | 0 | 0 | 0 | 0 | 0
F3_Commercial_Lodging_New_Food Preparation_Natural Gas_Conveyor Oven_E2 | F3 | Commercial | Lodging | New | Food Preparation | Natural Gas | Conveyor Oven | E2 | System - kBTUs of Conusmption | 5.8102 | 5.8278 | 5.8462 | 5.8818 | 5.9086 | 5.9269 | 5.9349 | 5.9382 | 5.9349 | 5.9297 | 5.9212 | 5.9123 | 5.9018 | 5.8898 | 5.8751 | 5.8607 | 5.8452 | 5.8287 | 5.8098 | 5.7917 | 5.7728 | 5.7534 | 0 | 0 | 0 | 0 | 0 | 0 | 0 | 0
F3_Commercial_Lodging_New_Food Preparation_Natural Gas_Conveyor Oven_E3 | F3 | Commercial | Lodging | New | Food Preparation | Natural Gas | Conveyor Oven | E3 | System - kBTUs of Conusmption | 0 | 0 | 0 | 0 | 0 | 0 | 0 | 0 | 0 | 0 | 0 | 0 | 0 | 0 | 0 | 0 | 0 | 0 | 0 | 0 | 0 | 0 | 0 | 0 | 0 | 0 | 0 | 0 | 0 | 0
F3_Commercial_Lodging_New_Food Preparation_Natural Gas_Conveyor Oven_E4 | F3 | Commercial | Lodging | New | Food Preparation | Natural Gas | Conveyor Oven | E4 | System - kBTUs of Conusmption | 0 | 0 | 0 | 0 | 0 | 0 | 0 | 0 | 0 | 0 | 0 | 0 | 0 | 0 | 0 | 0 | 0 | 0 | 0 | 0 | 0 | 0 | 0 | 0 | 0 | 0 | 0 | 0 | 0 | 0
F3_Commercial_Lodging_New_Food Preparation_Natural Gas_Conveyor Oven_E5 | F3 | Commercial | Lodging | New | Food Preparation | Natural Gas | Conveyor Oven | E5 | System - kBTUs of Conusmption | 0 | 0 | 0 | 0 | 0 | 0 | 0 | 0 | 0 | 0 | 0 | 0 | 0 | 0 | 0 | 0 | 0 | 0 | 0 | 0 | 0 | 0 | 0 | 0 | 0 | 0 | 0 | 0 | 0 | 0
F3_Commercial_Lodging_New_Food Preparation_Natural Gas_Conveyor Oven_E6 | F3 | Commercial | Lodging | New | Food Preparation | Natural Gas | Conveyor Oven | E6 | System - kBTUs of Conusmption | 0 | 0 | 0 | 0 | 0 | 0 | 0 | 0 | 0 | 0 | 0 | 0 | 0 | 0 | 0 | 0 | 0 | 0 | 0 | 0 | 0 | 0 | 0 | 0 | 0 | 0 | 0 | 0 | 0 | 0
F3_Commercial_Lodging_New_Food Preparation_Natural Gas_Conveyor Oven_E7 | F3 | Commercial | Lodging | New | Food Preparation | Natural Gas | Conveyor Oven | E7 | System - kBTUs of Conusmption | 0 | 0 | 0 | 0 | 0 | 0 | 0 | 0 | 0 | 0 | 0 | 0 | 0 | 0 | 0 | 0 | 0 | 0 | 0 | 0 | 0 | 0 | 0 | 0 | 0 | 0 | 0 | 0 | 0 | 0
F3_Commercial_Lodging_New_Food Preparation_Natural Gas_Conveyor Oven_E8 | F3 | Commercial | Lodging | New | Food Preparation | Natural Gas | Conveyor Oven | E8 | System - kBTUs of Conusmption | 0 | 0 | 0 | 0 | 0 | 0 | 0 | 0 | 0 | 0 | 0 | 0 | 0 | 0 | 0 | 0 | 0 | 0 | 0 | 0 | 0 | 0 | 0 | 0 | 0 | 0 | 0 | 0 | 0 | 0
F3_Commercial_Lodging_New_Food Preparation_Natural Gas_Conveyor Oven_E9 | F3 | Commercial | Lodging | New | Food Preparation | Natural Gas | Conveyor Oven | E9 | System - kBTUs of Conusmption | 0 | 0 | 0 | 0 | 0 | 0 | 0 | 0 | 0 | 0 | 0 | 0 | 0 | 0 | 0 | 0 | 0 | 0 | 0 | 0 | 0 | 0 | 0 | 0 | 0 | 0 | 0 | 0 | 0 | 0
F3_Commercial_Lodging_New_Food Preparation_Natural Gas_Conveyor Oven_E10 | F3 | Commercial | Lodging | New | Food Preparation | Natural Gas | Conveyor Oven | E10 | System - kBTUs of Conusmption | 0 | 0 | 0 | 0 | 0 | 0 | 0 | 0 | 0 | 0 | 0 | 0 | 0 | 0 | 0 | 0 | 0 | 0 | 0 | 0 | 0 | 0 | 0 | 0 | 0 | 0 | 0 | 0 | 0 | 0
F4_Commercial_Lodging_New_Food Preparation_Natural Gas_Conveyor Oven_E1 | F4 | Commercial | Lodging | New | Food Preparation | Natural Gas | Conveyor Oven | E1 | Utility - Cost of Equipment | 0.021928 | 0.021928 | 0.021928 | 0.021928 | 0.021928 | 0.021928 | 0.021928 | 0.021928 | 0.021928 | 0.021928 | 0.021928 | 0.021928 | 0.021928 | 0.021928 | 0.021928 | 0.021928 | 0.021928 | 0.021928 | 0.021928 | 0.021928 | 0.021928 | 0.021928 | 0 | 0 | 0 | 0 | 0 | 0 | 0 | 0
F4_Commercial_Lodging_New_Food Preparation_Natural Gas_Conveyor Oven_E2 | F4 | Commercial | Lodging | New | Food Preparation | Natural Gas | Conveyor Oven | E2 | Utility - Cost of Equipment | 0.026733 | 0.026733 | 0.026733 | 0.026733 | 0.026733 | 0.026733 | 0.026733 | 0.026733 | 0.026733 | 0.026733 | 0.026733 | 0.026733 | 0.026733 | 0.026733 | 0.026733 | 0.026733 | 0.026733 | 0.026733 | 0.026733 | 0.026733 | 0.026733 | 0.026733 | 0 | 0 | 0 | 0 | 0 | 0 | 0 | 0
F4_Commercial_Lodging_New_Food Preparation_Natural Gas_Conveyor Oven_E3 | F4 | Commercial | Lodging | New | Food Preparation | Natural Gas | Conveyor Oven | E3 | Utility - Cost of Equipment | 0 | 0 | 0 | 0 | 0 | 0 | 0 | 0 | 0 | 0 | 0 | 0 | 0 | 0 | 0 | 0 | 0 | 0 | 0 | 0 | 0 | 0 | 0 | 0 | 0 | 0 | 0 | 0 | 0 | 0
F4_Commercial_Lodging_New_Food Preparation_Natural Gas_Conveyor Oven_E4 | F4 | Commercial | Lodging | New | Food Preparation | Natural Gas | Conveyor Oven | E4 | Utility - Cost of Equipment | 0 | 0 | 0 | 0 | 0 | 0 | 0 | 0 | 0 | 0 | 0 | 0 | 0 | 0 | 0 | 0 | 0 | 0 | 0 | 0 | 0 | 0 | 0 | 0 | 0 | 0 | 0 | 0 | 0 | 0
F4_Commercial_Lodging_New_Food Preparation_Natural Gas_Conveyor Oven_E5 | F4 | Commercial | Lodging | New | Food Preparation | Natural Gas | Conveyor Oven | E5 | Utility - Cost of Equipment | 0 | 0 | 0 | 0 | 0 | 0 | 0 | 0 | 0 | 0 | 0 | 0 | 0 | 0 | 0 | 0 | 0 | 0 | 0 | 0 | 0 | 0 | 0 | 0 | 0 | 0 | 0 | 0 | 0 | 0
F4_Commercial_Lodging_New_Food Preparation_Natural Gas_Conveyor Oven_E6 | F4 | Commercial | Lodging | New | Food Preparation | Natural Gas | Conveyor Oven | E6 | Utility - Cost of Equipment | 0 | 0 | 0 | 0 | 0 | 0 | 0 | 0 | 0 | 0 | 0 | 0 | 0 | 0 | 0 | 0 | 0 | 0 | 0 | 0 | 0 | 0 | 0 | 0 | 0 | 0 | 0 | 0 | 0 | 0
F4_Commercial_Lodging_New_Food Preparation_Natural Gas_Conveyor Oven_E7 | F4 | Commercial | Lodging | New | Food Preparation | Natural Gas | Conveyor Oven | E7 | Utility - Cost of Equipment | 0 | 0 | 0 | 0 | 0 | 0 | 0 | 0 | 0 | 0 | 0 | 0 | 0 | 0 | 0 | 0 | 0 | 0 | 0 | 0 | 0 | 0 | 0 | 0 | 0 | 0 | 0 | 0 | 0 | 0
F4_Commercial_Lodging_New_Food Preparation_Natural Gas_Conveyor Oven_E8 | F4 | Commercial | Lodging | New | Food Preparation | Natural Gas | Conveyor Oven | E8 | Utility - Cost of Equipment | 0 | 0 | 0 | 0 | 0 | 0 | 0 | 0 | 0 | 0 | 0 | 0 | 0 | 0 | 0 | 0 | 0 | 0 | 0 | 0 | 0 | 0 | 0 | 0 | 0 | 0 | 0 | 0 | 0 | 0
F4_Commercial_Lodging_New_Food Preparation_Natural Gas_Conveyor Oven_E9 | F4 | Commercial | Lodging | New | Food Preparation | Natural Gas | Conveyor Oven | E9 | Utility - Cost of Equipment | 0 | 0 | 0 | 0 | 0 | 0 | 0 | 0 | 0 | 0 | 0 | 0 | 0 | 0 | 0 | 0 | 0 | 0 | 0 | 0 | 0 | 0 | 0 | 0 | 0 | 0 | 0 | 0 | 0 | 0
F4_Commercial_Lodging_New_Food Preparation_Natural Gas_Conveyor Oven_E10 | F4 | Commercial | Lodging | New | Food Preparation | Natural Gas | Conveyor Oven | E10 | Utility - Cost of Equipment | 0 | 0 | 0 | 0 | 0 | 0 | 0 | 0 | 0 | 0 | 0 | 0 | 0 | 0 | 0 | 0 | 0 | 0 | 0 | 0 | 0 | 0 | 0 | 0 | 0 | 0 | 0 | 0 | 0 | 0
F5_Commercial_Lodging_New_Food Preparation_Natural Gas_Conveyor Oven_E1 | F5 | Commercial | Lodging | New | Food Preparation | Natural Gas | Conveyor Oven | E1 | Utility - Cost of Operation | 0.069897 | 0.070677 | 0.071564 | 0.072815 | 0.074325 | 0.076014 | 0.077554 | 0.078899 | 0.080151 | 0.081414 | 0.082734 | 0.08408 | 0.085428 | 0.086845 | 0.088228 | 0.089644 | 0.091135 | 0.092643 | 0.094168 | 0.095708 | 0.097246 | 0.09878 | 0 | 0 | 0 | 0 | 0 | 0 | 0 | 0
F5_Commercial_Lodging_New_Food Preparation_Natural Gas_Conveyor Oven_E2 | F5 | Commercial | Lodging | New | Food Preparation | Natural Gas | Conveyor Oven | E2 | Utility - Cost of Operation | 0.053132 | 0.053726 | 0.0544 | 0.055351 | 0.056498 | 0.057782 | 0.058953 | 0.059975 | 0.060927 | 0.061887 | 0.062891 | 0.063914 | 0.064939 | 0.066016 | 0.067067 | 0.068143 | 0.069277 | 0.070423 | 0.071582 | 0.072753 | 0.073922 | 0.075088 | 0 | 0 | 0 | 0 | 0 | 0 | 0 | 0
F5_Commercial_Lodging_New_Food Preparation_Natural Gas_Conveyor Oven_E3 | F5 | Commercial | Lodging | New | Food Preparation | Natural Gas | Conveyor Oven | E3 | Utility - Cost of Operation | 0 | 0 | 0 | 0 | 0 | 0 | 0 | 0 | 0 | 0 | 0 | 0 | 0 | 0 | 0 | 0 | 0 | 0 | 0 | 0 | 0 | 0 | 0 | 0 | 0 | 0 | 0 | 0 | 0 | 0
F5_Commercial_Lodging_New_Food Preparation_Natural Gas_Conveyor Oven_E4 | F5 | Commercial | Lodging | New | Food Preparation | Natural Gas | Conveyor Oven | E4 | Utility - Cost of Operation | 0 | 0 | 0 | 0 | 0 | 0 | 0 | 0 | 0 | 0 | 0 | 0 | 0 | 0 | 0 | 0 | 0 | 0 | 0 | 0 | 0 | 0 | 0 | 0 | 0 | 0 | 0 | 0 | 0 | 0
F5_Commercial_Lodging_New_Food Preparation_Natural Gas_Conveyor Oven_E5 | F5 | Commercial | Lodging | New | Food Preparation | Natural Gas | Conveyor Oven | E5 | Utility - Cost of Operation | 0 | 0 | 0 | 0 | 0 | 0 | 0 | 0 | 0 | 0 | 0 | 0 | 0 | 0 | 0 | 0 | 0 | 0 | 0 | 0 | 0 | 0 | 0 | 0 | 0 | 0 | 0 | 0 | 0 | 0
F5_Commercial_Lodging_New_Food Preparation_Natural Gas_Conveyor Oven_E6 | F5 | Commercial | Lodging | New | Food Preparation | Natural Gas | Conveyor Oven | E6 | Utility - Cost of Operation | 0 | 0 | 0 | 0 | 0 | 0 | 0 | 0 | 0 | 0 | 0 | 0 | 0 | 0 | 0 | 0 | 0 | 0 | 0 | 0 | 0 | 0 | 0 | 0 | 0 | 0 | 0 | 0 | 0 | 0
F5_Commercial_Lodging_New_Food Preparation_Natural Gas_Conveyor Oven_E7 | F5 | Commercial | Lodging | New | Food Preparation | Natural Gas | Conveyor Oven | E7 | Utility - Cost of Operation | 0 | 0 | 0 | 0 | 0 | 0 | 0 | 0 | 0 | 0 | 0 | 0 | 0 | 0 | 0 | 0 | 0 | 0 | 0 | 0 | 0 | 0 | 0 | 0 | 0 | 0 | 0 | 0 | 0 | 0
F5_Commercial_Lodging_New_Food Preparation_Natural Gas_Conveyor Oven_E8 | F5 | Commercial | Lodging | New | Food Preparation | Natural Gas | Conveyor Oven | E8 | Utility - Cost of Operation | 0 | 0 | 0 | 0 | 0 | 0 | 0 | 0 | 0 | 0 | 0 | 0 | 0 | 0 | 0 | 0 | 0 | 0 | 0 | 0 | 0 | 0 | 0 | 0 | 0 | 0 | 0 | 0 | 0 | 0
F5_Commercial_Lodging_New_Food Preparation_Natural Gas_Conveyor Oven_E9 | F5 | Commercial | Lodging | New | Food Preparation | Natural Gas | Conveyor Oven | E9 | Utility - Cost of Operation | 0 | 0 | 0 | 0 | 0 | 0 | 0 | 0 | 0 | 0 | 0 | 0 | 0 | 0 | 0 | 0 | 0 | 0 | 0 | 0 | 0 | 0 | 0 | 0 | 0 | 0 | 0 | 0 | 0 | 0
F5_Commercial_Lodging_New_Food Preparation_Natural Gas_Conveyor Oven_E10 | F5 | Commercial | Lodging | New | Food Preparation | Natural Gas | Conveyor Oven | E10 | Utility - Cost of Operation | 0 | 0 | 0 | 0 | 0 | 0 | 0 | 0 | 0 | 0 | 0 | 0 | 0 | 0 | 0 | 0 | 0 | 0 | 0 | 0 | 0 | 0 | 0 | 0 | 0 | 0 | 0 | 0 | 0 | 0
F6_Commercial_Lodging_New_Food Preparation_Natural Gas_Conveyor Oven_E1 | F6 | Commercial | Lodging | New | Food Preparation | Natural Gas | Conveyor Oven | E1 | Utility - Value of Sales | 0.083741 | 0.084676 | 0.085738 | 0.087238 | 0.089046 | 0.091069 | 0.092914 | 0.094526 | 0.096026 | 0.09754 | 0.099121 | 0.10073 | 0.10235 | 0.10405 | 0.1057 | 0.1074 | 0.10919 | 0.11099 | 0.11282 | 0.11466 | 0.11651 | 0.11834 | 0 | 0 | 0 | 0 | 0 | 0 | 0 | 0
F6_Commercial_Lodging_New_Food Preparation_Natural Gas_Conveyor Oven_E2 | F6 | Commercial | Lodging | New | Food Preparation | Natural Gas | Conveyor Oven | E2 | Utility - Value of Sales | 0.063656 | 0.064367 | 0.065174 | 0.066314 | 0.067689 | 0.069227 | 0.070629 | 0.071855 | 0.072995 | 0.074145 | 0.075347 | 0.076573 | 0.077801 | 0.079091 | 0.080351 | 0.08164 | 0.082998 | 0.084371 | 0.08576 | 0.087163 | 0.088564 | 0.089961 | 0 | 0 | 0 | 0 | 0 | 0 | 0 | 0
F6_Commercial_Lodging_New_Food Preparation_Natural Gas_Conveyor Oven_E3 | F6 | Commercial | Lodging | New | Food Preparation | Natural Gas | Conveyor Oven | E3 | Utility - Value of Sales | 0 | 0 | 0 | 0 | 0 | 0 | 0 | 0 | 0 | 0 | 0 | 0 | 0 | 0 | 0 | 0 | 0 | 0 | 0 | 0 | 0 | 0 | 0 | 0 | 0 | 0 | 0 | 0 | 0 | 0
F6_Commercial_Lodging_New_Food Preparation_Natural Gas_Conveyor Oven_E4 | F6 | Commercial | Lodging | New | Food Preparation | Natural Gas | Conveyor Oven | E4 | Utility - Value of Sales | 0 | 0 | 0 | 0 | 0 | 0 | 0 | 0 | 0 | 0 | 0 | 0 | 0 | 0 | 0 | 0 | 0 | 0 | 0 | 0 | 0 | 0 | 0 | 0 | 0 | 0 | 0 | 0 | 0 | 0
F6_Commercial_Lodging_New_Food Preparation_Natural Gas_Conveyor Oven_E5 | F6 | Commercial | Lodging | New | Food Preparation | Natural Gas | Conveyor Oven | E5 | Utility - Value of Sales | 0 | 0 | 0 | 0 | 0 | 0 | 0 | 0 | 0 | 0 | 0 | 0 | 0 | 0 | 0 | 0 | 0 | 0 | 0 | 0 | 0 | 0 | 0 | 0 | 0 | 0 | 0 | 0 | 0 | 0
F6_Commercial_Lodging_New_Food Preparation_Natural Gas_Conveyor Oven_E6 | F6 | Commercial | Lodging | New | Food Preparation | Natural Gas | Conveyor Oven | E6 | Utility - Value of Sales | 0 | 0 | 0 | 0 | 0 | 0 | 0 | 0 | 0 | 0 | 0 | 0 | 0 | 0 | 0 | 0 | 0 | 0 | 0 | 0 | 0 | 0 | 0 | 0 | 0 | 0 | 0 | 0 | 0 | 0
F6_Commercial_Lodging_New_Food Preparation_Natural Gas_Conveyor Oven_E7 | F6 | Commercial | Lodging | New | Food Preparation | Natural Gas | Conveyor Oven | E7 | Utility - Value of Sales | 0 | 0 | 0 | 0 | 0 | 0 | 0 | 0 | 0 | 0 | 0 | 0 | 0 | 0 | 0 | 0 | 0 | 0 | 0 | 0 | 0 | 0 | 0 | 0 | 0 | 0 | 0 | 0 | 0 | 0
F6_Commercial_Lodging_New_Food Preparation_Natural Gas_Conveyor Oven_E8 | F6 | Commercial | Lodging | New | Food Preparation | Natural Gas | Conveyor Oven | E8 | Utility - Value of Sales | 0 | 0 | 0 | 0 | 0 | 0 | 0 | 0 | 0 | 0 | 0 | 0 | 0 | 0 | 0 | 0 | 0 | 0 | 0 | 0 | 0 | 0 | 0 | 0 | 0 | 0 | 0 | 0 | 0 | 0
F6_Commercial_Lodging_New_Food Preparation_Natural Gas_Conveyor Oven_E9 | F6 | Commercial | Lodging | New | Food Preparation | Natural Gas | Conveyor Oven | E9 | Utility - Value of Sales | 0 | 0 | 0 | 0 | 0 | 0 | 0 | 0 | 0 | 0 | 0 | 0 | 0 | 0 | 0 | 0 | 0 | 0 | 0 | 0 | 0 | 0 | 0 | 0 | 0 | 0 | 0 | 0 | 0 | 0
F6_Commercial_Lodging_New_Food Preparation_Natural Gas_Conveyor Oven_E10 | F6 | Commercial | Lodging | New | Food Preparation | Natural Gas | Conveyor Oven | E10 | Utility - Value of Sales | 0 | 0 | 0 | 0 | 0 | 0 | 0 | 0 | 0 | 0 | 0 | 0 | 0 | 0 | 0 | 0 | 0 | 0 | 0 | 0 | 0 | 0 | 0 | 0 | 0 | 0 | 0 | 0 | 0 | 0
F1_Commercial_Lodging_New_Food Preparation_Natural Gas_Double Rack Oven_E1 | F1 | Commercial | Lodging | New | Food Preparation | Natural Gas | Double Rack Oven | E1 | Participant - Cost of Equipment | 0.042304 | 0.042304 | 0.042304 | 0.042304 | 0.042304 | 0.042304 | 0.042304 | 0.042304 | 0.042304 | 0.042304 | 0.042304 | 0.042304 | 0.042304 | 0.042304 | 0.042304 | 0.042304 | 0.042304 | 0.042304 | 0.042304 | 0.042304 | 0.042304 | 0.042304 | 0 | 0 | 0 | 0 | 0 | 0 | 0 | 0
F1_Commercial_Lodging_New_Food Preparation_Natural Gas_Double Rack Oven_E2 | F1 | Commercial | Lodging | New | Food Preparation | Natural Gas | Double Rack Oven | E2 | Participant - Cost of Equipment | 0.056261 | 0.056261 | 0.056261 | 0.056261 | 0.056261 | 0.056261 | 0.056261 | 0.056261 | 0.056261 | 0.056261 | 0.056261 | 0.056261 | 0.056261 | 0.056261 | 0.056261 | 0.056261 | 0.056261 | 0.056261 | 0.056261 | 0.056261 | 0.056261 | 0.056261 | 0 | 0 | 0 | 0 | 0 | 0 | 0 | 0
F1_Commercial_Lodging_New_Food Preparation_Natural Gas_Double Rack Oven_E3 | F1 | Commercial | Lodging | New | Food Preparation | Natural Gas | Double Rack Oven | E3 | Participant - Cost of Equipment | 0 | 0 | 0 | 0 | 0 | 0 | 0 | 0 | 0 | 0 | 0 | 0 | 0 | 0 | 0 | 0 | 0 | 0 | 0 | 0 | 0 | 0 | 0 | 0 | 0 | 0 | 0 | 0 | 0 | 0
F1_Commercial_Lodging_New_Food Preparation_Natural Gas_Double Rack Oven_E4 | F1 | Commercial | Lodging | New | Food Preparation | Natural Gas | Double Rack Oven | E4 | Participant - Cost of Equipment | 0 | 0 | 0 | 0 | 0 | 0 | 0 | 0 | 0 | 0 | 0 | 0 | 0 | 0 | 0 | 0 | 0 | 0 | 0 | 0 | 0 | 0 | 0 | 0 | 0 | 0 | 0 | 0 | 0 | 0
F1_Commercial_Lodging_New_Food Preparation_Natural Gas_Double Rack Oven_E5 | F1 | Commercial | Lodging | New | Food Preparation | Natural Gas | Double Rack Oven | E5 | Participant - Cost of Equipment | 0 | 0 | 0 | 0 | 0 | 0 | 0 | 0 | 0 | 0 | 0 | 0 | 0 | 0 | 0 | 0 | 0 | 0 | 0 | 0 | 0 | 0 | 0 | 0 | 0 | 0 | 0 | 0 | 0 | 0
F1_Commercial_Lodging_New_Food Preparation_Natural Gas_Double Rack Oven_E6 | F1 | Commercial | Lodging | New | Food Preparation | Natural Gas | Double Rack Oven | E6 | Participant - Cost of Equipment | 0 | 0 | 0 | 0 | 0 | 0 | 0 | 0 | 0 | 0 | 0 | 0 | 0 | 0 | 0 | 0 | 0 | 0 | 0 | 0 | 0 | 0 | 0 | 0 | 0 | 0 | 0 | 0 | 0 | 0
F1_Commercial_Lodging_New_Food Preparation_Natural Gas_Double Rack Oven_E7 | F1 | Commercial | Lodging | New | Food Preparation | Natural Gas | Double Rack Oven | E7 | Participant - Cost of Equipment | 0 | 0 | 0 | 0 | 0 | 0 | 0 | 0 | 0 | 0 | 0 | 0 | 0 | 0 | 0 | 0 | 0 | 0 | 0 | 0 | 0 | 0 | 0 | 0 | 0 | 0 | 0 | 0 | 0 | 0
F1_Commercial_Lodging_New_Food Preparation_Natural Gas_Double Rack Oven_E8 | F1 | Commercial | Lodging | New | Food Preparation | Natural Gas | Double Rack Oven | E8 | Participant - Cost of Equipment | 0 | 0 | 0 | 0 | 0 | 0 | 0 | 0 | 0 | 0 | 0 | 0 | 0 | 0 | 0 | 0 | 0 | 0 | 0 | 0 | 0 | 0 | 0 | 0 | 0 | 0 | 0 | 0 | 0 | 0
F1_Commercial_Lodging_New_Food Preparation_Natural Gas_Double Rack Oven_E9 | F1 | Commercial | Lodging | New | Food Preparation | Natural Gas | Double Rack Oven | E9 | Participant - Cost of Equipment | 0 | 0 | 0 | 0 | 0 | 0 | 0 | 0 | 0 | 0 | 0 | 0 | 0 | 0 | 0 | 0 | 0 | 0 | 0 | 0 | 0 | 0 | 0 | 0 | 0 | 0 | 0 | 0 | 0 | 0
F1_Commercial_Lodging_New_Food Preparation_Natural Gas_Double Rack Oven_E10 | F1 | Commercial | Lodging | New | Food Preparation | Natural Gas | Double Rack Oven | E10 | Participant - Cost of Equipment | 0 | 0 | 0 | 0 | 0 | 0 | 0 | 0 | 0 | 0 | 0 | 0 | 0 | 0 | 0 | 0 | 0 | 0 | 0 | 0 | 0 | 0 | 0 | 0 | 0 | 0 | 0 | 0 | 0 | 0
F2_Commercial_Lodging_New_Food Preparation_Natural Gas_Double Rack Oven_E1 | F2 | Commercial | Lodging | New | Food Preparation | Natural Gas | Double Rack Oven | E1 | Participant - Cost of Operation | 0.14348 | 0.14471 | 0.14618 | 0.14861 | 0.15185 | 0.15568 | 0.15919 | 0.16232 | 0.16535 | 0.1683 | 0.17127 | 0.17415 | 0.17687 | 0.17959 | 0.18219 | 0.18486 | 0.18771 | 0.19058 | 0.19348 | 0.19638 | 0.19926 | 0.20209 | 0 | 0 | 0 | 0 | 0 | 0 | 0 | 0
F2_Commercial_Lodging_New_Food Preparation_Natural Gas_Double Rack Oven_E2 | F2 | Commercial | Lodging | New | Food Preparation | Natural Gas | Double Rack Oven | E2 | Participant - Cost of Operation | 0.078263 | 0.078932 | 0.079734 | 0.08106 | 0.082828 | 0.084914 | 0.086831 | 0.088537 | 0.090193 | 0.091799 | 0.093418 | 0.094992 | 0.096474 | 0.097958 | 0.099377 | 0.10083 | 0.10239 | 0.10395 | 0.10553 | 0.10712 | 0.10869 | 0.11023 | 0 | 0 | 0 | 0 | 0 | 0 | 0 | 0
F2_Commercial_Lodging_New_Food Preparation_Natural Gas_Double Rack Oven_E3 | F2 | Commercial | Lodging | New | Food Preparation | Natural Gas | Double Rack Oven | E3 | Participant - Cost of Operation | 0 | 0 | 0 | 0 | 0 | 0 | 0 | 0 | 0 | 0 | 0 | 0 | 0 | 0 | 0 | 0 | 0 | 0 | 0 | 0 | 0 | 0 | 0 | 0 | 0 | 0 | 0 | 0 | 0 | 0
F2_Commercial_Lodging_New_Food Preparation_Natural Gas_Double Rack Oven_E4 | F2 | Commercial | Lodging | New | Food Preparation | Natural Gas | Double Rack Oven | E4 | Participant - Cost of Operation | 0 | 0 | 0 | 0 | 0 | 0 | 0 | 0 | 0 | 0 | 0 | 0 | 0 | 0 | 0 | 0 | 0 | 0 | 0 | 0 | 0 | 0 | 0 | 0 | 0 | 0 | 0 | 0 | 0 | 0
F2_Commercial_Lodging_New_Food Preparation_Natural Gas_Double Rack Oven_E5 | F2 | Commercial | Lodging | New | Food Preparation | Natural Gas | Double Rack Oven | E5 | Participant - Cost of Operation | 0 | 0 | 0 | 0 | 0 | 0 | 0 | 0 | 0 | 0 | 0 | 0 | 0 | 0 | 0 | 0 | 0 | 0 | 0 | 0 | 0 | 0 | 0 | 0 | 0 | 0 | 0 | 0 | 0 | 0
F2_Commercial_Lodging_New_Food Preparation_Natural Gas_Double Rack Oven_E6 | F2 | Commercial | Lodging | New | Food Preparation | Natural Gas | Double Rack Oven | E6 | Participant - Cost of Operation | 0 | 0 | 0 | 0 | 0 | 0 | 0 | 0 | 0 | 0 | 0 | 0 | 0 | 0 | 0 | 0 | 0 | 0 | 0 | 0 | 0 | 0 | 0 | 0 | 0 | 0 | 0 | 0 | 0 | 0
F2_Commercial_Lodging_New_Food Preparation_Natural Gas_Double Rack Oven_E7 | F2 | Commercial | Lodging | New | Food Preparation | Natural Gas | Double Rack Oven | E7 | Participant - Cost of Operation | 0 | 0 | 0 | 0 | 0 | 0 | 0 | 0 | 0 | 0 | 0 | 0 | 0 | 0 | 0 | 0 | 0 | 0 | 0 | 0 | 0 | 0 | 0 | 0 | 0 | 0 | 0 | 0 | 0 | 0
F2_Commercial_Lodging_New_Food Preparation_Natural Gas_Double Rack Oven_E8 | F2 | Commercial | Lodging | New | Food Preparation | Natural Gas | Double Rack Oven | E8 | Participant - Cost of Operation | 0 | 0 | 0 | 0 | 0 | 0 | 0 | 0 | 0 | 0 | 0 | 0 | 0 | 0 | 0 | 0 | 0 | 0 | 0 | 0 | 0 | 0 | 0 | 0 | 0 | 0 | 0 | 0 | 0 | 0
F2_Commercial_Lodging_New_Food Preparation_Natural Gas_Double Rack Oven_E9 | F2 | Commercial | Lodging | New | Food Preparation | Natural Gas | Double Rack Oven | E9 | Participant - Cost of Operation | 0 | 0 | 0 | 0 | 0 | 0 | 0 | 0 | 0 | 0 | 0 | 0 | 0 | 0 | 0 | 0 | 0 | 0 | 0 | 0 | 0 | 0 | 0 | 0 | 0 | 0 | 0 | 0 | 0 | 0
F2_Commercial_Lodging_New_Food Preparation_Natural Gas_Double Rack Oven_E10 | F2 | Commercial | Lodging | New | Food Preparation | Natural Gas | Double Rack Oven | E10 | Participant - Cost of Operation | 0 | 0 | 0 | 0 | 0 | 0 | 0 | 0 | 0 | 0 | 0 | 0 | 0 | 0 | 0 | 0 | 0 | 0 | 0 | 0 | 0 | 0 | 0 | 0 | 0 | 0 | 0 | 0 | 0 | 0
F3_Commercial_Lodging_New_Food Preparation_Natural Gas_Double Rack Oven_E1 | F3 | Commercial | Lodging | New | Food Preparation | Natural Gas | Double Rack Oven | E1 | System - kBTUs of Conusmption | 13.4564 | 13.4966 | 13.5412 | 13.6436 | 13.7342 | 13.8106 | 13.8686 | 13.9262 | 13.9798 | 14.014 | 14.0256 | 14.023 | 14.0023 | 13.9625 | 13.9135 | 13.8658 | 13.8144 | 13.7596 | 13.6969 | 13.6365 | 13.5738 | 13.5094 | 0 | 0 | 0 | 0 | 0 | 0 | 0 | 0
F3_Commercial_Lodging_New_Food Preparation_Natural Gas_Double Rack Oven_E2 | F3 | Commercial | Lodging | New | Food Preparation | Natural Gas | Double Rack Oven | E2 | System - kBTUs of Conusmption | 7.3399 | 7.3618 | 7.3861 | 7.442 | 7.4914 | 7.533 | 7.5647 | 7.5961 | 7.6253 | 7.644 | 7.6503 | 7.6489 | 7.6376 | 7.6159 | 7.5892 | 7.5631 | 7.5351 | 7.5052 | 7.471 | 7.4381 | 7.4039 | 7.3688 | 0 | 0 | 0 | 0 | 0 | 0 | 0 | 0
F3_Commercial_Lodging_New_Food Preparation_Natural Gas_Double Rack Oven_E3 | F3 | Commercial | Lodging | New | Food Preparation | Natural Gas | Double Rack Oven | E3 | System - kBTUs of Conusmption | 0 | 0 | 0 | 0 | 0 | 0 | 0 | 0 | 0 | 0 | 0 | 0 | 0 | 0 | 0 | 0 | 0 | 0 | 0 | 0 | 0 | 0 | 0 | 0 | 0 | 0 | 0 | 0 | 0 | 0
F3_Commercial_Lodging_New_Food Preparation_Natural Gas_Double Rack Oven_E4 | F3 | Commercial | Lodging | New | Food Preparation | Natural Gas | Double Rack Oven | E4 | System - kBTUs of Conusmption | 0 | 0 | 0 | 0 | 0 | 0 | 0 | 0 | 0 | 0 | 0 | 0 | 0 | 0 | 0 | 0 | 0 | 0 | 0 | 0 | 0 | 0 | 0 | 0 | 0 | 0 | 0 | 0 | 0 | 0
F3_Commercial_Lodging_New_Food Preparation_Natural Gas_Double Rack Oven_E5 | F3 | Commercial | Lodging | New | Food Preparation | Natural Gas | Double Rack Oven | E5 | System - kBTUs of Conusmption | 0 | 0 | 0 | 0 | 0 | 0 | 0 | 0 | 0 | 0 | 0 | 0 | 0 | 0 | 0 | 0 | 0 | 0 | 0 | 0 | 0 | 0 | 0 | 0 | 0 | 0 | 0 | 0 | 0 | 0
F3_Commercial_Lodging_New_Food Preparation_Natural Gas_Double Rack Oven_E6 | F3 | Commercial | Lodging | New | Food Preparation | Natural Gas | Double Rack Oven | E6 | System - kBTUs of Conusmption | 0 | 0 | 0 | 0 | 0 | 0 | 0 | 0 | 0 | 0 | 0 | 0 | 0 | 0 | 0 | 0 | 0 | 0 | 0 | 0 | 0 | 0 | 0 | 0 | 0 | 0 | 0 | 0 | 0 | 0
F3_Commercial_Lodging_New_Food Preparation_Natural Gas_Double Rack Oven_E7 | F3 | Commercial | Lodging | New | Food Preparation | Natural Gas | Double Rack Oven | E7 | System - kBTUs of Conusmption | 0 | 0 | 0 | 0 | 0 | 0 | 0 | 0 | 0 | 0 | 0 | 0 | 0 | 0 | 0 | 0 | 0 | 0 | 0 | 0 | 0 | 0 | 0 | 0 | 0 | 0 | 0 | 0 | 0 | 0
F3_Commercial_Lodging_New_Food Preparation_Natural Gas_Double Rack Oven_E8 | F3 | Commercial | Lodging | New | Food Preparation | Natural Gas | Double Rack Oven | E8 | System - kBTUs of Conusmption | 0 | 0 | 0 | 0 | 0 | 0 | 0 | 0 | 0 | 0 | 0 | 0 | 0 | 0 | 0 | 0 | 0 | 0 | 0 | 0 | 0 | 0 | 0 | 0 | 0 | 0 | 0 | 0 | 0 | 0
F3_Commercial_Lodging_New_Food Preparation_Natural Gas_Double Rack Oven_E9 | F3 | Commercial | Lodging | New | Food Preparation | Natural Gas | Double Rack Oven | E9 | System - kBTUs of Conusmption | 0 | 0 | 0 | 0 | 0 | 0 | 0 | 0 | 0 | 0 | 0 | 0 | 0 | 0 | 0 | 0 | 0 | 0 | 0 | 0 | 0 | 0 | 0 | 0 | 0 | 0 | 0 | 0 | 0 | 0
F3_Commercial_Lodging_New_Food Preparation_Natural Gas_Double Rack Oven_E10 | F3 | Commercial | Lodging | New | Food Preparation | Natural Gas | Double Rack Oven | E10 | System - kBTUs of Conusmption | 0 | 0 | 0 | 0 | 0 | 0 | 0 | 0 | 0 | 0 | 0 | 0 | 0 | 0 | 0 | 0 | 0 | 0 | 0 | 0 | 0 | 0 | 0 | 0 | 0 | 0 | 0 | 0 | 0 | 0
F4_Commercial_Lodging_New_Food Preparation_Natural Gas_Double Rack Oven_E1 | F4 | Commercial | Lodging | New | Food Preparation | Natural Gas | Double Rack Oven | E1 | Utility - Cost of Equipment | 0.042304 | 0.042304 | 0.042304 | 0.042304 | 0.042304 | 0.042304 | 0.042304 | 0.042304 | 0.042304 | 0.042304 | 0.042304 | 0.042304 | 0.042304 | 0.042304 | 0.042304 | 0.042304 | 0.042304 | 0.042304 | 0.042304 | 0.042304 | 0.042304 | 0.042304 | 0 | 0 | 0 | 0 | 0 | 0 | 0 | 0
F4_Commercial_Lodging_New_Food Preparation_Natural Gas_Double Rack Oven_E2 | F4 | Commercial | Lodging | New | Food Preparation | Natural Gas | Double Rack Oven | E2 | Utility - Cost of Equipment | 0.056261 | 0.056261 | 0.056261 | 0.056261 | 0.056261 | 0.056261 | 0.056261 | 0.056261 | 0.056261 | 0.056261 | 0.056261 | 0.056261 | 0.056261 | 0.056261 | 0.056261 | 0.056261 | 0.056261 | 0.056261 | 0.056261 | 0.056261 | 0.056261 | 0.056261 | 0 | 0 | 0 | 0 | 0 | 0 | 0 | 0
F4_Commercial_Lodging_New_Food Preparation_Natural Gas_Double Rack Oven_E3 | F4 | Commercial | Lodging | New | Food Preparation | Natural Gas | Double Rack Oven | E3 | Utility - Cost of Equipment | 0 | 0 | 0 | 0 | 0 | 0 | 0 | 0 | 0 | 0 | 0 | 0 | 0 | 0 | 0 | 0 | 0 | 0 | 0 | 0 | 0 | 0 | 0 | 0 | 0 | 0 | 0 | 0 | 0 | 0
F4_Commercial_Lodging_New_Food Preparation_Natural Gas_Double Rack Oven_E4 | F4 | Commercial | Lodging | New | Food Preparation | Natural Gas | Double Rack Oven | E4 | Utility - Cost of Equipment | 0 | 0 | 0 | 0 | 0 | 0 | 0 | 0 | 0 | 0 | 0 | 0 | 0 | 0 | 0 | 0 | 0 | 0 | 0 | 0 | 0 | 0 | 0 | 0 | 0 | 0 | 0 | 0 | 0 | 0
F4_Commercial_Lodging_New_Food Preparation_Natural Gas_Double Rack Oven_E5 | F4 | Commercial | Lodging | New | Food Preparation | Natural Gas | Double Rack Oven | E5 | Utility - Cost of Equipment | 0 | 0 | 0 | 0 | 0 | 0 | 0 | 0 | 0 | 0 | 0 | 0 | 0 | 0 | 0 | 0 | 0 | 0 | 0 | 0 | 0 | 0 | 0 | 0 | 0 | 0 | 0 | 0 | 0 | 0
F4_Commercial_Lodging_New_Food Preparation_Natural Gas_Double Rack Oven_E6 | F4 | Commercial | Lodging | New | Food Preparation | Natural Gas | Double Rack Oven | E6 | Utility - Cost of Equipment | 0 | 0 | 0 | 0 | 0 | 0 | 0 | 0 | 0 | 0 | 0 | 0 | 0 | 0 | 0 | 0 | 0 | 0 | 0 | 0 | 0 | 0 | 0 | 0 | 0 | 0 | 0 | 0 | 0 | 0
F4_Commercial_Lodging_New_Food Preparation_Natural Gas_Double Rack Oven_E7 | F4 | Commercial | Lodging | New | Food Preparation | Natural Gas | Double Rack Oven | E7 | Utility - Cost of Equipment | 0 | 0 | 0 | 0 | 0 | 0 | 0 | 0 | 0 | 0 | 0 | 0 | 0 | 0 | 0 | 0 | 0 | 0 | 0 | 0 | 0 | 0 | 0 | 0 | 0 | 0 | 0 | 0 | 0 | 0
F4_Commercial_Lodging_New_Food Preparation_Natural Gas_Double Rack Oven_E8 | F4 | Commercial | Lodging | New | Food Preparation | Natural Gas | Double Rack Oven | E8 | Utility - Cost of Equipment | 0 | 0 | 0 | 0 | 0 | 0 | 0 | 0 | 0 | 0 | 0 | 0 | 0 | 0 | 0 | 0 | 0 | 0 | 0 | 0 | 0 | 0 | 0 | 0 | 0 | 0 | 0 | 0 | 0 | 0
F4_Commercial_Lodging_New_Food Preparation_Natural Gas_Double Rack Oven_E9 | F4 | Commercial | Lodging | New | Food Preparation | Natural Gas | Double Rack Oven | E9 | Utility - Cost of Equipment | 0 | 0 | 0 | 0 | 0 | 0 | 0 | 0 | 0 | 0 | 0 | 0 | 0 | 0 | 0 | 0 | 0 | 0 | 0 | 0 | 0 | 0 | 0 | 0 | 0 | 0 | 0 | 0 | 0 | 0
F4_Commercial_Lodging_New_Food Preparation_Natural Gas_Double Rack Oven_E10 | F4 | Commercial | Lodging | New | Food Preparation | Natural Gas | Double Rack Oven | E10 | Utility - Cost of Equipment | 0 | 0 | 0 | 0 | 0 | 0 | 0 | 0 | 0 | 0 | 0 | 0 | 0 | 0 | 0 | 0 | 0 | 0 | 0 | 0 | 0 | 0 | 0 | 0 | 0 | 0 | 0 | 0 | 0 | 0
F5_Commercial_Lodging_New_Food Preparation_Natural Gas_Double Rack Oven_E1 | F5 | Commercial | Lodging | New | Food Preparation | Natural Gas | Double Rack Oven | E1 | Utility - Cost of Operation | 0.11976 | 0.12079 | 0.12201 | 0.12404 | 0.12675 | 0.12994 | 0.13287 | 0.13548 | 0.13802 | 0.14047 | 0.14295 | 0.14536 | 0.14763 | 0.1499 | 0.15207 | 0.1543 | 0.15668 | 0.15907 | 0.16149 | 0.16392 | 0.16632 | 0.16868 | 0 | 0 | 0 | 0 | 0 | 0 | 0 | 0
F5_Commercial_Lodging_New_Food Preparation_Natural Gas_Double Rack Oven_E2 | F5 | Commercial | Lodging | New | Food Preparation | Natural Gas | Double Rack Oven | E2 | Utility - Cost of Operation | 0.065324 | 0.065883 | 0.066552 | 0.067659 | 0.069135 | 0.070876 | 0.072476 | 0.0739 | 0.075282 | 0.076622 | 0.077974 | 0.079288 | 0.080525 | 0.081764 | 0.082948 | 0.084162 | 0.08546 | 0.086768 | 0.088086 | 0.089409 | 0.090718 | 0.092008 | 0 | 0 | 0 | 0 | 0 | 0 | 0 | 0
F5_Commercial_Lodging_New_Food Preparation_Natural Gas_Double Rack Oven_E3 | F5 | Commercial | Lodging | New | Food Preparation | Natural Gas | Double Rack Oven | E3 | Utility - Cost of Operation | 0 | 0 | 0 | 0 | 0 | 0 | 0 | 0 | 0 | 0 | 0 | 0 | 0 | 0 | 0 | 0 | 0 | 0 | 0 | 0 | 0 | 0 | 0 | 0 | 0 | 0 | 0 | 0 | 0 | 0
F5_Commercial_Lodging_New_Food Preparation_Natural Gas_Double Rack Oven_E4 | F5 | Commercial | Lodging | New | Food Preparation | Natural Gas | Double Rack Oven | E4 | Utility - Cost of Operation | 0 | 0 | 0 | 0 | 0 | 0 | 0 | 0 | 0 | 0 | 0 | 0 | 0 | 0 | 0 | 0 | 0 | 0 | 0 | 0 | 0 | 0 | 0 | 0 | 0 | 0 | 0 | 0 | 0 | 0
F5_Commercial_Lodging_New_Food Preparation_Natural Gas_Double Rack Oven_E5 | F5 | Commercial | Lodging | New | Food Preparation | Natural Gas | Double Rack Oven | E5 | Utility - Cost of Operation | 0 | 0 | 0 | 0 | 0 | 0 | 0 | 0 | 0 | 0 | 0 | 0 | 0 | 0 | 0 | 0 | 0 | 0 | 0 | 0 | 0 | 0 | 0 | 0 | 0 | 0 | 0 | 0 | 0 | 0
F5_Commercial_Lodging_New_Food Preparation_Natural Gas_Double Rack Oven_E6 | F5 | Commercial | Lodging | New | Food Preparation | Natural Gas | Double Rack Oven | E6 | Utility - Cost of Operation | 0 | 0 | 0 | 0 | 0 | 0 | 0 | 0 | 0 | 0 | 0 | 0 | 0 | 0 | 0 | 0 | 0 | 0 | 0 | 0 | 0 | 0 | 0 | 0 | 0 | 0 | 0 | 0 | 0 | 0
F5_Commercial_Lodging_New_Food Preparation_Natural Gas_Double Rack Oven_E7 | F5 | Commercial | Lodging | New | Food Preparation | Natural Gas | Double Rack Oven | E7 | Utility - Cost of Operation | 0 | 0 | 0 | 0 | 0 | 0 | 0 | 0 | 0 | 0 | 0 | 0 | 0 | 0 | 0 | 0 | 0 | 0 | 0 | 0 | 0 | 0 | 0 | 0 | 0 | 0 | 0 | 0 | 0 | 0
F5_Commercial_Lodging_New_Food Preparation_Natural Gas_Double Rack Oven_E8 | F5 | Commercial | Lodging | New | Food Preparation | Natural Gas | Double Rack Oven | E8 | Utility - Cost of Operation | 0 | 0 | 0 | 0 | 0 | 0 | 0 | 0 | 0 | 0 | 0 | 0 | 0 | 0 | 0 | 0 | 0 | 0 | 0 | 0 | 0 | 0 | 0 | 0 | 0 | 0 | 0 | 0 | 0 | 0
F5_Commercial_Lodging_New_Food Preparation_Natural Gas_Double Rack Oven_E9 | F5 | Commercial | Lodging | New | Food Preparation | Natural Gas | Double Rack Oven | E9 | Utility - Cost of Operation | 0 | 0 | 0 | 0 | 0 | 0 | 0 | 0 | 0 | 0 | 0 | 0 | 0 | 0 | 0 | 0 | 0 | 0 | 0 | 0 | 0 | 0 | 0 | 0 | 0 | 0 | 0 | 0 | 0 | 0
F5_Commercial_Lodging_New_Food Preparation_Natural Gas_Double Rack Oven_E10 | F5 | Commercial | Lodging | New | Food Preparation | Natural Gas | Double Rack Oven | E10 | Utility - Cost of Operation | 0 | 0 | 0 | 0 | 0 | 0 | 0 | 0 | 0 | 0 | 0 | 0 | 0 | 0 | 0 | 0 | 0 | 0 | 0 | 0 | 0 | 0 | 0 | 0 | 0 | 0 | 0 | 0 | 0 | 0
F6_Commercial_Lodging_New_Food Preparation_Natural Gas_Double Rack Oven_E1 | F6 | Commercial | Lodging | New | Food Preparation | Natural Gas | Double Rack Oven | E1 | Utility - Value of Sales | 0.14348 | 0.14471 | 0.14618 | 0.14861 | 0.15185 | 0.15568 | 0.15919 | 0.16232 | 0.16535 | 0.1683 | 0.17127 | 0.17415 | 0.17687 | 0.17959 | 0.18219 | 0.18486 | 0.18771 | 0.19058 | 0.19348 | 0.19638 | 0.19926 | 0.20209 | 0 | 0 | 0 | 0 | 0 | 0 | 0 | 0
F6_Commercial_Lodging_New_Food Preparation_Natural Gas_Double Rack Oven_E2 | F6 | Commercial | Lodging | New | Food Preparation | Natural Gas | Double Rack Oven | E2 | Utility - Value of Sales | 0.078263 | 0.078932 | 0.079734 | 0.08106 | 0.082828 | 0.084914 | 0.086831 | 0.088537 | 0.090193 | 0.091799 | 0.093418 | 0.094992 | 0.096474 | 0.097958 | 0.099377 | 0.10083 | 0.10239 | 0.10395 | 0.10553 | 0.10712 | 0.10869 | 0.11023 | 0 | 0 | 0 | 0 | 0 | 0 | 0 | 0
F6_Commercial_Lodging_New_Food Preparation_Natural Gas_Double Rack Oven_E3 | F6 | Commercial | Lodging | New | Food Preparation | Natural Gas | Double Rack Oven | E3 | Utility - Value of Sales | 0 | 0 | 0 | 0 | 0 | 0 | 0 | 0 | 0 | 0 | 0 | 0 | 0 | 0 | 0 | 0 | 0 | 0 | 0 | 0 | 0 | 0 | 0 | 0 | 0 | 0 | 0 | 0 | 0 | 0
F6_Commercial_Lodging_New_Food Preparation_Natural Gas_Double Rack Oven_E4 | F6 | Commercial | Lodging | New | Food Preparation | Natural Gas | Double Rack Oven | E4 | Utility - Value of Sales | 0 | 0 | 0 | 0 | 0 | 0 | 0 | 0 | 0 | 0 | 0 | 0 | 0 | 0 | 0 | 0 | 0 | 0 | 0 | 0 | 0 | 0 | 0 | 0 | 0 | 0 | 0 | 0 | 0 | 0
F6_Commercial_Lodging_New_Food Preparation_Natural Gas_Double Rack Oven_E5 | F6 | Commercial | Lodging | New | Food Preparation | Natural Gas | Double Rack Oven | E5 | Utility - Value of Sales | 0 | 0 | 0 | 0 | 0 | 0 | 0 | 0 | 0 | 0 | 0 | 0 | 0 | 0 | 0 | 0 | 0 | 0 | 0 | 0 | 0 | 0 | 0 | 0 | 0 | 0 | 0 | 0 | 0 | 0
F6_Commercial_Lodging_New_Food Preparation_Natural Gas_Double Rack Oven_E6 | F6 | Commercial | Lodging | New | Food Preparation | Natural Gas | Double Rack Oven | E6 | Utility - Value of Sales | 0 | 0 | 0 | 0 | 0 | 0 | 0 | 0 | 0 | 0 | 0 | 0 | 0 | 0 | 0 | 0 | 0 | 0 | 0 | 0 | 0 | 0 | 0 | 0 | 0 | 0 | 0 | 0 | 0 | 0
F6_Commercial_Lodging_New_Food Preparation_Natural Gas_Double Rack Oven_E7 | F6 | Commercial | Lodging | New | Food Preparation | Natural Gas | Double Rack Oven | E7 | Utility - Value of Sales | 0 | 0 | 0 | 0 | 0 | 0 | 0 | 0 | 0 | 0 | 0 | 0 | 0 | 0 | 0 | 0 | 0 | 0 | 0 | 0 | 0 | 0 | 0 | 0 | 0 | 0 | 0 | 0 | 0 | 0
F6_Commercial_Lodging_New_Food Preparation_Natural Gas_Double Rack Oven_E8 | F6 | Commercial | Lodging | New | Food Preparation | Natural Gas | Double Rack Oven | E8 | Utility - Value of Sales | 0 | 0 | 0 | 0 | 0 | 0 | 0 | 0 | 0 | 0 | 0 | 0 | 0 | 0 | 0 | 0 | 0 | 0 | 0 | 0 | 0 | 0 | 0 | 0 | 0 | 0 | 0 | 0 | 0 | 0
F6_Commercial_Lodging_New_Food Preparation_Natural Gas_Double Rack Oven_E9 | F6 | Commercial | Lodging | New | Food Preparation | Natural Gas | Double Rack Oven | E9 | Utility - Value of Sales | 0 | 0 | 0 | 0 | 0 | 0 | 0 | 0 | 0 | 0 | 0 | 0 | 0 | 0 | 0 | 0 | 0 | 0 | 0 | 0 | 0 | 0 | 0 | 0 | 0 | 0 | 0 | 0 | 0 | 0
F6_Commercial_Lodging_New_Food Preparation_Natural Gas_Double Rack Oven_E10 | F6 | Commercial | Lodging | New | Food Preparation | Natural Gas | Double Rack Oven | E10 | Utility - Value of Sales | 0 | 0 | 0 | 0 | 0 | 0 | 0 | 0 | 0 | 0 | 0 | 0 | 0 | 0 | 0 | 0 | 0 | 0 | 0 | 0 | 0 | 0 | 0 | 0 | 0 | 0 | 0 | 0 | 0 | 0
F1_Commercial_Lodging_New_Food Preparation_Natural Gas_Fryer_E1 | F1 | Commercial | Lodging | New | Food Preparation | Natural Gas | Fryer | E1 | Participant - Cost of Equipment | 0.042701 | 0.042701 | 0.042701 | 0.042701 | 0.042701 | 0.042701 | 0.042701 | 0.042701 | 0.042701 | 0.042701 | 0.042701 | 0.042701 | 0.042701 | 0.042701 | 0.042701 | 0.042701 | 0.042701 | 0.042701 | 0.042701 | 0.042701 | 0.042701 | 0.042701 | 0 | 0 | 0 | 0 | 0 | 0 | 0 | 0
F1_Commercial_Lodging_New_Food Preparation_Natural Gas_Fryer_E2 | F1 | Commercial | Lodging | New | Food Preparation | Natural Gas | Fryer | E2 | Participant - Cost of Equipment | 0.053675 | 0.053675 | 0.053675 | 0.053675 | 0.053675 | 0.053675 | 0.053675 | 0.053675 | 0.053675 | 0.053675 | 0.053675 | 0.053675 | 0.053675 | 0.053675 | 0.053675 | 0.053675 | 0.053675 | 0.053675 | 0.053675 | 0.053675 | 0.053675 | 0.053675 | 0 | 0 | 0 | 0 | 0 | 0 | 0 | 0
F1_Commercial_Lodging_New_Food Preparation_Natural Gas_Fryer_E3 | F1 | Commercial | Lodging | New | Food Preparation | Natural Gas | Fryer | E3 | Participant - Cost of Equipment | 0 | 0 | 0 | 0 | 0 | 0 | 0 | 0 | 0 | 0 | 0 | 0 | 0 | 0 | 0 | 0 | 0 | 0 | 0 | 0 | 0 | 0 | 0 | 0 | 0 | 0 | 0 | 0 | 0 | 0
F1_Commercial_Lodging_New_Food Preparation_Natural Gas_Fryer_E4 | F1 | Commercial | Lodging | New | Food Preparation | Natural Gas | Fryer | E4 | Participant - Cost of Equipment | 0 | 0 | 0 | 0 | 0 | 0 | 0 | 0 | 0 | 0 | 0 | 0 | 0 | 0 | 0 | 0 | 0 | 0 | 0 | 0 | 0 | 0 | 0 | 0 | 0 | 0 | 0 | 0 | 0 | 0
F1_Commercial_Lodging_New_Food Preparation_Natural Gas_Fryer_E5 | F1 | Commercial | Lodging | New | Food Preparation | Natural Gas | Fryer | E5 | Participant - Cost of Equipment | 0 | 0 | 0 | 0 | 0 | 0 | 0 | 0 | 0 | 0 | 0 | 0 | 0 | 0 | 0 | 0 | 0 | 0 | 0 | 0 | 0 | 0 | 0 | 0 | 0 | 0 | 0 | 0 | 0 | 0
F1_Commercial_Lodging_New_Food Preparation_Natural Gas_Fryer_E6 | F1 | Commercial | Lodging | New | Food Preparation | Natural Gas | Fryer | E6 | Participant - Cost of Equipment | 0 | 0 | 0 | 0 | 0 | 0 | 0 | 0 | 0 | 0 | 0 | 0 | 0 | 0 | 0 | 0 | 0 | 0 | 0 | 0 | 0 | 0 | 0 | 0 | 0 | 0 | 0 | 0 | 0 | 0
F1_Commercial_Lodging_New_Food Preparation_Natural Gas_Fryer_E7 | F1 | Commercial | Lodging | New | Food Preparation | Natural Gas | Fryer | E7 | Participant - Cost of Equipment | 0 | 0 | 0 | 0 | 0 | 0 | 0 | 0 | 0 | 0 | 0 | 0 | 0 | 0 | 0 | 0 | 0 | 0 | 0 | 0 | 0 | 0 | 0 | 0 | 0 | 0 | 0 | 0 | 0 | 0
F1_Commercial_Lodging_New_Food Preparation_Natural Gas_Fryer_E8 | F1 | Commercial | Lodging | New | Food Preparation | Natural Gas | Fryer | E8 | Participant - Cost of Equipment | 0 | 0 | 0 | 0 | 0 | 0 | 0 | 0 | 0 | 0 | 0 | 0 | 0 | 0 | 0 | 0 | 0 | 0 | 0 | 0 | 0 | 0 | 0 | 0 | 0 | 0 | 0 | 0 | 0 | 0
F1_Commercial_Lodging_New_Food Preparation_Natural Gas_Fryer_E9 | F1 | Commercial | Lodging | New | Food Preparation | Natural Gas | Fryer | E9 | Participant - Cost of Equipment | 0 | 0 | 0 | 0 | 0 | 0 | 0 | 0 | 0 | 0 | 0 | 0 | 0 | 0 | 0 | 0 | 0 | 0 | 0 | 0 | 0 | 0 | 0 | 0 | 0 | 0 | 0 | 0 | 0 | 0
F1_Commercial_Lodging_New_Food Preparation_Natural Gas_Fryer_E10 | F1 | Commercial | Lodging | New | Food Preparation | Natural Gas | Fryer | E10 | Participant - Cost of Equipment | 0 | 0 | 0 | 0 | 0 | 0 | 0 | 0 | 0 | 0 | 0 | 0 | 0 | 0 | 0 | 0 | 0 | 0 | 0 | 0 | 0 | 0 | 0 | 0 | 0 | 0 | 0 | 0 | 0 | 0
F2_Commercial_Lodging_New_Food Preparation_Natural Gas_Fryer_E1 | F2 | Commercial | Lodging | New | Food Preparation | Natural Gas | Fryer | E1 | Participant - Cost of Operation | 0.069637 | 0.069117 | 0.069044 | 0.070045 | 0.071843 | 0.074203 | 0.076187 | 0.077743 | 0.079159 | 0.080546 | 0.082064 | 0.083595 | 0.085083 | 0.086761 | 0.088352 | 0.090042 | 0.091712 | 0.093164 | 0.094368 | 0.095297 | 0.096154 | 0.096929 | 0 | 0 | 0 | 0 | 0 | 0 | 0 | 0
F2_Commercial_Lodging_New_Food Preparation_Natural Gas_Fryer_E2 | F2 | Commercial | Lodging | New | Food Preparation | Natural Gas | Fryer | E2 | Participant - Cost of Operation | 0.04268 | 0.042362 | 0.042317 | 0.042931 | 0.044033 | 0.045479 | 0.046696 | 0.047649 | 0.048517 | 0.049367 | 0.050298 | 0.051235 | 0.052148 | 0.053176 | 0.054151 | 0.055187 | 0.05621 | 0.0571 | 0.057839 | 0.058408 | 0.058933 | 0.059408 | 0 | 0 | 0 | 0 | 0 | 0 | 0 | 0
F2_Commercial_Lodging_New_Food Preparation_Natural Gas_Fryer_E3 | F2 | Commercial | Lodging | New | Food Preparation | Natural Gas | Fryer | E3 | Participant - Cost of Operation | 0 | 0 | 0 | 0 | 0 | 0 | 0 | 0 | 0 | 0 | 0 | 0 | 0 | 0 | 0 | 0 | 0 | 0 | 0 | 0 | 0 | 0 | 0 | 0 | 0 | 0 | 0 | 0 | 0 | 0
F2_Commercial_Lodging_New_Food Preparation_Natural Gas_Fryer_E4 | F2 | Commercial | Lodging | New | Food Preparation | Natural Gas | Fryer | E4 | Participant - Cost of Operation | 0 | 0 | 0 | 0 | 0 | 0 | 0 | 0 | 0 | 0 | 0 | 0 | 0 | 0 | 0 | 0 | 0 | 0 | 0 | 0 | 0 | 0 | 0 | 0 | 0 | 0 | 0 | 0 | 0 | 0
F2_Commercial_Lodging_New_Food Preparation_Natural Gas_Fryer_E5 | F2 | Commercial | Lodging | New | Food Preparation | Natural Gas | Fryer | E5 | Participant - Cost of Operation | 0 | 0 | 0 | 0 | 0 | 0 | 0 | 0 | 0 | 0 | 0 | 0 | 0 | 0 | 0 | 0 | 0 | 0 | 0 | 0 | 0 | 0 | 0 | 0 | 0 | 0 | 0 | 0 | 0 | 0
F2_Commercial_Lodging_New_Food Preparation_Natural Gas_Fryer_E6 | F2 | Commercial | Lodging | New | Food Preparation | Natural Gas | Fryer | E6 | Participant - Cost of Operation | 0 | 0 | 0 | 0 | 0 | 0 | 0 | 0 | 0 | 0 | 0 | 0 | 0 | 0 | 0 | 0 | 0 | 0 | 0 | 0 | 0 | 0 | 0 | 0 | 0 | 0 | 0 | 0 | 0 | 0
F2_Commercial_Lodging_New_Food Preparation_Natural Gas_Fryer_E7 | F2 | Commercial | Lodging | New | Food Preparation | Natural Gas | Fryer | E7 | Participant - Cost of Operation | 0 | 0 | 0 | 0 | 0 | 0 | 0 | 0 | 0 | 0 | 0 | 0 | 0 | 0 | 0 | 0 | 0 | 0 | 0 | 0 | 0 | 0 | 0 | 0 | 0 | 0 | 0 | 0 | 0 | 0
F2_Commercial_Lodging_New_Food Preparation_Natural Gas_Fryer_E8 | F2 | Commercial | Lodging | New | Food Preparation | Natural Gas | Fryer | E8 | Participant - Cost of Operation | 0 | 0 | 0 | 0 | 0 | 0 | 0 | 0 | 0 | 0 | 0 | 0 | 0 | 0 | 0 | 0 | 0 | 0 | 0 | 0 | 0 | 0 | 0 | 0 | 0 | 0 | 0 | 0 | 0 | 0
F2_Commercial_Lodging_New_Food Preparation_Natural Gas_Fryer_E9 | F2 | Commercial | Lodging | New | Food Preparation | Natural Gas | Fryer | E9 | Participant - Cost of Operation | 0 | 0 | 0 | 0 | 0 | 0 | 0 | 0 | 0 | 0 | 0 | 0 | 0 | 0 | 0 | 0 | 0 | 0 | 0 | 0 | 0 | 0 | 0 | 0 | 0 | 0 | 0 | 0 | 0 | 0
F2_Commercial_Lodging_New_Food Preparation_Natural Gas_Fryer_E10 | F2 | Commercial | Lodging | New | Food Preparation | Natural Gas | Fryer | E10 | Participant - Cost of Operation | 0 | 0 | 0 | 0 | 0 | 0 | 0 | 0 | 0 | 0 | 0 | 0 | 0 | 0 | 0 | 0 | 0 | 0 | 0 | 0 | 0 | 0 | 0 | 0 | 0 | 0 | 0 | 0 | 0 | 0
F3_Commercial_Lodging_New_Food Preparation_Natural Gas_Fryer_E1 | F3 | Commercial | Lodging | New | Food Preparation | Natural Gas | Fryer | E1 | System - kBTUs of Conusmption | 6.6875 | 6.6857 | 6.6945 | 6.7706 | 6.8357 | 6.8893 | 6.9254 | 6.964 | 6.9996 | 7.0321 | 7.0572 | 7.0843 | 7.109 | 7.1315 | 7.1465 | 7.1651 | 7.1631 | 7.1399 | 7.0903 | 7.0236 | 6.9544 | 6.8832 | 0 | 0 | 0 | 0 | 0 | 0 | 0 | 0
F3_Commercial_Lodging_New_Food Preparation_Natural Gas_Fryer_E2 | F3 | Commercial | Lodging | New | Food Preparation | Natural Gas | Fryer | E2 | System - kBTUs of Conusmption | 4.0988 | 4.0977 | 4.1031 | 4.1497 | 4.1896 | 4.2224 | 4.2446 | 4.2683 | 4.2901 | 4.31 | 4.3254 | 4.342 | 4.3571 | 4.3709 | 4.3801 | 4.3915 | 4.3903 | 4.3761 | 4.3457 | 4.3048 | 4.2624 | 4.2187 | 0 | 0 | 0 | 0 | 0 | 0 | 0 | 0
F3_Commercial_Lodging_New_Food Preparation_Natural Gas_Fryer_E3 | F3 | Commercial | Lodging | New | Food Preparation | Natural Gas | Fryer | E3 | System - kBTUs of Conusmption | 0 | 0 | 0 | 0 | 0 | 0 | 0 | 0 | 0 | 0 | 0 | 0 | 0 | 0 | 0 | 0 | 0 | 0 | 0 | 0 | 0 | 0 | 0 | 0 | 0 | 0 | 0 | 0 | 0 | 0
F3_Commercial_Lodging_New_Food Preparation_Natural Gas_Fryer_E4 | F3 | Commercial | Lodging | New | Food Preparation | Natural Gas | Fryer | E4 | System - kBTUs of Conusmption | 0 | 0 | 0 | 0 | 0 | 0 | 0 | 0 | 0 | 0 | 0 | 0 | 0 | 0 | 0 | 0 | 0 | 0 | 0 | 0 | 0 | 0 | 0 | 0 | 0 | 0 | 0 | 0 | 0 | 0
F3_Commercial_Lodging_New_Food Preparation_Natural Gas_Fryer_E5 | F3 | Commercial | Lodging | New | Food Preparation | Natural Gas | Fryer | E5 | System - kBTUs of Conusmption | 0 | 0 | 0 | 0 | 0 | 0 | 0 | 0 | 0 | 0 | 0 | 0 | 0 | 0 | 0 | 0 | 0 | 0 | 0 | 0 | 0 | 0 | 0 | 0 | 0 | 0 | 0 | 0 | 0 | 0
F3_Commercial_Lodging_New_Food Preparation_Natural Gas_Fryer_E6 | F3 | Commercial | Lodging | New | Food Preparation | Natural Gas | Fryer | E6 | System - kBTUs of Conusmption | 0 | 0 | 0 | 0 | 0 | 0 | 0 | 0 | 0 | 0 | 0 | 0 | 0 | 0 | 0 | 0 | 0 | 0 | 0 | 0 | 0 | 0 | 0 | 0 | 0 | 0 | 0 | 0 | 0 | 0
F3_Commercial_Lodging_New_Food Preparation_Natural Gas_Fryer_E7 | F3 | Commercial | Lodging | New | Food Preparation | Natural Gas | Fryer | E7 | System - kBTUs of Conusmption | 0 | 0 | 0 | 0 | 0 | 0 | 0 | 0 | 0 | 0 | 0 | 0 | 0 | 0 | 0 | 0 | 0 | 0 | 0 | 0 | 0 | 0 | 0 | 0 | 0 | 0 | 0 | 0 | 0 | 0
F3_Commercial_Lodging_New_Food Preparation_Natural Gas_Fryer_E8 | F3 | Commercial | Lodging | New | Food Preparation | Natural Gas | Fryer | E8 | System - kBTUs of Conusmption | 0 | 0 | 0 | 0 | 0 | 0 | 0 | 0 | 0 | 0 | 0 | 0 | 0 | 0 | 0 | 0 | 0 | 0 | 0 | 0 | 0 | 0 | 0 | 0 | 0 | 0 | 0 | 0 | 0 | 0
F3_Commercial_Lodging_New_Food Preparation_Natural Gas_Fryer_E9 | F3 | Commercial | Lodging | New | Food Preparation | Natural Gas | Fryer | E9 | System - kBTUs of Conusmption | 0 | 0 | 0 | 0 | 0 | 0 | 0 | 0 | 0 | 0 | 0 | 0 | 0 | 0 | 0 | 0 | 0 | 0 | 0 | 0 | 0 | 0 | 0 | 0 | 0 | 0 | 0 | 0 | 0 | 0
F3_Commercial_Lodging_New_Food Preparation_Natural Gas_Fryer_E10 | F3 | Commercial | Lodging | New | Food Preparation | Natural Gas | Fryer | E10 | System - kBTUs of Conusmption | 0 | 0 | 0 | 0 | 0 | 0 | 0 | 0 | 0 | 0 | 0 | 0 | 0 | 0 | 0 | 0 | 0 | 0 | 0 | 0 | 0 | 0 | 0 | 0 | 0 | 0 | 0 | 0 | 0 | 0
F4_Commercial_Lodging_New_Food Preparation_Natural Gas_Fryer_E1 | F4 | Commercial | Lodging | New | Food Preparation | Natural Gas | Fryer | E1 | Utility - Cost of Equipment | 0.042701 | 0.042701 | 0.042701 | 0.042701 | 0.042701 | 0.042701 | 0.042701 | 0.042701 | 0.042701 | 0.042701 | 0.042701 | 0.042701 | 0.042701 | 0.042701 | 0.042701 | 0.042701 | 0.042701 | 0.042701 | 0.042701 | 0.042701 | 0.042701 | 0.042701 | 0 | 0 | 0 | 0 | 0 | 0 | 0 | 0
F4_Commercial_Lodging_New_Food Preparation_Natural Gas_Fryer_E2 | F4 | Commercial | Lodging | New | Food Preparation | Natural Gas | Fryer | E2 | Utility - Cost of Equipment | 0.053675 | 0.053675 | 0.053675 | 0.053675 | 0.053675 | 0.053675 | 0.053675 | 0.053675 | 0.053675 | 0.053675 | 0.053675 | 0.053675 | 0.053675 | 0.053675 | 0.053675 | 0.053675 | 0.053675 | 0.053675 | 0.053675 | 0.053675 | 0.053675 | 0.053675 | 0 | 0 | 0 | 0 | 0 | 0 | 0 | 0
F4_Commercial_Lodging_New_Food Preparation_Natural Gas_Fryer_E3 | F4 | Commercial | Lodging | New | Food Preparation | Natural Gas | Fryer | E3 | Utility - Cost of Equipment | 0 | 0 | 0 | 0 | 0 | 0 | 0 | 0 | 0 | 0 | 0 | 0 | 0 | 0 | 0 | 0 | 0 | 0 | 0 | 0 | 0 | 0 | 0 | 0 | 0 | 0 | 0 | 0 | 0 | 0
F4_Commercial_Lodging_New_Food Preparation_Natural Gas_Fryer_E4 | F4 | Commercial | Lodging | New | Food Preparation | Natural Gas | Fryer | E4 | Utility - Cost of Equipment | 0 | 0 | 0 | 0 | 0 | 0 | 0 | 0 | 0 | 0 | 0 | 0 | 0 | 0 | 0 | 0 | 0 | 0 | 0 | 0 | 0 | 0 | 0 | 0 | 0 | 0 | 0 | 0 | 0 | 0
F4_Commercial_Lodging_New_Food Preparation_Natural Gas_Fryer_E5 | F4 | Commercial | Lodging | New | Food Preparation | Natural Gas | Fryer | E5 | Utility - Cost of Equipment | 0 | 0 | 0 | 0 | 0 | 0 | 0 | 0 | 0 | 0 | 0 | 0 | 0 | 0 | 0 | 0 | 0 | 0 | 0 | 0 | 0 | 0 | 0 | 0 | 0 | 0 | 0 | 0 | 0 | 0
F4_Commercial_Lodging_New_Food Preparation_Natural Gas_Fryer_E6 | F4 | Commercial | Lodging | New | Food Preparation | Natural Gas | Fryer | E6 | Utility - Cost of Equipment | 0 | 0 | 0 | 0 | 0 | 0 | 0 | 0 | 0 | 0 | 0 | 0 | 0 | 0 | 0 | 0 | 0 | 0 | 0 | 0 | 0 | 0 | 0 | 0 | 0 | 0 | 0 | 0 | 0 | 0
F4_Commercial_Lodging_New_Food Preparation_Natural Gas_Fryer_E7 | F4 | Commercial | Lodging | New | Food Preparation | Natural Gas | Fryer | E7 | Utility - Cost of Equipment | 0 | 0 | 0 | 0 | 0 | 0 | 0 | 0 | 0 | 0 | 0 | 0 | 0 | 0 | 0 | 0 | 0 | 0 | 0 | 0 | 0 | 0 | 0 | 0 | 0 | 0 | 0 | 0 | 0 | 0
F4_Commercial_Lodging_New_Food Preparation_Natural Gas_Fryer_E8 | F4 | Commercial | Lodging | New | Food Preparation | Natural Gas | Fryer | E8 | Utility - Cost of Equipment | 0 | 0 | 0 | 0 | 0 | 0 | 0 | 0 | 0 | 0 | 0 | 0 | 0 | 0 | 0 | 0 | 0 | 0 | 0 | 0 | 0 | 0 | 0 | 0 | 0 | 0 | 0 | 0 | 0 | 0
F4_Commercial_Lodging_New_Food Preparation_Natural Gas_Fryer_E9 | F4 | Commercial | Lodging | New | Food Preparation | Natural Gas | Fryer | E9 | Utility - Cost of Equipment | 0 | 0 | 0 | 0 | 0 | 0 | 0 | 0 | 0 | 0 | 0 | 0 | 0 | 0 | 0 | 0 | 0 | 0 | 0 | 0 | 0 | 0 | 0 | 0 | 0 | 0 | 0 | 0 | 0 | 0
F4_Commercial_Lodging_New_Food Preparation_Natural Gas_Fryer_E10 | F4 | Commercial | Lodging | New | Food Preparation | Natural Gas | Fryer | E10 | Utility - Cost of Equipment | 0 | 0 | 0 | 0 | 0 | 0 | 0 | 0 | 0 | 0 | 0 | 0 | 0 | 0 | 0 | 0 | 0 | 0 | 0 | 0 | 0 | 0 | 0 | 0 | 0 | 0 | 0 | 0 | 0 | 0
F5_Commercial_Lodging_New_Food Preparation_Natural Gas_Fryer_E1 | F5 | Commercial | Lodging | New | Food Preparation | Natural Gas | Fryer | E1 | Utility - Cost of Operation | 0.058124 | 0.057691 | 0.05763 | 0.058465 | 0.059966 | 0.061935 | 0.063592 | 0.064891 | 0.066073 | 0.06723 | 0.068498 | 0.069775 | 0.071017 | 0.072417 | 0.073746 | 0.075156 | 0.07655 | 0.077762 | 0.078767 | 0.079542 | 0.080258 | 0.080905 | 0 | 0 | 0 | 0 | 0 | 0 | 0 | 0
F5_Commercial_Lodging_New_Food Preparation_Natural Gas_Fryer_E2 | F5 | Commercial | Lodging | New | Food Preparation | Natural Gas | Fryer | E2 | Utility - Cost of Operation | 0.035624 | 0.035359 | 0.035321 | 0.035833 | 0.036754 | 0.03796 | 0.038976 | 0.039772 | 0.040496 | 0.041206 | 0.041982 | 0.042765 | 0.043527 | 0.044385 | 0.045199 | 0.046064 | 0.046918 | 0.04766 | 0.048277 | 0.048752 | 0.04919 | 0.049587 | 0 | 0 | 0 | 0 | 0 | 0 | 0 | 0
F5_Commercial_Lodging_New_Food Preparation_Natural Gas_Fryer_E3 | F5 | Commercial | Lodging | New | Food Preparation | Natural Gas | Fryer | E3 | Utility - Cost of Operation | 0 | 0 | 0 | 0 | 0 | 0 | 0 | 0 | 0 | 0 | 0 | 0 | 0 | 0 | 0 | 0 | 0 | 0 | 0 | 0 | 0 | 0 | 0 | 0 | 0 | 0 | 0 | 0 | 0 | 0
F5_Commercial_Lodging_New_Food Preparation_Natural Gas_Fryer_E4 | F5 | Commercial | Lodging | New | Food Preparation | Natural Gas | Fryer | E4 | Utility - Cost of Operation | 0 | 0 | 0 | 0 | 0 | 0 | 0 | 0 | 0 | 0 | 0 | 0 | 0 | 0 | 0 | 0 | 0 | 0 | 0 | 0 | 0 | 0 | 0 | 0 | 0 | 0 | 0 | 0 | 0 | 0
F5_Commercial_Lodging_New_Food Preparation_Natural Gas_Fryer_E5 | F5 | Commercial | Lodging | New | Food Preparation | Natural Gas | Fryer | E5 | Utility - Cost of Operation | 0 | 0 | 0 | 0 | 0 | 0 | 0 | 0 | 0 | 0 | 0 | 0 | 0 | 0 | 0 | 0 | 0 | 0 | 0 | 0 | 0 | 0 | 0 | 0 | 0 | 0 | 0 | 0 | 0 | 0
F5_Commercial_Lodging_New_Food Preparation_Natural Gas_Fryer_E6 | F5 | Commercial | Lodging | New | Food Preparation | Natural Gas | Fryer | E6 | Utility - Cost of Operation | 0 | 0 | 0 | 0 | 0 | 0 | 0 | 0 | 0 | 0 | 0 | 0 | 0 | 0 | 0 | 0 | 0 | 0 | 0 | 0 | 0 | 0 | 0 | 0 | 0 | 0 | 0 | 0 | 0 | 0
F5_Commercial_Lodging_New_Food Preparation_Natural Gas_Fryer_E7 | F5 | Commercial | Lodging | New | Food Preparation | Natural Gas | Fryer | E7 | Utility - Cost of Operation | 0 | 0 | 0 | 0 | 0 | 0 | 0 | 0 | 0 | 0 | 0 | 0 | 0 | 0 | 0 | 0 | 0 | 0 | 0 | 0 | 0 | 0 | 0 | 0 | 0 | 0 | 0 | 0 | 0 | 0
F5_Commercial_Lodging_New_Food Preparation_Natural Gas_Fryer_E8 | F5 | Commercial | Lodging | New | Food Preparation | Natural Gas | Fryer | E8 | Utility - Cost of Operation | 0 | 0 | 0 | 0 | 0 | 0 | 0 | 0 | 0 | 0 | 0 | 0 | 0 | 0 | 0 | 0 | 0 | 0 | 0 | 0 | 0 | 0 | 0 | 0 | 0 | 0 | 0 | 0 | 0 | 0
F5_Commercial_Lodging_New_Food Preparation_Natural Gas_Fryer_E9 | F5 | Commercial | Lodging | New | Food Preparation | Natural Gas | Fryer | E9 | Utility - Cost of Operation | 0 | 0 | 0 | 0 | 0 | 0 | 0 | 0 | 0 | 0 | 0 | 0 | 0 | 0 | 0 | 0 | 0 | 0 | 0 | 0 | 0 | 0 | 0 | 0 | 0 | 0 | 0 | 0 | 0 | 0
F5_Commercial_Lodging_New_Food Preparation_Natural Gas_Fryer_E10 | F5 | Commercial | Lodging | New | Food Preparation | Natural Gas | Fryer | E10 | Utility - Cost of Operation | 0 | 0 | 0 | 0 | 0 | 0 | 0 | 0 | 0 | 0 | 0 | 0 | 0 | 0 | 0 | 0 | 0 | 0 | 0 | 0 | 0 | 0 | 0 | 0 | 0 | 0 | 0 | 0 | 0 | 0
F6_Commercial_Lodging_New_Food Preparation_Natural Gas_Fryer_E1 | F6 | Commercial | Lodging | New | Food Preparation | Natural Gas | Fryer | E1 | Utility - Value of Sales | 0.069637 | 0.069117 | 0.069044 | 0.070045 | 0.071843 | 0.074203 | 0.076187 | 0.077743 | 0.079159 | 0.080546 | 0.082064 | 0.083595 | 0.085083 | 0.086761 | 0.088352 | 0.090042 | 0.091712 | 0.093164 | 0.094368 | 0.095297 | 0.096154 | 0.096929 | 0 | 0 | 0 | 0 | 0 | 0 | 0 | 0
F6_Commercial_Lodging_New_Food Preparation_Natural Gas_Fryer_E2 | F6 | Commercial | Lodging | New | Food Preparation | Natural Gas | Fryer | E2 | Utility - Value of Sales | 0.04268 | 0.042362 | 0.042317 | 0.042931 | 0.044033 | 0.045479 | 0.046696 | 0.047649 | 0.048517 | 0.049367 | 0.050298 | 0.051235 | 0.052148 | 0.053176 | 0.054151 | 0.055187 | 0.05621 | 0.0571 | 0.057839 | 0.058408 | 0.058933 | 0.059408 | 0 | 0 | 0 | 0 | 0 | 0 | 0 | 0
F6_Commercial_Lodging_New_Food Preparation_Natural Gas_Fryer_E3 | F6 | Commercial | Lodging | New | Food Preparation | Natural Gas | Fryer | E3 | Utility - Value of Sales | 0 | 0 | 0 | 0 | 0 | 0 | 0 | 0 | 0 | 0 | 0 | 0 | 0 | 0 | 0 | 0 | 0 | 0 | 0 | 0 | 0 | 0 | 0 | 0 | 0 | 0 | 0 | 0 | 0 | 0
F6_Commercial_Lodging_New_Food Preparation_Natural Gas_Fryer_E4 | F6 | Commercial | Lodging | New | Food Preparation | Natural Gas | Fryer | E4 | Utility - Value of Sales | 0 | 0 | 0 | 0 | 0 | 0 | 0 | 0 | 0 | 0 | 0 | 0 | 0 | 0 | 0 | 0 | 0 | 0 | 0 | 0 | 0 | 0 | 0 | 0 | 0 | 0 | 0 | 0 | 0 | 0
F6_Commercial_Lodging_New_Food Preparation_Natural Gas_Fryer_E5 | F6 | Commercial | Lodging | New | Food Preparation | Natural Gas | Fryer | E5 | Utility - Value of Sales | 0 | 0 | 0 | 0 | 0 | 0 | 0 | 0 | 0 | 0 | 0 | 0 | 0 | 0 | 0 | 0 | 0 | 0 | 0 | 0 | 0 | 0 | 0 | 0 | 0 | 0 | 0 | 0 | 0 | 0
F6_Commercial_Lodging_New_Food Preparation_Natural Gas_Fryer_E6 | F6 | Commercial | Lodging | New | Food Preparation | Natural Gas | Fryer | E6 | Utility - Value of Sales | 0 | 0 | 0 | 0 | 0 | 0 | 0 | 0 | 0 | 0 | 0 | 0 | 0 | 0 | 0 | 0 | 0 | 0 | 0 | 0 | 0 | 0 | 0 | 0 | 0 | 0 | 0 | 0 | 0 | 0
F6_Commercial_Lodging_New_Food Preparation_Natural Gas_Fryer_E7 | F6 | Commercial | Lodging | New | Food Preparation | Natural Gas | Fryer | E7 | Utility - Value of Sales | 0 | 0 | 0 | 0 | 0 | 0 | 0 | 0 | 0 | 0 | 0 | 0 | 0 | 0 | 0 | 0 | 0 | 0 | 0 | 0 | 0 | 0 | 0 | 0 | 0 | 0 | 0 | 0 | 0 | 0
F6_Commercial_Lodging_New_Food Preparation_Natural Gas_Fryer_E8 | F6 | Commercial | Lodging | New | Food Preparation | Natural Gas | Fryer | E8 | Utility - Value of Sales | 0 | 0 | 0 | 0 | 0 | 0 | 0 | 0 | 0 | 0 | 0 | 0 | 0 | 0 | 0 | 0 | 0 | 0 | 0 | 0 | 0 | 0 | 0 | 0 | 0 | 0 | 0 | 0 | 0 | 0
F6_Commercial_Lodging_New_Food Preparation_Natural Gas_Fryer_E9 | F6 | Commercial | Lodging | New | Food Preparation | Natural Gas | Fryer | E9 | Utility - Value of Sales | 0 | 0 | 0 | 0 | 0 | 0 | 0 | 0 | 0 | 0 | 0 | 0 | 0 | 0 | 0 | 0 | 0 | 0 | 0 | 0 | 0 | 0 | 0 | 0 | 0 | 0 | 0 | 0 | 0 | 0
F6_Commercial_Lodging_New_Food Preparation_Natural Gas_Fryer_E10 | F6 | Commercial | Lodging | New | Food Preparation | Natural Gas | Fryer | E10 | Utility - Value of Sales | 0 | 0 | 0 | 0 | 0 | 0 | 0 | 0 | 0 | 0 | 0 | 0 | 0 | 0 | 0 | 0 | 0 | 0 | 0 | 0 | 0 | 0 | 0 | 0 | 0 | 0 | 0 | 0 | 0 | 0
F1_Commercial_Lodging_New_Food Preparation_Natural Gas_Broiler_E1 | F1 | Commercial | Lodging | New | Food Preparation | Natural Gas | Broiler | E1 | Participant - Cost of Equipment | 0.029928 | 0.029928 | 0.029928 | 0.029928 | 0.029928 | 0.029928 | 0.029928 | 0.029928 | 0.029928 | 0.029928 | 0.029928 | 0.029928 | 0.029928 | 0.029928 | 0.029928 | 0.029928 | 0.029928 | 0.029928 | 0.029928 | 0.029928 | 0.029928 | 0.029928 | 0 | 0 | 0 | 0 | 0 | 0 | 0 | 0
F1_Commercial_Lodging_New_Food Preparation_Natural Gas_Broiler_E2 | F1 | Commercial | Lodging | New | Food Preparation | Natural Gas | Broiler | E2 | Participant - Cost of Equipment | 0.0419 | 0.0419 | 0.0419 | 0.0419 | 0.0419 | 0.0419 | 0.0419 | 0.0419 | 0.0419 | 0.0419 | 0.0419 | 0.0419 | 0.0419 | 0.0419 | 0.0419 | 0.0419 | 0.0419 | 0.0419 | 0.0419 | 0.0419 | 0.0419 | 0.0419 | 0 | 0 | 0 | 0 | 0 | 0 | 0 | 0
F1_Commercial_Lodging_New_Food Preparation_Natural Gas_Broiler_E3 | F1 | Commercial | Lodging | New | Food Preparation | Natural Gas | Broiler | E3 | Participant - Cost of Equipment | 0 | 0 | 0 | 0 | 0 | 0 | 0 | 0 | 0 | 0 | 0 | 0 | 0 | 0 | 0 | 0 | 0 | 0 | 0 | 0 | 0 | 0 | 0 | 0 | 0 | 0 | 0 | 0 | 0 | 0
F1_Commercial_Lodging_New_Food Preparation_Natural Gas_Broiler_E4 | F1 | Commercial | Lodging | New | Food Preparation | Natural Gas | Broiler | E4 | Participant - Cost of Equipment | 0 | 0 | 0 | 0 | 0 | 0 | 0 | 0 | 0 | 0 | 0 | 0 | 0 | 0 | 0 | 0 | 0 | 0 | 0 | 0 | 0 | 0 | 0 | 0 | 0 | 0 | 0 | 0 | 0 | 0
F1_Commercial_Lodging_New_Food Preparation_Natural Gas_Broiler_E5 | F1 | Commercial | Lodging | New | Food Preparation | Natural Gas | Broiler | E5 | Participant - Cost of Equipment | 0 | 0 | 0 | 0 | 0 | 0 | 0 | 0 | 0 | 0 | 0 | 0 | 0 | 0 | 0 | 0 | 0 | 0 | 0 | 0 | 0 | 0 | 0 | 0 | 0 | 0 | 0 | 0 | 0 | 0
F1_Commercial_Lodging_New_Food Preparation_Natural Gas_Broiler_E6 | F1 | Commercial | Lodging | New | Food Preparation | Natural Gas | Broiler | E6 | Participant - Cost of Equipment | 0 | 0 | 0 | 0 | 0 | 0 | 0 | 0 | 0 | 0 | 0 | 0 | 0 | 0 | 0 | 0 | 0 | 0 | 0 | 0 | 0 | 0 | 0 | 0 | 0 | 0 | 0 | 0 | 0 | 0
F1_Commercial_Lodging_New_Food Preparation_Natural Gas_Broiler_E7 | F1 | Commercial | Lodging | New | Food Preparation | Natural Gas | Broiler | E7 | Participant - Cost of Equipment | 0 | 0 | 0 | 0 | 0 | 0 | 0 | 0 | 0 | 0 | 0 | 0 | 0 | 0 | 0 | 0 | 0 | 0 | 0 | 0 | 0 | 0 | 0 | 0 | 0 | 0 | 0 | 0 | 0 | 0
F1_Commercial_Lodging_New_Food Preparation_Natural Gas_Broiler_E8 | F1 | Commercial | Lodging | New | Food Preparation | Natural Gas | Broiler | E8 | Participant - Cost of Equipment | 0 | 0 | 0 | 0 | 0 | 0 | 0 | 0 | 0 | 0 | 0 | 0 | 0 | 0 | 0 | 0 | 0 | 0 | 0 | 0 | 0 | 0 | 0 | 0 | 0 | 0 | 0 | 0 | 0 | 0
F1_Commercial_Lodging_New_Food Preparation_Natural Gas_Broiler_E9 | F1 | Commercial | Lodging | New | Food Preparation | Natural Gas | Broiler | E9 | Participant - Cost of Equipment | 0 | 0 | 0 | 0 | 0 | 0 | 0 | 0 | 0 | 0 | 0 | 0 | 0 | 0 | 0 | 0 | 0 | 0 | 0 | 0 | 0 | 0 | 0 | 0 | 0 | 0 | 0 | 0 | 0 | 0
F1_Commercial_Lodging_New_Food Preparation_Natural Gas_Broiler_E10 | F1 | Commercial | Lodging | New | Food Preparation | Natural Gas | Broiler | E10 | Participant - Cost of Equipment | 0 | 0 | 0 | 0 | 0 | 0 | 0 | 0 | 0 | 0 | 0 | 0 | 0 | 0 | 0 | 0 | 0 | 0 | 0 | 0 | 0 | 0 | 0 | 0 | 0 | 0 | 0 | 0 | 0 | 0
F2_Commercial_Lodging_New_Food Preparation_Natural Gas_Broiler_E1 | F2 | Commercial | Lodging | New | Food Preparation | Natural Gas | Broiler | E1 | Participant - Cost of Operation | 0.073988 | 0.074621 | 0.075379 | 0.076632 | 0.078304 | 0.080276 | 0.082088 | 0.083702 | 0.085266 | 0.086785 | 0.088315 | 0.089804 | 0.091205 | 0.092608 | 0.093949 | 0.095324 | 0.096795 | 0.098275 | 0.099768 | 0.10127 | 0.10275 | 0.10421 | 0 | 0 | 0 | 0 | 0 | 0 | 0 | 0
F2_Commercial_Lodging_New_Food Preparation_Natural Gas_Broiler_E2 | F2 | Commercial | Lodging | New | Food Preparation | Natural Gas | Broiler | E2 | Participant - Cost of Operation | 0.047564 | 0.04797 | 0.048458 | 0.049264 | 0.050338 | 0.051606 | 0.052771 | 0.053808 | 0.054814 | 0.05579 | 0.056774 | 0.057731 | 0.058632 | 0.059534 | 0.060396 | 0.06128 | 0.062225 | 0.063177 | 0.064137 | 0.0651 | 0.066054 | 0.066993 | 0 | 0 | 0 | 0 | 0 | 0 | 0 | 0
F2_Commercial_Lodging_New_Food Preparation_Natural Gas_Broiler_E3 | F2 | Commercial | Lodging | New | Food Preparation | Natural Gas | Broiler | E3 | Participant - Cost of Operation | 0 | 0 | 0 | 0 | 0 | 0 | 0 | 0 | 0 | 0 | 0 | 0 | 0 | 0 | 0 | 0 | 0 | 0 | 0 | 0 | 0 | 0 | 0 | 0 | 0 | 0 | 0 | 0 | 0 | 0
F2_Commercial_Lodging_New_Food Preparation_Natural Gas_Broiler_E4 | F2 | Commercial | Lodging | New | Food Preparation | Natural Gas | Broiler | E4 | Participant - Cost of Operation | 0 | 0 | 0 | 0 | 0 | 0 | 0 | 0 | 0 | 0 | 0 | 0 | 0 | 0 | 0 | 0 | 0 | 0 | 0 | 0 | 0 | 0 | 0 | 0 | 0 | 0 | 0 | 0 | 0 | 0
F2_Commercial_Lodging_New_Food Preparation_Natural Gas_Broiler_E5 | F2 | Commercial | Lodging | New | Food Preparation | Natural Gas | Broiler | E5 | Participant - Cost of Operation | 0 | 0 | 0 | 0 | 0 | 0 | 0 | 0 | 0 | 0 | 0 | 0 | 0 | 0 | 0 | 0 | 0 | 0 | 0 | 0 | 0 | 0 | 0 | 0 | 0 | 0 | 0 | 0 | 0 | 0
F2_Commercial_Lodging_New_Food Preparation_Natural Gas_Broiler_E6 | F2 | Commercial | Lodging | New | Food Preparation | Natural Gas | Broiler | E6 | Participant - Cost of Operation | 0 | 0 | 0 | 0 | 0 | 0 | 0 | 0 | 0 | 0 | 0 | 0 | 0 | 0 | 0 | 0 | 0 | 0 | 0 | 0 | 0 | 0 | 0 | 0 | 0 | 0 | 0 | 0 | 0 | 0
F2_Commercial_Lodging_New_Food Preparation_Natural Gas_Broiler_E7 | F2 | Commercial | Lodging | New | Food Preparation | Natural Gas | Broiler | E7 | Participant - Cost of Operation | 0 | 0 | 0 | 0 | 0 | 0 | 0 | 0 | 0 | 0 | 0 | 0 | 0 | 0 | 0 | 0 | 0 | 0 | 0 | 0 | 0 | 0 | 0 | 0 | 0 | 0 | 0 | 0 | 0 | 0
F2_Commercial_Lodging_New_Food Preparation_Natural Gas_Broiler_E8 | F2 | Commercial | Lodging | New | Food Preparation | Natural Gas | Broiler | E8 | Participant - Cost of Operation | 0 | 0 | 0 | 0 | 0 | 0 | 0 | 0 | 0 | 0 | 0 | 0 | 0 | 0 | 0 | 0 | 0 | 0 | 0 | 0 | 0 | 0 | 0 | 0 | 0 | 0 | 0 | 0 | 0 | 0
F2_Commercial_Lodging_New_Food Preparation_Natural Gas_Broiler_E9 | F2 | Commercial | Lodging | New | Food Preparation | Natural Gas | Broiler | E9 | Participant - Cost of Operation | 0 | 0 | 0 | 0 | 0 | 0 | 0 | 0 | 0 | 0 | 0 | 0 | 0 | 0 | 0 | 0 | 0 | 0 | 0 | 0 | 0 | 0 | 0 | 0 | 0 | 0 | 0 | 0 | 0 | 0
F2_Commercial_Lodging_New_Food Preparation_Natural Gas_Broiler_E10 | F2 | Commercial | Lodging | New | Food Preparation | Natural Gas | Broiler | E10 | Participant - Cost of Operation | 0 | 0 | 0 | 0 | 0 | 0 | 0 | 0 | 0 | 0 | 0 | 0 | 0 | 0 | 0 | 0 | 0 | 0 | 0 | 0 | 0 | 0 | 0 | 0 | 0 | 0 | 0 | 0 | 0 | 0
F3_Commercial_Lodging_New_Food Preparation_Natural Gas_Broiler_E1 | F3 | Commercial | Lodging | New | Food Preparation | Natural Gas | Broiler | E1 | System - kBTUs of Conusmption | 6.9389 | 6.9597 | 6.9827 | 7.0355 | 7.0822 | 7.1216 | 7.1515 | 7.1812 | 7.2088 | 7.2265 | 7.2324 | 7.2311 | 7.2204 | 7.1999 | 7.1747 | 7.15 | 7.1236 | 7.0953 | 7.0629 | 7.0318 | 6.9995 | 6.9663 | 0 | 0 | 0 | 0 | 0 | 0 | 0 | 0
F3_Commercial_Lodging_New_Food Preparation_Natural Gas_Broiler_E2 | F3 | Commercial | Lodging | New | Food Preparation | Natural Gas | Broiler | E2 | System - kBTUs of Conusmption | 4.4608 | 4.4741 | 4.4889 | 4.5228 | 4.5528 | 4.5782 | 4.5974 | 4.6165 | 4.6343 | 4.6456 | 4.6494 | 4.6486 | 4.6417 | 4.6285 | 4.6123 | 4.5965 | 4.5794 | 4.5612 | 4.5405 | 4.5205 | 4.4997 | 4.4783 | 0 | 0 | 0 | 0 | 0 | 0 | 0 | 0
F3_Commercial_Lodging_New_Food Preparation_Natural Gas_Broiler_E3 | F3 | Commercial | Lodging | New | Food Preparation | Natural Gas | Broiler | E3 | System - kBTUs of Conusmption | 0 | 0 | 0 | 0 | 0 | 0 | 0 | 0 | 0 | 0 | 0 | 0 | 0 | 0 | 0 | 0 | 0 | 0 | 0 | 0 | 0 | 0 | 0 | 0 | 0 | 0 | 0 | 0 | 0 | 0
F3_Commercial_Lodging_New_Food Preparation_Natural Gas_Broiler_E4 | F3 | Commercial | Lodging | New | Food Preparation | Natural Gas | Broiler | E4 | System - kBTUs of Conusmption | 0 | 0 | 0 | 0 | 0 | 0 | 0 | 0 | 0 | 0 | 0 | 0 | 0 | 0 | 0 | 0 | 0 | 0 | 0 | 0 | 0 | 0 | 0 | 0 | 0 | 0 | 0 | 0 | 0 | 0
F3_Commercial_Lodging_New_Food Preparation_Natural Gas_Broiler_E5 | F3 | Commercial | Lodging | New | Food Preparation | Natural Gas | Broiler | E5 | System - kBTUs of Conusmption | 0 | 0 | 0 | 0 | 0 | 0 | 0 | 0 | 0 | 0 | 0 | 0 | 0 | 0 | 0 | 0 | 0 | 0 | 0 | 0 | 0 | 0 | 0 | 0 | 0 | 0 | 0 | 0 | 0 | 0
F3_Commercial_Lodging_New_Food Preparation_Natural Gas_Broiler_E6 | F3 | Commercial | Lodging | New | Food Preparation | Natural Gas | Broiler | E6 | System - kBTUs of Conusmption | 0 | 0 | 0 | 0 | 0 | 0 | 0 | 0 | 0 | 0 | 0 | 0 | 0 | 0 | 0 | 0 | 0 | 0 | 0 | 0 | 0 | 0 | 0 | 0 | 0 | 0 | 0 | 0 | 0 | 0
F3_Commercial_Lodging_New_Food Preparation_Natural Gas_Broiler_E7 | F3 | Commercial | Lodging | New | Food Preparation | Natural Gas | Broiler | E7 | System - kBTUs of Conusmption | 0 | 0 | 0 | 0 | 0 | 0 | 0 | 0 | 0 | 0 | 0 | 0 | 0 | 0 | 0 | 0 | 0 | 0 | 0 | 0 | 0 | 0 | 0 | 0 | 0 | 0 | 0 | 0 | 0 | 0
F3_Commercial_Lodging_New_Food Preparation_Natural Gas_Broiler_E8 | F3 | Commercial | Lodging | New | Food Preparation | Natural Gas | Broiler | E8 | System - kBTUs of Conusmption | 0 | 0 | 0 | 0 | 0 | 0 | 0 | 0 | 0 | 0 | 0 | 0 | 0 | 0 | 0 | 0 | 0 | 0 | 0 | 0 | 0 | 0 | 0 | 0 | 0 | 0 | 0 | 0 | 0 | 0
F3_Commercial_Lodging_New_Food Preparation_Natural Gas_Broiler_E9 | F3 | Commercial | Lodging | New | Food Preparation | Natural Gas | Broiler | E9 | System - kBTUs of Conusmption | 0 | 0 | 0 | 0 | 0 | 0 | 0 | 0 | 0 | 0 | 0 | 0 | 0 | 0 | 0 | 0 | 0 | 0 | 0 | 0 | 0 | 0 | 0 | 0 | 0 | 0 | 0 | 0 | 0 | 0
F3_Commercial_Lodging_New_Food Preparation_Natural Gas_Broiler_E10 | F3 | Commercial | Lodging | New | Food Preparation | Natural Gas | Broiler | E10 | System - kBTUs of Conusmption | 0 | 0 | 0 | 0 | 0 | 0 | 0 | 0 | 0 | 0 | 0 | 0 | 0 | 0 | 0 | 0 | 0 | 0 | 0 | 0 | 0 | 0 | 0 | 0 | 0 | 0 | 0 | 0 | 0 | 0
F4_Commercial_Lodging_New_Food Preparation_Natural Gas_Broiler_E1 | F4 | Commercial | Lodging | New | Food Preparation | Natural Gas | Broiler | E1 | Utility - Cost of Equipment | 0.029928 | 0.029928 | 0.029928 | 0.029928 | 0.029928 | 0.029928 | 0.029928 | 0.029928 | 0.029928 | 0.029928 | 0.029928 | 0.029928 | 0.029928 | 0.029928 | 0.029928 | 0.029928 | 0.029928 | 0.029928 | 0.029928 | 0.029928 | 0.029928 | 0.029928 | 0 | 0 | 0 | 0 | 0 | 0 | 0 | 0
F4_Commercial_Lodging_New_Food Preparation_Natural Gas_Broiler_E2 | F4 | Commercial | Lodging | New | Food Preparation | Natural Gas | Broiler | E2 | Utility - Cost of Equipment | 0.0419 | 0.0419 | 0.0419 | 0.0419 | 0.0419 | 0.0419 | 0.0419 | 0.0419 | 0.0419 | 0.0419 | 0.0419 | 0.0419 | 0.0419 | 0.0419 | 0.0419 | 0.0419 | 0.0419 | 0.0419 | 0.0419 | 0.0419 | 0.0419 | 0.0419 | 0 | 0 | 0 | 0 | 0 | 0 | 0 | 0
F4_Commercial_Lodging_New_Food Preparation_Natural Gas_Broiler_E3 | F4 | Commercial | Lodging | New | Food Preparation | Natural Gas | Broiler | E3 | Utility - Cost of Equipment | 0 | 0 | 0 | 0 | 0 | 0 | 0 | 0 | 0 | 0 | 0 | 0 | 0 | 0 | 0 | 0 | 0 | 0 | 0 | 0 | 0 | 0 | 0 | 0 | 0 | 0 | 0 | 0 | 0 | 0
F4_Commercial_Lodging_New_Food Preparation_Natural Gas_Broiler_E4 | F4 | Commercial | Lodging | New | Food Preparation | Natural Gas | Broiler | E4 | Utility - Cost of Equipment | 0 | 0 | 0 | 0 | 0 | 0 | 0 | 0 | 0 | 0 | 0 | 0 | 0 | 0 | 0 | 0 | 0 | 0 | 0 | 0 | 0 | 0 | 0 | 0 | 0 | 0 | 0 | 0 | 0 | 0
F4_Commercial_Lodging_New_Food Preparation_Natural Gas_Broiler_E5 | F4 | Commercial | Lodging | New | Food Preparation | Natural Gas | Broiler | E5 | Utility - Cost of Equipment | 0 | 0 | 0 | 0 | 0 | 0 | 0 | 0 | 0 | 0 | 0 | 0 | 0 | 0 | 0 | 0 | 0 | 0 | 0 | 0 | 0 | 0 | 0 | 0 | 0 | 0 | 0 | 0 | 0 | 0
F4_Commercial_Lodging_New_Food Preparation_Natural Gas_Broiler_E6 | F4 | Commercial | Lodging | New | Food Preparation | Natural Gas | Broiler | E6 | Utility - Cost of Equipment | 0 | 0 | 0 | 0 | 0 | 0 | 0 | 0 | 0 | 0 | 0 | 0 | 0 | 0 | 0 | 0 | 0 | 0 | 0 | 0 | 0 | 0 | 0 | 0 | 0 | 0 | 0 | 0 | 0 | 0
F4_Commercial_Lodging_New_Food Preparation_Natural Gas_Broiler_E7 | F4 | Commercial | Lodging | New | Food Preparation | Natural Gas | Broiler | E7 | Utility - Cost of Equipment | 0 | 0 | 0 | 0 | 0 | 0 | 0 | 0 | 0 | 0 | 0 | 0 | 0 | 0 | 0 | 0 | 0 | 0 | 0 | 0 | 0 | 0 | 0 | 0 | 0 | 0 | 0 | 0 | 0 | 0
F4_Commercial_Lodging_New_Food Preparation_Natural Gas_Broiler_E8 | F4 | Commercial | Lodging | New | Food Preparation | Natural Gas | Broiler | E8 | Utility - Cost of Equipment | 0 | 0 | 0 | 0 | 0 | 0 | 0 | 0 | 0 | 0 | 0 | 0 | 0 | 0 | 0 | 0 | 0 | 0 | 0 | 0 | 0 | 0 | 0 | 0 | 0 | 0 | 0 | 0 | 0 | 0
F4_Commercial_Lodging_New_Food Preparation_Natural Gas_Broiler_E9 | F4 | Commercial | Lodging | New | Food Preparation | Natural Gas | Broiler | E9 | Utility - Cost of Equipment | 0 | 0 | 0 | 0 | 0 | 0 | 0 | 0 | 0 | 0 | 0 | 0 | 0 | 0 | 0 | 0 | 0 | 0 | 0 | 0 | 0 | 0 | 0 | 0 | 0 | 0 | 0 | 0 | 0 | 0
F4_Commercial_Lodging_New_Food Preparation_Natural Gas_Broiler_E10 | F4 | Commercial | Lodging | New | Food Preparation | Natural Gas | Broiler | E10 | Utility - Cost of Equipment | 0 | 0 | 0 | 0 | 0 | 0 | 0 | 0 | 0 | 0 | 0 | 0 | 0 | 0 | 0 | 0 | 0 | 0 | 0 | 0 | 0 | 0 | 0 | 0 | 0 | 0 | 0 | 0 | 0 | 0
F5_Commercial_Lodging_New_Food Preparation_Natural Gas_Broiler_E1 | F5 | Commercial | Lodging | New | Food Preparation | Natural Gas | Broiler | E1 | Utility - Cost of Operation | 0.061756 | 0.062284 | 0.062917 | 0.063963 | 0.065359 | 0.067005 | 0.068517 | 0.069864 | 0.07117 | 0.072437 | 0.073715 | 0.074957 | 0.076127 | 0.077298 | 0.078417 | 0.079565 | 0.080792 | 0.082028 | 0.083274 | 0.084526 | 0.085763 | 0.086983 | 0 | 0 | 0 | 0 | 0 | 0 | 0 | 0
F5_Commercial_Lodging_New_Food Preparation_Natural Gas_Broiler_E2 | F5 | Commercial | Lodging | New | Food Preparation | Natural Gas | Broiler | E2 | Utility - Cost of Operation | 0.0397 | 0.04004 | 0.040447 | 0.041119 | 0.042016 | 0.043074 | 0.044047 | 0.044913 | 0.045752 | 0.046567 | 0.047388 | 0.048187 | 0.048939 | 0.049691 | 0.050411 | 0.051149 | 0.051938 | 0.052733 | 0.053534 | 0.054338 | 0.055133 | 0.055917 | 0 | 0 | 0 | 0 | 0 | 0 | 0 | 0
F5_Commercial_Lodging_New_Food Preparation_Natural Gas_Broiler_E3 | F5 | Commercial | Lodging | New | Food Preparation | Natural Gas | Broiler | E3 | Utility - Cost of Operation | 0 | 0 | 0 | 0 | 0 | 0 | 0 | 0 | 0 | 0 | 0 | 0 | 0 | 0 | 0 | 0 | 0 | 0 | 0 | 0 | 0 | 0 | 0 | 0 | 0 | 0 | 0 | 0 | 0 | 0
F5_Commercial_Lodging_New_Food Preparation_Natural Gas_Broiler_E4 | F5 | Commercial | Lodging | New | Food Preparation | Natural Gas | Broiler | E4 | Utility - Cost of Operation | 0 | 0 | 0 | 0 | 0 | 0 | 0 | 0 | 0 | 0 | 0 | 0 | 0 | 0 | 0 | 0 | 0 | 0 | 0 | 0 | 0 | 0 | 0 | 0 | 0 | 0 | 0 | 0 | 0 | 0
F5_Commercial_Lodging_New_Food Preparation_Natural Gas_Broiler_E5 | F5 | Commercial | Lodging | New | Food Preparation | Natural Gas | Broiler | E5 | Utility - Cost of Operation | 0 | 0 | 0 | 0 | 0 | 0 | 0 | 0 | 0 | 0 | 0 | 0 | 0 | 0 | 0 | 0 | 0 | 0 | 0 | 0 | 0 | 0 | 0 | 0 | 0 | 0 | 0 | 0 | 0 | 0
F5_Commercial_Lodging_New_Food Preparation_Natural Gas_Broiler_E6 | F5 | Commercial | Lodging | New | Food Preparation | Natural Gas | Broiler | E6 | Utility - Cost of Operation | 0 | 0 | 0 | 0 | 0 | 0 | 0 | 0 | 0 | 0 | 0 | 0 | 0 | 0 | 0 | 0 | 0 | 0 | 0 | 0 | 0 | 0 | 0 | 0 | 0 | 0 | 0 | 0 | 0 | 0
F5_Commercial_Lodging_New_Food Preparation_Natural Gas_Broiler_E7 | F5 | Commercial | Lodging | New | Food Preparation | Natural Gas | Broiler | E7 | Utility - Cost of Operation | 0 | 0 | 0 | 0 | 0 | 0 | 0 | 0 | 0 | 0 | 0 | 0 | 0 | 0 | 0 | 0 | 0 | 0 | 0 | 0 | 0 | 0 | 0 | 0 | 0 | 0 | 0 | 0 | 0 | 0
F5_Commercial_Lodging_New_Food Preparation_Natural Gas_Broiler_E8 | F5 | Commercial | Lodging | New | Food Preparation | Natural Gas | Broiler | E8 | Utility - Cost of Operation | 0 | 0 | 0 | 0 | 0 | 0 | 0 | 0 | 0 | 0 | 0 | 0 | 0 | 0 | 0 | 0 | 0 | 0 | 0 | 0 | 0 | 0 | 0 | 0 | 0 | 0 | 0 | 0 | 0 | 0
F5_Commercial_Lodging_New_Food Preparation_Natural Gas_Broiler_E9 | F5 | Commercial | Lodging | New | Food Preparation | Natural Gas | Broiler | E9 | Utility - Cost of Operation | 0 | 0 | 0 | 0 | 0 | 0 | 0 | 0 | 0 | 0 | 0 | 0 | 0 | 0 | 0 | 0 | 0 | 0 | 0 | 0 | 0 | 0 | 0 | 0 | 0 | 0 | 0 | 0 | 0 | 0
F5_Commercial_Lodging_New_Food Preparation_Natural Gas_Broiler_E10 | F5 | Commercial | Lodging | New | Food Preparation | Natural Gas | Broiler | E10 | Utility - Cost of Operation | 0 | 0 | 0 | 0 | 0 | 0 | 0 | 0 | 0 | 0 | 0 | 0 | 0 | 0 | 0 | 0 | 0 | 0 | 0 | 0 | 0 | 0 | 0 | 0 | 0 | 0 | 0 | 0 | 0 | 0
F6_Commercial_Lodging_New_Food Preparation_Natural Gas_Broiler_E1 | F6 | Commercial | Lodging | New | Food Preparation | Natural Gas | Broiler | E1 | Utility - Value of Sales | 0.073988 | 0.074621 | 0.075379 | 0.076632 | 0.078304 | 0.080276 | 0.082088 | 0.083702 | 0.085266 | 0.086785 | 0.088315 | 0.089804 | 0.091205 | 0.092608 | 0.093949 | 0.095324 | 0.096795 | 0.098275 | 0.099768 | 0.10127 | 0.10275 | 0.10421 | 0 | 0 | 0 | 0 | 0 | 0 | 0 | 0
F6_Commercial_Lodging_New_Food Preparation_Natural Gas_Broiler_E2 | F6 | Commercial | Lodging | New | Food Preparation | Natural Gas | Broiler | E2 | Utility - Value of Sales | 0.047564 | 0.04797 | 0.048458 | 0.049264 | 0.050338 | 0.051606 | 0.052771 | 0.053808 | 0.054814 | 0.05579 | 0.056774 | 0.057731 | 0.058632 | 0.059534 | 0.060396 | 0.06128 | 0.062225 | 0.063177 | 0.064137 | 0.0651 | 0.066054 | 0.066993 | 0 | 0 | 0 | 0 | 0 | 0 | 0 | 0
F6_Commercial_Lodging_New_Food Preparation_Natural Gas_Broiler_E3 | F6 | Commercial | Lodging | New | Food Preparation | Natural Gas | Broiler | E3 | Utility - Value of Sales | 0 | 0 | 0 | 0 | 0 | 0 | 0 | 0 | 0 | 0 | 0 | 0 | 0 | 0 | 0 | 0 | 0 | 0 | 0 | 0 | 0 | 0 | 0 | 0 | 0 | 0 | 0 | 0 | 0 | 0
F6_Commercial_Lodging_New_Food Preparation_Natural Gas_Broiler_E4 | F6 | Commercial | Lodging | New | Food Preparation | Natural Gas | Broiler | E4 | Utility - Value of Sales | 0 | 0 | 0 | 0 | 0 | 0 | 0 | 0 | 0 | 0 | 0 | 0 | 0 | 0 | 0 | 0 | 0 | 0 | 0 | 0 | 0 | 0 | 0 | 0 | 0 | 0 | 0 | 0 | 0 | 0
F6_Commercial_Lodging_New_Food Preparation_Natural Gas_Broiler_E5 | F6 | Commercial | Lodging | New | Food Preparation | Natural Gas | Broiler | E5 | Utility - Value of Sales | 0 | 0 | 0 | 0 | 0 | 0 | 0 | 0 | 0 | 0 | 0 | 0 | 0 | 0 | 0 | 0 | 0 | 0 | 0 | 0 | 0 | 0 | 0 | 0 | 0 | 0 | 0 | 0 | 0 | 0
F6_Commercial_Lodging_New_Food Preparation_Natural Gas_Broiler_E6 | F6 | Commercial | Lodging | New | Food Preparation | Natural Gas | Broiler | E6 | Utility - Value of Sales | 0 | 0 | 0 | 0 | 0 | 0 | 0 | 0 | 0 | 0 | 0 | 0 | 0 | 0 | 0 | 0 | 0 | 0 | 0 | 0 | 0 | 0 | 0 | 0 | 0 | 0 | 0 | 0 | 0 | 0
F6_Commercial_Lodging_New_Food Preparation_Natural Gas_Broiler_E7 | F6 | Commercial | Lodging | New | Food Preparation | Natural Gas | Broiler | E7 | Utility - Value of Sales | 0 | 0 | 0 | 0 | 0 | 0 | 0 | 0 | 0 | 0 | 0 | 0 | 0 | 0 | 0 | 0 | 0 | 0 | 0 | 0 | 0 | 0 | 0 | 0 | 0 | 0 | 0 | 0 | 0 | 0
F6_Commercial_Lodging_New_Food Preparation_Natural Gas_Broiler_E8 | F6 | Commercial | Lodging | New | Food Preparation | Natural Gas | Broiler | E8 | Utility - Value of Sales | 0 | 0 | 0 | 0 | 0 | 0 | 0 | 0 | 0 | 0 | 0 | 0 | 0 | 0 | 0 | 0 | 0 | 0 | 0 | 0 | 0 | 0 | 0 | 0 | 0 | 0 | 0 | 0 | 0 | 0
F6_Commercial_Lodging_New_Food Preparation_Natural Gas_Broiler_E9 | F6 | Commercial | Lodging | New | Food Preparation | Natural Gas | Broiler | E9 | Utility - Value of Sales | 0 | 0 | 0 | 0 | 0 | 0 | 0 | 0 | 0 | 0 | 0 | 0 | 0 | 0 | 0 | 0 | 0 | 0 | 0 | 0 | 0 | 0 | 0 | 0 | 0 | 0 | 0 | 0 | 0 | 0
F6_Commercial_Lodging_New_Food Preparation_Natural Gas_Broiler_E10 | F6 | Commercial | Lodging | New | Food Preparation | Natural Gas | Broiler | E10 | Utility - Value of Sales | 0 | 0 | 0 | 0 | 0 | 0 | 0 | 0 | 0 | 0 | 0 | 0 | 0 | 0 | 0 | 0 | 0 | 0 | 0 | 0 | 0 | 0 | 0 | 0 | 0 | 0 | 0 | 0 | 0 | 0
F1_Commercial_Lodging_New_Food Preparation_Natural Gas_Griddle_E1 | F1 | Commercial | Lodging | New | Food Preparation | Natural Gas | Griddle | E1 | Participant - Cost of Equipment | 0.02177 | 0.02177 | 0.02177 | 0.02177 | 0.02177 | 0.02177 | 0.02177 | 0.02177 | 0.02177 | 0.02177 | 0.02177 | 0.02177 | 0.02177 | 0.02177 | 0.02177 | 0.02177 | 0.02177 | 0.02177 | 0.02177 | 0.02177 | 0.02177 | 0.02177 | 0 | 0 | 0 | 0 | 0 | 0 | 0 | 0
F1_Commercial_Lodging_New_Food Preparation_Natural Gas_Griddle_E2 | F1 | Commercial | Lodging | New | Food Preparation | Natural Gas | Griddle | E2 | Participant - Cost of Equipment | 0.023292 | 0.023292 | 0.023292 | 0.023292 | 0.023292 | 0.023292 | 0.023292 | 0.023292 | 0.023292 | 0.023292 | 0.023292 | 0.023292 | 0.023292 | 0.023292 | 0.023292 | 0.023292 | 0.023292 | 0.023292 | 0.023292 | 0.023292 | 0.023292 | 0.023292 | 0 | 0 | 0 | 0 | 0 | 0 | 0 | 0
F1_Commercial_Lodging_New_Food Preparation_Natural Gas_Griddle_E3 | F1 | Commercial | Lodging | New | Food Preparation | Natural Gas | Griddle | E3 | Participant - Cost of Equipment | 0 | 0 | 0 | 0 | 0 | 0 | 0 | 0 | 0 | 0 | 0 | 0 | 0 | 0 | 0 | 0 | 0 | 0 | 0 | 0 | 0 | 0 | 0 | 0 | 0 | 0 | 0 | 0 | 0 | 0
F1_Commercial_Lodging_New_Food Preparation_Natural Gas_Griddle_E4 | F1 | Commercial | Lodging | New | Food Preparation | Natural Gas | Griddle | E4 | Participant - Cost of Equipment | 0 | 0 | 0 | 0 | 0 | 0 | 0 | 0 | 0 | 0 | 0 | 0 | 0 | 0 | 0 | 0 | 0 | 0 | 0 | 0 | 0 | 0 | 0 | 0 | 0 | 0 | 0 | 0 | 0 | 0
F1_Commercial_Lodging_New_Food Preparation_Natural Gas_Griddle_E5 | F1 | Commercial | Lodging | New | Food Preparation | Natural Gas | Griddle | E5 | Participant - Cost of Equipment | 0 | 0 | 0 | 0 | 0 | 0 | 0 | 0 | 0 | 0 | 0 | 0 | 0 | 0 | 0 | 0 | 0 | 0 | 0 | 0 | 0 | 0 | 0 | 0 | 0 | 0 | 0 | 0 | 0 | 0
F1_Commercial_Lodging_New_Food Preparation_Natural Gas_Griddle_E6 | F1 | Commercial | Lodging | New | Food Preparation | Natural Gas | Griddle | E6 | Participant - Cost of Equipment | 0 | 0 | 0 | 0 | 0 | 0 | 0 | 0 | 0 | 0 | 0 | 0 | 0 | 0 | 0 | 0 | 0 | 0 | 0 | 0 | 0 | 0 | 0 | 0 | 0 | 0 | 0 | 0 | 0 | 0
F1_Commercial_Lodging_New_Food Preparation_Natural Gas_Griddle_E7 | F1 | Commercial | Lodging | New | Food Preparation | Natural Gas | Griddle | E7 | Participant - Cost of Equipment | 0 | 0 | 0 | 0 | 0 | 0 | 0 | 0 | 0 | 0 | 0 | 0 | 0 | 0 | 0 | 0 | 0 | 0 | 0 | 0 | 0 | 0 | 0 | 0 | 0 | 0 | 0 | 0 | 0 | 0
F1_Commercial_Lodging_New_Food Preparation_Natural Gas_Griddle_E8 | F1 | Commercial | Lodging | New | Food Preparation | Natural Gas | Griddle | E8 | Participant - Cost of Equipment | 0 | 0 | 0 | 0 | 0 | 0 | 0 | 0 | 0 | 0 | 0 | 0 | 0 | 0 | 0 | 0 | 0 | 0 | 0 | 0 | 0 | 0 | 0 | 0 | 0 | 0 | 0 | 0 | 0 | 0
F1_Commercial_Lodging_New_Food Preparation_Natural Gas_Griddle_E9 | F1 | Commercial | Lodging | New | Food Preparation | Natural Gas | Griddle | E9 | Participant - Cost of Equipment | 0 | 0 | 0 | 0 | 0 | 0 | 0 | 0 | 0 | 0 | 0 | 0 | 0 | 0 | 0 | 0 | 0 | 0 | 0 | 0 | 0 | 0 | 0 | 0 | 0 | 0 | 0 | 0 | 0 | 0
F1_Commercial_Lodging_New_Food Preparation_Natural Gas_Griddle_E10 | F1 | Commercial | Lodging | New | Food Preparation | Natural Gas | Griddle | E10 | Participant - Cost of Equipment | 0 | 0 | 0 | 0 | 0 | 0 | 0 | 0 | 0 | 0 | 0 | 0 | 0 | 0 | 0 | 0 | 0 | 0 | 0 | 0 | 0 | 0 | 0 | 0 | 0 | 0 | 0 | 0 | 0 | 0
F2_Commercial_Lodging_New_Food Preparation_Natural Gas_Griddle_E1 | F2 | Commercial | Lodging | New | Food Preparation | Natural Gas | Griddle | E1 | Participant - Cost of Operation | 0.049669 | 0.050094 | 0.050602 | 0.051444 | 0.052566 | 0.05389 | 0.055107 | 0.05619 | 0.05724 | 0.058259 | 0.059287 | 0.060286 | 0.061227 | 0.062169 | 0.063069 | 0.063992 | 0.064979 | 0.065973 | 0.066975 | 0.067982 | 0.068977 | 0.069958 | 0 | 0 | 0 | 0 | 0 | 0 | 0 | 0
F2_Commercial_Lodging_New_Food Preparation_Natural Gas_Griddle_E2 | F2 | Commercial | Lodging | New | Food Preparation | Natural Gas | Griddle | E2 | Participant - Cost of Operation | 0.042897 | 0.043264 | 0.043704 | 0.044431 | 0.0454 | 0.046543 | 0.047594 | 0.048529 | 0.049437 | 0.050317 | 0.051204 | 0.052067 | 0.052879 | 0.053693 | 0.05447 | 0.055268 | 0.05612 | 0.056979 | 0.057845 | 0.058714 | 0.059573 | 0.06042 | 0 | 0 | 0 | 0 | 0 | 0 | 0 | 0
F2_Commercial_Lodging_New_Food Preparation_Natural Gas_Griddle_E3 | F2 | Commercial | Lodging | New | Food Preparation | Natural Gas | Griddle | E3 | Participant - Cost of Operation | 0 | 0 | 0 | 0 | 0 | 0 | 0 | 0 | 0 | 0 | 0 | 0 | 0 | 0 | 0 | 0 | 0 | 0 | 0 | 0 | 0 | 0 | 0 | 0 | 0 | 0 | 0 | 0 | 0 | 0
F2_Commercial_Lodging_New_Food Preparation_Natural Gas_Griddle_E4 | F2 | Commercial | Lodging | New | Food Preparation | Natural Gas | Griddle | E4 | Participant - Cost of Operation | 0 | 0 | 0 | 0 | 0 | 0 | 0 | 0 | 0 | 0 | 0 | 0 | 0 | 0 | 0 | 0 | 0 | 0 | 0 | 0 | 0 | 0 | 0 | 0 | 0 | 0 | 0 | 0 | 0 | 0
F2_Commercial_Lodging_New_Food Preparation_Natural Gas_Griddle_E5 | F2 | Commercial | Lodging | New | Food Preparation | Natural Gas | Griddle | E5 | Participant - Cost of Operation | 0 | 0 | 0 | 0 | 0 | 0 | 0 | 0 | 0 | 0 | 0 | 0 | 0 | 0 | 0 | 0 | 0 | 0 | 0 | 0 | 0 | 0 | 0 | 0 | 0 | 0 | 0 | 0 | 0 | 0
F2_Commercial_Lodging_New_Food Preparation_Natural Gas_Griddle_E6 | F2 | Commercial | Lodging | New | Food Preparation | Natural Gas | Griddle | E6 | Participant - Cost of Operation | 0 | 0 | 0 | 0 | 0 | 0 | 0 | 0 | 0 | 0 | 0 | 0 | 0 | 0 | 0 | 0 | 0 | 0 | 0 | 0 | 0 | 0 | 0 | 0 | 0 | 0 | 0 | 0 | 0 | 0
F2_Commercial_Lodging_New_Food Preparation_Natural Gas_Griddle_E7 | F2 | Commercial | Lodging | New | Food Preparation | Natural Gas | Griddle | E7 | Participant - Cost of Operation | 0 | 0 | 0 | 0 | 0 | 0 | 0 | 0 | 0 | 0 | 0 | 0 | 0 | 0 | 0 | 0 | 0 | 0 | 0 | 0 | 0 | 0 | 0 | 0 | 0 | 0 | 0 | 0 | 0 | 0
F2_Commercial_Lodging_New_Food Preparation_Natural Gas_Griddle_E8 | F2 | Commercial | Lodging | New | Food Preparation | Natural Gas | Griddle | E8 | Participant - Cost of Operation | 0 | 0 | 0 | 0 | 0 | 0 | 0 | 0 | 0 | 0 | 0 | 0 | 0 | 0 | 0 | 0 | 0 | 0 | 0 | 0 | 0 | 0 | 0 | 0 | 0 | 0 | 0 | 0 | 0 | 0
F2_Commercial_Lodging_New_Food Preparation_Natural Gas_Griddle_E9 | F2 | Commercial | Lodging | New | Food Preparation | Natural Gas | Griddle | E9 | Participant - Cost of Operation | 0 | 0 | 0 | 0 | 0 | 0 | 0 | 0 | 0 | 0 | 0 | 0 | 0 | 0 | 0 | 0 | 0 | 0 | 0 | 0 | 0 | 0 | 0 | 0 | 0 | 0 | 0 | 0 | 0 | 0
F2_Commercial_Lodging_New_Food Preparation_Natural Gas_Griddle_E10 | F2 | Commercial | Lodging | New | Food Preparation | Natural Gas | Griddle | E10 | Participant - Cost of Operation | 0 | 0 | 0 | 0 | 0 | 0 | 0 | 0 | 0 | 0 | 0 | 0 | 0 | 0 | 0 | 0 | 0 | 0 | 0 | 0 | 0 | 0 | 0 | 0 | 0 | 0 | 0 | 0 | 0 | 0
F3_Commercial_Lodging_New_Food Preparation_Natural Gas_Griddle_E1 | F3 | Commercial | Lodging | New | Food Preparation | Natural Gas | Griddle | E1 | System - kBTUs of Conusmption | 4.6582 | 4.6721 | 4.6875 | 4.723 | 4.7544 | 4.7808 | 4.8009 | 4.8208 | 4.8394 | 4.8512 | 4.8552 | 4.8543 | 4.8471 | 4.8334 | 4.8164 | 4.7999 | 4.7821 | 4.7631 | 4.7414 | 4.7205 | 4.6988 | 4.6765 | 0 | 0 | 0 | 0 | 0 | 0 | 0 | 0
F3_Commercial_Lodging_New_Food Preparation_Natural Gas_Griddle_E2 | F3 | Commercial | Lodging | New | Food Preparation | Natural Gas | Griddle | E2 | System - kBTUs of Conusmption | 4.0231 | 4.0352 | 4.0485 | 4.0791 | 4.1062 | 4.129 | 4.1464 | 4.1636 | 4.1796 | 4.1898 | 4.1933 | 4.1925 | 4.1863 | 4.1744 | 4.1598 | 4.1455 | 4.1302 | 4.1138 | 4.095 | 4.077 | 4.0582 | 4.039 | 0 | 0 | 0 | 0 | 0 | 0 | 0 | 0
F3_Commercial_Lodging_New_Food Preparation_Natural Gas_Griddle_E3 | F3 | Commercial | Lodging | New | Food Preparation | Natural Gas | Griddle | E3 | System - kBTUs of Conusmption | 0 | 0 | 0 | 0 | 0 | 0 | 0 | 0 | 0 | 0 | 0 | 0 | 0 | 0 | 0 | 0 | 0 | 0 | 0 | 0 | 0 | 0 | 0 | 0 | 0 | 0 | 0 | 0 | 0 | 0
F3_Commercial_Lodging_New_Food Preparation_Natural Gas_Griddle_E4 | F3 | Commercial | Lodging | New | Food Preparation | Natural Gas | Griddle | E4 | System - kBTUs of Conusmption | 0 | 0 | 0 | 0 | 0 | 0 | 0 | 0 | 0 | 0 | 0 | 0 | 0 | 0 | 0 | 0 | 0 | 0 | 0 | 0 | 0 | 0 | 0 | 0 | 0 | 0 | 0 | 0 | 0 | 0
F3_Commercial_Lodging_New_Food Preparation_Natural Gas_Griddle_E5 | F3 | Commercial | Lodging | New | Food Preparation | Natural Gas | Griddle | E5 | System - kBTUs of Conusmption | 0 | 0 | 0 | 0 | 0 | 0 | 0 | 0 | 0 | 0 | 0 | 0 | 0 | 0 | 0 | 0 | 0 | 0 | 0 | 0 | 0 | 0 | 0 | 0 | 0 | 0 | 0 | 0 | 0 | 0
F3_Commercial_Lodging_New_Food Preparation_Natural Gas_Griddle_E6 | F3 | Commercial | Lodging | New | Food Preparation | Natural Gas | Griddle | E6 | System - kBTUs of Conusmption | 0 | 0 | 0 | 0 | 0 | 0 | 0 | 0 | 0 | 0 | 0 | 0 | 0 | 0 | 0 | 0 | 0 | 0 | 0 | 0 | 0 | 0 | 0 | 0 | 0 | 0 | 0 | 0 | 0 | 0
F3_Commercial_Lodging_New_Food Preparation_Natural Gas_Griddle_E7 | F3 | Commercial | Lodging | New | Food Preparation | Natural Gas | Griddle | E7 | System - kBTUs of Conusmption | 0 | 0 | 0 | 0 | 0 | 0 | 0 | 0 | 0 | 0 | 0 | 0 | 0 | 0 | 0 | 0 | 0 | 0 | 0 | 0 | 0 | 0 | 0 | 0 | 0 | 0 | 0 | 0 | 0 | 0
F3_Commercial_Lodging_New_Food Preparation_Natural Gas_Griddle_E8 | F3 | Commercial | Lodging | New | Food Preparation | Natural Gas | Griddle | E8 | System - kBTUs of Conusmption | 0 | 0 | 0 | 0 | 0 | 0 | 0 | 0 | 0 | 0 | 0 | 0 | 0 | 0 | 0 | 0 | 0 | 0 | 0 | 0 | 0 | 0 | 0 | 0 | 0 | 0 | 0 | 0 | 0 | 0
F3_Commercial_Lodging_New_Food Preparation_Natural Gas_Griddle_E9 | F3 | Commercial | Lodging | New | Food Preparation | Natural Gas | Griddle | E9 | System - kBTUs of Conusmption | 0 | 0 | 0 | 0 | 0 | 0 | 0 | 0 | 0 | 0 | 0 | 0 | 0 | 0 | 0 | 0 | 0 | 0 | 0 | 0 | 0 | 0 | 0 | 0 | 0 | 0 | 0 | 0 | 0 | 0
F3_Commercial_Lodging_New_Food Preparation_Natural Gas_Griddle_E10 | F3 | Commercial | Lodging | New | Food Preparation | Natural Gas | Griddle | E10 | System - kBTUs of Conusmption | 0 | 0 | 0 | 0 | 0 | 0 | 0 | 0 | 0 | 0 | 0 | 0 | 0 | 0 | 0 | 0 | 0 | 0 | 0 | 0 | 0 | 0 | 0 | 0 | 0 | 0 | 0 | 0 | 0 | 0
F4_Commercial_Lodging_New_Food Preparation_Natural Gas_Griddle_E1 | F4 | Commercial | Lodging | New | Food Preparation | Natural Gas | Griddle | E1 | Utility - Cost of Equipment | 0.02177 | 0.02177 | 0.02177 | 0.02177 | 0.02177 | 0.02177 | 0.02177 | 0.02177 | 0.02177 | 0.02177 | 0.02177 | 0.02177 | 0.02177 | 0.02177 | 0.02177 | 0.02177 | 0.02177 | 0.02177 | 0.02177 | 0.02177 | 0.02177 | 0.02177 | 0 | 0 | 0 | 0 | 0 | 0 | 0 | 0
F4_Commercial_Lodging_New_Food Preparation_Natural Gas_Griddle_E2 | F4 | Commercial | Lodging | New | Food Preparation | Natural Gas | Griddle | E2 | Utility - Cost of Equipment | 0.023292 | 0.023292 | 0.023292 | 0.023292 | 0.023292 | 0.023292 | 0.023292 | 0.023292 | 0.023292 | 0.023292 | 0.023292 | 0.023292 | 0.023292 | 0.023292 | 0.023292 | 0.023292 | 0.023292 | 0.023292 | 0.023292 | 0.023292 | 0.023292 | 0.023292 | 0 | 0 | 0 | 0 | 0 | 0 | 0 | 0
F4_Commercial_Lodging_New_Food Preparation_Natural Gas_Griddle_E3 | F4 | Commercial | Lodging | New | Food Preparation | Natural Gas | Griddle | E3 | Utility - Cost of Equipment | 0 | 0 | 0 | 0 | 0 | 0 | 0 | 0 | 0 | 0 | 0 | 0 | 0 | 0 | 0 | 0 | 0 | 0 | 0 | 0 | 0 | 0 | 0 | 0 | 0 | 0 | 0 | 0 | 0 | 0
F4_Commercial_Lodging_New_Food Preparation_Natural Gas_Griddle_E4 | F4 | Commercial | Lodging | New | Food Preparation | Natural Gas | Griddle | E4 | Utility - Cost of Equipment | 0 | 0 | 0 | 0 | 0 | 0 | 0 | 0 | 0 | 0 | 0 | 0 | 0 | 0 | 0 | 0 | 0 | 0 | 0 | 0 | 0 | 0 | 0 | 0 | 0 | 0 | 0 | 0 | 0 | 0
F4_Commercial_Lodging_New_Food Preparation_Natural Gas_Griddle_E5 | F4 | Commercial | Lodging | New | Food Preparation | Natural Gas | Griddle | E5 | Utility - Cost of Equipment | 0 | 0 | 0 | 0 | 0 | 0 | 0 | 0 | 0 | 0 | 0 | 0 | 0 | 0 | 0 | 0 | 0 | 0 | 0 | 0 | 0 | 0 | 0 | 0 | 0 | 0 | 0 | 0 | 0 | 0
F4_Commercial_Lodging_New_Food Preparation_Natural Gas_Griddle_E6 | F4 | Commercial | Lodging | New | Food Preparation | Natural Gas | Griddle | E6 | Utility - Cost of Equipment | 0 | 0 | 0 | 0 | 0 | 0 | 0 | 0 | 0 | 0 | 0 | 0 | 0 | 0 | 0 | 0 | 0 | 0 | 0 | 0 | 0 | 0 | 0 | 0 | 0 | 0 | 0 | 0 | 0 | 0
F4_Commercial_Lodging_New_Food Preparation_Natural Gas_Griddle_E7 | F4 | Commercial | Lodging | New | Food Preparation | Natural Gas | Griddle | E7 | Utility - Cost of Equipment | 0 | 0 | 0 | 0 | 0 | 0 | 0 | 0 | 0 | 0 | 0 | 0 | 0 | 0 | 0 | 0 | 0 | 0 | 0 | 0 | 0 | 0 | 0 | 0 | 0 | 0 | 0 | 0 | 0 | 0
F4_Commercial_Lodging_New_Food Preparation_Natural Gas_Griddle_E8 | F4 | Commercial | Lodging | New | Food Preparation | Natural Gas | Griddle | E8 | Utility - Cost of Equipment | 0 | 0 | 0 | 0 | 0 | 0 | 0 | 0 | 0 | 0 | 0 | 0 | 0 | 0 | 0 | 0 | 0 | 0 | 0 | 0 | 0 | 0 | 0 | 0 | 0 | 0 | 0 | 0 | 0 | 0
F4_Commercial_Lodging_New_Food Preparation_Natural Gas_Griddle_E9 | F4 | Commercial | Lodging | New | Food Preparation | Natural Gas | Griddle | E9 | Utility - Cost of Equipment | 0 | 0 | 0 | 0 | 0 | 0 | 0 | 0 | 0 | 0 | 0 | 0 | 0 | 0 | 0 | 0 | 0 | 0 | 0 | 0 | 0 | 0 | 0 | 0 | 0 | 0 | 0 | 0 | 0 | 0
F4_Commercial_Lodging_New_Food Preparation_Natural Gas_Griddle_E10 | F4 | Commercial | Lodging | New | Food Preparation | Natural Gas | Griddle | E10 | Utility - Cost of Equipment | 0 | 0 | 0 | 0 | 0 | 0 | 0 | 0 | 0 | 0 | 0 | 0 | 0 | 0 | 0 | 0 | 0 | 0 | 0 | 0 | 0 | 0 | 0 | 0 | 0 | 0 | 0 | 0 | 0 | 0
F5_Commercial_Lodging_New_Food Preparation_Natural Gas_Griddle_E1 | F5 | Commercial | Lodging | New | Food Preparation | Natural Gas | Griddle | E1 | Utility - Cost of Operation | 0.041458 | 0.041812 | 0.042237 | 0.042939 | 0.043876 | 0.044981 | 0.045996 | 0.0469 | 0.047777 | 0.048628 | 0.049486 | 0.05032 | 0.051105 | 0.051891 | 0.052642 | 0.053413 | 0.054237 | 0.055066 | 0.055903 | 0.056743 | 0.057574 | 0.058392 | 0 | 0 | 0 | 0 | 0 | 0 | 0 | 0
F5_Commercial_Lodging_New_Food Preparation_Natural Gas_Griddle_E2 | F5 | Commercial | Lodging | New | Food Preparation | Natural Gas | Griddle | E2 | Utility - Cost of Operation | 0.035806 | 0.036112 | 0.036479 | 0.037085 | 0.037894 | 0.038849 | 0.039726 | 0.040506 | 0.041264 | 0.041998 | 0.042739 | 0.043459 | 0.044137 | 0.044816 | 0.045465 | 0.046131 | 0.046843 | 0.047559 | 0.048282 | 0.049007 | 0.049725 | 0.050432 | 0 | 0 | 0 | 0 | 0 | 0 | 0 | 0
F5_Commercial_Lodging_New_Food Preparation_Natural Gas_Griddle_E3 | F5 | Commercial | Lodging | New | Food Preparation | Natural Gas | Griddle | E3 | Utility - Cost of Operation | 0 | 0 | 0 | 0 | 0 | 0 | 0 | 0 | 0 | 0 | 0 | 0 | 0 | 0 | 0 | 0 | 0 | 0 | 0 | 0 | 0 | 0 | 0 | 0 | 0 | 0 | 0 | 0 | 0 | 0
F5_Commercial_Lodging_New_Food Preparation_Natural Gas_Griddle_E4 | F5 | Commercial | Lodging | New | Food Preparation | Natural Gas | Griddle | E4 | Utility - Cost of Operation | 0 | 0 | 0 | 0 | 0 | 0 | 0 | 0 | 0 | 0 | 0 | 0 | 0 | 0 | 0 | 0 | 0 | 0 | 0 | 0 | 0 | 0 | 0 | 0 | 0 | 0 | 0 | 0 | 0 | 0
F5_Commercial_Lodging_New_Food Preparation_Natural Gas_Griddle_E5 | F5 | Commercial | Lodging | New | Food Preparation | Natural Gas | Griddle | E5 | Utility - Cost of Operation | 0 | 0 | 0 | 0 | 0 | 0 | 0 | 0 | 0 | 0 | 0 | 0 | 0 | 0 | 0 | 0 | 0 | 0 | 0 | 0 | 0 | 0 | 0 | 0 | 0 | 0 | 0 | 0 | 0 | 0
F5_Commercial_Lodging_New_Food Preparation_Natural Gas_Griddle_E6 | F5 | Commercial | Lodging | New | Food Preparation | Natural Gas | Griddle | E6 | Utility - Cost of Operation | 0 | 0 | 0 | 0 | 0 | 0 | 0 | 0 | 0 | 0 | 0 | 0 | 0 | 0 | 0 | 0 | 0 | 0 | 0 | 0 | 0 | 0 | 0 | 0 | 0 | 0 | 0 | 0 | 0 | 0
F5_Commercial_Lodging_New_Food Preparation_Natural Gas_Griddle_E7 | F5 | Commercial | Lodging | New | Food Preparation | Natural Gas | Griddle | E7 | Utility - Cost of Operation | 0 | 0 | 0 | 0 | 0 | 0 | 0 | 0 | 0 | 0 | 0 | 0 | 0 | 0 | 0 | 0 | 0 | 0 | 0 | 0 | 0 | 0 | 0 | 0 | 0 | 0 | 0 | 0 | 0 | 0
F5_Commercial_Lodging_New_Food Preparation_Natural Gas_Griddle_E8 | F5 | Commercial | Lodging | New | Food Preparation | Natural Gas | Griddle | E8 | Utility - Cost of Operation | 0 | 0 | 0 | 0 | 0 | 0 | 0 | 0 | 0 | 0 | 0 | 0 | 0 | 0 | 0 | 0 | 0 | 0 | 0 | 0 | 0 | 0 | 0 | 0 | 0 | 0 | 0 | 0 | 0 | 0
F5_Commercial_Lodging_New_Food Preparation_Natural Gas_Griddle_E9 | F5 | Commercial | Lodging | New | Food Preparation | Natural Gas | Griddle | E9 | Utility - Cost of Operation | 0 | 0 | 0 | 0 | 0 | 0 | 0 | 0 | 0 | 0 | 0 | 0 | 0 | 0 | 0 | 0 | 0 | 0 | 0 | 0 | 0 | 0 | 0 | 0 | 0 | 0 | 0 | 0 | 0 | 0
F5_Commercial_Lodging_New_Food Preparation_Natural Gas_Griddle_E10 | F5 | Commercial | Lodging | New | Food Preparation | Natural Gas | Griddle | E10 | Utility - Cost of Operation | 0 | 0 | 0 | 0 | 0 | 0 | 0 | 0 | 0 | 0 | 0 | 0 | 0 | 0 | 0 | 0 | 0 | 0 | 0 | 0 | 0 | 0 | 0 | 0 | 0 | 0 | 0 | 0 | 0 | 0
F6_Commercial_Lodging_New_Food Preparation_Natural Gas_Griddle_E1 | F6 | Commercial | Lodging | New | Food Preparation | Natural Gas | Griddle | E1 | Utility - Value of Sales | 0.049669 | 0.050094 | 0.050602 | 0.051444 | 0.052566 | 0.05389 | 0.055107 | 0.05619 | 0.05724 | 0.058259 | 0.059287 | 0.060286 | 0.061227 | 0.062169 | 0.063069 | 0.063992 | 0.064979 | 0.065973 | 0.066975 | 0.067982 | 0.068977 | 0.069958 | 0 | 0 | 0 | 0 | 0 | 0 | 0 | 0
F6_Commercial_Lodging_New_Food Preparation_Natural Gas_Griddle_E2 | F6 | Commercial | Lodging | New | Food Preparation | Natural Gas | Griddle | E2 | Utility - Value of Sales | 0.042897 | 0.043264 | 0.043704 | 0.044431 | 0.0454 | 0.046543 | 0.047594 | 0.048529 | 0.049437 | 0.050317 | 0.051204 | 0.052067 | 0.052879 | 0.053693 | 0.05447 | 0.055268 | 0.05612 | 0.056979 | 0.057845 | 0.058714 | 0.059573 | 0.06042 | 0 | 0 | 0 | 0 | 0 | 0 | 0 | 0
F6_Commercial_Lodging_New_Food Preparation_Natural Gas_Griddle_E3 | F6 | Commercial | Lodging | New | Food Preparation | Natural Gas | Griddle | E3 | Utility - Value of Sales | 0 | 0 | 0 | 0 | 0 | 0 | 0 | 0 | 0 | 0 | 0 | 0 | 0 | 0 | 0 | 0 | 0 | 0 | 0 | 0 | 0 | 0 | 0 | 0 | 0 | 0 | 0 | 0 | 0 | 0
F6_Commercial_Lodging_New_Food Preparation_Natural Gas_Griddle_E4 | F6 | Commercial | Lodging | New | Food Preparation | Natural Gas | Griddle | E4 | Utility - Value of Sales | 0 | 0 | 0 | 0 | 0 | 0 | 0 | 0 | 0 | 0 | 0 | 0 | 0 | 0 | 0 | 0 | 0 | 0 | 0 | 0 | 0 | 0 | 0 | 0 | 0 | 0 | 0 | 0 | 0 | 0
F6_Commercial_Lodging_New_Food Preparation_Natural Gas_Griddle_E5 | F6 | Commercial | Lodging | New | Food Preparation | Natural Gas | Griddle | E5 | Utility - Value of Sales | 0 | 0 | 0 | 0 | 0 | 0 | 0 | 0 | 0 | 0 | 0 | 0 | 0 | 0 | 0 | 0 | 0 | 0 | 0 | 0 | 0 | 0 | 0 | 0 | 0 | 0 | 0 | 0 | 0 | 0
F6_Commercial_Lodging_New_Food Preparation_Natural Gas_Griddle_E6 | F6 | Commercial | Lodging | New | Food Preparation | Natural Gas | Griddle | E6 | Utility - Value of Sales | 0 | 0 | 0 | 0 | 0 | 0 | 0 | 0 | 0 | 0 | 0 | 0 | 0 | 0 | 0 | 0 | 0 | 0 | 0 | 0 | 0 | 0 | 0 | 0 | 0 | 0 | 0 | 0 | 0 | 0
F6_Commercial_Lodging_New_Food Preparation_Natural Gas_Griddle_E7 | F6 | Commercial | Lodging | New | Food Preparation | Natural Gas | Griddle | E7 | Utility - Value of Sales | 0 | 0 | 0 | 0 | 0 | 0 | 0 | 0 | 0 | 0 | 0 | 0 | 0 | 0 | 0 | 0 | 0 | 0 | 0 | 0 | 0 | 0 | 0 | 0 | 0 | 0 | 0 | 0 | 0 | 0
F6_Commercial_Lodging_New_Food Preparation_Natural Gas_Griddle_E8 | F6 | Commercial | Lodging | New | Food Preparation | Natural Gas | Griddle | E8 | Utility - Value of Sales | 0 | 0 | 0 | 0 | 0 | 0 | 0 | 0 | 0 | 0 | 0 | 0 | 0 | 0 | 0 | 0 | 0 | 0 | 0 | 0 | 0 | 0 | 0 | 0 | 0 | 0 | 0 | 0 | 0 | 0
F6_Commercial_Lodging_New_Food Preparation_Natural Gas_Griddle_E9 | F6 | Commercial | Lodging | New | Food Preparation | Natural Gas | Griddle | E9 | Utility - Value of Sales | 0 | 0 | 0 | 0 | 0 | 0 | 0 | 0 | 0 | 0 | 0 | 0 | 0 | 0 | 0 | 0 | 0 | 0 | 0 | 0 | 0 | 0 | 0 | 0 | 0 | 0 | 0 | 0 | 0 | 0
F6_Commercial_Lodging_New_Food Preparation_Natural Gas_Griddle_E10 | F6 | Commercial | Lodging | New | Food Preparation | Natural Gas | Griddle | E10 | Utility - Value of Sales | 0 | 0 | 0 | 0 | 0 | 0 | 0 | 0 | 0 | 0 | 0 | 0 | 0 | 0 | 0 | 0 | 0 | 0 | 0 | 0 | 0 | 0 | 0 | 0 | 0 | 0 | 0 | 0 | 0 | 0
F1_Commercial_Lodging_New_Food Preparation_Natural Gas_Range_E1 | F1 | Commercial | Lodging | New | Food Preparation | Natural Gas | Range | E1 | Participant - Cost of Equipment | 0.041498 | 0.041498 | 0.041498 | 0.041498 | 0.041498 | 0.041498 | 0.041498 | 0.041498 | 0.041498 | 0.041498 | 0.041498 | 0.041498 | 0.041498 | 0.041498 | 0.041498 | 0.041498 | 0.041498 | 0.041498 | 0.041498 | 0.041498 | 0.041498 | 0.041498 | 0 | 0 | 0 | 0 | 0 | 0 | 0 | 0
F1_Commercial_Lodging_New_Food Preparation_Natural Gas_Range_E2 | F1 | Commercial | Lodging | New | Food Preparation | Natural Gas | Range | E2 | Participant - Cost of Equipment | 0.041504 | 0.041504 | 0.041504 | 0.041504 | 0.041504 | 0.041504 | 0.041504 | 0.041504 | 0.041504 | 0.041504 | 0.041504 | 0.041504 | 0.041504 | 0.041504 | 0.041504 | 0.041504 | 0.041504 | 0.041504 | 0.041504 | 0.041504 | 0.041504 | 0.041504 | 0 | 0 | 0 | 0 | 0 | 0 | 0 | 0
F1_Commercial_Lodging_New_Food Preparation_Natural Gas_Range_E3 | F1 | Commercial | Lodging | New | Food Preparation | Natural Gas | Range | E3 | Participant - Cost of Equipment | 0 | 0 | 0 | 0 | 0 | 0 | 0 | 0 | 0 | 0 | 0 | 0 | 0 | 0 | 0 | 0 | 0 | 0 | 0 | 0 | 0 | 0 | 0 | 0 | 0 | 0 | 0 | 0 | 0 | 0
F1_Commercial_Lodging_New_Food Preparation_Natural Gas_Range_E4 | F1 | Commercial | Lodging | New | Food Preparation | Natural Gas | Range | E4 | Participant - Cost of Equipment | 0 | 0 | 0 | 0 | 0 | 0 | 0 | 0 | 0 | 0 | 0 | 0 | 0 | 0 | 0 | 0 | 0 | 0 | 0 | 0 | 0 | 0 | 0 | 0 | 0 | 0 | 0 | 0 | 0 | 0
F1_Commercial_Lodging_New_Food Preparation_Natural Gas_Range_E5 | F1 | Commercial | Lodging | New | Food Preparation | Natural Gas | Range | E5 | Participant - Cost of Equipment | 0 | 0 | 0 | 0 | 0 | 0 | 0 | 0 | 0 | 0 | 0 | 0 | 0 | 0 | 0 | 0 | 0 | 0 | 0 | 0 | 0 | 0 | 0 | 0 | 0 | 0 | 0 | 0 | 0 | 0
F1_Commercial_Lodging_New_Food Preparation_Natural Gas_Range_E6 | F1 | Commercial | Lodging | New | Food Preparation | Natural Gas | Range | E6 | Participant - Cost of Equipment | 0 | 0 | 0 | 0 | 0 | 0 | 0 | 0 | 0 | 0 | 0 | 0 | 0 | 0 | 0 | 0 | 0 | 0 | 0 | 0 | 0 | 0 | 0 | 0 | 0 | 0 | 0 | 0 | 0 | 0
F1_Commercial_Lodging_New_Food Preparation_Natural Gas_Range_E7 | F1 | Commercial | Lodging | New | Food Preparation | Natural Gas | Range | E7 | Participant - Cost of Equipment | 0 | 0 | 0 | 0 | 0 | 0 | 0 | 0 | 0 | 0 | 0 | 0 | 0 | 0 | 0 | 0 | 0 | 0 | 0 | 0 | 0 | 0 | 0 | 0 | 0 | 0 | 0 | 0 | 0 | 0
F1_Commercial_Lodging_New_Food Preparation_Natural Gas_Range_E8 | F1 | Commercial | Lodging | New | Food Preparation | Natural Gas | Range | E8 | Participant - Cost of Equipment | 0 | 0 | 0 | 0 | 0 | 0 | 0 | 0 | 0 | 0 | 0 | 0 | 0 | 0 | 0 | 0 | 0 | 0 | 0 | 0 | 0 | 0 | 0 | 0 | 0 | 0 | 0 | 0 | 0 | 0
F1_Commercial_Lodging_New_Food Preparation_Natural Gas_Range_E9 | F1 | Commercial | Lodging | New | Food Preparation | Natural Gas | Range | E9 | Participant - Cost of Equipment | 0 | 0 | 0 | 0 | 0 | 0 | 0 | 0 | 0 | 0 | 0 | 0 | 0 | 0 | 0 | 0 | 0 | 0 | 0 | 0 | 0 | 0 | 0 | 0 | 0 | 0 | 0 | 0 | 0 | 0
F1_Commercial_Lodging_New_Food Preparation_Natural Gas_Range_E10 | F1 | Commercial | Lodging | New | Food Preparation | Natural Gas | Range | E10 | Participant - Cost of Equipment | 0 | 0 | 0 | 0 | 0 | 0 | 0 | 0 | 0 | 0 | 0 | 0 | 0 | 0 | 0 | 0 | 0 | 0 | 0 | 0 | 0 | 0 | 0 | 0 | 0 | 0 | 0 | 0 | 0 | 0
F2_Commercial_Lodging_New_Food Preparation_Natural Gas_Range_E1 | F2 | Commercial | Lodging | New | Food Preparation | Natural Gas | Range | E1 | Participant - Cost of Operation | 0.057132 | 0.057512 | 0.058006 | 0.058958 | 0.06028 | 0.061871 | 0.063316 | 0.064554 | 0.065729 | 0.066929 | 0.068213 | 0.069466 | 0.070651 | 0.071845 | 0.072899 | 0.073898 | 0.074978 | 0.076062 | 0.077152 | 0.078243 | 0.079312 | 0.080357 | 0 | 0 | 0 | 0 | 0 | 0 | 0 | 0
F2_Commercial_Lodging_New_Food Preparation_Natural Gas_Range_E2 | F2 | Commercial | Lodging | New | Food Preparation | Natural Gas | Range | E2 | Participant - Cost of Operation | 0.042849 | 0.043134 | 0.043504 | 0.044219 | 0.04521 | 0.046404 | 0.047487 | 0.048415 | 0.049297 | 0.050196 | 0.05116 | 0.0521 | 0.052989 | 0.053884 | 0.054674 | 0.055423 | 0.056234 | 0.057047 | 0.057864 | 0.058682 | 0.059484 | 0.060267 | 0 | 0 | 0 | 0 | 0 | 0 | 0 | 0
F2_Commercial_Lodging_New_Food Preparation_Natural Gas_Range_E3 | F2 | Commercial | Lodging | New | Food Preparation | Natural Gas | Range | E3 | Participant - Cost of Operation | 0 | 0 | 0 | 0 | 0 | 0 | 0 | 0 | 0 | 0 | 0 | 0 | 0 | 0 | 0 | 0 | 0 | 0 | 0 | 0 | 0 | 0 | 0 | 0 | 0 | 0 | 0 | 0 | 0 | 0
F2_Commercial_Lodging_New_Food Preparation_Natural Gas_Range_E4 | F2 | Commercial | Lodging | New | Food Preparation | Natural Gas | Range | E4 | Participant - Cost of Operation | 0 | 0 | 0 | 0 | 0 | 0 | 0 | 0 | 0 | 0 | 0 | 0 | 0 | 0 | 0 | 0 | 0 | 0 | 0 | 0 | 0 | 0 | 0 | 0 | 0 | 0 | 0 | 0 | 0 | 0
F2_Commercial_Lodging_New_Food Preparation_Natural Gas_Range_E5 | F2 | Commercial | Lodging | New | Food Preparation | Natural Gas | Range | E5 | Participant - Cost of Operation | 0 | 0 | 0 | 0 | 0 | 0 | 0 | 0 | 0 | 0 | 0 | 0 | 0 | 0 | 0 | 0 | 0 | 0 | 0 | 0 | 0 | 0 | 0 | 0 | 0 | 0 | 0 | 0 | 0 | 0
F2_Commercial_Lodging_New_Food Preparation_Natural Gas_Range_E6 | F2 | Commercial | Lodging | New | Food Preparation | Natural Gas | Range | E6 | Participant - Cost of Operation | 0 | 0 | 0 | 0 | 0 | 0 | 0 | 0 | 0 | 0 | 0 | 0 | 0 | 0 | 0 | 0 | 0 | 0 | 0 | 0 | 0 | 0 | 0 | 0 | 0 | 0 | 0 | 0 | 0 | 0
F2_Commercial_Lodging_New_Food Preparation_Natural Gas_Range_E7 | F2 | Commercial | Lodging | New | Food Preparation | Natural Gas | Range | E7 | Participant - Cost of Operation | 0 | 0 | 0 | 0 | 0 | 0 | 0 | 0 | 0 | 0 | 0 | 0 | 0 | 0 | 0 | 0 | 0 | 0 | 0 | 0 | 0 | 0 | 0 | 0 | 0 | 0 | 0 | 0 | 0 | 0
F2_Commercial_Lodging_New_Food Preparation_Natural Gas_Range_E8 | F2 | Commercial | Lodging | New | Food Preparation | Natural Gas | Range | E8 | Participant - Cost of Operation | 0 | 0 | 0 | 0 | 0 | 0 | 0 | 0 | 0 | 0 | 0 | 0 | 0 | 0 | 0 | 0 | 0 | 0 | 0 | 0 | 0 | 0 | 0 | 0 | 0 | 0 | 0 | 0 | 0 | 0
F2_Commercial_Lodging_New_Food Preparation_Natural Gas_Range_E9 | F2 | Commercial | Lodging | New | Food Preparation | Natural Gas | Range | E9 | Participant - Cost of Operation | 0 | 0 | 0 | 0 | 0 | 0 | 0 | 0 | 0 | 0 | 0 | 0 | 0 | 0 | 0 | 0 | 0 | 0 | 0 | 0 | 0 | 0 | 0 | 0 | 0 | 0 | 0 | 0 | 0 | 0
F2_Commercial_Lodging_New_Food Preparation_Natural Gas_Range_E10 | F2 | Commercial | Lodging | New | Food Preparation | Natural Gas | Range | E10 | Participant - Cost of Operation | 0 | 0 | 0 | 0 | 0 | 0 | 0 | 0 | 0 | 0 | 0 | 0 | 0 | 0 | 0 | 0 | 0 | 0 | 0 | 0 | 0 | 0 | 0 | 0 | 0 | 0 | 0 | 0 | 0 | 0
F3_Commercial_Lodging_New_Food Preparation_Natural Gas_Range_E1 | F3 | Commercial | Lodging | New | Food Preparation | Natural Gas | Range | E1 | System - kBTUs of Conusmption | 5.4132 | 5.4277 | 5.4453 | 5.491 | 5.5308 | 5.5646 | 5.5902 | 5.6154 | 5.6386 | 5.6597 | 5.6773 | 5.688 | 5.6903 | 5.6841 | 5.6672 | 5.6441 | 5.6191 | 5.5925 | 5.5621 | 5.5328 | 5.5023 | 5.4711 | 0 | 0 | 0 | 0 | 0 | 0 | 0 | 0
F3_Commercial_Lodging_New_Food Preparation_Natural Gas_Range_E2 | F3 | Commercial | Lodging | New | Food Preparation | Natural Gas | Range | E2 | System - kBTUs of Conusmption | 4.0599 | 4.0708 | 4.084 | 4.1183 | 4.1481 | 4.1734 | 4.1927 | 4.2116 | 4.229 | 4.2448 | 4.258 | 4.266 | 4.2677 | 4.2631 | 4.2504 | 4.233 | 4.2144 | 4.1944 | 4.1715 | 4.1496 | 4.1267 | 4.1033 | 0 | 0 | 0 | 0 | 0 | 0 | 0 | 0
F3_Commercial_Lodging_New_Food Preparation_Natural Gas_Range_E3 | F3 | Commercial | Lodging | New | Food Preparation | Natural Gas | Range | E3 | System - kBTUs of Conusmption | 0 | 0 | 0 | 0 | 0 | 0 | 0 | 0 | 0 | 0 | 0 | 0 | 0 | 0 | 0 | 0 | 0 | 0 | 0 | 0 | 0 | 0 | 0 | 0 | 0 | 0 | 0 | 0 | 0 | 0
F3_Commercial_Lodging_New_Food Preparation_Natural Gas_Range_E4 | F3 | Commercial | Lodging | New | Food Preparation | Natural Gas | Range | E4 | System - kBTUs of Conusmption | 0 | 0 | 0 | 0 | 0 | 0 | 0 | 0 | 0 | 0 | 0 | 0 | 0 | 0 | 0 | 0 | 0 | 0 | 0 | 0 | 0 | 0 | 0 | 0 | 0 | 0 | 0 | 0 | 0 | 0
F3_Commercial_Lodging_New_Food Preparation_Natural Gas_Range_E5 | F3 | Commercial | Lodging | New | Food Preparation | Natural Gas | Range | E5 | System - kBTUs of Conusmption | 0 | 0 | 0 | 0 | 0 | 0 | 0 | 0 | 0 | 0 | 0 | 0 | 0 | 0 | 0 | 0 | 0 | 0 | 0 | 0 | 0 | 0 | 0 | 0 | 0 | 0 | 0 | 0 | 0 | 0
F3_Commercial_Lodging_New_Food Preparation_Natural Gas_Range_E6 | F3 | Commercial | Lodging | New | Food Preparation | Natural Gas | Range | E6 | System - kBTUs of Conusmption | 0 | 0 | 0 | 0 | 0 | 0 | 0 | 0 | 0 | 0 | 0 | 0 | 0 | 0 | 0 | 0 | 0 | 0 | 0 | 0 | 0 | 0 | 0 | 0 | 0 | 0 | 0 | 0 | 0 | 0
F3_Commercial_Lodging_New_Food Preparation_Natural Gas_Range_E7 | F3 | Commercial | Lodging | New | Food Preparation | Natural Gas | Range | E7 | System - kBTUs of Conusmption | 0 | 0 | 0 | 0 | 0 | 0 | 0 | 0 | 0 | 0 | 0 | 0 | 0 | 0 | 0 | 0 | 0 | 0 | 0 | 0 | 0 | 0 | 0 | 0 | 0 | 0 | 0 | 0 | 0 | 0
F3_Commercial_Lodging_New_Food Preparation_Natural Gas_Range_E8 | F3 | Commercial | Lodging | New | Food Preparation | Natural Gas | Range | E8 | System - kBTUs of Conusmption | 0 | 0 | 0 | 0 | 0 | 0 | 0 | 0 | 0 | 0 | 0 | 0 | 0 | 0 | 0 | 0 | 0 | 0 | 0 | 0 | 0 | 0 | 0 | 0 | 0 | 0 | 0 | 0 | 0 | 0
F3_Commercial_Lodging_New_Food Preparation_Natural Gas_Range_E9 | F3 | Commercial | Lodging | New | Food Preparation | Natural Gas | Range | E9 | System - kBTUs of Conusmption | 0 | 0 | 0 | 0 | 0 | 0 | 0 | 0 | 0 | 0 | 0 | 0 | 0 | 0 | 0 | 0 | 0 | 0 | 0 | 0 | 0 | 0 | 0 | 0 | 0 | 0 | 0 | 0 | 0 | 0
F3_Commercial_Lodging_New_Food Preparation_Natural Gas_Range_E10 | F3 | Commercial | Lodging | New | Food Preparation | Natural Gas | Range | E10 | System - kBTUs of Conusmption | 0 | 0 | 0 | 0 | 0 | 0 | 0 | 0 | 0 | 0 | 0 | 0 | 0 | 0 | 0 | 0 | 0 | 0 | 0 | 0 | 0 | 0 | 0 | 0 | 0 | 0 | 0 | 0 | 0 | 0
F4_Commercial_Lodging_New_Food Preparation_Natural Gas_Range_E1 | F4 | Commercial | Lodging | New | Food Preparation | Natural Gas | Range | E1 | Utility - Cost of Equipment | 0.041498 | 0.041498 | 0.041498 | 0.041498 | 0.041498 | 0.041498 | 0.041498 | 0.041498 | 0.041498 | 0.041498 | 0.041498 | 0.041498 | 0.041498 | 0.041498 | 0.041498 | 0.041498 | 0.041498 | 0.041498 | 0.041498 | 0.041498 | 0.041498 | 0.041498 | 0 | 0 | 0 | 0 | 0 | 0 | 0 | 0
F4_Commercial_Lodging_New_Food Preparation_Natural Gas_Range_E2 | F4 | Commercial | Lodging | New | Food Preparation | Natural Gas | Range | E2 | Utility - Cost of Equipment | 0.041504 | 0.041504 | 0.041504 | 0.041504 | 0.041504 | 0.041504 | 0.041504 | 0.041504 | 0.041504 | 0.041504 | 0.041504 | 0.041504 | 0.041504 | 0.041504 | 0.041504 | 0.041504 | 0.041504 | 0.041504 | 0.041504 | 0.041504 | 0.041504 | 0.041504 | 0 | 0 | 0 | 0 | 0 | 0 | 0 | 0
F4_Commercial_Lodging_New_Food Preparation_Natural Gas_Range_E3 | F4 | Commercial | Lodging | New | Food Preparation | Natural Gas | Range | E3 | Utility - Cost of Equipment | 0 | 0 | 0 | 0 | 0 | 0 | 0 | 0 | 0 | 0 | 0 | 0 | 0 | 0 | 0 | 0 | 0 | 0 | 0 | 0 | 0 | 0 | 0 | 0 | 0 | 0 | 0 | 0 | 0 | 0
F4_Commercial_Lodging_New_Food Preparation_Natural Gas_Range_E4 | F4 | Commercial | Lodging | New | Food Preparation | Natural Gas | Range | E4 | Utility - Cost of Equipment | 0 | 0 | 0 | 0 | 0 | 0 | 0 | 0 | 0 | 0 | 0 | 0 | 0 | 0 | 0 | 0 | 0 | 0 | 0 | 0 | 0 | 0 | 0 | 0 | 0 | 0 | 0 | 0 | 0 | 0
F4_Commercial_Lodging_New_Food Preparation_Natural Gas_Range_E5 | F4 | Commercial | Lodging | New | Food Preparation | Natural Gas | Range | E5 | Utility - Cost of Equipment | 0 | 0 | 0 | 0 | 0 | 0 | 0 | 0 | 0 | 0 | 0 | 0 | 0 | 0 | 0 | 0 | 0 | 0 | 0 | 0 | 0 | 0 | 0 | 0 | 0 | 0 | 0 | 0 | 0 | 0
F4_Commercial_Lodging_New_Food Preparation_Natural Gas_Range_E6 | F4 | Commercial | Lodging | New | Food Preparation | Natural Gas | Range | E6 | Utility - Cost of Equipment | 0 | 0 | 0 | 0 | 0 | 0 | 0 | 0 | 0 | 0 | 0 | 0 | 0 | 0 | 0 | 0 | 0 | 0 | 0 | 0 | 0 | 0 | 0 | 0 | 0 | 0 | 0 | 0 | 0 | 0
F4_Commercial_Lodging_New_Food Preparation_Natural Gas_Range_E7 | F4 | Commercial | Lodging | New | Food Preparation | Natural Gas | Range | E7 | Utility - Cost of Equipment | 0 | 0 | 0 | 0 | 0 | 0 | 0 | 0 | 0 | 0 | 0 | 0 | 0 | 0 | 0 | 0 | 0 | 0 | 0 | 0 | 0 | 0 | 0 | 0 | 0 | 0 | 0 | 0 | 0 | 0
F4_Commercial_Lodging_New_Food Preparation_Natural Gas_Range_E8 | F4 | Commercial | Lodging | New | Food Preparation | Natural Gas | Range | E8 | Utility - Cost of Equipment | 0 | 0 | 0 | 0 | 0 | 0 | 0 | 0 | 0 | 0 | 0 | 0 | 0 | 0 | 0 | 0 | 0 | 0 | 0 | 0 | 0 | 0 | 0 | 0 | 0 | 0 | 0 | 0 | 0 | 0
F4_Commercial_Lodging_New_Food Preparation_Natural Gas_Range_E9 | F4 | Commercial | Lodging | New | Food Preparation | Natural Gas | Range | E9 | Utility - Cost of Equipment | 0 | 0 | 0 | 0 | 0 | 0 | 0 | 0 | 0 | 0 | 0 | 0 | 0 | 0 | 0 | 0 | 0 | 0 | 0 | 0 | 0 | 0 | 0 | 0 | 0 | 0 | 0 | 0 | 0 | 0
F4_Commercial_Lodging_New_Food Preparation_Natural Gas_Range_E10 | F4 | Commercial | Lodging | New | Food Preparation | Natural Gas | Range | E10 | Utility - Cost of Equipment | 0 | 0 | 0 | 0 | 0 | 0 | 0 | 0 | 0 | 0 | 0 | 0 | 0 | 0 | 0 | 0 | 0 | 0 | 0 | 0 | 0 | 0 | 0 | 0 | 0 | 0 | 0 | 0 | 0 | 0
F5_Commercial_Lodging_New_Food Preparation_Natural Gas_Range_E1 | F5 | Commercial | Lodging | New | Food Preparation | Natural Gas | Range | E1 | Utility - Cost of Operation | 0.047687 | 0.048004 | 0.048416 | 0.049211 | 0.050315 | 0.051643 | 0.052849 | 0.053882 | 0.054862 | 0.055864 | 0.056936 | 0.057982 | 0.058971 | 0.059967 | 0.060847 | 0.061681 | 0.062583 | 0.063488 | 0.064398 | 0.065307 | 0.0662 | 0.067072 | 0 | 0 | 0 | 0 | 0 | 0 | 0 | 0
F5_Commercial_Lodging_New_Food Preparation_Natural Gas_Range_E2 | F5 | Commercial | Lodging | New | Food Preparation | Natural Gas | Range | E2 | Utility - Cost of Operation | 0.035765 | 0.036003 | 0.036312 | 0.036908 | 0.037736 | 0.038732 | 0.039636 | 0.040411 | 0.041147 | 0.041898 | 0.042702 | 0.043487 | 0.044228 | 0.044975 | 0.045636 | 0.046261 | 0.046937 | 0.047616 | 0.048298 | 0.048981 | 0.04965 | 0.050304 | 0 | 0 | 0 | 0 | 0 | 0 | 0 | 0
F5_Commercial_Lodging_New_Food Preparation_Natural Gas_Range_E3 | F5 | Commercial | Lodging | New | Food Preparation | Natural Gas | Range | E3 | Utility - Cost of Operation | 0 | 0 | 0 | 0 | 0 | 0 | 0 | 0 | 0 | 0 | 0 | 0 | 0 | 0 | 0 | 0 | 0 | 0 | 0 | 0 | 0 | 0 | 0 | 0 | 0 | 0 | 0 | 0 | 0 | 0
F5_Commercial_Lodging_New_Food Preparation_Natural Gas_Range_E4 | F5 | Commercial | Lodging | New | Food Preparation | Natural Gas | Range | E4 | Utility - Cost of Operation | 0 | 0 | 0 | 0 | 0 | 0 | 0 | 0 | 0 | 0 | 0 | 0 | 0 | 0 | 0 | 0 | 0 | 0 | 0 | 0 | 0 | 0 | 0 | 0 | 0 | 0 | 0 | 0 | 0 | 0
F5_Commercial_Lodging_New_Food Preparation_Natural Gas_Range_E5 | F5 | Commercial | Lodging | New | Food Preparation | Natural Gas | Range | E5 | Utility - Cost of Operation | 0 | 0 | 0 | 0 | 0 | 0 | 0 | 0 | 0 | 0 | 0 | 0 | 0 | 0 | 0 | 0 | 0 | 0 | 0 | 0 | 0 | 0 | 0 | 0 | 0 | 0 | 0 | 0 | 0 | 0
F5_Commercial_Lodging_New_Food Preparation_Natural Gas_Range_E6 | F5 | Commercial | Lodging | New | Food Preparation | Natural Gas | Range | E6 | Utility - Cost of Operation | 0 | 0 | 0 | 0 | 0 | 0 | 0 | 0 | 0 | 0 | 0 | 0 | 0 | 0 | 0 | 0 | 0 | 0 | 0 | 0 | 0 | 0 | 0 | 0 | 0 | 0 | 0 | 0 | 0 | 0
F5_Commercial_Lodging_New_Food Preparation_Natural Gas_Range_E7 | F5 | Commercial | Lodging | New | Food Preparation | Natural Gas | Range | E7 | Utility - Cost of Operation | 0 | 0 | 0 | 0 | 0 | 0 | 0 | 0 | 0 | 0 | 0 | 0 | 0 | 0 | 0 | 0 | 0 | 0 | 0 | 0 | 0 | 0 | 0 | 0 | 0 | 0 | 0 | 0 | 0 | 0
F5_Commercial_Lodging_New_Food Preparation_Natural Gas_Range_E8 | F5 | Commercial | Lodging | New | Food Preparation | Natural Gas | Range | E8 | Utility - Cost of Operation | 0 | 0 | 0 | 0 | 0 | 0 | 0 | 0 | 0 | 0 | 0 | 0 | 0 | 0 | 0 | 0 | 0 | 0 | 0 | 0 | 0 | 0 | 0 | 0 | 0 | 0 | 0 | 0 | 0 | 0
F5_Commercial_Lodging_New_Food Preparation_Natural Gas_Range_E9 | F5 | Commercial | Lodging | New | Food Preparation | Natural Gas | Range | E9 | Utility - Cost of Operation | 0 | 0 | 0 | 0 | 0 | 0 | 0 | 0 | 0 | 0 | 0 | 0 | 0 | 0 | 0 | 0 | 0 | 0 | 0 | 0 | 0 | 0 | 0 | 0 | 0 | 0 | 0 | 0 | 0 | 0
F5_Commercial_Lodging_New_Food Preparation_Natural Gas_Range_E10 | F5 | Commercial | Lodging | New | Food Preparation | Natural Gas | Range | E10 | Utility - Cost of Operation | 0 | 0 | 0 | 0 | 0 | 0 | 0 | 0 | 0 | 0 | 0 | 0 | 0 | 0 | 0 | 0 | 0 | 0 | 0 | 0 | 0 | 0 | 0 | 0 | 0 | 0 | 0 | 0 | 0 | 0
F6_Commercial_Lodging_New_Food Preparation_Natural Gas_Range_E1 | F6 | Commercial | Lodging | New | Food Preparation | Natural Gas | Range | E1 | Utility - Value of Sales | 0.057132 | 0.057512 | 0.058006 | 0.058958 | 0.06028 | 0.061871 | 0.063316 | 0.064554 | 0.065729 | 0.066929 | 0.068213 | 0.069466 | 0.070651 | 0.071845 | 0.072899 | 0.073898 | 0.074978 | 0.076062 | 0.077152 | 0.078243 | 0.079312 | 0.080357 | 0 | 0 | 0 | 0 | 0 | 0 | 0 | 0
F6_Commercial_Lodging_New_Food Preparation_Natural Gas_Range_E2 | F6 | Commercial | Lodging | New | Food Preparation | Natural Gas | Range | E2 | Utility - Value of Sales | 0.042849 | 0.043134 | 0.043504 | 0.044219 | 0.04521 | 0.046404 | 0.047487 | 0.048415 | 0.049297 | 0.050196 | 0.05116 | 0.0521 | 0.052989 | 0.053884 | 0.054674 | 0.055423 | 0.056234 | 0.057047 | 0.057864 | 0.058682 | 0.059484 | 0.060267 | 0 | 0 | 0 | 0 | 0 | 0 | 0 | 0
F6_Commercial_Lodging_New_Food Preparation_Natural Gas_Range_E3 | F6 | Commercial | Lodging | New | Food Preparation | Natural Gas | Range | E3 | Utility - Value of Sales | 0 | 0 | 0 | 0 | 0 | 0 | 0 | 0 | 0 | 0 | 0 | 0 | 0 | 0 | 0 | 0 | 0 | 0 | 0 | 0 | 0 | 0 | 0 | 0 | 0 | 0 | 0 | 0 | 0 | 0
F6_Commercial_Lodging_New_Food Preparation_Natural Gas_Range_E4 | F6 | Commercial | Lodging | New | Food Preparation | Natural Gas | Range | E4 | Utility - Value of Sales | 0 | 0 | 0 | 0 | 0 | 0 | 0 | 0 | 0 | 0 | 0 | 0 | 0 | 0 | 0 | 0 | 0 | 0 | 0 | 0 | 0 | 0 | 0 | 0 | 0 | 0 | 0 | 0 | 0 | 0
F6_Commercial_Lodging_New_Food Preparation_Natural Gas_Range_E5 | F6 | Commercial | Lodging | New | Food Preparation | Natural Gas | Range | E5 | Utility - Value of Sales | 0 | 0 | 0 | 0 | 0 | 0 | 0 | 0 | 0 | 0 | 0 | 0 | 0 | 0 | 0 | 0 | 0 | 0 | 0 | 0 | 0 | 0 | 0 | 0 | 0 | 0 | 0 | 0 | 0 | 0
F6_Commercial_Lodging_New_Food Preparation_Natural Gas_Range_E6 | F6 | Commercial | Lodging | New | Food Preparation | Natural Gas | Range | E6 | Utility - Value of Sales | 0 | 0 | 0 | 0 | 0 | 0 | 0 | 0 | 0 | 0 | 0 | 0 | 0 | 0 | 0 | 0 | 0 | 0 | 0 | 0 | 0 | 0 | 0 | 0 | 0 | 0 | 0 | 0 | 0 | 0
F6_Commercial_Lodging_New_Food Preparation_Natural Gas_Range_E7 | F6 | Commercial | Lodging | New | Food Preparation | Natural Gas | Range | E7 | Utility - Value of Sales | 0 | 0 | 0 | 0 | 0 | 0 | 0 | 0 | 0 | 0 | 0 | 0 | 0 | 0 | 0 | 0 | 0 | 0 | 0 | 0 | 0 | 0 | 0 | 0 | 0 | 0 | 0 | 0 | 0 | 0
F6_Commercial_Lodging_New_Food Preparation_Natural Gas_Range_E8 | F6 | Commercial | Lodging | New | Food Preparation | Natural Gas | Range | E8 | Utility - Value of Sales | 0 | 0 | 0 | 0 | 0 | 0 | 0 | 0 | 0 | 0 | 0 | 0 | 0 | 0 | 0 | 0 | 0 | 0 | 0 | 0 | 0 | 0 | 0 | 0 | 0 | 0 | 0 | 0 | 0 | 0
F6_Commercial_Lodging_New_Food Preparation_Natural Gas_Range_E9 | F6 | Commercial | Lodging | New | Food Preparation | Natural Gas | Range | E9 | Utility - Value of Sales | 0 | 0 | 0 | 0 | 0 | 0 | 0 | 0 | 0 | 0 | 0 | 0 | 0 | 0 | 0 | 0 | 0 | 0 | 0 | 0 | 0 | 0 | 0 | 0 | 0 | 0 | 0 | 0 | 0 | 0
F6_Commercial_Lodging_New_Food Preparation_Natural Gas_Range_E10 | F6 | Commercial | Lodging | New | Food Preparation | Natural Gas | Range | E10 | Utility - Value of Sales | 0 | 0 | 0 | 0 | 0 | 0 | 0 | 0 | 0 | 0 | 0 | 0 | 0 | 0 | 0 | 0 | 0 | 0 | 0 | 0 | 0 | 0 | 0 | 0 | 0 | 0 | 0 | 0 | 0 | 0
F1_Commercial_Lodging_New_Food Preparation_Natural Gas_Steamer_E1 | F1 | Commercial | Lodging | New | Food Preparation | Natural Gas | Steamer | E1 | Participant - Cost of Equipment | 0.12543 | 0.12543 | 0.12543 | 0.12543 | 0.12543 | 0.12543 | 0.12543 | 0.12543 | 0.12543 | 0.12543 | 0.12543 | 0.12543 | 0.12543 | 0.12543 | 0.12543 | 0.12543 | 0.12543 | 0.12543 | 0.12543 | 0.12543 | 0.12543 | 0.12543 | 0 | 0 | 0 | 0 | 0 | 0 | 0 | 0
F1_Commercial_Lodging_New_Food Preparation_Natural Gas_Steamer_E2 | F1 | Commercial | Lodging | New | Food Preparation | Natural Gas | Steamer | E2 | Participant - Cost of Equipment | 0.13474 | 0.13474 | 0.13474 | 0.13474 | 0.13474 | 0.13474 | 0.13474 | 0.13474 | 0.13474 | 0.13474 | 0.13474 | 0.13474 | 0.13474 | 0.13474 | 0.13474 | 0.13474 | 0.13474 | 0.13474 | 0.13474 | 0.13474 | 0.13474 | 0.13474 | 0 | 0 | 0 | 0 | 0 | 0 | 0 | 0
F1_Commercial_Lodging_New_Food Preparation_Natural Gas_Steamer_E3 | F1 | Commercial | Lodging | New | Food Preparation | Natural Gas | Steamer | E3 | Participant - Cost of Equipment | 0 | 0 | 0 | 0 | 0 | 0 | 0 | 0 | 0 | 0 | 0 | 0 | 0 | 0 | 0 | 0 | 0 | 0 | 0 | 0 | 0 | 0 | 0 | 0 | 0 | 0 | 0 | 0 | 0 | 0
F1_Commercial_Lodging_New_Food Preparation_Natural Gas_Steamer_E4 | F1 | Commercial | Lodging | New | Food Preparation | Natural Gas | Steamer | E4 | Participant - Cost of Equipment | 0 | 0 | 0 | 0 | 0 | 0 | 0 | 0 | 0 | 0 | 0 | 0 | 0 | 0 | 0 | 0 | 0 | 0 | 0 | 0 | 0 | 0 | 0 | 0 | 0 | 0 | 0 | 0 | 0 | 0
F1_Commercial_Lodging_New_Food Preparation_Natural Gas_Steamer_E5 | F1 | Commercial | Lodging | New | Food Preparation | Natural Gas | Steamer | E5 | Participant - Cost of Equipment | 0 | 0 | 0 | 0 | 0 | 0 | 0 | 0 | 0 | 0 | 0 | 0 | 0 | 0 | 0 | 0 | 0 | 0 | 0 | 0 | 0 | 0 | 0 | 0 | 0 | 0 | 0 | 0 | 0 | 0
F1_Commercial_Lodging_New_Food Preparation_Natural Gas_Steamer_E6 | F1 | Commercial | Lodging | New | Food Preparation | Natural Gas | Steamer | E6 | Participant - Cost of Equipment | 0 | 0 | 0 | 0 | 0 | 0 | 0 | 0 | 0 | 0 | 0 | 0 | 0 | 0 | 0 | 0 | 0 | 0 | 0 | 0 | 0 | 0 | 0 | 0 | 0 | 0 | 0 | 0 | 0 | 0
F1_Commercial_Lodging_New_Food Preparation_Natural Gas_Steamer_E7 | F1 | Commercial | Lodging | New | Food Preparation | Natural Gas | Steamer | E7 | Participant - Cost of Equipment | 0 | 0 | 0 | 0 | 0 | 0 | 0 | 0 | 0 | 0 | 0 | 0 | 0 | 0 | 0 | 0 | 0 | 0 | 0 | 0 | 0 | 0 | 0 | 0 | 0 | 0 | 0 | 0 | 0 | 0
F1_Commercial_Lodging_New_Food Preparation_Natural Gas_Steamer_E8 | F1 | Commercial | Lodging | New | Food Preparation | Natural Gas | Steamer | E8 | Participant - Cost of Equipment | 0 | 0 | 0 | 0 | 0 | 0 | 0 | 0 | 0 | 0 | 0 | 0 | 0 | 0 | 0 | 0 | 0 | 0 | 0 | 0 | 0 | 0 | 0 | 0 | 0 | 0 | 0 | 0 | 0 | 0
F1_Commercial_Lodging_New_Food Preparation_Natural Gas_Steamer_E9 | F1 | Commercial | Lodging | New | Food Preparation | Natural Gas | Steamer | E9 | Participant - Cost of Equipment | 0 | 0 | 0 | 0 | 0 | 0 | 0 | 0 | 0 | 0 | 0 | 0 | 0 | 0 | 0 | 0 | 0 | 0 | 0 | 0 | 0 | 0 | 0 | 0 | 0 | 0 | 0 | 0 | 0 | 0
F1_Commercial_Lodging_New_Food Preparation_Natural Gas_Steamer_E10 | F1 | Commercial | Lodging | New | Food Preparation | Natural Gas | Steamer | E10 | Participant - Cost of Equipment | 0 | 0 | 0 | 0 | 0 | 0 | 0 | 0 | 0 | 0 | 0 | 0 | 0 | 0 | 0 | 0 | 0 | 0 | 0 | 0 | 0 | 0 | 0 | 0 | 0 | 0 | 0 | 0 | 0 | 0
F2_Commercial_Lodging_New_Food Preparation_Natural Gas_Steamer_E1 | F2 | Commercial | Lodging | New | Food Preparation | Natural Gas | Steamer | E1 | Participant - Cost of Operation | 0.13641 | 0.13756 | 0.13895 | 0.14127 | 0.14435 | 0.14801 | 0.15139 | 0.15431 | 0.15703 | 0.15972 | 0.16249 | 0.16525 | 0.16793 | 0.17069 | 0.17326 | 0.17579 | 0.1785 | 0.18123 | 0.18398 | 0.18674 | 0.18947 | 0.19217 | 0 | 0 | 0 | 0 | 0 | 0 | 0 | 0
F2_Commercial_Lodging_New_Food Preparation_Natural Gas_Steamer_E2 | F2 | Commercial | Lodging | New | Food Preparation | Natural Gas | Steamer | E2 | Participant - Cost of Operation | 0.028453 | 0.028695 | 0.028984 | 0.029467 | 0.030111 | 0.030874 | 0.031579 | 0.032188 | 0.032756 | 0.033317 | 0.033894 | 0.034469 | 0.035028 | 0.035605 | 0.03614 | 0.036668 | 0.037234 | 0.037803 | 0.038377 | 0.038953 | 0.039523 | 0.040084 | 0 | 0 | 0 | 0 | 0 | 0 | 0 | 0
F2_Commercial_Lodging_New_Food Preparation_Natural Gas_Steamer_E3 | F2 | Commercial | Lodging | New | Food Preparation | Natural Gas | Steamer | E3 | Participant - Cost of Operation | 0 | 0 | 0 | 0 | 0 | 0 | 0 | 0 | 0 | 0 | 0 | 0 | 0 | 0 | 0 | 0 | 0 | 0 | 0 | 0 | 0 | 0 | 0 | 0 | 0 | 0 | 0 | 0 | 0 | 0
F2_Commercial_Lodging_New_Food Preparation_Natural Gas_Steamer_E4 | F2 | Commercial | Lodging | New | Food Preparation | Natural Gas | Steamer | E4 | Participant - Cost of Operation | 0 | 0 | 0 | 0 | 0 | 0 | 0 | 0 | 0 | 0 | 0 | 0 | 0 | 0 | 0 | 0 | 0 | 0 | 0 | 0 | 0 | 0 | 0 | 0 | 0 | 0 | 0 | 0 | 0 | 0
F2_Commercial_Lodging_New_Food Preparation_Natural Gas_Steamer_E5 | F2 | Commercial | Lodging | New | Food Preparation | Natural Gas | Steamer | E5 | Participant - Cost of Operation | 0 | 0 | 0 | 0 | 0 | 0 | 0 | 0 | 0 | 0 | 0 | 0 | 0 | 0 | 0 | 0 | 0 | 0 | 0 | 0 | 0 | 0 | 0 | 0 | 0 | 0 | 0 | 0 | 0 | 0
F2_Commercial_Lodging_New_Food Preparation_Natural Gas_Steamer_E6 | F2 | Commercial | Lodging | New | Food Preparation | Natural Gas | Steamer | E6 | Participant - Cost of Operation | 0 | 0 | 0 | 0 | 0 | 0 | 0 | 0 | 0 | 0 | 0 | 0 | 0 | 0 | 0 | 0 | 0 | 0 | 0 | 0 | 0 | 0 | 0 | 0 | 0 | 0 | 0 | 0 | 0 | 0
F2_Commercial_Lodging_New_Food Preparation_Natural Gas_Steamer_E7 | F2 | Commercial | Lodging | New | Food Preparation | Natural Gas | Steamer | E7 | Participant - Cost of Operation | 0 | 0 | 0 | 0 | 0 | 0 | 0 | 0 | 0 | 0 | 0 | 0 | 0 | 0 | 0 | 0 | 0 | 0 | 0 | 0 | 0 | 0 | 0 | 0 | 0 | 0 | 0 | 0 | 0 | 0
F2_Commercial_Lodging_New_Food Preparation_Natural Gas_Steamer_E8 | F2 | Commercial | Lodging | New | Food Preparation | Natural Gas | Steamer | E8 | Participant - Cost of Operation | 0 | 0 | 0 | 0 | 0 | 0 | 0 | 0 | 0 | 0 | 0 | 0 | 0 | 0 | 0 | 0 | 0 | 0 | 0 | 0 | 0 | 0 | 0 | 0 | 0 | 0 | 0 | 0 | 0 | 0
F2_Commercial_Lodging_New_Food Preparation_Natural Gas_Steamer_E9 | F2 | Commercial | Lodging | New | Food Preparation | Natural Gas | Steamer | E9 | Participant - Cost of Operation | 0 | 0 | 0 | 0 | 0 | 0 | 0 | 0 | 0 | 0 | 0 | 0 | 0 | 0 | 0 | 0 | 0 | 0 | 0 | 0 | 0 | 0 | 0 | 0 | 0 | 0 | 0 | 0 | 0 | 0
F2_Commercial_Lodging_New_Food Preparation_Natural Gas_Steamer_E10 | F2 | Commercial | Lodging | New | Food Preparation | Natural Gas | Steamer | E10 | Participant - Cost of Operation | 0 | 0 | 0 | 0 | 0 | 0 | 0 | 0 | 0 | 0 | 0 | 0 | 0 | 0 | 0 | 0 | 0 | 0 | 0 | 0 | 0 | 0 | 0 | 0 | 0 | 0 | 0 | 0 | 0 | 0
F3_Commercial_Lodging_New_Food Preparation_Natural Gas_Steamer_E1 | F3 | Commercial | Lodging | New | Food Preparation | Natural Gas | Steamer | E1 | System - kBTUs of Conusmption | 12.8371 | 12.8745 | 12.9166 | 13.0136 | 13.0984 | 13.1705 | 13.2257 | 13.2728 | 13.3079 | 13.331 | 13.3383 | 13.3374 | 13.3251 | 13.3016 | 13.2624 | 13.2169 | 13.1679 | 13.1156 | 13.0559 | 12.9983 | 12.9386 | 12.8772 | 0 | 0 | 0 | 0 | 0 | 0 | 0 | 0
F3_Commercial_Lodging_New_Food Preparation_Natural Gas_Steamer_E2 | F3 | Commercial | Lodging | New | Food Preparation | Natural Gas | Steamer | E2 | System - kBTUs of Conusmption | 2.6777 | 2.6855 | 2.6943 | 2.7145 | 2.7322 | 2.7473 | 2.7588 | 2.7686 | 2.7759 | 2.7807 | 2.7823 | 2.7821 | 2.7795 | 2.7746 | 2.7664 | 2.7569 | 2.7467 | 2.7358 | 2.7233 | 2.7113 | 2.6989 | 2.6861 | 0 | 0 | 0 | 0 | 0 | 0 | 0 | 0
F3_Commercial_Lodging_New_Food Preparation_Natural Gas_Steamer_E3 | F3 | Commercial | Lodging | New | Food Preparation | Natural Gas | Steamer | E3 | System - kBTUs of Conusmption | 0 | 0 | 0 | 0 | 0 | 0 | 0 | 0 | 0 | 0 | 0 | 0 | 0 | 0 | 0 | 0 | 0 | 0 | 0 | 0 | 0 | 0 | 0 | 0 | 0 | 0 | 0 | 0 | 0 | 0
F3_Commercial_Lodging_New_Food Preparation_Natural Gas_Steamer_E4 | F3 | Commercial | Lodging | New | Food Preparation | Natural Gas | Steamer | E4 | System - kBTUs of Conusmption | 0 | 0 | 0 | 0 | 0 | 0 | 0 | 0 | 0 | 0 | 0 | 0 | 0 | 0 | 0 | 0 | 0 | 0 | 0 | 0 | 0 | 0 | 0 | 0 | 0 | 0 | 0 | 0 | 0 | 0
F3_Commercial_Lodging_New_Food Preparation_Natural Gas_Steamer_E5 | F3 | Commercial | Lodging | New | Food Preparation | Natural Gas | Steamer | E5 | System - kBTUs of Conusmption | 0 | 0 | 0 | 0 | 0 | 0 | 0 | 0 | 0 | 0 | 0 | 0 | 0 | 0 | 0 | 0 | 0 | 0 | 0 | 0 | 0 | 0 | 0 | 0 | 0 | 0 | 0 | 0 | 0 | 0
F3_Commercial_Lodging_New_Food Preparation_Natural Gas_Steamer_E6 | F3 | Commercial | Lodging | New | Food Preparation | Natural Gas | Steamer | E6 | System - kBTUs of Conusmption | 0 | 0 | 0 | 0 | 0 | 0 | 0 | 0 | 0 | 0 | 0 | 0 | 0 | 0 | 0 | 0 | 0 | 0 | 0 | 0 | 0 | 0 | 0 | 0 | 0 | 0 | 0 | 0 | 0 | 0
F3_Commercial_Lodging_New_Food Preparation_Natural Gas_Steamer_E7 | F3 | Commercial | Lodging | New | Food Preparation | Natural Gas | Steamer | E7 | System - kBTUs of Conusmption | 0 | 0 | 0 | 0 | 0 | 0 | 0 | 0 | 0 | 0 | 0 | 0 | 0 | 0 | 0 | 0 | 0 | 0 | 0 | 0 | 0 | 0 | 0 | 0 | 0 | 0 | 0 | 0 | 0 | 0
F3_Commercial_Lodging_New_Food Preparation_Natural Gas_Steamer_E8 | F3 | Commercial | Lodging | New | Food Preparation | Natural Gas | Steamer | E8 | System - kBTUs of Conusmption | 0 | 0 | 0 | 0 | 0 | 0 | 0 | 0 | 0 | 0 | 0 | 0 | 0 | 0 | 0 | 0 | 0 | 0 | 0 | 0 | 0 | 0 | 0 | 0 | 0 | 0 | 0 | 0 | 0 | 0
F3_Commercial_Lodging_New_Food Preparation_Natural Gas_Steamer_E9 | F3 | Commercial | Lodging | New | Food Preparation | Natural Gas | Steamer | E9 | System - kBTUs of Conusmption | 0 | 0 | 0 | 0 | 0 | 0 | 0 | 0 | 0 | 0 | 0 | 0 | 0 | 0 | 0 | 0 | 0 | 0 | 0 | 0 | 0 | 0 | 0 | 0 | 0 | 0 | 0 | 0 | 0 | 0
F3_Commercial_Lodging_New_Food Preparation_Natural Gas_Steamer_E10 | F3 | Commercial | Lodging | New | Food Preparation | Natural Gas | Steamer | E10 | System - kBTUs of Conusmption | 0 | 0 | 0 | 0 | 0 | 0 | 0 | 0 | 0 | 0 | 0 | 0 | 0 | 0 | 0 | 0 | 0 | 0 | 0 | 0 | 0 | 0 | 0 | 0 | 0 | 0 | 0 | 0 | 0 | 0
F4_Commercial_Lodging_New_Food Preparation_Natural Gas_Steamer_E1 | F4 | Commercial | Lodging | New | Food Preparation | Natural Gas | Steamer | E1 | Utility - Cost of Equipment | 0.12543 | 0.12543 | 0.12543 | 0.12543 | 0.12543 | 0.12543 | 0.12543 | 0.12543 | 0.12543 | 0.12543 | 0.12543 | 0.12543 | 0.12543 | 0.12543 | 0.12543 | 0.12543 | 0.12543 | 0.12543 | 0.12543 | 0.12543 | 0.12543 | 0.12543 | 0 | 0 | 0 | 0 | 0 | 0 | 0 | 0
F4_Commercial_Lodging_New_Food Preparation_Natural Gas_Steamer_E2 | F4 | Commercial | Lodging | New | Food Preparation | Natural Gas | Steamer | E2 | Utility - Cost of Equipment | 0.13474 | 0.13474 | 0.13474 | 0.13474 | 0.13474 | 0.13474 | 0.13474 | 0.13474 | 0.13474 | 0.13474 | 0.13474 | 0.13474 | 0.13474 | 0.13474 | 0.13474 | 0.13474 | 0.13474 | 0.13474 | 0.13474 | 0.13474 | 0.13474 | 0.13474 | 0 | 0 | 0 | 0 | 0 | 0 | 0 | 0
F4_Commercial_Lodging_New_Food Preparation_Natural Gas_Steamer_E3 | F4 | Commercial | Lodging | New | Food Preparation | Natural Gas | Steamer | E3 | Utility - Cost of Equipment | 0 | 0 | 0 | 0 | 0 | 0 | 0 | 0 | 0 | 0 | 0 | 0 | 0 | 0 | 0 | 0 | 0 | 0 | 0 | 0 | 0 | 0 | 0 | 0 | 0 | 0 | 0 | 0 | 0 | 0
F4_Commercial_Lodging_New_Food Preparation_Natural Gas_Steamer_E4 | F4 | Commercial | Lodging | New | Food Preparation | Natural Gas | Steamer | E4 | Utility - Cost of Equipment | 0 | 0 | 0 | 0 | 0 | 0 | 0 | 0 | 0 | 0 | 0 | 0 | 0 | 0 | 0 | 0 | 0 | 0 | 0 | 0 | 0 | 0 | 0 | 0 | 0 | 0 | 0 | 0 | 0 | 0
F4_Commercial_Lodging_New_Food Preparation_Natural Gas_Steamer_E5 | F4 | Commercial | Lodging | New | Food Preparation | Natural Gas | Steamer | E5 | Utility - Cost of Equipment | 0 | 0 | 0 | 0 | 0 | 0 | 0 | 0 | 0 | 0 | 0 | 0 | 0 | 0 | 0 | 0 | 0 | 0 | 0 | 0 | 0 | 0 | 0 | 0 | 0 | 0 | 0 | 0 | 0 | 0
F4_Commercial_Lodging_New_Food Preparation_Natural Gas_Steamer_E6 | F4 | Commercial | Lodging | New | Food Preparation | Natural Gas | Steamer | E6 | Utility - Cost of Equipment | 0 | 0 | 0 | 0 | 0 | 0 | 0 | 0 | 0 | 0 | 0 | 0 | 0 | 0 | 0 | 0 | 0 | 0 | 0 | 0 | 0 | 0 | 0 | 0 | 0 | 0 | 0 | 0 | 0 | 0
F4_Commercial_Lodging_New_Food Preparation_Natural Gas_Steamer_E7 | F4 | Commercial | Lodging | New | Food Preparation | Natural Gas | Steamer | E7 | Utility - Cost of Equipment | 0 | 0 | 0 | 0 | 0 | 0 | 0 | 0 | 0 | 0 | 0 | 0 | 0 | 0 | 0 | 0 | 0 | 0 | 0 | 0 | 0 | 0 | 0 | 0 | 0 | 0 | 0 | 0 | 0 | 0
F4_Commercial_Lodging_New_Food Preparation_Natural Gas_Steamer_E8 | F4 | Commercial | Lodging | New | Food Preparation | Natural Gas | Steamer | E8 | Utility - Cost of Equipment | 0 | 0 | 0 | 0 | 0 | 0 | 0 | 0 | 0 | 0 | 0 | 0 | 0 | 0 | 0 | 0 | 0 | 0 | 0 | 0 | 0 | 0 | 0 | 0 | 0 | 0 | 0 | 0 | 0 | 0
F4_Commercial_Lodging_New_Food Preparation_Natural Gas_Steamer_E9 | F4 | Commercial | Lodging | New | Food Preparation | Natural Gas | Steamer | E9 | Utility - Cost of Equipment | 0 | 0 | 0 | 0 | 0 | 0 | 0 | 0 | 0 | 0 | 0 | 0 | 0 | 0 | 0 | 0 | 0 | 0 | 0 | 0 | 0 | 0 | 0 | 0 | 0 | 0 | 0 | 0 | 0 | 0
F4_Commercial_Lodging_New_Food Preparation_Natural Gas_Steamer_E10 | F4 | Commercial | Lodging | New | Food Preparation | Natural Gas | Steamer | E10 | Utility - Cost of Equipment | 0 | 0 | 0 | 0 | 0 | 0 | 0 | 0 | 0 | 0 | 0 | 0 | 0 | 0 | 0 | 0 | 0 | 0 | 0 | 0 | 0 | 0 | 0 | 0 | 0 | 0 | 0 | 0 | 0 | 0
F5_Commercial_Lodging_New_Food Preparation_Natural Gas_Steamer_E1 | F5 | Commercial | Lodging | New | Food Preparation | Natural Gas | Steamer | E1 | Utility - Cost of Operation | 0.11386 | 0.11482 | 0.11598 | 0.11791 | 0.12049 | 0.12354 | 0.12637 | 0.1288 | 0.13107 | 0.13332 | 0.13563 | 0.13793 | 0.14017 | 0.14247 | 0.14461 | 0.14673 | 0.14899 | 0.15127 | 0.15356 | 0.15587 | 0.15815 | 0.1604 | 0 | 0 | 0 | 0 | 0 | 0 | 0 | 0
F5_Commercial_Lodging_New_Food Preparation_Natural Gas_Steamer_E2 | F5 | Commercial | Lodging | New | Food Preparation | Natural Gas | Steamer | E2 | Utility - Cost of Operation | 0.02375 | 0.023951 | 0.024192 | 0.024595 | 0.025133 | 0.02577 | 0.026359 | 0.026866 | 0.027341 | 0.027809 | 0.028291 | 0.028771 | 0.029237 | 0.029719 | 0.030165 | 0.030606 | 0.031078 | 0.031553 | 0.032032 | 0.032513 | 0.032989 | 0.033457 | 0 | 0 | 0 | 0 | 0 | 0 | 0 | 0
F5_Commercial_Lodging_New_Food Preparation_Natural Gas_Steamer_E3 | F5 | Commercial | Lodging | New | Food Preparation | Natural Gas | Steamer | E3 | Utility - Cost of Operation | 0 | 0 | 0 | 0 | 0 | 0 | 0 | 0 | 0 | 0 | 0 | 0 | 0 | 0 | 0 | 0 | 0 | 0 | 0 | 0 | 0 | 0 | 0 | 0 | 0 | 0 | 0 | 0 | 0 | 0
F5_Commercial_Lodging_New_Food Preparation_Natural Gas_Steamer_E4 | F5 | Commercial | Lodging | New | Food Preparation | Natural Gas | Steamer | E4 | Utility - Cost of Operation | 0 | 0 | 0 | 0 | 0 | 0 | 0 | 0 | 0 | 0 | 0 | 0 | 0 | 0 | 0 | 0 | 0 | 0 | 0 | 0 | 0 | 0 | 0 | 0 | 0 | 0 | 0 | 0 | 0 | 0
F5_Commercial_Lodging_New_Food Preparation_Natural Gas_Steamer_E5 | F5 | Commercial | Lodging | New | Food Preparation | Natural Gas | Steamer | E5 | Utility - Cost of Operation | 0 | 0 | 0 | 0 | 0 | 0 | 0 | 0 | 0 | 0 | 0 | 0 | 0 | 0 | 0 | 0 | 0 | 0 | 0 | 0 | 0 | 0 | 0 | 0 | 0 | 0 | 0 | 0 | 0 | 0
F5_Commercial_Lodging_New_Food Preparation_Natural Gas_Steamer_E6 | F5 | Commercial | Lodging | New | Food Preparation | Natural Gas | Steamer | E6 | Utility - Cost of Operation | 0 | 0 | 0 | 0 | 0 | 0 | 0 | 0 | 0 | 0 | 0 | 0 | 0 | 0 | 0 | 0 | 0 | 0 | 0 | 0 | 0 | 0 | 0 | 0 | 0 | 0 | 0 | 0 | 0 | 0
F5_Commercial_Lodging_New_Food Preparation_Natural Gas_Steamer_E7 | F5 | Commercial | Lodging | New | Food Preparation | Natural Gas | Steamer | E7 | Utility - Cost of Operation | 0 | 0 | 0 | 0 | 0 | 0 | 0 | 0 | 0 | 0 | 0 | 0 | 0 | 0 | 0 | 0 | 0 | 0 | 0 | 0 | 0 | 0 | 0 | 0 | 0 | 0 | 0 | 0 | 0 | 0
F5_Commercial_Lodging_New_Food Preparation_Natural Gas_Steamer_E8 | F5 | Commercial | Lodging | New | Food Preparation | Natural Gas | Steamer | E8 | Utility - Cost of Operation | 0 | 0 | 0 | 0 | 0 | 0 | 0 | 0 | 0 | 0 | 0 | 0 | 0 | 0 | 0 | 0 | 0 | 0 | 0 | 0 | 0 | 0 | 0 | 0 | 0 | 0 | 0 | 0 | 0 | 0
F5_Commercial_Lodging_New_Food Preparation_Natural Gas_Steamer_E9 | F5 | Commercial | Lodging | New | Food Preparation | Natural Gas | Steamer | E9 | Utility - Cost of Operation | 0 | 0 | 0 | 0 | 0 | 0 | 0 | 0 | 0 | 0 | 0 | 0 | 0 | 0 | 0 | 0 | 0 | 0 | 0 | 0 | 0 | 0 | 0 | 0 | 0 | 0 | 0 | 0 | 0 | 0
F5_Commercial_Lodging_New_Food Preparation_Natural Gas_Steamer_E10 | F5 | Commercial | Lodging | New | Food Preparation | Natural Gas | Steamer | E10 | Utility - Cost of Operation | 0 | 0 | 0 | 0 | 0 | 0 | 0 | 0 | 0 | 0 | 0 | 0 | 0 | 0 | 0 | 0 | 0 | 0 | 0 | 0 | 0 | 0 | 0 | 0 | 0 | 0 | 0 | 0 | 0 | 0
F6_Commercial_Lodging_New_Food Preparation_Natural Gas_Steamer_E1 | F6 | Commercial | Lodging | New | Food Preparation | Natural Gas | Steamer | E1 | Utility - Value of Sales | 0.13641 | 0.13756 | 0.13895 | 0.14127 | 0.14435 | 0.14801 | 0.15139 | 0.15431 | 0.15703 | 0.15972 | 0.16249 | 0.16525 | 0.16793 | 0.17069 | 0.17326 | 0.17579 | 0.1785 | 0.18123 | 0.18398 | 0.18674 | 0.18947 | 0.19217 | 0 | 0 | 0 | 0 | 0 | 0 | 0 | 0
F6_Commercial_Lodging_New_Food Preparation_Natural Gas_Steamer_E2 | F6 | Commercial | Lodging | New | Food Preparation | Natural Gas | Steamer | E2 | Utility - Value of Sales | 0.028453 | 0.028695 | 0.028984 | 0.029467 | 0.030111 | 0.030874 | 0.031579 | 0.032188 | 0.032756 | 0.033317 | 0.033894 | 0.034469 | 0.035028 | 0.035605 | 0.03614 | 0.036668 | 0.037234 | 0.037803 | 0.038377 | 0.038953 | 0.039523 | 0.040084 | 0 | 0 | 0 | 0 | 0 | 0 | 0 | 0
F6_Commercial_Lodging_New_Food Preparation_Natural Gas_Steamer_E3 | F6 | Commercial | Lodging | New | Food Preparation | Natural Gas | Steamer | E3 | Utility - Value of Sales | 0 | 0 | 0 | 0 | 0 | 0 | 0 | 0 | 0 | 0 | 0 | 0 | 0 | 0 | 0 | 0 | 0 | 0 | 0 | 0 | 0 | 0 | 0 | 0 | 0 | 0 | 0 | 0 | 0 | 0
F6_Commercial_Lodging_New_Food Preparation_Natural Gas_Steamer_E4 | F6 | Commercial | Lodging | New | Food Preparation | Natural Gas | Steamer | E4 | Utility - Value of Sales | 0 | 0 | 0 | 0 | 0 | 0 | 0 | 0 | 0 | 0 | 0 | 0 | 0 | 0 | 0 | 0 | 0 | 0 | 0 | 0 | 0 | 0 | 0 | 0 | 0 | 0 | 0 | 0 | 0 | 0
F6_Commercial_Lodging_New_Food Preparation_Natural Gas_Steamer_E5 | F6 | Commercial | Lodging | New | Food Preparation | Natural Gas | Steamer | E5 | Utility - Value of Sales | 0 | 0 | 0 | 0 | 0 | 0 | 0 | 0 | 0 | 0 | 0 | 0 | 0 | 0 | 0 | 0 | 0 | 0 | 0 | 0 | 0 | 0 | 0 | 0 | 0 | 0 | 0 | 0 | 0 | 0
F6_Commercial_Lodging_New_Food Preparation_Natural Gas_Steamer_E6 | F6 | Commercial | Lodging | New | Food Preparation | Natural Gas | Steamer | E6 | Utility - Value of Sales | 0 | 0 | 0 | 0 | 0 | 0 | 0 | 0 | 0 | 0 | 0 | 0 | 0 | 0 | 0 | 0 | 0 | 0 | 0 | 0 | 0 | 0 | 0 | 0 | 0 | 0 | 0 | 0 | 0 | 0
F6_Commercial_Lodging_New_Food Preparation_Natural Gas_Steamer_E7 | F6 | Commercial | Lodging | New | Food Preparation | Natural Gas | Steamer | E7 | Utility - Value of Sales | 0 | 0 | 0 | 0 | 0 | 0 | 0 | 0 | 0 | 0 | 0 | 0 | 0 | 0 | 0 | 0 | 0 | 0 | 0 | 0 | 0 | 0 | 0 | 0 | 0 | 0 | 0 | 0 | 0 | 0
F6_Commercial_Lodging_New_Food Preparation_Natural Gas_Steamer_E8 | F6 | Commercial | Lodging | New | Food Preparation | Natural Gas | Steamer | E8 | Utility - Value of Sales | 0 | 0 | 0 | 0 | 0 | 0 | 0 | 0 | 0 | 0 | 0 | 0 | 0 | 0 | 0 | 0 | 0 | 0 | 0 | 0 | 0 | 0 | 0 | 0 | 0 | 0 | 0 | 0 | 0 | 0
F6_Commercial_Lodging_New_Food Preparation_Natural Gas_Steamer_E9 | F6 | Commercial | Lodging | New | Food Preparation | Natural Gas | Steamer | E9 | Utility - Value of Sales | 0 | 0 | 0 | 0 | 0 | 0 | 0 | 0 | 0 | 0 | 0 | 0 | 0 | 0 | 0 | 0 | 0 | 0 | 0 | 0 | 0 | 0 | 0 | 0 | 0 | 0 | 0 | 0 | 0 | 0
F6_Commercial_Lodging_New_Food Preparation_Natural Gas_Steamer_E10 | F6 | Commercial | Lodging | New | Food Preparation | Natural Gas | Steamer | E10 | Utility - Value of Sales | 0 | 0 | 0 | 0 | 0 | 0 | 0 | 0 | 0 | 0 | 0 | 0 | 0 | 0 | 0 | 0 | 0 | 0 | 0 | 0 | 0 | 0 | 0 | 0 | 0 | 0 | 0 | 0 | 0 | 0
F1_Commercial_Lodging_New_Food Preparation_Natural Gas_Food Prep Other_E1 | F1 | Commercial | Lodging | New | Food Preparation | Natural Gas | Food Prep Other | E1 | Participant - Cost of Equipment | 0.0053142 | 0.0053142 | 0.0053142 | 0.0053142 | 0.0053142 | 0.0053142 | 0.0053142 | 0.0053142 | 0.0053142 | 0.0053142 | 0.0053142 | 0.0053142 | 0.0053142 | 0.0053142 | 0.0053142 | 0.0053142 | 0.0053142 | 0.0053142 | 0.0053142 | 0.0053142 | 0.0053142 | 0.0053142 | 0 | 0 | 0 | 0 | 0 | 0 | 0 | 0
F1_Commercial_Lodging_New_Food Preparation_Natural Gas_Food Prep Other_E2 | F1 | Commercial | Lodging | New | Food Preparation | Natural Gas | Food Prep Other | E2 | Participant - Cost of Equipment | 0.0053196 | 0.0053196 | 0.0053196 | 0.0053196 | 0.0053196 | 0.0053196 | 0.0053196 | 0.0053196 | 0.0053196 | 0.0053196 | 0.0053196 | 0.0053196 | 0.0053196 | 0.0053196 | 0.0053196 | 0.0053196 | 0.0053196 | 0.0053196 | 0.0053196 | 0.0053196 | 0.0053196 | 0.0053196 | 0 | 0 | 0 | 0 | 0 | 0 | 0 | 0
F1_Commercial_Lodging_New_Food Preparation_Natural Gas_Food Prep Other_E3 | F1 | Commercial | Lodging | New | Food Preparation | Natural Gas | Food Prep Other | E3 | Participant - Cost of Equipment | 0 | 0 | 0 | 0 | 0 | 0 | 0 | 0 | 0 | 0 | 0 | 0 | 0 | 0 | 0 | 0 | 0 | 0 | 0 | 0 | 0 | 0 | 0 | 0 | 0 | 0 | 0 | 0 | 0 | 0
F1_Commercial_Lodging_New_Food Preparation_Natural Gas_Food Prep Other_E4 | F1 | Commercial | Lodging | New | Food Preparation | Natural Gas | Food Prep Other | E4 | Participant - Cost of Equipment | 0 | 0 | 0 | 0 | 0 | 0 | 0 | 0 | 0 | 0 | 0 | 0 | 0 | 0 | 0 | 0 | 0 | 0 | 0 | 0 | 0 | 0 | 0 | 0 | 0 | 0 | 0 | 0 | 0 | 0
F1_Commercial_Lodging_New_Food Preparation_Natural Gas_Food Prep Other_E5 | F1 | Commercial | Lodging | New | Food Preparation | Natural Gas | Food Prep Other | E5 | Participant - Cost of Equipment | 0 | 0 | 0 | 0 | 0 | 0 | 0 | 0 | 0 | 0 | 0 | 0 | 0 | 0 | 0 | 0 | 0 | 0 | 0 | 0 | 0 | 0 | 0 | 0 | 0 | 0 | 0 | 0 | 0 | 0
F1_Commercial_Lodging_New_Food Preparation_Natural Gas_Food Prep Other_E6 | F1 | Commercial | Lodging | New | Food Preparation | Natural Gas | Food Prep Other | E6 | Participant - Cost of Equipment | 0 | 0 | 0 | 0 | 0 | 0 | 0 | 0 | 0 | 0 | 0 | 0 | 0 | 0 | 0 | 0 | 0 | 0 | 0 | 0 | 0 | 0 | 0 | 0 | 0 | 0 | 0 | 0 | 0 | 0
F1_Commercial_Lodging_New_Food Preparation_Natural Gas_Food Prep Other_E7 | F1 | Commercial | Lodging | New | Food Preparation | Natural Gas | Food Prep Other | E7 | Participant - Cost of Equipment | 0 | 0 | 0 | 0 | 0 | 0 | 0 | 0 | 0 | 0 | 0 | 0 | 0 | 0 | 0 | 0 | 0 | 0 | 0 | 0 | 0 | 0 | 0 | 0 | 0 | 0 | 0 | 0 | 0 | 0
F1_Commercial_Lodging_New_Food Preparation_Natural Gas_Food Prep Other_E8 | F1 | Commercial | Lodging | New | Food Preparation | Natural Gas | Food Prep Other | E8 | Participant - Cost of Equipment | 0 | 0 | 0 | 0 | 0 | 0 | 0 | 0 | 0 | 0 | 0 | 0 | 0 | 0 | 0 | 0 | 0 | 0 | 0 | 0 | 0 | 0 | 0 | 0 | 0 | 0 | 0 | 0 | 0 | 0
F1_Commercial_Lodging_New_Food Preparation_Natural Gas_Food Prep Other_E9 | F1 | Commercial | Lodging | New | Food Preparation | Natural Gas | Food Prep Other | E9 | Participant - Cost of Equipment | 0 | 0 | 0 | 0 | 0 | 0 | 0 | 0 | 0 | 0 | 0 | 0 | 0 | 0 | 0 | 0 | 0 | 0 | 0 | 0 | 0 | 0 | 0 | 0 | 0 | 0 | 0 | 0 | 0 | 0
F1_Commercial_Lodging_New_Food Preparation_Natural Gas_Food Prep Other_E10 | F1 | Commercial | Lodging | New | Food Preparation | Natural Gas | Food Prep Other | E10 | Participant - Cost of Equipment | 0 | 0 | 0 | 0 | 0 | 0 | 0 | 0 | 0 | 0 | 0 | 0 | 0 | 0 | 0 | 0 | 0 | 0 | 0 | 0 | 0 | 0 | 0 | 0 | 0 | 0 | 0 | 0 | 0 | 0
F2_Commercial_Lodging_New_Food Preparation_Natural Gas_Food Prep Other_E1 | F2 | Commercial | Lodging | New | Food Preparation | Natural Gas | Food Prep Other | E1 | Participant - Cost of Operation | 0.057856 | 0.058241 | 0.058741 | 0.059705 | 0.061044 | 0.062656 | 0.064119 | 0.065372 | 0.066562 | 0.067777 | 0.069078 | 0.070347 | 0.071547 | 0.072755 | 0.073823 | 0.074834 | 0.075928 | 0.077026 | 0.07813 | 0.079234 | 0.080318 | 0.081375 | 0 | 0 | 0 | 0 | 0 | 0 | 0 | 0
F2_Commercial_Lodging_New_Food Preparation_Natural Gas_Food Prep Other_E2 | F2 | Commercial | Lodging | New | Food Preparation | Natural Gas | Food Prep Other | E2 | Participant - Cost of Operation | 0.057855 | 0.058241 | 0.05874 | 0.059705 | 0.061044 | 0.062655 | 0.064118 | 0.065371 | 0.066561 | 0.067776 | 0.069077 | 0.070346 | 0.071546 | 0.072755 | 0.073823 | 0.074834 | 0.075928 | 0.077026 | 0.07813 | 0.079234 | 0.080317 | 0.081374 | 0 | 0 | 0 | 0 | 0 | 0 | 0 | 0
F2_Commercial_Lodging_New_Food Preparation_Natural Gas_Food Prep Other_E3 | F2 | Commercial | Lodging | New | Food Preparation | Natural Gas | Food Prep Other | E3 | Participant - Cost of Operation | 0 | 0 | 0 | 0 | 0 | 0 | 0 | 0 | 0 | 0 | 0 | 0 | 0 | 0 | 0 | 0 | 0 | 0 | 0 | 0 | 0 | 0 | 0 | 0 | 0 | 0 | 0 | 0 | 0 | 0
F2_Commercial_Lodging_New_Food Preparation_Natural Gas_Food Prep Other_E4 | F2 | Commercial | Lodging | New | Food Preparation | Natural Gas | Food Prep Other | E4 | Participant - Cost of Operation | 0 | 0 | 0 | 0 | 0 | 0 | 0 | 0 | 0 | 0 | 0 | 0 | 0 | 0 | 0 | 0 | 0 | 0 | 0 | 0 | 0 | 0 | 0 | 0 | 0 | 0 | 0 | 0 | 0 | 0
F2_Commercial_Lodging_New_Food Preparation_Natural Gas_Food Prep Other_E5 | F2 | Commercial | Lodging | New | Food Preparation | Natural Gas | Food Prep Other | E5 | Participant - Cost of Operation | 0 | 0 | 0 | 0 | 0 | 0 | 0 | 0 | 0 | 0 | 0 | 0 | 0 | 0 | 0 | 0 | 0 | 0 | 0 | 0 | 0 | 0 | 0 | 0 | 0 | 0 | 0 | 0 | 0 | 0
F2_Commercial_Lodging_New_Food Preparation_Natural Gas_Food Prep Other_E6 | F2 | Commercial | Lodging | New | Food Preparation | Natural Gas | Food Prep Other | E6 | Participant - Cost of Operation | 0 | 0 | 0 | 0 | 0 | 0 | 0 | 0 | 0 | 0 | 0 | 0 | 0 | 0 | 0 | 0 | 0 | 0 | 0 | 0 | 0 | 0 | 0 | 0 | 0 | 0 | 0 | 0 | 0 | 0
F2_Commercial_Lodging_New_Food Preparation_Natural Gas_Food Prep Other_E7 | F2 | Commercial | Lodging | New | Food Preparation | Natural Gas | Food Prep Other | E7 | Participant - Cost of Operation | 0 | 0 | 0 | 0 | 0 | 0 | 0 | 0 | 0 | 0 | 0 | 0 | 0 | 0 | 0 | 0 | 0 | 0 | 0 | 0 | 0 | 0 | 0 | 0 | 0 | 0 | 0 | 0 | 0 | 0
F2_Commercial_Lodging_New_Food Preparation_Natural Gas_Food Prep Other_E8 | F2 | Commercial | Lodging | New | Food Preparation | Natural Gas | Food Prep Other | E8 | Participant - Cost of Operation | 0 | 0 | 0 | 0 | 0 | 0 | 0 | 0 | 0 | 0 | 0 | 0 | 0 | 0 | 0 | 0 | 0 | 0 | 0 | 0 | 0 | 0 | 0 | 0 | 0 | 0 | 0 | 0 | 0 | 0
F2_Commercial_Lodging_New_Food Preparation_Natural Gas_Food Prep Other_E9 | F2 | Commercial | Lodging | New | Food Preparation | Natural Gas | Food Prep Other | E9 | Participant - Cost of Operation | 0 | 0 | 0 | 0 | 0 | 0 | 0 | 0 | 0 | 0 | 0 | 0 | 0 | 0 | 0 | 0 | 0 | 0 | 0 | 0 | 0 | 0 | 0 | 0 | 0 | 0 | 0 | 0 | 0 | 0
F2_Commercial_Lodging_New_Food Preparation_Natural Gas_Food Prep Other_E10 | F2 | Commercial | Lodging | New | Food Preparation | Natural Gas | Food Prep Other | E10 | Participant - Cost of Operation | 0 | 0 | 0 | 0 | 0 | 0 | 0 | 0 | 0 | 0 | 0 | 0 | 0 | 0 | 0 | 0 | 0 | 0 | 0 | 0 | 0 | 0 | 0 | 0 | 0 | 0 | 0 | 0 | 0 | 0
F3_Commercial_Lodging_New_Food Preparation_Natural Gas_Food Prep Other_E1 | F3 | Commercial | Lodging | New | Food Preparation | Natural Gas | Food Prep Other | E1 | System - kBTUs of Conusmption | 5.4818 | 5.4965 | 5.5143 | 5.5606 | 5.6009 | 5.6351 | 5.6611 | 5.6866 | 5.7101 | 5.7314 | 5.7492 | 5.7601 | 5.7624 | 5.7562 | 5.7391 | 5.7156 | 5.6903 | 5.6634 | 5.6326 | 5.6029 | 5.5721 | 5.5404 | 0 | 0 | 0 | 0 | 0 | 0 | 0 | 0
F3_Commercial_Lodging_New_Food Preparation_Natural Gas_Food Prep Other_E2 | F3 | Commercial | Lodging | New | Food Preparation | Natural Gas | Food Prep Other | E2 | System - kBTUs of Conusmption | 5.4817 | 5.4965 | 5.5143 | 5.5606 | 5.6009 | 5.6351 | 5.661 | 5.6866 | 5.71 | 5.7314 | 5.7492 | 5.76 | 5.7623 | 5.7561 | 5.739 | 5.7155 | 5.6903 | 5.6633 | 5.6325 | 5.6028 | 5.572 | 5.5404 | 0 | 0 | 0 | 0 | 0 | 0 | 0 | 0
F3_Commercial_Lodging_New_Food Preparation_Natural Gas_Food Prep Other_E3 | F3 | Commercial | Lodging | New | Food Preparation | Natural Gas | Food Prep Other | E3 | System - kBTUs of Conusmption | 0 | 0 | 0 | 0 | 0 | 0 | 0 | 0 | 0 | 0 | 0 | 0 | 0 | 0 | 0 | 0 | 0 | 0 | 0 | 0 | 0 | 0 | 0 | 0 | 0 | 0 | 0 | 0 | 0 | 0
F3_Commercial_Lodging_New_Food Preparation_Natural Gas_Food Prep Other_E4 | F3 | Commercial | Lodging | New | Food Preparation | Natural Gas | Food Prep Other | E4 | System - kBTUs of Conusmption | 0 | 0 | 0 | 0 | 0 | 0 | 0 | 0 | 0 | 0 | 0 | 0 | 0 | 0 | 0 | 0 | 0 | 0 | 0 | 0 | 0 | 0 | 0 | 0 | 0 | 0 | 0 | 0 | 0 | 0
F3_Commercial_Lodging_New_Food Preparation_Natural Gas_Food Prep Other_E5 | F3 | Commercial | Lodging | New | Food Preparation | Natural Gas | Food Prep Other | E5 | System - kBTUs of Conusmption | 0 | 0 | 0 | 0 | 0 | 0 | 0 | 0 | 0 | 0 | 0 | 0 | 0 | 0 | 0 | 0 | 0 | 0 | 0 | 0 | 0 | 0 | 0 | 0 | 0 | 0 | 0 | 0 | 0 | 0
F3_Commercial_Lodging_New_Food Preparation_Natural Gas_Food Prep Other_E6 | F3 | Commercial | Lodging | New | Food Preparation | Natural Gas | Food Prep Other | E6 | System - kBTUs of Conusmption | 0 | 0 | 0 | 0 | 0 | 0 | 0 | 0 | 0 | 0 | 0 | 0 | 0 | 0 | 0 | 0 | 0 | 0 | 0 | 0 | 0 | 0 | 0 | 0 | 0 | 0 | 0 | 0 | 0 | 0
F3_Commercial_Lodging_New_Food Preparation_Natural Gas_Food Prep Other_E7 | F3 | Commercial | Lodging | New | Food Preparation | Natural Gas | Food Prep Other | E7 | System - kBTUs of Conusmption | 0 | 0 | 0 | 0 | 0 | 0 | 0 | 0 | 0 | 0 | 0 | 0 | 0 | 0 | 0 | 0 | 0 | 0 | 0 | 0 | 0 | 0 | 0 | 0 | 0 | 0 | 0 | 0 | 0 | 0
F3_Commercial_Lodging_New_Food Preparation_Natural Gas_Food Prep Other_E8 | F3 | Commercial | Lodging | New | Food Preparation | Natural Gas | Food Prep Other | E8 | System - kBTUs of Conusmption | 0 | 0 | 0 | 0 | 0 | 0 | 0 | 0 | 0 | 0 | 0 | 0 | 0 | 0 | 0 | 0 | 0 | 0 | 0 | 0 | 0 | 0 | 0 | 0 | 0 | 0 | 0 | 0 | 0 | 0
F3_Commercial_Lodging_New_Food Preparation_Natural Gas_Food Prep Other_E9 | F3 | Commercial | Lodging | New | Food Preparation | Natural Gas | Food Prep Other | E9 | System - kBTUs of Conusmption | 0 | 0 | 0 | 0 | 0 | 0 | 0 | 0 | 0 | 0 | 0 | 0 | 0 | 0 | 0 | 0 | 0 | 0 | 0 | 0 | 0 | 0 | 0 | 0 | 0 | 0 | 0 | 0 | 0 | 0
F3_Commercial_Lodging_New_Food Preparation_Natural Gas_Food Prep Other_E10 | F3 | Commercial | Lodging | New | Food Preparation | Natural Gas | Food Prep Other | E10 | System - kBTUs of Conusmption | 0 | 0 | 0 | 0 | 0 | 0 | 0 | 0 | 0 | 0 | 0 | 0 | 0 | 0 | 0 | 0 | 0 | 0 | 0 | 0 | 0 | 0 | 0 | 0 | 0 | 0 | 0 | 0 | 0 | 0
F4_Commercial_Lodging_New_Food Preparation_Natural Gas_Food Prep Other_E1 | F4 | Commercial | Lodging | New | Food Preparation | Natural Gas | Food Prep Other | E1 | Utility - Cost of Equipment | 0.0053142 | 0.0053142 | 0.0053142 | 0.0053142 | 0.0053142 | 0.0053142 | 0.0053142 | 0.0053142 | 0.0053142 | 0.0053142 | 0.0053142 | 0.0053142 | 0.0053142 | 0.0053142 | 0.0053142 | 0.0053142 | 0.0053142 | 0.0053142 | 0.0053142 | 0.0053142 | 0.0053142 | 0.0053142 | 0 | 0 | 0 | 0 | 0 | 0 | 0 | 0
F4_Commercial_Lodging_New_Food Preparation_Natural Gas_Food Prep Other_E2 | F4 | Commercial | Lodging | New | Food Preparation | Natural Gas | Food Prep Other | E2 | Utility - Cost of Equipment | 0.0053196 | 0.0053196 | 0.0053196 | 0.0053196 | 0.0053196 | 0.0053196 | 0.0053196 | 0.0053196 | 0.0053196 | 0.0053196 | 0.0053196 | 0.0053196 | 0.0053196 | 0.0053196 | 0.0053196 | 0.0053196 | 0.0053196 | 0.0053196 | 0.0053196 | 0.0053196 | 0.0053196 | 0.0053196 | 0 | 0 | 0 | 0 | 0 | 0 | 0 | 0
F4_Commercial_Lodging_New_Food Preparation_Natural Gas_Food Prep Other_E3 | F4 | Commercial | Lodging | New | Food Preparation | Natural Gas | Food Prep Other | E3 | Utility - Cost of Equipment | 0 | 0 | 0 | 0 | 0 | 0 | 0 | 0 | 0 | 0 | 0 | 0 | 0 | 0 | 0 | 0 | 0 | 0 | 0 | 0 | 0 | 0 | 0 | 0 | 0 | 0 | 0 | 0 | 0 | 0
F4_Commercial_Lodging_New_Food Preparation_Natural Gas_Food Prep Other_E4 | F4 | Commercial | Lodging | New | Food Preparation | Natural Gas | Food Prep Other | E4 | Utility - Cost of Equipment | 0 | 0 | 0 | 0 | 0 | 0 | 0 | 0 | 0 | 0 | 0 | 0 | 0 | 0 | 0 | 0 | 0 | 0 | 0 | 0 | 0 | 0 | 0 | 0 | 0 | 0 | 0 | 0 | 0 | 0
F4_Commercial_Lodging_New_Food Preparation_Natural Gas_Food Prep Other_E5 | F4 | Commercial | Lodging | New | Food Preparation | Natural Gas | Food Prep Other | E5 | Utility - Cost of Equipment | 0 | 0 | 0 | 0 | 0 | 0 | 0 | 0 | 0 | 0 | 0 | 0 | 0 | 0 | 0 | 0 | 0 | 0 | 0 | 0 | 0 | 0 | 0 | 0 | 0 | 0 | 0 | 0 | 0 | 0
F4_Commercial_Lodging_New_Food Preparation_Natural Gas_Food Prep Other_E6 | F4 | Commercial | Lodging | New | Food Preparation | Natural Gas | Food Prep Other | E6 | Utility - Cost of Equipment | 0 | 0 | 0 | 0 | 0 | 0 | 0 | 0 | 0 | 0 | 0 | 0 | 0 | 0 | 0 | 0 | 0 | 0 | 0 | 0 | 0 | 0 | 0 | 0 | 0 | 0 | 0 | 0 | 0 | 0
F4_Commercial_Lodging_New_Food Preparation_Natural Gas_Food Prep Other_E7 | F4 | Commercial | Lodging | New | Food Preparation | Natural Gas | Food Prep Other | E7 | Utility - Cost of Equipment | 0 | 0 | 0 | 0 | 0 | 0 | 0 | 0 | 0 | 0 | 0 | 0 | 0 | 0 | 0 | 0 | 0 | 0 | 0 | 0 | 0 | 0 | 0 | 0 | 0 | 0 | 0 | 0 | 0 | 0
F4_Commercial_Lodging_New_Food Preparation_Natural Gas_Food Prep Other_E8 | F4 | Commercial | Lodging | New | Food Preparation | Natural Gas | Food Prep Other | E8 | Utility - Cost of Equipment | 0 | 0 | 0 | 0 | 0 | 0 | 0 | 0 | 0 | 0 | 0 | 0 | 0 | 0 | 0 | 0 | 0 | 0 | 0 | 0 | 0 | 0 | 0 | 0 | 0 | 0 | 0 | 0 | 0 | 0
F4_Commercial_Lodging_New_Food Preparation_Natural Gas_Food Prep Other_E9 | F4 | Commercial | Lodging | New | Food Preparation | Natural Gas | Food Prep Other | E9 | Utility - Cost of Equipment | 0 | 0 | 0 | 0 | 0 | 0 | 0 | 0 | 0 | 0 | 0 | 0 | 0 | 0 | 0 | 0 | 0 | 0 | 0 | 0 | 0 | 0 | 0 | 0 | 0 | 0 | 0 | 0 | 0 | 0
F4_Commercial_Lodging_New_Food Preparation_Natural Gas_Food Prep Other_E10 | F4 | Commercial | Lodging | New | Food Preparation | Natural Gas | Food Prep Other | E10 | Utility - Cost of Equipment | 0 | 0 | 0 | 0 | 0 | 0 | 0 | 0 | 0 | 0 | 0 | 0 | 0 | 0 | 0 | 0 | 0 | 0 | 0 | 0 | 0 | 0 | 0 | 0 | 0 | 0 | 0 | 0 | 0 | 0
F5_Commercial_Lodging_New_Food Preparation_Natural Gas_Food Prep Other_E1 | F5 | Commercial | Lodging | New | Food Preparation | Natural Gas | Food Prep Other | E1 | Utility - Cost of Operation | 0.048291 | 0.048613 | 0.04903 | 0.049835 | 0.050952 | 0.052297 | 0.053518 | 0.054565 | 0.055558 | 0.056572 | 0.057658 | 0.058717 | 0.059719 | 0.060727 | 0.061619 | 0.062462 | 0.063376 | 0.064292 | 0.065214 | 0.066135 | 0.067039 | 0.067922 | 0 | 0 | 0 | 0 | 0 | 0 | 0 | 0
F5_Commercial_Lodging_New_Food Preparation_Natural Gas_Food Prep Other_E2 | F5 | Commercial | Lodging | New | Food Preparation | Natural Gas | Food Prep Other | E2 | Utility - Cost of Operation | 0.048291 | 0.048612 | 0.049029 | 0.049834 | 0.050952 | 0.052297 | 0.053518 | 0.054564 | 0.055557 | 0.056571 | 0.057657 | 0.058717 | 0.059718 | 0.060727 | 0.061618 | 0.062462 | 0.063375 | 0.064292 | 0.065213 | 0.066135 | 0.067039 | 0.067922 | 0 | 0 | 0 | 0 | 0 | 0 | 0 | 0
F5_Commercial_Lodging_New_Food Preparation_Natural Gas_Food Prep Other_E3 | F5 | Commercial | Lodging | New | Food Preparation | Natural Gas | Food Prep Other | E3 | Utility - Cost of Operation | 0 | 0 | 0 | 0 | 0 | 0 | 0 | 0 | 0 | 0 | 0 | 0 | 0 | 0 | 0 | 0 | 0 | 0 | 0 | 0 | 0 | 0 | 0 | 0 | 0 | 0 | 0 | 0 | 0 | 0
F5_Commercial_Lodging_New_Food Preparation_Natural Gas_Food Prep Other_E4 | F5 | Commercial | Lodging | New | Food Preparation | Natural Gas | Food Prep Other | E4 | Utility - Cost of Operation | 0 | 0 | 0 | 0 | 0 | 0 | 0 | 0 | 0 | 0 | 0 | 0 | 0 | 0 | 0 | 0 | 0 | 0 | 0 | 0 | 0 | 0 | 0 | 0 | 0 | 0 | 0 | 0 | 0 | 0
F5_Commercial_Lodging_New_Food Preparation_Natural Gas_Food Prep Other_E5 | F5 | Commercial | Lodging | New | Food Preparation | Natural Gas | Food Prep Other | E5 | Utility - Cost of Operation | 0 | 0 | 0 | 0 | 0 | 0 | 0 | 0 | 0 | 0 | 0 | 0 | 0 | 0 | 0 | 0 | 0 | 0 | 0 | 0 | 0 | 0 | 0 | 0 | 0 | 0 | 0 | 0 | 0 | 0
F5_Commercial_Lodging_New_Food Preparation_Natural Gas_Food Prep Other_E6 | F5 | Commercial | Lodging | New | Food Preparation | Natural Gas | Food Prep Other | E6 | Utility - Cost of Operation | 0 | 0 | 0 | 0 | 0 | 0 | 0 | 0 | 0 | 0 | 0 | 0 | 0 | 0 | 0 | 0 | 0 | 0 | 0 | 0 | 0 | 0 | 0 | 0 | 0 | 0 | 0 | 0 | 0 | 0
F5_Commercial_Lodging_New_Food Preparation_Natural Gas_Food Prep Other_E7 | F5 | Commercial | Lodging | New | Food Preparation | Natural Gas | Food Prep Other | E7 | Utility - Cost of Operation | 0 | 0 | 0 | 0 | 0 | 0 | 0 | 0 | 0 | 0 | 0 | 0 | 0 | 0 | 0 | 0 | 0 | 0 | 0 | 0 | 0 | 0 | 0 | 0 | 0 | 0 | 0 | 0 | 0 | 0
F5_Commercial_Lodging_New_Food Preparation_Natural Gas_Food Prep Other_E8 | F5 | Commercial | Lodging | New | Food Preparation | Natural Gas | Food Prep Other | E8 | Utility - Cost of Operation | 0 | 0 | 0 | 0 | 0 | 0 | 0 | 0 | 0 | 0 | 0 | 0 | 0 | 0 | 0 | 0 | 0 | 0 | 0 | 0 | 0 | 0 | 0 | 0 | 0 | 0 | 0 | 0 | 0 | 0
F5_Commercial_Lodging_New_Food Preparation_Natural Gas_Food Prep Other_E9 | F5 | Commercial | Lodging | New | Food Preparation | Natural Gas | Food Prep Other | E9 | Utility - Cost of Operation | 0 | 0 | 0 | 0 | 0 | 0 | 0 | 0 | 0 | 0 | 0 | 0 | 0 | 0 | 0 | 0 | 0 | 0 | 0 | 0 | 0 | 0 | 0 | 0 | 0 | 0 | 0 | 0 | 0 | 0
F5_Commercial_Lodging_New_Food Preparation_Natural Gas_Food Prep Other_E10 | F5 | Commercial | Lodging | New | Food Preparation | Natural Gas | Food Prep Other | E10 | Utility - Cost of Operation | 0 | 0 | 0 | 0 | 0 | 0 | 0 | 0 | 0 | 0 | 0 | 0 | 0 | 0 | 0 | 0 | 0 | 0 | 0 | 0 | 0 | 0 | 0 | 0 | 0 | 0 | 0 | 0 | 0 | 0
F6_Commercial_Lodging_New_Food Preparation_Natural Gas_Food Prep Other_E1 | F6 | Commercial | Lodging | New | Food Preparation | Natural Gas | Food Prep Other | E1 | Utility - Value of Sales | 0.057856 | 0.058241 | 0.058741 | 0.059705 | 0.061044 | 0.062656 | 0.064119 | 0.065372 | 0.066562 | 0.067777 | 0.069078 | 0.070347 | 0.071547 | 0.072755 | 0.073823 | 0.074834 | 0.075928 | 0.077026 | 0.07813 | 0.079234 | 0.080318 | 0.081375 | 0 | 0 | 0 | 0 | 0 | 0 | 0 | 0
F6_Commercial_Lodging_New_Food Preparation_Natural Gas_Food Prep Other_E2 | F6 | Commercial | Lodging | New | Food Preparation | Natural Gas | Food Prep Other | E2 | Utility - Value of Sales | 0.057855 | 0.058241 | 0.05874 | 0.059705 | 0.061044 | 0.062655 | 0.064118 | 0.065371 | 0.066561 | 0.067776 | 0.069077 | 0.070346 | 0.071546 | 0.072755 | 0.073823 | 0.074834 | 0.075928 | 0.077026 | 0.07813 | 0.079234 | 0.080317 | 0.081374 | 0 | 0 | 0 | 0 | 0 | 0 | 0 | 0
F6_Commercial_Lodging_New_Food Preparation_Natural Gas_Food Prep Other_E3 | F6 | Commercial | Lodging | New | Food Preparation | Natural Gas | Food Prep Other | E3 | Utility - Value of Sales | 0 | 0 | 0 | 0 | 0 | 0 | 0 | 0 | 0 | 0 | 0 | 0 | 0 | 0 | 0 | 0 | 0 | 0 | 0 | 0 | 0 | 0 | 0 | 0 | 0 | 0 | 0 | 0 | 0 | 0
F6_Commercial_Lodging_New_Food Preparation_Natural Gas_Food Prep Other_E4 | F6 | Commercial | Lodging | New | Food Preparation | Natural Gas | Food Prep Other | E4 | Utility - Value of Sales | 0 | 0 | 0 | 0 | 0 | 0 | 0 | 0 | 0 | 0 | 0 | 0 | 0 | 0 | 0 | 0 | 0 | 0 | 0 | 0 | 0 | 0 | 0 | 0 | 0 | 0 | 0 | 0 | 0 | 0
F6_Commercial_Lodging_New_Food Preparation_Natural Gas_Food Prep Other_E5 | F6 | Commercial | Lodging | New | Food Preparation | Natural Gas | Food Prep Other | E5 | Utility - Value of Sales | 0 | 0 | 0 | 0 | 0 | 0 | 0 | 0 | 0 | 0 | 0 | 0 | 0 | 0 | 0 | 0 | 0 | 0 | 0 | 0 | 0 | 0 | 0 | 0 | 0 | 0 | 0 | 0 | 0 | 0
F6_Commercial_Lodging_New_Food Preparation_Natural Gas_Food Prep Other_E6 | F6 | Commercial | Lodging | New | Food Preparation | Natural Gas | Food Prep Other | E6 | Utility - Value of Sales | 0 | 0 | 0 | 0 | 0 | 0 | 0 | 0 | 0 | 0 | 0 | 0 | 0 | 0 | 0 | 0 | 0 | 0 | 0 | 0 | 0 | 0 | 0 | 0 | 0 | 0 | 0 | 0 | 0 | 0
F6_Commercial_Lodging_New_Food Preparation_Natural Gas_Food Prep Other_E7 | F6 | Commercial | Lodging | New | Food Preparation | Natural Gas | Food Prep Other | E7 | Utility - Value of Sales | 0 | 0 | 0 | 0 | 0 | 0 | 0 | 0 | 0 | 0 | 0 | 0 | 0 | 0 | 0 | 0 | 0 | 0 | 0 | 0 | 0 | 0 | 0 | 0 | 0 | 0 | 0 | 0 | 0 | 0
F6_Commercial_Lodging_New_Food Preparation_Natural Gas_Food Prep Other_E8 | F6 | Commercial | Lodging | New | Food Preparation | Natural Gas | Food Prep Other | E8 | Utility - Value of Sales | 0 | 0 | 0 | 0 | 0 | 0 | 0 | 0 | 0 | 0 | 0 | 0 | 0 | 0 | 0 | 0 | 0 | 0 | 0 | 0 | 0 | 0 | 0 | 0 | 0 | 0 | 0 | 0 | 0 | 0
F6_Commercial_Lodging_New_Food Preparation_Natural Gas_Food Prep Other_E9 | F6 | Commercial | Lodging | New | Food Preparation | Natural Gas | Food Prep Other | E9 | Utility - Value of Sales | 0 | 0 | 0 | 0 | 0 | 0 | 0 | 0 | 0 | 0 | 0 | 0 | 0 | 0 | 0 | 0 | 0 | 0 | 0 | 0 | 0 | 0 | 0 | 0 | 0 | 0 | 0 | 0 | 0 | 0
F6_Commercial_Lodging_New_Food Preparation_Natural Gas_Food Prep Other_E10 | F6 | Commercial | Lodging | New | Food Preparation | Natural Gas | Food Prep Other | E10 | Utility - Value of Sales | 0 | 0 | 0 | 0 | 0 | 0 | 0 | 0 | 0 | 0 | 0 | 0 | 0 | 0 | 0 | 0 | 0 | 0 | 0 | 0 | 0 | 0 | 0 | 0 | 0 | 0 | 0 | 0 | 0 | 0
F1_Commercial_Lodging_New_Miscellaneous_Natural Gas_Pool Heater_E1 | F1 | Commercial | Lodging | New | Miscellaneous | Natural Gas | Pool Heater | E1 | Participant - Cost of Equipment | 0.0063493 | 0.0063493 | 0.0063493 | 0.0063493 | 0.0063493 | 0.0063493 | 0.0063493 | 0.0063493 | 0.0063493 | 0.0063493 | 0.0063493 | 0.0063493 | 0.0063493 | 0.0063493 | 0.0063493 | 0.0063493 | 0.0063493 | 0.0063493 | 0.0063493 | 0.0063493 | 0.0063493 | 0.0063493 | 0 | 0 | 0 | 0 | 0 | 0 | 0 | 0
F1_Commercial_Lodging_New_Miscellaneous_Natural Gas_Pool Heater_E2 | F1 | Commercial | Lodging | New | Miscellaneous | Natural Gas | Pool Heater | E2 | Participant - Cost of Equipment | 0.010396 | 0.010396 | 0.010396 | 0.010396 | 0.010396 | 0.010396 | 0.010396 | 0.010396 | 0.010396 | 0.010396 | 0.010396 | 0.010396 | 0.010396 | 0.010396 | 0.010396 | 0.010396 | 0.010396 | 0.010396 | 0.010396 | 0.010396 | 0.010396 | 0.010396 | 0 | 0 | 0 | 0 | 0 | 0 | 0 | 0
F1_Commercial_Lodging_New_Miscellaneous_Natural Gas_Pool Heater_E3 | F1 | Commercial | Lodging | New | Miscellaneous | Natural Gas | Pool Heater | E3 | Participant - Cost of Equipment | 0 | 0 | 0 | 0 | 0 | 0 | 0 | 0 | 0 | 0 | 0 | 0 | 0 | 0 | 0 | 0 | 0 | 0 | 0 | 0 | 0 | 0 | 0 | 0 | 0 | 0 | 0 | 0 | 0 | 0
F1_Commercial_Lodging_New_Miscellaneous_Natural Gas_Pool Heater_E4 | F1 | Commercial | Lodging | New | Miscellaneous | Natural Gas | Pool Heater | E4 | Participant - Cost of Equipment | 0 | 0 | 0 | 0 | 0 | 0 | 0 | 0 | 0 | 0 | 0 | 0 | 0 | 0 | 0 | 0 | 0 | 0 | 0 | 0 | 0 | 0 | 0 | 0 | 0 | 0 | 0 | 0 | 0 | 0
F1_Commercial_Lodging_New_Miscellaneous_Natural Gas_Pool Heater_E5 | F1 | Commercial | Lodging | New | Miscellaneous | Natural Gas | Pool Heater | E5 | Participant - Cost of Equipment | 0 | 0 | 0 | 0 | 0 | 0 | 0 | 0 | 0 | 0 | 0 | 0 | 0 | 0 | 0 | 0 | 0 | 0 | 0 | 0 | 0 | 0 | 0 | 0 | 0 | 0 | 0 | 0 | 0 | 0
F1_Commercial_Lodging_New_Miscellaneous_Natural Gas_Pool Heater_E6 | F1 | Commercial | Lodging | New | Miscellaneous | Natural Gas | Pool Heater | E6 | Participant - Cost of Equipment | 0 | 0 | 0 | 0 | 0 | 0 | 0 | 0 | 0 | 0 | 0 | 0 | 0 | 0 | 0 | 0 | 0 | 0 | 0 | 0 | 0 | 0 | 0 | 0 | 0 | 0 | 0 | 0 | 0 | 0
F1_Commercial_Lodging_New_Miscellaneous_Natural Gas_Pool Heater_E7 | F1 | Commercial | Lodging | New | Miscellaneous | Natural Gas | Pool Heater | E7 | Participant - Cost of Equipment | 0 | 0 | 0 | 0 | 0 | 0 | 0 | 0 | 0 | 0 | 0 | 0 | 0 | 0 | 0 | 0 | 0 | 0 | 0 | 0 | 0 | 0 | 0 | 0 | 0 | 0 | 0 | 0 | 0 | 0
F1_Commercial_Lodging_New_Miscellaneous_Natural Gas_Pool Heater_E8 | F1 | Commercial | Lodging | New | Miscellaneous | Natural Gas | Pool Heater | E8 | Participant - Cost of Equipment | 0 | 0 | 0 | 0 | 0 | 0 | 0 | 0 | 0 | 0 | 0 | 0 | 0 | 0 | 0 | 0 | 0 | 0 | 0 | 0 | 0 | 0 | 0 | 0 | 0 | 0 | 0 | 0 | 0 | 0
F1_Commercial_Lodging_New_Miscellaneous_Natural Gas_Pool Heater_E9 | F1 | Commercial | Lodging | New | Miscellaneous | Natural Gas | Pool Heater | E9 | Participant - Cost of Equipment | 0 | 0 | 0 | 0 | 0 | 0 | 0 | 0 | 0 | 0 | 0 | 0 | 0 | 0 | 0 | 0 | 0 | 0 | 0 | 0 | 0 | 0 | 0 | 0 | 0 | 0 | 0 | 0 | 0 | 0
F1_Commercial_Lodging_New_Miscellaneous_Natural Gas_Pool Heater_E10 | F1 | Commercial | Lodging | New | Miscellaneous | Natural Gas | Pool Heater | E10 | Participant - Cost of Equipment | 0 | 0 | 0 | 0 | 0 | 0 | 0 | 0 | 0 | 0 | 0 | 0 | 0 | 0 | 0 | 0 | 0 | 0 | 0 | 0 | 0 | 0 | 0 | 0 | 0 | 0 | 0 | 0 | 0 | 0
F2_Commercial_Lodging_New_Miscellaneous_Natural Gas_Pool Heater_E1 | F2 | Commercial | Lodging | New | Miscellaneous | Natural Gas | Pool Heater | E1 | Participant - Cost of Operation | 0.026986 | 0.02687 | 0.026892 | 0.027291 | 0.027976 | 0.028857 | 0.029615 | 0.030219 | 0.030765 | 0.031304 | 0.031892 | 0.032489 | 0.033077 | 0.033736 | 0.034363 | 0.034958 | 0.03556 | 0.036099 | 0.036567 | 0.036955 | 0.037319 | 0.037654 | 0 | 0 | 0 | 0 | 0 | 0 | 0 | 0
F2_Commercial_Lodging_New_Miscellaneous_Natural Gas_Pool Heater_E2 | F2 | Commercial | Lodging | New | Miscellaneous | Natural Gas | Pool Heater | E2 | Participant - Cost of Operation | 0.022938 | 0.022839 | 0.022859 | 0.023197 | 0.02378 | 0.024528 | 0.025173 | 0.025686 | 0.02615 | 0.026608 | 0.027108 | 0.027615 | 0.028115 | 0.028676 | 0.029208 | 0.029715 | 0.030226 | 0.030684 | 0.031082 | 0.031412 | 0.031721 | 0.032006 | 0 | 0 | 0 | 0 | 0 | 0 | 0 | 0
F2_Commercial_Lodging_New_Miscellaneous_Natural Gas_Pool Heater_E3 | F2 | Commercial | Lodging | New | Miscellaneous | Natural Gas | Pool Heater | E3 | Participant - Cost of Operation | 0 | 0 | 0 | 0 | 0 | 0 | 0 | 0 | 0 | 0 | 0 | 0 | 0 | 0 | 0 | 0 | 0 | 0 | 0 | 0 | 0 | 0 | 0 | 0 | 0 | 0 | 0 | 0 | 0 | 0
F2_Commercial_Lodging_New_Miscellaneous_Natural Gas_Pool Heater_E4 | F2 | Commercial | Lodging | New | Miscellaneous | Natural Gas | Pool Heater | E4 | Participant - Cost of Operation | 0 | 0 | 0 | 0 | 0 | 0 | 0 | 0 | 0 | 0 | 0 | 0 | 0 | 0 | 0 | 0 | 0 | 0 | 0 | 0 | 0 | 0 | 0 | 0 | 0 | 0 | 0 | 0 | 0 | 0
F2_Commercial_Lodging_New_Miscellaneous_Natural Gas_Pool Heater_E5 | F2 | Commercial | Lodging | New | Miscellaneous | Natural Gas | Pool Heater | E5 | Participant - Cost of Operation | 0 | 0 | 0 | 0 | 0 | 0 | 0 | 0 | 0 | 0 | 0 | 0 | 0 | 0 | 0 | 0 | 0 | 0 | 0 | 0 | 0 | 0 | 0 | 0 | 0 | 0 | 0 | 0 | 0 | 0
F2_Commercial_Lodging_New_Miscellaneous_Natural Gas_Pool Heater_E6 | F2 | Commercial | Lodging | New | Miscellaneous | Natural Gas | Pool Heater | E6 | Participant - Cost of Operation | 0 | 0 | 0 | 0 | 0 | 0 | 0 | 0 | 0 | 0 | 0 | 0 | 0 | 0 | 0 | 0 | 0 | 0 | 0 | 0 | 0 | 0 | 0 | 0 | 0 | 0 | 0 | 0 | 0 | 0
F2_Commercial_Lodging_New_Miscellaneous_Natural Gas_Pool Heater_E7 | F2 | Commercial | Lodging | New | Miscellaneous | Natural Gas | Pool Heater | E7 | Participant - Cost of Operation | 0 | 0 | 0 | 0 | 0 | 0 | 0 | 0 | 0 | 0 | 0 | 0 | 0 | 0 | 0 | 0 | 0 | 0 | 0 | 0 | 0 | 0 | 0 | 0 | 0 | 0 | 0 | 0 | 0 | 0
F2_Commercial_Lodging_New_Miscellaneous_Natural Gas_Pool Heater_E8 | F2 | Commercial | Lodging | New | Miscellaneous | Natural Gas | Pool Heater | E8 | Participant - Cost of Operation | 0 | 0 | 0 | 0 | 0 | 0 | 0 | 0 | 0 | 0 | 0 | 0 | 0 | 0 | 0 | 0 | 0 | 0 | 0 | 0 | 0 | 0 | 0 | 0 | 0 | 0 | 0 | 0 | 0 | 0
F2_Commercial_Lodging_New_Miscellaneous_Natural Gas_Pool Heater_E9 | F2 | Commercial | Lodging | New | Miscellaneous | Natural Gas | Pool Heater | E9 | Participant - Cost of Operation | 0 | 0 | 0 | 0 | 0 | 0 | 0 | 0 | 0 | 0 | 0 | 0 | 0 | 0 | 0 | 0 | 0 | 0 | 0 | 0 | 0 | 0 | 0 | 0 | 0 | 0 | 0 | 0 | 0 | 0
F2_Commercial_Lodging_New_Miscellaneous_Natural Gas_Pool Heater_E10 | F2 | Commercial | Lodging | New | Miscellaneous | Natural Gas | Pool Heater | E10 | Participant - Cost of Operation | 0 | 0 | 0 | 0 | 0 | 0 | 0 | 0 | 0 | 0 | 0 | 0 | 0 | 0 | 0 | 0 | 0 | 0 | 0 | 0 | 0 | 0 | 0 | 0 | 0 | 0 | 0 | 0 | 0 | 0
F3_Commercial_Lodging_New_Miscellaneous_Natural Gas_Pool Heater_E1 | F3 | Commercial | Lodging | New | Miscellaneous | Natural Gas | Pool Heater | E1 | System - kBTUs of Conusmption | 2.5943 | 2.5951 | 2.5998 | 2.628 | 2.6522 | 2.6721 | 2.6862 | 2.7007 | 2.714 | 2.7261 | 2.736 | 2.7461 | 2.7553 | 2.7636 | 2.7696 | 2.7711 | 2.7665 | 2.7556 | 2.7366 | 2.713 | 2.6884 | 2.6631 | 0 | 0 | 0 | 0 | 0 | 0 | 0 | 0
F3_Commercial_Lodging_New_Miscellaneous_Natural Gas_Pool Heater_E2 | F3 | Commercial | Lodging | New | Miscellaneous | Natural Gas | Pool Heater | E2 | System - kBTUs of Conusmption | 2.2051 | 2.2059 | 2.2099 | 2.2338 | 2.2543 | 2.2713 | 2.2833 | 2.2956 | 2.3069 | 2.3172 | 2.3256 | 2.3342 | 2.342 | 2.3491 | 2.3541 | 2.3555 | 2.3516 | 2.3423 | 2.3261 | 2.306 | 2.2851 | 2.2636 | 0 | 0 | 0 | 0 | 0 | 0 | 0 | 0
F3_Commercial_Lodging_New_Miscellaneous_Natural Gas_Pool Heater_E3 | F3 | Commercial | Lodging | New | Miscellaneous | Natural Gas | Pool Heater | E3 | System - kBTUs of Conusmption | 0 | 0 | 0 | 0 | 0 | 0 | 0 | 0 | 0 | 0 | 0 | 0 | 0 | 0 | 0 | 0 | 0 | 0 | 0 | 0 | 0 | 0 | 0 | 0 | 0 | 0 | 0 | 0 | 0 | 0
F3_Commercial_Lodging_New_Miscellaneous_Natural Gas_Pool Heater_E4 | F3 | Commercial | Lodging | New | Miscellaneous | Natural Gas | Pool Heater | E4 | System - kBTUs of Conusmption | 0 | 0 | 0 | 0 | 0 | 0 | 0 | 0 | 0 | 0 | 0 | 0 | 0 | 0 | 0 | 0 | 0 | 0 | 0 | 0 | 0 | 0 | 0 | 0 | 0 | 0 | 0 | 0 | 0 | 0
F3_Commercial_Lodging_New_Miscellaneous_Natural Gas_Pool Heater_E5 | F3 | Commercial | Lodging | New | Miscellaneous | Natural Gas | Pool Heater | E5 | System - kBTUs of Conusmption | 0 | 0 | 0 | 0 | 0 | 0 | 0 | 0 | 0 | 0 | 0 | 0 | 0 | 0 | 0 | 0 | 0 | 0 | 0 | 0 | 0 | 0 | 0 | 0 | 0 | 0 | 0 | 0 | 0 | 0
F3_Commercial_Lodging_New_Miscellaneous_Natural Gas_Pool Heater_E6 | F3 | Commercial | Lodging | New | Miscellaneous | Natural Gas | Pool Heater | E6 | System - kBTUs of Conusmption | 0 | 0 | 0 | 0 | 0 | 0 | 0 | 0 | 0 | 0 | 0 | 0 | 0 | 0 | 0 | 0 | 0 | 0 | 0 | 0 | 0 | 0 | 0 | 0 | 0 | 0 | 0 | 0 | 0 | 0
F3_Commercial_Lodging_New_Miscellaneous_Natural Gas_Pool Heater_E7 | F3 | Commercial | Lodging | New | Miscellaneous | Natural Gas | Pool Heater | E7 | System - kBTUs of Conusmption | 0 | 0 | 0 | 0 | 0 | 0 | 0 | 0 | 0 | 0 | 0 | 0 | 0 | 0 | 0 | 0 | 0 | 0 | 0 | 0 | 0 | 0 | 0 | 0 | 0 | 0 | 0 | 0 | 0 | 0
F3_Commercial_Lodging_New_Miscellaneous_Natural Gas_Pool Heater_E8 | F3 | Commercial | Lodging | New | Miscellaneous | Natural Gas | Pool Heater | E8 | System - kBTUs of Conusmption | 0 | 0 | 0 | 0 | 0 | 0 | 0 | 0 | 0 | 0 | 0 | 0 | 0 | 0 | 0 | 0 | 0 | 0 | 0 | 0 | 0 | 0 | 0 | 0 | 0 | 0 | 0 | 0 | 0 | 0
F3_Commercial_Lodging_New_Miscellaneous_Natural Gas_Pool Heater_E9 | F3 | Commercial | Lodging | New | Miscellaneous | Natural Gas | Pool Heater | E9 | System - kBTUs of Conusmption | 0 | 0 | 0 | 0 | 0 | 0 | 0 | 0 | 0 | 0 | 0 | 0 | 0 | 0 | 0 | 0 | 0 | 0 | 0 | 0 | 0 | 0 | 0 | 0 | 0 | 0 | 0 | 0 | 0 | 0
F3_Commercial_Lodging_New_Miscellaneous_Natural Gas_Pool Heater_E10 | F3 | Commercial | Lodging | New | Miscellaneous | Natural Gas | Pool Heater | E10 | System - kBTUs of Conusmption | 0 | 0 | 0 | 0 | 0 | 0 | 0 | 0 | 0 | 0 | 0 | 0 | 0 | 0 | 0 | 0 | 0 | 0 | 0 | 0 | 0 | 0 | 0 | 0 | 0 | 0 | 0 | 0 | 0 | 0
F4_Commercial_Lodging_New_Miscellaneous_Natural Gas_Pool Heater_E1 | F4 | Commercial | Lodging | New | Miscellaneous | Natural Gas | Pool Heater | E1 | Utility - Cost of Equipment | 0.0063493 | 0.0063493 | 0.0063493 | 0.0063493 | 0.0063493 | 0.0063493 | 0.0063493 | 0.0063493 | 0.0063493 | 0.0063493 | 0.0063493 | 0.0063493 | 0.0063493 | 0.0063493 | 0.0063493 | 0.0063493 | 0.0063493 | 0.0063493 | 0.0063493 | 0.0063493 | 0.0063493 | 0.0063493 | 0 | 0 | 0 | 0 | 0 | 0 | 0 | 0
F4_Commercial_Lodging_New_Miscellaneous_Natural Gas_Pool Heater_E2 | F4 | Commercial | Lodging | New | Miscellaneous | Natural Gas | Pool Heater | E2 | Utility - Cost of Equipment | 0.010396 | 0.010396 | 0.010396 | 0.010396 | 0.010396 | 0.010396 | 0.010396 | 0.010396 | 0.010396 | 0.010396 | 0.010396 | 0.010396 | 0.010396 | 0.010396 | 0.010396 | 0.010396 | 0.010396 | 0.010396 | 0.010396 | 0.010396 | 0.010396 | 0.010396 | 0 | 0 | 0 | 0 | 0 | 0 | 0 | 0
F4_Commercial_Lodging_New_Miscellaneous_Natural Gas_Pool Heater_E3 | F4 | Commercial | Lodging | New | Miscellaneous | Natural Gas | Pool Heater | E3 | Utility - Cost of Equipment | 0 | 0 | 0 | 0 | 0 | 0 | 0 | 0 | 0 | 0 | 0 | 0 | 0 | 0 | 0 | 0 | 0 | 0 | 0 | 0 | 0 | 0 | 0 | 0 | 0 | 0 | 0 | 0 | 0 | 0
F4_Commercial_Lodging_New_Miscellaneous_Natural Gas_Pool Heater_E4 | F4 | Commercial | Lodging | New | Miscellaneous | Natural Gas | Pool Heater | E4 | Utility - Cost of Equipment | 0 | 0 | 0 | 0 | 0 | 0 | 0 | 0 | 0 | 0 | 0 | 0 | 0 | 0 | 0 | 0 | 0 | 0 | 0 | 0 | 0 | 0 | 0 | 0 | 0 | 0 | 0 | 0 | 0 | 0
F4_Commercial_Lodging_New_Miscellaneous_Natural Gas_Pool Heater_E5 | F4 | Commercial | Lodging | New | Miscellaneous | Natural Gas | Pool Heater | E5 | Utility - Cost of Equipment | 0 | 0 | 0 | 0 | 0 | 0 | 0 | 0 | 0 | 0 | 0 | 0 | 0 | 0 | 0 | 0 | 0 | 0 | 0 | 0 | 0 | 0 | 0 | 0 | 0 | 0 | 0 | 0 | 0 | 0
F4_Commercial_Lodging_New_Miscellaneous_Natural Gas_Pool Heater_E6 | F4 | Commercial | Lodging | New | Miscellaneous | Natural Gas | Pool Heater | E6 | Utility - Cost of Equipment | 0 | 0 | 0 | 0 | 0 | 0 | 0 | 0 | 0 | 0 | 0 | 0 | 0 | 0 | 0 | 0 | 0 | 0 | 0 | 0 | 0 | 0 | 0 | 0 | 0 | 0 | 0 | 0 | 0 | 0
F4_Commercial_Lodging_New_Miscellaneous_Natural Gas_Pool Heater_E7 | F4 | Commercial | Lodging | New | Miscellaneous | Natural Gas | Pool Heater | E7 | Utility - Cost of Equipment | 0 | 0 | 0 | 0 | 0 | 0 | 0 | 0 | 0 | 0 | 0 | 0 | 0 | 0 | 0 | 0 | 0 | 0 | 0 | 0 | 0 | 0 | 0 | 0 | 0 | 0 | 0 | 0 | 0 | 0
F4_Commercial_Lodging_New_Miscellaneous_Natural Gas_Pool Heater_E8 | F4 | Commercial | Lodging | New | Miscellaneous | Natural Gas | Pool Heater | E8 | Utility - Cost of Equipment | 0 | 0 | 0 | 0 | 0 | 0 | 0 | 0 | 0 | 0 | 0 | 0 | 0 | 0 | 0 | 0 | 0 | 0 | 0 | 0 | 0 | 0 | 0 | 0 | 0 | 0 | 0 | 0 | 0 | 0
F4_Commercial_Lodging_New_Miscellaneous_Natural Gas_Pool Heater_E9 | F4 | Commercial | Lodging | New | Miscellaneous | Natural Gas | Pool Heater | E9 | Utility - Cost of Equipment | 0 | 0 | 0 | 0 | 0 | 0 | 0 | 0 | 0 | 0 | 0 | 0 | 0 | 0 | 0 | 0 | 0 | 0 | 0 | 0 | 0 | 0 | 0 | 0 | 0 | 0 | 0 | 0 | 0 | 0
F4_Commercial_Lodging_New_Miscellaneous_Natural Gas_Pool Heater_E10 | F4 | Commercial | Lodging | New | Miscellaneous | Natural Gas | Pool Heater | E10 | Utility - Cost of Equipment | 0 | 0 | 0 | 0 | 0 | 0 | 0 | 0 | 0 | 0 | 0 | 0 | 0 | 0 | 0 | 0 | 0 | 0 | 0 | 0 | 0 | 0 | 0 | 0 | 0 | 0 | 0 | 0 | 0 | 0
F5_Commercial_Lodging_New_Miscellaneous_Natural Gas_Pool Heater_E1 | F5 | Commercial | Lodging | New | Miscellaneous | Natural Gas | Pool Heater | E1 | Utility - Cost of Operation | 0.022525 | 0.022428 | 0.022447 | 0.022779 | 0.023351 | 0.024086 | 0.024719 | 0.025223 | 0.025679 | 0.026129 | 0.02662 | 0.027118 | 0.027609 | 0.028159 | 0.028682 | 0.029179 | 0.029681 | 0.030131 | 0.030521 | 0.030845 | 0.031149 | 0.031429 | 0 | 0 | 0 | 0 | 0 | 0 | 0 | 0
F5_Commercial_Lodging_New_Miscellaneous_Natural Gas_Pool Heater_E2 | F5 | Commercial | Lodging | New | Miscellaneous | Natural Gas | Pool Heater | E2 | Utility - Cost of Operation | 0.019146 | 0.019063 | 0.01908 | 0.019362 | 0.019848 | 0.020473 | 0.021011 | 0.02144 | 0.021827 | 0.02221 | 0.022627 | 0.02305 | 0.023467 | 0.023935 | 0.02438 | 0.024802 | 0.025229 | 0.025611 | 0.025943 | 0.026219 | 0.026477 | 0.026715 | 0 | 0 | 0 | 0 | 0 | 0 | 0 | 0
F5_Commercial_Lodging_New_Miscellaneous_Natural Gas_Pool Heater_E3 | F5 | Commercial | Lodging | New | Miscellaneous | Natural Gas | Pool Heater | E3 | Utility - Cost of Operation | 0 | 0 | 0 | 0 | 0 | 0 | 0 | 0 | 0 | 0 | 0 | 0 | 0 | 0 | 0 | 0 | 0 | 0 | 0 | 0 | 0 | 0 | 0 | 0 | 0 | 0 | 0 | 0 | 0 | 0
F5_Commercial_Lodging_New_Miscellaneous_Natural Gas_Pool Heater_E4 | F5 | Commercial | Lodging | New | Miscellaneous | Natural Gas | Pool Heater | E4 | Utility - Cost of Operation | 0 | 0 | 0 | 0 | 0 | 0 | 0 | 0 | 0 | 0 | 0 | 0 | 0 | 0 | 0 | 0 | 0 | 0 | 0 | 0 | 0 | 0 | 0 | 0 | 0 | 0 | 0 | 0 | 0 | 0
F5_Commercial_Lodging_New_Miscellaneous_Natural Gas_Pool Heater_E5 | F5 | Commercial | Lodging | New | Miscellaneous | Natural Gas | Pool Heater | E5 | Utility - Cost of Operation | 0 | 0 | 0 | 0 | 0 | 0 | 0 | 0 | 0 | 0 | 0 | 0 | 0 | 0 | 0 | 0 | 0 | 0 | 0 | 0 | 0 | 0 | 0 | 0 | 0 | 0 | 0 | 0 | 0 | 0
F5_Commercial_Lodging_New_Miscellaneous_Natural Gas_Pool Heater_E6 | F5 | Commercial | Lodging | New | Miscellaneous | Natural Gas | Pool Heater | E6 | Utility - Cost of Operation | 0 | 0 | 0 | 0 | 0 | 0 | 0 | 0 | 0 | 0 | 0 | 0 | 0 | 0 | 0 | 0 | 0 | 0 | 0 | 0 | 0 | 0 | 0 | 0 | 0 | 0 | 0 | 0 | 0 | 0
F5_Commercial_Lodging_New_Miscellaneous_Natural Gas_Pool Heater_E7 | F5 | Commercial | Lodging | New | Miscellaneous | Natural Gas | Pool Heater | E7 | Utility - Cost of Operation | 0 | 0 | 0 | 0 | 0 | 0 | 0 | 0 | 0 | 0 | 0 | 0 | 0 | 0 | 0 | 0 | 0 | 0 | 0 | 0 | 0 | 0 | 0 | 0 | 0 | 0 | 0 | 0 | 0 | 0
F5_Commercial_Lodging_New_Miscellaneous_Natural Gas_Pool Heater_E8 | F5 | Commercial | Lodging | New | Miscellaneous | Natural Gas | Pool Heater | E8 | Utility - Cost of Operation | 0 | 0 | 0 | 0 | 0 | 0 | 0 | 0 | 0 | 0 | 0 | 0 | 0 | 0 | 0 | 0 | 0 | 0 | 0 | 0 | 0 | 0 | 0 | 0 | 0 | 0 | 0 | 0 | 0 | 0
F5_Commercial_Lodging_New_Miscellaneous_Natural Gas_Pool Heater_E9 | F5 | Commercial | Lodging | New | Miscellaneous | Natural Gas | Pool Heater | E9 | Utility - Cost of Operation | 0 | 0 | 0 | 0 | 0 | 0 | 0 | 0 | 0 | 0 | 0 | 0 | 0 | 0 | 0 | 0 | 0 | 0 | 0 | 0 | 0 | 0 | 0 | 0 | 0 | 0 | 0 | 0 | 0 | 0
F5_Commercial_Lodging_New_Miscellaneous_Natural Gas_Pool Heater_E10 | F5 | Commercial | Lodging | New | Miscellaneous | Natural Gas | Pool Heater | E10 | Utility - Cost of Operation | 0 | 0 | 0 | 0 | 0 | 0 | 0 | 0 | 0 | 0 | 0 | 0 | 0 | 0 | 0 | 0 | 0 | 0 | 0 | 0 | 0 | 0 | 0 | 0 | 0 | 0 | 0 | 0 | 0 | 0
F6_Commercial_Lodging_New_Miscellaneous_Natural Gas_Pool Heater_E1 | F6 | Commercial | Lodging | New | Miscellaneous | Natural Gas | Pool Heater | E1 | Utility - Value of Sales | 0.026986 | 0.02687 | 0.026892 | 0.027291 | 0.027976 | 0.028857 | 0.029615 | 0.030219 | 0.030765 | 0.031304 | 0.031892 | 0.032489 | 0.033077 | 0.033736 | 0.034363 | 0.034958 | 0.03556 | 0.036099 | 0.036567 | 0.036955 | 0.037319 | 0.037654 | 0 | 0 | 0 | 0 | 0 | 0 | 0 | 0
F6_Commercial_Lodging_New_Miscellaneous_Natural Gas_Pool Heater_E2 | F6 | Commercial | Lodging | New | Miscellaneous | Natural Gas | Pool Heater | E2 | Utility - Value of Sales | 0.022938 | 0.022839 | 0.022859 | 0.023197 | 0.02378 | 0.024528 | 0.025173 | 0.025686 | 0.02615 | 0.026608 | 0.027108 | 0.027615 | 0.028115 | 0.028676 | 0.029208 | 0.029715 | 0.030226 | 0.030684 | 0.031082 | 0.031412 | 0.031721 | 0.032006 | 0 | 0 | 0 | 0 | 0 | 0 | 0 | 0
F6_Commercial_Lodging_New_Miscellaneous_Natural Gas_Pool Heater_E3 | F6 | Commercial | Lodging | New | Miscellaneous | Natural Gas | Pool Heater | E3 | Utility - Value of Sales | 0 | 0 | 0 | 0 | 0 | 0 | 0 | 0 | 0 | 0 | 0 | 0 | 0 | 0 | 0 | 0 | 0 | 0 | 0 | 0 | 0 | 0 | 0 | 0 | 0 | 0 | 0 | 0 | 0 | 0
F6_Commercial_Lodging_New_Miscellaneous_Natural Gas_Pool Heater_E4 | F6 | Commercial | Lodging | New | Miscellaneous | Natural Gas | Pool Heater | E4 | Utility - Value of Sales | 0 | 0 | 0 | 0 | 0 | 0 | 0 | 0 | 0 | 0 | 0 | 0 | 0 | 0 | 0 | 0 | 0 | 0 | 0 | 0 | 0 | 0 | 0 | 0 | 0 | 0 | 0 | 0 | 0 | 0
F6_Commercial_Lodging_New_Miscellaneous_Natural Gas_Pool Heater_E5 | F6 | Commercial | Lodging | New | Miscellaneous | Natural Gas | Pool Heater | E5 | Utility - Value of Sales | 0 | 0 | 0 | 0 | 0 | 0 | 0 | 0 | 0 | 0 | 0 | 0 | 0 | 0 | 0 | 0 | 0 | 0 | 0 | 0 | 0 | 0 | 0 | 0 | 0 | 0 | 0 | 0 | 0 | 0
F6_Commercial_Lodging_New_Miscellaneous_Natural Gas_Pool Heater_E6 | F6 | Commercial | Lodging | New | Miscellaneous | Natural Gas | Pool Heater | E6 | Utility - Value of Sales | 0 | 0 | 0 | 0 | 0 | 0 | 0 | 0 | 0 | 0 | 0 | 0 | 0 | 0 | 0 | 0 | 0 | 0 | 0 | 0 | 0 | 0 | 0 | 0 | 0 | 0 | 0 | 0 | 0 | 0
F6_Commercial_Lodging_New_Miscellaneous_Natural Gas_Pool Heater_E7 | F6 | Commercial | Lodging | New | Miscellaneous | Natural Gas | Pool Heater | E7 | Utility - Value of Sales | 0 | 0 | 0 | 0 | 0 | 0 | 0 | 0 | 0 | 0 | 0 | 0 | 0 | 0 | 0 | 0 | 0 | 0 | 0 | 0 | 0 | 0 | 0 | 0 | 0 | 0 | 0 | 0 | 0 | 0
F6_Commercial_Lodging_New_Miscellaneous_Natural Gas_Pool Heater_E8 | F6 | Commercial | Lodging | New | Miscellaneous | Natural Gas | Pool Heater | E8 | Utility - Value of Sales | 0 | 0 | 0 | 0 | 0 | 0 | 0 | 0 | 0 | 0 | 0 | 0 | 0 | 0 | 0 | 0 | 0 | 0 | 0 | 0 | 0 | 0 | 0 | 0 | 0 | 0 | 0 | 0 | 0 | 0
F6_Commercial_Lodging_New_Miscellaneous_Natural Gas_Pool Heater_E9 | F6 | Commercial | Lodging | New | Miscellaneous | Natural Gas | Pool Heater | E9 | Utility - Value of Sales | 0 | 0 | 0 | 0 | 0 | 0 | 0 | 0 | 0 | 0 | 0 | 0 | 0 | 0 | 0 | 0 | 0 | 0 | 0 | 0 | 0 | 0 | 0 | 0 | 0 | 0 | 0 | 0 | 0 | 0
F6_Commercial_Lodging_New_Miscellaneous_Natural Gas_Pool Heater_E10 | F6 | Commercial | Lodging | New | Miscellaneous | Natural Gas | Pool Heater | E10 | Utility - Value of Sales | 0 | 0 | 0 | 0 | 0 | 0 | 0 | 0 | 0 | 0 | 0 | 0 | 0 | 0 | 0 | 0 | 0 | 0 | 0 | 0 | 0 | 0 | 0 | 0 | 0 | 0 | 0 | 0 | 0 | 0
F1_Commercial_Lodging_New_Miscellaneous_Natural Gas_Miscellaneous_E1 | F1 | Commercial | Lodging | New | Miscellaneous | Natural Gas | Miscellaneous | E1 | Participant - Cost of Equipment | 0.22938 | 0.22938 | 0.22938 | 0.22938 | 0.22938 | 0.22938 | 0.22938 | 0.22938 | 0.22938 | 0.22938 | 0.22938 | 0.22938 | 0.22938 | 0.22938 | 0.22938 | 0.22938 | 0.22938 | 0.22938 | 0.22938 | 0.22938 | 0.22938 | 0.22938 | 0 | 0 | 0 | 0 | 0 | 0 | 0 | 0
F1_Commercial_Lodging_New_Miscellaneous_Natural Gas_Miscellaneous_E2 | F1 | Commercial | Lodging | New | Miscellaneous | Natural Gas | Miscellaneous | E2 | Participant - Cost of Equipment | 0 | 0 | 0 | 0 | 0 | 0 | 0 | 0 | 0 | 0 | 0 | 0 | 0 | 0 | 0 | 0 | 0 | 0 | 0 | 0 | 0 | 0 | 0 | 0 | 0 | 0 | 0 | 0 | 0 | 0
F1_Commercial_Lodging_New_Miscellaneous_Natural Gas_Miscellaneous_E3 | F1 | Commercial | Lodging | New | Miscellaneous | Natural Gas | Miscellaneous | E3 | Participant - Cost of Equipment | 0 | 0 | 0 | 0 | 0 | 0 | 0 | 0 | 0 | 0 | 0 | 0 | 0 | 0 | 0 | 0 | 0 | 0 | 0 | 0 | 0 | 0 | 0 | 0 | 0 | 0 | 0 | 0 | 0 | 0
F1_Commercial_Lodging_New_Miscellaneous_Natural Gas_Miscellaneous_E4 | F1 | Commercial | Lodging | New | Miscellaneous | Natural Gas | Miscellaneous | E4 | Participant - Cost of Equipment | 0 | 0 | 0 | 0 | 0 | 0 | 0 | 0 | 0 | 0 | 0 | 0 | 0 | 0 | 0 | 0 | 0 | 0 | 0 | 0 | 0 | 0 | 0 | 0 | 0 | 0 | 0 | 0 | 0 | 0
F1_Commercial_Lodging_New_Miscellaneous_Natural Gas_Miscellaneous_E5 | F1 | Commercial | Lodging | New | Miscellaneous | Natural Gas | Miscellaneous | E5 | Participant - Cost of Equipment | 0 | 0 | 0 | 0 | 0 | 0 | 0 | 0 | 0 | 0 | 0 | 0 | 0 | 0 | 0 | 0 | 0 | 0 | 0 | 0 | 0 | 0 | 0 | 0 | 0 | 0 | 0 | 0 | 0 | 0
F1_Commercial_Lodging_New_Miscellaneous_Natural Gas_Miscellaneous_E6 | F1 | Commercial | Lodging | New | Miscellaneous | Natural Gas | Miscellaneous | E6 | Participant - Cost of Equipment | 0 | 0 | 0 | 0 | 0 | 0 | 0 | 0 | 0 | 0 | 0 | 0 | 0 | 0 | 0 | 0 | 0 | 0 | 0 | 0 | 0 | 0 | 0 | 0 | 0 | 0 | 0 | 0 | 0 | 0
F1_Commercial_Lodging_New_Miscellaneous_Natural Gas_Miscellaneous_E7 | F1 | Commercial | Lodging | New | Miscellaneous | Natural Gas | Miscellaneous | E7 | Participant - Cost of Equipment | 0 | 0 | 0 | 0 | 0 | 0 | 0 | 0 | 0 | 0 | 0 | 0 | 0 | 0 | 0 | 0 | 0 | 0 | 0 | 0 | 0 | 0 | 0 | 0 | 0 | 0 | 0 | 0 | 0 | 0
F1_Commercial_Lodging_New_Miscellaneous_Natural Gas_Miscellaneous_E8 | F1 | Commercial | Lodging | New | Miscellaneous | Natural Gas | Miscellaneous | E8 | Participant - Cost of Equipment | 0 | 0 | 0 | 0 | 0 | 0 | 0 | 0 | 0 | 0 | 0 | 0 | 0 | 0 | 0 | 0 | 0 | 0 | 0 | 0 | 0 | 0 | 0 | 0 | 0 | 0 | 0 | 0 | 0 | 0
F1_Commercial_Lodging_New_Miscellaneous_Natural Gas_Miscellaneous_E9 | F1 | Commercial | Lodging | New | Miscellaneous | Natural Gas | Miscellaneous | E9 | Participant - Cost of Equipment | 0 | 0 | 0 | 0 | 0 | 0 | 0 | 0 | 0 | 0 | 0 | 0 | 0 | 0 | 0 | 0 | 0 | 0 | 0 | 0 | 0 | 0 | 0 | 0 | 0 | 0 | 0 | 0 | 0 | 0
F1_Commercial_Lodging_New_Miscellaneous_Natural Gas_Miscellaneous_E10 | F1 | Commercial | Lodging | New | Miscellaneous | Natural Gas | Miscellaneous | E10 | Participant - Cost of Equipment | 0 | 0 | 0 | 0 | 0 | 0 | 0 | 0 | 0 | 0 | 0 | 0 | 0 | 0 | 0 | 0 | 0 | 0 | 0 | 0 | 0 | 0 | 0 | 0 | 0 | 0 | 0 | 0 | 0 | 0
F2_Commercial_Lodging_New_Miscellaneous_Natural Gas_Miscellaneous_E1 | F2 | Commercial | Lodging | New | Miscellaneous | Natural Gas | Miscellaneous | E1 | Participant - Cost of Operation | 0.0057073 | 0.0056636 | 0.0056351 | 0.0056953 | 0.0058362 | 0.0060338 | 0.0062032 | 0.0063323 | 0.0064455 | 0.0065576 | 0.0066805 | 0.0068058 | 0.0069302 | 0.007069 | 0.0071967 | 0.0073205 | 0.0074499 | 0.0075691 | 0.0076776 | 0.0077724 | 0.0078478 | 0.007902 | 0 | 0 | 0 | 0 | 0 | 0 | 0 | 0
F2_Commercial_Lodging_New_Miscellaneous_Natural Gas_Miscellaneous_E2 | F2 | Commercial | Lodging | New | Miscellaneous | Natural Gas | Miscellaneous | E2 | Participant - Cost of Operation | 0 | 0 | 0 | 0 | 0 | 0 | 0 | 0 | 0 | 0 | 0 | 0 | 0 | 0 | 0 | 0 | 0 | 0 | 0 | 0 | 0 | 0 | 0 | 0 | 0 | 0 | 0 | 0 | 0 | 0
F2_Commercial_Lodging_New_Miscellaneous_Natural Gas_Miscellaneous_E3 | F2 | Commercial | Lodging | New | Miscellaneous | Natural Gas | Miscellaneous | E3 | Participant - Cost of Operation | 0 | 0 | 0 | 0 | 0 | 0 | 0 | 0 | 0 | 0 | 0 | 0 | 0 | 0 | 0 | 0 | 0 | 0 | 0 | 0 | 0 | 0 | 0 | 0 | 0 | 0 | 0 | 0 | 0 | 0
F2_Commercial_Lodging_New_Miscellaneous_Natural Gas_Miscellaneous_E4 | F2 | Commercial | Lodging | New | Miscellaneous | Natural Gas | Miscellaneous | E4 | Participant - Cost of Operation | 0 | 0 | 0 | 0 | 0 | 0 | 0 | 0 | 0 | 0 | 0 | 0 | 0 | 0 | 0 | 0 | 0 | 0 | 0 | 0 | 0 | 0 | 0 | 0 | 0 | 0 | 0 | 0 | 0 | 0
F2_Commercial_Lodging_New_Miscellaneous_Natural Gas_Miscellaneous_E5 | F2 | Commercial | Lodging | New | Miscellaneous | Natural Gas | Miscellaneous | E5 | Participant - Cost of Operation | 0 | 0 | 0 | 0 | 0 | 0 | 0 | 0 | 0 | 0 | 0 | 0 | 0 | 0 | 0 | 0 | 0 | 0 | 0 | 0 | 0 | 0 | 0 | 0 | 0 | 0 | 0 | 0 | 0 | 0
F2_Commercial_Lodging_New_Miscellaneous_Natural Gas_Miscellaneous_E6 | F2 | Commercial | Lodging | New | Miscellaneous | Natural Gas | Miscellaneous | E6 | Participant - Cost of Operation | 0 | 0 | 0 | 0 | 0 | 0 | 0 | 0 | 0 | 0 | 0 | 0 | 0 | 0 | 0 | 0 | 0 | 0 | 0 | 0 | 0 | 0 | 0 | 0 | 0 | 0 | 0 | 0 | 0 | 0
F2_Commercial_Lodging_New_Miscellaneous_Natural Gas_Miscellaneous_E7 | F2 | Commercial | Lodging | New | Miscellaneous | Natural Gas | Miscellaneous | E7 | Participant - Cost of Operation | 0 | 0 | 0 | 0 | 0 | 0 | 0 | 0 | 0 | 0 | 0 | 0 | 0 | 0 | 0 | 0 | 0 | 0 | 0 | 0 | 0 | 0 | 0 | 0 | 0 | 0 | 0 | 0 | 0 | 0
F2_Commercial_Lodging_New_Miscellaneous_Natural Gas_Miscellaneous_E8 | F2 | Commercial | Lodging | New | Miscellaneous | Natural Gas | Miscellaneous | E8 | Participant - Cost of Operation | 0 | 0 | 0 | 0 | 0 | 0 | 0 | 0 | 0 | 0 | 0 | 0 | 0 | 0 | 0 | 0 | 0 | 0 | 0 | 0 | 0 | 0 | 0 | 0 | 0 | 0 | 0 | 0 | 0 | 0
F2_Commercial_Lodging_New_Miscellaneous_Natural Gas_Miscellaneous_E9 | F2 | Commercial | Lodging | New | Miscellaneous | Natural Gas | Miscellaneous | E9 | Participant - Cost of Operation | 0 | 0 | 0 | 0 | 0 | 0 | 0 | 0 | 0 | 0 | 0 | 0 | 0 | 0 | 0 | 0 | 0 | 0 | 0 | 0 | 0 | 0 | 0 | 0 | 0 | 0 | 0 | 0 | 0 | 0
F2_Commercial_Lodging_New_Miscellaneous_Natural Gas_Miscellaneous_E10 | F2 | Commercial | Lodging | New | Miscellaneous | Natural Gas | Miscellaneous | E10 | Participant - Cost of Operation | 0 | 0 | 0 | 0 | 0 | 0 | 0 | 0 | 0 | 0 | 0 | 0 | 0 | 0 | 0 | 0 | 0 | 0 | 0 | 0 | 0 | 0 | 0 | 0 | 0 | 0 | 0 | 0 | 0 | 0
F3_Commercial_Lodging_New_Miscellaneous_Natural Gas_Miscellaneous_E1 | F3 | Commercial | Lodging | New | Miscellaneous | Natural Gas | Miscellaneous | E1 | System - kBTUs of Conusmption | 0.55062 | 0.54947 | 0.5495 | 0.55585 | 0.56137 | 0.5658 | 0.56875 | 0.57193 | 0.57486 | 0.5775 | 0.57955 | 0.58181 | 0.58386 | 0.58565 | 0.58686 | 0.58745 | 0.58691 | 0.58512 | 0.58169 | 0.5776 | 0.57235 | 0.56593 | 0 | 0 | 0 | 0 | 0 | 0 | 0 | 0
F3_Commercial_Lodging_New_Miscellaneous_Natural Gas_Miscellaneous_E2 | F3 | Commercial | Lodging | New | Miscellaneous | Natural Gas | Miscellaneous | E2 | System - kBTUs of Conusmption | 0 | 0 | 0 | 0 | 0 | 0 | 0 | 0 | 0 | 0 | 0 | 0 | 0 | 0 | 0 | 0 | 0 | 0 | 0 | 0 | 0 | 0 | 0 | 0 | 0 | 0 | 0 | 0 | 0 | 0
F3_Commercial_Lodging_New_Miscellaneous_Natural Gas_Miscellaneous_E3 | F3 | Commercial | Lodging | New | Miscellaneous | Natural Gas | Miscellaneous | E3 | System - kBTUs of Conusmption | 0 | 0 | 0 | 0 | 0 | 0 | 0 | 0 | 0 | 0 | 0 | 0 | 0 | 0 | 0 | 0 | 0 | 0 | 0 | 0 | 0 | 0 | 0 | 0 | 0 | 0 | 0 | 0 | 0 | 0
F3_Commercial_Lodging_New_Miscellaneous_Natural Gas_Miscellaneous_E4 | F3 | Commercial | Lodging | New | Miscellaneous | Natural Gas | Miscellaneous | E4 | System - kBTUs of Conusmption | 0 | 0 | 0 | 0 | 0 | 0 | 0 | 0 | 0 | 0 | 0 | 0 | 0 | 0 | 0 | 0 | 0 | 0 | 0 | 0 | 0 | 0 | 0 | 0 | 0 | 0 | 0 | 0 | 0 | 0
F3_Commercial_Lodging_New_Miscellaneous_Natural Gas_Miscellaneous_E5 | F3 | Commercial | Lodging | New | Miscellaneous | Natural Gas | Miscellaneous | E5 | System - kBTUs of Conusmption | 0 | 0 | 0 | 0 | 0 | 0 | 0 | 0 | 0 | 0 | 0 | 0 | 0 | 0 | 0 | 0 | 0 | 0 | 0 | 0 | 0 | 0 | 0 | 0 | 0 | 0 | 0 | 0 | 0 | 0
F3_Commercial_Lodging_New_Miscellaneous_Natural Gas_Miscellaneous_E6 | F3 | Commercial | Lodging | New | Miscellaneous | Natural Gas | Miscellaneous | E6 | System - kBTUs of Conusmption | 0 | 0 | 0 | 0 | 0 | 0 | 0 | 0 | 0 | 0 | 0 | 0 | 0 | 0 | 0 | 0 | 0 | 0 | 0 | 0 | 0 | 0 | 0 | 0 | 0 | 0 | 0 | 0 | 0 | 0
F3_Commercial_Lodging_New_Miscellaneous_Natural Gas_Miscellaneous_E7 | F3 | Commercial | Lodging | New | Miscellaneous | Natural Gas | Miscellaneous | E7 | System - kBTUs of Conusmption | 0 | 0 | 0 | 0 | 0 | 0 | 0 | 0 | 0 | 0 | 0 | 0 | 0 | 0 | 0 | 0 | 0 | 0 | 0 | 0 | 0 | 0 | 0 | 0 | 0 | 0 | 0 | 0 | 0 | 0
F3_Commercial_Lodging_New_Miscellaneous_Natural Gas_Miscellaneous_E8 | F3 | Commercial | Lodging | New | Miscellaneous | Natural Gas | Miscellaneous | E8 | System - kBTUs of Conusmption | 0 | 0 | 0 | 0 | 0 | 0 | 0 | 0 | 0 | 0 | 0 | 0 | 0 | 0 | 0 | 0 | 0 | 0 | 0 | 0 | 0 | 0 | 0 | 0 | 0 | 0 | 0 | 0 | 0 | 0
F3_Commercial_Lodging_New_Miscellaneous_Natural Gas_Miscellaneous_E9 | F3 | Commercial | Lodging | New | Miscellaneous | Natural Gas | Miscellaneous | E9 | System - kBTUs of Conusmption | 0 | 0 | 0 | 0 | 0 | 0 | 0 | 0 | 0 | 0 | 0 | 0 | 0 | 0 | 0 | 0 | 0 | 0 | 0 | 0 | 0 | 0 | 0 | 0 | 0 | 0 | 0 | 0 | 0 | 0
F3_Commercial_Lodging_New_Miscellaneous_Natural Gas_Miscellaneous_E10 | F3 | Commercial | Lodging | New | Miscellaneous | Natural Gas | Miscellaneous | E10 | System - kBTUs of Conusmption | 0 | 0 | 0 | 0 | 0 | 0 | 0 | 0 | 0 | 0 | 0 | 0 | 0 | 0 | 0 | 0 | 0 | 0 | 0 | 0 | 0 | 0 | 0 | 0 | 0 | 0 | 0 | 0 | 0 | 0
F4_Commercial_Lodging_New_Miscellaneous_Natural Gas_Miscellaneous_E1 | F4 | Commercial | Lodging | New | Miscellaneous | Natural Gas | Miscellaneous | E1 | Utility - Cost of Equipment | 0.22938 | 0.22938 | 0.22938 | 0.22938 | 0.22938 | 0.22938 | 0.22938 | 0.22938 | 0.22938 | 0.22938 | 0.22938 | 0.22938 | 0.22938 | 0.22938 | 0.22938 | 0.22938 | 0.22938 | 0.22938 | 0.22938 | 0.22938 | 0.22938 | 0.22938 | 0 | 0 | 0 | 0 | 0 | 0 | 0 | 0
F4_Commercial_Lodging_New_Miscellaneous_Natural Gas_Miscellaneous_E2 | F4 | Commercial | Lodging | New | Miscellaneous | Natural Gas | Miscellaneous | E2 | Utility - Cost of Equipment | 0 | 0 | 0 | 0 | 0 | 0 | 0 | 0 | 0 | 0 | 0 | 0 | 0 | 0 | 0 | 0 | 0 | 0 | 0 | 0 | 0 | 0 | 0 | 0 | 0 | 0 | 0 | 0 | 0 | 0
F4_Commercial_Lodging_New_Miscellaneous_Natural Gas_Miscellaneous_E3 | F4 | Commercial | Lodging | New | Miscellaneous | Natural Gas | Miscellaneous | E3 | Utility - Cost of Equipment | 0 | 0 | 0 | 0 | 0 | 0 | 0 | 0 | 0 | 0 | 0 | 0 | 0 | 0 | 0 | 0 | 0 | 0 | 0 | 0 | 0 | 0 | 0 | 0 | 0 | 0 | 0 | 0 | 0 | 0
F4_Commercial_Lodging_New_Miscellaneous_Natural Gas_Miscellaneous_E4 | F4 | Commercial | Lodging | New | Miscellaneous | Natural Gas | Miscellaneous | E4 | Utility - Cost of Equipment | 0 | 0 | 0 | 0 | 0 | 0 | 0 | 0 | 0 | 0 | 0 | 0 | 0 | 0 | 0 | 0 | 0 | 0 | 0 | 0 | 0 | 0 | 0 | 0 | 0 | 0 | 0 | 0 | 0 | 0
F4_Commercial_Lodging_New_Miscellaneous_Natural Gas_Miscellaneous_E5 | F4 | Commercial | Lodging | New | Miscellaneous | Natural Gas | Miscellaneous | E5 | Utility - Cost of Equipment | 0 | 0 | 0 | 0 | 0 | 0 | 0 | 0 | 0 | 0 | 0 | 0 | 0 | 0 | 0 | 0 | 0 | 0 | 0 | 0 | 0 | 0 | 0 | 0 | 0 | 0 | 0 | 0 | 0 | 0
F4_Commercial_Lodging_New_Miscellaneous_Natural Gas_Miscellaneous_E6 | F4 | Commercial | Lodging | New | Miscellaneous | Natural Gas | Miscellaneous | E6 | Utility - Cost of Equipment | 0 | 0 | 0 | 0 | 0 | 0 | 0 | 0 | 0 | 0 | 0 | 0 | 0 | 0 | 0 | 0 | 0 | 0 | 0 | 0 | 0 | 0 | 0 | 0 | 0 | 0 | 0 | 0 | 0 | 0
F4_Commercial_Lodging_New_Miscellaneous_Natural Gas_Miscellaneous_E7 | F4 | Commercial | Lodging | New | Miscellaneous | Natural Gas | Miscellaneous | E7 | Utility - Cost of Equipment | 0 | 0 | 0 | 0 | 0 | 0 | 0 | 0 | 0 | 0 | 0 | 0 | 0 | 0 | 0 | 0 | 0 | 0 | 0 | 0 | 0 | 0 | 0 | 0 | 0 | 0 | 0 | 0 | 0 | 0
F4_Commercial_Lodging_New_Miscellaneous_Natural Gas_Miscellaneous_E8 | F4 | Commercial | Lodging | New | Miscellaneous | Natural Gas | Miscellaneous | E8 | Utility - Cost of Equipment | 0 | 0 | 0 | 0 | 0 | 0 | 0 | 0 | 0 | 0 | 0 | 0 | 0 | 0 | 0 | 0 | 0 | 0 | 0 | 0 | 0 | 0 | 0 | 0 | 0 | 0 | 0 | 0 | 0 | 0
F4_Commercial_Lodging_New_Miscellaneous_Natural Gas_Miscellaneous_E9 | F4 | Commercial | Lodging | New | Miscellaneous | Natural Gas | Miscellaneous | E9 | Utility - Cost of Equipment | 0 | 0 | 0 | 0 | 0 | 0 | 0 | 0 | 0 | 0 | 0 | 0 | 0 | 0 | 0 | 0 | 0 | 0 | 0 | 0 | 0 | 0 | 0 | 0 | 0 | 0 | 0 | 0 | 0 | 0
F4_Commercial_Lodging_New_Miscellaneous_Natural Gas_Miscellaneous_E10 | F4 | Commercial | Lodging | New | Miscellaneous | Natural Gas | Miscellaneous | E10 | Utility - Cost of Equipment | 0 | 0 | 0 | 0 | 0 | 0 | 0 | 0 | 0 | 0 | 0 | 0 | 0 | 0 | 0 | 0 | 0 | 0 | 0 | 0 | 0 | 0 | 0 | 0 | 0 | 0 | 0 | 0 | 0 | 0
F5_Commercial_Lodging_New_Miscellaneous_Natural Gas_Miscellaneous_E1 | F5 | Commercial | Lodging | New | Miscellaneous | Natural Gas | Miscellaneous | E1 | Utility - Cost of Operation | 0.0047637 | 0.0047273 | 0.0047035 | 0.0047538 | 0.0048714 | 0.0050363 | 0.0051777 | 0.0052855 | 0.0053799 | 0.0054735 | 0.0055761 | 0.0056807 | 0.0057845 | 0.0059003 | 0.006007 | 0.0061102 | 0.0062182 | 0.0063178 | 0.0064083 | 0.0064875 | 0.0065504 | 0.0065956 | 0 | 0 | 0 | 0 | 0 | 0 | 0 | 0
F5_Commercial_Lodging_New_Miscellaneous_Natural Gas_Miscellaneous_E2 | F5 | Commercial | Lodging | New | Miscellaneous | Natural Gas | Miscellaneous | E2 | Utility - Cost of Operation | 0 | 0 | 0 | 0 | 0 | 0 | 0 | 0 | 0 | 0 | 0 | 0 | 0 | 0 | 0 | 0 | 0 | 0 | 0 | 0 | 0 | 0 | 0 | 0 | 0 | 0 | 0 | 0 | 0 | 0
F5_Commercial_Lodging_New_Miscellaneous_Natural Gas_Miscellaneous_E3 | F5 | Commercial | Lodging | New | Miscellaneous | Natural Gas | Miscellaneous | E3 | Utility - Cost of Operation | 0 | 0 | 0 | 0 | 0 | 0 | 0 | 0 | 0 | 0 | 0 | 0 | 0 | 0 | 0 | 0 | 0 | 0 | 0 | 0 | 0 | 0 | 0 | 0 | 0 | 0 | 0 | 0 | 0 | 0
F5_Commercial_Lodging_New_Miscellaneous_Natural Gas_Miscellaneous_E4 | F5 | Commercial | Lodging | New | Miscellaneous | Natural Gas | Miscellaneous | E4 | Utility - Cost of Operation | 0 | 0 | 0 | 0 | 0 | 0 | 0 | 0 | 0 | 0 | 0 | 0 | 0 | 0 | 0 | 0 | 0 | 0 | 0 | 0 | 0 | 0 | 0 | 0 | 0 | 0 | 0 | 0 | 0 | 0
F5_Commercial_Lodging_New_Miscellaneous_Natural Gas_Miscellaneous_E5 | F5 | Commercial | Lodging | New | Miscellaneous | Natural Gas | Miscellaneous | E5 | Utility - Cost of Operation | 0 | 0 | 0 | 0 | 0 | 0 | 0 | 0 | 0 | 0 | 0 | 0 | 0 | 0 | 0 | 0 | 0 | 0 | 0 | 0 | 0 | 0 | 0 | 0 | 0 | 0 | 0 | 0 | 0 | 0
F5_Commercial_Lodging_New_Miscellaneous_Natural Gas_Miscellaneous_E6 | F5 | Commercial | Lodging | New | Miscellaneous | Natural Gas | Miscellaneous | E6 | Utility - Cost of Operation | 0 | 0 | 0 | 0 | 0 | 0 | 0 | 0 | 0 | 0 | 0 | 0 | 0 | 0 | 0 | 0 | 0 | 0 | 0 | 0 | 0 | 0 | 0 | 0 | 0 | 0 | 0 | 0 | 0 | 0
F5_Commercial_Lodging_New_Miscellaneous_Natural Gas_Miscellaneous_E7 | F5 | Commercial | Lodging | New | Miscellaneous | Natural Gas | Miscellaneous | E7 | Utility - Cost of Operation | 0 | 0 | 0 | 0 | 0 | 0 | 0 | 0 | 0 | 0 | 0 | 0 | 0 | 0 | 0 | 0 | 0 | 0 | 0 | 0 | 0 | 0 | 0 | 0 | 0 | 0 | 0 | 0 | 0 | 0
F5_Commercial_Lodging_New_Miscellaneous_Natural Gas_Miscellaneous_E8 | F5 | Commercial | Lodging | New | Miscellaneous | Natural Gas | Miscellaneous | E8 | Utility - Cost of Operation | 0 | 0 | 0 | 0 | 0 | 0 | 0 | 0 | 0 | 0 | 0 | 0 | 0 | 0 | 0 | 0 | 0 | 0 | 0 | 0 | 0 | 0 | 0 | 0 | 0 | 0 | 0 | 0 | 0 | 0
F5_Commercial_Lodging_New_Miscellaneous_Natural Gas_Miscellaneous_E9 | F5 | Commercial | Lodging | New | Miscellaneous | Natural Gas | Miscellaneous | E9 | Utility - Cost of Operation | 0 | 0 | 0 | 0 | 0 | 0 | 0 | 0 | 0 | 0 | 0 | 0 | 0 | 0 | 0 | 0 | 0 | 0 | 0 | 0 | 0 | 0 | 0 | 0 | 0 | 0 | 0 | 0 | 0 | 0
F5_Commercial_Lodging_New_Miscellaneous_Natural Gas_Miscellaneous_E10 | F5 | Commercial | Lodging | New | Miscellaneous | Natural Gas | Miscellaneous | E10 | Utility - Cost of Operation | 0 | 0 | 0 | 0 | 0 | 0 | 0 | 0 | 0 | 0 | 0 | 0 | 0 | 0 | 0 | 0 | 0 | 0 | 0 | 0 | 0 | 0 | 0 | 0 | 0 | 0 | 0 | 0 | 0 | 0
F6_Commercial_Lodging_New_Miscellaneous_Natural Gas_Miscellaneous_E1 | F6 | Commercial | Lodging | New | Miscellaneous | Natural Gas | Miscellaneous | E1 | Utility - Value of Sales | 0.0057073 | 0.0056636 | 0.0056351 | 0.0056953 | 0.0058362 | 0.0060338 | 0.0062032 | 0.0063323 | 0.0064455 | 0.0065576 | 0.0066805 | 0.0068058 | 0.0069302 | 0.007069 | 0.0071967 | 0.0073205 | 0.0074499 | 0.0075691 | 0.0076776 | 0.0077724 | 0.0078478 | 0.007902 | 0 | 0 | 0 | 0 | 0 | 0 | 0 | 0
F6_Commercial_Lodging_New_Miscellaneous_Natural Gas_Miscellaneous_E2 | F6 | Commercial | Lodging | New | Miscellaneous | Natural Gas | Miscellaneous | E2 | Utility - Value of Sales | 0 | 0 | 0 | 0 | 0 | 0 | 0 | 0 | 0 | 0 | 0 | 0 | 0 | 0 | 0 | 0 | 0 | 0 | 0 | 0 | 0 | 0 | 0 | 0 | 0 | 0 | 0 | 0 | 0 | 0
F6_Commercial_Lodging_New_Miscellaneous_Natural Gas_Miscellaneous_E3 | F6 | Commercial | Lodging | New | Miscellaneous | Natural Gas | Miscellaneous | E3 | Utility - Value of Sales | 0 | 0 | 0 | 0 | 0 | 0 | 0 | 0 | 0 | 0 | 0 | 0 | 0 | 0 | 0 | 0 | 0 | 0 | 0 | 0 | 0 | 0 | 0 | 0 | 0 | 0 | 0 | 0 | 0 | 0
F6_Commercial_Lodging_New_Miscellaneous_Natural Gas_Miscellaneous_E4 | F6 | Commercial | Lodging | New | Miscellaneous | Natural Gas | Miscellaneous | E4 | Utility - Value of Sales | 0 | 0 | 0 | 0 | 0 | 0 | 0 | 0 | 0 | 0 | 0 | 0 | 0 | 0 | 0 | 0 | 0 | 0 | 0 | 0 | 0 | 0 | 0 | 0 | 0 | 0 | 0 | 0 | 0 | 0
F6_Commercial_Lodging_New_Miscellaneous_Natural Gas_Miscellaneous_E5 | F6 | Commercial | Lodging | New | Miscellaneous | Natural Gas | Miscellaneous | E5 | Utility - Value of Sales | 0 | 0 | 0 | 0 | 0 | 0 | 0 | 0 | 0 | 0 | 0 | 0 | 0 | 0 | 0 | 0 | 0 | 0 | 0 | 0 | 0 | 0 | 0 | 0 | 0 | 0 | 0 | 0 | 0 | 0
F6_Commercial_Lodging_New_Miscellaneous_Natural Gas_Miscellaneous_E6 | F6 | Commercial | Lodging | New | Miscellaneous | Natural Gas | Miscellaneous | E6 | Utility - Value of Sales | 0 | 0 | 0 | 0 | 0 | 0 | 0 | 0 | 0 | 0 | 0 | 0 | 0 | 0 | 0 | 0 | 0 | 0 | 0 | 0 | 0 | 0 | 0 | 0 | 0 | 0 | 0 | 0 | 0 | 0
F6_Commercial_Lodging_New_Miscellaneous_Natural Gas_Miscellaneous_E7 | F6 | Commercial | Lodging | New | Miscellaneous | Natural Gas | Miscellaneous | E7 | Utility - Value of Sales | 0 | 0 | 0 | 0 | 0 | 0 | 0 | 0 | 0 | 0 | 0 | 0 | 0 | 0 | 0 | 0 | 0 | 0 | 0 | 0 | 0 | 0 | 0 | 0 | 0 | 0 | 0 | 0 | 0 | 0
F6_Commercial_Lodging_New_Miscellaneous_Natural Gas_Miscellaneous_E8 | F6 | Commercial | Lodging | New | Miscellaneous | Natural Gas | Miscellaneous | E8 | Utility - Value of Sales | 0 | 0 | 0 | 0 | 0 | 0 | 0 | 0 | 0 | 0 | 0 | 0 | 0 | 0 | 0 | 0 | 0 | 0 | 0 | 0 | 0 | 0 | 0 | 0 | 0 | 0 | 0 | 0 | 0 | 0
F6_Commercial_Lodging_New_Miscellaneous_Natural Gas_Miscellaneous_E9 | F6 | Commercial | Lodging | New | Miscellaneous | Natural Gas | Miscellaneous | E9 | Utility - Value of Sales | 0 | 0 | 0 | 0 | 0 | 0 | 0 | 0 | 0 | 0 | 0 | 0 | 0 | 0 | 0 | 0 | 0 | 0 | 0 | 0 | 0 | 0 | 0 | 0 | 0 | 0 | 0 | 0 | 0 | 0
F6_Commercial_Lodging_New_Miscellaneous_Natural Gas_Miscellaneous_E10 | F6 | Commercial | Lodging | New | Miscellaneous | Natural Gas | Miscellaneous | E10 | Utility - Value of Sales | 0 | 0 | 0 | 0 | 0 | 0 | 0 | 0 | 0 | 0 | 0 | 0 | 0 | 0 | 0 | 0 | 0 | 0 | 0 | 0 | 0 | 0 | 0 | 0 | 0 | 0 | 0 | 0 | 0 | 0
F1_Commercial_Warehouse_Existing_Space Heating_Natural Gas_Furnace_E1 | F1 | Commercial | Warehouse | Existing | Space Heating | Natural Gas | Furnace | E1 | Participant - Cost of Equipment | 0.018928 | 0.018928 | 0.018928 | 0.018928 | 0.018928 | 0.018928 | 0.018928 | 0.018928 | 0.018928 | 0.018928 | 0.018928 | 0.018928 | 0.018928 | 0.018928 | 0.018928 | 0.018928 | 0.018928 | 0.018928 | 0.018928 | 0.018928 | 0.018928 | 0.018928 | 0 | 0 | 0 | 0 | 0 | 0 | 0 | 0
F1_Commercial_Warehouse_Existing_Space Heating_Natural Gas_Furnace_E2 | F1 | Commercial | Warehouse | Existing | Space Heating | Natural Gas | Furnace | E2 | Participant - Cost of Equipment | 0.022714 | 0.022714 | 0.022714 | 0.022714 | 0.022714 | 0.022714 | 0.022714 | 0.022714 | 0.022714 | 0.022714 | 0.022714 | 0.022714 | 0.022714 | 0.022714 | 0.022714 | 0.022714 | 0.022714 | 0.022714 | 0.022714 | 0.022714 | 0.022714 | 0.022714 | 0 | 0 | 0 | 0 | 0 | 0 | 0 | 0
F1_Commercial_Warehouse_Existing_Space Heating_Natural Gas_Furnace_E3 | F1 | Commercial | Warehouse | Existing | Space Heating | Natural Gas | Furnace | E3 | Participant - Cost of Equipment | 0.0265 | 0.0265 | 0.0265 | 0.0265 | 0.0265 | 0.0265 | 0.0265 | 0.0265 | 0.0265 | 0.0265 | 0.0265 | 0.0265 | 0.0265 | 0.0265 | 0.0265 | 0.0265 | 0.0265 | 0.0265 | 0.0265 | 0.0265 | 0.0265 | 0.0265 | 0 | 0 | 0 | 0 | 0 | 0 | 0 | 0
F1_Commercial_Warehouse_Existing_Space Heating_Natural Gas_Furnace_E4 | F1 | Commercial | Warehouse | Existing | Space Heating | Natural Gas | Furnace | E4 | Participant - Cost of Equipment | 0 | 0 | 0 | 0 | 0 | 0 | 0 | 0 | 0 | 0 | 0 | 0 | 0 | 0 | 0 | 0 | 0 | 0 | 0 | 0 | 0 | 0 | 0 | 0 | 0 | 0 | 0 | 0 | 0 | 0
F1_Commercial_Warehouse_Existing_Space Heating_Natural Gas_Furnace_E5 | F1 | Commercial | Warehouse | Existing | Space Heating | Natural Gas | Furnace | E5 | Participant - Cost of Equipment | 0 | 0 | 0 | 0 | 0 | 0 | 0 | 0 | 0 | 0 | 0 | 0 | 0 | 0 | 0 | 0 | 0 | 0 | 0 | 0 | 0 | 0 | 0 | 0 | 0 | 0 | 0 | 0 | 0 | 0
F1_Commercial_Warehouse_Existing_Space Heating_Natural Gas_Furnace_E6 | F1 | Commercial | Warehouse | Existing | Space Heating | Natural Gas | Furnace | E6 | Participant - Cost of Equipment | 0 | 0 | 0 | 0 | 0 | 0 | 0 | 0 | 0 | 0 | 0 | 0 | 0 | 0 | 0 | 0 | 0 | 0 | 0 | 0 | 0 | 0 | 0 | 0 | 0 | 0 | 0 | 0 | 0 | 0
F1_Commercial_Warehouse_Existing_Space Heating_Natural Gas_Furnace_E7 | F1 | Commercial | Warehouse | Existing | Space Heating | Natural Gas | Furnace | E7 | Participant - Cost of Equipment | 0 | 0 | 0 | 0 | 0 | 0 | 0 | 0 | 0 | 0 | 0 | 0 | 0 | 0 | 0 | 0 | 0 | 0 | 0 | 0 | 0 | 0 | 0 | 0 | 0 | 0 | 0 | 0 | 0 | 0
F1_Commercial_Warehouse_Existing_Space Heating_Natural Gas_Furnace_E8 | F1 | Commercial | Warehouse | Existing | Space Heating | Natural Gas | Furnace | E8 | Participant - Cost of Equipment | 0 | 0 | 0 | 0 | 0 | 0 | 0 | 0 | 0 | 0 | 0 | 0 | 0 | 0 | 0 | 0 | 0 | 0 | 0 | 0 | 0 | 0 | 0 | 0 | 0 | 0 | 0 | 0 | 0 | 0
F1_Commercial_Warehouse_Existing_Space Heating_Natural Gas_Furnace_E9 | F1 | Commercial | Warehouse | Existing | Space Heating | Natural Gas | Furnace | E9 | Participant - Cost of Equipment | 0 | 0 | 0 | 0 | 0 | 0 | 0 | 0 | 0 | 0 | 0 | 0 | 0 | 0 | 0 | 0 | 0 | 0 | 0 | 0 | 0 | 0 | 0 | 0 | 0 | 0 | 0 | 0 | 0 | 0
F1_Commercial_Warehouse_Existing_Space Heating_Natural Gas_Furnace_E10 | F1 | Commercial | Warehouse | Existing | Space Heating | Natural Gas | Furnace | E10 | Participant - Cost of Equipment | 0 | 0 | 0 | 0 | 0 | 0 | 0 | 0 | 0 | 0 | 0 | 0 | 0 | 0 | 0 | 0 | 0 | 0 | 0 | 0 | 0 | 0 | 0 | 0 | 0 | 0 | 0 | 0 | 0 | 0
F2_Commercial_Warehouse_Existing_Space Heating_Natural Gas_Furnace_E1 | F2 | Commercial | Warehouse | Existing | Space Heating | Natural Gas | Furnace | E1 | Participant - Cost of Operation | 0.16516 | 0.16713 | 0.16925 | 0.17201 | 0.17529 | 0.17894 | 0.18237 | 0.18555 | 0.18867 | 0.19181 | 0.19508 | 0.19842 | 0.20178 | 0.20528 | 0.20873 | 0.21227 | 0.21596 | 0.2197 | 0.22349 | 0.22733 | 0.23118 | 0.23501 | 0 | 0 | 0 | 0 | 0 | 0 | 0 | 0
F2_Commercial_Warehouse_Existing_Space Heating_Natural Gas_Furnace_E2 | F2 | Commercial | Warehouse | Existing | Space Heating | Natural Gas | Furnace | E2 | Participant - Cost of Operation | 0.14682 | 0.14856 | 0.15045 | 0.15291 | 0.15582 | 0.15906 | 0.16212 | 0.16494 | 0.16771 | 0.17051 | 0.17341 | 0.17638 | 0.17936 | 0.18247 | 0.18555 | 0.18869 | 0.19197 | 0.19529 | 0.19867 | 0.20208 | 0.2055 | 0.2089 | 0 | 0 | 0 | 0 | 0 | 0 | 0 | 0
F2_Commercial_Warehouse_Existing_Space Heating_Natural Gas_Furnace_E3 | F2 | Commercial | Warehouse | Existing | Space Heating | Natural Gas | Furnace | E3 | Participant - Cost of Operation | 0.13909 | 0.14074 | 0.14253 | 0.14485 | 0.14761 | 0.15069 | 0.15358 | 0.15625 | 0.15888 | 0.16153 | 0.16428 | 0.16709 | 0.16992 | 0.17286 | 0.17577 | 0.17875 | 0.18186 | 0.18501 | 0.1882 | 0.19144 | 0.19467 | 0.1979 | 0 | 0 | 0 | 0 | 0 | 0 | 0 | 0
F2_Commercial_Warehouse_Existing_Space Heating_Natural Gas_Furnace_E4 | F2 | Commercial | Warehouse | Existing | Space Heating | Natural Gas | Furnace | E4 | Participant - Cost of Operation | 0 | 0 | 0 | 0 | 0 | 0 | 0 | 0 | 0 | 0 | 0 | 0 | 0 | 0 | 0 | 0 | 0 | 0 | 0 | 0 | 0 | 0 | 0 | 0 | 0 | 0 | 0 | 0 | 0 | 0
F2_Commercial_Warehouse_Existing_Space Heating_Natural Gas_Furnace_E5 | F2 | Commercial | Warehouse | Existing | Space Heating | Natural Gas | Furnace | E5 | Participant - Cost of Operation | 0 | 0 | 0 | 0 | 0 | 0 | 0 | 0 | 0 | 0 | 0 | 0 | 0 | 0 | 0 | 0 | 0 | 0 | 0 | 0 | 0 | 0 | 0 | 0 | 0 | 0 | 0 | 0 | 0 | 0
F2_Commercial_Warehouse_Existing_Space Heating_Natural Gas_Furnace_E6 | F2 | Commercial | Warehouse | Existing | Space Heating | Natural Gas | Furnace | E6 | Participant - Cost of Operation | 0 | 0 | 0 | 0 | 0 | 0 | 0 | 0 | 0 | 0 | 0 | 0 | 0 | 0 | 0 | 0 | 0 | 0 | 0 | 0 | 0 | 0 | 0 | 0 | 0 | 0 | 0 | 0 | 0 | 0
F2_Commercial_Warehouse_Existing_Space Heating_Natural Gas_Furnace_E7 | F2 | Commercial | Warehouse | Existing | Space Heating | Natural Gas | Furnace | E7 | Participant - Cost of Operation | 0 | 0 | 0 | 0 | 0 | 0 | 0 | 0 | 0 | 0 | 0 | 0 | 0 | 0 | 0 | 0 | 0 | 0 | 0 | 0 | 0 | 0 | 0 | 0 | 0 | 0 | 0 | 0 | 0 | 0
F2_Commercial_Warehouse_Existing_Space Heating_Natural Gas_Furnace_E8 | F2 | Commercial | Warehouse | Existing | Space Heating | Natural Gas | Furnace | E8 | Participant - Cost of Operation | 0 | 0 | 0 | 0 | 0 | 0 | 0 | 0 | 0 | 0 | 0 | 0 | 0 | 0 | 0 | 0 | 0 | 0 | 0 | 0 | 0 | 0 | 0 | 0 | 0 | 0 | 0 | 0 | 0 | 0
F2_Commercial_Warehouse_Existing_Space Heating_Natural Gas_Furnace_E9 | F2 | Commercial | Warehouse | Existing | Space Heating | Natural Gas | Furnace | E9 | Participant - Cost of Operation | 0 | 0 | 0 | 0 | 0 | 0 | 0 | 0 | 0 | 0 | 0 | 0 | 0 | 0 | 0 | 0 | 0 | 0 | 0 | 0 | 0 | 0 | 0 | 0 | 0 | 0 | 0 | 0 | 0 | 0
F2_Commercial_Warehouse_Existing_Space Heating_Natural Gas_Furnace_E10 | F2 | Commercial | Warehouse | Existing | Space Heating | Natural Gas | Furnace | E10 | Participant - Cost of Operation | 0 | 0 | 0 | 0 | 0 | 0 | 0 | 0 | 0 | 0 | 0 | 0 | 0 | 0 | 0 | 0 | 0 | 0 | 0 | 0 | 0 | 0 | 0 | 0 | 0 | 0 | 0 | 0 | 0 | 0
F3_Commercial_Warehouse_Existing_Space Heating_Natural Gas_Furnace_E1 | F3 | Commercial | Warehouse | Existing | Space Heating | Natural Gas | Furnace | E1 | System - kBTUs of Conusmption | 14.5759 | 14.5896 | 14.6006 | 14.639 | 14.6656 | 14.6802 | 14.6801 | 14.6782 | 14.6722 | 14.6625 | 14.6469 | 14.6305 | 14.6111 | 14.589 | 14.5618 | 14.5353 | 14.5068 | 14.4763 | 14.4415 | 14.408 | 14.3732 | 14.3375 | 0 | 0 | 0 | 0 | 0 | 0 | 0 | 0
F3_Commercial_Warehouse_Existing_Space Heating_Natural Gas_Furnace_E2 | F3 | Commercial | Warehouse | Existing | Space Heating | Natural Gas | Furnace | E2 | System - kBTUs of Conusmption | 12.9568 | 12.969 | 12.9788 | 13.0129 | 13.0365 | 13.0496 | 13.0494 | 13.0477 | 13.0425 | 13.0338 | 13.02 | 13.0054 | 12.9881 | 12.9685 | 12.9443 | 12.9207 | 12.8954 | 12.8683 | 12.8374 | 12.8076 | 12.7767 | 12.7449 | 0 | 0 | 0 | 0 | 0 | 0 | 0 | 0
F3_Commercial_Warehouse_Existing_Space Heating_Natural Gas_Furnace_E3 | F3 | Commercial | Warehouse | Existing | Space Heating | Natural Gas | Furnace | E3 | System - kBTUs of Conusmption | 12.2744 | 12.286 | 12.2952 | 12.3276 | 12.35 | 12.3623 | 12.3621 | 12.3606 | 12.3556 | 12.3474 | 12.3343 | 12.3204 | 12.3041 | 12.2855 | 12.2626 | 12.2403 | 12.2163 | 12.1906 | 12.1613 | 12.1331 | 12.1038 | 12.0737 | 0 | 0 | 0 | 0 | 0 | 0 | 0 | 0
F3_Commercial_Warehouse_Existing_Space Heating_Natural Gas_Furnace_E4 | F3 | Commercial | Warehouse | Existing | Space Heating | Natural Gas | Furnace | E4 | System - kBTUs of Conusmption | 0 | 0 | 0 | 0 | 0 | 0 | 0 | 0 | 0 | 0 | 0 | 0 | 0 | 0 | 0 | 0 | 0 | 0 | 0 | 0 | 0 | 0 | 0 | 0 | 0 | 0 | 0 | 0 | 0 | 0
F3_Commercial_Warehouse_Existing_Space Heating_Natural Gas_Furnace_E5 | F3 | Commercial | Warehouse | Existing | Space Heating | Natural Gas | Furnace | E5 | System - kBTUs of Conusmption | 0 | 0 | 0 | 0 | 0 | 0 | 0 | 0 | 0 | 0 | 0 | 0 | 0 | 0 | 0 | 0 | 0 | 0 | 0 | 0 | 0 | 0 | 0 | 0 | 0 | 0 | 0 | 0 | 0 | 0
F3_Commercial_Warehouse_Existing_Space Heating_Natural Gas_Furnace_E6 | F3 | Commercial | Warehouse | Existing | Space Heating | Natural Gas | Furnace | E6 | System - kBTUs of Conusmption | 0 | 0 | 0 | 0 | 0 | 0 | 0 | 0 | 0 | 0 | 0 | 0 | 0 | 0 | 0 | 0 | 0 | 0 | 0 | 0 | 0 | 0 | 0 | 0 | 0 | 0 | 0 | 0 | 0 | 0
F3_Commercial_Warehouse_Existing_Space Heating_Natural Gas_Furnace_E7 | F3 | Commercial | Warehouse | Existing | Space Heating | Natural Gas | Furnace | E7 | System - kBTUs of Conusmption | 0 | 0 | 0 | 0 | 0 | 0 | 0 | 0 | 0 | 0 | 0 | 0 | 0 | 0 | 0 | 0 | 0 | 0 | 0 | 0 | 0 | 0 | 0 | 0 | 0 | 0 | 0 | 0 | 0 | 0
F3_Commercial_Warehouse_Existing_Space Heating_Natural Gas_Furnace_E8 | F3 | Commercial | Warehouse | Existing | Space Heating | Natural Gas | Furnace | E8 | System - kBTUs of Conusmption | 0 | 0 | 0 | 0 | 0 | 0 | 0 | 0 | 0 | 0 | 0 | 0 | 0 | 0 | 0 | 0 | 0 | 0 | 0 | 0 | 0 | 0 | 0 | 0 | 0 | 0 | 0 | 0 | 0 | 0
F3_Commercial_Warehouse_Existing_Space Heating_Natural Gas_Furnace_E9 | F3 | Commercial | Warehouse | Existing | Space Heating | Natural Gas | Furnace | E9 | System - kBTUs of Conusmption | 0 | 0 | 0 | 0 | 0 | 0 | 0 | 0 | 0 | 0 | 0 | 0 | 0 | 0 | 0 | 0 | 0 | 0 | 0 | 0 | 0 | 0 | 0 | 0 | 0 | 0 | 0 | 0 | 0 | 0
F3_Commercial_Warehouse_Existing_Space Heating_Natural Gas_Furnace_E10 | F3 | Commercial | Warehouse | Existing | Space Heating | Natural Gas | Furnace | E10 | System - kBTUs of Conusmption | 0 | 0 | 0 | 0 | 0 | 0 | 0 | 0 | 0 | 0 | 0 | 0 | 0 | 0 | 0 | 0 | 0 | 0 | 0 | 0 | 0 | 0 | 0 | 0 | 0 | 0 | 0 | 0 | 0 | 0
F4_Commercial_Warehouse_Existing_Space Heating_Natural Gas_Furnace_E1 | F4 | Commercial | Warehouse | Existing | Space Heating | Natural Gas | Furnace | E1 | Utility - Cost of Equipment | 0.018928 | 0.018928 | 0.018928 | 0.018928 | 0.018928 | 0.018928 | 0.018928 | 0.018928 | 0.018928 | 0.018928 | 0.018928 | 0.018928 | 0.018928 | 0.018928 | 0.018928 | 0.018928 | 0.018928 | 0.018928 | 0.018928 | 0.018928 | 0.018928 | 0.018928 | 0 | 0 | 0 | 0 | 0 | 0 | 0 | 0
F4_Commercial_Warehouse_Existing_Space Heating_Natural Gas_Furnace_E2 | F4 | Commercial | Warehouse | Existing | Space Heating | Natural Gas | Furnace | E2 | Utility - Cost of Equipment | 0.022714 | 0.022714 | 0.022714 | 0.022714 | 0.022714 | 0.022714 | 0.022714 | 0.022714 | 0.022714 | 0.022714 | 0.022714 | 0.022714 | 0.022714 | 0.022714 | 0.022714 | 0.022714 | 0.022714 | 0.022714 | 0.022714 | 0.022714 | 0.022714 | 0.022714 | 0 | 0 | 0 | 0 | 0 | 0 | 0 | 0
F4_Commercial_Warehouse_Existing_Space Heating_Natural Gas_Furnace_E3 | F4 | Commercial | Warehouse | Existing | Space Heating | Natural Gas | Furnace | E3 | Utility - Cost of Equipment | 0.0265 | 0.0265 | 0.0265 | 0.0265 | 0.0265 | 0.0265 | 0.0265 | 0.0265 | 0.0265 | 0.0265 | 0.0265 | 0.0265 | 0.0265 | 0.0265 | 0.0265 | 0.0265 | 0.0265 | 0.0265 | 0.0265 | 0.0265 | 0.0265 | 0.0265 | 0 | 0 | 0 | 0 | 0 | 0 | 0 | 0
F4_Commercial_Warehouse_Existing_Space Heating_Natural Gas_Furnace_E4 | F4 | Commercial | Warehouse | Existing | Space Heating | Natural Gas | Furnace | E4 | Utility - Cost of Equipment | 0 | 0 | 0 | 0 | 0 | 0 | 0 | 0 | 0 | 0 | 0 | 0 | 0 | 0 | 0 | 0 | 0 | 0 | 0 | 0 | 0 | 0 | 0 | 0 | 0 | 0 | 0 | 0 | 0 | 0
F4_Commercial_Warehouse_Existing_Space Heating_Natural Gas_Furnace_E5 | F4 | Commercial | Warehouse | Existing | Space Heating | Natural Gas | Furnace | E5 | Utility - Cost of Equipment | 0 | 0 | 0 | 0 | 0 | 0 | 0 | 0 | 0 | 0 | 0 | 0 | 0 | 0 | 0 | 0 | 0 | 0 | 0 | 0 | 0 | 0 | 0 | 0 | 0 | 0 | 0 | 0 | 0 | 0
F4_Commercial_Warehouse_Existing_Space Heating_Natural Gas_Furnace_E6 | F4 | Commercial | Warehouse | Existing | Space Heating | Natural Gas | Furnace | E6 | Utility - Cost of Equipment | 0 | 0 | 0 | 0 | 0 | 0 | 0 | 0 | 0 | 0 | 0 | 0 | 0 | 0 | 0 | 0 | 0 | 0 | 0 | 0 | 0 | 0 | 0 | 0 | 0 | 0 | 0 | 0 | 0 | 0
F4_Commercial_Warehouse_Existing_Space Heating_Natural Gas_Furnace_E7 | F4 | Commercial | Warehouse | Existing | Space Heating | Natural Gas | Furnace | E7 | Utility - Cost of Equipment | 0 | 0 | 0 | 0 | 0 | 0 | 0 | 0 | 0 | 0 | 0 | 0 | 0 | 0 | 0 | 0 | 0 | 0 | 0 | 0 | 0 | 0 | 0 | 0 | 0 | 0 | 0 | 0 | 0 | 0
F4_Commercial_Warehouse_Existing_Space Heating_Natural Gas_Furnace_E8 | F4 | Commercial | Warehouse | Existing | Space Heating | Natural Gas | Furnace | E8 | Utility - Cost of Equipment | 0 | 0 | 0 | 0 | 0 | 0 | 0 | 0 | 0 | 0 | 0 | 0 | 0 | 0 | 0 | 0 | 0 | 0 | 0 | 0 | 0 | 0 | 0 | 0 | 0 | 0 | 0 | 0 | 0 | 0
F4_Commercial_Warehouse_Existing_Space Heating_Natural Gas_Furnace_E9 | F4 | Commercial | Warehouse | Existing | Space Heating | Natural Gas | Furnace | E9 | Utility - Cost of Equipment | 0 | 0 | 0 | 0 | 0 | 0 | 0 | 0 | 0 | 0 | 0 | 0 | 0 | 0 | 0 | 0 | 0 | 0 | 0 | 0 | 0 | 0 | 0 | 0 | 0 | 0 | 0 | 0 | 0 | 0
F4_Commercial_Warehouse_Existing_Space Heating_Natural Gas_Furnace_E10 | F4 | Commercial | Warehouse | Existing | Space Heating | Natural Gas | Furnace | E10 | Utility - Cost of Equipment | 0 | 0 | 0 | 0 | 0 | 0 | 0 | 0 | 0 | 0 | 0 | 0 | 0 | 0 | 0 | 0 | 0 | 0 | 0 | 0 | 0 | 0 | 0 | 0 | 0 | 0 | 0 | 0 | 0 | 0
F5_Commercial_Warehouse_Existing_Space Heating_Natural Gas_Furnace_E1 | F5 | Commercial | Warehouse | Existing | Space Heating | Natural Gas | Furnace | E1 | Utility - Cost of Operation | 0.13786 | 0.1395 | 0.14127 | 0.14358 | 0.14631 | 0.14936 | 0.15222 | 0.15488 | 0.15747 | 0.1601 | 0.16283 | 0.16562 | 0.16842 | 0.17134 | 0.17422 | 0.17717 | 0.18026 | 0.18338 | 0.18654 | 0.18975 | 0.19296 | 0.19616 | 0 | 0 | 0 | 0 | 0 | 0 | 0 | 0
F5_Commercial_Warehouse_Existing_Space Heating_Natural Gas_Furnace_E2 | F5 | Commercial | Warehouse | Existing | Space Heating | Natural Gas | Furnace | E2 | Utility - Cost of Operation | 0.12255 | 0.124 | 0.12558 | 0.12763 | 0.13006 | 0.13277 | 0.13532 | 0.13767 | 0.13998 | 0.14232 | 0.14475 | 0.14722 | 0.14971 | 0.15231 | 0.15487 | 0.15749 | 0.16023 | 0.16301 | 0.16582 | 0.16867 | 0.17152 | 0.17437 | 0 | 0 | 0 | 0 | 0 | 0 | 0 | 0
F5_Commercial_Warehouse_Existing_Space Heating_Natural Gas_Furnace_E3 | F5 | Commercial | Warehouse | Existing | Space Heating | Natural Gas | Furnace | E3 | Utility - Cost of Operation | 0.11609 | 0.11747 | 0.11897 | 0.12091 | 0.12321 | 0.12578 | 0.12819 | 0.13042 | 0.13261 | 0.13482 | 0.13712 | 0.13947 | 0.14183 | 0.14429 | 0.14671 | 0.1492 | 0.15179 | 0.15442 | 0.15709 | 0.15979 | 0.16249 | 0.16518 | 0 | 0 | 0 | 0 | 0 | 0 | 0 | 0
F5_Commercial_Warehouse_Existing_Space Heating_Natural Gas_Furnace_E4 | F5 | Commercial | Warehouse | Existing | Space Heating | Natural Gas | Furnace | E4 | Utility - Cost of Operation | 0 | 0 | 0 | 0 | 0 | 0 | 0 | 0 | 0 | 0 | 0 | 0 | 0 | 0 | 0 | 0 | 0 | 0 | 0 | 0 | 0 | 0 | 0 | 0 | 0 | 0 | 0 | 0 | 0 | 0
F5_Commercial_Warehouse_Existing_Space Heating_Natural Gas_Furnace_E5 | F5 | Commercial | Warehouse | Existing | Space Heating | Natural Gas | Furnace | E5 | Utility - Cost of Operation | 0 | 0 | 0 | 0 | 0 | 0 | 0 | 0 | 0 | 0 | 0 | 0 | 0 | 0 | 0 | 0 | 0 | 0 | 0 | 0 | 0 | 0 | 0 | 0 | 0 | 0 | 0 | 0 | 0 | 0
F5_Commercial_Warehouse_Existing_Space Heating_Natural Gas_Furnace_E6 | F5 | Commercial | Warehouse | Existing | Space Heating | Natural Gas | Furnace | E6 | Utility - Cost of Operation | 0 | 0 | 0 | 0 | 0 | 0 | 0 | 0 | 0 | 0 | 0 | 0 | 0 | 0 | 0 | 0 | 0 | 0 | 0 | 0 | 0 | 0 | 0 | 0 | 0 | 0 | 0 | 0 | 0 | 0
F5_Commercial_Warehouse_Existing_Space Heating_Natural Gas_Furnace_E7 | F5 | Commercial | Warehouse | Existing | Space Heating | Natural Gas | Furnace | E7 | Utility - Cost of Operation | 0 | 0 | 0 | 0 | 0 | 0 | 0 | 0 | 0 | 0 | 0 | 0 | 0 | 0 | 0 | 0 | 0 | 0 | 0 | 0 | 0 | 0 | 0 | 0 | 0 | 0 | 0 | 0 | 0 | 0
F5_Commercial_Warehouse_Existing_Space Heating_Natural Gas_Furnace_E8 | F5 | Commercial | Warehouse | Existing | Space Heating | Natural Gas | Furnace | E8 | Utility - Cost of Operation | 0 | 0 | 0 | 0 | 0 | 0 | 0 | 0 | 0 | 0 | 0 | 0 | 0 | 0 | 0 | 0 | 0 | 0 | 0 | 0 | 0 | 0 | 0 | 0 | 0 | 0 | 0 | 0 | 0 | 0
F5_Commercial_Warehouse_Existing_Space Heating_Natural Gas_Furnace_E9 | F5 | Commercial | Warehouse | Existing | Space Heating | Natural Gas | Furnace | E9 | Utility - Cost of Operation | 0 | 0 | 0 | 0 | 0 | 0 | 0 | 0 | 0 | 0 | 0 | 0 | 0 | 0 | 0 | 0 | 0 | 0 | 0 | 0 | 0 | 0 | 0 | 0 | 0 | 0 | 0 | 0 | 0 | 0
F5_Commercial_Warehouse_Existing_Space Heating_Natural Gas_Furnace_E10 | F5 | Commercial | Warehouse | Existing | Space Heating | Natural Gas | Furnace | E10 | Utility - Cost of Operation | 0 | 0 | 0 | 0 | 0 | 0 | 0 | 0 | 0 | 0 | 0 | 0 | 0 | 0 | 0 | 0 | 0 | 0 | 0 | 0 | 0 | 0 | 0 | 0 | 0 | 0 | 0 | 0 | 0 | 0
F6_Commercial_Warehouse_Existing_Space Heating_Natural Gas_Furnace_E1 | F6 | Commercial | Warehouse | Existing | Space Heating | Natural Gas | Furnace | E1 | Utility - Value of Sales | 0.16516 | 0.16713 | 0.16925 | 0.17201 | 0.17529 | 0.17894 | 0.18237 | 0.18555 | 0.18867 | 0.19181 | 0.19508 | 0.19842 | 0.20178 | 0.20528 | 0.20873 | 0.21227 | 0.21596 | 0.2197 | 0.22349 | 0.22733 | 0.23118 | 0.23501 | 0 | 0 | 0 | 0 | 0 | 0 | 0 | 0
F6_Commercial_Warehouse_Existing_Space Heating_Natural Gas_Furnace_E2 | F6 | Commercial | Warehouse | Existing | Space Heating | Natural Gas | Furnace | E2 | Utility - Value of Sales | 0.14682 | 0.14856 | 0.15045 | 0.15291 | 0.15582 | 0.15906 | 0.16212 | 0.16494 | 0.16771 | 0.17051 | 0.17341 | 0.17638 | 0.17936 | 0.18247 | 0.18555 | 0.18869 | 0.19197 | 0.19529 | 0.19867 | 0.20208 | 0.2055 | 0.2089 | 0 | 0 | 0 | 0 | 0 | 0 | 0 | 0
F6_Commercial_Warehouse_Existing_Space Heating_Natural Gas_Furnace_E3 | F6 | Commercial | Warehouse | Existing | Space Heating | Natural Gas | Furnace | E3 | Utility - Value of Sales | 0.13909 | 0.14074 | 0.14253 | 0.14485 | 0.14761 | 0.15069 | 0.15358 | 0.15625 | 0.15888 | 0.16153 | 0.16428 | 0.16709 | 0.16992 | 0.17286 | 0.17577 | 0.17875 | 0.18186 | 0.18501 | 0.1882 | 0.19144 | 0.19467 | 0.1979 | 0 | 0 | 0 | 0 | 0 | 0 | 0 | 0
F6_Commercial_Warehouse_Existing_Space Heating_Natural Gas_Furnace_E4 | F6 | Commercial | Warehouse | Existing | Space Heating | Natural Gas | Furnace | E4 | Utility - Value of Sales | 0 | 0 | 0 | 0 | 0 | 0 | 0 | 0 | 0 | 0 | 0 | 0 | 0 | 0 | 0 | 0 | 0 | 0 | 0 | 0 | 0 | 0 | 0 | 0 | 0 | 0 | 0 | 0 | 0 | 0
F6_Commercial_Warehouse_Existing_Space Heating_Natural Gas_Furnace_E5 | F6 | Commercial | Warehouse | Existing | Space Heating | Natural Gas | Furnace | E5 | Utility - Value of Sales | 0 | 0 | 0 | 0 | 0 | 0 | 0 | 0 | 0 | 0 | 0 | 0 | 0 | 0 | 0 | 0 | 0 | 0 | 0 | 0 | 0 | 0 | 0 | 0 | 0 | 0 | 0 | 0 | 0 | 0
F6_Commercial_Warehouse_Existing_Space Heating_Natural Gas_Furnace_E6 | F6 | Commercial | Warehouse | Existing | Space Heating | Natural Gas | Furnace | E6 | Utility - Value of Sales | 0 | 0 | 0 | 0 | 0 | 0 | 0 | 0 | 0 | 0 | 0 | 0 | 0 | 0 | 0 | 0 | 0 | 0 | 0 | 0 | 0 | 0 | 0 | 0 | 0 | 0 | 0 | 0 | 0 | 0
F6_Commercial_Warehouse_Existing_Space Heating_Natural Gas_Furnace_E7 | F6 | Commercial | Warehouse | Existing | Space Heating | Natural Gas | Furnace | E7 | Utility - Value of Sales | 0 | 0 | 0 | 0 | 0 | 0 | 0 | 0 | 0 | 0 | 0 | 0 | 0 | 0 | 0 | 0 | 0 | 0 | 0 | 0 | 0 | 0 | 0 | 0 | 0 | 0 | 0 | 0 | 0 | 0
F6_Commercial_Warehouse_Existing_Space Heating_Natural Gas_Furnace_E8 | F6 | Commercial | Warehouse | Existing | Space Heating | Natural Gas | Furnace | E8 | Utility - Value of Sales | 0 | 0 | 0 | 0 | 0 | 0 | 0 | 0 | 0 | 0 | 0 | 0 | 0 | 0 | 0 | 0 | 0 | 0 | 0 | 0 | 0 | 0 | 0 | 0 | 0 | 0 | 0 | 0 | 0 | 0
F6_Commercial_Warehouse_Existing_Space Heating_Natural Gas_Furnace_E9 | F6 | Commercial | Warehouse | Existing | Space Heating | Natural Gas | Furnace | E9 | Utility - Value of Sales | 0 | 0 | 0 | 0 | 0 | 0 | 0 | 0 | 0 | 0 | 0 | 0 | 0 | 0 | 0 | 0 | 0 | 0 | 0 | 0 | 0 | 0 | 0 | 0 | 0 | 0 | 0 | 0 | 0 | 0
F6_Commercial_Warehouse_Existing_Space Heating_Natural Gas_Furnace_E10 | F6 | Commercial | Warehouse | Existing | Space Heating | Natural Gas | Furnace | E10 | Utility - Value of Sales | 0 | 0 | 0 | 0 | 0 | 0 | 0 | 0 | 0 | 0 | 0 | 0 | 0 | 0 | 0 | 0 | 0 | 0 | 0 | 0 | 0 | 0 | 0 | 0 | 0 | 0 | 0 | 0 | 0 | 0
F1_Commercial_Warehouse_Existing_Space Heating_Natural Gas_Boiler_E1 | F1 | Commercial | Warehouse | Existing | Space Heating | Natural Gas | Boiler | E1 | Participant - Cost of Equipment | 0.074533 | 0.074533 | 0.074533 | 0.074533 | 0.074533 | 0.074533 | 0.074533 | 0.074533 | 0.074533 | 0.074533 | 0.074533 | 0.074533 | 0.074533 | 0.074533 | 0.074533 | 0.074533 | 0.074533 | 0.074533 | 0.074533 | 0.074533 | 0.074533 | 0.074533 | 0 | 0 | 0 | 0 | 0 | 0 | 0 | 0
F1_Commercial_Warehouse_Existing_Space Heating_Natural Gas_Boiler_E2 | F1 | Commercial | Warehouse | Existing | Space Heating | Natural Gas | Boiler | E2 | Participant - Cost of Equipment | 0.083278 | 0.083278 | 0.083278 | 0.083278 | 0.083278 | 0.083278 | 0.083278 | 0.083278 | 0.083278 | 0.083278 | 0.083278 | 0.083278 | 0.083278 | 0.083278 | 0.083278 | 0.083278 | 0.083278 | 0.083278 | 0.083278 | 0.083278 | 0.083278 | 0.083278 | 0 | 0 | 0 | 0 | 0 | 0 | 0 | 0
F1_Commercial_Warehouse_Existing_Space Heating_Natural Gas_Boiler_E3 | F1 | Commercial | Warehouse | Existing | Space Heating | Natural Gas | Boiler | E3 | Participant - Cost of Equipment | 0.10084 | 0.10084 | 0.10084 | 0.10084 | 0.10084 | 0.10084 | 0.10084 | 0.10084 | 0.10084 | 0.10084 | 0.10084 | 0.10084 | 0.10084 | 0.10084 | 0.10084 | 0.10084 | 0.10084 | 0.10084 | 0.10084 | 0.10084 | 0.10084 | 0.10084 | 0 | 0 | 0 | 0 | 0 | 0 | 0 | 0
F1_Commercial_Warehouse_Existing_Space Heating_Natural Gas_Boiler_E4 | F1 | Commercial | Warehouse | Existing | Space Heating | Natural Gas | Boiler | E4 | Participant - Cost of Equipment | 0.5148 | 0.5148 | 0.5148 | 0.5148 | 0.5148 | 0.5148 | 0.5148 | 0.5148 | 0.5148 | 0.5148 | 0.5148 | 0.5148 | 0.5148 | 0.5148 | 0.5148 | 0.5148 | 0.5148 | 0.5148 | 0.5148 | 0.5148 | 0.5148 | 0.5148 | 0 | 0 | 0 | 0 | 0 | 0 | 0 | 0
F1_Commercial_Warehouse_Existing_Space Heating_Natural Gas_Boiler_E5 | F1 | Commercial | Warehouse | Existing | Space Heating | Natural Gas | Boiler | E5 | Participant - Cost of Equipment | 0 | 0 | 0 | 0 | 0 | 0 | 0 | 0 | 0 | 0 | 0 | 0 | 0 | 0 | 0 | 0 | 0 | 0 | 0 | 0 | 0 | 0 | 0 | 0 | 0 | 0 | 0 | 0 | 0 | 0
F1_Commercial_Warehouse_Existing_Space Heating_Natural Gas_Boiler_E6 | F1 | Commercial | Warehouse | Existing | Space Heating | Natural Gas | Boiler | E6 | Participant - Cost of Equipment | 0 | 0 | 0 | 0 | 0 | 0 | 0 | 0 | 0 | 0 | 0 | 0 | 0 | 0 | 0 | 0 | 0 | 0 | 0 | 0 | 0 | 0 | 0 | 0 | 0 | 0 | 0 | 0 | 0 | 0
F1_Commercial_Warehouse_Existing_Space Heating_Natural Gas_Boiler_E7 | F1 | Commercial | Warehouse | Existing | Space Heating | Natural Gas | Boiler | E7 | Participant - Cost of Equipment | 0 | 0 | 0 | 0 | 0 | 0 | 0 | 0 | 0 | 0 | 0 | 0 | 0 | 0 | 0 | 0 | 0 | 0 | 0 | 0 | 0 | 0 | 0 | 0 | 0 | 0 | 0 | 0 | 0 | 0
F1_Commercial_Warehouse_Existing_Space Heating_Natural Gas_Boiler_E8 | F1 | Commercial | Warehouse | Existing | Space Heating | Natural Gas | Boiler | E8 | Participant - Cost of Equipment | 0 | 0 | 0 | 0 | 0 | 0 | 0 | 0 | 0 | 0 | 0 | 0 | 0 | 0 | 0 | 0 | 0 | 0 | 0 | 0 | 0 | 0 | 0 | 0 | 0 | 0 | 0 | 0 | 0 | 0
F1_Commercial_Warehouse_Existing_Space Heating_Natural Gas_Boiler_E9 | F1 | Commercial | Warehouse | Existing | Space Heating | Natural Gas | Boiler | E9 | Participant - Cost of Equipment | 0 | 0 | 0 | 0 | 0 | 0 | 0 | 0 | 0 | 0 | 0 | 0 | 0 | 0 | 0 | 0 | 0 | 0 | 0 | 0 | 0 | 0 | 0 | 0 | 0 | 0 | 0 | 0 | 0 | 0
F1_Commercial_Warehouse_Existing_Space Heating_Natural Gas_Boiler_E10 | F1 | Commercial | Warehouse | Existing | Space Heating | Natural Gas | Boiler | E10 | Participant - Cost of Equipment | 0 | 0 | 0 | 0 | 0 | 0 | 0 | 0 | 0 | 0 | 0 | 0 | 0 | 0 | 0 | 0 | 0 | 0 | 0 | 0 | 0 | 0 | 0 | 0 | 0 | 0 | 0 | 0 | 0 | 0
F2_Commercial_Warehouse_Existing_Space Heating_Natural Gas_Boiler_E1 | F2 | Commercial | Warehouse | Existing | Space Heating | Natural Gas | Boiler | E1 | Participant - Cost of Operation | 0.24073 | 0.24363 | 0.24673 | 0.25069 | 0.25539 | 0.26066 | 0.26567 | 0.27034 | 0.27494 | 0.27959 | 0.28441 | 0.28933 | 0.29428 | 0.29944 | 0.30454 | 0.30976 | 0.3152 | 0.32072 | 0.32632 | 0.33197 | 0.33761 | 0.34322 | 0 | 0 | 0 | 0 | 0 | 0 | 0 | 0
F2_Commercial_Warehouse_Existing_Space Heating_Natural Gas_Boiler_E2 | F2 | Commercial | Warehouse | Existing | Space Heating | Natural Gas | Boiler | E2 | Participant - Cost of Operation | 0.22657 | 0.2293 | 0.23222 | 0.23594 | 0.24037 | 0.24532 | 0.25004 | 0.25444 | 0.25877 | 0.26314 | 0.26768 | 0.27231 | 0.27697 | 0.28182 | 0.28663 | 0.29154 | 0.29666 | 0.30186 | 0.30712 | 0.31244 | 0.31775 | 0.32303 | 0 | 0 | 0 | 0 | 0 | 0 | 0 | 0
F2_Commercial_Warehouse_Existing_Space Heating_Natural Gas_Boiler_E3 | F2 | Commercial | Warehouse | Existing | Space Heating | Natural Gas | Boiler | E3 | Participant - Cost of Operation | 0.19854 | 0.20093 | 0.20349 | 0.20676 | 0.21063 | 0.21497 | 0.21911 | 0.22296 | 0.22675 | 0.23059 | 0.23456 | 0.23862 | 0.24271 | 0.24696 | 0.25117 | 0.25547 | 0.25996 | 0.26451 | 0.26913 | 0.27379 | 0.27844 | 0.28307 | 0 | 0 | 0 | 0 | 0 | 0 | 0 | 0
F2_Commercial_Warehouse_Existing_Space Heating_Natural Gas_Boiler_E4 | F2 | Commercial | Warehouse | Existing | Space Heating | Natural Gas | Boiler | E4 | Participant - Cost of Operation | 0.12784 | 0.12916 | 0.13068 | 0.13289 | 0.13567 | 0.13884 | 0.14175 | 0.14433 | 0.14678 | 0.14922 | 0.15173 | 0.15424 | 0.15669 | 0.15923 | 0.16169 | 0.16421 | 0.16687 | 0.16957 | 0.17229 | 0.17503 | 0.17776 | 0.18047 | 0 | 0 | 0 | 0 | 0 | 0 | 0 | 0
F2_Commercial_Warehouse_Existing_Space Heating_Natural Gas_Boiler_E5 | F2 | Commercial | Warehouse | Existing | Space Heating | Natural Gas | Boiler | E5 | Participant - Cost of Operation | 0 | 0 | 0 | 0 | 0 | 0 | 0 | 0 | 0 | 0 | 0 | 0 | 0 | 0 | 0 | 0 | 0 | 0 | 0 | 0 | 0 | 0 | 0 | 0 | 0 | 0 | 0 | 0 | 0 | 0
F2_Commercial_Warehouse_Existing_Space Heating_Natural Gas_Boiler_E6 | F2 | Commercial | Warehouse | Existing | Space Heating | Natural Gas | Boiler | E6 | Participant - Cost of Operation | 0 | 0 | 0 | 0 | 0 | 0 | 0 | 0 | 0 | 0 | 0 | 0 | 0 | 0 | 0 | 0 | 0 | 0 | 0 | 0 | 0 | 0 | 0 | 0 | 0 | 0 | 0 | 0 | 0 | 0
F2_Commercial_Warehouse_Existing_Space Heating_Natural Gas_Boiler_E7 | F2 | Commercial | Warehouse | Existing | Space Heating | Natural Gas | Boiler | E7 | Participant - Cost of Operation | 0 | 0 | 0 | 0 | 0 | 0 | 0 | 0 | 0 | 0 | 0 | 0 | 0 | 0 | 0 | 0 | 0 | 0 | 0 | 0 | 0 | 0 | 0 | 0 | 0 | 0 | 0 | 0 | 0 | 0
F2_Commercial_Warehouse_Existing_Space Heating_Natural Gas_Boiler_E8 | F2 | Commercial | Warehouse | Existing | Space Heating | Natural Gas | Boiler | E8 | Participant - Cost of Operation | 0 | 0 | 0 | 0 | 0 | 0 | 0 | 0 | 0 | 0 | 0 | 0 | 0 | 0 | 0 | 0 | 0 | 0 | 0 | 0 | 0 | 0 | 0 | 0 | 0 | 0 | 0 | 0 | 0 | 0
F2_Commercial_Warehouse_Existing_Space Heating_Natural Gas_Boiler_E9 | F2 | Commercial | Warehouse | Existing | Space Heating | Natural Gas | Boiler | E9 | Participant - Cost of Operation | 0 | 0 | 0 | 0 | 0 | 0 | 0 | 0 | 0 | 0 | 0 | 0 | 0 | 0 | 0 | 0 | 0 | 0 | 0 | 0 | 0 | 0 | 0 | 0 | 0 | 0 | 0 | 0 | 0 | 0
F2_Commercial_Warehouse_Existing_Space Heating_Natural Gas_Boiler_E10 | F2 | Commercial | Warehouse | Existing | Space Heating | Natural Gas | Boiler | E10 | Participant - Cost of Operation | 0 | 0 | 0 | 0 | 0 | 0 | 0 | 0 | 0 | 0 | 0 | 0 | 0 | 0 | 0 | 0 | 0 | 0 | 0 | 0 | 0 | 0 | 0 | 0 | 0 | 0 | 0 | 0 | 0 | 0
F3_Commercial_Warehouse_Existing_Space Heating_Natural Gas_Boiler_E1 | F3 | Commercial | Warehouse | Existing | Space Heating | Natural Gas | Boiler | E1 | System - kBTUs of Conusmption | 20.9431 | 20.9521 | 20.9569 | 20.9964 | 21.0239 | 21.0393 | 21.039 | 21.0365 | 21.0287 | 21.0158 | 20.9953 | 20.9735 | 20.9479 | 20.9187 | 20.8828 | 20.8478 | 20.8101 | 20.7699 | 20.7239 | 20.6796 | 20.6336 | 20.5864 | 0 | 0 | 0 | 0 | 0 | 0 | 0 | 0
F3_Commercial_Warehouse_Existing_Space Heating_Natural Gas_Boiler_E2 | F3 | Commercial | Warehouse | Existing | Space Heating | Natural Gas | Boiler | E2 | System - kBTUs of Conusmption | 19.7112 | 19.7197 | 19.7241 | 19.7613 | 19.7872 | 19.8017 | 19.8014 | 19.7991 | 19.7917 | 19.7796 | 19.7602 | 19.7398 | 19.7156 | 19.6882 | 19.6544 | 19.6214 | 19.586 | 19.5481 | 19.5048 | 19.4631 | 19.4199 | 19.3754 | 0 | 0 | 0 | 0 | 0 | 0 | 0 | 0
F3_Commercial_Warehouse_Existing_Space Heating_Natural Gas_Boiler_E3 | F3 | Commercial | Warehouse | Existing | Space Heating | Natural Gas | Boiler | E3 | System - kBTUs of Conusmption | 17.2727 | 17.2801 | 17.284 | 17.3166 | 17.3393 | 17.352 | 17.3518 | 17.3497 | 17.3432 | 17.3326 | 17.3157 | 17.2977 | 17.2766 | 17.2525 | 17.2229 | 17.194 | 17.163 | 17.1298 | 17.0919 | 17.0553 | 17.0174 | 16.9785 | 0 | 0 | 0 | 0 | 0 | 0 | 0 | 0
F3_Commercial_Warehouse_Existing_Space Heating_Natural Gas_Boiler_E4 | F3 | Commercial | Warehouse | Existing | Space Heating | Natural Gas | Boiler | E4 | System - kBTUs of Conusmption | 11.8501 | 11.8855 | 11.9235 | 11.997 | 12.0565 | 12.1013 | 12.1282 | 12.1497 | 12.1626 | 12.1668 | 12.1598 | 12.1477 | 12.1278 | 12.1 | 12.0658 | 12.0324 | 11.9966 | 11.9582 | 11.9144 | 11.8723 | 11.8285 | 11.7835 | 0 | 0 | 0 | 0 | 0 | 0 | 0 | 0
F3_Commercial_Warehouse_Existing_Space Heating_Natural Gas_Boiler_E5 | F3 | Commercial | Warehouse | Existing | Space Heating | Natural Gas | Boiler | E5 | System - kBTUs of Conusmption | 0 | 0 | 0 | 0 | 0 | 0 | 0 | 0 | 0 | 0 | 0 | 0 | 0 | 0 | 0 | 0 | 0 | 0 | 0 | 0 | 0 | 0 | 0 | 0 | 0 | 0 | 0 | 0 | 0 | 0
F3_Commercial_Warehouse_Existing_Space Heating_Natural Gas_Boiler_E6 | F3 | Commercial | Warehouse | Existing | Space Heating | Natural Gas | Boiler | E6 | System - kBTUs of Conusmption | 0 | 0 | 0 | 0 | 0 | 0 | 0 | 0 | 0 | 0 | 0 | 0 | 0 | 0 | 0 | 0 | 0 | 0 | 0 | 0 | 0 | 0 | 0 | 0 | 0 | 0 | 0 | 0 | 0 | 0
F3_Commercial_Warehouse_Existing_Space Heating_Natural Gas_Boiler_E7 | F3 | Commercial | Warehouse | Existing | Space Heating | Natural Gas | Boiler | E7 | System - kBTUs of Conusmption | 0 | 0 | 0 | 0 | 0 | 0 | 0 | 0 | 0 | 0 | 0 | 0 | 0 | 0 | 0 | 0 | 0 | 0 | 0 | 0 | 0 | 0 | 0 | 0 | 0 | 0 | 0 | 0 | 0 | 0
F3_Commercial_Warehouse_Existing_Space Heating_Natural Gas_Boiler_E8 | F3 | Commercial | Warehouse | Existing | Space Heating | Natural Gas | Boiler | E8 | System - kBTUs of Conusmption | 0 | 0 | 0 | 0 | 0 | 0 | 0 | 0 | 0 | 0 | 0 | 0 | 0 | 0 | 0 | 0 | 0 | 0 | 0 | 0 | 0 | 0 | 0 | 0 | 0 | 0 | 0 | 0 | 0 | 0
F3_Commercial_Warehouse_Existing_Space Heating_Natural Gas_Boiler_E9 | F3 | Commercial | Warehouse | Existing | Space Heating | Natural Gas | Boiler | E9 | System - kBTUs of Conusmption | 0 | 0 | 0 | 0 | 0 | 0 | 0 | 0 | 0 | 0 | 0 | 0 | 0 | 0 | 0 | 0 | 0 | 0 | 0 | 0 | 0 | 0 | 0 | 0 | 0 | 0 | 0 | 0 | 0 | 0
F3_Commercial_Warehouse_Existing_Space Heating_Natural Gas_Boiler_E10 | F3 | Commercial | Warehouse | Existing | Space Heating | Natural Gas | Boiler | E10 | System - kBTUs of Conusmption | 0 | 0 | 0 | 0 | 0 | 0 | 0 | 0 | 0 | 0 | 0 | 0 | 0 | 0 | 0 | 0 | 0 | 0 | 0 | 0 | 0 | 0 | 0 | 0 | 0 | 0 | 0 | 0 | 0 | 0
F4_Commercial_Warehouse_Existing_Space Heating_Natural Gas_Boiler_E1 | F4 | Commercial | Warehouse | Existing | Space Heating | Natural Gas | Boiler | E1 | Utility - Cost of Equipment | 0.074533 | 0.074533 | 0.074533 | 0.074533 | 0.074533 | 0.074533 | 0.074533 | 0.074533 | 0.074533 | 0.074533 | 0.074533 | 0.074533 | 0.074533 | 0.074533 | 0.074533 | 0.074533 | 0.074533 | 0.074533 | 0.074533 | 0.074533 | 0.074533 | 0.074533 | 0 | 0 | 0 | 0 | 0 | 0 | 0 | 0
F4_Commercial_Warehouse_Existing_Space Heating_Natural Gas_Boiler_E2 | F4 | Commercial | Warehouse | Existing | Space Heating | Natural Gas | Boiler | E2 | Utility - Cost of Equipment | 0.083278 | 0.083278 | 0.083278 | 0.083278 | 0.083278 | 0.083278 | 0.083278 | 0.083278 | 0.083278 | 0.083278 | 0.083278 | 0.083278 | 0.083278 | 0.083278 | 0.083278 | 0.083278 | 0.083278 | 0.083278 | 0.083278 | 0.083278 | 0.083278 | 0.083278 | 0 | 0 | 0 | 0 | 0 | 0 | 0 | 0
F4_Commercial_Warehouse_Existing_Space Heating_Natural Gas_Boiler_E3 | F4 | Commercial | Warehouse | Existing | Space Heating | Natural Gas | Boiler | E3 | Utility - Cost of Equipment | 0.10084 | 0.10084 | 0.10084 | 0.10084 | 0.10084 | 0.10084 | 0.10084 | 0.10084 | 0.10084 | 0.10084 | 0.10084 | 0.10084 | 0.10084 | 0.10084 | 0.10084 | 0.10084 | 0.10084 | 0.10084 | 0.10084 | 0.10084 | 0.10084 | 0.10084 | 0 | 0 | 0 | 0 | 0 | 0 | 0 | 0
F4_Commercial_Warehouse_Existing_Space Heating_Natural Gas_Boiler_E4 | F4 | Commercial | Warehouse | Existing | Space Heating | Natural Gas | Boiler | E4 | Utility - Cost of Equipment | 0.5148 | 0.5148 | 0.5148 | 0.5148 | 0.5148 | 0.5148 | 0.5148 | 0.5148 | 0.5148 | 0.5148 | 0.5148 | 0.5148 | 0.5148 | 0.5148 | 0.5148 | 0.5148 | 0.5148 | 0.5148 | 0.5148 | 0.5148 | 0.5148 | 0.5148 | 0 | 0 | 0 | 0 | 0 | 0 | 0 | 0
F4_Commercial_Warehouse_Existing_Space Heating_Natural Gas_Boiler_E5 | F4 | Commercial | Warehouse | Existing | Space Heating | Natural Gas | Boiler | E5 | Utility - Cost of Equipment | 0 | 0 | 0 | 0 | 0 | 0 | 0 | 0 | 0 | 0 | 0 | 0 | 0 | 0 | 0 | 0 | 0 | 0 | 0 | 0 | 0 | 0 | 0 | 0 | 0 | 0 | 0 | 0 | 0 | 0
F4_Commercial_Warehouse_Existing_Space Heating_Natural Gas_Boiler_E6 | F4 | Commercial | Warehouse | Existing | Space Heating | Natural Gas | Boiler | E6 | Utility - Cost of Equipment | 0 | 0 | 0 | 0 | 0 | 0 | 0 | 0 | 0 | 0 | 0 | 0 | 0 | 0 | 0 | 0 | 0 | 0 | 0 | 0 | 0 | 0 | 0 | 0 | 0 | 0 | 0 | 0 | 0 | 0
F4_Commercial_Warehouse_Existing_Space Heating_Natural Gas_Boiler_E7 | F4 | Commercial | Warehouse | Existing | Space Heating | Natural Gas | Boiler | E7 | Utility - Cost of Equipment | 0 | 0 | 0 | 0 | 0 | 0 | 0 | 0 | 0 | 0 | 0 | 0 | 0 | 0 | 0 | 0 | 0 | 0 | 0 | 0 | 0 | 0 | 0 | 0 | 0 | 0 | 0 | 0 | 0 | 0
F4_Commercial_Warehouse_Existing_Space Heating_Natural Gas_Boiler_E8 | F4 | Commercial | Warehouse | Existing | Space Heating | Natural Gas | Boiler | E8 | Utility - Cost of Equipment | 0 | 0 | 0 | 0 | 0 | 0 | 0 | 0 | 0 | 0 | 0 | 0 | 0 | 0 | 0 | 0 | 0 | 0 | 0 | 0 | 0 | 0 | 0 | 0 | 0 | 0 | 0 | 0 | 0 | 0
F4_Commercial_Warehouse_Existing_Space Heating_Natural Gas_Boiler_E9 | F4 | Commercial | Warehouse | Existing | Space Heating | Natural Gas | Boiler | E9 | Utility - Cost of Equipment | 0 | 0 | 0 | 0 | 0 | 0 | 0 | 0 | 0 | 0 | 0 | 0 | 0 | 0 | 0 | 0 | 0 | 0 | 0 | 0 | 0 | 0 | 0 | 0 | 0 | 0 | 0 | 0 | 0 | 0
F4_Commercial_Warehouse_Existing_Space Heating_Natural Gas_Boiler_E10 | F4 | Commercial | Warehouse | Existing | Space Heating | Natural Gas | Boiler | E10 | Utility - Cost of Equipment | 0 | 0 | 0 | 0 | 0 | 0 | 0 | 0 | 0 | 0 | 0 | 0 | 0 | 0 | 0 | 0 | 0 | 0 | 0 | 0 | 0 | 0 | 0 | 0 | 0 | 0 | 0 | 0 | 0 | 0
F5_Commercial_Warehouse_Existing_Space Heating_Natural Gas_Boiler_E1 | F5 | Commercial | Warehouse | Existing | Space Heating | Natural Gas | Boiler | E1 | Utility - Cost of Operation | 0.20093 | 0.20335 | 0.20594 | 0.20925 | 0.21317 | 0.21756 | 0.22175 | 0.22565 | 0.22948 | 0.23337 | 0.23739 | 0.24149 | 0.24563 | 0.24993 | 0.2542 | 0.25855 | 0.26309 | 0.2677 | 0.27237 | 0.27709 | 0.2818 | 0.28648 | 0 | 0 | 0 | 0 | 0 | 0 | 0 | 0
F5_Commercial_Warehouse_Existing_Space Heating_Natural Gas_Boiler_E2 | F5 | Commercial | Warehouse | Existing | Space Heating | Natural Gas | Boiler | E2 | Utility - Cost of Operation | 0.18911 | 0.19139 | 0.19383 | 0.19694 | 0.20063 | 0.20477 | 0.20871 | 0.21238 | 0.21599 | 0.21964 | 0.22343 | 0.22729 | 0.23118 | 0.23523 | 0.23924 | 0.24334 | 0.24762 | 0.25195 | 0.25635 | 0.26079 | 0.26522 | 0.26963 | 0 | 0 | 0 | 0 | 0 | 0 | 0 | 0
F5_Commercial_Warehouse_Existing_Space Heating_Natural Gas_Boiler_E3 | F5 | Commercial | Warehouse | Existing | Space Heating | Natural Gas | Boiler | E3 | Utility - Cost of Operation | 0.16572 | 0.16771 | 0.16985 | 0.17257 | 0.17581 | 0.17943 | 0.18289 | 0.1861 | 0.18927 | 0.19247 | 0.19579 | 0.19917 | 0.20258 | 0.20613 | 0.20965 | 0.21324 | 0.21699 | 0.22078 | 0.22464 | 0.22853 | 0.23241 | 0.23627 | 0 | 0 | 0 | 0 | 0 | 0 | 0 | 0
F5_Commercial_Warehouse_Existing_Space Heating_Natural Gas_Boiler_E4 | F5 | Commercial | Warehouse | Existing | Space Heating | Natural Gas | Boiler | E4 | Utility - Cost of Operation | 0.1067 | 0.10781 | 0.10908 | 0.11092 | 0.11324 | 0.11589 | 0.11832 | 0.12047 | 0.12252 | 0.12455 | 0.12664 | 0.12874 | 0.13079 | 0.13291 | 0.13496 | 0.13706 | 0.13929 | 0.14153 | 0.1438 | 0.14609 | 0.14837 | 0.15064 | 0 | 0 | 0 | 0 | 0 | 0 | 0 | 0
F5_Commercial_Warehouse_Existing_Space Heating_Natural Gas_Boiler_E5 | F5 | Commercial | Warehouse | Existing | Space Heating | Natural Gas | Boiler | E5 | Utility - Cost of Operation | 0 | 0 | 0 | 0 | 0 | 0 | 0 | 0 | 0 | 0 | 0 | 0 | 0 | 0 | 0 | 0 | 0 | 0 | 0 | 0 | 0 | 0 | 0 | 0 | 0 | 0 | 0 | 0 | 0 | 0
F5_Commercial_Warehouse_Existing_Space Heating_Natural Gas_Boiler_E6 | F5 | Commercial | Warehouse | Existing | Space Heating | Natural Gas | Boiler | E6 | Utility - Cost of Operation | 0 | 0 | 0 | 0 | 0 | 0 | 0 | 0 | 0 | 0 | 0 | 0 | 0 | 0 | 0 | 0 | 0 | 0 | 0 | 0 | 0 | 0 | 0 | 0 | 0 | 0 | 0 | 0 | 0 | 0
F5_Commercial_Warehouse_Existing_Space Heating_Natural Gas_Boiler_E7 | F5 | Commercial | Warehouse | Existing | Space Heating | Natural Gas | Boiler | E7 | Utility - Cost of Operation | 0 | 0 | 0 | 0 | 0 | 0 | 0 | 0 | 0 | 0 | 0 | 0 | 0 | 0 | 0 | 0 | 0 | 0 | 0 | 0 | 0 | 0 | 0 | 0 | 0 | 0 | 0 | 0 | 0 | 0
F5_Commercial_Warehouse_Existing_Space Heating_Natural Gas_Boiler_E8 | F5 | Commercial | Warehouse | Existing | Space Heating | Natural Gas | Boiler | E8 | Utility - Cost of Operation | 0 | 0 | 0 | 0 | 0 | 0 | 0 | 0 | 0 | 0 | 0 | 0 | 0 | 0 | 0 | 0 | 0 | 0 | 0 | 0 | 0 | 0 | 0 | 0 | 0 | 0 | 0 | 0 | 0 | 0
F5_Commercial_Warehouse_Existing_Space Heating_Natural Gas_Boiler_E9 | F5 | Commercial | Warehouse | Existing | Space Heating | Natural Gas | Boiler | E9 | Utility - Cost of Operation | 0 | 0 | 0 | 0 | 0 | 0 | 0 | 0 | 0 | 0 | 0 | 0 | 0 | 0 | 0 | 0 | 0 | 0 | 0 | 0 | 0 | 0 | 0 | 0 | 0 | 0 | 0 | 0 | 0 | 0
F5_Commercial_Warehouse_Existing_Space Heating_Natural Gas_Boiler_E10 | F5 | Commercial | Warehouse | Existing | Space Heating | Natural Gas | Boiler | E10 | Utility - Cost of Operation | 0 | 0 | 0 | 0 | 0 | 0 | 0 | 0 | 0 | 0 | 0 | 0 | 0 | 0 | 0 | 0 | 0 | 0 | 0 | 0 | 0 | 0 | 0 | 0 | 0 | 0 | 0 | 0 | 0 | 0
F6_Commercial_Warehouse_Existing_Space Heating_Natural Gas_Boiler_E1 | F6 | Commercial | Warehouse | Existing | Space Heating | Natural Gas | Boiler | E1 | Utility - Value of Sales | 0.24073 | 0.24363 | 0.24673 | 0.25069 | 0.25539 | 0.26066 | 0.26567 | 0.27034 | 0.27494 | 0.27959 | 0.28441 | 0.28933 | 0.29428 | 0.29944 | 0.30454 | 0.30976 | 0.3152 | 0.32072 | 0.32632 | 0.33197 | 0.33761 | 0.34322 | 0 | 0 | 0 | 0 | 0 | 0 | 0 | 0
F6_Commercial_Warehouse_Existing_Space Heating_Natural Gas_Boiler_E2 | F6 | Commercial | Warehouse | Existing | Space Heating | Natural Gas | Boiler | E2 | Utility - Value of Sales | 0.22657 | 0.2293 | 0.23222 | 0.23594 | 0.24037 | 0.24532 | 0.25004 | 0.25444 | 0.25877 | 0.26314 | 0.26768 | 0.27231 | 0.27697 | 0.28182 | 0.28663 | 0.29154 | 0.29666 | 0.30186 | 0.30712 | 0.31244 | 0.31775 | 0.32303 | 0 | 0 | 0 | 0 | 0 | 0 | 0 | 0
F6_Commercial_Warehouse_Existing_Space Heating_Natural Gas_Boiler_E3 | F6 | Commercial | Warehouse | Existing | Space Heating | Natural Gas | Boiler | E3 | Utility - Value of Sales | 0.19854 | 0.20093 | 0.20349 | 0.20676 | 0.21063 | 0.21497 | 0.21911 | 0.22296 | 0.22675 | 0.23059 | 0.23456 | 0.23862 | 0.24271 | 0.24696 | 0.25117 | 0.25547 | 0.25996 | 0.26451 | 0.26913 | 0.27379 | 0.27844 | 0.28307 | 0 | 0 | 0 | 0 | 0 | 0 | 0 | 0
F6_Commercial_Warehouse_Existing_Space Heating_Natural Gas_Boiler_E4 | F6 | Commercial | Warehouse | Existing | Space Heating | Natural Gas | Boiler | E4 | Utility - Value of Sales | 0.12784 | 0.12916 | 0.13068 | 0.13289 | 0.13567 | 0.13884 | 0.14175 | 0.14433 | 0.14678 | 0.14922 | 0.15173 | 0.15424 | 0.15669 | 0.15923 | 0.16169 | 0.16421 | 0.16687 | 0.16957 | 0.17229 | 0.17503 | 0.17776 | 0.18047 | 0 | 0 | 0 | 0 | 0 | 0 | 0 | 0
F6_Commercial_Warehouse_Existing_Space Heating_Natural Gas_Boiler_E5 | F6 | Commercial | Warehouse | Existing | Space Heating | Natural Gas | Boiler | E5 | Utility - Value of Sales | 0 | 0 | 0 | 0 | 0 | 0 | 0 | 0 | 0 | 0 | 0 | 0 | 0 | 0 | 0 | 0 | 0 | 0 | 0 | 0 | 0 | 0 | 0 | 0 | 0 | 0 | 0 | 0 | 0 | 0
F6_Commercial_Warehouse_Existing_Space Heating_Natural Gas_Boiler_E6 | F6 | Commercial | Warehouse | Existing | Space Heating | Natural Gas | Boiler | E6 | Utility - Value of Sales | 0 | 0 | 0 | 0 | 0 | 0 | 0 | 0 | 0 | 0 | 0 | 0 | 0 | 0 | 0 | 0 | 0 | 0 | 0 | 0 | 0 | 0 | 0 | 0 | 0 | 0 | 0 | 0 | 0 | 0
F6_Commercial_Warehouse_Existing_Space Heating_Natural Gas_Boiler_E7 | F6 | Commercial | Warehouse | Existing | Space Heating | Natural Gas | Boiler | E7 | Utility - Value of Sales | 0 | 0 | 0 | 0 | 0 | 0 | 0 | 0 | 0 | 0 | 0 | 0 | 0 | 0 | 0 | 0 | 0 | 0 | 0 | 0 | 0 | 0 | 0 | 0 | 0 | 0 | 0 | 0 | 0 | 0
F6_Commercial_Warehouse_Existing_Space Heating_Natural Gas_Boiler_E8 | F6 | Commercial | Warehouse | Existing | Space Heating | Natural Gas | Boiler | E8 | Utility - Value of Sales | 0 | 0 | 0 | 0 | 0 | 0 | 0 | 0 | 0 | 0 | 0 | 0 | 0 | 0 | 0 | 0 | 0 | 0 | 0 | 0 | 0 | 0 | 0 | 0 | 0 | 0 | 0 | 0 | 0 | 0
F6_Commercial_Warehouse_Existing_Space Heating_Natural Gas_Boiler_E9 | F6 | Commercial | Warehouse | Existing | Space Heating | Natural Gas | Boiler | E9 | Utility - Value of Sales | 0 | 0 | 0 | 0 | 0 | 0 | 0 | 0 | 0 | 0 | 0 | 0 | 0 | 0 | 0 | 0 | 0 | 0 | 0 | 0 | 0 | 0 | 0 | 0 | 0 | 0 | 0 | 0 | 0 | 0
F6_Commercial_Warehouse_Existing_Space Heating_Natural Gas_Boiler_E10 | F6 | Commercial | Warehouse | Existing | Space Heating | Natural Gas | Boiler | E10 | Utility - Value of Sales | 0 | 0 | 0 | 0 | 0 | 0 | 0 | 0 | 0 | 0 | 0 | 0 | 0 | 0 | 0 | 0 | 0 | 0 | 0 | 0 | 0 | 0 | 0 | 0 | 0 | 0 | 0 | 0 | 0 | 0
F1_Commercial_Warehouse_Existing_Space Heating_Natural Gas_Unit Heater_E1 | F1 | Commercial | Warehouse | Existing | Space Heating | Natural Gas | Unit Heater | E1 | Participant - Cost of Equipment | 0.011049 | 0.011049 | 0.011049 | 0.011049 | 0.011049 | 0.011049 | 0.011049 | 0.011049 | 0.011049 | 0.011049 | 0.011049 | 0.011049 | 0.011049 | 0.011049 | 0.011049 | 0.011049 | 0.011049 | 0.011049 | 0.011049 | 0.011049 | 0.011049 | 0.011049 | 0 | 0 | 0 | 0 | 0 | 0 | 0 | 0
F1_Commercial_Warehouse_Existing_Space Heating_Natural Gas_Unit Heater_E2 | F1 | Commercial | Warehouse | Existing | Space Heating | Natural Gas | Unit Heater | E2 | Participant - Cost of Equipment | 0.024232 | 0.024232 | 0.024232 | 0.024232 | 0.024232 | 0.024232 | 0.024232 | 0.024232 | 0.024232 | 0.024232 | 0.024232 | 0.024232 | 0.024232 | 0.024232 | 0.024232 | 0.024232 | 0.024232 | 0.024232 | 0.024232 | 0.024232 | 0.024232 | 0.024232 | 0 | 0 | 0 | 0 | 0 | 0 | 0 | 0
F1_Commercial_Warehouse_Existing_Space Heating_Natural Gas_Unit Heater_E3 | F1 | Commercial | Warehouse | Existing | Space Heating | Natural Gas | Unit Heater | E3 | Participant - Cost of Equipment | 0.012918 | 0.012918 | 0.012918 | 0.012918 | 0.012918 | 0.012918 | 0.012918 | 0.012918 | 0.012918 | 0.012918 | 0.012918 | 0.012918 | 0.012918 | 0.012918 | 0.012918 | 0.012918 | 0.012918 | 0.012918 | 0.012918 | 0.012918 | 0.012918 | 0.012918 | 0 | 0 | 0 | 0 | 0 | 0 | 0 | 0
F1_Commercial_Warehouse_Existing_Space Heating_Natural Gas_Unit Heater_E4 | F1 | Commercial | Warehouse | Existing | Space Heating | Natural Gas | Unit Heater | E4 | Participant - Cost of Equipment | 0 | 0 | 0 | 0 | 0 | 0 | 0 | 0 | 0 | 0 | 0 | 0 | 0 | 0 | 0 | 0 | 0 | 0 | 0 | 0 | 0 | 0 | 0 | 0 | 0 | 0 | 0 | 0 | 0 | 0
F1_Commercial_Warehouse_Existing_Space Heating_Natural Gas_Unit Heater_E5 | F1 | Commercial | Warehouse | Existing | Space Heating | Natural Gas | Unit Heater | E5 | Participant - Cost of Equipment | 0 | 0 | 0 | 0 | 0 | 0 | 0 | 0 | 0 | 0 | 0 | 0 | 0 | 0 | 0 | 0 | 0 | 0 | 0 | 0 | 0 | 0 | 0 | 0 | 0 | 0 | 0 | 0 | 0 | 0
F1_Commercial_Warehouse_Existing_Space Heating_Natural Gas_Unit Heater_E6 | F1 | Commercial | Warehouse | Existing | Space Heating | Natural Gas | Unit Heater | E6 | Participant - Cost of Equipment | 0 | 0 | 0 | 0 | 0 | 0 | 0 | 0 | 0 | 0 | 0 | 0 | 0 | 0 | 0 | 0 | 0 | 0 | 0 | 0 | 0 | 0 | 0 | 0 | 0 | 0 | 0 | 0 | 0 | 0
F1_Commercial_Warehouse_Existing_Space Heating_Natural Gas_Unit Heater_E7 | F1 | Commercial | Warehouse | Existing | Space Heating | Natural Gas | Unit Heater | E7 | Participant - Cost of Equipment | 0 | 0 | 0 | 0 | 0 | 0 | 0 | 0 | 0 | 0 | 0 | 0 | 0 | 0 | 0 | 0 | 0 | 0 | 0 | 0 | 0 | 0 | 0 | 0 | 0 | 0 | 0 | 0 | 0 | 0
F1_Commercial_Warehouse_Existing_Space Heating_Natural Gas_Unit Heater_E8 | F1 | Commercial | Warehouse | Existing | Space Heating | Natural Gas | Unit Heater | E8 | Participant - Cost of Equipment | 0 | 0 | 0 | 0 | 0 | 0 | 0 | 0 | 0 | 0 | 0 | 0 | 0 | 0 | 0 | 0 | 0 | 0 | 0 | 0 | 0 | 0 | 0 | 0 | 0 | 0 | 0 | 0 | 0 | 0
F1_Commercial_Warehouse_Existing_Space Heating_Natural Gas_Unit Heater_E9 | F1 | Commercial | Warehouse | Existing | Space Heating | Natural Gas | Unit Heater | E9 | Participant - Cost of Equipment | 0 | 0 | 0 | 0 | 0 | 0 | 0 | 0 | 0 | 0 | 0 | 0 | 0 | 0 | 0 | 0 | 0 | 0 | 0 | 0 | 0 | 0 | 0 | 0 | 0 | 0 | 0 | 0 | 0 | 0
F1_Commercial_Warehouse_Existing_Space Heating_Natural Gas_Unit Heater_E10 | F1 | Commercial | Warehouse | Existing | Space Heating | Natural Gas | Unit Heater | E10 | Participant - Cost of Equipment | 0 | 0 | 0 | 0 | 0 | 0 | 0 | 0 | 0 | 0 | 0 | 0 | 0 | 0 | 0 | 0 | 0 | 0 | 0 | 0 | 0 | 0 | 0 | 0 | 0 | 0 | 0 | 0 | 0 | 0
F2_Commercial_Warehouse_Existing_Space Heating_Natural Gas_Unit Heater_E1 | F2 | Commercial | Warehouse | Existing | Space Heating | Natural Gas | Unit Heater | E1 | Participant - Cost of Operation | 0.15505 | 0.15638 | 0.15797 | 0.1606 | 0.1641 | 0.16823 | 0.17203 | 0.17541 | 0.17869 | 0.18187 | 0.18508 | 0.1882 | 0.19114 | 0.19408 | 0.19689 | 0.19977 | 0.20285 | 0.20595 | 0.20908 | 0.21222 | 0.21533 | 0.21839 | 0 | 0 | 0 | 0 | 0 | 0 | 0 | 0
F2_Commercial_Warehouse_Existing_Space Heating_Natural Gas_Unit Heater_E2 | F2 | Commercial | Warehouse | Existing | Space Heating | Natural Gas | Unit Heater | E2 | Participant - Cost of Operation | 0.14767 | 0.14894 | 0.15045 | 0.15295 | 0.15629 | 0.16023 | 0.16384 | 0.16706 | 0.17019 | 0.17322 | 0.17627 | 0.17924 | 0.18204 | 0.18484 | 0.18751 | 0.19026 | 0.1932 | 0.19615 | 0.19913 | 0.20212 | 0.20508 | 0.208 | 0 | 0 | 0 | 0 | 0 | 0 | 0 | 0
F2_Commercial_Warehouse_Existing_Space Heating_Natural Gas_Unit Heater_E3 | F2 | Commercial | Warehouse | Existing | Space Heating | Natural Gas | Unit Heater | E3 | Participant - Cost of Operation | 0.13468 | 0.13607 | 0.13767 | 0.14004 | 0.14299 | 0.14635 | 0.14944 | 0.15217 | 0.15475 | 0.15731 | 0.15992 | 0.16253 | 0.16506 | 0.16773 | 0.17032 | 0.17298 | 0.17579 | 0.17862 | 0.18149 | 0.18438 | 0.18726 | 0.19011 | 0 | 0 | 0 | 0 | 0 | 0 | 0 | 0
F2_Commercial_Warehouse_Existing_Space Heating_Natural Gas_Unit Heater_E4 | F2 | Commercial | Warehouse | Existing | Space Heating | Natural Gas | Unit Heater | E4 | Participant - Cost of Operation | 0 | 0 | 0 | 0 | 0 | 0 | 0 | 0 | 0 | 0 | 0 | 0 | 0 | 0 | 0 | 0 | 0 | 0 | 0 | 0 | 0 | 0 | 0 | 0 | 0 | 0 | 0 | 0 | 0 | 0
F2_Commercial_Warehouse_Existing_Space Heating_Natural Gas_Unit Heater_E5 | F2 | Commercial | Warehouse | Existing | Space Heating | Natural Gas | Unit Heater | E5 | Participant - Cost of Operation | 0 | 0 | 0 | 0 | 0 | 0 | 0 | 0 | 0 | 0 | 0 | 0 | 0 | 0 | 0 | 0 | 0 | 0 | 0 | 0 | 0 | 0 | 0 | 0 | 0 | 0 | 0 | 0 | 0 | 0
F2_Commercial_Warehouse_Existing_Space Heating_Natural Gas_Unit Heater_E6 | F2 | Commercial | Warehouse | Existing | Space Heating | Natural Gas | Unit Heater | E6 | Participant - Cost of Operation | 0 | 0 | 0 | 0 | 0 | 0 | 0 | 0 | 0 | 0 | 0 | 0 | 0 | 0 | 0 | 0 | 0 | 0 | 0 | 0 | 0 | 0 | 0 | 0 | 0 | 0 | 0 | 0 | 0 | 0
F2_Commercial_Warehouse_Existing_Space Heating_Natural Gas_Unit Heater_E7 | F2 | Commercial | Warehouse | Existing | Space Heating | Natural Gas | Unit Heater | E7 | Participant - Cost of Operation | 0 | 0 | 0 | 0 | 0 | 0 | 0 | 0 | 0 | 0 | 0 | 0 | 0 | 0 | 0 | 0 | 0 | 0 | 0 | 0 | 0 | 0 | 0 | 0 | 0 | 0 | 0 | 0 | 0 | 0
F2_Commercial_Warehouse_Existing_Space Heating_Natural Gas_Unit Heater_E8 | F2 | Commercial | Warehouse | Existing | Space Heating | Natural Gas | Unit Heater | E8 | Participant - Cost of Operation | 0 | 0 | 0 | 0 | 0 | 0 | 0 | 0 | 0 | 0 | 0 | 0 | 0 | 0 | 0 | 0 | 0 | 0 | 0 | 0 | 0 | 0 | 0 | 0 | 0 | 0 | 0 | 0 | 0 | 0
F2_Commercial_Warehouse_Existing_Space Heating_Natural Gas_Unit Heater_E9 | F2 | Commercial | Warehouse | Existing | Space Heating | Natural Gas | Unit Heater | E9 | Participant - Cost of Operation | 0 | 0 | 0 | 0 | 0 | 0 | 0 | 0 | 0 | 0 | 0 | 0 | 0 | 0 | 0 | 0 | 0 | 0 | 0 | 0 | 0 | 0 | 0 | 0 | 0 | 0 | 0 | 0 | 0 | 0
F2_Commercial_Warehouse_Existing_Space Heating_Natural Gas_Unit Heater_E10 | F2 | Commercial | Warehouse | Existing | Space Heating | Natural Gas | Unit Heater | E10 | Participant - Cost of Operation | 0 | 0 | 0 | 0 | 0 | 0 | 0 | 0 | 0 | 0 | 0 | 0 | 0 | 0 | 0 | 0 | 0 | 0 | 0 | 0 | 0 | 0 | 0 | 0 | 0 | 0 | 0 | 0 | 0 | 0
F3_Commercial_Warehouse_Existing_Space Heating_Natural Gas_Unit Heater_E1 | F3 | Commercial | Warehouse | Existing | Space Heating | Natural Gas | Unit Heater | E1 | System - kBTUs of Conusmption | 14.5418 | 14.5853 | 14.6334 | 14.7441 | 14.842 | 14.9246 | 14.9873 | 15.0495 | 15.1074 | 15.1443 | 15.1569 | 15.1541 | 15.1317 | 15.0888 | 15.0358 | 14.9842 | 14.9287 | 14.8694 | 14.8017 | 14.7364 | 14.6687 | 14.5991 | 0 | 0 | 0 | 0 | 0 | 0 | 0 | 0
F3_Commercial_Warehouse_Existing_Space Heating_Natural Gas_Unit Heater_E2 | F3 | Commercial | Warehouse | Existing | Space Heating | Natural Gas | Unit Heater | E2 | System - kBTUs of Conusmption | 13.8497 | 13.8911 | 13.9369 | 14.0424 | 14.1356 | 14.2142 | 14.2739 | 14.3332 | 14.3883 | 14.4235 | 14.4355 | 14.4328 | 14.4115 | 14.3706 | 14.3201 | 14.271 | 14.2182 | 14.1617 | 14.0972 | 14.035 | 13.9705 | 13.9042 | 0 | 0 | 0 | 0 | 0 | 0 | 0 | 0
F3_Commercial_Warehouse_Existing_Space Heating_Natural Gas_Unit Heater_E3 | F3 | Commercial | Warehouse | Existing | Space Heating | Natural Gas | Unit Heater | E3 | System - kBTUs of Conusmption | 12.4617 | 12.4995 | 12.5398 | 12.6222 | 12.6885 | 12.7388 | 12.7693 | 12.793 | 12.8063 | 12.8096 | 12.8 | 12.784 | 12.7583 | 12.7291 | 12.6931 | 12.658 | 12.6203 | 12.58 | 12.5339 | 12.4896 | 12.4435 | 12.3962 | 0 | 0 | 0 | 0 | 0 | 0 | 0 | 0
F3_Commercial_Warehouse_Existing_Space Heating_Natural Gas_Unit Heater_E4 | F3 | Commercial | Warehouse | Existing | Space Heating | Natural Gas | Unit Heater | E4 | System - kBTUs of Conusmption | 0 | 0 | 0 | 0 | 0 | 0 | 0 | 0 | 0 | 0 | 0 | 0 | 0 | 0 | 0 | 0 | 0 | 0 | 0 | 0 | 0 | 0 | 0 | 0 | 0 | 0 | 0 | 0 | 0 | 0
F3_Commercial_Warehouse_Existing_Space Heating_Natural Gas_Unit Heater_E5 | F3 | Commercial | Warehouse | Existing | Space Heating | Natural Gas | Unit Heater | E5 | System - kBTUs of Conusmption | 0 | 0 | 0 | 0 | 0 | 0 | 0 | 0 | 0 | 0 | 0 | 0 | 0 | 0 | 0 | 0 | 0 | 0 | 0 | 0 | 0 | 0 | 0 | 0 | 0 | 0 | 0 | 0 | 0 | 0
F3_Commercial_Warehouse_Existing_Space Heating_Natural Gas_Unit Heater_E6 | F3 | Commercial | Warehouse | Existing | Space Heating | Natural Gas | Unit Heater | E6 | System - kBTUs of Conusmption | 0 | 0 | 0 | 0 | 0 | 0 | 0 | 0 | 0 | 0 | 0 | 0 | 0 | 0 | 0 | 0 | 0 | 0 | 0 | 0 | 0 | 0 | 0 | 0 | 0 | 0 | 0 | 0 | 0 | 0
F3_Commercial_Warehouse_Existing_Space Heating_Natural Gas_Unit Heater_E7 | F3 | Commercial | Warehouse | Existing | Space Heating | Natural Gas | Unit Heater | E7 | System - kBTUs of Conusmption | 0 | 0 | 0 | 0 | 0 | 0 | 0 | 0 | 0 | 0 | 0 | 0 | 0 | 0 | 0 | 0 | 0 | 0 | 0 | 0 | 0 | 0 | 0 | 0 | 0 | 0 | 0 | 0 | 0 | 0
F3_Commercial_Warehouse_Existing_Space Heating_Natural Gas_Unit Heater_E8 | F3 | Commercial | Warehouse | Existing | Space Heating | Natural Gas | Unit Heater | E8 | System - kBTUs of Conusmption | 0 | 0 | 0 | 0 | 0 | 0 | 0 | 0 | 0 | 0 | 0 | 0 | 0 | 0 | 0 | 0 | 0 | 0 | 0 | 0 | 0 | 0 | 0 | 0 | 0 | 0 | 0 | 0 | 0 | 0
F3_Commercial_Warehouse_Existing_Space Heating_Natural Gas_Unit Heater_E9 | F3 | Commercial | Warehouse | Existing | Space Heating | Natural Gas | Unit Heater | E9 | System - kBTUs of Conusmption | 0 | 0 | 0 | 0 | 0 | 0 | 0 | 0 | 0 | 0 | 0 | 0 | 0 | 0 | 0 | 0 | 0 | 0 | 0 | 0 | 0 | 0 | 0 | 0 | 0 | 0 | 0 | 0 | 0 | 0
F3_Commercial_Warehouse_Existing_Space Heating_Natural Gas_Unit Heater_E10 | F3 | Commercial | Warehouse | Existing | Space Heating | Natural Gas | Unit Heater | E10 | System - kBTUs of Conusmption | 0 | 0 | 0 | 0 | 0 | 0 | 0 | 0 | 0 | 0 | 0 | 0 | 0 | 0 | 0 | 0 | 0 | 0 | 0 | 0 | 0 | 0 | 0 | 0 | 0 | 0 | 0 | 0 | 0 | 0
F4_Commercial_Warehouse_Existing_Space Heating_Natural Gas_Unit Heater_E1 | F4 | Commercial | Warehouse | Existing | Space Heating | Natural Gas | Unit Heater | E1 | Utility - Cost of Equipment | 0.011049 | 0.011049 | 0.011049 | 0.011049 | 0.011049 | 0.011049 | 0.011049 | 0.011049 | 0.011049 | 0.011049 | 0.011049 | 0.011049 | 0.011049 | 0.011049 | 0.011049 | 0.011049 | 0.011049 | 0.011049 | 0.011049 | 0.011049 | 0.011049 | 0.011049 | 0 | 0 | 0 | 0 | 0 | 0 | 0 | 0
F4_Commercial_Warehouse_Existing_Space Heating_Natural Gas_Unit Heater_E2 | F4 | Commercial | Warehouse | Existing | Space Heating | Natural Gas | Unit Heater | E2 | Utility - Cost of Equipment | 0.024232 | 0.024232 | 0.024232 | 0.024232 | 0.024232 | 0.024232 | 0.024232 | 0.024232 | 0.024232 | 0.024232 | 0.024232 | 0.024232 | 0.024232 | 0.024232 | 0.024232 | 0.024232 | 0.024232 | 0.024232 | 0.024232 | 0.024232 | 0.024232 | 0.024232 | 0 | 0 | 0 | 0 | 0 | 0 | 0 | 0
F4_Commercial_Warehouse_Existing_Space Heating_Natural Gas_Unit Heater_E3 | F4 | Commercial | Warehouse | Existing | Space Heating | Natural Gas | Unit Heater | E3 | Utility - Cost of Equipment | 0.012918 | 0.012918 | 0.012918 | 0.012918 | 0.012918 | 0.012918 | 0.012918 | 0.012918 | 0.012918 | 0.012918 | 0.012918 | 0.012918 | 0.012918 | 0.012918 | 0.012918 | 0.012918 | 0.012918 | 0.012918 | 0.012918 | 0.012918 | 0.012918 | 0.012918 | 0 | 0 | 0 | 0 | 0 | 0 | 0 | 0
F4_Commercial_Warehouse_Existing_Space Heating_Natural Gas_Unit Heater_E4 | F4 | Commercial | Warehouse | Existing | Space Heating | Natural Gas | Unit Heater | E4 | Utility - Cost of Equipment | 0 | 0 | 0 | 0 | 0 | 0 | 0 | 0 | 0 | 0 | 0 | 0 | 0 | 0 | 0 | 0 | 0 | 0 | 0 | 0 | 0 | 0 | 0 | 0 | 0 | 0 | 0 | 0 | 0 | 0
F4_Commercial_Warehouse_Existing_Space Heating_Natural Gas_Unit Heater_E5 | F4 | Commercial | Warehouse | Existing | Space Heating | Natural Gas | Unit Heater | E5 | Utility - Cost of Equipment | 0 | 0 | 0 | 0 | 0 | 0 | 0 | 0 | 0 | 0 | 0 | 0 | 0 | 0 | 0 | 0 | 0 | 0 | 0 | 0 | 0 | 0 | 0 | 0 | 0 | 0 | 0 | 0 | 0 | 0
F4_Commercial_Warehouse_Existing_Space Heating_Natural Gas_Unit Heater_E6 | F4 | Commercial | Warehouse | Existing | Space Heating | Natural Gas | Unit Heater | E6 | Utility - Cost of Equipment | 0 | 0 | 0 | 0 | 0 | 0 | 0 | 0 | 0 | 0 | 0 | 0 | 0 | 0 | 0 | 0 | 0 | 0 | 0 | 0 | 0 | 0 | 0 | 0 | 0 | 0 | 0 | 0 | 0 | 0
F4_Commercial_Warehouse_Existing_Space Heating_Natural Gas_Unit Heater_E7 | F4 | Commercial | Warehouse | Existing | Space Heating | Natural Gas | Unit Heater | E7 | Utility - Cost of Equipment | 0 | 0 | 0 | 0 | 0 | 0 | 0 | 0 | 0 | 0 | 0 | 0 | 0 | 0 | 0 | 0 | 0 | 0 | 0 | 0 | 0 | 0 | 0 | 0 | 0 | 0 | 0 | 0 | 0 | 0
F4_Commercial_Warehouse_Existing_Space Heating_Natural Gas_Unit Heater_E8 | F4 | Commercial | Warehouse | Existing | Space Heating | Natural Gas | Unit Heater | E8 | Utility - Cost of Equipment | 0 | 0 | 0 | 0 | 0 | 0 | 0 | 0 | 0 | 0 | 0 | 0 | 0 | 0 | 0 | 0 | 0 | 0 | 0 | 0 | 0 | 0 | 0 | 0 | 0 | 0 | 0 | 0 | 0 | 0
F4_Commercial_Warehouse_Existing_Space Heating_Natural Gas_Unit Heater_E9 | F4 | Commercial | Warehouse | Existing | Space Heating | Natural Gas | Unit Heater | E9 | Utility - Cost of Equipment | 0 | 0 | 0 | 0 | 0 | 0 | 0 | 0 | 0 | 0 | 0 | 0 | 0 | 0 | 0 | 0 | 0 | 0 | 0 | 0 | 0 | 0 | 0 | 0 | 0 | 0 | 0 | 0 | 0 | 0
F4_Commercial_Warehouse_Existing_Space Heating_Natural Gas_Unit Heater_E10 | F4 | Commercial | Warehouse | Existing | Space Heating | Natural Gas | Unit Heater | E10 | Utility - Cost of Equipment | 0 | 0 | 0 | 0 | 0 | 0 | 0 | 0 | 0 | 0 | 0 | 0 | 0 | 0 | 0 | 0 | 0 | 0 | 0 | 0 | 0 | 0 | 0 | 0 | 0 | 0 | 0 | 0 | 0 | 0
F5_Commercial_Warehouse_Existing_Space Heating_Natural Gas_Unit Heater_E1 | F5 | Commercial | Warehouse | Existing | Space Heating | Natural Gas | Unit Heater | E1 | Utility - Cost of Operation | 0.12942 | 0.13053 | 0.13185 | 0.13405 | 0.13697 | 0.14042 | 0.14359 | 0.14641 | 0.14915 | 0.15181 | 0.15448 | 0.15709 | 0.15954 | 0.16199 | 0.16434 | 0.16674 | 0.16932 | 0.17191 | 0.17452 | 0.17714 | 0.17973 | 0.18229 | 0 | 0 | 0 | 0 | 0 | 0 | 0 | 0
F5_Commercial_Warehouse_Existing_Space Heating_Natural Gas_Unit Heater_E2 | F5 | Commercial | Warehouse | Existing | Space Heating | Natural Gas | Unit Heater | E2 | Utility - Cost of Operation | 0.12326 | 0.12432 | 0.12558 | 0.12767 | 0.13045 | 0.13374 | 0.13676 | 0.13944 | 0.14205 | 0.14458 | 0.14713 | 0.14961 | 0.15194 | 0.15428 | 0.15651 | 0.15881 | 0.16126 | 0.16372 | 0.16621 | 0.16871 | 0.17118 | 0.17361 | 0 | 0 | 0 | 0 | 0 | 0 | 0 | 0
F5_Commercial_Warehouse_Existing_Space Heating_Natural Gas_Unit Heater_E3 | F5 | Commercial | Warehouse | Existing | Space Heating | Natural Gas | Unit Heater | E3 | Utility - Cost of Operation | 0.11241 | 0.11358 | 0.11491 | 0.11689 | 0.11935 | 0.12216 | 0.12474 | 0.12701 | 0.12917 | 0.1313 | 0.13349 | 0.13566 | 0.13777 | 0.14 | 0.14216 | 0.14438 | 0.14672 | 0.14909 | 0.15149 | 0.1539 | 0.1563 | 0.15868 | 0 | 0 | 0 | 0 | 0 | 0 | 0 | 0
F5_Commercial_Warehouse_Existing_Space Heating_Natural Gas_Unit Heater_E4 | F5 | Commercial | Warehouse | Existing | Space Heating | Natural Gas | Unit Heater | E4 | Utility - Cost of Operation | 0 | 0 | 0 | 0 | 0 | 0 | 0 | 0 | 0 | 0 | 0 | 0 | 0 | 0 | 0 | 0 | 0 | 0 | 0 | 0 | 0 | 0 | 0 | 0 | 0 | 0 | 0 | 0 | 0 | 0
F5_Commercial_Warehouse_Existing_Space Heating_Natural Gas_Unit Heater_E5 | F5 | Commercial | Warehouse | Existing | Space Heating | Natural Gas | Unit Heater | E5 | Utility - Cost of Operation | 0 | 0 | 0 | 0 | 0 | 0 | 0 | 0 | 0 | 0 | 0 | 0 | 0 | 0 | 0 | 0 | 0 | 0 | 0 | 0 | 0 | 0 | 0 | 0 | 0 | 0 | 0 | 0 | 0 | 0
F5_Commercial_Warehouse_Existing_Space Heating_Natural Gas_Unit Heater_E6 | F5 | Commercial | Warehouse | Existing | Space Heating | Natural Gas | Unit Heater | E6 | Utility - Cost of Operation | 0 | 0 | 0 | 0 | 0 | 0 | 0 | 0 | 0 | 0 | 0 | 0 | 0 | 0 | 0 | 0 | 0 | 0 | 0 | 0 | 0 | 0 | 0 | 0 | 0 | 0 | 0 | 0 | 0 | 0
F5_Commercial_Warehouse_Existing_Space Heating_Natural Gas_Unit Heater_E7 | F5 | Commercial | Warehouse | Existing | Space Heating | Natural Gas | Unit Heater | E7 | Utility - Cost of Operation | 0 | 0 | 0 | 0 | 0 | 0 | 0 | 0 | 0 | 0 | 0 | 0 | 0 | 0 | 0 | 0 | 0 | 0 | 0 | 0 | 0 | 0 | 0 | 0 | 0 | 0 | 0 | 0 | 0 | 0
F5_Commercial_Warehouse_Existing_Space Heating_Natural Gas_Unit Heater_E8 | F5 | Commercial | Warehouse | Existing | Space Heating | Natural Gas | Unit Heater | E8 | Utility - Cost of Operation | 0 | 0 | 0 | 0 | 0 | 0 | 0 | 0 | 0 | 0 | 0 | 0 | 0 | 0 | 0 | 0 | 0 | 0 | 0 | 0 | 0 | 0 | 0 | 0 | 0 | 0 | 0 | 0 | 0 | 0
F5_Commercial_Warehouse_Existing_Space Heating_Natural Gas_Unit Heater_E9 | F5 | Commercial | Warehouse | Existing | Space Heating | Natural Gas | Unit Heater | E9 | Utility - Cost of Operation | 0 | 0 | 0 | 0 | 0 | 0 | 0 | 0 | 0 | 0 | 0 | 0 | 0 | 0 | 0 | 0 | 0 | 0 | 0 | 0 | 0 | 0 | 0 | 0 | 0 | 0 | 0 | 0 | 0 | 0
F5_Commercial_Warehouse_Existing_Space Heating_Natural Gas_Unit Heater_E10 | F5 | Commercial | Warehouse | Existing | Space Heating | Natural Gas | Unit Heater | E10 | Utility - Cost of Operation | 0 | 0 | 0 | 0 | 0 | 0 | 0 | 0 | 0 | 0 | 0 | 0 | 0 | 0 | 0 | 0 | 0 | 0 | 0 | 0 | 0 | 0 | 0 | 0 | 0 | 0 | 0 | 0 | 0 | 0
F6_Commercial_Warehouse_Existing_Space Heating_Natural Gas_Unit Heater_E1 | F6 | Commercial | Warehouse | Existing | Space Heating | Natural Gas | Unit Heater | E1 | Utility - Value of Sales | 0.15505 | 0.15638 | 0.15797 | 0.1606 | 0.1641 | 0.16823 | 0.17203 | 0.17541 | 0.17869 | 0.18187 | 0.18508 | 0.1882 | 0.19114 | 0.19408 | 0.19689 | 0.19977 | 0.20285 | 0.20595 | 0.20908 | 0.21222 | 0.21533 | 0.21839 | 0 | 0 | 0 | 0 | 0 | 0 | 0 | 0
F6_Commercial_Warehouse_Existing_Space Heating_Natural Gas_Unit Heater_E2 | F6 | Commercial | Warehouse | Existing | Space Heating | Natural Gas | Unit Heater | E2 | Utility - Value of Sales | 0.14767 | 0.14894 | 0.15045 | 0.15295 | 0.15629 | 0.16023 | 0.16384 | 0.16706 | 0.17019 | 0.17322 | 0.17627 | 0.17924 | 0.18204 | 0.18484 | 0.18751 | 0.19026 | 0.1932 | 0.19615 | 0.19913 | 0.20212 | 0.20508 | 0.208 | 0 | 0 | 0 | 0 | 0 | 0 | 0 | 0
F6_Commercial_Warehouse_Existing_Space Heating_Natural Gas_Unit Heater_E3 | F6 | Commercial | Warehouse | Existing | Space Heating | Natural Gas | Unit Heater | E3 | Utility - Value of Sales | 0.13468 | 0.13607 | 0.13767 | 0.14004 | 0.14299 | 0.14635 | 0.14944 | 0.15217 | 0.15475 | 0.15731 | 0.15992 | 0.16253 | 0.16506 | 0.16773 | 0.17032 | 0.17298 | 0.17579 | 0.17862 | 0.18149 | 0.18438 | 0.18726 | 0.19011 | 0 | 0 | 0 | 0 | 0 | 0 | 0 | 0
F6_Commercial_Warehouse_Existing_Space Heating_Natural Gas_Unit Heater_E4 | F6 | Commercial | Warehouse | Existing | Space Heating | Natural Gas | Unit Heater | E4 | Utility - Value of Sales | 0 | 0 | 0 | 0 | 0 | 0 | 0 | 0 | 0 | 0 | 0 | 0 | 0 | 0 | 0 | 0 | 0 | 0 | 0 | 0 | 0 | 0 | 0 | 0 | 0 | 0 | 0 | 0 | 0 | 0
F6_Commercial_Warehouse_Existing_Space Heating_Natural Gas_Unit Heater_E5 | F6 | Commercial | Warehouse | Existing | Space Heating | Natural Gas | Unit Heater | E5 | Utility - Value of Sales | 0 | 0 | 0 | 0 | 0 | 0 | 0 | 0 | 0 | 0 | 0 | 0 | 0 | 0 | 0 | 0 | 0 | 0 | 0 | 0 | 0 | 0 | 0 | 0 | 0 | 0 | 0 | 0 | 0 | 0
F6_Commercial_Warehouse_Existing_Space Heating_Natural Gas_Unit Heater_E6 | F6 | Commercial | Warehouse | Existing | Space Heating | Natural Gas | Unit Heater | E6 | Utility - Value of Sales | 0 | 0 | 0 | 0 | 0 | 0 | 0 | 0 | 0 | 0 | 0 | 0 | 0 | 0 | 0 | 0 | 0 | 0 | 0 | 0 | 0 | 0 | 0 | 0 | 0 | 0 | 0 | 0 | 0 | 0
F6_Commercial_Warehouse_Existing_Space Heating_Natural Gas_Unit Heater_E7 | F6 | Commercial | Warehouse | Existing | Space Heating | Natural Gas | Unit Heater | E7 | Utility - Value of Sales | 0 | 0 | 0 | 0 | 0 | 0 | 0 | 0 | 0 | 0 | 0 | 0 | 0 | 0 | 0 | 0 | 0 | 0 | 0 | 0 | 0 | 0 | 0 | 0 | 0 | 0 | 0 | 0 | 0 | 0
F6_Commercial_Warehouse_Existing_Space Heating_Natural Gas_Unit Heater_E8 | F6 | Commercial | Warehouse | Existing | Space Heating | Natural Gas | Unit Heater | E8 | Utility - Value of Sales | 0 | 0 | 0 | 0 | 0 | 0 | 0 | 0 | 0 | 0 | 0 | 0 | 0 | 0 | 0 | 0 | 0 | 0 | 0 | 0 | 0 | 0 | 0 | 0 | 0 | 0 | 0 | 0 | 0 | 0
F6_Commercial_Warehouse_Existing_Space Heating_Natural Gas_Unit Heater_E9 | F6 | Commercial | Warehouse | Existing | Space Heating | Natural Gas | Unit Heater | E9 | Utility - Value of Sales | 0 | 0 | 0 | 0 | 0 | 0 | 0 | 0 | 0 | 0 | 0 | 0 | 0 | 0 | 0 | 0 | 0 | 0 | 0 | 0 | 0 | 0 | 0 | 0 | 0 | 0 | 0 | 0 | 0 | 0
F6_Commercial_Warehouse_Existing_Space Heating_Natural Gas_Unit Heater_E10 | F6 | Commercial | Warehouse | Existing | Space Heating | Natural Gas | Unit Heater | E10 | Utility - Value of Sales | 0 | 0 | 0 | 0 | 0 | 0 | 0 | 0 | 0 | 0 | 0 | 0 | 0 | 0 | 0 | 0 | 0 | 0 | 0 | 0 | 0 | 0 | 0 | 0 | 0 | 0 | 0 | 0 | 0 | 0
F1_Commercial_Warehouse_Existing_Water Heating_Natural Gas_Water Heater_E1 | F1 | Commercial | Warehouse | Existing | Water Heating | Natural Gas | Water Heater | E1 | Participant - Cost of Equipment | 0.010108 | 0.010108 | 0.010108 | 0.010108 | 0.010108 | 0.010108 | 0.010108 | 0.010108 | 0.010108 | 0.010108 | 0.010108 | 0.010108 | 0.010108 | 0.010108 | 0.010108 | 0.010108 | 0.010108 | 0.010108 | 0.010108 | 0.010108 | 0.010108 | 0.010108 | 0 | 0 | 0 | 0 | 0 | 0 | 0 | 0
F1_Commercial_Warehouse_Existing_Water Heating_Natural Gas_Water Heater_E2 | F1 | Commercial | Warehouse | Existing | Water Heating | Natural Gas | Water Heater | E2 | Participant - Cost of Equipment | 0.01001 | 0.01001 | 0.01001 | 0.01001 | 0.01001 | 0.01001 | 0.01001 | 0.01001 | 0.01001 | 0.01001 | 0.01001 | 0.01001 | 0.01001 | 0.01001 | 0.01001 | 0.01001 | 0.01001 | 0.01001 | 0.01001 | 0.01001 | 0.01001 | 0.01001 | 0 | 0 | 0 | 0 | 0 | 0 | 0 | 0
F1_Commercial_Warehouse_Existing_Water Heating_Natural Gas_Water Heater_E3 | F1 | Commercial | Warehouse | Existing | Water Heating | Natural Gas | Water Heater | E3 | Participant - Cost of Equipment | 0.010219 | 0.010219 | 0.010219 | 0.010219 | 0.010219 | 0.010219 | 0.010219 | 0.010219 | 0.010219 | 0.010219 | 0.010219 | 0.010219 | 0.010219 | 0.010219 | 0.010219 | 0.010219 | 0.010219 | 0.010219 | 0.010219 | 0.010219 | 0.010219 | 0.010219 | 0 | 0 | 0 | 0 | 0 | 0 | 0 | 0
F1_Commercial_Warehouse_Existing_Water Heating_Natural Gas_Water Heater_E4 | F1 | Commercial | Warehouse | Existing | Water Heating | Natural Gas | Water Heater | E4 | Participant - Cost of Equipment | 0.0081581 | 0.0081581 | 0.0081581 | 0.0081581 | 0.0081581 | 0.0081581 | 0.0081581 | 0.0081581 | 0.0081581 | 0.0081581 | 0.0081581 | 0.0081581 | 0.0081581 | 0.0081581 | 0.0081581 | 0.0081581 | 0.0081581 | 0.0081581 | 0.0081581 | 0.0081581 | 0.0081581 | 0.0081581 | 0 | 0 | 0 | 0 | 0 | 0 | 0 | 0
F1_Commercial_Warehouse_Existing_Water Heating_Natural Gas_Water Heater_E5 | F1 | Commercial | Warehouse | Existing | Water Heating | Natural Gas | Water Heater | E5 | Participant - Cost of Equipment | 0 | 0 | 0 | 0 | 0 | 0 | 0 | 0 | 0 | 0 | 0 | 0 | 0 | 0 | 0 | 0 | 0 | 0 | 0 | 0 | 0 | 0 | 0 | 0 | 0 | 0 | 0 | 0 | 0 | 0
F1_Commercial_Warehouse_Existing_Water Heating_Natural Gas_Water Heater_E6 | F1 | Commercial | Warehouse | Existing | Water Heating | Natural Gas | Water Heater | E6 | Participant - Cost of Equipment | 0 | 0 | 0 | 0 | 0 | 0 | 0 | 0 | 0 | 0 | 0 | 0 | 0 | 0 | 0 | 0 | 0 | 0 | 0 | 0 | 0 | 0 | 0 | 0 | 0 | 0 | 0 | 0 | 0 | 0
F1_Commercial_Warehouse_Existing_Water Heating_Natural Gas_Water Heater_E7 | F1 | Commercial | Warehouse | Existing | Water Heating | Natural Gas | Water Heater | E7 | Participant - Cost of Equipment | 0 | 0 | 0 | 0 | 0 | 0 | 0 | 0 | 0 | 0 | 0 | 0 | 0 | 0 | 0 | 0 | 0 | 0 | 0 | 0 | 0 | 0 | 0 | 0 | 0 | 0 | 0 | 0 | 0 | 0
F1_Commercial_Warehouse_Existing_Water Heating_Natural Gas_Water Heater_E8 | F1 | Commercial | Warehouse | Existing | Water Heating | Natural Gas | Water Heater | E8 | Participant - Cost of Equipment | 0 | 0 | 0 | 0 | 0 | 0 | 0 | 0 | 0 | 0 | 0 | 0 | 0 | 0 | 0 | 0 | 0 | 0 | 0 | 0 | 0 | 0 | 0 | 0 | 0 | 0 | 0 | 0 | 0 | 0
F1_Commercial_Warehouse_Existing_Water Heating_Natural Gas_Water Heater_E9 | F1 | Commercial | Warehouse | Existing | Water Heating | Natural Gas | Water Heater | E9 | Participant - Cost of Equipment | 0 | 0 | 0 | 0 | 0 | 0 | 0 | 0 | 0 | 0 | 0 | 0 | 0 | 0 | 0 | 0 | 0 | 0 | 0 | 0 | 0 | 0 | 0 | 0 | 0 | 0 | 0 | 0 | 0 | 0
F1_Commercial_Warehouse_Existing_Water Heating_Natural Gas_Water Heater_E10 | F1 | Commercial | Warehouse | Existing | Water Heating | Natural Gas | Water Heater | E10 | Participant - Cost of Equipment | 0 | 0 | 0 | 0 | 0 | 0 | 0 | 0 | 0 | 0 | 0 | 0 | 0 | 0 | 0 | 0 | 0 | 0 | 0 | 0 | 0 | 0 | 0 | 0 | 0 | 0 | 0 | 0 | 0 | 0
F2_Commercial_Warehouse_Existing_Water Heating_Natural Gas_Water Heater_E1 | F2 | Commercial | Warehouse | Existing | Water Heating | Natural Gas | Water Heater | E1 | Participant - Cost of Operation | 0.076755 | 0.077266 | 0.077929 | 0.079209 | 0.080985 | 0.083123 | 0.085064 | 0.086727 | 0.088305 | 0.089917 | 0.091643 | 0.093327 | 0.094919 | 0.096522 | 0.097939 | 0.09928 | 0.10073 | 0.10219 | 0.10365 | 0.10512 | 0.10655 | 0.10796 | 0 | 0 | 0 | 0 | 0 | 0 | 0 | 0
F2_Commercial_Warehouse_Existing_Water Heating_Natural Gas_Water Heater_E2 | F2 | Commercial | Warehouse | Existing | Water Heating | Natural Gas | Water Heater | E2 | Participant - Cost of Operation | 0.070359 | 0.070828 | 0.071435 | 0.072608 | 0.074236 | 0.076196 | 0.077975 | 0.079499 | 0.080946 | 0.082424 | 0.084006 | 0.085549 | 0.087009 | 0.088478 | 0.089777 | 0.091006 | 0.092337 | 0.093672 | 0.095015 | 0.096357 | 0.097675 | 0.098961 | 0 | 0 | 0 | 0 | 0 | 0 | 0 | 0
F2_Commercial_Warehouse_Existing_Water Heating_Natural Gas_Water Heater_E3 | F2 | Commercial | Warehouse | Existing | Water Heating | Natural Gas | Water Heater | E3 | Participant - Cost of Operation | 0.068923 | 0.069382 | 0.069977 | 0.071126 | 0.072721 | 0.074641 | 0.076384 | 0.077877 | 0.079294 | 0.080742 | 0.082292 | 0.083804 | 0.085233 | 0.086673 | 0.087945 | 0.089149 | 0.090453 | 0.091761 | 0.093076 | 0.094391 | 0.095682 | 0.096941 | 0 | 0 | 0 | 0 | 0 | 0 | 0 | 0
F2_Commercial_Warehouse_Existing_Water Heating_Natural Gas_Water Heater_E4 | F2 | Commercial | Warehouse | Existing | Water Heating | Natural Gas | Water Heater | E4 | Participant - Cost of Operation | 0.046069 | 0.046491 | 0.046989 | 0.047778 | 0.048812 | 0.050027 | 0.051153 | 0.052134 | 0.053053 | 0.053955 | 0.054876 | 0.055784 | 0.056657 | 0.057546 | 0.0584 | 0.059276 | 0.060209 | 0.061149 | 0.062099 | 0.063053 | 0.063999 | 0.064935 | 0 | 0 | 0 | 0 | 0 | 0 | 0 | 0
F2_Commercial_Warehouse_Existing_Water Heating_Natural Gas_Water Heater_E5 | F2 | Commercial | Warehouse | Existing | Water Heating | Natural Gas | Water Heater | E5 | Participant - Cost of Operation | 0 | 0 | 0 | 0 | 0 | 0 | 0 | 0 | 0 | 0 | 0 | 0 | 0 | 0 | 0 | 0 | 0 | 0 | 0 | 0 | 0 | 0 | 0 | 0 | 0 | 0 | 0 | 0 | 0 | 0
F2_Commercial_Warehouse_Existing_Water Heating_Natural Gas_Water Heater_E6 | F2 | Commercial | Warehouse | Existing | Water Heating | Natural Gas | Water Heater | E6 | Participant - Cost of Operation | 0 | 0 | 0 | 0 | 0 | 0 | 0 | 0 | 0 | 0 | 0 | 0 | 0 | 0 | 0 | 0 | 0 | 0 | 0 | 0 | 0 | 0 | 0 | 0 | 0 | 0 | 0 | 0 | 0 | 0
F2_Commercial_Warehouse_Existing_Water Heating_Natural Gas_Water Heater_E7 | F2 | Commercial | Warehouse | Existing | Water Heating | Natural Gas | Water Heater | E7 | Participant - Cost of Operation | 0 | 0 | 0 | 0 | 0 | 0 | 0 | 0 | 0 | 0 | 0 | 0 | 0 | 0 | 0 | 0 | 0 | 0 | 0 | 0 | 0 | 0 | 0 | 0 | 0 | 0 | 0 | 0 | 0 | 0
F2_Commercial_Warehouse_Existing_Water Heating_Natural Gas_Water Heater_E8 | F2 | Commercial | Warehouse | Existing | Water Heating | Natural Gas | Water Heater | E8 | Participant - Cost of Operation | 0 | 0 | 0 | 0 | 0 | 0 | 0 | 0 | 0 | 0 | 0 | 0 | 0 | 0 | 0 | 0 | 0 | 0 | 0 | 0 | 0 | 0 | 0 | 0 | 0 | 0 | 0 | 0 | 0 | 0
F2_Commercial_Warehouse_Existing_Water Heating_Natural Gas_Water Heater_E9 | F2 | Commercial | Warehouse | Existing | Water Heating | Natural Gas | Water Heater | E9 | Participant - Cost of Operation | 0 | 0 | 0 | 0 | 0 | 0 | 0 | 0 | 0 | 0 | 0 | 0 | 0 | 0 | 0 | 0 | 0 | 0 | 0 | 0 | 0 | 0 | 0 | 0 | 0 | 0 | 0 | 0 | 0 | 0
F2_Commercial_Warehouse_Existing_Water Heating_Natural Gas_Water Heater_E10 | F2 | Commercial | Warehouse | Existing | Water Heating | Natural Gas | Water Heater | E10 | Participant - Cost of Operation | 0 | 0 | 0 | 0 | 0 | 0 | 0 | 0 | 0 | 0 | 0 | 0 | 0 | 0 | 0 | 0 | 0 | 0 | 0 | 0 | 0 | 0 | 0 | 0 | 0 | 0 | 0 | 0 | 0 | 0
F3_Commercial_Warehouse_Existing_Water Heating_Natural Gas_Water Heater_E1 | F3 | Commercial | Warehouse | Existing | Water Heating | Natural Gas | Water Heater | E1 | System - kBTUs of Conusmption | 7.2725 | 7.292 | 7.3157 | 7.3771 | 7.4306 | 7.4759 | 7.5103 | 7.5442 | 7.5753 | 7.6037 | 7.6273 | 7.6417 | 7.6448 | 7.6365 | 7.6138 | 7.5827 | 7.5492 | 7.5134 | 7.4725 | 7.4331 | 7.3923 | 7.3503 | 0 | 0 | 0 | 0 | 0 | 0 | 0 | 0
F3_Commercial_Warehouse_Existing_Water Heating_Natural Gas_Water Heater_E2 | F3 | Commercial | Warehouse | Existing | Water Heating | Natural Gas | Water Heater | E2 | System - kBTUs of Conusmption | 6.6664 | 6.6843 | 6.706 | 6.7623 | 6.8113 | 6.8529 | 6.8845 | 6.9155 | 6.9441 | 6.9701 | 6.9917 | 7.0049 | 7.0077 | 7.0001 | 6.9793 | 6.9508 | 6.9201 | 6.8873 | 6.8498 | 6.8137 | 6.7762 | 6.7377 | 0 | 0 | 0 | 0 | 0 | 0 | 0 | 0
F3_Commercial_Warehouse_Existing_Water Heating_Natural Gas_Water Heater_E3 | F3 | Commercial | Warehouse | Existing | Water Heating | Natural Gas | Water Heater | E3 | System - kBTUs of Conusmption | 6.5304 | 6.5479 | 6.5692 | 6.6243 | 6.6723 | 6.713 | 6.744 | 6.7744 | 6.8024 | 6.8278 | 6.849 | 6.8619 | 6.8647 | 6.8573 | 6.8369 | 6.8089 | 6.7789 | 6.7467 | 6.71 | 6.6747 | 6.638 | 6.6002 | 0 | 0 | 0 | 0 | 0 | 0 | 0 | 0
F3_Commercial_Warehouse_Existing_Water Heating_Natural Gas_Water Heater_E4 | F3 | Commercial | Warehouse | Existing | Water Heating | Natural Gas | Water Heater | E4 | System - kBTUs of Conusmption | 4.3034 | 4.3163 | 4.3307 | 4.3619 | 4.3893 | 4.4124 | 4.4303 | 4.4451 | 4.4555 | 4.4612 | 4.4613 | 4.4582 | 4.4509 | 4.4392 | 4.4248 | 4.4108 | 4.3956 | 4.3795 | 4.361 | 4.3433 | 4.3248 | 4.3059 | 0 | 0 | 0 | 0 | 0 | 0 | 0 | 0
F3_Commercial_Warehouse_Existing_Water Heating_Natural Gas_Water Heater_E5 | F3 | Commercial | Warehouse | Existing | Water Heating | Natural Gas | Water Heater | E5 | System - kBTUs of Conusmption | 0 | 0 | 0 | 0 | 0 | 0 | 0 | 0 | 0 | 0 | 0 | 0 | 0 | 0 | 0 | 0 | 0 | 0 | 0 | 0 | 0 | 0 | 0 | 0 | 0 | 0 | 0 | 0 | 0 | 0
F3_Commercial_Warehouse_Existing_Water Heating_Natural Gas_Water Heater_E6 | F3 | Commercial | Warehouse | Existing | Water Heating | Natural Gas | Water Heater | E6 | System - kBTUs of Conusmption | 0 | 0 | 0 | 0 | 0 | 0 | 0 | 0 | 0 | 0 | 0 | 0 | 0 | 0 | 0 | 0 | 0 | 0 | 0 | 0 | 0 | 0 | 0 | 0 | 0 | 0 | 0 | 0 | 0 | 0
F3_Commercial_Warehouse_Existing_Water Heating_Natural Gas_Water Heater_E7 | F3 | Commercial | Warehouse | Existing | Water Heating | Natural Gas | Water Heater | E7 | System - kBTUs of Conusmption | 0 | 0 | 0 | 0 | 0 | 0 | 0 | 0 | 0 | 0 | 0 | 0 | 0 | 0 | 0 | 0 | 0 | 0 | 0 | 0 | 0 | 0 | 0 | 0 | 0 | 0 | 0 | 0 | 0 | 0
F3_Commercial_Warehouse_Existing_Water Heating_Natural Gas_Water Heater_E8 | F3 | Commercial | Warehouse | Existing | Water Heating | Natural Gas | Water Heater | E8 | System - kBTUs of Conusmption | 0 | 0 | 0 | 0 | 0 | 0 | 0 | 0 | 0 | 0 | 0 | 0 | 0 | 0 | 0 | 0 | 0 | 0 | 0 | 0 | 0 | 0 | 0 | 0 | 0 | 0 | 0 | 0 | 0 | 0
F3_Commercial_Warehouse_Existing_Water Heating_Natural Gas_Water Heater_E9 | F3 | Commercial | Warehouse | Existing | Water Heating | Natural Gas | Water Heater | E9 | System - kBTUs of Conusmption | 0 | 0 | 0 | 0 | 0 | 0 | 0 | 0 | 0 | 0 | 0 | 0 | 0 | 0 | 0 | 0 | 0 | 0 | 0 | 0 | 0 | 0 | 0 | 0 | 0 | 0 | 0 | 0 | 0 | 0
F3_Commercial_Warehouse_Existing_Water Heating_Natural Gas_Water Heater_E10 | F3 | Commercial | Warehouse | Existing | Water Heating | Natural Gas | Water Heater | E10 | System - kBTUs of Conusmption | 0 | 0 | 0 | 0 | 0 | 0 | 0 | 0 | 0 | 0 | 0 | 0 | 0 | 0 | 0 | 0 | 0 | 0 | 0 | 0 | 0 | 0 | 0 | 0 | 0 | 0 | 0 | 0 | 0 | 0
F4_Commercial_Warehouse_Existing_Water Heating_Natural Gas_Water Heater_E1 | F4 | Commercial | Warehouse | Existing | Water Heating | Natural Gas | Water Heater | E1 | Utility - Cost of Equipment | 0.010108 | 0.010108 | 0.010108 | 0.010108 | 0.010108 | 0.010108 | 0.010108 | 0.010108 | 0.010108 | 0.010108 | 0.010108 | 0.010108 | 0.010108 | 0.010108 | 0.010108 | 0.010108 | 0.010108 | 0.010108 | 0.010108 | 0.010108 | 0.010108 | 0.010108 | 0 | 0 | 0 | 0 | 0 | 0 | 0 | 0
F4_Commercial_Warehouse_Existing_Water Heating_Natural Gas_Water Heater_E2 | F4 | Commercial | Warehouse | Existing | Water Heating | Natural Gas | Water Heater | E2 | Utility - Cost of Equipment | 0.01001 | 0.01001 | 0.01001 | 0.01001 | 0.01001 | 0.01001 | 0.01001 | 0.01001 | 0.01001 | 0.01001 | 0.01001 | 0.01001 | 0.01001 | 0.01001 | 0.01001 | 0.01001 | 0.01001 | 0.01001 | 0.01001 | 0.01001 | 0.01001 | 0.01001 | 0 | 0 | 0 | 0 | 0 | 0 | 0 | 0
F4_Commercial_Warehouse_Existing_Water Heating_Natural Gas_Water Heater_E3 | F4 | Commercial | Warehouse | Existing | Water Heating | Natural Gas | Water Heater | E3 | Utility - Cost of Equipment | 0.010219 | 0.010219 | 0.010219 | 0.010219 | 0.010219 | 0.010219 | 0.010219 | 0.010219 | 0.010219 | 0.010219 | 0.010219 | 0.010219 | 0.010219 | 0.010219 | 0.010219 | 0.010219 | 0.010219 | 0.010219 | 0.010219 | 0.010219 | 0.010219 | 0.010219 | 0 | 0 | 0 | 0 | 0 | 0 | 0 | 0
F4_Commercial_Warehouse_Existing_Water Heating_Natural Gas_Water Heater_E4 | F4 | Commercial | Warehouse | Existing | Water Heating | Natural Gas | Water Heater | E4 | Utility - Cost of Equipment | 0.0081581 | 0.0081581 | 0.0081581 | 0.0081581 | 0.0081581 | 0.0081581 | 0.0081581 | 0.0081581 | 0.0081581 | 0.0081581 | 0.0081581 | 0.0081581 | 0.0081581 | 0.0081581 | 0.0081581 | 0.0081581 | 0.0081581 | 0.0081581 | 0.0081581 | 0.0081581 | 0.0081581 | 0.0081581 | 0 | 0 | 0 | 0 | 0 | 0 | 0 | 0
F4_Commercial_Warehouse_Existing_Water Heating_Natural Gas_Water Heater_E5 | F4 | Commercial | Warehouse | Existing | Water Heating | Natural Gas | Water Heater | E5 | Utility - Cost of Equipment | 0 | 0 | 0 | 0 | 0 | 0 | 0 | 0 | 0 | 0 | 0 | 0 | 0 | 0 | 0 | 0 | 0 | 0 | 0 | 0 | 0 | 0 | 0 | 0 | 0 | 0 | 0 | 0 | 0 | 0
F4_Commercial_Warehouse_Existing_Water Heating_Natural Gas_Water Heater_E6 | F4 | Commercial | Warehouse | Existing | Water Heating | Natural Gas | Water Heater | E6 | Utility - Cost of Equipment | 0 | 0 | 0 | 0 | 0 | 0 | 0 | 0 | 0 | 0 | 0 | 0 | 0 | 0 | 0 | 0 | 0 | 0 | 0 | 0 | 0 | 0 | 0 | 0 | 0 | 0 | 0 | 0 | 0 | 0
F4_Commercial_Warehouse_Existing_Water Heating_Natural Gas_Water Heater_E7 | F4 | Commercial | Warehouse | Existing | Water Heating | Natural Gas | Water Heater | E7 | Utility - Cost of Equipment | 0 | 0 | 0 | 0 | 0 | 0 | 0 | 0 | 0 | 0 | 0 | 0 | 0 | 0 | 0 | 0 | 0 | 0 | 0 | 0 | 0 | 0 | 0 | 0 | 0 | 0 | 0 | 0 | 0 | 0
F4_Commercial_Warehouse_Existing_Water Heating_Natural Gas_Water Heater_E8 | F4 | Commercial | Warehouse | Existing | Water Heating | Natural Gas | Water Heater | E8 | Utility - Cost of Equipment | 0 | 0 | 0 | 0 | 0 | 0 | 0 | 0 | 0 | 0 | 0 | 0 | 0 | 0 | 0 | 0 | 0 | 0 | 0 | 0 | 0 | 0 | 0 | 0 | 0 | 0 | 0 | 0 | 0 | 0
F4_Commercial_Warehouse_Existing_Water Heating_Natural Gas_Water Heater_E9 | F4 | Commercial | Warehouse | Existing | Water Heating | Natural Gas | Water Heater | E9 | Utility - Cost of Equipment | 0 | 0 | 0 | 0 | 0 | 0 | 0 | 0 | 0 | 0 | 0 | 0 | 0 | 0 | 0 | 0 | 0 | 0 | 0 | 0 | 0 | 0 | 0 | 0 | 0 | 0 | 0 | 0 | 0 | 0
F4_Commercial_Warehouse_Existing_Water Heating_Natural Gas_Water Heater_E10 | F4 | Commercial | Warehouse | Existing | Water Heating | Natural Gas | Water Heater | E10 | Utility - Cost of Equipment | 0 | 0 | 0 | 0 | 0 | 0 | 0 | 0 | 0 | 0 | 0 | 0 | 0 | 0 | 0 | 0 | 0 | 0 | 0 | 0 | 0 | 0 | 0 | 0 | 0 | 0 | 0 | 0 | 0 | 0
F5_Commercial_Warehouse_Existing_Water Heating_Natural Gas_Water Heater_E1 | F5 | Commercial | Warehouse | Existing | Water Heating | Natural Gas | Water Heater | E1 | Utility - Cost of Operation | 0.064066 | 0.064493 | 0.065046 | 0.066114 | 0.067597 | 0.069381 | 0.071001 | 0.072389 | 0.073706 | 0.075052 | 0.076493 | 0.077898 | 0.079227 | 0.080565 | 0.081747 | 0.082867 | 0.084078 | 0.085294 | 0.086517 | 0.087739 | 0.088939 | 0.09011 | 0 | 0 | 0 | 0 | 0 | 0 | 0 | 0
F5_Commercial_Warehouse_Existing_Water Heating_Natural Gas_Water Heater_E2 | F5 | Commercial | Warehouse | Existing | Water Heating | Natural Gas | Water Heater | E2 | Utility - Cost of Operation | 0.058727 | 0.059118 | 0.059625 | 0.060605 | 0.061964 | 0.063599 | 0.065084 | 0.066357 | 0.067564 | 0.068798 | 0.070118 | 0.071406 | 0.072624 | 0.073851 | 0.074935 | 0.075961 | 0.077072 | 0.078186 | 0.079307 | 0.080428 | 0.081527 | 0.082601 | 0 | 0 | 0 | 0 | 0 | 0 | 0 | 0
F5_Commercial_Warehouse_Existing_Water Heating_Natural Gas_Water Heater_E3 | F5 | Commercial | Warehouse | Existing | Water Heating | Natural Gas | Water Heater | E3 | Utility - Cost of Operation | 0.057528 | 0.057912 | 0.058409 | 0.059368 | 0.060699 | 0.062301 | 0.063756 | 0.065002 | 0.066185 | 0.067394 | 0.068687 | 0.069949 | 0.071142 | 0.072344 | 0.073406 | 0.074411 | 0.075499 | 0.076591 | 0.077688 | 0.078786 | 0.079863 | 0.080915 | 0 | 0 | 0 | 0 | 0 | 0 | 0 | 0
F5_Commercial_Warehouse_Existing_Water Heating_Natural Gas_Water Heater_E4 | F5 | Commercial | Warehouse | Existing | Water Heating | Natural Gas | Water Heater | E4 | Utility - Cost of Operation | 0.038453 | 0.038805 | 0.039221 | 0.039879 | 0.040742 | 0.041757 | 0.042697 | 0.043515 | 0.044282 | 0.045035 | 0.045804 | 0.046562 | 0.04729 | 0.048032 | 0.048746 | 0.049477 | 0.050255 | 0.05104 | 0.051832 | 0.052629 | 0.053419 | 0.0542 | 0 | 0 | 0 | 0 | 0 | 0 | 0 | 0
F5_Commercial_Warehouse_Existing_Water Heating_Natural Gas_Water Heater_E5 | F5 | Commercial | Warehouse | Existing | Water Heating | Natural Gas | Water Heater | E5 | Utility - Cost of Operation | 0 | 0 | 0 | 0 | 0 | 0 | 0 | 0 | 0 | 0 | 0 | 0 | 0 | 0 | 0 | 0 | 0 | 0 | 0 | 0 | 0 | 0 | 0 | 0 | 0 | 0 | 0 | 0 | 0 | 0
F5_Commercial_Warehouse_Existing_Water Heating_Natural Gas_Water Heater_E6 | F5 | Commercial | Warehouse | Existing | Water Heating | Natural Gas | Water Heater | E6 | Utility - Cost of Operation | 0 | 0 | 0 | 0 | 0 | 0 | 0 | 0 | 0 | 0 | 0 | 0 | 0 | 0 | 0 | 0 | 0 | 0 | 0 | 0 | 0 | 0 | 0 | 0 | 0 | 0 | 0 | 0 | 0 | 0
F5_Commercial_Warehouse_Existing_Water Heating_Natural Gas_Water Heater_E7 | F5 | Commercial | Warehouse | Existing | Water Heating | Natural Gas | Water Heater | E7 | Utility - Cost of Operation | 0 | 0 | 0 | 0 | 0 | 0 | 0 | 0 | 0 | 0 | 0 | 0 | 0 | 0 | 0 | 0 | 0 | 0 | 0 | 0 | 0 | 0 | 0 | 0 | 0 | 0 | 0 | 0 | 0 | 0
F5_Commercial_Warehouse_Existing_Water Heating_Natural Gas_Water Heater_E8 | F5 | Commercial | Warehouse | Existing | Water Heating | Natural Gas | Water Heater | E8 | Utility - Cost of Operation | 0 | 0 | 0 | 0 | 0 | 0 | 0 | 0 | 0 | 0 | 0 | 0 | 0 | 0 | 0 | 0 | 0 | 0 | 0 | 0 | 0 | 0 | 0 | 0 | 0 | 0 | 0 | 0 | 0 | 0
F5_Commercial_Warehouse_Existing_Water Heating_Natural Gas_Water Heater_E9 | F5 | Commercial | Warehouse | Existing | Water Heating | Natural Gas | Water Heater | E9 | Utility - Cost of Operation | 0 | 0 | 0 | 0 | 0 | 0 | 0 | 0 | 0 | 0 | 0 | 0 | 0 | 0 | 0 | 0 | 0 | 0 | 0 | 0 | 0 | 0 | 0 | 0 | 0 | 0 | 0 | 0 | 0 | 0
F5_Commercial_Warehouse_Existing_Water Heating_Natural Gas_Water Heater_E10 | F5 | Commercial | Warehouse | Existing | Water Heating | Natural Gas | Water Heater | E10 | Utility - Cost of Operation | 0 | 0 | 0 | 0 | 0 | 0 | 0 | 0 | 0 | 0 | 0 | 0 | 0 | 0 | 0 | 0 | 0 | 0 | 0 | 0 | 0 | 0 | 0 | 0 | 0 | 0 | 0 | 0 | 0 | 0
F6_Commercial_Warehouse_Existing_Water Heating_Natural Gas_Water Heater_E1 | F6 | Commercial | Warehouse | Existing | Water Heating | Natural Gas | Water Heater | E1 | Utility - Value of Sales | 0.076755 | 0.077266 | 0.077929 | 0.079209 | 0.080985 | 0.083123 | 0.085064 | 0.086727 | 0.088305 | 0.089917 | 0.091643 | 0.093327 | 0.094919 | 0.096522 | 0.097939 | 0.09928 | 0.10073 | 0.10219 | 0.10365 | 0.10512 | 0.10655 | 0.10796 | 0 | 0 | 0 | 0 | 0 | 0 | 0 | 0
F6_Commercial_Warehouse_Existing_Water Heating_Natural Gas_Water Heater_E2 | F6 | Commercial | Warehouse | Existing | Water Heating | Natural Gas | Water Heater | E2 | Utility - Value of Sales | 0.070359 | 0.070828 | 0.071435 | 0.072608 | 0.074236 | 0.076196 | 0.077975 | 0.079499 | 0.080946 | 0.082424 | 0.084006 | 0.085549 | 0.087009 | 0.088478 | 0.089777 | 0.091006 | 0.092337 | 0.093672 | 0.095015 | 0.096357 | 0.097675 | 0.098961 | 0 | 0 | 0 | 0 | 0 | 0 | 0 | 0
F6_Commercial_Warehouse_Existing_Water Heating_Natural Gas_Water Heater_E3 | F6 | Commercial | Warehouse | Existing | Water Heating | Natural Gas | Water Heater | E3 | Utility - Value of Sales | 0.068923 | 0.069382 | 0.069977 | 0.071126 | 0.072721 | 0.074641 | 0.076384 | 0.077877 | 0.079294 | 0.080742 | 0.082292 | 0.083804 | 0.085233 | 0.086673 | 0.087945 | 0.089149 | 0.090453 | 0.091761 | 0.093076 | 0.094391 | 0.095682 | 0.096941 | 0 | 0 | 0 | 0 | 0 | 0 | 0 | 0
F6_Commercial_Warehouse_Existing_Water Heating_Natural Gas_Water Heater_E4 | F6 | Commercial | Warehouse | Existing | Water Heating | Natural Gas | Water Heater | E4 | Utility - Value of Sales | 0.046069 | 0.046491 | 0.046989 | 0.047778 | 0.048812 | 0.050027 | 0.051153 | 0.052134 | 0.053053 | 0.053955 | 0.054876 | 0.055784 | 0.056657 | 0.057546 | 0.0584 | 0.059276 | 0.060209 | 0.061149 | 0.062099 | 0.063053 | 0.063999 | 0.064935 | 0 | 0 | 0 | 0 | 0 | 0 | 0 | 0
F6_Commercial_Warehouse_Existing_Water Heating_Natural Gas_Water Heater_E5 | F6 | Commercial | Warehouse | Existing | Water Heating | Natural Gas | Water Heater | E5 | Utility - Value of Sales | 0 | 0 | 0 | 0 | 0 | 0 | 0 | 0 | 0 | 0 | 0 | 0 | 0 | 0 | 0 | 0 | 0 | 0 | 0 | 0 | 0 | 0 | 0 | 0 | 0 | 0 | 0 | 0 | 0 | 0
F6_Commercial_Warehouse_Existing_Water Heating_Natural Gas_Water Heater_E6 | F6 | Commercial | Warehouse | Existing | Water Heating | Natural Gas | Water Heater | E6 | Utility - Value of Sales | 0 | 0 | 0 | 0 | 0 | 0 | 0 | 0 | 0 | 0 | 0 | 0 | 0 | 0 | 0 | 0 | 0 | 0 | 0 | 0 | 0 | 0 | 0 | 0 | 0 | 0 | 0 | 0 | 0 | 0
F6_Commercial_Warehouse_Existing_Water Heating_Natural Gas_Water Heater_E7 | F6 | Commercial | Warehouse | Existing | Water Heating | Natural Gas | Water Heater | E7 | Utility - Value of Sales | 0 | 0 | 0 | 0 | 0 | 0 | 0 | 0 | 0 | 0 | 0 | 0 | 0 | 0 | 0 | 0 | 0 | 0 | 0 | 0 | 0 | 0 | 0 | 0 | 0 | 0 | 0 | 0 | 0 | 0
F6_Commercial_Warehouse_Existing_Water Heating_Natural Gas_Water Heater_E8 | F6 | Commercial | Warehouse | Existing | Water Heating | Natural Gas | Water Heater | E8 | Utility - Value of Sales | 0 | 0 | 0 | 0 | 0 | 0 | 0 | 0 | 0 | 0 | 0 | 0 | 0 | 0 | 0 | 0 | 0 | 0 | 0 | 0 | 0 | 0 | 0 | 0 | 0 | 0 | 0 | 0 | 0 | 0
F6_Commercial_Warehouse_Existing_Water Heating_Natural Gas_Water Heater_E9 | F6 | Commercial | Warehouse | Existing | Water Heating | Natural Gas | Water Heater | E9 | Utility - Value of Sales | 0 | 0 | 0 | 0 | 0 | 0 | 0 | 0 | 0 | 0 | 0 | 0 | 0 | 0 | 0 | 0 | 0 | 0 | 0 | 0 | 0 | 0 | 0 | 0 | 0 | 0 | 0 | 0 | 0 | 0
F6_Commercial_Warehouse_Existing_Water Heating_Natural Gas_Water Heater_E10 | F6 | Commercial | Warehouse | Existing | Water Heating | Natural Gas | Water Heater | E10 | Utility - Value of Sales | 0 | 0 | 0 | 0 | 0 | 0 | 0 | 0 | 0 | 0 | 0 | 0 | 0 | 0 | 0 | 0 | 0 | 0 | 0 | 0 | 0 | 0 | 0 | 0 | 0 | 0 | 0 | 0 | 0 | 0
F1_Commercial_Warehouse_Existing_Food Preparation_Natural Gas_Oven_E1 | F1 | Commercial | Warehouse | Existing | Food Preparation | Natural Gas | Oven | E1 | Participant - Cost of Equipment | 0.12348 | 0.12348 | 0.12348 | 0.12348 | 0.12348 | 0.12348 | 0.12348 | 0.12348 | 0.12348 | 0.12348 | 0.12348 | 0.12348 | 0.12348 | 0.12348 | 0.12348 | 0.12348 | 0.12348 | 0.12348 | 0.12348 | 0.12348 | 0.12348 | 0.12348 | 0 | 0 | 0 | 0 | 0 | 0 | 0 | 0
F1_Commercial_Warehouse_Existing_Food Preparation_Natural Gas_Oven_E2 | F1 | Commercial | Warehouse | Existing | Food Preparation | Natural Gas | Oven | E2 | Participant - Cost of Equipment | 0.12429 | 0.12429 | 0.12429 | 0.12429 | 0.12429 | 0.12429 | 0.12429 | 0.12429 | 0.12429 | 0.12429 | 0.12429 | 0.12429 | 0.12429 | 0.12429 | 0.12429 | 0.12429 | 0.12429 | 0.12429 | 0.12429 | 0.12429 | 0.12429 | 0.12429 | 0 | 0 | 0 | 0 | 0 | 0 | 0 | 0
F1_Commercial_Warehouse_Existing_Food Preparation_Natural Gas_Oven_E3 | F1 | Commercial | Warehouse | Existing | Food Preparation | Natural Gas | Oven | E3 | Participant - Cost of Equipment | 0 | 0 | 0 | 0 | 0 | 0 | 0 | 0 | 0 | 0 | 0 | 0 | 0 | 0 | 0 | 0 | 0 | 0 | 0 | 0 | 0 | 0 | 0 | 0 | 0 | 0 | 0 | 0 | 0 | 0
F1_Commercial_Warehouse_Existing_Food Preparation_Natural Gas_Oven_E4 | F1 | Commercial | Warehouse | Existing | Food Preparation | Natural Gas | Oven | E4 | Participant - Cost of Equipment | 0 | 0 | 0 | 0 | 0 | 0 | 0 | 0 | 0 | 0 | 0 | 0 | 0 | 0 | 0 | 0 | 0 | 0 | 0 | 0 | 0 | 0 | 0 | 0 | 0 | 0 | 0 | 0 | 0 | 0
F1_Commercial_Warehouse_Existing_Food Preparation_Natural Gas_Oven_E5 | F1 | Commercial | Warehouse | Existing | Food Preparation | Natural Gas | Oven | E5 | Participant - Cost of Equipment | 0 | 0 | 0 | 0 | 0 | 0 | 0 | 0 | 0 | 0 | 0 | 0 | 0 | 0 | 0 | 0 | 0 | 0 | 0 | 0 | 0 | 0 | 0 | 0 | 0 | 0 | 0 | 0 | 0 | 0
F1_Commercial_Warehouse_Existing_Food Preparation_Natural Gas_Oven_E6 | F1 | Commercial | Warehouse | Existing | Food Preparation | Natural Gas | Oven | E6 | Participant - Cost of Equipment | 0 | 0 | 0 | 0 | 0 | 0 | 0 | 0 | 0 | 0 | 0 | 0 | 0 | 0 | 0 | 0 | 0 | 0 | 0 | 0 | 0 | 0 | 0 | 0 | 0 | 0 | 0 | 0 | 0 | 0
F1_Commercial_Warehouse_Existing_Food Preparation_Natural Gas_Oven_E7 | F1 | Commercial | Warehouse | Existing | Food Preparation | Natural Gas | Oven | E7 | Participant - Cost of Equipment | 0 | 0 | 0 | 0 | 0 | 0 | 0 | 0 | 0 | 0 | 0 | 0 | 0 | 0 | 0 | 0 | 0 | 0 | 0 | 0 | 0 | 0 | 0 | 0 | 0 | 0 | 0 | 0 | 0 | 0
F1_Commercial_Warehouse_Existing_Food Preparation_Natural Gas_Oven_E8 | F1 | Commercial | Warehouse | Existing | Food Preparation | Natural Gas | Oven | E8 | Participant - Cost of Equipment | 0 | 0 | 0 | 0 | 0 | 0 | 0 | 0 | 0 | 0 | 0 | 0 | 0 | 0 | 0 | 0 | 0 | 0 | 0 | 0 | 0 | 0 | 0 | 0 | 0 | 0 | 0 | 0 | 0 | 0
F1_Commercial_Warehouse_Existing_Food Preparation_Natural Gas_Oven_E9 | F1 | Commercial | Warehouse | Existing | Food Preparation | Natural Gas | Oven | E9 | Participant - Cost of Equipment | 0 | 0 | 0 | 0 | 0 | 0 | 0 | 0 | 0 | 0 | 0 | 0 | 0 | 0 | 0 | 0 | 0 | 0 | 0 | 0 | 0 | 0 | 0 | 0 | 0 | 0 | 0 | 0 | 0 | 0
F1_Commercial_Warehouse_Existing_Food Preparation_Natural Gas_Oven_E10 | F1 | Commercial | Warehouse | Existing | Food Preparation | Natural Gas | Oven | E10 | Participant - Cost of Equipment | 0 | 0 | 0 | 0 | 0 | 0 | 0 | 0 | 0 | 0 | 0 | 0 | 0 | 0 | 0 | 0 | 0 | 0 | 0 | 0 | 0 | 0 | 0 | 0 | 0 | 0 | 0 | 0 | 0 | 0
F2_Commercial_Warehouse_Existing_Food Preparation_Natural Gas_Oven_E1 | F2 | Commercial | Warehouse | Existing | Food Preparation | Natural Gas | Oven | E1 | Participant - Cost of Operation | 0.12605 | 0.12713 | 0.12842 | 0.13056 | 0.13341 | 0.13677 | 0.13985 | 0.1426 | 0.14527 | 0.14786 | 0.15046 | 0.153 | 0.15539 | 0.15778 | 0.16006 | 0.1624 | 0.16491 | 0.16743 | 0.16998 | 0.17253 | 0.17506 | 0.17755 | 0 | 0 | 0 | 0 | 0 | 0 | 0 | 0
F2_Commercial_Warehouse_Existing_Food Preparation_Natural Gas_Oven_E2 | F2 | Commercial | Warehouse | Existing | Food Preparation | Natural Gas | Oven | E2 | Participant - Cost of Operation | 0.086431 | 0.087171 | 0.088056 | 0.089521 | 0.091474 | 0.093777 | 0.095894 | 0.097779 | 0.099607 | 0.10138 | 0.10317 | 0.10491 | 0.10654 | 0.10818 | 0.10975 | 0.11136 | 0.11307 | 0.1148 | 0.11655 | 0.1183 | 0.12003 | 0.12174 | 0 | 0 | 0 | 0 | 0 | 0 | 0 | 0
F2_Commercial_Warehouse_Existing_Food Preparation_Natural Gas_Oven_E3 | F2 | Commercial | Warehouse | Existing | Food Preparation | Natural Gas | Oven | E3 | Participant - Cost of Operation | 0 | 0 | 0 | 0 | 0 | 0 | 0 | 0 | 0 | 0 | 0 | 0 | 0 | 0 | 0 | 0 | 0 | 0 | 0 | 0 | 0 | 0 | 0 | 0 | 0 | 0 | 0 | 0 | 0 | 0
F2_Commercial_Warehouse_Existing_Food Preparation_Natural Gas_Oven_E4 | F2 | Commercial | Warehouse | Existing | Food Preparation | Natural Gas | Oven | E4 | Participant - Cost of Operation | 0 | 0 | 0 | 0 | 0 | 0 | 0 | 0 | 0 | 0 | 0 | 0 | 0 | 0 | 0 | 0 | 0 | 0 | 0 | 0 | 0 | 0 | 0 | 0 | 0 | 0 | 0 | 0 | 0 | 0
F2_Commercial_Warehouse_Existing_Food Preparation_Natural Gas_Oven_E5 | F2 | Commercial | Warehouse | Existing | Food Preparation | Natural Gas | Oven | E5 | Participant - Cost of Operation | 0 | 0 | 0 | 0 | 0 | 0 | 0 | 0 | 0 | 0 | 0 | 0 | 0 | 0 | 0 | 0 | 0 | 0 | 0 | 0 | 0 | 0 | 0 | 0 | 0 | 0 | 0 | 0 | 0 | 0
F2_Commercial_Warehouse_Existing_Food Preparation_Natural Gas_Oven_E6 | F2 | Commercial | Warehouse | Existing | Food Preparation | Natural Gas | Oven | E6 | Participant - Cost of Operation | 0 | 0 | 0 | 0 | 0 | 0 | 0 | 0 | 0 | 0 | 0 | 0 | 0 | 0 | 0 | 0 | 0 | 0 | 0 | 0 | 0 | 0 | 0 | 0 | 0 | 0 | 0 | 0 | 0 | 0
F2_Commercial_Warehouse_Existing_Food Preparation_Natural Gas_Oven_E7 | F2 | Commercial | Warehouse | Existing | Food Preparation | Natural Gas | Oven | E7 | Participant - Cost of Operation | 0 | 0 | 0 | 0 | 0 | 0 | 0 | 0 | 0 | 0 | 0 | 0 | 0 | 0 | 0 | 0 | 0 | 0 | 0 | 0 | 0 | 0 | 0 | 0 | 0 | 0 | 0 | 0 | 0 | 0
F2_Commercial_Warehouse_Existing_Food Preparation_Natural Gas_Oven_E8 | F2 | Commercial | Warehouse | Existing | Food Preparation | Natural Gas | Oven | E8 | Participant - Cost of Operation | 0 | 0 | 0 | 0 | 0 | 0 | 0 | 0 | 0 | 0 | 0 | 0 | 0 | 0 | 0 | 0 | 0 | 0 | 0 | 0 | 0 | 0 | 0 | 0 | 0 | 0 | 0 | 0 | 0 | 0
F2_Commercial_Warehouse_Existing_Food Preparation_Natural Gas_Oven_E9 | F2 | Commercial | Warehouse | Existing | Food Preparation | Natural Gas | Oven | E9 | Participant - Cost of Operation | 0 | 0 | 0 | 0 | 0 | 0 | 0 | 0 | 0 | 0 | 0 | 0 | 0 | 0 | 0 | 0 | 0 | 0 | 0 | 0 | 0 | 0 | 0 | 0 | 0 | 0 | 0 | 0 | 0 | 0
F2_Commercial_Warehouse_Existing_Food Preparation_Natural Gas_Oven_E10 | F2 | Commercial | Warehouse | Existing | Food Preparation | Natural Gas | Oven | E10 | Participant - Cost of Operation | 0 | 0 | 0 | 0 | 0 | 0 | 0 | 0 | 0 | 0 | 0 | 0 | 0 | 0 | 0 | 0 | 0 | 0 | 0 | 0 | 0 | 0 | 0 | 0 | 0 | 0 | 0 | 0 | 0 | 0
F3_Commercial_Warehouse_Existing_Food Preparation_Natural Gas_Oven_E1 | F3 | Commercial | Warehouse | Existing | Food Preparation | Natural Gas | Oven | E1 | System - kBTUs of Conusmption | 11.822 | 11.8574 | 11.8965 | 11.9865 | 12.0661 | 12.1332 | 12.1842 | 12.2348 | 12.2818 | 12.3119 | 12.3221 | 12.3198 | 12.3016 | 12.2667 | 12.2236 | 12.1817 | 12.1366 | 12.0884 | 12.0333 | 11.9802 | 11.9252 | 11.8686 | 0 | 0 | 0 | 0 | 0 | 0 | 0 | 0
F3_Commercial_Warehouse_Existing_Food Preparation_Natural Gas_Oven_E2 | F3 | Commercial | Warehouse | Existing | Food Preparation | Natural Gas | Oven | E2 | System - kBTUs of Conusmption | 8.106 | 8.1302 | 8.157 | 8.2188 | 8.2733 | 8.3193 | 8.3543 | 8.389 | 8.4212 | 8.4418 | 8.4488 | 8.4473 | 8.4348 | 8.4108 | 8.3813 | 8.3526 | 8.3216 | 8.2886 | 8.2508 | 8.2145 | 8.1767 | 8.1379 | 0 | 0 | 0 | 0 | 0 | 0 | 0 | 0
F3_Commercial_Warehouse_Existing_Food Preparation_Natural Gas_Oven_E3 | F3 | Commercial | Warehouse | Existing | Food Preparation | Natural Gas | Oven | E3 | System - kBTUs of Conusmption | 0 | 0 | 0 | 0 | 0 | 0 | 0 | 0 | 0 | 0 | 0 | 0 | 0 | 0 | 0 | 0 | 0 | 0 | 0 | 0 | 0 | 0 | 0 | 0 | 0 | 0 | 0 | 0 | 0 | 0
F3_Commercial_Warehouse_Existing_Food Preparation_Natural Gas_Oven_E4 | F3 | Commercial | Warehouse | Existing | Food Preparation | Natural Gas | Oven | E4 | System - kBTUs of Conusmption | 0 | 0 | 0 | 0 | 0 | 0 | 0 | 0 | 0 | 0 | 0 | 0 | 0 | 0 | 0 | 0 | 0 | 0 | 0 | 0 | 0 | 0 | 0 | 0 | 0 | 0 | 0 | 0 | 0 | 0
F3_Commercial_Warehouse_Existing_Food Preparation_Natural Gas_Oven_E5 | F3 | Commercial | Warehouse | Existing | Food Preparation | Natural Gas | Oven | E5 | System - kBTUs of Conusmption | 0 | 0 | 0 | 0 | 0 | 0 | 0 | 0 | 0 | 0 | 0 | 0 | 0 | 0 | 0 | 0 | 0 | 0 | 0 | 0 | 0 | 0 | 0 | 0 | 0 | 0 | 0 | 0 | 0 | 0
F3_Commercial_Warehouse_Existing_Food Preparation_Natural Gas_Oven_E6 | F3 | Commercial | Warehouse | Existing | Food Preparation | Natural Gas | Oven | E6 | System - kBTUs of Conusmption | 0 | 0 | 0 | 0 | 0 | 0 | 0 | 0 | 0 | 0 | 0 | 0 | 0 | 0 | 0 | 0 | 0 | 0 | 0 | 0 | 0 | 0 | 0 | 0 | 0 | 0 | 0 | 0 | 0 | 0
F3_Commercial_Warehouse_Existing_Food Preparation_Natural Gas_Oven_E7 | F3 | Commercial | Warehouse | Existing | Food Preparation | Natural Gas | Oven | E7 | System - kBTUs of Conusmption | 0 | 0 | 0 | 0 | 0 | 0 | 0 | 0 | 0 | 0 | 0 | 0 | 0 | 0 | 0 | 0 | 0 | 0 | 0 | 0 | 0 | 0 | 0 | 0 | 0 | 0 | 0 | 0 | 0 | 0
F3_Commercial_Warehouse_Existing_Food Preparation_Natural Gas_Oven_E8 | F3 | Commercial | Warehouse | Existing | Food Preparation | Natural Gas | Oven | E8 | System - kBTUs of Conusmption | 0 | 0 | 0 | 0 | 0 | 0 | 0 | 0 | 0 | 0 | 0 | 0 | 0 | 0 | 0 | 0 | 0 | 0 | 0 | 0 | 0 | 0 | 0 | 0 | 0 | 0 | 0 | 0 | 0 | 0
F3_Commercial_Warehouse_Existing_Food Preparation_Natural Gas_Oven_E9 | F3 | Commercial | Warehouse | Existing | Food Preparation | Natural Gas | Oven | E9 | System - kBTUs of Conusmption | 0 | 0 | 0 | 0 | 0 | 0 | 0 | 0 | 0 | 0 | 0 | 0 | 0 | 0 | 0 | 0 | 0 | 0 | 0 | 0 | 0 | 0 | 0 | 0 | 0 | 0 | 0 | 0 | 0 | 0
F3_Commercial_Warehouse_Existing_Food Preparation_Natural Gas_Oven_E10 | F3 | Commercial | Warehouse | Existing | Food Preparation | Natural Gas | Oven | E10 | System - kBTUs of Conusmption | 0 | 0 | 0 | 0 | 0 | 0 | 0 | 0 | 0 | 0 | 0 | 0 | 0 | 0 | 0 | 0 | 0 | 0 | 0 | 0 | 0 | 0 | 0 | 0 | 0 | 0 | 0 | 0 | 0 | 0
F4_Commercial_Warehouse_Existing_Food Preparation_Natural Gas_Oven_E1 | F4 | Commercial | Warehouse | Existing | Food Preparation | Natural Gas | Oven | E1 | Utility - Cost of Equipment | 0.12348 | 0.12348 | 0.12348 | 0.12348 | 0.12348 | 0.12348 | 0.12348 | 0.12348 | 0.12348 | 0.12348 | 0.12348 | 0.12348 | 0.12348 | 0.12348 | 0.12348 | 0.12348 | 0.12348 | 0.12348 | 0.12348 | 0.12348 | 0.12348 | 0.12348 | 0 | 0 | 0 | 0 | 0 | 0 | 0 | 0
F4_Commercial_Warehouse_Existing_Food Preparation_Natural Gas_Oven_E2 | F4 | Commercial | Warehouse | Existing | Food Preparation | Natural Gas | Oven | E2 | Utility - Cost of Equipment | 0.12429 | 0.12429 | 0.12429 | 0.12429 | 0.12429 | 0.12429 | 0.12429 | 0.12429 | 0.12429 | 0.12429 | 0.12429 | 0.12429 | 0.12429 | 0.12429 | 0.12429 | 0.12429 | 0.12429 | 0.12429 | 0.12429 | 0.12429 | 0.12429 | 0.12429 | 0 | 0 | 0 | 0 | 0 | 0 | 0 | 0
F4_Commercial_Warehouse_Existing_Food Preparation_Natural Gas_Oven_E3 | F4 | Commercial | Warehouse | Existing | Food Preparation | Natural Gas | Oven | E3 | Utility - Cost of Equipment | 0 | 0 | 0 | 0 | 0 | 0 | 0 | 0 | 0 | 0 | 0 | 0 | 0 | 0 | 0 | 0 | 0 | 0 | 0 | 0 | 0 | 0 | 0 | 0 | 0 | 0 | 0 | 0 | 0 | 0
F4_Commercial_Warehouse_Existing_Food Preparation_Natural Gas_Oven_E4 | F4 | Commercial | Warehouse | Existing | Food Preparation | Natural Gas | Oven | E4 | Utility - Cost of Equipment | 0 | 0 | 0 | 0 | 0 | 0 | 0 | 0 | 0 | 0 | 0 | 0 | 0 | 0 | 0 | 0 | 0 | 0 | 0 | 0 | 0 | 0 | 0 | 0 | 0 | 0 | 0 | 0 | 0 | 0
F4_Commercial_Warehouse_Existing_Food Preparation_Natural Gas_Oven_E5 | F4 | Commercial | Warehouse | Existing | Food Preparation | Natural Gas | Oven | E5 | Utility - Cost of Equipment | 0 | 0 | 0 | 0 | 0 | 0 | 0 | 0 | 0 | 0 | 0 | 0 | 0 | 0 | 0 | 0 | 0 | 0 | 0 | 0 | 0 | 0 | 0 | 0 | 0 | 0 | 0 | 0 | 0 | 0
F4_Commercial_Warehouse_Existing_Food Preparation_Natural Gas_Oven_E6 | F4 | Commercial | Warehouse | Existing | Food Preparation | Natural Gas | Oven | E6 | Utility - Cost of Equipment | 0 | 0 | 0 | 0 | 0 | 0 | 0 | 0 | 0 | 0 | 0 | 0 | 0 | 0 | 0 | 0 | 0 | 0 | 0 | 0 | 0 | 0 | 0 | 0 | 0 | 0 | 0 | 0 | 0 | 0
F4_Commercial_Warehouse_Existing_Food Preparation_Natural Gas_Oven_E7 | F4 | Commercial | Warehouse | Existing | Food Preparation | Natural Gas | Oven | E7 | Utility - Cost of Equipment | 0 | 0 | 0 | 0 | 0 | 0 | 0 | 0 | 0 | 0 | 0 | 0 | 0 | 0 | 0 | 0 | 0 | 0 | 0 | 0 | 0 | 0 | 0 | 0 | 0 | 0 | 0 | 0 | 0 | 0
F4_Commercial_Warehouse_Existing_Food Preparation_Natural Gas_Oven_E8 | F4 | Commercial | Warehouse | Existing | Food Preparation | Natural Gas | Oven | E8 | Utility - Cost of Equipment | 0 | 0 | 0 | 0 | 0 | 0 | 0 | 0 | 0 | 0 | 0 | 0 | 0 | 0 | 0 | 0 | 0 | 0 | 0 | 0 | 0 | 0 | 0 | 0 | 0 | 0 | 0 | 0 | 0 | 0
F4_Commercial_Warehouse_Existing_Food Preparation_Natural Gas_Oven_E9 | F4 | Commercial | Warehouse | Existing | Food Preparation | Natural Gas | Oven | E9 | Utility - Cost of Equipment | 0 | 0 | 0 | 0 | 0 | 0 | 0 | 0 | 0 | 0 | 0 | 0 | 0 | 0 | 0 | 0 | 0 | 0 | 0 | 0 | 0 | 0 | 0 | 0 | 0 | 0 | 0 | 0 | 0 | 0
F4_Commercial_Warehouse_Existing_Food Preparation_Natural Gas_Oven_E10 | F4 | Commercial | Warehouse | Existing | Food Preparation | Natural Gas | Oven | E10 | Utility - Cost of Equipment | 0 | 0 | 0 | 0 | 0 | 0 | 0 | 0 | 0 | 0 | 0 | 0 | 0 | 0 | 0 | 0 | 0 | 0 | 0 | 0 | 0 | 0 | 0 | 0 | 0 | 0 | 0 | 0 | 0 | 0
F5_Commercial_Warehouse_Existing_Food Preparation_Natural Gas_Oven_E1 | F5 | Commercial | Warehouse | Existing | Food Preparation | Natural Gas | Oven | E1 | Utility - Cost of Operation | 0.10522 | 0.10612 | 0.10719 | 0.10898 | 0.11135 | 0.11416 | 0.11673 | 0.11903 | 0.12125 | 0.12341 | 0.12559 | 0.12771 | 0.1297 | 0.13169 | 0.1336 | 0.13556 | 0.13765 | 0.13975 | 0.14188 | 0.14401 | 0.14612 | 0.14819 | 0 | 0 | 0 | 0 | 0 | 0 | 0 | 0
F5_Commercial_Warehouse_Existing_Food Preparation_Natural Gas_Oven_E2 | F5 | Commercial | Warehouse | Existing | Food Preparation | Natural Gas | Oven | E2 | Utility - Cost of Operation | 0.072143 | 0.07276 | 0.073499 | 0.074721 | 0.076351 | 0.078274 | 0.080041 | 0.081614 | 0.08314 | 0.08462 | 0.086113 | 0.087564 | 0.08893 | 0.090298 | 0.091605 | 0.092946 | 0.09438 | 0.095824 | 0.09728 | 0.098742 | 0.10019 | 0.10161 | 0 | 0 | 0 | 0 | 0 | 0 | 0 | 0
F5_Commercial_Warehouse_Existing_Food Preparation_Natural Gas_Oven_E3 | F5 | Commercial | Warehouse | Existing | Food Preparation | Natural Gas | Oven | E3 | Utility - Cost of Operation | 0 | 0 | 0 | 0 | 0 | 0 | 0 | 0 | 0 | 0 | 0 | 0 | 0 | 0 | 0 | 0 | 0 | 0 | 0 | 0 | 0 | 0 | 0 | 0 | 0 | 0 | 0 | 0 | 0 | 0
F5_Commercial_Warehouse_Existing_Food Preparation_Natural Gas_Oven_E4 | F5 | Commercial | Warehouse | Existing | Food Preparation | Natural Gas | Oven | E4 | Utility - Cost of Operation | 0 | 0 | 0 | 0 | 0 | 0 | 0 | 0 | 0 | 0 | 0 | 0 | 0 | 0 | 0 | 0 | 0 | 0 | 0 | 0 | 0 | 0 | 0 | 0 | 0 | 0 | 0 | 0 | 0 | 0
F5_Commercial_Warehouse_Existing_Food Preparation_Natural Gas_Oven_E5 | F5 | Commercial | Warehouse | Existing | Food Preparation | Natural Gas | Oven | E5 | Utility - Cost of Operation | 0 | 0 | 0 | 0 | 0 | 0 | 0 | 0 | 0 | 0 | 0 | 0 | 0 | 0 | 0 | 0 | 0 | 0 | 0 | 0 | 0 | 0 | 0 | 0 | 0 | 0 | 0 | 0 | 0 | 0
F5_Commercial_Warehouse_Existing_Food Preparation_Natural Gas_Oven_E6 | F5 | Commercial | Warehouse | Existing | Food Preparation | Natural Gas | Oven | E6 | Utility - Cost of Operation | 0 | 0 | 0 | 0 | 0 | 0 | 0 | 0 | 0 | 0 | 0 | 0 | 0 | 0 | 0 | 0 | 0 | 0 | 0 | 0 | 0 | 0 | 0 | 0 | 0 | 0 | 0 | 0 | 0 | 0
F5_Commercial_Warehouse_Existing_Food Preparation_Natural Gas_Oven_E7 | F5 | Commercial | Warehouse | Existing | Food Preparation | Natural Gas | Oven | E7 | Utility - Cost of Operation | 0 | 0 | 0 | 0 | 0 | 0 | 0 | 0 | 0 | 0 | 0 | 0 | 0 | 0 | 0 | 0 | 0 | 0 | 0 | 0 | 0 | 0 | 0 | 0 | 0 | 0 | 0 | 0 | 0 | 0
F5_Commercial_Warehouse_Existing_Food Preparation_Natural Gas_Oven_E8 | F5 | Commercial | Warehouse | Existing | Food Preparation | Natural Gas | Oven | E8 | Utility - Cost of Operation | 0 | 0 | 0 | 0 | 0 | 0 | 0 | 0 | 0 | 0 | 0 | 0 | 0 | 0 | 0 | 0 | 0 | 0 | 0 | 0 | 0 | 0 | 0 | 0 | 0 | 0 | 0 | 0 | 0 | 0
F5_Commercial_Warehouse_Existing_Food Preparation_Natural Gas_Oven_E9 | F5 | Commercial | Warehouse | Existing | Food Preparation | Natural Gas | Oven | E9 | Utility - Cost of Operation | 0 | 0 | 0 | 0 | 0 | 0 | 0 | 0 | 0 | 0 | 0 | 0 | 0 | 0 | 0 | 0 | 0 | 0 | 0 | 0 | 0 | 0 | 0 | 0 | 0 | 0 | 0 | 0 | 0 | 0
F5_Commercial_Warehouse_Existing_Food Preparation_Natural Gas_Oven_E10 | F5 | Commercial | Warehouse | Existing | Food Preparation | Natural Gas | Oven | E10 | Utility - Cost of Operation | 0 | 0 | 0 | 0 | 0 | 0 | 0 | 0 | 0 | 0 | 0 | 0 | 0 | 0 | 0 | 0 | 0 | 0 | 0 | 0 | 0 | 0 | 0 | 0 | 0 | 0 | 0 | 0 | 0 | 0
F6_Commercial_Warehouse_Existing_Food Preparation_Natural Gas_Oven_E1 | F6 | Commercial | Warehouse | Existing | Food Preparation | Natural Gas | Oven | E1 | Utility - Value of Sales | 0.12605 | 0.12713 | 0.12842 | 0.13056 | 0.13341 | 0.13677 | 0.13985 | 0.1426 | 0.14527 | 0.14786 | 0.15046 | 0.153 | 0.15539 | 0.15778 | 0.16006 | 0.1624 | 0.16491 | 0.16743 | 0.16998 | 0.17253 | 0.17506 | 0.17755 | 0 | 0 | 0 | 0 | 0 | 0 | 0 | 0
F6_Commercial_Warehouse_Existing_Food Preparation_Natural Gas_Oven_E2 | F6 | Commercial | Warehouse | Existing | Food Preparation | Natural Gas | Oven | E2 | Utility - Value of Sales | 0.086431 | 0.087171 | 0.088056 | 0.089521 | 0.091474 | 0.093777 | 0.095894 | 0.097779 | 0.099607 | 0.10138 | 0.10317 | 0.10491 | 0.10654 | 0.10818 | 0.10975 | 0.11136 | 0.11307 | 0.1148 | 0.11655 | 0.1183 | 0.12003 | 0.12174 | 0 | 0 | 0 | 0 | 0 | 0 | 0 | 0
F6_Commercial_Warehouse_Existing_Food Preparation_Natural Gas_Oven_E3 | F6 | Commercial | Warehouse | Existing | Food Preparation | Natural Gas | Oven | E3 | Utility - Value of Sales | 0 | 0 | 0 | 0 | 0 | 0 | 0 | 0 | 0 | 0 | 0 | 0 | 0 | 0 | 0 | 0 | 0 | 0 | 0 | 0 | 0 | 0 | 0 | 0 | 0 | 0 | 0 | 0 | 0 | 0
F6_Commercial_Warehouse_Existing_Food Preparation_Natural Gas_Oven_E4 | F6 | Commercial | Warehouse | Existing | Food Preparation | Natural Gas | Oven | E4 | Utility - Value of Sales | 0 | 0 | 0 | 0 | 0 | 0 | 0 | 0 | 0 | 0 | 0 | 0 | 0 | 0 | 0 | 0 | 0 | 0 | 0 | 0 | 0 | 0 | 0 | 0 | 0 | 0 | 0 | 0 | 0 | 0
F6_Commercial_Warehouse_Existing_Food Preparation_Natural Gas_Oven_E5 | F6 | Commercial | Warehouse | Existing | Food Preparation | Natural Gas | Oven | E5 | Utility - Value of Sales | 0 | 0 | 0 | 0 | 0 | 0 | 0 | 0 | 0 | 0 | 0 | 0 | 0 | 0 | 0 | 0 | 0 | 0 | 0 | 0 | 0 | 0 | 0 | 0 | 0 | 0 | 0 | 0 | 0 | 0
F6_Commercial_Warehouse_Existing_Food Preparation_Natural Gas_Oven_E6 | F6 | Commercial | Warehouse | Existing | Food Preparation | Natural Gas | Oven | E6 | Utility - Value of Sales | 0 | 0 | 0 | 0 | 0 | 0 | 0 | 0 | 0 | 0 | 0 | 0 | 0 | 0 | 0 | 0 | 0 | 0 | 0 | 0 | 0 | 0 | 0 | 0 | 0 | 0 | 0 | 0 | 0 | 0
F6_Commercial_Warehouse_Existing_Food Preparation_Natural Gas_Oven_E7 | F6 | Commercial | Warehouse | Existing | Food Preparation | Natural Gas | Oven | E7 | Utility - Value of Sales | 0 | 0 | 0 | 0 | 0 | 0 | 0 | 0 | 0 | 0 | 0 | 0 | 0 | 0 | 0 | 0 | 0 | 0 | 0 | 0 | 0 | 0 | 0 | 0 | 0 | 0 | 0 | 0 | 0 | 0
F6_Commercial_Warehouse_Existing_Food Preparation_Natural Gas_Oven_E8 | F6 | Commercial | Warehouse | Existing | Food Preparation | Natural Gas | Oven | E8 | Utility - Value of Sales | 0 | 0 | 0 | 0 | 0 | 0 | 0 | 0 | 0 | 0 | 0 | 0 | 0 | 0 | 0 | 0 | 0 | 0 | 0 | 0 | 0 | 0 | 0 | 0 | 0 | 0 | 0 | 0 | 0 | 0
F6_Commercial_Warehouse_Existing_Food Preparation_Natural Gas_Oven_E9 | F6 | Commercial | Warehouse | Existing | Food Preparation | Natural Gas | Oven | E9 | Utility - Value of Sales | 0 | 0 | 0 | 0 | 0 | 0 | 0 | 0 | 0 | 0 | 0 | 0 | 0 | 0 | 0 | 0 | 0 | 0 | 0 | 0 | 0 | 0 | 0 | 0 | 0 | 0 | 0 | 0 | 0 | 0
F6_Commercial_Warehouse_Existing_Food Preparation_Natural Gas_Oven_E10 | F6 | Commercial | Warehouse | Existing | Food Preparation | Natural Gas | Oven | E10 | Utility - Value of Sales | 0 | 0 | 0 | 0 | 0 | 0 | 0 | 0 | 0 | 0 | 0 | 0 | 0 | 0 | 0 | 0 | 0 | 0 | 0 | 0 | 0 | 0 | 0 | 0 | 0 | 0 | 0 | 0 | 0 | 0
F1_Commercial_Warehouse_Existing_Food Preparation_Natural Gas_Conveyor Oven_E1 | F1 | Commercial | Warehouse | Existing | Food Preparation | Natural Gas | Conveyor Oven | E1 | Participant - Cost of Equipment | 0.055738 | 0.055738 | 0.055738 | 0.055738 | 0.055738 | 0.055738 | 0.055738 | 0.055738 | 0.055738 | 0.055738 | 0.055738 | 0.055738 | 0.055738 | 0.055738 | 0.055738 | 0.055738 | 0.055738 | 0.055738 | 0.055738 | 0.055738 | 0.055738 | 0.055738 | 0 | 0 | 0 | 0 | 0 | 0 | 0 | 0
F1_Commercial_Warehouse_Existing_Food Preparation_Natural Gas_Conveyor Oven_E2 | F1 | Commercial | Warehouse | Existing | Food Preparation | Natural Gas | Conveyor Oven | E2 | Participant - Cost of Equipment | 0.067951 | 0.067951 | 0.067951 | 0.067951 | 0.067951 | 0.067951 | 0.067951 | 0.067951 | 0.067951 | 0.067951 | 0.067951 | 0.067951 | 0.067951 | 0.067951 | 0.067951 | 0.067951 | 0.067951 | 0.067951 | 0.067951 | 0.067951 | 0.067951 | 0.067951 | 0 | 0 | 0 | 0 | 0 | 0 | 0 | 0
F1_Commercial_Warehouse_Existing_Food Preparation_Natural Gas_Conveyor Oven_E3 | F1 | Commercial | Warehouse | Existing | Food Preparation | Natural Gas | Conveyor Oven | E3 | Participant - Cost of Equipment | 0 | 0 | 0 | 0 | 0 | 0 | 0 | 0 | 0 | 0 | 0 | 0 | 0 | 0 | 0 | 0 | 0 | 0 | 0 | 0 | 0 | 0 | 0 | 0 | 0 | 0 | 0 | 0 | 0 | 0
F1_Commercial_Warehouse_Existing_Food Preparation_Natural Gas_Conveyor Oven_E4 | F1 | Commercial | Warehouse | Existing | Food Preparation | Natural Gas | Conveyor Oven | E4 | Participant - Cost of Equipment | 0 | 0 | 0 | 0 | 0 | 0 | 0 | 0 | 0 | 0 | 0 | 0 | 0 | 0 | 0 | 0 | 0 | 0 | 0 | 0 | 0 | 0 | 0 | 0 | 0 | 0 | 0 | 0 | 0 | 0
F1_Commercial_Warehouse_Existing_Food Preparation_Natural Gas_Conveyor Oven_E5 | F1 | Commercial | Warehouse | Existing | Food Preparation | Natural Gas | Conveyor Oven | E5 | Participant - Cost of Equipment | 0 | 0 | 0 | 0 | 0 | 0 | 0 | 0 | 0 | 0 | 0 | 0 | 0 | 0 | 0 | 0 | 0 | 0 | 0 | 0 | 0 | 0 | 0 | 0 | 0 | 0 | 0 | 0 | 0 | 0
F1_Commercial_Warehouse_Existing_Food Preparation_Natural Gas_Conveyor Oven_E6 | F1 | Commercial | Warehouse | Existing | Food Preparation | Natural Gas | Conveyor Oven | E6 | Participant - Cost of Equipment | 0 | 0 | 0 | 0 | 0 | 0 | 0 | 0 | 0 | 0 | 0 | 0 | 0 | 0 | 0 | 0 | 0 | 0 | 0 | 0 | 0 | 0 | 0 | 0 | 0 | 0 | 0 | 0 | 0 | 0
F1_Commercial_Warehouse_Existing_Food Preparation_Natural Gas_Conveyor Oven_E7 | F1 | Commercial | Warehouse | Existing | Food Preparation | Natural Gas | Conveyor Oven | E7 | Participant - Cost of Equipment | 0 | 0 | 0 | 0 | 0 | 0 | 0 | 0 | 0 | 0 | 0 | 0 | 0 | 0 | 0 | 0 | 0 | 0 | 0 | 0 | 0 | 0 | 0 | 0 | 0 | 0 | 0 | 0 | 0 | 0
F1_Commercial_Warehouse_Existing_Food Preparation_Natural Gas_Conveyor Oven_E8 | F1 | Commercial | Warehouse | Existing | Food Preparation | Natural Gas | Conveyor Oven | E8 | Participant - Cost of Equipment | 0 | 0 | 0 | 0 | 0 | 0 | 0 | 0 | 0 | 0 | 0 | 0 | 0 | 0 | 0 | 0 | 0 | 0 | 0 | 0 | 0 | 0 | 0 | 0 | 0 | 0 | 0 | 0 | 0 | 0
F1_Commercial_Warehouse_Existing_Food Preparation_Natural Gas_Conveyor Oven_E9 | F1 | Commercial | Warehouse | Existing | Food Preparation | Natural Gas | Conveyor Oven | E9 | Participant - Cost of Equipment | 0 | 0 | 0 | 0 | 0 | 0 | 0 | 0 | 0 | 0 | 0 | 0 | 0 | 0 | 0 | 0 | 0 | 0 | 0 | 0 | 0 | 0 | 0 | 0 | 0 | 0 | 0 | 0 | 0 | 0
F1_Commercial_Warehouse_Existing_Food Preparation_Natural Gas_Conveyor Oven_E10 | F1 | Commercial | Warehouse | Existing | Food Preparation | Natural Gas | Conveyor Oven | E10 | Participant - Cost of Equipment | 0 | 0 | 0 | 0 | 0 | 0 | 0 | 0 | 0 | 0 | 0 | 0 | 0 | 0 | 0 | 0 | 0 | 0 | 0 | 0 | 0 | 0 | 0 | 0 | 0 | 0 | 0 | 0 | 0 | 0
F2_Commercial_Warehouse_Existing_Food Preparation_Natural Gas_Conveyor Oven_E1 | F2 | Commercial | Warehouse | Existing | Food Preparation | Natural Gas | Conveyor Oven | E1 | Participant - Cost of Operation | 0.21286 | 0.21523 | 0.21793 | 0.22175 | 0.22634 | 0.23149 | 0.23617 | 0.24027 | 0.24409 | 0.24793 | 0.25195 | 0.25605 | 0.26015 | 0.26447 | 0.26868 | 0.27299 | 0.27753 | 0.28213 | 0.28677 | 0.29146 | 0.29615 | 0.30082 | 0 | 0 | 0 | 0 | 0 | 0 | 0 | 0
F2_Commercial_Warehouse_Existing_Food Preparation_Natural Gas_Conveyor Oven_E2 | F2 | Commercial | Warehouse | Existing | Food Preparation | Natural Gas | Conveyor Oven | E2 | Participant - Cost of Operation | 0.1618 | 0.16361 | 0.16566 | 0.16856 | 0.17205 | 0.17597 | 0.17953 | 0.18264 | 0.18554 | 0.18847 | 0.19152 | 0.19464 | 0.19776 | 0.20104 | 0.20424 | 0.20752 | 0.21097 | 0.21446 | 0.21799 | 0.22156 | 0.22512 | 0.22867 | 0 | 0 | 0 | 0 | 0 | 0 | 0 | 0
F2_Commercial_Warehouse_Existing_Food Preparation_Natural Gas_Conveyor Oven_E3 | F2 | Commercial | Warehouse | Existing | Food Preparation | Natural Gas | Conveyor Oven | E3 | Participant - Cost of Operation | 0 | 0 | 0 | 0 | 0 | 0 | 0 | 0 | 0 | 0 | 0 | 0 | 0 | 0 | 0 | 0 | 0 | 0 | 0 | 0 | 0 | 0 | 0 | 0 | 0 | 0 | 0 | 0 | 0 | 0
F2_Commercial_Warehouse_Existing_Food Preparation_Natural Gas_Conveyor Oven_E4 | F2 | Commercial | Warehouse | Existing | Food Preparation | Natural Gas | Conveyor Oven | E4 | Participant - Cost of Operation | 0 | 0 | 0 | 0 | 0 | 0 | 0 | 0 | 0 | 0 | 0 | 0 | 0 | 0 | 0 | 0 | 0 | 0 | 0 | 0 | 0 | 0 | 0 | 0 | 0 | 0 | 0 | 0 | 0 | 0
F2_Commercial_Warehouse_Existing_Food Preparation_Natural Gas_Conveyor Oven_E5 | F2 | Commercial | Warehouse | Existing | Food Preparation | Natural Gas | Conveyor Oven | E5 | Participant - Cost of Operation | 0 | 0 | 0 | 0 | 0 | 0 | 0 | 0 | 0 | 0 | 0 | 0 | 0 | 0 | 0 | 0 | 0 | 0 | 0 | 0 | 0 | 0 | 0 | 0 | 0 | 0 | 0 | 0 | 0 | 0
F2_Commercial_Warehouse_Existing_Food Preparation_Natural Gas_Conveyor Oven_E6 | F2 | Commercial | Warehouse | Existing | Food Preparation | Natural Gas | Conveyor Oven | E6 | Participant - Cost of Operation | 0 | 0 | 0 | 0 | 0 | 0 | 0 | 0 | 0 | 0 | 0 | 0 | 0 | 0 | 0 | 0 | 0 | 0 | 0 | 0 | 0 | 0 | 0 | 0 | 0 | 0 | 0 | 0 | 0 | 0
F2_Commercial_Warehouse_Existing_Food Preparation_Natural Gas_Conveyor Oven_E7 | F2 | Commercial | Warehouse | Existing | Food Preparation | Natural Gas | Conveyor Oven | E7 | Participant - Cost of Operation | 0 | 0 | 0 | 0 | 0 | 0 | 0 | 0 | 0 | 0 | 0 | 0 | 0 | 0 | 0 | 0 | 0 | 0 | 0 | 0 | 0 | 0 | 0 | 0 | 0 | 0 | 0 | 0 | 0 | 0
F2_Commercial_Warehouse_Existing_Food Preparation_Natural Gas_Conveyor Oven_E8 | F2 | Commercial | Warehouse | Existing | Food Preparation | Natural Gas | Conveyor Oven | E8 | Participant - Cost of Operation | 0 | 0 | 0 | 0 | 0 | 0 | 0 | 0 | 0 | 0 | 0 | 0 | 0 | 0 | 0 | 0 | 0 | 0 | 0 | 0 | 0 | 0 | 0 | 0 | 0 | 0 | 0 | 0 | 0 | 0
F2_Commercial_Warehouse_Existing_Food Preparation_Natural Gas_Conveyor Oven_E9 | F2 | Commercial | Warehouse | Existing | Food Preparation | Natural Gas | Conveyor Oven | E9 | Participant - Cost of Operation | 0 | 0 | 0 | 0 | 0 | 0 | 0 | 0 | 0 | 0 | 0 | 0 | 0 | 0 | 0 | 0 | 0 | 0 | 0 | 0 | 0 | 0 | 0 | 0 | 0 | 0 | 0 | 0 | 0 | 0
F2_Commercial_Warehouse_Existing_Food Preparation_Natural Gas_Conveyor Oven_E10 | F2 | Commercial | Warehouse | Existing | Food Preparation | Natural Gas | Conveyor Oven | E10 | Participant - Cost of Operation | 0 | 0 | 0 | 0 | 0 | 0 | 0 | 0 | 0 | 0 | 0 | 0 | 0 | 0 | 0 | 0 | 0 | 0 | 0 | 0 | 0 | 0 | 0 | 0 | 0 | 0 | 0 | 0 | 0 | 0
F3_Commercial_Warehouse_Existing_Food Preparation_Natural Gas_Conveyor Oven_E1 | F3 | Commercial | Warehouse | Existing | Food Preparation | Natural Gas | Conveyor Oven | E1 | System - kBTUs of Conusmption | 19.4287 | 19.4875 | 19.5489 | 19.6678 | 19.7576 | 19.8186 | 19.8455 | 19.8564 | 19.8457 | 19.828 | 19.7998 | 19.77 | 19.7348 | 19.6947 | 19.6454 | 19.5973 | 19.5456 | 19.4904 | 19.4273 | 19.3665 | 19.3034 | 19.2386 | 0 | 0 | 0 | 0 | 0 | 0 | 0 | 0
F3_Commercial_Warehouse_Existing_Food Preparation_Natural Gas_Conveyor Oven_E2 | F3 | Commercial | Warehouse | Existing | Food Preparation | Natural Gas | Conveyor Oven | E2 | System - kBTUs of Conusmption | 14.7688 | 14.8135 | 14.8602 | 14.9506 | 15.0188 | 15.0652 | 15.0857 | 15.094 | 15.0858 | 15.0724 | 15.0509 | 15.0282 | 15.0015 | 14.9711 | 14.9336 | 14.897 | 14.8577 | 14.8157 | 14.7678 | 14.7216 | 14.6736 | 14.6243 | 0 | 0 | 0 | 0 | 0 | 0 | 0 | 0
F3_Commercial_Warehouse_Existing_Food Preparation_Natural Gas_Conveyor Oven_E3 | F3 | Commercial | Warehouse | Existing | Food Preparation | Natural Gas | Conveyor Oven | E3 | System - kBTUs of Conusmption | 0 | 0 | 0 | 0 | 0 | 0 | 0 | 0 | 0 | 0 | 0 | 0 | 0 | 0 | 0 | 0 | 0 | 0 | 0 | 0 | 0 | 0 | 0 | 0 | 0 | 0 | 0 | 0 | 0 | 0
F3_Commercial_Warehouse_Existing_Food Preparation_Natural Gas_Conveyor Oven_E4 | F3 | Commercial | Warehouse | Existing | Food Preparation | Natural Gas | Conveyor Oven | E4 | System - kBTUs of Conusmption | 0 | 0 | 0 | 0 | 0 | 0 | 0 | 0 | 0 | 0 | 0 | 0 | 0 | 0 | 0 | 0 | 0 | 0 | 0 | 0 | 0 | 0 | 0 | 0 | 0 | 0 | 0 | 0 | 0 | 0
F3_Commercial_Warehouse_Existing_Food Preparation_Natural Gas_Conveyor Oven_E5 | F3 | Commercial | Warehouse | Existing | Food Preparation | Natural Gas | Conveyor Oven | E5 | System - kBTUs of Conusmption | 0 | 0 | 0 | 0 | 0 | 0 | 0 | 0 | 0 | 0 | 0 | 0 | 0 | 0 | 0 | 0 | 0 | 0 | 0 | 0 | 0 | 0 | 0 | 0 | 0 | 0 | 0 | 0 | 0 | 0
F3_Commercial_Warehouse_Existing_Food Preparation_Natural Gas_Conveyor Oven_E6 | F3 | Commercial | Warehouse | Existing | Food Preparation | Natural Gas | Conveyor Oven | E6 | System - kBTUs of Conusmption | 0 | 0 | 0 | 0 | 0 | 0 | 0 | 0 | 0 | 0 | 0 | 0 | 0 | 0 | 0 | 0 | 0 | 0 | 0 | 0 | 0 | 0 | 0 | 0 | 0 | 0 | 0 | 0 | 0 | 0
F3_Commercial_Warehouse_Existing_Food Preparation_Natural Gas_Conveyor Oven_E7 | F3 | Commercial | Warehouse | Existing | Food Preparation | Natural Gas | Conveyor Oven | E7 | System - kBTUs of Conusmption | 0 | 0 | 0 | 0 | 0 | 0 | 0 | 0 | 0 | 0 | 0 | 0 | 0 | 0 | 0 | 0 | 0 | 0 | 0 | 0 | 0 | 0 | 0 | 0 | 0 | 0 | 0 | 0 | 0 | 0
F3_Commercial_Warehouse_Existing_Food Preparation_Natural Gas_Conveyor Oven_E8 | F3 | Commercial | Warehouse | Existing | Food Preparation | Natural Gas | Conveyor Oven | E8 | System - kBTUs of Conusmption | 0 | 0 | 0 | 0 | 0 | 0 | 0 | 0 | 0 | 0 | 0 | 0 | 0 | 0 | 0 | 0 | 0 | 0 | 0 | 0 | 0 | 0 | 0 | 0 | 0 | 0 | 0 | 0 | 0 | 0
F3_Commercial_Warehouse_Existing_Food Preparation_Natural Gas_Conveyor Oven_E9 | F3 | Commercial | Warehouse | Existing | Food Preparation | Natural Gas | Conveyor Oven | E9 | System - kBTUs of Conusmption | 0 | 0 | 0 | 0 | 0 | 0 | 0 | 0 | 0 | 0 | 0 | 0 | 0 | 0 | 0 | 0 | 0 | 0 | 0 | 0 | 0 | 0 | 0 | 0 | 0 | 0 | 0 | 0 | 0 | 0
F3_Commercial_Warehouse_Existing_Food Preparation_Natural Gas_Conveyor Oven_E10 | F3 | Commercial | Warehouse | Existing | Food Preparation | Natural Gas | Conveyor Oven | E10 | System - kBTUs of Conusmption | 0 | 0 | 0 | 0 | 0 | 0 | 0 | 0 | 0 | 0 | 0 | 0 | 0 | 0 | 0 | 0 | 0 | 0 | 0 | 0 | 0 | 0 | 0 | 0 | 0 | 0 | 0 | 0 | 0 | 0
F4_Commercial_Warehouse_Existing_Food Preparation_Natural Gas_Conveyor Oven_E1 | F4 | Commercial | Warehouse | Existing | Food Preparation | Natural Gas | Conveyor Oven | E1 | Utility - Cost of Equipment | 0.055738 | 0.055738 | 0.055738 | 0.055738 | 0.055738 | 0.055738 | 0.055738 | 0.055738 | 0.055738 | 0.055738 | 0.055738 | 0.055738 | 0.055738 | 0.055738 | 0.055738 | 0.055738 | 0.055738 | 0.055738 | 0.055738 | 0.055738 | 0.055738 | 0.055738 | 0 | 0 | 0 | 0 | 0 | 0 | 0 | 0
F4_Commercial_Warehouse_Existing_Food Preparation_Natural Gas_Conveyor Oven_E2 | F4 | Commercial | Warehouse | Existing | Food Preparation | Natural Gas | Conveyor Oven | E2 | Utility - Cost of Equipment | 0.067951 | 0.067951 | 0.067951 | 0.067951 | 0.067951 | 0.067951 | 0.067951 | 0.067951 | 0.067951 | 0.067951 | 0.067951 | 0.067951 | 0.067951 | 0.067951 | 0.067951 | 0.067951 | 0.067951 | 0.067951 | 0.067951 | 0.067951 | 0.067951 | 0.067951 | 0 | 0 | 0 | 0 | 0 | 0 | 0 | 0
F4_Commercial_Warehouse_Existing_Food Preparation_Natural Gas_Conveyor Oven_E3 | F4 | Commercial | Warehouse | Existing | Food Preparation | Natural Gas | Conveyor Oven | E3 | Utility - Cost of Equipment | 0 | 0 | 0 | 0 | 0 | 0 | 0 | 0 | 0 | 0 | 0 | 0 | 0 | 0 | 0 | 0 | 0 | 0 | 0 | 0 | 0 | 0 | 0 | 0 | 0 | 0 | 0 | 0 | 0 | 0
F4_Commercial_Warehouse_Existing_Food Preparation_Natural Gas_Conveyor Oven_E4 | F4 | Commercial | Warehouse | Existing | Food Preparation | Natural Gas | Conveyor Oven | E4 | Utility - Cost of Equipment | 0 | 0 | 0 | 0 | 0 | 0 | 0 | 0 | 0 | 0 | 0 | 0 | 0 | 0 | 0 | 0 | 0 | 0 | 0 | 0 | 0 | 0 | 0 | 0 | 0 | 0 | 0 | 0 | 0 | 0
F4_Commercial_Warehouse_Existing_Food Preparation_Natural Gas_Conveyor Oven_E5 | F4 | Commercial | Warehouse | Existing | Food Preparation | Natural Gas | Conveyor Oven | E5 | Utility - Cost of Equipment | 0 | 0 | 0 | 0 | 0 | 0 | 0 | 0 | 0 | 0 | 0 | 0 | 0 | 0 | 0 | 0 | 0 | 0 | 0 | 0 | 0 | 0 | 0 | 0 | 0 | 0 | 0 | 0 | 0 | 0
F4_Commercial_Warehouse_Existing_Food Preparation_Natural Gas_Conveyor Oven_E6 | F4 | Commercial | Warehouse | Existing | Food Preparation | Natural Gas | Conveyor Oven | E6 | Utility - Cost of Equipment | 0 | 0 | 0 | 0 | 0 | 0 | 0 | 0 | 0 | 0 | 0 | 0 | 0 | 0 | 0 | 0 | 0 | 0 | 0 | 0 | 0 | 0 | 0 | 0 | 0 | 0 | 0 | 0 | 0 | 0
F4_Commercial_Warehouse_Existing_Food Preparation_Natural Gas_Conveyor Oven_E7 | F4 | Commercial | Warehouse | Existing | Food Preparation | Natural Gas | Conveyor Oven | E7 | Utility - Cost of Equipment | 0 | 0 | 0 | 0 | 0 | 0 | 0 | 0 | 0 | 0 | 0 | 0 | 0 | 0 | 0 | 0 | 0 | 0 | 0 | 0 | 0 | 0 | 0 | 0 | 0 | 0 | 0 | 0 | 0 | 0
F4_Commercial_Warehouse_Existing_Food Preparation_Natural Gas_Conveyor Oven_E8 | F4 | Commercial | Warehouse | Existing | Food Preparation | Natural Gas | Conveyor Oven | E8 | Utility - Cost of Equipment | 0 | 0 | 0 | 0 | 0 | 0 | 0 | 0 | 0 | 0 | 0 | 0 | 0 | 0 | 0 | 0 | 0 | 0 | 0 | 0 | 0 | 0 | 0 | 0 | 0 | 0 | 0 | 0 | 0 | 0
F4_Commercial_Warehouse_Existing_Food Preparation_Natural Gas_Conveyor Oven_E9 | F4 | Commercial | Warehouse | Existing | Food Preparation | Natural Gas | Conveyor Oven | E9 | Utility - Cost of Equipment | 0 | 0 | 0 | 0 | 0 | 0 | 0 | 0 | 0 | 0 | 0 | 0 | 0 | 0 | 0 | 0 | 0 | 0 | 0 | 0 | 0 | 0 | 0 | 0 | 0 | 0 | 0 | 0 | 0 | 0
F4_Commercial_Warehouse_Existing_Food Preparation_Natural Gas_Conveyor Oven_E10 | F4 | Commercial | Warehouse | Existing | Food Preparation | Natural Gas | Conveyor Oven | E10 | Utility - Cost of Equipment | 0 | 0 | 0 | 0 | 0 | 0 | 0 | 0 | 0 | 0 | 0 | 0 | 0 | 0 | 0 | 0 | 0 | 0 | 0 | 0 | 0 | 0 | 0 | 0 | 0 | 0 | 0 | 0 | 0 | 0
F5_Commercial_Warehouse_Existing_Food Preparation_Natural Gas_Conveyor Oven_E1 | F5 | Commercial | Warehouse | Existing | Food Preparation | Natural Gas | Conveyor Oven | E1 | Utility - Cost of Operation | 0.17767 | 0.17965 | 0.18191 | 0.18509 | 0.18892 | 0.19322 | 0.19713 | 0.20055 | 0.20373 | 0.20694 | 0.2103 | 0.21372 | 0.21715 | 0.22075 | 0.22426 | 0.22786 | 0.23165 | 0.23548 | 0.23936 | 0.24328 | 0.24719 | 0.25108 | 0 | 0 | 0 | 0 | 0 | 0 | 0 | 0
F5_Commercial_Warehouse_Existing_Food Preparation_Natural Gas_Conveyor Oven_E2 | F5 | Commercial | Warehouse | Existing | Food Preparation | Natural Gas | Conveyor Oven | E2 | Utility - Cost of Operation | 0.13505 | 0.13656 | 0.13828 | 0.14069 | 0.14361 | 0.14687 | 0.14985 | 0.15245 | 0.15487 | 0.15731 | 0.15986 | 0.16246 | 0.16506 | 0.1678 | 0.17047 | 0.17321 | 0.17609 | 0.179 | 0.18195 | 0.18493 | 0.1879 | 0.19086 | 0 | 0 | 0 | 0 | 0 | 0 | 0 | 0
F5_Commercial_Warehouse_Existing_Food Preparation_Natural Gas_Conveyor Oven_E3 | F5 | Commercial | Warehouse | Existing | Food Preparation | Natural Gas | Conveyor Oven | E3 | Utility - Cost of Operation | 0 | 0 | 0 | 0 | 0 | 0 | 0 | 0 | 0 | 0 | 0 | 0 | 0 | 0 | 0 | 0 | 0 | 0 | 0 | 0 | 0 | 0 | 0 | 0 | 0 | 0 | 0 | 0 | 0 | 0
F5_Commercial_Warehouse_Existing_Food Preparation_Natural Gas_Conveyor Oven_E4 | F5 | Commercial | Warehouse | Existing | Food Preparation | Natural Gas | Conveyor Oven | E4 | Utility - Cost of Operation | 0 | 0 | 0 | 0 | 0 | 0 | 0 | 0 | 0 | 0 | 0 | 0 | 0 | 0 | 0 | 0 | 0 | 0 | 0 | 0 | 0 | 0 | 0 | 0 | 0 | 0 | 0 | 0 | 0 | 0
F5_Commercial_Warehouse_Existing_Food Preparation_Natural Gas_Conveyor Oven_E5 | F5 | Commercial | Warehouse | Existing | Food Preparation | Natural Gas | Conveyor Oven | E5 | Utility - Cost of Operation | 0 | 0 | 0 | 0 | 0 | 0 | 0 | 0 | 0 | 0 | 0 | 0 | 0 | 0 | 0 | 0 | 0 | 0 | 0 | 0 | 0 | 0 | 0 | 0 | 0 | 0 | 0 | 0 | 0 | 0
F5_Commercial_Warehouse_Existing_Food Preparation_Natural Gas_Conveyor Oven_E6 | F5 | Commercial | Warehouse | Existing | Food Preparation | Natural Gas | Conveyor Oven | E6 | Utility - Cost of Operation | 0 | 0 | 0 | 0 | 0 | 0 | 0 | 0 | 0 | 0 | 0 | 0 | 0 | 0 | 0 | 0 | 0 | 0 | 0 | 0 | 0 | 0 | 0 | 0 | 0 | 0 | 0 | 0 | 0 | 0
F5_Commercial_Warehouse_Existing_Food Preparation_Natural Gas_Conveyor Oven_E7 | F5 | Commercial | Warehouse | Existing | Food Preparation | Natural Gas | Conveyor Oven | E7 | Utility - Cost of Operation | 0 | 0 | 0 | 0 | 0 | 0 | 0 | 0 | 0 | 0 | 0 | 0 | 0 | 0 | 0 | 0 | 0 | 0 | 0 | 0 | 0 | 0 | 0 | 0 | 0 | 0 | 0 | 0 | 0 | 0
F5_Commercial_Warehouse_Existing_Food Preparation_Natural Gas_Conveyor Oven_E8 | F5 | Commercial | Warehouse | Existing | Food Preparation | Natural Gas | Conveyor Oven | E8 | Utility - Cost of Operation | 0 | 0 | 0 | 0 | 0 | 0 | 0 | 0 | 0 | 0 | 0 | 0 | 0 | 0 | 0 | 0 | 0 | 0 | 0 | 0 | 0 | 0 | 0 | 0 | 0 | 0 | 0 | 0 | 0 | 0
F5_Commercial_Warehouse_Existing_Food Preparation_Natural Gas_Conveyor Oven_E9 | F5 | Commercial | Warehouse | Existing | Food Preparation | Natural Gas | Conveyor Oven | E9 | Utility - Cost of Operation | 0 | 0 | 0 | 0 | 0 | 0 | 0 | 0 | 0 | 0 | 0 | 0 | 0 | 0 | 0 | 0 | 0 | 0 | 0 | 0 | 0 | 0 | 0 | 0 | 0 | 0 | 0 | 0 | 0 | 0
F5_Commercial_Warehouse_Existing_Food Preparation_Natural Gas_Conveyor Oven_E10 | F5 | Commercial | Warehouse | Existing | Food Preparation | Natural Gas | Conveyor Oven | E10 | Utility - Cost of Operation | 0 | 0 | 0 | 0 | 0 | 0 | 0 | 0 | 0 | 0 | 0 | 0 | 0 | 0 | 0 | 0 | 0 | 0 | 0 | 0 | 0 | 0 | 0 | 0 | 0 | 0 | 0 | 0 | 0 | 0
F6_Commercial_Warehouse_Existing_Food Preparation_Natural Gas_Conveyor Oven_E1 | F6 | Commercial | Warehouse | Existing | Food Preparation | Natural Gas | Conveyor Oven | E1 | Utility - Value of Sales | 0.21286 | 0.21523 | 0.21793 | 0.22175 | 0.22634 | 0.23149 | 0.23617 | 0.24027 | 0.24409 | 0.24793 | 0.25195 | 0.25605 | 0.26015 | 0.26447 | 0.26868 | 0.27299 | 0.27753 | 0.28213 | 0.28677 | 0.29146 | 0.29615 | 0.30082 | 0 | 0 | 0 | 0 | 0 | 0 | 0 | 0
F6_Commercial_Warehouse_Existing_Food Preparation_Natural Gas_Conveyor Oven_E2 | F6 | Commercial | Warehouse | Existing | Food Preparation | Natural Gas | Conveyor Oven | E2 | Utility - Value of Sales | 0.1618 | 0.16361 | 0.16566 | 0.16856 | 0.17205 | 0.17597 | 0.17953 | 0.18264 | 0.18554 | 0.18847 | 0.19152 | 0.19464 | 0.19776 | 0.20104 | 0.20424 | 0.20752 | 0.21097 | 0.21446 | 0.21799 | 0.22156 | 0.22512 | 0.22867 | 0 | 0 | 0 | 0 | 0 | 0 | 0 | 0
F6_Commercial_Warehouse_Existing_Food Preparation_Natural Gas_Conveyor Oven_E3 | F6 | Commercial | Warehouse | Existing | Food Preparation | Natural Gas | Conveyor Oven | E3 | Utility - Value of Sales | 0 | 0 | 0 | 0 | 0 | 0 | 0 | 0 | 0 | 0 | 0 | 0 | 0 | 0 | 0 | 0 | 0 | 0 | 0 | 0 | 0 | 0 | 0 | 0 | 0 | 0 | 0 | 0 | 0 | 0
F6_Commercial_Warehouse_Existing_Food Preparation_Natural Gas_Conveyor Oven_E4 | F6 | Commercial | Warehouse | Existing | Food Preparation | Natural Gas | Conveyor Oven | E4 | Utility - Value of Sales | 0 | 0 | 0 | 0 | 0 | 0 | 0 | 0 | 0 | 0 | 0 | 0 | 0 | 0 | 0 | 0 | 0 | 0 | 0 | 0 | 0 | 0 | 0 | 0 | 0 | 0 | 0 | 0 | 0 | 0
F6_Commercial_Warehouse_Existing_Food Preparation_Natural Gas_Conveyor Oven_E5 | F6 | Commercial | Warehouse | Existing | Food Preparation | Natural Gas | Conveyor Oven | E5 | Utility - Value of Sales | 0 | 0 | 0 | 0 | 0 | 0 | 0 | 0 | 0 | 0 | 0 | 0 | 0 | 0 | 0 | 0 | 0 | 0 | 0 | 0 | 0 | 0 | 0 | 0 | 0 | 0 | 0 | 0 | 0 | 0
F6_Commercial_Warehouse_Existing_Food Preparation_Natural Gas_Conveyor Oven_E6 | F6 | Commercial | Warehouse | Existing | Food Preparation | Natural Gas | Conveyor Oven | E6 | Utility - Value of Sales | 0 | 0 | 0 | 0 | 0 | 0 | 0 | 0 | 0 | 0 | 0 | 0 | 0 | 0 | 0 | 0 | 0 | 0 | 0 | 0 | 0 | 0 | 0 | 0 | 0 | 0 | 0 | 0 | 0 | 0
F6_Commercial_Warehouse_Existing_Food Preparation_Natural Gas_Conveyor Oven_E7 | F6 | Commercial | Warehouse | Existing | Food Preparation | Natural Gas | Conveyor Oven | E7 | Utility - Value of Sales | 0 | 0 | 0 | 0 | 0 | 0 | 0 | 0 | 0 | 0 | 0 | 0 | 0 | 0 | 0 | 0 | 0 | 0 | 0 | 0 | 0 | 0 | 0 | 0 | 0 | 0 | 0 | 0 | 0 | 0
F6_Commercial_Warehouse_Existing_Food Preparation_Natural Gas_Conveyor Oven_E8 | F6 | Commercial | Warehouse | Existing | Food Preparation | Natural Gas | Conveyor Oven | E8 | Utility - Value of Sales | 0 | 0 | 0 | 0 | 0 | 0 | 0 | 0 | 0 | 0 | 0 | 0 | 0 | 0 | 0 | 0 | 0 | 0 | 0 | 0 | 0 | 0 | 0 | 0 | 0 | 0 | 0 | 0 | 0 | 0
F6_Commercial_Warehouse_Existing_Food Preparation_Natural Gas_Conveyor Oven_E9 | F6 | Commercial | Warehouse | Existing | Food Preparation | Natural Gas | Conveyor Oven | E9 | Utility - Value of Sales | 0 | 0 | 0 | 0 | 0 | 0 | 0 | 0 | 0 | 0 | 0 | 0 | 0 | 0 | 0 | 0 | 0 | 0 | 0 | 0 | 0 | 0 | 0 | 0 | 0 | 0 | 0 | 0 | 0 | 0
F6_Commercial_Warehouse_Existing_Food Preparation_Natural Gas_Conveyor Oven_E10 | F6 | Commercial | Warehouse | Existing | Food Preparation | Natural Gas | Conveyor Oven | E10 | Utility - Value of Sales | 0 | 0 | 0 | 0 | 0 | 0 | 0 | 0 | 0 | 0 | 0 | 0 | 0 | 0 | 0 | 0 | 0 | 0 | 0 | 0 | 0 | 0 | 0 | 0 | 0 | 0 | 0 | 0 | 0 | 0
F1_Commercial_Warehouse_Existing_Food Preparation_Natural Gas_Double Rack Oven_E1 | F1 | Commercial | Warehouse | Existing | Food Preparation | Natural Gas | Double Rack Oven | E1 | Participant - Cost of Equipment | 0.10753 | 0.10753 | 0.10753 | 0.10753 | 0.10753 | 0.10753 | 0.10753 | 0.10753 | 0.10753 | 0.10753 | 0.10753 | 0.10753 | 0.10753 | 0.10753 | 0.10753 | 0.10753 | 0.10753 | 0.10753 | 0.10753 | 0.10753 | 0.10753 | 0.10753 | 0 | 0 | 0 | 0 | 0 | 0 | 0 | 0
F1_Commercial_Warehouse_Existing_Food Preparation_Natural Gas_Double Rack Oven_E2 | F1 | Commercial | Warehouse | Existing | Food Preparation | Natural Gas | Double Rack Oven | E2 | Participant - Cost of Equipment | 0.14301 | 0.14301 | 0.14301 | 0.14301 | 0.14301 | 0.14301 | 0.14301 | 0.14301 | 0.14301 | 0.14301 | 0.14301 | 0.14301 | 0.14301 | 0.14301 | 0.14301 | 0.14301 | 0.14301 | 0.14301 | 0.14301 | 0.14301 | 0.14301 | 0.14301 | 0 | 0 | 0 | 0 | 0 | 0 | 0 | 0
F1_Commercial_Warehouse_Existing_Food Preparation_Natural Gas_Double Rack Oven_E3 | F1 | Commercial | Warehouse | Existing | Food Preparation | Natural Gas | Double Rack Oven | E3 | Participant - Cost of Equipment | 0 | 0 | 0 | 0 | 0 | 0 | 0 | 0 | 0 | 0 | 0 | 0 | 0 | 0 | 0 | 0 | 0 | 0 | 0 | 0 | 0 | 0 | 0 | 0 | 0 | 0 | 0 | 0 | 0 | 0
F1_Commercial_Warehouse_Existing_Food Preparation_Natural Gas_Double Rack Oven_E4 | F1 | Commercial | Warehouse | Existing | Food Preparation | Natural Gas | Double Rack Oven | E4 | Participant - Cost of Equipment | 0 | 0 | 0 | 0 | 0 | 0 | 0 | 0 | 0 | 0 | 0 | 0 | 0 | 0 | 0 | 0 | 0 | 0 | 0 | 0 | 0 | 0 | 0 | 0 | 0 | 0 | 0 | 0 | 0 | 0
F1_Commercial_Warehouse_Existing_Food Preparation_Natural Gas_Double Rack Oven_E5 | F1 | Commercial | Warehouse | Existing | Food Preparation | Natural Gas | Double Rack Oven | E5 | Participant - Cost of Equipment | 0 | 0 | 0 | 0 | 0 | 0 | 0 | 0 | 0 | 0 | 0 | 0 | 0 | 0 | 0 | 0 | 0 | 0 | 0 | 0 | 0 | 0 | 0 | 0 | 0 | 0 | 0 | 0 | 0 | 0
F1_Commercial_Warehouse_Existing_Food Preparation_Natural Gas_Double Rack Oven_E6 | F1 | Commercial | Warehouse | Existing | Food Preparation | Natural Gas | Double Rack Oven | E6 | Participant - Cost of Equipment | 0 | 0 | 0 | 0 | 0 | 0 | 0 | 0 | 0 | 0 | 0 | 0 | 0 | 0 | 0 | 0 | 0 | 0 | 0 | 0 | 0 | 0 | 0 | 0 | 0 | 0 | 0 | 0 | 0 | 0
F1_Commercial_Warehouse_Existing_Food Preparation_Natural Gas_Double Rack Oven_E7 | F1 | Commercial | Warehouse | Existing | Food Preparation | Natural Gas | Double Rack Oven | E7 | Participant - Cost of Equipment | 0 | 0 | 0 | 0 | 0 | 0 | 0 | 0 | 0 | 0 | 0 | 0 | 0 | 0 | 0 | 0 | 0 | 0 | 0 | 0 | 0 | 0 | 0 | 0 | 0 | 0 | 0 | 0 | 0 | 0
F1_Commercial_Warehouse_Existing_Food Preparation_Natural Gas_Double Rack Oven_E8 | F1 | Commercial | Warehouse | Existing | Food Preparation | Natural Gas | Double Rack Oven | E8 | Participant - Cost of Equipment | 0 | 0 | 0 | 0 | 0 | 0 | 0 | 0 | 0 | 0 | 0 | 0 | 0 | 0 | 0 | 0 | 0 | 0 | 0 | 0 | 0 | 0 | 0 | 0 | 0 | 0 | 0 | 0 | 0 | 0
F1_Commercial_Warehouse_Existing_Food Preparation_Natural Gas_Double Rack Oven_E9 | F1 | Commercial | Warehouse | Existing | Food Preparation | Natural Gas | Double Rack Oven | E9 | Participant - Cost of Equipment | 0 | 0 | 0 | 0 | 0 | 0 | 0 | 0 | 0 | 0 | 0 | 0 | 0 | 0 | 0 | 0 | 0 | 0 | 0 | 0 | 0 | 0 | 0 | 0 | 0 | 0 | 0 | 0 | 0 | 0
F1_Commercial_Warehouse_Existing_Food Preparation_Natural Gas_Double Rack Oven_E10 | F1 | Commercial | Warehouse | Existing | Food Preparation | Natural Gas | Double Rack Oven | E10 | Participant - Cost of Equipment | 0 | 0 | 0 | 0 | 0 | 0 | 0 | 0 | 0 | 0 | 0 | 0 | 0 | 0 | 0 | 0 | 0 | 0 | 0 | 0 | 0 | 0 | 0 | 0 | 0 | 0 | 0 | 0 | 0 | 0
F2_Commercial_Warehouse_Existing_Food Preparation_Natural Gas_Double Rack Oven_E1 | F2 | Commercial | Warehouse | Existing | Food Preparation | Natural Gas | Double Rack Oven | E1 | Participant - Cost of Operation | 0.36471 | 0.36783 | 0.37156 | 0.37775 | 0.38599 | 0.39571 | 0.40464 | 0.41259 | 0.42031 | 0.42779 | 0.43533 | 0.44267 | 0.44958 | 0.45649 | 0.4631 | 0.46988 | 0.47713 | 0.48443 | 0.49179 | 0.49918 | 0.50649 | 0.51369 | 0 | 0 | 0 | 0 | 0 | 0 | 0 | 0
F2_Commercial_Warehouse_Existing_Food Preparation_Natural Gas_Double Rack Oven_E2 | F2 | Commercial | Warehouse | Existing | Food Preparation | Natural Gas | Double Rack Oven | E2 | Participant - Cost of Operation | 0.19893 | 0.20063 | 0.20267 | 0.20604 | 0.21054 | 0.21584 | 0.22071 | 0.22505 | 0.22926 | 0.23334 | 0.23745 | 0.24146 | 0.24522 | 0.249 | 0.2526 | 0.2563 | 0.26025 | 0.26423 | 0.26825 | 0.27228 | 0.27627 | 0.28019 | 0 | 0 | 0 | 0 | 0 | 0 | 0 | 0
F2_Commercial_Warehouse_Existing_Food Preparation_Natural Gas_Double Rack Oven_E3 | F2 | Commercial | Warehouse | Existing | Food Preparation | Natural Gas | Double Rack Oven | E3 | Participant - Cost of Operation | 0 | 0 | 0 | 0 | 0 | 0 | 0 | 0 | 0 | 0 | 0 | 0 | 0 | 0 | 0 | 0 | 0 | 0 | 0 | 0 | 0 | 0 | 0 | 0 | 0 | 0 | 0 | 0 | 0 | 0
F2_Commercial_Warehouse_Existing_Food Preparation_Natural Gas_Double Rack Oven_E4 | F2 | Commercial | Warehouse | Existing | Food Preparation | Natural Gas | Double Rack Oven | E4 | Participant - Cost of Operation | 0 | 0 | 0 | 0 | 0 | 0 | 0 | 0 | 0 | 0 | 0 | 0 | 0 | 0 | 0 | 0 | 0 | 0 | 0 | 0 | 0 | 0 | 0 | 0 | 0 | 0 | 0 | 0 | 0 | 0
F2_Commercial_Warehouse_Existing_Food Preparation_Natural Gas_Double Rack Oven_E5 | F2 | Commercial | Warehouse | Existing | Food Preparation | Natural Gas | Double Rack Oven | E5 | Participant - Cost of Operation | 0 | 0 | 0 | 0 | 0 | 0 | 0 | 0 | 0 | 0 | 0 | 0 | 0 | 0 | 0 | 0 | 0 | 0 | 0 | 0 | 0 | 0 | 0 | 0 | 0 | 0 | 0 | 0 | 0 | 0
F2_Commercial_Warehouse_Existing_Food Preparation_Natural Gas_Double Rack Oven_E6 | F2 | Commercial | Warehouse | Existing | Food Preparation | Natural Gas | Double Rack Oven | E6 | Participant - Cost of Operation | 0 | 0 | 0 | 0 | 0 | 0 | 0 | 0 | 0 | 0 | 0 | 0 | 0 | 0 | 0 | 0 | 0 | 0 | 0 | 0 | 0 | 0 | 0 | 0 | 0 | 0 | 0 | 0 | 0 | 0
F2_Commercial_Warehouse_Existing_Food Preparation_Natural Gas_Double Rack Oven_E7 | F2 | Commercial | Warehouse | Existing | Food Preparation | Natural Gas | Double Rack Oven | E7 | Participant - Cost of Operation | 0 | 0 | 0 | 0 | 0 | 0 | 0 | 0 | 0 | 0 | 0 | 0 | 0 | 0 | 0 | 0 | 0 | 0 | 0 | 0 | 0 | 0 | 0 | 0 | 0 | 0 | 0 | 0 | 0 | 0
F2_Commercial_Warehouse_Existing_Food Preparation_Natural Gas_Double Rack Oven_E8 | F2 | Commercial | Warehouse | Existing | Food Preparation | Natural Gas | Double Rack Oven | E8 | Participant - Cost of Operation | 0 | 0 | 0 | 0 | 0 | 0 | 0 | 0 | 0 | 0 | 0 | 0 | 0 | 0 | 0 | 0 | 0 | 0 | 0 | 0 | 0 | 0 | 0 | 0 | 0 | 0 | 0 | 0 | 0 | 0
F2_Commercial_Warehouse_Existing_Food Preparation_Natural Gas_Double Rack Oven_E9 | F2 | Commercial | Warehouse | Existing | Food Preparation | Natural Gas | Double Rack Oven | E9 | Participant - Cost of Operation | 0 | 0 | 0 | 0 | 0 | 0 | 0 | 0 | 0 | 0 | 0 | 0 | 0 | 0 | 0 | 0 | 0 | 0 | 0 | 0 | 0 | 0 | 0 | 0 | 0 | 0 | 0 | 0 | 0 | 0
F2_Commercial_Warehouse_Existing_Food Preparation_Natural Gas_Double Rack Oven_E10 | F2 | Commercial | Warehouse | Existing | Food Preparation | Natural Gas | Double Rack Oven | E10 | Participant - Cost of Operation | 0 | 0 | 0 | 0 | 0 | 0 | 0 | 0 | 0 | 0 | 0 | 0 | 0 | 0 | 0 | 0 | 0 | 0 | 0 | 0 | 0 | 0 | 0 | 0 | 0 | 0 | 0 | 0 | 0 | 0
F3_Commercial_Warehouse_Existing_Food Preparation_Natural Gas_Double Rack Oven_E1 | F3 | Commercial | Warehouse | Existing | Food Preparation | Natural Gas | Double Rack Oven | E1 | System - kBTUs of Conusmption | 34.2043 | 34.3065 | 34.4198 | 34.6802 | 34.9104 | 35.1045 | 35.2521 | 35.3985 | 35.5346 | 35.6215 | 35.651 | 35.6445 | 35.5918 | 35.4907 | 35.3662 | 35.2448 | 35.1143 | 34.9748 | 34.8155 | 34.662 | 34.5027 | 34.339 | 0 | 0 | 0 | 0 | 0 | 0 | 0 | 0
F3_Commercial_Warehouse_Existing_Food Preparation_Natural Gas_Double Rack Oven_E2 | F3 | Commercial | Warehouse | Existing | Food Preparation | Natural Gas | Double Rack Oven | E2 | System - kBTUs of Conusmption | 18.6569 | 18.7126 | 18.7744 | 18.9165 | 19.042 | 19.1479 | 19.2284 | 19.3083 | 19.3825 | 19.4299 | 19.446 | 19.4425 | 19.4137 | 19.3586 | 19.2907 | 19.2244 | 19.1533 | 19.0772 | 18.9903 | 18.9066 | 18.8197 | 18.7304 | 0 | 0 | 0 | 0 | 0 | 0 | 0 | 0
F3_Commercial_Warehouse_Existing_Food Preparation_Natural Gas_Double Rack Oven_E3 | F3 | Commercial | Warehouse | Existing | Food Preparation | Natural Gas | Double Rack Oven | E3 | System - kBTUs of Conusmption | 0 | 0 | 0 | 0 | 0 | 0 | 0 | 0 | 0 | 0 | 0 | 0 | 0 | 0 | 0 | 0 | 0 | 0 | 0 | 0 | 0 | 0 | 0 | 0 | 0 | 0 | 0 | 0 | 0 | 0
F3_Commercial_Warehouse_Existing_Food Preparation_Natural Gas_Double Rack Oven_E4 | F3 | Commercial | Warehouse | Existing | Food Preparation | Natural Gas | Double Rack Oven | E4 | System - kBTUs of Conusmption | 0 | 0 | 0 | 0 | 0 | 0 | 0 | 0 | 0 | 0 | 0 | 0 | 0 | 0 | 0 | 0 | 0 | 0 | 0 | 0 | 0 | 0 | 0 | 0 | 0 | 0 | 0 | 0 | 0 | 0
F3_Commercial_Warehouse_Existing_Food Preparation_Natural Gas_Double Rack Oven_E5 | F3 | Commercial | Warehouse | Existing | Food Preparation | Natural Gas | Double Rack Oven | E5 | System - kBTUs of Conusmption | 0 | 0 | 0 | 0 | 0 | 0 | 0 | 0 | 0 | 0 | 0 | 0 | 0 | 0 | 0 | 0 | 0 | 0 | 0 | 0 | 0 | 0 | 0 | 0 | 0 | 0 | 0 | 0 | 0 | 0
F3_Commercial_Warehouse_Existing_Food Preparation_Natural Gas_Double Rack Oven_E6 | F3 | Commercial | Warehouse | Existing | Food Preparation | Natural Gas | Double Rack Oven | E6 | System - kBTUs of Conusmption | 0 | 0 | 0 | 0 | 0 | 0 | 0 | 0 | 0 | 0 | 0 | 0 | 0 | 0 | 0 | 0 | 0 | 0 | 0 | 0 | 0 | 0 | 0 | 0 | 0 | 0 | 0 | 0 | 0 | 0
F3_Commercial_Warehouse_Existing_Food Preparation_Natural Gas_Double Rack Oven_E7 | F3 | Commercial | Warehouse | Existing | Food Preparation | Natural Gas | Double Rack Oven | E7 | System - kBTUs of Conusmption | 0 | 0 | 0 | 0 | 0 | 0 | 0 | 0 | 0 | 0 | 0 | 0 | 0 | 0 | 0 | 0 | 0 | 0 | 0 | 0 | 0 | 0 | 0 | 0 | 0 | 0 | 0 | 0 | 0 | 0
F3_Commercial_Warehouse_Existing_Food Preparation_Natural Gas_Double Rack Oven_E8 | F3 | Commercial | Warehouse | Existing | Food Preparation | Natural Gas | Double Rack Oven | E8 | System - kBTUs of Conusmption | 0 | 0 | 0 | 0 | 0 | 0 | 0 | 0 | 0 | 0 | 0 | 0 | 0 | 0 | 0 | 0 | 0 | 0 | 0 | 0 | 0 | 0 | 0 | 0 | 0 | 0 | 0 | 0 | 0 | 0
F3_Commercial_Warehouse_Existing_Food Preparation_Natural Gas_Double Rack Oven_E9 | F3 | Commercial | Warehouse | Existing | Food Preparation | Natural Gas | Double Rack Oven | E9 | System - kBTUs of Conusmption | 0 | 0 | 0 | 0 | 0 | 0 | 0 | 0 | 0 | 0 | 0 | 0 | 0 | 0 | 0 | 0 | 0 | 0 | 0 | 0 | 0 | 0 | 0 | 0 | 0 | 0 | 0 | 0 | 0 | 0
F3_Commercial_Warehouse_Existing_Food Preparation_Natural Gas_Double Rack Oven_E10 | F3 | Commercial | Warehouse | Existing | Food Preparation | Natural Gas | Double Rack Oven | E10 | System - kBTUs of Conusmption | 0 | 0 | 0 | 0 | 0 | 0 | 0 | 0 | 0 | 0 | 0 | 0 | 0 | 0 | 0 | 0 | 0 | 0 | 0 | 0 | 0 | 0 | 0 | 0 | 0 | 0 | 0 | 0 | 0 | 0
F4_Commercial_Warehouse_Existing_Food Preparation_Natural Gas_Double Rack Oven_E1 | F4 | Commercial | Warehouse | Existing | Food Preparation | Natural Gas | Double Rack Oven | E1 | Utility - Cost of Equipment | 0.10753 | 0.10753 | 0.10753 | 0.10753 | 0.10753 | 0.10753 | 0.10753 | 0.10753 | 0.10753 | 0.10753 | 0.10753 | 0.10753 | 0.10753 | 0.10753 | 0.10753 | 0.10753 | 0.10753 | 0.10753 | 0.10753 | 0.10753 | 0.10753 | 0.10753 | 0 | 0 | 0 | 0 | 0 | 0 | 0 | 0
F4_Commercial_Warehouse_Existing_Food Preparation_Natural Gas_Double Rack Oven_E2 | F4 | Commercial | Warehouse | Existing | Food Preparation | Natural Gas | Double Rack Oven | E2 | Utility - Cost of Equipment | 0.14301 | 0.14301 | 0.14301 | 0.14301 | 0.14301 | 0.14301 | 0.14301 | 0.14301 | 0.14301 | 0.14301 | 0.14301 | 0.14301 | 0.14301 | 0.14301 | 0.14301 | 0.14301 | 0.14301 | 0.14301 | 0.14301 | 0.14301 | 0.14301 | 0.14301 | 0 | 0 | 0 | 0 | 0 | 0 | 0 | 0
F4_Commercial_Warehouse_Existing_Food Preparation_Natural Gas_Double Rack Oven_E3 | F4 | Commercial | Warehouse | Existing | Food Preparation | Natural Gas | Double Rack Oven | E3 | Utility - Cost of Equipment | 0 | 0 | 0 | 0 | 0 | 0 | 0 | 0 | 0 | 0 | 0 | 0 | 0 | 0 | 0 | 0 | 0 | 0 | 0 | 0 | 0 | 0 | 0 | 0 | 0 | 0 | 0 | 0 | 0 | 0
F4_Commercial_Warehouse_Existing_Food Preparation_Natural Gas_Double Rack Oven_E4 | F4 | Commercial | Warehouse | Existing | Food Preparation | Natural Gas | Double Rack Oven | E4 | Utility - Cost of Equipment | 0 | 0 | 0 | 0 | 0 | 0 | 0 | 0 | 0 | 0 | 0 | 0 | 0 | 0 | 0 | 0 | 0 | 0 | 0 | 0 | 0 | 0 | 0 | 0 | 0 | 0 | 0 | 0 | 0 | 0
F4_Commercial_Warehouse_Existing_Food Preparation_Natural Gas_Double Rack Oven_E5 | F4 | Commercial | Warehouse | Existing | Food Preparation | Natural Gas | Double Rack Oven | E5 | Utility - Cost of Equipment | 0 | 0 | 0 | 0 | 0 | 0 | 0 | 0 | 0 | 0 | 0 | 0 | 0 | 0 | 0 | 0 | 0 | 0 | 0 | 0 | 0 | 0 | 0 | 0 | 0 | 0 | 0 | 0 | 0 | 0
F4_Commercial_Warehouse_Existing_Food Preparation_Natural Gas_Double Rack Oven_E6 | F4 | Commercial | Warehouse | Existing | Food Preparation | Natural Gas | Double Rack Oven | E6 | Utility - Cost of Equipment | 0 | 0 | 0 | 0 | 0 | 0 | 0 | 0 | 0 | 0 | 0 | 0 | 0 | 0 | 0 | 0 | 0 | 0 | 0 | 0 | 0 | 0 | 0 | 0 | 0 | 0 | 0 | 0 | 0 | 0
F4_Commercial_Warehouse_Existing_Food Preparation_Natural Gas_Double Rack Oven_E7 | F4 | Commercial | Warehouse | Existing | Food Preparation | Natural Gas | Double Rack Oven | E7 | Utility - Cost of Equipment | 0 | 0 | 0 | 0 | 0 | 0 | 0 | 0 | 0 | 0 | 0 | 0 | 0 | 0 | 0 | 0 | 0 | 0 | 0 | 0 | 0 | 0 | 0 | 0 | 0 | 0 | 0 | 0 | 0 | 0
F4_Commercial_Warehouse_Existing_Food Preparation_Natural Gas_Double Rack Oven_E8 | F4 | Commercial | Warehouse | Existing | Food Preparation | Natural Gas | Double Rack Oven | E8 | Utility - Cost of Equipment | 0 | 0 | 0 | 0 | 0 | 0 | 0 | 0 | 0 | 0 | 0 | 0 | 0 | 0 | 0 | 0 | 0 | 0 | 0 | 0 | 0 | 0 | 0 | 0 | 0 | 0 | 0 | 0 | 0 | 0
F4_Commercial_Warehouse_Existing_Food Preparation_Natural Gas_Double Rack Oven_E9 | F4 | Commercial | Warehouse | Existing | Food Preparation | Natural Gas | Double Rack Oven | E9 | Utility - Cost of Equipment | 0 | 0 | 0 | 0 | 0 | 0 | 0 | 0 | 0 | 0 | 0 | 0 | 0 | 0 | 0 | 0 | 0 | 0 | 0 | 0 | 0 | 0 | 0 | 0 | 0 | 0 | 0 | 0 | 0 | 0
F4_Commercial_Warehouse_Existing_Food Preparation_Natural Gas_Double Rack Oven_E10 | F4 | Commercial | Warehouse | Existing | Food Preparation | Natural Gas | Double Rack Oven | E10 | Utility - Cost of Equipment | 0 | 0 | 0 | 0 | 0 | 0 | 0 | 0 | 0 | 0 | 0 | 0 | 0 | 0 | 0 | 0 | 0 | 0 | 0 | 0 | 0 | 0 | 0 | 0 | 0 | 0 | 0 | 0 | 0 | 0
F5_Commercial_Warehouse_Existing_Food Preparation_Natural Gas_Double Rack Oven_E1 | F5 | Commercial | Warehouse | Existing | Food Preparation | Natural Gas | Double Rack Oven | E1 | Utility - Cost of Operation | 0.30442 | 0.30702 | 0.31014 | 0.3153 | 0.32217 | 0.33029 | 0.33774 | 0.34438 | 0.35082 | 0.35707 | 0.36336 | 0.36949 | 0.37525 | 0.38102 | 0.38654 | 0.3922 | 0.39825 | 0.40434 | 0.41049 | 0.41665 | 0.42275 | 0.42876 | 0 | 0 | 0 | 0 | 0 | 0 | 0 | 0
F5_Commercial_Warehouse_Existing_Food Preparation_Natural Gas_Double Rack Oven_E2 | F5 | Commercial | Warehouse | Existing | Food Preparation | Natural Gas | Double Rack Oven | E2 | Utility - Cost of Operation | 0.16604 | 0.16746 | 0.16917 | 0.17198 | 0.17573 | 0.18016 | 0.18422 | 0.18784 | 0.19136 | 0.19476 | 0.1982 | 0.20154 | 0.20468 | 0.20783 | 0.21084 | 0.21393 | 0.21723 | 0.22055 | 0.2239 | 0.22727 | 0.23059 | 0.23387 | 0 | 0 | 0 | 0 | 0 | 0 | 0 | 0
F5_Commercial_Warehouse_Existing_Food Preparation_Natural Gas_Double Rack Oven_E3 | F5 | Commercial | Warehouse | Existing | Food Preparation | Natural Gas | Double Rack Oven | E3 | Utility - Cost of Operation | 0 | 0 | 0 | 0 | 0 | 0 | 0 | 0 | 0 | 0 | 0 | 0 | 0 | 0 | 0 | 0 | 0 | 0 | 0 | 0 | 0 | 0 | 0 | 0 | 0 | 0 | 0 | 0 | 0 | 0
F5_Commercial_Warehouse_Existing_Food Preparation_Natural Gas_Double Rack Oven_E4 | F5 | Commercial | Warehouse | Existing | Food Preparation | Natural Gas | Double Rack Oven | E4 | Utility - Cost of Operation | 0 | 0 | 0 | 0 | 0 | 0 | 0 | 0 | 0 | 0 | 0 | 0 | 0 | 0 | 0 | 0 | 0 | 0 | 0 | 0 | 0 | 0 | 0 | 0 | 0 | 0 | 0 | 0 | 0 | 0
F5_Commercial_Warehouse_Existing_Food Preparation_Natural Gas_Double Rack Oven_E5 | F5 | Commercial | Warehouse | Existing | Food Preparation | Natural Gas | Double Rack Oven | E5 | Utility - Cost of Operation | 0 | 0 | 0 | 0 | 0 | 0 | 0 | 0 | 0 | 0 | 0 | 0 | 0 | 0 | 0 | 0 | 0 | 0 | 0 | 0 | 0 | 0 | 0 | 0 | 0 | 0 | 0 | 0 | 0 | 0
F5_Commercial_Warehouse_Existing_Food Preparation_Natural Gas_Double Rack Oven_E6 | F5 | Commercial | Warehouse | Existing | Food Preparation | Natural Gas | Double Rack Oven | E6 | Utility - Cost of Operation | 0 | 0 | 0 | 0 | 0 | 0 | 0 | 0 | 0 | 0 | 0 | 0 | 0 | 0 | 0 | 0 | 0 | 0 | 0 | 0 | 0 | 0 | 0 | 0 | 0 | 0 | 0 | 0 | 0 | 0
F5_Commercial_Warehouse_Existing_Food Preparation_Natural Gas_Double Rack Oven_E7 | F5 | Commercial | Warehouse | Existing | Food Preparation | Natural Gas | Double Rack Oven | E7 | Utility - Cost of Operation | 0 | 0 | 0 | 0 | 0 | 0 | 0 | 0 | 0 | 0 | 0 | 0 | 0 | 0 | 0 | 0 | 0 | 0 | 0 | 0 | 0 | 0 | 0 | 0 | 0 | 0 | 0 | 0 | 0 | 0
F5_Commercial_Warehouse_Existing_Food Preparation_Natural Gas_Double Rack Oven_E8 | F5 | Commercial | Warehouse | Existing | Food Preparation | Natural Gas | Double Rack Oven | E8 | Utility - Cost of Operation | 0 | 0 | 0 | 0 | 0 | 0 | 0 | 0 | 0 | 0 | 0 | 0 | 0 | 0 | 0 | 0 | 0 | 0 | 0 | 0 | 0 | 0 | 0 | 0 | 0 | 0 | 0 | 0 | 0 | 0
F5_Commercial_Warehouse_Existing_Food Preparation_Natural Gas_Double Rack Oven_E9 | F5 | Commercial | Warehouse | Existing | Food Preparation | Natural Gas | Double Rack Oven | E9 | Utility - Cost of Operation | 0 | 0 | 0 | 0 | 0 | 0 | 0 | 0 | 0 | 0 | 0 | 0 | 0 | 0 | 0 | 0 | 0 | 0 | 0 | 0 | 0 | 0 | 0 | 0 | 0 | 0 | 0 | 0 | 0 | 0
F5_Commercial_Warehouse_Existing_Food Preparation_Natural Gas_Double Rack Oven_E10 | F5 | Commercial | Warehouse | Existing | Food Preparation | Natural Gas | Double Rack Oven | E10 | Utility - Cost of Operation | 0 | 0 | 0 | 0 | 0 | 0 | 0 | 0 | 0 | 0 | 0 | 0 | 0 | 0 | 0 | 0 | 0 | 0 | 0 | 0 | 0 | 0 | 0 | 0 | 0 | 0 | 0 | 0 | 0 | 0
F6_Commercial_Warehouse_Existing_Food Preparation_Natural Gas_Double Rack Oven_E1 | F6 | Commercial | Warehouse | Existing | Food Preparation | Natural Gas | Double Rack Oven | E1 | Utility - Value of Sales | 0.36471 | 0.36783 | 0.37156 | 0.37775 | 0.38599 | 0.39571 | 0.40464 | 0.41259 | 0.42031 | 0.42779 | 0.43533 | 0.44267 | 0.44958 | 0.45649 | 0.4631 | 0.46988 | 0.47713 | 0.48443 | 0.49179 | 0.49918 | 0.50649 | 0.51369 | 0 | 0 | 0 | 0 | 0 | 0 | 0 | 0
F6_Commercial_Warehouse_Existing_Food Preparation_Natural Gas_Double Rack Oven_E2 | F6 | Commercial | Warehouse | Existing | Food Preparation | Natural Gas | Double Rack Oven | E2 | Utility - Value of Sales | 0.19893 | 0.20063 | 0.20267 | 0.20604 | 0.21054 | 0.21584 | 0.22071 | 0.22505 | 0.22926 | 0.23334 | 0.23745 | 0.24146 | 0.24522 | 0.249 | 0.2526 | 0.2563 | 0.26025 | 0.26423 | 0.26825 | 0.27228 | 0.27627 | 0.28019 | 0 | 0 | 0 | 0 | 0 | 0 | 0 | 0
F6_Commercial_Warehouse_Existing_Food Preparation_Natural Gas_Double Rack Oven_E3 | F6 | Commercial | Warehouse | Existing | Food Preparation | Natural Gas | Double Rack Oven | E3 | Utility - Value of Sales | 0 | 0 | 0 | 0 | 0 | 0 | 0 | 0 | 0 | 0 | 0 | 0 | 0 | 0 | 0 | 0 | 0 | 0 | 0 | 0 | 0 | 0 | 0 | 0 | 0 | 0 | 0 | 0 | 0 | 0
F6_Commercial_Warehouse_Existing_Food Preparation_Natural Gas_Double Rack Oven_E4 | F6 | Commercial | Warehouse | Existing | Food Preparation | Natural Gas | Double Rack Oven | E4 | Utility - Value of Sales | 0 | 0 | 0 | 0 | 0 | 0 | 0 | 0 | 0 | 0 | 0 | 0 | 0 | 0 | 0 | 0 | 0 | 0 | 0 | 0 | 0 | 0 | 0 | 0 | 0 | 0 | 0 | 0 | 0 | 0
F6_Commercial_Warehouse_Existing_Food Preparation_Natural Gas_Double Rack Oven_E5 | F6 | Commercial | Warehouse | Existing | Food Preparation | Natural Gas | Double Rack Oven | E5 | Utility - Value of Sales | 0 | 0 | 0 | 0 | 0 | 0 | 0 | 0 | 0 | 0 | 0 | 0 | 0 | 0 | 0 | 0 | 0 | 0 | 0 | 0 | 0 | 0 | 0 | 0 | 0 | 0 | 0 | 0 | 0 | 0
F6_Commercial_Warehouse_Existing_Food Preparation_Natural Gas_Double Rack Oven_E6 | F6 | Commercial | Warehouse | Existing | Food Preparation | Natural Gas | Double Rack Oven | E6 | Utility - Value of Sales | 0 | 0 | 0 | 0 | 0 | 0 | 0 | 0 | 0 | 0 | 0 | 0 | 0 | 0 | 0 | 0 | 0 | 0 | 0 | 0 | 0 | 0 | 0 | 0 | 0 | 0 | 0 | 0 | 0 | 0
F6_Commercial_Warehouse_Existing_Food Preparation_Natural Gas_Double Rack Oven_E7 | F6 | Commercial | Warehouse | Existing | Food Preparation | Natural Gas | Double Rack Oven | E7 | Utility - Value of Sales | 0 | 0 | 0 | 0 | 0 | 0 | 0 | 0 | 0 | 0 | 0 | 0 | 0 | 0 | 0 | 0 | 0 | 0 | 0 | 0 | 0 | 0 | 0 | 0 | 0 | 0 | 0 | 0 | 0 | 0
F6_Commercial_Warehouse_Existing_Food Preparation_Natural Gas_Double Rack Oven_E8 | F6 | Commercial | Warehouse | Existing | Food Preparation | Natural Gas | Double Rack Oven | E8 | Utility - Value of Sales | 0 | 0 | 0 | 0 | 0 | 0 | 0 | 0 | 0 | 0 | 0 | 0 | 0 | 0 | 0 | 0 | 0 | 0 | 0 | 0 | 0 | 0 | 0 | 0 | 0 | 0 | 0 | 0 | 0 | 0
F6_Commercial_Warehouse_Existing_Food Preparation_Natural Gas_Double Rack Oven_E9 | F6 | Commercial | Warehouse | Existing | Food Preparation | Natural Gas | Double Rack Oven | E9 | Utility - Value of Sales | 0 | 0 | 0 | 0 | 0 | 0 | 0 | 0 | 0 | 0 | 0 | 0 | 0 | 0 | 0 | 0 | 0 | 0 | 0 | 0 | 0 | 0 | 0 | 0 | 0 | 0 | 0 | 0 | 0 | 0
F6_Commercial_Warehouse_Existing_Food Preparation_Natural Gas_Double Rack Oven_E10 | F6 | Commercial | Warehouse | Existing | Food Preparation | Natural Gas | Double Rack Oven | E10 | Utility - Value of Sales | 0 | 0 | 0 | 0 | 0 | 0 | 0 | 0 | 0 | 0 | 0 | 0 | 0 | 0 | 0 | 0 | 0 | 0 | 0 | 0 | 0 | 0 | 0 | 0 | 0 | 0 | 0 | 0 | 0 | 0
F1_Commercial_Warehouse_Existing_Food Preparation_Natural Gas_Fryer_E1 | F1 | Commercial | Warehouse | Existing | Food Preparation | Natural Gas | Fryer | E1 | Participant - Cost of Equipment | 0.10854 | 0.10854 | 0.10854 | 0.10854 | 0.10854 | 0.10854 | 0.10854 | 0.10854 | 0.10854 | 0.10854 | 0.10854 | 0.10854 | 0.10854 | 0.10854 | 0.10854 | 0.10854 | 0.10854 | 0.10854 | 0.10854 | 0.10854 | 0.10854 | 0.10854 | 0 | 0 | 0 | 0 | 0 | 0 | 0 | 0
F1_Commercial_Warehouse_Existing_Food Preparation_Natural Gas_Fryer_E2 | F1 | Commercial | Warehouse | Existing | Food Preparation | Natural Gas | Fryer | E2 | Participant - Cost of Equipment | 0.13643 | 0.13643 | 0.13643 | 0.13643 | 0.13643 | 0.13643 | 0.13643 | 0.13643 | 0.13643 | 0.13643 | 0.13643 | 0.13643 | 0.13643 | 0.13643 | 0.13643 | 0.13643 | 0.13643 | 0.13643 | 0.13643 | 0.13643 | 0.13643 | 0.13643 | 0 | 0 | 0 | 0 | 0 | 0 | 0 | 0
F1_Commercial_Warehouse_Existing_Food Preparation_Natural Gas_Fryer_E3 | F1 | Commercial | Warehouse | Existing | Food Preparation | Natural Gas | Fryer | E3 | Participant - Cost of Equipment | 0 | 0 | 0 | 0 | 0 | 0 | 0 | 0 | 0 | 0 | 0 | 0 | 0 | 0 | 0 | 0 | 0 | 0 | 0 | 0 | 0 | 0 | 0 | 0 | 0 | 0 | 0 | 0 | 0 | 0
F1_Commercial_Warehouse_Existing_Food Preparation_Natural Gas_Fryer_E4 | F1 | Commercial | Warehouse | Existing | Food Preparation | Natural Gas | Fryer | E4 | Participant - Cost of Equipment | 0 | 0 | 0 | 0 | 0 | 0 | 0 | 0 | 0 | 0 | 0 | 0 | 0 | 0 | 0 | 0 | 0 | 0 | 0 | 0 | 0 | 0 | 0 | 0 | 0 | 0 | 0 | 0 | 0 | 0
F1_Commercial_Warehouse_Existing_Food Preparation_Natural Gas_Fryer_E5 | F1 | Commercial | Warehouse | Existing | Food Preparation | Natural Gas | Fryer | E5 | Participant - Cost of Equipment | 0 | 0 | 0 | 0 | 0 | 0 | 0 | 0 | 0 | 0 | 0 | 0 | 0 | 0 | 0 | 0 | 0 | 0 | 0 | 0 | 0 | 0 | 0 | 0 | 0 | 0 | 0 | 0 | 0 | 0
F1_Commercial_Warehouse_Existing_Food Preparation_Natural Gas_Fryer_E6 | F1 | Commercial | Warehouse | Existing | Food Preparation | Natural Gas | Fryer | E6 | Participant - Cost of Equipment | 0 | 0 | 0 | 0 | 0 | 0 | 0 | 0 | 0 | 0 | 0 | 0 | 0 | 0 | 0 | 0 | 0 | 0 | 0 | 0 | 0 | 0 | 0 | 0 | 0 | 0 | 0 | 0 | 0 | 0
F1_Commercial_Warehouse_Existing_Food Preparation_Natural Gas_Fryer_E7 | F1 | Commercial | Warehouse | Existing | Food Preparation | Natural Gas | Fryer | E7 | Participant - Cost of Equipment | 0 | 0 | 0 | 0 | 0 | 0 | 0 | 0 | 0 | 0 | 0 | 0 | 0 | 0 | 0 | 0 | 0 | 0 | 0 | 0 | 0 | 0 | 0 | 0 | 0 | 0 | 0 | 0 | 0 | 0
F1_Commercial_Warehouse_Existing_Food Preparation_Natural Gas_Fryer_E8 | F1 | Commercial | Warehouse | Existing | Food Preparation | Natural Gas | Fryer | E8 | Participant - Cost of Equipment | 0 | 0 | 0 | 0 | 0 | 0 | 0 | 0 | 0 | 0 | 0 | 0 | 0 | 0 | 0 | 0 | 0 | 0 | 0 | 0 | 0 | 0 | 0 | 0 | 0 | 0 | 0 | 0 | 0 | 0
F1_Commercial_Warehouse_Existing_Food Preparation_Natural Gas_Fryer_E9 | F1 | Commercial | Warehouse | Existing | Food Preparation | Natural Gas | Fryer | E9 | Participant - Cost of Equipment | 0 | 0 | 0 | 0 | 0 | 0 | 0 | 0 | 0 | 0 | 0 | 0 | 0 | 0 | 0 | 0 | 0 | 0 | 0 | 0 | 0 | 0 | 0 | 0 | 0 | 0 | 0 | 0 | 0 | 0
F1_Commercial_Warehouse_Existing_Food Preparation_Natural Gas_Fryer_E10 | F1 | Commercial | Warehouse | Existing | Food Preparation | Natural Gas | Fryer | E10 | Participant - Cost of Equipment | 0 | 0 | 0 | 0 | 0 | 0 | 0 | 0 | 0 | 0 | 0 | 0 | 0 | 0 | 0 | 0 | 0 | 0 | 0 | 0 | 0 | 0 | 0 | 0 | 0 | 0 | 0 | 0 | 0 | 0
F2_Commercial_Warehouse_Existing_Food Preparation_Natural Gas_Fryer_E1 | F2 | Commercial | Warehouse | Existing | Food Preparation | Natural Gas | Fryer | E1 | Participant - Cost of Operation | 0.17701 | 0.17569 | 0.1755 | 0.17804 | 0.18262 | 0.18861 | 0.19366 | 0.19761 | 0.20121 | 0.20474 | 0.2086 | 0.21249 | 0.21627 | 0.22053 | 0.22458 | 0.22887 | 0.23312 | 0.23681 | 0.23987 | 0.24223 | 0.24441 | 0.24638 | 0 | 0 | 0 | 0 | 0 | 0 | 0 | 0
F2_Commercial_Warehouse_Existing_Food Preparation_Natural Gas_Fryer_E2 | F2 | Commercial | Warehouse | Existing | Food Preparation | Natural Gas | Fryer | E2 | Participant - Cost of Operation | 0.10849 | 0.10768 | 0.10756 | 0.10912 | 0.11193 | 0.1156 | 0.11869 | 0.12112 | 0.12332 | 0.12548 | 0.12785 | 0.13023 | 0.13255 | 0.13517 | 0.13764 | 0.14028 | 0.14288 | 0.14514 | 0.14702 | 0.14846 | 0.1498 | 0.15101 | 0 | 0 | 0 | 0 | 0 | 0 | 0 | 0
F2_Commercial_Warehouse_Existing_Food Preparation_Natural Gas_Fryer_E3 | F2 | Commercial | Warehouse | Existing | Food Preparation | Natural Gas | Fryer | E3 | Participant - Cost of Operation | 0 | 0 | 0 | 0 | 0 | 0 | 0 | 0 | 0 | 0 | 0 | 0 | 0 | 0 | 0 | 0 | 0 | 0 | 0 | 0 | 0 | 0 | 0 | 0 | 0 | 0 | 0 | 0 | 0 | 0
F2_Commercial_Warehouse_Existing_Food Preparation_Natural Gas_Fryer_E4 | F2 | Commercial | Warehouse | Existing | Food Preparation | Natural Gas | Fryer | E4 | Participant - Cost of Operation | 0 | 0 | 0 | 0 | 0 | 0 | 0 | 0 | 0 | 0 | 0 | 0 | 0 | 0 | 0 | 0 | 0 | 0 | 0 | 0 | 0 | 0 | 0 | 0 | 0 | 0 | 0 | 0 | 0 | 0
F2_Commercial_Warehouse_Existing_Food Preparation_Natural Gas_Fryer_E5 | F2 | Commercial | Warehouse | Existing | Food Preparation | Natural Gas | Fryer | E5 | Participant - Cost of Operation | 0 | 0 | 0 | 0 | 0 | 0 | 0 | 0 | 0 | 0 | 0 | 0 | 0 | 0 | 0 | 0 | 0 | 0 | 0 | 0 | 0 | 0 | 0 | 0 | 0 | 0 | 0 | 0 | 0 | 0
F2_Commercial_Warehouse_Existing_Food Preparation_Natural Gas_Fryer_E6 | F2 | Commercial | Warehouse | Existing | Food Preparation | Natural Gas | Fryer | E6 | Participant - Cost of Operation | 0 | 0 | 0 | 0 | 0 | 0 | 0 | 0 | 0 | 0 | 0 | 0 | 0 | 0 | 0 | 0 | 0 | 0 | 0 | 0 | 0 | 0 | 0 | 0 | 0 | 0 | 0 | 0 | 0 | 0
F2_Commercial_Warehouse_Existing_Food Preparation_Natural Gas_Fryer_E7 | F2 | Commercial | Warehouse | Existing | Food Preparation | Natural Gas | Fryer | E7 | Participant - Cost of Operation | 0 | 0 | 0 | 0 | 0 | 0 | 0 | 0 | 0 | 0 | 0 | 0 | 0 | 0 | 0 | 0 | 0 | 0 | 0 | 0 | 0 | 0 | 0 | 0 | 0 | 0 | 0 | 0 | 0 | 0
F2_Commercial_Warehouse_Existing_Food Preparation_Natural Gas_Fryer_E8 | F2 | Commercial | Warehouse | Existing | Food Preparation | Natural Gas | Fryer | E8 | Participant - Cost of Operation | 0 | 0 | 0 | 0 | 0 | 0 | 0 | 0 | 0 | 0 | 0 | 0 | 0 | 0 | 0 | 0 | 0 | 0 | 0 | 0 | 0 | 0 | 0 | 0 | 0 | 0 | 0 | 0 | 0 | 0
F2_Commercial_Warehouse_Existing_Food Preparation_Natural Gas_Fryer_E9 | F2 | Commercial | Warehouse | Existing | Food Preparation | Natural Gas | Fryer | E9 | Participant - Cost of Operation | 0 | 0 | 0 | 0 | 0 | 0 | 0 | 0 | 0 | 0 | 0 | 0 | 0 | 0 | 0 | 0 | 0 | 0 | 0 | 0 | 0 | 0 | 0 | 0 | 0 | 0 | 0 | 0 | 0 | 0
F2_Commercial_Warehouse_Existing_Food Preparation_Natural Gas_Fryer_E10 | F2 | Commercial | Warehouse | Existing | Food Preparation | Natural Gas | Fryer | E10 | Participant - Cost of Operation | 0 | 0 | 0 | 0 | 0 | 0 | 0 | 0 | 0 | 0 | 0 | 0 | 0 | 0 | 0 | 0 | 0 | 0 | 0 | 0 | 0 | 0 | 0 | 0 | 0 | 0 | 0 | 0 | 0 | 0
F3_Commercial_Warehouse_Existing_Food Preparation_Natural Gas_Fryer_E1 | F3 | Commercial | Warehouse | Existing | Food Preparation | Natural Gas | Fryer | E1 | System - kBTUs of Conusmption | 16.9987 | 16.9941 | 17.0166 | 17.2098 | 17.3753 | 17.5115 | 17.6035 | 17.7016 | 17.792 | 17.8746 | 17.9384 | 18.0072 | 18.07 | 18.1273 | 18.1653 | 18.2127 | 18.2077 | 18.1487 | 18.0226 | 17.853 | 17.677 | 17.4961 | 0 | 0 | 0 | 0 | 0 | 0 | 0 | 0
F3_Commercial_Warehouse_Existing_Food Preparation_Natural Gas_Fryer_E2 | F3 | Commercial | Warehouse | Existing | Food Preparation | Natural Gas | Fryer | E2 | System - kBTUs of Conusmption | 10.4186 | 10.4158 | 10.4295 | 10.548 | 10.6494 | 10.7329 | 10.7892 | 10.8494 | 10.9048 | 10.9554 | 10.9945 | 11.0367 | 11.0752 | 11.1103 | 11.1336 | 11.1626 | 11.1595 | 11.1234 | 11.0461 | 10.9422 | 10.8343 | 10.7234 | 0 | 0 | 0 | 0 | 0 | 0 | 0 | 0
F3_Commercial_Warehouse_Existing_Food Preparation_Natural Gas_Fryer_E3 | F3 | Commercial | Warehouse | Existing | Food Preparation | Natural Gas | Fryer | E3 | System - kBTUs of Conusmption | 0 | 0 | 0 | 0 | 0 | 0 | 0 | 0 | 0 | 0 | 0 | 0 | 0 | 0 | 0 | 0 | 0 | 0 | 0 | 0 | 0 | 0 | 0 | 0 | 0 | 0 | 0 | 0 | 0 | 0
F3_Commercial_Warehouse_Existing_Food Preparation_Natural Gas_Fryer_E4 | F3 | Commercial | Warehouse | Existing | Food Preparation | Natural Gas | Fryer | E4 | System - kBTUs of Conusmption | 0 | 0 | 0 | 0 | 0 | 0 | 0 | 0 | 0 | 0 | 0 | 0 | 0 | 0 | 0 | 0 | 0 | 0 | 0 | 0 | 0 | 0 | 0 | 0 | 0 | 0 | 0 | 0 | 0 | 0
F3_Commercial_Warehouse_Existing_Food Preparation_Natural Gas_Fryer_E5 | F3 | Commercial | Warehouse | Existing | Food Preparation | Natural Gas | Fryer | E5 | System - kBTUs of Conusmption | 0 | 0 | 0 | 0 | 0 | 0 | 0 | 0 | 0 | 0 | 0 | 0 | 0 | 0 | 0 | 0 | 0 | 0 | 0 | 0 | 0 | 0 | 0 | 0 | 0 | 0 | 0 | 0 | 0 | 0
F3_Commercial_Warehouse_Existing_Food Preparation_Natural Gas_Fryer_E6 | F3 | Commercial | Warehouse | Existing | Food Preparation | Natural Gas | Fryer | E6 | System - kBTUs of Conusmption | 0 | 0 | 0 | 0 | 0 | 0 | 0 | 0 | 0 | 0 | 0 | 0 | 0 | 0 | 0 | 0 | 0 | 0 | 0 | 0 | 0 | 0 | 0 | 0 | 0 | 0 | 0 | 0 | 0 | 0
F3_Commercial_Warehouse_Existing_Food Preparation_Natural Gas_Fryer_E7 | F3 | Commercial | Warehouse | Existing | Food Preparation | Natural Gas | Fryer | E7 | System - kBTUs of Conusmption | 0 | 0 | 0 | 0 | 0 | 0 | 0 | 0 | 0 | 0 | 0 | 0 | 0 | 0 | 0 | 0 | 0 | 0 | 0 | 0 | 0 | 0 | 0 | 0 | 0 | 0 | 0 | 0 | 0 | 0
F3_Commercial_Warehouse_Existing_Food Preparation_Natural Gas_Fryer_E8 | F3 | Commercial | Warehouse | Existing | Food Preparation | Natural Gas | Fryer | E8 | System - kBTUs of Conusmption | 0 | 0 | 0 | 0 | 0 | 0 | 0 | 0 | 0 | 0 | 0 | 0 | 0 | 0 | 0 | 0 | 0 | 0 | 0 | 0 | 0 | 0 | 0 | 0 | 0 | 0 | 0 | 0 | 0 | 0
F3_Commercial_Warehouse_Existing_Food Preparation_Natural Gas_Fryer_E9 | F3 | Commercial | Warehouse | Existing | Food Preparation | Natural Gas | Fryer | E9 | System - kBTUs of Conusmption | 0 | 0 | 0 | 0 | 0 | 0 | 0 | 0 | 0 | 0 | 0 | 0 | 0 | 0 | 0 | 0 | 0 | 0 | 0 | 0 | 0 | 0 | 0 | 0 | 0 | 0 | 0 | 0 | 0 | 0
F3_Commercial_Warehouse_Existing_Food Preparation_Natural Gas_Fryer_E10 | F3 | Commercial | Warehouse | Existing | Food Preparation | Natural Gas | Fryer | E10 | System - kBTUs of Conusmption | 0 | 0 | 0 | 0 | 0 | 0 | 0 | 0 | 0 | 0 | 0 | 0 | 0 | 0 | 0 | 0 | 0 | 0 | 0 | 0 | 0 | 0 | 0 | 0 | 0 | 0 | 0 | 0 | 0 | 0
F4_Commercial_Warehouse_Existing_Food Preparation_Natural Gas_Fryer_E1 | F4 | Commercial | Warehouse | Existing | Food Preparation | Natural Gas | Fryer | E1 | Utility - Cost of Equipment | 0.10854 | 0.10854 | 0.10854 | 0.10854 | 0.10854 | 0.10854 | 0.10854 | 0.10854 | 0.10854 | 0.10854 | 0.10854 | 0.10854 | 0.10854 | 0.10854 | 0.10854 | 0.10854 | 0.10854 | 0.10854 | 0.10854 | 0.10854 | 0.10854 | 0.10854 | 0 | 0 | 0 | 0 | 0 | 0 | 0 | 0
F4_Commercial_Warehouse_Existing_Food Preparation_Natural Gas_Fryer_E2 | F4 | Commercial | Warehouse | Existing | Food Preparation | Natural Gas | Fryer | E2 | Utility - Cost of Equipment | 0.13643 | 0.13643 | 0.13643 | 0.13643 | 0.13643 | 0.13643 | 0.13643 | 0.13643 | 0.13643 | 0.13643 | 0.13643 | 0.13643 | 0.13643 | 0.13643 | 0.13643 | 0.13643 | 0.13643 | 0.13643 | 0.13643 | 0.13643 | 0.13643 | 0.13643 | 0 | 0 | 0 | 0 | 0 | 0 | 0 | 0
F4_Commercial_Warehouse_Existing_Food Preparation_Natural Gas_Fryer_E3 | F4 | Commercial | Warehouse | Existing | Food Preparation | Natural Gas | Fryer | E3 | Utility - Cost of Equipment | 0 | 0 | 0 | 0 | 0 | 0 | 0 | 0 | 0 | 0 | 0 | 0 | 0 | 0 | 0 | 0 | 0 | 0 | 0 | 0 | 0 | 0 | 0 | 0 | 0 | 0 | 0 | 0 | 0 | 0
F4_Commercial_Warehouse_Existing_Food Preparation_Natural Gas_Fryer_E4 | F4 | Commercial | Warehouse | Existing | Food Preparation | Natural Gas | Fryer | E4 | Utility - Cost of Equipment | 0 | 0 | 0 | 0 | 0 | 0 | 0 | 0 | 0 | 0 | 0 | 0 | 0 | 0 | 0 | 0 | 0 | 0 | 0 | 0 | 0 | 0 | 0 | 0 | 0 | 0 | 0 | 0 | 0 | 0
F4_Commercial_Warehouse_Existing_Food Preparation_Natural Gas_Fryer_E5 | F4 | Commercial | Warehouse | Existing | Food Preparation | Natural Gas | Fryer | E5 | Utility - Cost of Equipment | 0 | 0 | 0 | 0 | 0 | 0 | 0 | 0 | 0 | 0 | 0 | 0 | 0 | 0 | 0 | 0 | 0 | 0 | 0 | 0 | 0 | 0 | 0 | 0 | 0 | 0 | 0 | 0 | 0 | 0
F4_Commercial_Warehouse_Existing_Food Preparation_Natural Gas_Fryer_E6 | F4 | Commercial | Warehouse | Existing | Food Preparation | Natural Gas | Fryer | E6 | Utility - Cost of Equipment | 0 | 0 | 0 | 0 | 0 | 0 | 0 | 0 | 0 | 0 | 0 | 0 | 0 | 0 | 0 | 0 | 0 | 0 | 0 | 0 | 0 | 0 | 0 | 0 | 0 | 0 | 0 | 0 | 0 | 0
F4_Commercial_Warehouse_Existing_Food Preparation_Natural Gas_Fryer_E7 | F4 | Commercial | Warehouse | Existing | Food Preparation | Natural Gas | Fryer | E7 | Utility - Cost of Equipment | 0 | 0 | 0 | 0 | 0 | 0 | 0 | 0 | 0 | 0 | 0 | 0 | 0 | 0 | 0 | 0 | 0 | 0 | 0 | 0 | 0 | 0 | 0 | 0 | 0 | 0 | 0 | 0 | 0 | 0
F4_Commercial_Warehouse_Existing_Food Preparation_Natural Gas_Fryer_E8 | F4 | Commercial | Warehouse | Existing | Food Preparation | Natural Gas | Fryer | E8 | Utility - Cost of Equipment | 0 | 0 | 0 | 0 | 0 | 0 | 0 | 0 | 0 | 0 | 0 | 0 | 0 | 0 | 0 | 0 | 0 | 0 | 0 | 0 | 0 | 0 | 0 | 0 | 0 | 0 | 0 | 0 | 0 | 0
F4_Commercial_Warehouse_Existing_Food Preparation_Natural Gas_Fryer_E9 | F4 | Commercial | Warehouse | Existing | Food Preparation | Natural Gas | Fryer | E9 | Utility - Cost of Equipment | 0 | 0 | 0 | 0 | 0 | 0 | 0 | 0 | 0 | 0 | 0 | 0 | 0 | 0 | 0 | 0 | 0 | 0 | 0 | 0 | 0 | 0 | 0 | 0 | 0 | 0 | 0 | 0 | 0 | 0
F4_Commercial_Warehouse_Existing_Food Preparation_Natural Gas_Fryer_E10 | F4 | Commercial | Warehouse | Existing | Food Preparation | Natural Gas | Fryer | E10 | Utility - Cost of Equipment | 0 | 0 | 0 | 0 | 0 | 0 | 0 | 0 | 0 | 0 | 0 | 0 | 0 | 0 | 0 | 0 | 0 | 0 | 0 | 0 | 0 | 0 | 0 | 0 | 0 | 0 | 0 | 0 | 0 | 0
F5_Commercial_Warehouse_Existing_Food Preparation_Natural Gas_Fryer_E1 | F5 | Commercial | Warehouse | Existing | Food Preparation | Natural Gas | Fryer | E1 | Utility - Cost of Operation | 0.14774 | 0.14664 | 0.14649 | 0.14861 | 0.15243 | 0.15743 | 0.16164 | 0.16494 | 0.16795 | 0.17089 | 0.17411 | 0.17736 | 0.18052 | 0.18407 | 0.18745 | 0.19104 | 0.19458 | 0.19766 | 0.20022 | 0.20218 | 0.204 | 0.20565 | 0 | 0 | 0 | 0 | 0 | 0 | 0 | 0
F5_Commercial_Warehouse_Existing_Food Preparation_Natural Gas_Fryer_E2 | F5 | Commercial | Warehouse | Existing | Food Preparation | Natural Gas | Fryer | E2 | Utility - Cost of Operation | 0.090552 | 0.089877 | 0.089782 | 0.091084 | 0.093422 | 0.09649 | 0.099071 | 0.10109 | 0.10294 | 0.10474 | 0.10671 | 0.1087 | 0.11064 | 0.11282 | 0.11489 | 0.11709 | 0.11926 | 0.12115 | 0.12271 | 0.12392 | 0.12503 | 0.12604 | 0 | 0 | 0 | 0 | 0 | 0 | 0 | 0
F5_Commercial_Warehouse_Existing_Food Preparation_Natural Gas_Fryer_E3 | F5 | Commercial | Warehouse | Existing | Food Preparation | Natural Gas | Fryer | E3 | Utility - Cost of Operation | 0 | 0 | 0 | 0 | 0 | 0 | 0 | 0 | 0 | 0 | 0 | 0 | 0 | 0 | 0 | 0 | 0 | 0 | 0 | 0 | 0 | 0 | 0 | 0 | 0 | 0 | 0 | 0 | 0 | 0
F5_Commercial_Warehouse_Existing_Food Preparation_Natural Gas_Fryer_E4 | F5 | Commercial | Warehouse | Existing | Food Preparation | Natural Gas | Fryer | E4 | Utility - Cost of Operation | 0 | 0 | 0 | 0 | 0 | 0 | 0 | 0 | 0 | 0 | 0 | 0 | 0 | 0 | 0 | 0 | 0 | 0 | 0 | 0 | 0 | 0 | 0 | 0 | 0 | 0 | 0 | 0 | 0 | 0
F5_Commercial_Warehouse_Existing_Food Preparation_Natural Gas_Fryer_E5 | F5 | Commercial | Warehouse | Existing | Food Preparation | Natural Gas | Fryer | E5 | Utility - Cost of Operation | 0 | 0 | 0 | 0 | 0 | 0 | 0 | 0 | 0 | 0 | 0 | 0 | 0 | 0 | 0 | 0 | 0 | 0 | 0 | 0 | 0 | 0 | 0 | 0 | 0 | 0 | 0 | 0 | 0 | 0
F5_Commercial_Warehouse_Existing_Food Preparation_Natural Gas_Fryer_E6 | F5 | Commercial | Warehouse | Existing | Food Preparation | Natural Gas | Fryer | E6 | Utility - Cost of Operation | 0 | 0 | 0 | 0 | 0 | 0 | 0 | 0 | 0 | 0 | 0 | 0 | 0 | 0 | 0 | 0 | 0 | 0 | 0 | 0 | 0 | 0 | 0 | 0 | 0 | 0 | 0 | 0 | 0 | 0
F5_Commercial_Warehouse_Existing_Food Preparation_Natural Gas_Fryer_E7 | F5 | Commercial | Warehouse | Existing | Food Preparation | Natural Gas | Fryer | E7 | Utility - Cost of Operation | 0 | 0 | 0 | 0 | 0 | 0 | 0 | 0 | 0 | 0 | 0 | 0 | 0 | 0 | 0 | 0 | 0 | 0 | 0 | 0 | 0 | 0 | 0 | 0 | 0 | 0 | 0 | 0 | 0 | 0
F5_Commercial_Warehouse_Existing_Food Preparation_Natural Gas_Fryer_E8 | F5 | Commercial | Warehouse | Existing | Food Preparation | Natural Gas | Fryer | E8 | Utility - Cost of Operation | 0 | 0 | 0 | 0 | 0 | 0 | 0 | 0 | 0 | 0 | 0 | 0 | 0 | 0 | 0 | 0 | 0 | 0 | 0 | 0 | 0 | 0 | 0 | 0 | 0 | 0 | 0 | 0 | 0 | 0
F5_Commercial_Warehouse_Existing_Food Preparation_Natural Gas_Fryer_E9 | F5 | Commercial | Warehouse | Existing | Food Preparation | Natural Gas | Fryer | E9 | Utility - Cost of Operation | 0 | 0 | 0 | 0 | 0 | 0 | 0 | 0 | 0 | 0 | 0 | 0 | 0 | 0 | 0 | 0 | 0 | 0 | 0 | 0 | 0 | 0 | 0 | 0 | 0 | 0 | 0 | 0 | 0 | 0
F5_Commercial_Warehouse_Existing_Food Preparation_Natural Gas_Fryer_E10 | F5 | Commercial | Warehouse | Existing | Food Preparation | Natural Gas | Fryer | E10 | Utility - Cost of Operation | 0 | 0 | 0 | 0 | 0 | 0 | 0 | 0 | 0 | 0 | 0 | 0 | 0 | 0 | 0 | 0 | 0 | 0 | 0 | 0 | 0 | 0 | 0 | 0 | 0 | 0 | 0 | 0 | 0 | 0
F6_Commercial_Warehouse_Existing_Food Preparation_Natural Gas_Fryer_E1 | F6 | Commercial | Warehouse | Existing | Food Preparation | Natural Gas | Fryer | E1 | Utility - Value of Sales | 0.17701 | 0.17569 | 0.1755 | 0.17804 | 0.18262 | 0.18861 | 0.19366 | 0.19761 | 0.20121 | 0.20474 | 0.2086 | 0.21249 | 0.21627 | 0.22053 | 0.22458 | 0.22887 | 0.23312 | 0.23681 | 0.23987 | 0.24223 | 0.24441 | 0.24638 | 0 | 0 | 0 | 0 | 0 | 0 | 0 | 0
F6_Commercial_Warehouse_Existing_Food Preparation_Natural Gas_Fryer_E2 | F6 | Commercial | Warehouse | Existing | Food Preparation | Natural Gas | Fryer | E2 | Utility - Value of Sales | 0.10849 | 0.10768 | 0.10756 | 0.10912 | 0.11193 | 0.1156 | 0.11869 | 0.12112 | 0.12332 | 0.12548 | 0.12785 | 0.13023 | 0.13255 | 0.13517 | 0.13764 | 0.14028 | 0.14288 | 0.14514 | 0.14702 | 0.14846 | 0.1498 | 0.15101 | 0 | 0 | 0 | 0 | 0 | 0 | 0 | 0
F6_Commercial_Warehouse_Existing_Food Preparation_Natural Gas_Fryer_E3 | F6 | Commercial | Warehouse | Existing | Food Preparation | Natural Gas | Fryer | E3 | Utility - Value of Sales | 0 | 0 | 0 | 0 | 0 | 0 | 0 | 0 | 0 | 0 | 0 | 0 | 0 | 0 | 0 | 0 | 0 | 0 | 0 | 0 | 0 | 0 | 0 | 0 | 0 | 0 | 0 | 0 | 0 | 0
F6_Commercial_Warehouse_Existing_Food Preparation_Natural Gas_Fryer_E4 | F6 | Commercial | Warehouse | Existing | Food Preparation | Natural Gas | Fryer | E4 | Utility - Value of Sales | 0 | 0 | 0 | 0 | 0 | 0 | 0 | 0 | 0 | 0 | 0 | 0 | 0 | 0 | 0 | 0 | 0 | 0 | 0 | 0 | 0 | 0 | 0 | 0 | 0 | 0 | 0 | 0 | 0 | 0
F6_Commercial_Warehouse_Existing_Food Preparation_Natural Gas_Fryer_E5 | F6 | Commercial | Warehouse | Existing | Food Preparation | Natural Gas | Fryer | E5 | Utility - Value of Sales | 0 | 0 | 0 | 0 | 0 | 0 | 0 | 0 | 0 | 0 | 0 | 0 | 0 | 0 | 0 | 0 | 0 | 0 | 0 | 0 | 0 | 0 | 0 | 0 | 0 | 0 | 0 | 0 | 0 | 0
F6_Commercial_Warehouse_Existing_Food Preparation_Natural Gas_Fryer_E6 | F6 | Commercial | Warehouse | Existing | Food Preparation | Natural Gas | Fryer | E6 | Utility - Value of Sales | 0 | 0 | 0 | 0 | 0 | 0 | 0 | 0 | 0 | 0 | 0 | 0 | 0 | 0 | 0 | 0 | 0 | 0 | 0 | 0 | 0 | 0 | 0 | 0 | 0 | 0 | 0 | 0 | 0 | 0
F6_Commercial_Warehouse_Existing_Food Preparation_Natural Gas_Fryer_E7 | F6 | Commercial | Warehouse | Existing | Food Preparation | Natural Gas | Fryer | E7 | Utility - Value of Sales | 0 | 0 | 0 | 0 | 0 | 0 | 0 | 0 | 0 | 0 | 0 | 0 | 0 | 0 | 0 | 0 | 0 | 0 | 0 | 0 | 0 | 0 | 0 | 0 | 0 | 0 | 0 | 0 | 0 | 0
F6_Commercial_Warehouse_Existing_Food Preparation_Natural Gas_Fryer_E8 | F6 | Commercial | Warehouse | Existing | Food Preparation | Natural Gas | Fryer | E8 | Utility - Value of Sales | 0 | 0 | 0 | 0 | 0 | 0 | 0 | 0 | 0 | 0 | 0 | 0 | 0 | 0 | 0 | 0 | 0 | 0 | 0 | 0 | 0 | 0 | 0 | 0 | 0 | 0 | 0 | 0 | 0 | 0
F6_Commercial_Warehouse_Existing_Food Preparation_Natural Gas_Fryer_E9 | F6 | Commercial | Warehouse | Existing | Food Preparation | Natural Gas | Fryer | E9 | Utility - Value of Sales | 0 | 0 | 0 | 0 | 0 | 0 | 0 | 0 | 0 | 0 | 0 | 0 | 0 | 0 | 0 | 0 | 0 | 0 | 0 | 0 | 0 | 0 | 0 | 0 | 0 | 0 | 0 | 0 | 0 | 0
F6_Commercial_Warehouse_Existing_Food Preparation_Natural Gas_Fryer_E10 | F6 | Commercial | Warehouse | Existing | Food Preparation | Natural Gas | Fryer | E10 | Utility - Value of Sales | 0 | 0 | 0 | 0 | 0 | 0 | 0 | 0 | 0 | 0 | 0 | 0 | 0 | 0 | 0 | 0 | 0 | 0 | 0 | 0 | 0 | 0 | 0 | 0 | 0 | 0 | 0 | 0 | 0 | 0
F1_Commercial_Warehouse_Existing_Food Preparation_Natural Gas_Broiler_E1 | F1 | Commercial | Warehouse | Existing | Food Preparation | Natural Gas | Broiler | E1 | Participant - Cost of Equipment | 0.076073 | 0.076073 | 0.076073 | 0.076073 | 0.076073 | 0.076073 | 0.076073 | 0.076073 | 0.076073 | 0.076073 | 0.076073 | 0.076073 | 0.076073 | 0.076073 | 0.076073 | 0.076073 | 0.076073 | 0.076073 | 0.076073 | 0.076073 | 0.076073 | 0.076073 | 0 | 0 | 0 | 0 | 0 | 0 | 0 | 0
F1_Commercial_Warehouse_Existing_Food Preparation_Natural Gas_Broiler_E2 | F1 | Commercial | Warehouse | Existing | Food Preparation | Natural Gas | Broiler | E2 | Participant - Cost of Equipment | 0.1065 | 0.1065 | 0.1065 | 0.1065 | 0.1065 | 0.1065 | 0.1065 | 0.1065 | 0.1065 | 0.1065 | 0.1065 | 0.1065 | 0.1065 | 0.1065 | 0.1065 | 0.1065 | 0.1065 | 0.1065 | 0.1065 | 0.1065 | 0.1065 | 0.1065 | 0 | 0 | 0 | 0 | 0 | 0 | 0 | 0
F1_Commercial_Warehouse_Existing_Food Preparation_Natural Gas_Broiler_E3 | F1 | Commercial | Warehouse | Existing | Food Preparation | Natural Gas | Broiler | E3 | Participant - Cost of Equipment | 0 | 0 | 0 | 0 | 0 | 0 | 0 | 0 | 0 | 0 | 0 | 0 | 0 | 0 | 0 | 0 | 0 | 0 | 0 | 0 | 0 | 0 | 0 | 0 | 0 | 0 | 0 | 0 | 0 | 0
F1_Commercial_Warehouse_Existing_Food Preparation_Natural Gas_Broiler_E4 | F1 | Commercial | Warehouse | Existing | Food Preparation | Natural Gas | Broiler | E4 | Participant - Cost of Equipment | 0 | 0 | 0 | 0 | 0 | 0 | 0 | 0 | 0 | 0 | 0 | 0 | 0 | 0 | 0 | 0 | 0 | 0 | 0 | 0 | 0 | 0 | 0 | 0 | 0 | 0 | 0 | 0 | 0 | 0
F1_Commercial_Warehouse_Existing_Food Preparation_Natural Gas_Broiler_E5 | F1 | Commercial | Warehouse | Existing | Food Preparation | Natural Gas | Broiler | E5 | Participant - Cost of Equipment | 0 | 0 | 0 | 0 | 0 | 0 | 0 | 0 | 0 | 0 | 0 | 0 | 0 | 0 | 0 | 0 | 0 | 0 | 0 | 0 | 0 | 0 | 0 | 0 | 0 | 0 | 0 | 0 | 0 | 0
F1_Commercial_Warehouse_Existing_Food Preparation_Natural Gas_Broiler_E6 | F1 | Commercial | Warehouse | Existing | Food Preparation | Natural Gas | Broiler | E6 | Participant - Cost of Equipment | 0 | 0 | 0 | 0 | 0 | 0 | 0 | 0 | 0 | 0 | 0 | 0 | 0 | 0 | 0 | 0 | 0 | 0 | 0 | 0 | 0 | 0 | 0 | 0 | 0 | 0 | 0 | 0 | 0 | 0
F1_Commercial_Warehouse_Existing_Food Preparation_Natural Gas_Broiler_E7 | F1 | Commercial | Warehouse | Existing | Food Preparation | Natural Gas | Broiler | E7 | Participant - Cost of Equipment | 0 | 0 | 0 | 0 | 0 | 0 | 0 | 0 | 0 | 0 | 0 | 0 | 0 | 0 | 0 | 0 | 0 | 0 | 0 | 0 | 0 | 0 | 0 | 0 | 0 | 0 | 0 | 0 | 0 | 0
F1_Commercial_Warehouse_Existing_Food Preparation_Natural Gas_Broiler_E8 | F1 | Commercial | Warehouse | Existing | Food Preparation | Natural Gas | Broiler | E8 | Participant - Cost of Equipment | 0 | 0 | 0 | 0 | 0 | 0 | 0 | 0 | 0 | 0 | 0 | 0 | 0 | 0 | 0 | 0 | 0 | 0 | 0 | 0 | 0 | 0 | 0 | 0 | 0 | 0 | 0 | 0 | 0 | 0
F1_Commercial_Warehouse_Existing_Food Preparation_Natural Gas_Broiler_E9 | F1 | Commercial | Warehouse | Existing | Food Preparation | Natural Gas | Broiler | E9 | Participant - Cost of Equipment | 0 | 0 | 0 | 0 | 0 | 0 | 0 | 0 | 0 | 0 | 0 | 0 | 0 | 0 | 0 | 0 | 0 | 0 | 0 | 0 | 0 | 0 | 0 | 0 | 0 | 0 | 0 | 0 | 0 | 0
F1_Commercial_Warehouse_Existing_Food Preparation_Natural Gas_Broiler_E10 | F1 | Commercial | Warehouse | Existing | Food Preparation | Natural Gas | Broiler | E10 | Participant - Cost of Equipment | 0 | 0 | 0 | 0 | 0 | 0 | 0 | 0 | 0 | 0 | 0 | 0 | 0 | 0 | 0 | 0 | 0 | 0 | 0 | 0 | 0 | 0 | 0 | 0 | 0 | 0 | 0 | 0 | 0 | 0
F2_Commercial_Warehouse_Existing_Food Preparation_Natural Gas_Broiler_E1 | F2 | Commercial | Warehouse | Existing | Food Preparation | Natural Gas | Broiler | E1 | Participant - Cost of Operation | 0.18807 | 0.18968 | 0.1916 | 0.19479 | 0.19904 | 0.20405 | 0.20866 | 0.21276 | 0.21674 | 0.22059 | 0.22448 | 0.22827 | 0.23183 | 0.2354 | 0.2388 | 0.2423 | 0.24604 | 0.2498 | 0.2536 | 0.25741 | 0.26118 | 0.26489 | 0 | 0 | 0 | 0 | 0 | 0 | 0 | 0
F2_Commercial_Warehouse_Existing_Food Preparation_Natural Gas_Broiler_E2 | F2 | Commercial | Warehouse | Existing | Food Preparation | Natural Gas | Broiler | E2 | Participant - Cost of Operation | 0.1209 | 0.12193 | 0.12317 | 0.12522 | 0.12795 | 0.13118 | 0.13414 | 0.13677 | 0.13933 | 0.14181 | 0.14431 | 0.14674 | 0.14903 | 0.15133 | 0.15352 | 0.15576 | 0.15817 | 0.16059 | 0.16303 | 0.16548 | 0.1679 | 0.17029 | 0 | 0 | 0 | 0 | 0 | 0 | 0 | 0
F2_Commercial_Warehouse_Existing_Food Preparation_Natural Gas_Broiler_E3 | F2 | Commercial | Warehouse | Existing | Food Preparation | Natural Gas | Broiler | E3 | Participant - Cost of Operation | 0 | 0 | 0 | 0 | 0 | 0 | 0 | 0 | 0 | 0 | 0 | 0 | 0 | 0 | 0 | 0 | 0 | 0 | 0 | 0 | 0 | 0 | 0 | 0 | 0 | 0 | 0 | 0 | 0 | 0
F2_Commercial_Warehouse_Existing_Food Preparation_Natural Gas_Broiler_E4 | F2 | Commercial | Warehouse | Existing | Food Preparation | Natural Gas | Broiler | E4 | Participant - Cost of Operation | 0 | 0 | 0 | 0 | 0 | 0 | 0 | 0 | 0 | 0 | 0 | 0 | 0 | 0 | 0 | 0 | 0 | 0 | 0 | 0 | 0 | 0 | 0 | 0 | 0 | 0 | 0 | 0 | 0 | 0
F2_Commercial_Warehouse_Existing_Food Preparation_Natural Gas_Broiler_E5 | F2 | Commercial | Warehouse | Existing | Food Preparation | Natural Gas | Broiler | E5 | Participant - Cost of Operation | 0 | 0 | 0 | 0 | 0 | 0 | 0 | 0 | 0 | 0 | 0 | 0 | 0 | 0 | 0 | 0 | 0 | 0 | 0 | 0 | 0 | 0 | 0 | 0 | 0 | 0 | 0 | 0 | 0 | 0
F2_Commercial_Warehouse_Existing_Food Preparation_Natural Gas_Broiler_E6 | F2 | Commercial | Warehouse | Existing | Food Preparation | Natural Gas | Broiler | E6 | Participant - Cost of Operation | 0 | 0 | 0 | 0 | 0 | 0 | 0 | 0 | 0 | 0 | 0 | 0 | 0 | 0 | 0 | 0 | 0 | 0 | 0 | 0 | 0 | 0 | 0 | 0 | 0 | 0 | 0 | 0 | 0 | 0
F2_Commercial_Warehouse_Existing_Food Preparation_Natural Gas_Broiler_E7 | F2 | Commercial | Warehouse | Existing | Food Preparation | Natural Gas | Broiler | E7 | Participant - Cost of Operation | 0 | 0 | 0 | 0 | 0 | 0 | 0 | 0 | 0 | 0 | 0 | 0 | 0 | 0 | 0 | 0 | 0 | 0 | 0 | 0 | 0 | 0 | 0 | 0 | 0 | 0 | 0 | 0 | 0 | 0
F2_Commercial_Warehouse_Existing_Food Preparation_Natural Gas_Broiler_E8 | F2 | Commercial | Warehouse | Existing | Food Preparation | Natural Gas | Broiler | E8 | Participant - Cost of Operation | 0 | 0 | 0 | 0 | 0 | 0 | 0 | 0 | 0 | 0 | 0 | 0 | 0 | 0 | 0 | 0 | 0 | 0 | 0 | 0 | 0 | 0 | 0 | 0 | 0 | 0 | 0 | 0 | 0 | 0
F2_Commercial_Warehouse_Existing_Food Preparation_Natural Gas_Broiler_E9 | F2 | Commercial | Warehouse | Existing | Food Preparation | Natural Gas | Broiler | E9 | Participant - Cost of Operation | 0 | 0 | 0 | 0 | 0 | 0 | 0 | 0 | 0 | 0 | 0 | 0 | 0 | 0 | 0 | 0 | 0 | 0 | 0 | 0 | 0 | 0 | 0 | 0 | 0 | 0 | 0 | 0 | 0 | 0
F2_Commercial_Warehouse_Existing_Food Preparation_Natural Gas_Broiler_E10 | F2 | Commercial | Warehouse | Existing | Food Preparation | Natural Gas | Broiler | E10 | Participant - Cost of Operation | 0 | 0 | 0 | 0 | 0 | 0 | 0 | 0 | 0 | 0 | 0 | 0 | 0 | 0 | 0 | 0 | 0 | 0 | 0 | 0 | 0 | 0 | 0 | 0 | 0 | 0 | 0 | 0 | 0 | 0
F3_Commercial_Warehouse_Existing_Food Preparation_Natural Gas_Broiler_E1 | F3 | Commercial | Warehouse | Existing | Food Preparation | Natural Gas | Broiler | E1 | System - kBTUs of Conusmption | 17.6378 | 17.6905 | 17.749 | 17.8832 | 18.002 | 18.1021 | 18.1781 | 18.2536 | 18.3238 | 18.3686 | 18.3839 | 18.3805 | 18.3533 | 18.3012 | 18.237 | 18.1744 | 18.1071 | 18.0352 | 17.953 | 17.8739 | 17.7917 | 17.7073 | 0 | 0 | 0 | 0 | 0 | 0 | 0 | 0
F3_Commercial_Warehouse_Existing_Food Preparation_Natural Gas_Broiler_E2 | F3 | Commercial | Warehouse | Existing | Food Preparation | Natural Gas | Broiler | E2 | System - kBTUs of Conusmption | 11.3386 | 11.3725 | 11.41 | 11.4964 | 11.5727 | 11.637 | 11.6859 | 11.7345 | 11.7796 | 11.8084 | 11.8182 | 11.816 | 11.7985 | 11.7651 | 11.7238 | 11.6835 | 11.6403 | 11.594 | 11.5412 | 11.4904 | 11.4375 | 11.3833 | 0 | 0 | 0 | 0 | 0 | 0 | 0 | 0
F3_Commercial_Warehouse_Existing_Food Preparation_Natural Gas_Broiler_E3 | F3 | Commercial | Warehouse | Existing | Food Preparation | Natural Gas | Broiler | E3 | System - kBTUs of Conusmption | 0 | 0 | 0 | 0 | 0 | 0 | 0 | 0 | 0 | 0 | 0 | 0 | 0 | 0 | 0 | 0 | 0 | 0 | 0 | 0 | 0 | 0 | 0 | 0 | 0 | 0 | 0 | 0 | 0 | 0
F3_Commercial_Warehouse_Existing_Food Preparation_Natural Gas_Broiler_E4 | F3 | Commercial | Warehouse | Existing | Food Preparation | Natural Gas | Broiler | E4 | System - kBTUs of Conusmption | 0 | 0 | 0 | 0 | 0 | 0 | 0 | 0 | 0 | 0 | 0 | 0 | 0 | 0 | 0 | 0 | 0 | 0 | 0 | 0 | 0 | 0 | 0 | 0 | 0 | 0 | 0 | 0 | 0 | 0
F3_Commercial_Warehouse_Existing_Food Preparation_Natural Gas_Broiler_E5 | F3 | Commercial | Warehouse | Existing | Food Preparation | Natural Gas | Broiler | E5 | System - kBTUs of Conusmption | 0 | 0 | 0 | 0 | 0 | 0 | 0 | 0 | 0 | 0 | 0 | 0 | 0 | 0 | 0 | 0 | 0 | 0 | 0 | 0 | 0 | 0 | 0 | 0 | 0 | 0 | 0 | 0 | 0 | 0
F3_Commercial_Warehouse_Existing_Food Preparation_Natural Gas_Broiler_E6 | F3 | Commercial | Warehouse | Existing | Food Preparation | Natural Gas | Broiler | E6 | System - kBTUs of Conusmption | 0 | 0 | 0 | 0 | 0 | 0 | 0 | 0 | 0 | 0 | 0 | 0 | 0 | 0 | 0 | 0 | 0 | 0 | 0 | 0 | 0 | 0 | 0 | 0 | 0 | 0 | 0 | 0 | 0 | 0
F3_Commercial_Warehouse_Existing_Food Preparation_Natural Gas_Broiler_E7 | F3 | Commercial | Warehouse | Existing | Food Preparation | Natural Gas | Broiler | E7 | System - kBTUs of Conusmption | 0 | 0 | 0 | 0 | 0 | 0 | 0 | 0 | 0 | 0 | 0 | 0 | 0 | 0 | 0 | 0 | 0 | 0 | 0 | 0 | 0 | 0 | 0 | 0 | 0 | 0 | 0 | 0 | 0 | 0
F3_Commercial_Warehouse_Existing_Food Preparation_Natural Gas_Broiler_E8 | F3 | Commercial | Warehouse | Existing | Food Preparation | Natural Gas | Broiler | E8 | System - kBTUs of Conusmption | 0 | 0 | 0 | 0 | 0 | 0 | 0 | 0 | 0 | 0 | 0 | 0 | 0 | 0 | 0 | 0 | 0 | 0 | 0 | 0 | 0 | 0 | 0 | 0 | 0 | 0 | 0 | 0 | 0 | 0
F3_Commercial_Warehouse_Existing_Food Preparation_Natural Gas_Broiler_E9 | F3 | Commercial | Warehouse | Existing | Food Preparation | Natural Gas | Broiler | E9 | System - kBTUs of Conusmption | 0 | 0 | 0 | 0 | 0 | 0 | 0 | 0 | 0 | 0 | 0 | 0 | 0 | 0 | 0 | 0 | 0 | 0 | 0 | 0 | 0 | 0 | 0 | 0 | 0 | 0 | 0 | 0 | 0 | 0
F3_Commercial_Warehouse_Existing_Food Preparation_Natural Gas_Broiler_E10 | F3 | Commercial | Warehouse | Existing | Food Preparation | Natural Gas | Broiler | E10 | System - kBTUs of Conusmption | 0 | 0 | 0 | 0 | 0 | 0 | 0 | 0 | 0 | 0 | 0 | 0 | 0 | 0 | 0 | 0 | 0 | 0 | 0 | 0 | 0 | 0 | 0 | 0 | 0 | 0 | 0 | 0 | 0 | 0
F4_Commercial_Warehouse_Existing_Food Preparation_Natural Gas_Broiler_E1 | F4 | Commercial | Warehouse | Existing | Food Preparation | Natural Gas | Broiler | E1 | Utility - Cost of Equipment | 0.076073 | 0.076073 | 0.076073 | 0.076073 | 0.076073 | 0.076073 | 0.076073 | 0.076073 | 0.076073 | 0.076073 | 0.076073 | 0.076073 | 0.076073 | 0.076073 | 0.076073 | 0.076073 | 0.076073 | 0.076073 | 0.076073 | 0.076073 | 0.076073 | 0.076073 | 0 | 0 | 0 | 0 | 0 | 0 | 0 | 0
F4_Commercial_Warehouse_Existing_Food Preparation_Natural Gas_Broiler_E2 | F4 | Commercial | Warehouse | Existing | Food Preparation | Natural Gas | Broiler | E2 | Utility - Cost of Equipment | 0.1065 | 0.1065 | 0.1065 | 0.1065 | 0.1065 | 0.1065 | 0.1065 | 0.1065 | 0.1065 | 0.1065 | 0.1065 | 0.1065 | 0.1065 | 0.1065 | 0.1065 | 0.1065 | 0.1065 | 0.1065 | 0.1065 | 0.1065 | 0.1065 | 0.1065 | 0 | 0 | 0 | 0 | 0 | 0 | 0 | 0
F4_Commercial_Warehouse_Existing_Food Preparation_Natural Gas_Broiler_E3 | F4 | Commercial | Warehouse | Existing | Food Preparation | Natural Gas | Broiler | E3 | Utility - Cost of Equipment | 0 | 0 | 0 | 0 | 0 | 0 | 0 | 0 | 0 | 0 | 0 | 0 | 0 | 0 | 0 | 0 | 0 | 0 | 0 | 0 | 0 | 0 | 0 | 0 | 0 | 0 | 0 | 0 | 0 | 0
F4_Commercial_Warehouse_Existing_Food Preparation_Natural Gas_Broiler_E4 | F4 | Commercial | Warehouse | Existing | Food Preparation | Natural Gas | Broiler | E4 | Utility - Cost of Equipment | 0 | 0 | 0 | 0 | 0 | 0 | 0 | 0 | 0 | 0 | 0 | 0 | 0 | 0 | 0 | 0 | 0 | 0 | 0 | 0 | 0 | 0 | 0 | 0 | 0 | 0 | 0 | 0 | 0 | 0
F4_Commercial_Warehouse_Existing_Food Preparation_Natural Gas_Broiler_E5 | F4 | Commercial | Warehouse | Existing | Food Preparation | Natural Gas | Broiler | E5 | Utility - Cost of Equipment | 0 | 0 | 0 | 0 | 0 | 0 | 0 | 0 | 0 | 0 | 0 | 0 | 0 | 0 | 0 | 0 | 0 | 0 | 0 | 0 | 0 | 0 | 0 | 0 | 0 | 0 | 0 | 0 | 0 | 0
F4_Commercial_Warehouse_Existing_Food Preparation_Natural Gas_Broiler_E6 | F4 | Commercial | Warehouse | Existing | Food Preparation | Natural Gas | Broiler | E6 | Utility - Cost of Equipment | 0 | 0 | 0 | 0 | 0 | 0 | 0 | 0 | 0 | 0 | 0 | 0 | 0 | 0 | 0 | 0 | 0 | 0 | 0 | 0 | 0 | 0 | 0 | 0 | 0 | 0 | 0 | 0 | 0 | 0
F4_Commercial_Warehouse_Existing_Food Preparation_Natural Gas_Broiler_E7 | F4 | Commercial | Warehouse | Existing | Food Preparation | Natural Gas | Broiler | E7 | Utility - Cost of Equipment | 0 | 0 | 0 | 0 | 0 | 0 | 0 | 0 | 0 | 0 | 0 | 0 | 0 | 0 | 0 | 0 | 0 | 0 | 0 | 0 | 0 | 0 | 0 | 0 | 0 | 0 | 0 | 0 | 0 | 0
F4_Commercial_Warehouse_Existing_Food Preparation_Natural Gas_Broiler_E8 | F4 | Commercial | Warehouse | Existing | Food Preparation | Natural Gas | Broiler | E8 | Utility - Cost of Equipment | 0 | 0 | 0 | 0 | 0 | 0 | 0 | 0 | 0 | 0 | 0 | 0 | 0 | 0 | 0 | 0 | 0 | 0 | 0 | 0 | 0 | 0 | 0 | 0 | 0 | 0 | 0 | 0 | 0 | 0
F4_Commercial_Warehouse_Existing_Food Preparation_Natural Gas_Broiler_E9 | F4 | Commercial | Warehouse | Existing | Food Preparation | Natural Gas | Broiler | E9 | Utility - Cost of Equipment | 0 | 0 | 0 | 0 | 0 | 0 | 0 | 0 | 0 | 0 | 0 | 0 | 0 | 0 | 0 | 0 | 0 | 0 | 0 | 0 | 0 | 0 | 0 | 0 | 0 | 0 | 0 | 0 | 0 | 0
F4_Commercial_Warehouse_Existing_Food Preparation_Natural Gas_Broiler_E10 | F4 | Commercial | Warehouse | Existing | Food Preparation | Natural Gas | Broiler | E10 | Utility - Cost of Equipment | 0 | 0 | 0 | 0 | 0 | 0 | 0 | 0 | 0 | 0 | 0 | 0 | 0 | 0 | 0 | 0 | 0 | 0 | 0 | 0 | 0 | 0 | 0 | 0 | 0 | 0 | 0 | 0 | 0 | 0
F5_Commercial_Warehouse_Existing_Food Preparation_Natural Gas_Broiler_E1 | F5 | Commercial | Warehouse | Existing | Food Preparation | Natural Gas | Broiler | E1 | Utility - Cost of Operation | 0.15698 | 0.15832 | 0.15993 | 0.16259 | 0.16613 | 0.17032 | 0.17416 | 0.17758 | 0.1809 | 0.18413 | 0.18737 | 0.19053 | 0.1935 | 0.19648 | 0.19932 | 0.20224 | 0.20536 | 0.2085 | 0.21167 | 0.21485 | 0.218 | 0.2211 | 0 | 0 | 0 | 0 | 0 | 0 | 0 | 0
F5_Commercial_Warehouse_Existing_Food Preparation_Natural Gas_Broiler_E2 | F5 | Commercial | Warehouse | Existing | Food Preparation | Natural Gas | Broiler | E2 | Utility - Cost of Operation | 0.10091 | 0.10178 | 0.10281 | 0.10452 | 0.1068 | 0.10949 | 0.11196 | 0.11416 | 0.1163 | 0.11837 | 0.12045 | 0.12248 | 0.12439 | 0.12631 | 0.12814 | 0.13001 | 0.13202 | 0.13404 | 0.13607 | 0.13812 | 0.14014 | 0.14213 | 0 | 0 | 0 | 0 | 0 | 0 | 0 | 0
F5_Commercial_Warehouse_Existing_Food Preparation_Natural Gas_Broiler_E3 | F5 | Commercial | Warehouse | Existing | Food Preparation | Natural Gas | Broiler | E3 | Utility - Cost of Operation | 0 | 0 | 0 | 0 | 0 | 0 | 0 | 0 | 0 | 0 | 0 | 0 | 0 | 0 | 0 | 0 | 0 | 0 | 0 | 0 | 0 | 0 | 0 | 0 | 0 | 0 | 0 | 0 | 0 | 0
F5_Commercial_Warehouse_Existing_Food Preparation_Natural Gas_Broiler_E4 | F5 | Commercial | Warehouse | Existing | Food Preparation | Natural Gas | Broiler | E4 | Utility - Cost of Operation | 0 | 0 | 0 | 0 | 0 | 0 | 0 | 0 | 0 | 0 | 0 | 0 | 0 | 0 | 0 | 0 | 0 | 0 | 0 | 0 | 0 | 0 | 0 | 0 | 0 | 0 | 0 | 0 | 0 | 0
F5_Commercial_Warehouse_Existing_Food Preparation_Natural Gas_Broiler_E5 | F5 | Commercial | Warehouse | Existing | Food Preparation | Natural Gas | Broiler | E5 | Utility - Cost of Operation | 0 | 0 | 0 | 0 | 0 | 0 | 0 | 0 | 0 | 0 | 0 | 0 | 0 | 0 | 0 | 0 | 0 | 0 | 0 | 0 | 0 | 0 | 0 | 0 | 0 | 0 | 0 | 0 | 0 | 0
F5_Commercial_Warehouse_Existing_Food Preparation_Natural Gas_Broiler_E6 | F5 | Commercial | Warehouse | Existing | Food Preparation | Natural Gas | Broiler | E6 | Utility - Cost of Operation | 0 | 0 | 0 | 0 | 0 | 0 | 0 | 0 | 0 | 0 | 0 | 0 | 0 | 0 | 0 | 0 | 0 | 0 | 0 | 0 | 0 | 0 | 0 | 0 | 0 | 0 | 0 | 0 | 0 | 0
F5_Commercial_Warehouse_Existing_Food Preparation_Natural Gas_Broiler_E7 | F5 | Commercial | Warehouse | Existing | Food Preparation | Natural Gas | Broiler | E7 | Utility - Cost of Operation | 0 | 0 | 0 | 0 | 0 | 0 | 0 | 0 | 0 | 0 | 0 | 0 | 0 | 0 | 0 | 0 | 0 | 0 | 0 | 0 | 0 | 0 | 0 | 0 | 0 | 0 | 0 | 0 | 0 | 0
F5_Commercial_Warehouse_Existing_Food Preparation_Natural Gas_Broiler_E8 | F5 | Commercial | Warehouse | Existing | Food Preparation | Natural Gas | Broiler | E8 | Utility - Cost of Operation | 0 | 0 | 0 | 0 | 0 | 0 | 0 | 0 | 0 | 0 | 0 | 0 | 0 | 0 | 0 | 0 | 0 | 0 | 0 | 0 | 0 | 0 | 0 | 0 | 0 | 0 | 0 | 0 | 0 | 0
F5_Commercial_Warehouse_Existing_Food Preparation_Natural Gas_Broiler_E9 | F5 | Commercial | Warehouse | Existing | Food Preparation | Natural Gas | Broiler | E9 | Utility - Cost of Operation | 0 | 0 | 0 | 0 | 0 | 0 | 0 | 0 | 0 | 0 | 0 | 0 | 0 | 0 | 0 | 0 | 0 | 0 | 0 | 0 | 0 | 0 | 0 | 0 | 0 | 0 | 0 | 0 | 0 | 0
F5_Commercial_Warehouse_Existing_Food Preparation_Natural Gas_Broiler_E10 | F5 | Commercial | Warehouse | Existing | Food Preparation | Natural Gas | Broiler | E10 | Utility - Cost of Operation | 0 | 0 | 0 | 0 | 0 | 0 | 0 | 0 | 0 | 0 | 0 | 0 | 0 | 0 | 0 | 0 | 0 | 0 | 0 | 0 | 0 | 0 | 0 | 0 | 0 | 0 | 0 | 0 | 0 | 0
F6_Commercial_Warehouse_Existing_Food Preparation_Natural Gas_Broiler_E1 | F6 | Commercial | Warehouse | Existing | Food Preparation | Natural Gas | Broiler | E1 | Utility - Value of Sales | 0.18807 | 0.18968 | 0.1916 | 0.19479 | 0.19904 | 0.20405 | 0.20866 | 0.21276 | 0.21674 | 0.22059 | 0.22448 | 0.22827 | 0.23183 | 0.2354 | 0.2388 | 0.2423 | 0.24604 | 0.2498 | 0.2536 | 0.25741 | 0.26118 | 0.26489 | 0 | 0 | 0 | 0 | 0 | 0 | 0 | 0
F6_Commercial_Warehouse_Existing_Food Preparation_Natural Gas_Broiler_E2 | F6 | Commercial | Warehouse | Existing | Food Preparation | Natural Gas | Broiler | E2 | Utility - Value of Sales | 0.1209 | 0.12193 | 0.12317 | 0.12522 | 0.12795 | 0.13118 | 0.13414 | 0.13677 | 0.13933 | 0.14181 | 0.14431 | 0.14674 | 0.14903 | 0.15133 | 0.15352 | 0.15576 | 0.15817 | 0.16059 | 0.16303 | 0.16548 | 0.1679 | 0.17029 | 0 | 0 | 0 | 0 | 0 | 0 | 0 | 0
F6_Commercial_Warehouse_Existing_Food Preparation_Natural Gas_Broiler_E3 | F6 | Commercial | Warehouse | Existing | Food Preparation | Natural Gas | Broiler | E3 | Utility - Value of Sales | 0 | 0 | 0 | 0 | 0 | 0 | 0 | 0 | 0 | 0 | 0 | 0 | 0 | 0 | 0 | 0 | 0 | 0 | 0 | 0 | 0 | 0 | 0 | 0 | 0 | 0 | 0 | 0 | 0 | 0
F6_Commercial_Warehouse_Existing_Food Preparation_Natural Gas_Broiler_E4 | F6 | Commercial | Warehouse | Existing | Food Preparation | Natural Gas | Broiler | E4 | Utility - Value of Sales | 0 | 0 | 0 | 0 | 0 | 0 | 0 | 0 | 0 | 0 | 0 | 0 | 0 | 0 | 0 | 0 | 0 | 0 | 0 | 0 | 0 | 0 | 0 | 0 | 0 | 0 | 0 | 0 | 0 | 0
F6_Commercial_Warehouse_Existing_Food Preparation_Natural Gas_Broiler_E5 | F6 | Commercial | Warehouse | Existing | Food Preparation | Natural Gas | Broiler | E5 | Utility - Value of Sales | 0 | 0 | 0 | 0 | 0 | 0 | 0 | 0 | 0 | 0 | 0 | 0 | 0 | 0 | 0 | 0 | 0 | 0 | 0 | 0 | 0 | 0 | 0 | 0 | 0 | 0 | 0 | 0 | 0 | 0
F6_Commercial_Warehouse_Existing_Food Preparation_Natural Gas_Broiler_E6 | F6 | Commercial | Warehouse | Existing | Food Preparation | Natural Gas | Broiler | E6 | Utility - Value of Sales | 0 | 0 | 0 | 0 | 0 | 0 | 0 | 0 | 0 | 0 | 0 | 0 | 0 | 0 | 0 | 0 | 0 | 0 | 0 | 0 | 0 | 0 | 0 | 0 | 0 | 0 | 0 | 0 | 0 | 0
F6_Commercial_Warehouse_Existing_Food Preparation_Natural Gas_Broiler_E7 | F6 | Commercial | Warehouse | Existing | Food Preparation | Natural Gas | Broiler | E7 | Utility - Value of Sales | 0 | 0 | 0 | 0 | 0 | 0 | 0 | 0 | 0 | 0 | 0 | 0 | 0 | 0 | 0 | 0 | 0 | 0 | 0 | 0 | 0 | 0 | 0 | 0 | 0 | 0 | 0 | 0 | 0 | 0
F6_Commercial_Warehouse_Existing_Food Preparation_Natural Gas_Broiler_E8 | F6 | Commercial | Warehouse | Existing | Food Preparation | Natural Gas | Broiler | E8 | Utility - Value of Sales | 0 | 0 | 0 | 0 | 0 | 0 | 0 | 0 | 0 | 0 | 0 | 0 | 0 | 0 | 0 | 0 | 0 | 0 | 0 | 0 | 0 | 0 | 0 | 0 | 0 | 0 | 0 | 0 | 0 | 0
F6_Commercial_Warehouse_Existing_Food Preparation_Natural Gas_Broiler_E9 | F6 | Commercial | Warehouse | Existing | Food Preparation | Natural Gas | Broiler | E9 | Utility - Value of Sales | 0 | 0 | 0 | 0 | 0 | 0 | 0 | 0 | 0 | 0 | 0 | 0 | 0 | 0 | 0 | 0 | 0 | 0 | 0 | 0 | 0 | 0 | 0 | 0 | 0 | 0 | 0 | 0 | 0 | 0
F6_Commercial_Warehouse_Existing_Food Preparation_Natural Gas_Broiler_E10 | F6 | Commercial | Warehouse | Existing | Food Preparation | Natural Gas | Broiler | E10 | Utility - Value of Sales | 0 | 0 | 0 | 0 | 0 | 0 | 0 | 0 | 0 | 0 | 0 | 0 | 0 | 0 | 0 | 0 | 0 | 0 | 0 | 0 | 0 | 0 | 0 | 0 | 0 | 0 | 0 | 0 | 0 | 0
F1_Commercial_Warehouse_Existing_Food Preparation_Natural Gas_Griddle_E1 | F1 | Commercial | Warehouse | Existing | Food Preparation | Natural Gas | Griddle | E1 | Participant - Cost of Equipment | 0.055337 | 0.055337 | 0.055337 | 0.055337 | 0.055337 | 0.055337 | 0.055337 | 0.055337 | 0.055337 | 0.055337 | 0.055337 | 0.055337 | 0.055337 | 0.055337 | 0.055337 | 0.055337 | 0.055337 | 0.055337 | 0.055337 | 0.055337 | 0.055337 | 0.055337 | 0 | 0 | 0 | 0 | 0 | 0 | 0 | 0
F1_Commercial_Warehouse_Existing_Food Preparation_Natural Gas_Griddle_E2 | F1 | Commercial | Warehouse | Existing | Food Preparation | Natural Gas | Griddle | E2 | Participant - Cost of Equipment | 0.059205 | 0.059205 | 0.059205 | 0.059205 | 0.059205 | 0.059205 | 0.059205 | 0.059205 | 0.059205 | 0.059205 | 0.059205 | 0.059205 | 0.059205 | 0.059205 | 0.059205 | 0.059205 | 0.059205 | 0.059205 | 0.059205 | 0.059205 | 0.059205 | 0.059205 | 0 | 0 | 0 | 0 | 0 | 0 | 0 | 0
F1_Commercial_Warehouse_Existing_Food Preparation_Natural Gas_Griddle_E3 | F1 | Commercial | Warehouse | Existing | Food Preparation | Natural Gas | Griddle | E3 | Participant - Cost of Equipment | 0 | 0 | 0 | 0 | 0 | 0 | 0 | 0 | 0 | 0 | 0 | 0 | 0 | 0 | 0 | 0 | 0 | 0 | 0 | 0 | 0 | 0 | 0 | 0 | 0 | 0 | 0 | 0 | 0 | 0
F1_Commercial_Warehouse_Existing_Food Preparation_Natural Gas_Griddle_E4 | F1 | Commercial | Warehouse | Existing | Food Preparation | Natural Gas | Griddle | E4 | Participant - Cost of Equipment | 0 | 0 | 0 | 0 | 0 | 0 | 0 | 0 | 0 | 0 | 0 | 0 | 0 | 0 | 0 | 0 | 0 | 0 | 0 | 0 | 0 | 0 | 0 | 0 | 0 | 0 | 0 | 0 | 0 | 0
F1_Commercial_Warehouse_Existing_Food Preparation_Natural Gas_Griddle_E5 | F1 | Commercial | Warehouse | Existing | Food Preparation | Natural Gas | Griddle | E5 | Participant - Cost of Equipment | 0 | 0 | 0 | 0 | 0 | 0 | 0 | 0 | 0 | 0 | 0 | 0 | 0 | 0 | 0 | 0 | 0 | 0 | 0 | 0 | 0 | 0 | 0 | 0 | 0 | 0 | 0 | 0 | 0 | 0
F1_Commercial_Warehouse_Existing_Food Preparation_Natural Gas_Griddle_E6 | F1 | Commercial | Warehouse | Existing | Food Preparation | Natural Gas | Griddle | E6 | Participant - Cost of Equipment | 0 | 0 | 0 | 0 | 0 | 0 | 0 | 0 | 0 | 0 | 0 | 0 | 0 | 0 | 0 | 0 | 0 | 0 | 0 | 0 | 0 | 0 | 0 | 0 | 0 | 0 | 0 | 0 | 0 | 0
F1_Commercial_Warehouse_Existing_Food Preparation_Natural Gas_Griddle_E7 | F1 | Commercial | Warehouse | Existing | Food Preparation | Natural Gas | Griddle | E7 | Participant - Cost of Equipment | 0 | 0 | 0 | 0 | 0 | 0 | 0 | 0 | 0 | 0 | 0 | 0 | 0 | 0 | 0 | 0 | 0 | 0 | 0 | 0 | 0 | 0 | 0 | 0 | 0 | 0 | 0 | 0 | 0 | 0
F1_Commercial_Warehouse_Existing_Food Preparation_Natural Gas_Griddle_E8 | F1 | Commercial | Warehouse | Existing | Food Preparation | Natural Gas | Griddle | E8 | Participant - Cost of Equipment | 0 | 0 | 0 | 0 | 0 | 0 | 0 | 0 | 0 | 0 | 0 | 0 | 0 | 0 | 0 | 0 | 0 | 0 | 0 | 0 | 0 | 0 | 0 | 0 | 0 | 0 | 0 | 0 | 0 | 0
F1_Commercial_Warehouse_Existing_Food Preparation_Natural Gas_Griddle_E9 | F1 | Commercial | Warehouse | Existing | Food Preparation | Natural Gas | Griddle | E9 | Participant - Cost of Equipment | 0 | 0 | 0 | 0 | 0 | 0 | 0 | 0 | 0 | 0 | 0 | 0 | 0 | 0 | 0 | 0 | 0 | 0 | 0 | 0 | 0 | 0 | 0 | 0 | 0 | 0 | 0 | 0 | 0 | 0
F1_Commercial_Warehouse_Existing_Food Preparation_Natural Gas_Griddle_E10 | F1 | Commercial | Warehouse | Existing | Food Preparation | Natural Gas | Griddle | E10 | Participant - Cost of Equipment | 0 | 0 | 0 | 0 | 0 | 0 | 0 | 0 | 0 | 0 | 0 | 0 | 0 | 0 | 0 | 0 | 0 | 0 | 0 | 0 | 0 | 0 | 0 | 0 | 0 | 0 | 0 | 0 | 0 | 0
F2_Commercial_Warehouse_Existing_Food Preparation_Natural Gas_Griddle_E1 | F2 | Commercial | Warehouse | Existing | Food Preparation | Natural Gas | Griddle | E1 | Participant - Cost of Operation | 0.12625 | 0.12733 | 0.12862 | 0.13076 | 0.13362 | 0.13698 | 0.14007 | 0.14283 | 0.1455 | 0.14809 | 0.1507 | 0.15324 | 0.15563 | 0.15802 | 0.16031 | 0.16266 | 0.16517 | 0.16769 | 0.17024 | 0.1728 | 0.17533 | 0.17782 | 0 | 0 | 0 | 0 | 0 | 0 | 0 | 0
F2_Commercial_Warehouse_Existing_Food Preparation_Natural Gas_Griddle_E2 | F2 | Commercial | Warehouse | Existing | Food Preparation | Natural Gas | Griddle | E2 | Participant - Cost of Operation | 0.10904 | 0.10997 | 0.11109 | 0.11294 | 0.1154 | 0.11831 | 0.12098 | 0.12335 | 0.12566 | 0.1279 | 0.13015 | 0.13235 | 0.13441 | 0.13648 | 0.13846 | 0.14048 | 0.14265 | 0.14483 | 0.14703 | 0.14924 | 0.15143 | 0.15358 | 0 | 0 | 0 | 0 | 0 | 0 | 0 | 0
F2_Commercial_Warehouse_Existing_Food Preparation_Natural Gas_Griddle_E3 | F2 | Commercial | Warehouse | Existing | Food Preparation | Natural Gas | Griddle | E3 | Participant - Cost of Operation | 0 | 0 | 0 | 0 | 0 | 0 | 0 | 0 | 0 | 0 | 0 | 0 | 0 | 0 | 0 | 0 | 0 | 0 | 0 | 0 | 0 | 0 | 0 | 0 | 0 | 0 | 0 | 0 | 0 | 0
F2_Commercial_Warehouse_Existing_Food Preparation_Natural Gas_Griddle_E4 | F2 | Commercial | Warehouse | Existing | Food Preparation | Natural Gas | Griddle | E4 | Participant - Cost of Operation | 0 | 0 | 0 | 0 | 0 | 0 | 0 | 0 | 0 | 0 | 0 | 0 | 0 | 0 | 0 | 0 | 0 | 0 | 0 | 0 | 0 | 0 | 0 | 0 | 0 | 0 | 0 | 0 | 0 | 0
F2_Commercial_Warehouse_Existing_Food Preparation_Natural Gas_Griddle_E5 | F2 | Commercial | Warehouse | Existing | Food Preparation | Natural Gas | Griddle | E5 | Participant - Cost of Operation | 0 | 0 | 0 | 0 | 0 | 0 | 0 | 0 | 0 | 0 | 0 | 0 | 0 | 0 | 0 | 0 | 0 | 0 | 0 | 0 | 0 | 0 | 0 | 0 | 0 | 0 | 0 | 0 | 0 | 0
F2_Commercial_Warehouse_Existing_Food Preparation_Natural Gas_Griddle_E6 | F2 | Commercial | Warehouse | Existing | Food Preparation | Natural Gas | Griddle | E6 | Participant - Cost of Operation | 0 | 0 | 0 | 0 | 0 | 0 | 0 | 0 | 0 | 0 | 0 | 0 | 0 | 0 | 0 | 0 | 0 | 0 | 0 | 0 | 0 | 0 | 0 | 0 | 0 | 0 | 0 | 0 | 0 | 0
F2_Commercial_Warehouse_Existing_Food Preparation_Natural Gas_Griddle_E7 | F2 | Commercial | Warehouse | Existing | Food Preparation | Natural Gas | Griddle | E7 | Participant - Cost of Operation | 0 | 0 | 0 | 0 | 0 | 0 | 0 | 0 | 0 | 0 | 0 | 0 | 0 | 0 | 0 | 0 | 0 | 0 | 0 | 0 | 0 | 0 | 0 | 0 | 0 | 0 | 0 | 0 | 0 | 0
F2_Commercial_Warehouse_Existing_Food Preparation_Natural Gas_Griddle_E8 | F2 | Commercial | Warehouse | Existing | Food Preparation | Natural Gas | Griddle | E8 | Participant - Cost of Operation | 0 | 0 | 0 | 0 | 0 | 0 | 0 | 0 | 0 | 0 | 0 | 0 | 0 | 0 | 0 | 0 | 0 | 0 | 0 | 0 | 0 | 0 | 0 | 0 | 0 | 0 | 0 | 0 | 0 | 0
F2_Commercial_Warehouse_Existing_Food Preparation_Natural Gas_Griddle_E9 | F2 | Commercial | Warehouse | Existing | Food Preparation | Natural Gas | Griddle | E9 | Participant - Cost of Operation | 0 | 0 | 0 | 0 | 0 | 0 | 0 | 0 | 0 | 0 | 0 | 0 | 0 | 0 | 0 | 0 | 0 | 0 | 0 | 0 | 0 | 0 | 0 | 0 | 0 | 0 | 0 | 0 | 0 | 0
F2_Commercial_Warehouse_Existing_Food Preparation_Natural Gas_Griddle_E10 | F2 | Commercial | Warehouse | Existing | Food Preparation | Natural Gas | Griddle | E10 | Participant - Cost of Operation | 0 | 0 | 0 | 0 | 0 | 0 | 0 | 0 | 0 | 0 | 0 | 0 | 0 | 0 | 0 | 0 | 0 | 0 | 0 | 0 | 0 | 0 | 0 | 0 | 0 | 0 | 0 | 0 | 0 | 0
F3_Commercial_Warehouse_Existing_Food Preparation_Natural Gas_Griddle_E1 | F3 | Commercial | Warehouse | Existing | Food Preparation | Natural Gas | Griddle | E1 | System - kBTUs of Conusmption | 11.8405 | 11.8758 | 11.9151 | 12.0052 | 12.0849 | 12.1521 | 12.2032 | 12.2539 | 12.301 | 12.3311 | 12.3413 | 12.339 | 12.3208 | 12.2858 | 12.2427 | 12.2007 | 12.1555 | 12.1072 | 12.052 | 11.9989 | 11.9438 | 11.8871 | 0 | 0 | 0 | 0 | 0 | 0 | 0 | 0
F3_Commercial_Warehouse_Existing_Food Preparation_Natural Gas_Griddle_E2 | F3 | Commercial | Warehouse | Existing | Food Preparation | Natural Gas | Griddle | E2 | System - kBTUs of Conusmption | 10.2262 | 10.2568 | 10.2906 | 10.3685 | 10.4373 | 10.4954 | 10.5395 | 10.5833 | 10.624 | 10.6499 | 10.6588 | 10.6568 | 10.641 | 10.6108 | 10.5736 | 10.5373 | 10.4983 | 10.4566 | 10.409 | 10.3631 | 10.3155 | 10.2665 | 0 | 0 | 0 | 0 | 0 | 0 | 0 | 0
F3_Commercial_Warehouse_Existing_Food Preparation_Natural Gas_Griddle_E3 | F3 | Commercial | Warehouse | Existing | Food Preparation | Natural Gas | Griddle | E3 | System - kBTUs of Conusmption | 0 | 0 | 0 | 0 | 0 | 0 | 0 | 0 | 0 | 0 | 0 | 0 | 0 | 0 | 0 | 0 | 0 | 0 | 0 | 0 | 0 | 0 | 0 | 0 | 0 | 0 | 0 | 0 | 0 | 0
F3_Commercial_Warehouse_Existing_Food Preparation_Natural Gas_Griddle_E4 | F3 | Commercial | Warehouse | Existing | Food Preparation | Natural Gas | Griddle | E4 | System - kBTUs of Conusmption | 0 | 0 | 0 | 0 | 0 | 0 | 0 | 0 | 0 | 0 | 0 | 0 | 0 | 0 | 0 | 0 | 0 | 0 | 0 | 0 | 0 | 0 | 0 | 0 | 0 | 0 | 0 | 0 | 0 | 0
F3_Commercial_Warehouse_Existing_Food Preparation_Natural Gas_Griddle_E5 | F3 | Commercial | Warehouse | Existing | Food Preparation | Natural Gas | Griddle | E5 | System - kBTUs of Conusmption | 0 | 0 | 0 | 0 | 0 | 0 | 0 | 0 | 0 | 0 | 0 | 0 | 0 | 0 | 0 | 0 | 0 | 0 | 0 | 0 | 0 | 0 | 0 | 0 | 0 | 0 | 0 | 0 | 0 | 0
F3_Commercial_Warehouse_Existing_Food Preparation_Natural Gas_Griddle_E6 | F3 | Commercial | Warehouse | Existing | Food Preparation | Natural Gas | Griddle | E6 | System - kBTUs of Conusmption | 0 | 0 | 0 | 0 | 0 | 0 | 0 | 0 | 0 | 0 | 0 | 0 | 0 | 0 | 0 | 0 | 0 | 0 | 0 | 0 | 0 | 0 | 0 | 0 | 0 | 0 | 0 | 0 | 0 | 0
F3_Commercial_Warehouse_Existing_Food Preparation_Natural Gas_Griddle_E7 | F3 | Commercial | Warehouse | Existing | Food Preparation | Natural Gas | Griddle | E7 | System - kBTUs of Conusmption | 0 | 0 | 0 | 0 | 0 | 0 | 0 | 0 | 0 | 0 | 0 | 0 | 0 | 0 | 0 | 0 | 0 | 0 | 0 | 0 | 0 | 0 | 0 | 0 | 0 | 0 | 0 | 0 | 0 | 0
F3_Commercial_Warehouse_Existing_Food Preparation_Natural Gas_Griddle_E8 | F3 | Commercial | Warehouse | Existing | Food Preparation | Natural Gas | Griddle | E8 | System - kBTUs of Conusmption | 0 | 0 | 0 | 0 | 0 | 0 | 0 | 0 | 0 | 0 | 0 | 0 | 0 | 0 | 0 | 0 | 0 | 0 | 0 | 0 | 0 | 0 | 0 | 0 | 0 | 0 | 0 | 0 | 0 | 0
F3_Commercial_Warehouse_Existing_Food Preparation_Natural Gas_Griddle_E9 | F3 | Commercial | Warehouse | Existing | Food Preparation | Natural Gas | Griddle | E9 | System - kBTUs of Conusmption | 0 | 0 | 0 | 0 | 0 | 0 | 0 | 0 | 0 | 0 | 0 | 0 | 0 | 0 | 0 | 0 | 0 | 0 | 0 | 0 | 0 | 0 | 0 | 0 | 0 | 0 | 0 | 0 | 0 | 0
F3_Commercial_Warehouse_Existing_Food Preparation_Natural Gas_Griddle_E10 | F3 | Commercial | Warehouse | Existing | Food Preparation | Natural Gas | Griddle | E10 | System - kBTUs of Conusmption | 0 | 0 | 0 | 0 | 0 | 0 | 0 | 0 | 0 | 0 | 0 | 0 | 0 | 0 | 0 | 0 | 0 | 0 | 0 | 0 | 0 | 0 | 0 | 0 | 0 | 0 | 0 | 0 | 0 | 0
F4_Commercial_Warehouse_Existing_Food Preparation_Natural Gas_Griddle_E1 | F4 | Commercial | Warehouse | Existing | Food Preparation | Natural Gas | Griddle | E1 | Utility - Cost of Equipment | 0.055337 | 0.055337 | 0.055337 | 0.055337 | 0.055337 | 0.055337 | 0.055337 | 0.055337 | 0.055337 | 0.055337 | 0.055337 | 0.055337 | 0.055337 | 0.055337 | 0.055337 | 0.055337 | 0.055337 | 0.055337 | 0.055337 | 0.055337 | 0.055337 | 0.055337 | 0 | 0 | 0 | 0 | 0 | 0 | 0 | 0
F4_Commercial_Warehouse_Existing_Food Preparation_Natural Gas_Griddle_E2 | F4 | Commercial | Warehouse | Existing | Food Preparation | Natural Gas | Griddle | E2 | Utility - Cost of Equipment | 0.059205 | 0.059205 | 0.059205 | 0.059205 | 0.059205 | 0.059205 | 0.059205 | 0.059205 | 0.059205 | 0.059205 | 0.059205 | 0.059205 | 0.059205 | 0.059205 | 0.059205 | 0.059205 | 0.059205 | 0.059205 | 0.059205 | 0.059205 | 0.059205 | 0.059205 | 0 | 0 | 0 | 0 | 0 | 0 | 0 | 0
F4_Commercial_Warehouse_Existing_Food Preparation_Natural Gas_Griddle_E3 | F4 | Commercial | Warehouse | Existing | Food Preparation | Natural Gas | Griddle | E3 | Utility - Cost of Equipment | 0 | 0 | 0 | 0 | 0 | 0 | 0 | 0 | 0 | 0 | 0 | 0 | 0 | 0 | 0 | 0 | 0 | 0 | 0 | 0 | 0 | 0 | 0 | 0 | 0 | 0 | 0 | 0 | 0 | 0
F4_Commercial_Warehouse_Existing_Food Preparation_Natural Gas_Griddle_E4 | F4 | Commercial | Warehouse | Existing | Food Preparation | Natural Gas | Griddle | E4 | Utility - Cost of Equipment | 0 | 0 | 0 | 0 | 0 | 0 | 0 | 0 | 0 | 0 | 0 | 0 | 0 | 0 | 0 | 0 | 0 | 0 | 0 | 0 | 0 | 0 | 0 | 0 | 0 | 0 | 0 | 0 | 0 | 0
F4_Commercial_Warehouse_Existing_Food Preparation_Natural Gas_Griddle_E5 | F4 | Commercial | Warehouse | Existing | Food Preparation | Natural Gas | Griddle | E5 | Utility - Cost of Equipment | 0 | 0 | 0 | 0 | 0 | 0 | 0 | 0 | 0 | 0 | 0 | 0 | 0 | 0 | 0 | 0 | 0 | 0 | 0 | 0 | 0 | 0 | 0 | 0 | 0 | 0 | 0 | 0 | 0 | 0
F4_Commercial_Warehouse_Existing_Food Preparation_Natural Gas_Griddle_E6 | F4 | Commercial | Warehouse | Existing | Food Preparation | Natural Gas | Griddle | E6 | Utility - Cost of Equipment | 0 | 0 | 0 | 0 | 0 | 0 | 0 | 0 | 0 | 0 | 0 | 0 | 0 | 0 | 0 | 0 | 0 | 0 | 0 | 0 | 0 | 0 | 0 | 0 | 0 | 0 | 0 | 0 | 0 | 0
F4_Commercial_Warehouse_Existing_Food Preparation_Natural Gas_Griddle_E7 | F4 | Commercial | Warehouse | Existing | Food Preparation | Natural Gas | Griddle | E7 | Utility - Cost of Equipment | 0 | 0 | 0 | 0 | 0 | 0 | 0 | 0 | 0 | 0 | 0 | 0 | 0 | 0 | 0 | 0 | 0 | 0 | 0 | 0 | 0 | 0 | 0 | 0 | 0 | 0 | 0 | 0 | 0 | 0
F4_Commercial_Warehouse_Existing_Food Preparation_Natural Gas_Griddle_E8 | F4 | Commercial | Warehouse | Existing | Food Preparation | Natural Gas | Griddle | E8 | Utility - Cost of Equipment | 0 | 0 | 0 | 0 | 0 | 0 | 0 | 0 | 0 | 0 | 0 | 0 | 0 | 0 | 0 | 0 | 0 | 0 | 0 | 0 | 0 | 0 | 0 | 0 | 0 | 0 | 0 | 0 | 0 | 0
F4_Commercial_Warehouse_Existing_Food Preparation_Natural Gas_Griddle_E9 | F4 | Commercial | Warehouse | Existing | Food Preparation | Natural Gas | Griddle | E9 | Utility - Cost of Equipment | 0 | 0 | 0 | 0 | 0 | 0 | 0 | 0 | 0 | 0 | 0 | 0 | 0 | 0 | 0 | 0 | 0 | 0 | 0 | 0 | 0 | 0 | 0 | 0 | 0 | 0 | 0 | 0 | 0 | 0
F4_Commercial_Warehouse_Existing_Food Preparation_Natural Gas_Griddle_E10 | F4 | Commercial | Warehouse | Existing | Food Preparation | Natural Gas | Griddle | E10 | Utility - Cost of Equipment | 0 | 0 | 0 | 0 | 0 | 0 | 0 | 0 | 0 | 0 | 0 | 0 | 0 | 0 | 0 | 0 | 0 | 0 | 0 | 0 | 0 | 0 | 0 | 0 | 0 | 0 | 0 | 0 | 0 | 0
F5_Commercial_Warehouse_Existing_Food Preparation_Natural Gas_Griddle_E1 | F5 | Commercial | Warehouse | Existing | Food Preparation | Natural Gas | Griddle | E1 | Utility - Cost of Operation | 0.10538 | 0.10628 | 0.10736 | 0.10915 | 0.11153 | 0.11434 | 0.11692 | 0.11921 | 0.12144 | 0.12361 | 0.12579 | 0.12791 | 0.1299 | 0.1319 | 0.13381 | 0.13577 | 0.13786 | 0.13997 | 0.1421 | 0.14423 | 0.14634 | 0.14843 | 0 | 0 | 0 | 0 | 0 | 0 | 0 | 0
F5_Commercial_Warehouse_Existing_Food Preparation_Natural Gas_Griddle_E2 | F5 | Commercial | Warehouse | Existing | Food Preparation | Natural Gas | Griddle | E2 | Utility - Cost of Operation | 0.091013 | 0.091791 | 0.092723 | 0.094266 | 0.096322 | 0.098748 | 0.10098 | 0.10296 | 0.10489 | 0.10675 | 0.10864 | 0.11047 | 0.11219 | 0.11392 | 0.11557 | 0.11726 | 0.11907 | 0.12089 | 0.12273 | 0.12457 | 0.12639 | 0.12819 | 0 | 0 | 0 | 0 | 0 | 0 | 0 | 0
F5_Commercial_Warehouse_Existing_Food Preparation_Natural Gas_Griddle_E3 | F5 | Commercial | Warehouse | Existing | Food Preparation | Natural Gas | Griddle | E3 | Utility - Cost of Operation | 0 | 0 | 0 | 0 | 0 | 0 | 0 | 0 | 0 | 0 | 0 | 0 | 0 | 0 | 0 | 0 | 0 | 0 | 0 | 0 | 0 | 0 | 0 | 0 | 0 | 0 | 0 | 0 | 0 | 0
F5_Commercial_Warehouse_Existing_Food Preparation_Natural Gas_Griddle_E4 | F5 | Commercial | Warehouse | Existing | Food Preparation | Natural Gas | Griddle | E4 | Utility - Cost of Operation | 0 | 0 | 0 | 0 | 0 | 0 | 0 | 0 | 0 | 0 | 0 | 0 | 0 | 0 | 0 | 0 | 0 | 0 | 0 | 0 | 0 | 0 | 0 | 0 | 0 | 0 | 0 | 0 | 0 | 0
F5_Commercial_Warehouse_Existing_Food Preparation_Natural Gas_Griddle_E5 | F5 | Commercial | Warehouse | Existing | Food Preparation | Natural Gas | Griddle | E5 | Utility - Cost of Operation | 0 | 0 | 0 | 0 | 0 | 0 | 0 | 0 | 0 | 0 | 0 | 0 | 0 | 0 | 0 | 0 | 0 | 0 | 0 | 0 | 0 | 0 | 0 | 0 | 0 | 0 | 0 | 0 | 0 | 0
F5_Commercial_Warehouse_Existing_Food Preparation_Natural Gas_Griddle_E6 | F5 | Commercial | Warehouse | Existing | Food Preparation | Natural Gas | Griddle | E6 | Utility - Cost of Operation | 0 | 0 | 0 | 0 | 0 | 0 | 0 | 0 | 0 | 0 | 0 | 0 | 0 | 0 | 0 | 0 | 0 | 0 | 0 | 0 | 0 | 0 | 0 | 0 | 0 | 0 | 0 | 0 | 0 | 0
F5_Commercial_Warehouse_Existing_Food Preparation_Natural Gas_Griddle_E7 | F5 | Commercial | Warehouse | Existing | Food Preparation | Natural Gas | Griddle | E7 | Utility - Cost of Operation | 0 | 0 | 0 | 0 | 0 | 0 | 0 | 0 | 0 | 0 | 0 | 0 | 0 | 0 | 0 | 0 | 0 | 0 | 0 | 0 | 0 | 0 | 0 | 0 | 0 | 0 | 0 | 0 | 0 | 0
F5_Commercial_Warehouse_Existing_Food Preparation_Natural Gas_Griddle_E8 | F5 | Commercial | Warehouse | Existing | Food Preparation | Natural Gas | Griddle | E8 | Utility - Cost of Operation | 0 | 0 | 0 | 0 | 0 | 0 | 0 | 0 | 0 | 0 | 0 | 0 | 0 | 0 | 0 | 0 | 0 | 0 | 0 | 0 | 0 | 0 | 0 | 0 | 0 | 0 | 0 | 0 | 0 | 0
F5_Commercial_Warehouse_Existing_Food Preparation_Natural Gas_Griddle_E9 | F5 | Commercial | Warehouse | Existing | Food Preparation | Natural Gas | Griddle | E9 | Utility - Cost of Operation | 0 | 0 | 0 | 0 | 0 | 0 | 0 | 0 | 0 | 0 | 0 | 0 | 0 | 0 | 0 | 0 | 0 | 0 | 0 | 0 | 0 | 0 | 0 | 0 | 0 | 0 | 0 | 0 | 0 | 0
F5_Commercial_Warehouse_Existing_Food Preparation_Natural Gas_Griddle_E10 | F5 | Commercial | Warehouse | Existing | Food Preparation | Natural Gas | Griddle | E10 | Utility - Cost of Operation | 0 | 0 | 0 | 0 | 0 | 0 | 0 | 0 | 0 | 0 | 0 | 0 | 0 | 0 | 0 | 0 | 0 | 0 | 0 | 0 | 0 | 0 | 0 | 0 | 0 | 0 | 0 | 0 | 0 | 0
F6_Commercial_Warehouse_Existing_Food Preparation_Natural Gas_Griddle_E1 | F6 | Commercial | Warehouse | Existing | Food Preparation | Natural Gas | Griddle | E1 | Utility - Value of Sales | 0.12625 | 0.12733 | 0.12862 | 0.13076 | 0.13362 | 0.13698 | 0.14007 | 0.14283 | 0.1455 | 0.14809 | 0.1507 | 0.15324 | 0.15563 | 0.15802 | 0.16031 | 0.16266 | 0.16517 | 0.16769 | 0.17024 | 0.1728 | 0.17533 | 0.17782 | 0 | 0 | 0 | 0 | 0 | 0 | 0 | 0
F6_Commercial_Warehouse_Existing_Food Preparation_Natural Gas_Griddle_E2 | F6 | Commercial | Warehouse | Existing | Food Preparation | Natural Gas | Griddle | E2 | Utility - Value of Sales | 0.10904 | 0.10997 | 0.11109 | 0.11294 | 0.1154 | 0.11831 | 0.12098 | 0.12335 | 0.12566 | 0.1279 | 0.13015 | 0.13235 | 0.13441 | 0.13648 | 0.13846 | 0.14048 | 0.14265 | 0.14483 | 0.14703 | 0.14924 | 0.15143 | 0.15358 | 0 | 0 | 0 | 0 | 0 | 0 | 0 | 0
F6_Commercial_Warehouse_Existing_Food Preparation_Natural Gas_Griddle_E3 | F6 | Commercial | Warehouse | Existing | Food Preparation | Natural Gas | Griddle | E3 | Utility - Value of Sales | 0 | 0 | 0 | 0 | 0 | 0 | 0 | 0 | 0 | 0 | 0 | 0 | 0 | 0 | 0 | 0 | 0 | 0 | 0 | 0 | 0 | 0 | 0 | 0 | 0 | 0 | 0 | 0 | 0 | 0
F6_Commercial_Warehouse_Existing_Food Preparation_Natural Gas_Griddle_E4 | F6 | Commercial | Warehouse | Existing | Food Preparation | Natural Gas | Griddle | E4 | Utility - Value of Sales | 0 | 0 | 0 | 0 | 0 | 0 | 0 | 0 | 0 | 0 | 0 | 0 | 0 | 0 | 0 | 0 | 0 | 0 | 0 | 0 | 0 | 0 | 0 | 0 | 0 | 0 | 0 | 0 | 0 | 0
F6_Commercial_Warehouse_Existing_Food Preparation_Natural Gas_Griddle_E5 | F6 | Commercial | Warehouse | Existing | Food Preparation | Natural Gas | Griddle | E5 | Utility - Value of Sales | 0 | 0 | 0 | 0 | 0 | 0 | 0 | 0 | 0 | 0 | 0 | 0 | 0 | 0 | 0 | 0 | 0 | 0 | 0 | 0 | 0 | 0 | 0 | 0 | 0 | 0 | 0 | 0 | 0 | 0
F6_Commercial_Warehouse_Existing_Food Preparation_Natural Gas_Griddle_E6 | F6 | Commercial | Warehouse | Existing | Food Preparation | Natural Gas | Griddle | E6 | Utility - Value of Sales | 0 | 0 | 0 | 0 | 0 | 0 | 0 | 0 | 0 | 0 | 0 | 0 | 0 | 0 | 0 | 0 | 0 | 0 | 0 | 0 | 0 | 0 | 0 | 0 | 0 | 0 | 0 | 0 | 0 | 0
F6_Commercial_Warehouse_Existing_Food Preparation_Natural Gas_Griddle_E7 | F6 | Commercial | Warehouse | Existing | Food Preparation | Natural Gas | Griddle | E7 | Utility - Value of Sales | 0 | 0 | 0 | 0 | 0 | 0 | 0 | 0 | 0 | 0 | 0 | 0 | 0 | 0 | 0 | 0 | 0 | 0 | 0 | 0 | 0 | 0 | 0 | 0 | 0 | 0 | 0 | 0 | 0 | 0
F6_Commercial_Warehouse_Existing_Food Preparation_Natural Gas_Griddle_E8 | F6 | Commercial | Warehouse | Existing | Food Preparation | Natural Gas | Griddle | E8 | Utility - Value of Sales | 0 | 0 | 0 | 0 | 0 | 0 | 0 | 0 | 0 | 0 | 0 | 0 | 0 | 0 | 0 | 0 | 0 | 0 | 0 | 0 | 0 | 0 | 0 | 0 | 0 | 0 | 0 | 0 | 0 | 0
F6_Commercial_Warehouse_Existing_Food Preparation_Natural Gas_Griddle_E9 | F6 | Commercial | Warehouse | Existing | Food Preparation | Natural Gas | Griddle | E9 | Utility - Value of Sales | 0 | 0 | 0 | 0 | 0 | 0 | 0 | 0 | 0 | 0 | 0 | 0 | 0 | 0 | 0 | 0 | 0 | 0 | 0 | 0 | 0 | 0 | 0 | 0 | 0 | 0 | 0 | 0 | 0 | 0
F6_Commercial_Warehouse_Existing_Food Preparation_Natural Gas_Griddle_E10 | F6 | Commercial | Warehouse | Existing | Food Preparation | Natural Gas | Griddle | E10 | Utility - Value of Sales | 0 | 0 | 0 | 0 | 0 | 0 | 0 | 0 | 0 | 0 | 0 | 0 | 0 | 0 | 0 | 0 | 0 | 0 | 0 | 0 | 0 | 0 | 0 | 0 | 0 | 0 | 0 | 0 | 0 | 0
F1_Commercial_Warehouse_Existing_Food Preparation_Natural Gas_Range_E1 | F1 | Commercial | Warehouse | Existing | Food Preparation | Natural Gas | Range | E1 | Participant - Cost of Equipment | 0.10548 | 0.10548 | 0.10548 | 0.10548 | 0.10548 | 0.10548 | 0.10548 | 0.10548 | 0.10548 | 0.10548 | 0.10548 | 0.10548 | 0.10548 | 0.10548 | 0.10548 | 0.10548 | 0.10548 | 0.10548 | 0.10548 | 0.10548 | 0.10548 | 0.10548 | 0 | 0 | 0 | 0 | 0 | 0 | 0 | 0
F1_Commercial_Warehouse_Existing_Food Preparation_Natural Gas_Range_E2 | F1 | Commercial | Warehouse | Existing | Food Preparation | Natural Gas | Range | E2 | Participant - Cost of Equipment | 0.1055 | 0.1055 | 0.1055 | 0.1055 | 0.1055 | 0.1055 | 0.1055 | 0.1055 | 0.1055 | 0.1055 | 0.1055 | 0.1055 | 0.1055 | 0.1055 | 0.1055 | 0.1055 | 0.1055 | 0.1055 | 0.1055 | 0.1055 | 0.1055 | 0.1055 | 0 | 0 | 0 | 0 | 0 | 0 | 0 | 0
F1_Commercial_Warehouse_Existing_Food Preparation_Natural Gas_Range_E3 | F1 | Commercial | Warehouse | Existing | Food Preparation | Natural Gas | Range | E3 | Participant - Cost of Equipment | 0 | 0 | 0 | 0 | 0 | 0 | 0 | 0 | 0 | 0 | 0 | 0 | 0 | 0 | 0 | 0 | 0 | 0 | 0 | 0 | 0 | 0 | 0 | 0 | 0 | 0 | 0 | 0 | 0 | 0
F1_Commercial_Warehouse_Existing_Food Preparation_Natural Gas_Range_E4 | F1 | Commercial | Warehouse | Existing | Food Preparation | Natural Gas | Range | E4 | Participant - Cost of Equipment | 0 | 0 | 0 | 0 | 0 | 0 | 0 | 0 | 0 | 0 | 0 | 0 | 0 | 0 | 0 | 0 | 0 | 0 | 0 | 0 | 0 | 0 | 0 | 0 | 0 | 0 | 0 | 0 | 0 | 0
F1_Commercial_Warehouse_Existing_Food Preparation_Natural Gas_Range_E5 | F1 | Commercial | Warehouse | Existing | Food Preparation | Natural Gas | Range | E5 | Participant - Cost of Equipment | 0 | 0 | 0 | 0 | 0 | 0 | 0 | 0 | 0 | 0 | 0 | 0 | 0 | 0 | 0 | 0 | 0 | 0 | 0 | 0 | 0 | 0 | 0 | 0 | 0 | 0 | 0 | 0 | 0 | 0
F1_Commercial_Warehouse_Existing_Food Preparation_Natural Gas_Range_E6 | F1 | Commercial | Warehouse | Existing | Food Preparation | Natural Gas | Range | E6 | Participant - Cost of Equipment | 0 | 0 | 0 | 0 | 0 | 0 | 0 | 0 | 0 | 0 | 0 | 0 | 0 | 0 | 0 | 0 | 0 | 0 | 0 | 0 | 0 | 0 | 0 | 0 | 0 | 0 | 0 | 0 | 0 | 0
F1_Commercial_Warehouse_Existing_Food Preparation_Natural Gas_Range_E7 | F1 | Commercial | Warehouse | Existing | Food Preparation | Natural Gas | Range | E7 | Participant - Cost of Equipment | 0 | 0 | 0 | 0 | 0 | 0 | 0 | 0 | 0 | 0 | 0 | 0 | 0 | 0 | 0 | 0 | 0 | 0 | 0 | 0 | 0 | 0 | 0 | 0 | 0 | 0 | 0 | 0 | 0 | 0
F1_Commercial_Warehouse_Existing_Food Preparation_Natural Gas_Range_E8 | F1 | Commercial | Warehouse | Existing | Food Preparation | Natural Gas | Range | E8 | Participant - Cost of Equipment | 0 | 0 | 0 | 0 | 0 | 0 | 0 | 0 | 0 | 0 | 0 | 0 | 0 | 0 | 0 | 0 | 0 | 0 | 0 | 0 | 0 | 0 | 0 | 0 | 0 | 0 | 0 | 0 | 0 | 0
F1_Commercial_Warehouse_Existing_Food Preparation_Natural Gas_Range_E9 | F1 | Commercial | Warehouse | Existing | Food Preparation | Natural Gas | Range | E9 | Participant - Cost of Equipment | 0 | 0 | 0 | 0 | 0 | 0 | 0 | 0 | 0 | 0 | 0 | 0 | 0 | 0 | 0 | 0 | 0 | 0 | 0 | 0 | 0 | 0 | 0 | 0 | 0 | 0 | 0 | 0 | 0 | 0
F1_Commercial_Warehouse_Existing_Food Preparation_Natural Gas_Range_E10 | F1 | Commercial | Warehouse | Existing | Food Preparation | Natural Gas | Range | E10 | Participant - Cost of Equipment | 0 | 0 | 0 | 0 | 0 | 0 | 0 | 0 | 0 | 0 | 0 | 0 | 0 | 0 | 0 | 0 | 0 | 0 | 0 | 0 | 0 | 0 | 0 | 0 | 0 | 0 | 0 | 0 | 0 | 0
F2_Commercial_Warehouse_Existing_Food Preparation_Natural Gas_Range_E1 | F2 | Commercial | Warehouse | Existing | Food Preparation | Natural Gas | Range | E1 | Participant - Cost of Operation | 0.14522 | 0.14619 | 0.14744 | 0.14986 | 0.15322 | 0.15727 | 0.16094 | 0.16409 | 0.16707 | 0.17012 | 0.17339 | 0.17657 | 0.17959 | 0.18262 | 0.1853 | 0.18784 | 0.19058 | 0.19334 | 0.19611 | 0.19888 | 0.2016 | 0.20426 | 0 | 0 | 0 | 0 | 0 | 0 | 0 | 0
F2_Commercial_Warehouse_Existing_Food Preparation_Natural Gas_Range_E2 | F2 | Commercial | Warehouse | Existing | Food Preparation | Natural Gas | Range | E2 | Participant - Cost of Operation | 0.10892 | 0.10964 | 0.11058 | 0.1124 | 0.11492 | 0.11795 | 0.12071 | 0.12307 | 0.1253 | 0.12759 | 0.13004 | 0.13243 | 0.13469 | 0.13696 | 0.13897 | 0.14088 | 0.14294 | 0.145 | 0.14708 | 0.14916 | 0.1512 | 0.15319 | 0 | 0 | 0 | 0 | 0 | 0 | 0 | 0
F2_Commercial_Warehouse_Existing_Food Preparation_Natural Gas_Range_E3 | F2 | Commercial | Warehouse | Existing | Food Preparation | Natural Gas | Range | E3 | Participant - Cost of Operation | 0 | 0 | 0 | 0 | 0 | 0 | 0 | 0 | 0 | 0 | 0 | 0 | 0 | 0 | 0 | 0 | 0 | 0 | 0 | 0 | 0 | 0 | 0 | 0 | 0 | 0 | 0 | 0 | 0 | 0
F2_Commercial_Warehouse_Existing_Food Preparation_Natural Gas_Range_E4 | F2 | Commercial | Warehouse | Existing | Food Preparation | Natural Gas | Range | E4 | Participant - Cost of Operation | 0 | 0 | 0 | 0 | 0 | 0 | 0 | 0 | 0 | 0 | 0 | 0 | 0 | 0 | 0 | 0 | 0 | 0 | 0 | 0 | 0 | 0 | 0 | 0 | 0 | 0 | 0 | 0 | 0 | 0
F2_Commercial_Warehouse_Existing_Food Preparation_Natural Gas_Range_E5 | F2 | Commercial | Warehouse | Existing | Food Preparation | Natural Gas | Range | E5 | Participant - Cost of Operation | 0 | 0 | 0 | 0 | 0 | 0 | 0 | 0 | 0 | 0 | 0 | 0 | 0 | 0 | 0 | 0 | 0 | 0 | 0 | 0 | 0 | 0 | 0 | 0 | 0 | 0 | 0 | 0 | 0 | 0
F2_Commercial_Warehouse_Existing_Food Preparation_Natural Gas_Range_E6 | F2 | Commercial | Warehouse | Existing | Food Preparation | Natural Gas | Range | E6 | Participant - Cost of Operation | 0 | 0 | 0 | 0 | 0 | 0 | 0 | 0 | 0 | 0 | 0 | 0 | 0 | 0 | 0 | 0 | 0 | 0 | 0 | 0 | 0 | 0 | 0 | 0 | 0 | 0 | 0 | 0 | 0 | 0
F2_Commercial_Warehouse_Existing_Food Preparation_Natural Gas_Range_E7 | F2 | Commercial | Warehouse | Existing | Food Preparation | Natural Gas | Range | E7 | Participant - Cost of Operation | 0 | 0 | 0 | 0 | 0 | 0 | 0 | 0 | 0 | 0 | 0 | 0 | 0 | 0 | 0 | 0 | 0 | 0 | 0 | 0 | 0 | 0 | 0 | 0 | 0 | 0 | 0 | 0 | 0 | 0
F2_Commercial_Warehouse_Existing_Food Preparation_Natural Gas_Range_E8 | F2 | Commercial | Warehouse | Existing | Food Preparation | Natural Gas | Range | E8 | Participant - Cost of Operation | 0 | 0 | 0 | 0 | 0 | 0 | 0 | 0 | 0 | 0 | 0 | 0 | 0 | 0 | 0 | 0 | 0 | 0 | 0 | 0 | 0 | 0 | 0 | 0 | 0 | 0 | 0 | 0 | 0 | 0
F2_Commercial_Warehouse_Existing_Food Preparation_Natural Gas_Range_E9 | F2 | Commercial | Warehouse | Existing | Food Preparation | Natural Gas | Range | E9 | Participant - Cost of Operation | 0 | 0 | 0 | 0 | 0 | 0 | 0 | 0 | 0 | 0 | 0 | 0 | 0 | 0 | 0 | 0 | 0 | 0 | 0 | 0 | 0 | 0 | 0 | 0 | 0 | 0 | 0 | 0 | 0 | 0
F2_Commercial_Warehouse_Existing_Food Preparation_Natural Gas_Range_E10 | F2 | Commercial | Warehouse | Existing | Food Preparation | Natural Gas | Range | E10 | Participant - Cost of Operation | 0 | 0 | 0 | 0 | 0 | 0 | 0 | 0 | 0 | 0 | 0 | 0 | 0 | 0 | 0 | 0 | 0 | 0 | 0 | 0 | 0 | 0 | 0 | 0 | 0 | 0 | 0 | 0 | 0 | 0
F3_Commercial_Warehouse_Existing_Food Preparation_Natural Gas_Range_E1 | F3 | Commercial | Warehouse | Existing | Food Preparation | Natural Gas | Range | E1 | System - kBTUs of Conusmption | 13.7595 | 13.7965 | 13.8412 | 13.9574 | 14.0586 | 14.1444 | 14.2095 | 14.2737 | 14.3325 | 14.3862 | 14.4309 | 14.4581 | 14.4639 | 14.4482 | 14.4053 | 14.3464 | 14.283 | 14.2153 | 14.138 | 14.0635 | 13.9861 | 13.9067 | 0 | 0 | 0 | 0 | 0 | 0 | 0 | 0
F3_Commercial_Warehouse_Existing_Food Preparation_Natural Gas_Range_E2 | F3 | Commercial | Warehouse | Existing | Food Preparation | Natural Gas | Range | E2 | System - kBTUs of Conusmption | 10.3196 | 10.3474 | 10.3809 | 10.4681 | 10.544 | 10.6083 | 10.6571 | 10.7053 | 10.7494 | 10.7896 | 10.8232 | 10.8436 | 10.8479 | 10.8362 | 10.804 | 10.7598 | 10.7123 | 10.6615 | 10.6035 | 10.5476 | 10.4896 | 10.43 | 0 | 0 | 0 | 0 | 0 | 0 | 0 | 0
F3_Commercial_Warehouse_Existing_Food Preparation_Natural Gas_Range_E3 | F3 | Commercial | Warehouse | Existing | Food Preparation | Natural Gas | Range | E3 | System - kBTUs of Conusmption | 0 | 0 | 0 | 0 | 0 | 0 | 0 | 0 | 0 | 0 | 0 | 0 | 0 | 0 | 0 | 0 | 0 | 0 | 0 | 0 | 0 | 0 | 0 | 0 | 0 | 0 | 0 | 0 | 0 | 0
F3_Commercial_Warehouse_Existing_Food Preparation_Natural Gas_Range_E4 | F3 | Commercial | Warehouse | Existing | Food Preparation | Natural Gas | Range | E4 | System - kBTUs of Conusmption | 0 | 0 | 0 | 0 | 0 | 0 | 0 | 0 | 0 | 0 | 0 | 0 | 0 | 0 | 0 | 0 | 0 | 0 | 0 | 0 | 0 | 0 | 0 | 0 | 0 | 0 | 0 | 0 | 0 | 0
F3_Commercial_Warehouse_Existing_Food Preparation_Natural Gas_Range_E5 | F3 | Commercial | Warehouse | Existing | Food Preparation | Natural Gas | Range | E5 | System - kBTUs of Conusmption | 0 | 0 | 0 | 0 | 0 | 0 | 0 | 0 | 0 | 0 | 0 | 0 | 0 | 0 | 0 | 0 | 0 | 0 | 0 | 0 | 0 | 0 | 0 | 0 | 0 | 0 | 0 | 0 | 0 | 0
F3_Commercial_Warehouse_Existing_Food Preparation_Natural Gas_Range_E6 | F3 | Commercial | Warehouse | Existing | Food Preparation | Natural Gas | Range | E6 | System - kBTUs of Conusmption | 0 | 0 | 0 | 0 | 0 | 0 | 0 | 0 | 0 | 0 | 0 | 0 | 0 | 0 | 0 | 0 | 0 | 0 | 0 | 0 | 0 | 0 | 0 | 0 | 0 | 0 | 0 | 0 | 0 | 0
F3_Commercial_Warehouse_Existing_Food Preparation_Natural Gas_Range_E7 | F3 | Commercial | Warehouse | Existing | Food Preparation | Natural Gas | Range | E7 | System - kBTUs of Conusmption | 0 | 0 | 0 | 0 | 0 | 0 | 0 | 0 | 0 | 0 | 0 | 0 | 0 | 0 | 0 | 0 | 0 | 0 | 0 | 0 | 0 | 0 | 0 | 0 | 0 | 0 | 0 | 0 | 0 | 0
F3_Commercial_Warehouse_Existing_Food Preparation_Natural Gas_Range_E8 | F3 | Commercial | Warehouse | Existing | Food Preparation | Natural Gas | Range | E8 | System - kBTUs of Conusmption | 0 | 0 | 0 | 0 | 0 | 0 | 0 | 0 | 0 | 0 | 0 | 0 | 0 | 0 | 0 | 0 | 0 | 0 | 0 | 0 | 0 | 0 | 0 | 0 | 0 | 0 | 0 | 0 | 0 | 0
F3_Commercial_Warehouse_Existing_Food Preparation_Natural Gas_Range_E9 | F3 | Commercial | Warehouse | Existing | Food Preparation | Natural Gas | Range | E9 | System - kBTUs of Conusmption | 0 | 0 | 0 | 0 | 0 | 0 | 0 | 0 | 0 | 0 | 0 | 0 | 0 | 0 | 0 | 0 | 0 | 0 | 0 | 0 | 0 | 0 | 0 | 0 | 0 | 0 | 0 | 0 | 0 | 0
F3_Commercial_Warehouse_Existing_Food Preparation_Natural Gas_Range_E10 | F3 | Commercial | Warehouse | Existing | Food Preparation | Natural Gas | Range | E10 | System - kBTUs of Conusmption | 0 | 0 | 0 | 0 | 0 | 0 | 0 | 0 | 0 | 0 | 0 | 0 | 0 | 0 | 0 | 0 | 0 | 0 | 0 | 0 | 0 | 0 | 0 | 0 | 0 | 0 | 0 | 0 | 0 | 0
F4_Commercial_Warehouse_Existing_Food Preparation_Natural Gas_Range_E1 | F4 | Commercial | Warehouse | Existing | Food Preparation | Natural Gas | Range | E1 | Utility - Cost of Equipment | 0.10548 | 0.10548 | 0.10548 | 0.10548 | 0.10548 | 0.10548 | 0.10548 | 0.10548 | 0.10548 | 0.10548 | 0.10548 | 0.10548 | 0.10548 | 0.10548 | 0.10548 | 0.10548 | 0.10548 | 0.10548 | 0.10548 | 0.10548 | 0.10548 | 0.10548 | 0 | 0 | 0 | 0 | 0 | 0 | 0 | 0
F4_Commercial_Warehouse_Existing_Food Preparation_Natural Gas_Range_E2 | F4 | Commercial | Warehouse | Existing | Food Preparation | Natural Gas | Range | E2 | Utility - Cost of Equipment | 0.1055 | 0.1055 | 0.1055 | 0.1055 | 0.1055 | 0.1055 | 0.1055 | 0.1055 | 0.1055 | 0.1055 | 0.1055 | 0.1055 | 0.1055 | 0.1055 | 0.1055 | 0.1055 | 0.1055 | 0.1055 | 0.1055 | 0.1055 | 0.1055 | 0.1055 | 0 | 0 | 0 | 0 | 0 | 0 | 0 | 0
F4_Commercial_Warehouse_Existing_Food Preparation_Natural Gas_Range_E3 | F4 | Commercial | Warehouse | Existing | Food Preparation | Natural Gas | Range | E3 | Utility - Cost of Equipment | 0 | 0 | 0 | 0 | 0 | 0 | 0 | 0 | 0 | 0 | 0 | 0 | 0 | 0 | 0 | 0 | 0 | 0 | 0 | 0 | 0 | 0 | 0 | 0 | 0 | 0 | 0 | 0 | 0 | 0
F4_Commercial_Warehouse_Existing_Food Preparation_Natural Gas_Range_E4 | F4 | Commercial | Warehouse | Existing | Food Preparation | Natural Gas | Range | E4 | Utility - Cost of Equipment | 0 | 0 | 0 | 0 | 0 | 0 | 0 | 0 | 0 | 0 | 0 | 0 | 0 | 0 | 0 | 0 | 0 | 0 | 0 | 0 | 0 | 0 | 0 | 0 | 0 | 0 | 0 | 0 | 0 | 0
F4_Commercial_Warehouse_Existing_Food Preparation_Natural Gas_Range_E5 | F4 | Commercial | Warehouse | Existing | Food Preparation | Natural Gas | Range | E5 | Utility - Cost of Equipment | 0 | 0 | 0 | 0 | 0 | 0 | 0 | 0 | 0 | 0 | 0 | 0 | 0 | 0 | 0 | 0 | 0 | 0 | 0 | 0 | 0 | 0 | 0 | 0 | 0 | 0 | 0 | 0 | 0 | 0
F4_Commercial_Warehouse_Existing_Food Preparation_Natural Gas_Range_E6 | F4 | Commercial | Warehouse | Existing | Food Preparation | Natural Gas | Range | E6 | Utility - Cost of Equipment | 0 | 0 | 0 | 0 | 0 | 0 | 0 | 0 | 0 | 0 | 0 | 0 | 0 | 0 | 0 | 0 | 0 | 0 | 0 | 0 | 0 | 0 | 0 | 0 | 0 | 0 | 0 | 0 | 0 | 0
F4_Commercial_Warehouse_Existing_Food Preparation_Natural Gas_Range_E7 | F4 | Commercial | Warehouse | Existing | Food Preparation | Natural Gas | Range | E7 | Utility - Cost of Equipment | 0 | 0 | 0 | 0 | 0 | 0 | 0 | 0 | 0 | 0 | 0 | 0 | 0 | 0 | 0 | 0 | 0 | 0 | 0 | 0 | 0 | 0 | 0 | 0 | 0 | 0 | 0 | 0 | 0 | 0
F4_Commercial_Warehouse_Existing_Food Preparation_Natural Gas_Range_E8 | F4 | Commercial | Warehouse | Existing | Food Preparation | Natural Gas | Range | E8 | Utility - Cost of Equipment | 0 | 0 | 0 | 0 | 0 | 0 | 0 | 0 | 0 | 0 | 0 | 0 | 0 | 0 | 0 | 0 | 0 | 0 | 0 | 0 | 0 | 0 | 0 | 0 | 0 | 0 | 0 | 0 | 0 | 0
F4_Commercial_Warehouse_Existing_Food Preparation_Natural Gas_Range_E9 | F4 | Commercial | Warehouse | Existing | Food Preparation | Natural Gas | Range | E9 | Utility - Cost of Equipment | 0 | 0 | 0 | 0 | 0 | 0 | 0 | 0 | 0 | 0 | 0 | 0 | 0 | 0 | 0 | 0 | 0 | 0 | 0 | 0 | 0 | 0 | 0 | 0 | 0 | 0 | 0 | 0 | 0 | 0
F4_Commercial_Warehouse_Existing_Food Preparation_Natural Gas_Range_E10 | F4 | Commercial | Warehouse | Existing | Food Preparation | Natural Gas | Range | E10 | Utility - Cost of Equipment | 0 | 0 | 0 | 0 | 0 | 0 | 0 | 0 | 0 | 0 | 0 | 0 | 0 | 0 | 0 | 0 | 0 | 0 | 0 | 0 | 0 | 0 | 0 | 0 | 0 | 0 | 0 | 0 | 0 | 0
F5_Commercial_Warehouse_Existing_Food Preparation_Natural Gas_Range_E1 | F5 | Commercial | Warehouse | Existing | Food Preparation | Natural Gas | Range | E1 | Utility - Cost of Operation | 0.12121 | 0.12202 | 0.12307 | 0.12509 | 0.12789 | 0.13127 | 0.13433 | 0.13696 | 0.13945 | 0.142 | 0.14472 | 0.14738 | 0.1499 | 0.15243 | 0.15467 | 0.15678 | 0.15908 | 0.16138 | 0.16369 | 0.166 | 0.16827 | 0.17049 | 0 | 0 | 0 | 0 | 0 | 0 | 0 | 0
F5_Commercial_Warehouse_Existing_Food Preparation_Natural Gas_Range_E2 | F5 | Commercial | Warehouse | Existing | Food Preparation | Natural Gas | Range | E2 | Utility - Cost of Operation | 0.090909 | 0.091515 | 0.0923 | 0.093816 | 0.09592 | 0.098452 | 0.10075 | 0.10272 | 0.10459 | 0.1065 | 0.10854 | 0.11054 | 0.11242 | 0.11432 | 0.116 | 0.11759 | 0.11931 | 0.12103 | 0.12277 | 0.1245 | 0.1262 | 0.12787 | 0 | 0 | 0 | 0 | 0 | 0 | 0 | 0
F5_Commercial_Warehouse_Existing_Food Preparation_Natural Gas_Range_E3 | F5 | Commercial | Warehouse | Existing | Food Preparation | Natural Gas | Range | E3 | Utility - Cost of Operation | 0 | 0 | 0 | 0 | 0 | 0 | 0 | 0 | 0 | 0 | 0 | 0 | 0 | 0 | 0 | 0 | 0 | 0 | 0 | 0 | 0 | 0 | 0 | 0 | 0 | 0 | 0 | 0 | 0 | 0
F5_Commercial_Warehouse_Existing_Food Preparation_Natural Gas_Range_E4 | F5 | Commercial | Warehouse | Existing | Food Preparation | Natural Gas | Range | E4 | Utility - Cost of Operation | 0 | 0 | 0 | 0 | 0 | 0 | 0 | 0 | 0 | 0 | 0 | 0 | 0 | 0 | 0 | 0 | 0 | 0 | 0 | 0 | 0 | 0 | 0 | 0 | 0 | 0 | 0 | 0 | 0 | 0
F5_Commercial_Warehouse_Existing_Food Preparation_Natural Gas_Range_E5 | F5 | Commercial | Warehouse | Existing | Food Preparation | Natural Gas | Range | E5 | Utility - Cost of Operation | 0 | 0 | 0 | 0 | 0 | 0 | 0 | 0 | 0 | 0 | 0 | 0 | 0 | 0 | 0 | 0 | 0 | 0 | 0 | 0 | 0 | 0 | 0 | 0 | 0 | 0 | 0 | 0 | 0 | 0
F5_Commercial_Warehouse_Existing_Food Preparation_Natural Gas_Range_E6 | F5 | Commercial | Warehouse | Existing | Food Preparation | Natural Gas | Range | E6 | Utility - Cost of Operation | 0 | 0 | 0 | 0 | 0 | 0 | 0 | 0 | 0 | 0 | 0 | 0 | 0 | 0 | 0 | 0 | 0 | 0 | 0 | 0 | 0 | 0 | 0 | 0 | 0 | 0 | 0 | 0 | 0 | 0
F5_Commercial_Warehouse_Existing_Food Preparation_Natural Gas_Range_E7 | F5 | Commercial | Warehouse | Existing | Food Preparation | Natural Gas | Range | E7 | Utility - Cost of Operation | 0 | 0 | 0 | 0 | 0 | 0 | 0 | 0 | 0 | 0 | 0 | 0 | 0 | 0 | 0 | 0 | 0 | 0 | 0 | 0 | 0 | 0 | 0 | 0 | 0 | 0 | 0 | 0 | 0 | 0
F5_Commercial_Warehouse_Existing_Food Preparation_Natural Gas_Range_E8 | F5 | Commercial | Warehouse | Existing | Food Preparation | Natural Gas | Range | E8 | Utility - Cost of Operation | 0 | 0 | 0 | 0 | 0 | 0 | 0 | 0 | 0 | 0 | 0 | 0 | 0 | 0 | 0 | 0 | 0 | 0 | 0 | 0 | 0 | 0 | 0 | 0 | 0 | 0 | 0 | 0 | 0 | 0
F5_Commercial_Warehouse_Existing_Food Preparation_Natural Gas_Range_E9 | F5 | Commercial | Warehouse | Existing | Food Preparation | Natural Gas | Range | E9 | Utility - Cost of Operation | 0 | 0 | 0 | 0 | 0 | 0 | 0 | 0 | 0 | 0 | 0 | 0 | 0 | 0 | 0 | 0 | 0 | 0 | 0 | 0 | 0 | 0 | 0 | 0 | 0 | 0 | 0 | 0 | 0 | 0
F5_Commercial_Warehouse_Existing_Food Preparation_Natural Gas_Range_E10 | F5 | Commercial | Warehouse | Existing | Food Preparation | Natural Gas | Range | E10 | Utility - Cost of Operation | 0 | 0 | 0 | 0 | 0 | 0 | 0 | 0 | 0 | 0 | 0 | 0 | 0 | 0 | 0 | 0 | 0 | 0 | 0 | 0 | 0 | 0 | 0 | 0 | 0 | 0 | 0 | 0 | 0 | 0
F6_Commercial_Warehouse_Existing_Food Preparation_Natural Gas_Range_E1 | F6 | Commercial | Warehouse | Existing | Food Preparation | Natural Gas | Range | E1 | Utility - Value of Sales | 0.14522 | 0.14619 | 0.14744 | 0.14986 | 0.15322 | 0.15727 | 0.16094 | 0.16409 | 0.16707 | 0.17012 | 0.17339 | 0.17657 | 0.17959 | 0.18262 | 0.1853 | 0.18784 | 0.19058 | 0.19334 | 0.19611 | 0.19888 | 0.2016 | 0.20426 | 0 | 0 | 0 | 0 | 0 | 0 | 0 | 0
F6_Commercial_Warehouse_Existing_Food Preparation_Natural Gas_Range_E2 | F6 | Commercial | Warehouse | Existing | Food Preparation | Natural Gas | Range | E2 | Utility - Value of Sales | 0.10892 | 0.10964 | 0.11058 | 0.1124 | 0.11492 | 0.11795 | 0.12071 | 0.12307 | 0.1253 | 0.12759 | 0.13004 | 0.13243 | 0.13469 | 0.13696 | 0.13897 | 0.14088 | 0.14294 | 0.145 | 0.14708 | 0.14916 | 0.1512 | 0.15319 | 0 | 0 | 0 | 0 | 0 | 0 | 0 | 0
F6_Commercial_Warehouse_Existing_Food Preparation_Natural Gas_Range_E3 | F6 | Commercial | Warehouse | Existing | Food Preparation | Natural Gas | Range | E3 | Utility - Value of Sales | 0 | 0 | 0 | 0 | 0 | 0 | 0 | 0 | 0 | 0 | 0 | 0 | 0 | 0 | 0 | 0 | 0 | 0 | 0 | 0 | 0 | 0 | 0 | 0 | 0 | 0 | 0 | 0 | 0 | 0
F6_Commercial_Warehouse_Existing_Food Preparation_Natural Gas_Range_E4 | F6 | Commercial | Warehouse | Existing | Food Preparation | Natural Gas | Range | E4 | Utility - Value of Sales | 0 | 0 | 0 | 0 | 0 | 0 | 0 | 0 | 0 | 0 | 0 | 0 | 0 | 0 | 0 | 0 | 0 | 0 | 0 | 0 | 0 | 0 | 0 | 0 | 0 | 0 | 0 | 0 | 0 | 0
F6_Commercial_Warehouse_Existing_Food Preparation_Natural Gas_Range_E5 | F6 | Commercial | Warehouse | Existing | Food Preparation | Natural Gas | Range | E5 | Utility - Value of Sales | 0 | 0 | 0 | 0 | 0 | 0 | 0 | 0 | 0 | 0 | 0 | 0 | 0 | 0 | 0 | 0 | 0 | 0 | 0 | 0 | 0 | 0 | 0 | 0 | 0 | 0 | 0 | 0 | 0 | 0
F6_Commercial_Warehouse_Existing_Food Preparation_Natural Gas_Range_E6 | F6 | Commercial | Warehouse | Existing | Food Preparation | Natural Gas | Range | E6 | Utility - Value of Sales | 0 | 0 | 0 | 0 | 0 | 0 | 0 | 0 | 0 | 0 | 0 | 0 | 0 | 0 | 0 | 0 | 0 | 0 | 0 | 0 | 0 | 0 | 0 | 0 | 0 | 0 | 0 | 0 | 0 | 0
F6_Commercial_Warehouse_Existing_Food Preparation_Natural Gas_Range_E7 | F6 | Commercial | Warehouse | Existing | Food Preparation | Natural Gas | Range | E7 | Utility - Value of Sales | 0 | 0 | 0 | 0 | 0 | 0 | 0 | 0 | 0 | 0 | 0 | 0 | 0 | 0 | 0 | 0 | 0 | 0 | 0 | 0 | 0 | 0 | 0 | 0 | 0 | 0 | 0 | 0 | 0 | 0
F6_Commercial_Warehouse_Existing_Food Preparation_Natural Gas_Range_E8 | F6 | Commercial | Warehouse | Existing | Food Preparation | Natural Gas | Range | E8 | Utility - Value of Sales | 0 | 0 | 0 | 0 | 0 | 0 | 0 | 0 | 0 | 0 | 0 | 0 | 0 | 0 | 0 | 0 | 0 | 0 | 0 | 0 | 0 | 0 | 0 | 0 | 0 | 0 | 0 | 0 | 0 | 0
F6_Commercial_Warehouse_Existing_Food Preparation_Natural Gas_Range_E9 | F6 | Commercial | Warehouse | Existing | Food Preparation | Natural Gas | Range | E9 | Utility - Value of Sales | 0 | 0 | 0 | 0 | 0 | 0 | 0 | 0 | 0 | 0 | 0 | 0 | 0 | 0 | 0 | 0 | 0 | 0 | 0 | 0 | 0 | 0 | 0 | 0 | 0 | 0 | 0 | 0 | 0 | 0
F6_Commercial_Warehouse_Existing_Food Preparation_Natural Gas_Range_E10 | F6 | Commercial | Warehouse | Existing | Food Preparation | Natural Gas | Range | E10 | Utility - Value of Sales | 0 | 0 | 0 | 0 | 0 | 0 | 0 | 0 | 0 | 0 | 0 | 0 | 0 | 0 | 0 | 0 | 0 | 0 | 0 | 0 | 0 | 0 | 0 | 0 | 0 | 0 | 0 | 0 | 0 | 0
F1_Commercial_Warehouse_Existing_Food Preparation_Natural Gas_Steamer_E1 | F1 | Commercial | Warehouse | Existing | Food Preparation | Natural Gas | Steamer | E1 | Participant - Cost of Equipment | 0.31883 | 0.31883 | 0.31883 | 0.31883 | 0.31883 | 0.31883 | 0.31883 | 0.31883 | 0.31883 | 0.31883 | 0.31883 | 0.31883 | 0.31883 | 0.31883 | 0.31883 | 0.31883 | 0.31883 | 0.31883 | 0.31883 | 0.31883 | 0.31883 | 0.31883 | 0 | 0 | 0 | 0 | 0 | 0 | 0 | 0
F1_Commercial_Warehouse_Existing_Food Preparation_Natural Gas_Steamer_E2 | F1 | Commercial | Warehouse | Existing | Food Preparation | Natural Gas | Steamer | E2 | Participant - Cost of Equipment | 0.34248 | 0.34248 | 0.34248 | 0.34248 | 0.34248 | 0.34248 | 0.34248 | 0.34248 | 0.34248 | 0.34248 | 0.34248 | 0.34248 | 0.34248 | 0.34248 | 0.34248 | 0.34248 | 0.34248 | 0.34248 | 0.34248 | 0.34248 | 0.34248 | 0.34248 | 0 | 0 | 0 | 0 | 0 | 0 | 0 | 0
F1_Commercial_Warehouse_Existing_Food Preparation_Natural Gas_Steamer_E3 | F1 | Commercial | Warehouse | Existing | Food Preparation | Natural Gas | Steamer | E3 | Participant - Cost of Equipment | 0 | 0 | 0 | 0 | 0 | 0 | 0 | 0 | 0 | 0 | 0 | 0 | 0 | 0 | 0 | 0 | 0 | 0 | 0 | 0 | 0 | 0 | 0 | 0 | 0 | 0 | 0 | 0 | 0 | 0
F1_Commercial_Warehouse_Existing_Food Preparation_Natural Gas_Steamer_E4 | F1 | Commercial | Warehouse | Existing | Food Preparation | Natural Gas | Steamer | E4 | Participant - Cost of Equipment | 0 | 0 | 0 | 0 | 0 | 0 | 0 | 0 | 0 | 0 | 0 | 0 | 0 | 0 | 0 | 0 | 0 | 0 | 0 | 0 | 0 | 0 | 0 | 0 | 0 | 0 | 0 | 0 | 0 | 0
F1_Commercial_Warehouse_Existing_Food Preparation_Natural Gas_Steamer_E5 | F1 | Commercial | Warehouse | Existing | Food Preparation | Natural Gas | Steamer | E5 | Participant - Cost of Equipment | 0 | 0 | 0 | 0 | 0 | 0 | 0 | 0 | 0 | 0 | 0 | 0 | 0 | 0 | 0 | 0 | 0 | 0 | 0 | 0 | 0 | 0 | 0 | 0 | 0 | 0 | 0 | 0 | 0 | 0
F1_Commercial_Warehouse_Existing_Food Preparation_Natural Gas_Steamer_E6 | F1 | Commercial | Warehouse | Existing | Food Preparation | Natural Gas | Steamer | E6 | Participant - Cost of Equipment | 0 | 0 | 0 | 0 | 0 | 0 | 0 | 0 | 0 | 0 | 0 | 0 | 0 | 0 | 0 | 0 | 0 | 0 | 0 | 0 | 0 | 0 | 0 | 0 | 0 | 0 | 0 | 0 | 0 | 0
F1_Commercial_Warehouse_Existing_Food Preparation_Natural Gas_Steamer_E7 | F1 | Commercial | Warehouse | Existing | Food Preparation | Natural Gas | Steamer | E7 | Participant - Cost of Equipment | 0 | 0 | 0 | 0 | 0 | 0 | 0 | 0 | 0 | 0 | 0 | 0 | 0 | 0 | 0 | 0 | 0 | 0 | 0 | 0 | 0 | 0 | 0 | 0 | 0 | 0 | 0 | 0 | 0 | 0
F1_Commercial_Warehouse_Existing_Food Preparation_Natural Gas_Steamer_E8 | F1 | Commercial | Warehouse | Existing | Food Preparation | Natural Gas | Steamer | E8 | Participant - Cost of Equipment | 0 | 0 | 0 | 0 | 0 | 0 | 0 | 0 | 0 | 0 | 0 | 0 | 0 | 0 | 0 | 0 | 0 | 0 | 0 | 0 | 0 | 0 | 0 | 0 | 0 | 0 | 0 | 0 | 0 | 0
F1_Commercial_Warehouse_Existing_Food Preparation_Natural Gas_Steamer_E9 | F1 | Commercial | Warehouse | Existing | Food Preparation | Natural Gas | Steamer | E9 | Participant - Cost of Equipment | 0 | 0 | 0 | 0 | 0 | 0 | 0 | 0 | 0 | 0 | 0 | 0 | 0 | 0 | 0 | 0 | 0 | 0 | 0 | 0 | 0 | 0 | 0 | 0 | 0 | 0 | 0 | 0 | 0 | 0
F1_Commercial_Warehouse_Existing_Food Preparation_Natural Gas_Steamer_E10 | F1 | Commercial | Warehouse | Existing | Food Preparation | Natural Gas | Steamer | E10 | Participant - Cost of Equipment | 0 | 0 | 0 | 0 | 0 | 0 | 0 | 0 | 0 | 0 | 0 | 0 | 0 | 0 | 0 | 0 | 0 | 0 | 0 | 0 | 0 | 0 | 0 | 0 | 0 | 0 | 0 | 0 | 0 | 0
F2_Commercial_Warehouse_Existing_Food Preparation_Natural Gas_Steamer_E1 | F2 | Commercial | Warehouse | Existing | Food Preparation | Natural Gas | Steamer | E1 | Participant - Cost of Operation | 0.34673 | 0.34967 | 0.35319 | 0.35908 | 0.36692 | 0.37623 | 0.38482 | 0.39223 | 0.39916 | 0.40599 | 0.41303 | 0.42004 | 0.42685 | 0.43388 | 0.44039 | 0.44684 | 0.45372 | 0.46066 | 0.46765 | 0.47467 | 0.48162 | 0.48846 | 0 | 0 | 0 | 0 | 0 | 0 | 0 | 0
F2_Commercial_Warehouse_Existing_Food Preparation_Natural Gas_Steamer_E2 | F2 | Commercial | Warehouse | Existing | Food Preparation | Natural Gas | Steamer | E2 | Participant - Cost of Operation | 0.072325 | 0.072938 | 0.073673 | 0.0749 | 0.076537 | 0.078477 | 0.08027 | 0.081816 | 0.083261 | 0.084686 | 0.086154 | 0.087616 | 0.089037 | 0.090503 | 0.091862 | 0.093206 | 0.094643 | 0.09609 | 0.097548 | 0.099013 | 0.10046 | 0.10189 | 0 | 0 | 0 | 0 | 0 | 0 | 0 | 0
F2_Commercial_Warehouse_Existing_Food Preparation_Natural Gas_Steamer_E3 | F2 | Commercial | Warehouse | Existing | Food Preparation | Natural Gas | Steamer | E3 | Participant - Cost of Operation | 0 | 0 | 0 | 0 | 0 | 0 | 0 | 0 | 0 | 0 | 0 | 0 | 0 | 0 | 0 | 0 | 0 | 0 | 0 | 0 | 0 | 0 | 0 | 0 | 0 | 0 | 0 | 0 | 0 | 0
F2_Commercial_Warehouse_Existing_Food Preparation_Natural Gas_Steamer_E4 | F2 | Commercial | Warehouse | Existing | Food Preparation | Natural Gas | Steamer | E4 | Participant - Cost of Operation | 0 | 0 | 0 | 0 | 0 | 0 | 0 | 0 | 0 | 0 | 0 | 0 | 0 | 0 | 0 | 0 | 0 | 0 | 0 | 0 | 0 | 0 | 0 | 0 | 0 | 0 | 0 | 0 | 0 | 0
F2_Commercial_Warehouse_Existing_Food Preparation_Natural Gas_Steamer_E5 | F2 | Commercial | Warehouse | Existing | Food Preparation | Natural Gas | Steamer | E5 | Participant - Cost of Operation | 0 | 0 | 0 | 0 | 0 | 0 | 0 | 0 | 0 | 0 | 0 | 0 | 0 | 0 | 0 | 0 | 0 | 0 | 0 | 0 | 0 | 0 | 0 | 0 | 0 | 0 | 0 | 0 | 0 | 0
F2_Commercial_Warehouse_Existing_Food Preparation_Natural Gas_Steamer_E6 | F2 | Commercial | Warehouse | Existing | Food Preparation | Natural Gas | Steamer | E6 | Participant - Cost of Operation | 0 | 0 | 0 | 0 | 0 | 0 | 0 | 0 | 0 | 0 | 0 | 0 | 0 | 0 | 0 | 0 | 0 | 0 | 0 | 0 | 0 | 0 | 0 | 0 | 0 | 0 | 0 | 0 | 0 | 0
F2_Commercial_Warehouse_Existing_Food Preparation_Natural Gas_Steamer_E7 | F2 | Commercial | Warehouse | Existing | Food Preparation | Natural Gas | Steamer | E7 | Participant - Cost of Operation | 0 | 0 | 0 | 0 | 0 | 0 | 0 | 0 | 0 | 0 | 0 | 0 | 0 | 0 | 0 | 0 | 0 | 0 | 0 | 0 | 0 | 0 | 0 | 0 | 0 | 0 | 0 | 0 | 0 | 0
F2_Commercial_Warehouse_Existing_Food Preparation_Natural Gas_Steamer_E8 | F2 | Commercial | Warehouse | Existing | Food Preparation | Natural Gas | Steamer | E8 | Participant - Cost of Operation | 0 | 0 | 0 | 0 | 0 | 0 | 0 | 0 | 0 | 0 | 0 | 0 | 0 | 0 | 0 | 0 | 0 | 0 | 0 | 0 | 0 | 0 | 0 | 0 | 0 | 0 | 0 | 0 | 0 | 0
F2_Commercial_Warehouse_Existing_Food Preparation_Natural Gas_Steamer_E9 | F2 | Commercial | Warehouse | Existing | Food Preparation | Natural Gas | Steamer | E9 | Participant - Cost of Operation | 0 | 0 | 0 | 0 | 0 | 0 | 0 | 0 | 0 | 0 | 0 | 0 | 0 | 0 | 0 | 0 | 0 | 0 | 0 | 0 | 0 | 0 | 0 | 0 | 0 | 0 | 0 | 0 | 0 | 0
F2_Commercial_Warehouse_Existing_Food Preparation_Natural Gas_Steamer_E10 | F2 | Commercial | Warehouse | Existing | Food Preparation | Natural Gas | Steamer | E10 | Participant - Cost of Operation | 0 | 0 | 0 | 0 | 0 | 0 | 0 | 0 | 0 | 0 | 0 | 0 | 0 | 0 | 0 | 0 | 0 | 0 | 0 | 0 | 0 | 0 | 0 | 0 | 0 | 0 | 0 | 0 | 0 | 0
F3_Commercial_Warehouse_Existing_Food Preparation_Natural Gas_Steamer_E1 | F3 | Commercial | Warehouse | Existing | Food Preparation | Natural Gas | Steamer | E1 | System - kBTUs of Conusmption | 32.63 | 32.725 | 32.8322 | 33.0787 | 33.2942 | 33.4776 | 33.6179 | 33.7376 | 33.8268 | 33.8856 | 33.9041 | 33.9019 | 33.8705 | 33.8107 | 33.7111 | 33.5954 | 33.471 | 33.3381 | 33.1862 | 33.0399 | 32.8881 | 32.732 | 0 | 0 | 0 | 0 | 0 | 0 | 0 | 0
F3_Commercial_Warehouse_Existing_Food Preparation_Natural Gas_Steamer_E2 | F3 | Commercial | Warehouse | Existing | Food Preparation | Natural Gas | Steamer | E2 | System - kBTUs of Conusmption | 6.8063 | 6.8262 | 6.8485 | 6.8999 | 6.9449 | 6.9831 | 7.0124 | 7.0374 | 7.056 | 7.0682 | 7.0721 | 7.0716 | 7.0651 | 7.0526 | 7.0318 | 7.0077 | 6.9818 | 6.954 | 6.9223 | 6.8918 | 6.8602 | 6.8276 | 0 | 0 | 0 | 0 | 0 | 0 | 0 | 0
F3_Commercial_Warehouse_Existing_Food Preparation_Natural Gas_Steamer_E3 | F3 | Commercial | Warehouse | Existing | Food Preparation | Natural Gas | Steamer | E3 | System - kBTUs of Conusmption | 0 | 0 | 0 | 0 | 0 | 0 | 0 | 0 | 0 | 0 | 0 | 0 | 0 | 0 | 0 | 0 | 0 | 0 | 0 | 0 | 0 | 0 | 0 | 0 | 0 | 0 | 0 | 0 | 0 | 0
F3_Commercial_Warehouse_Existing_Food Preparation_Natural Gas_Steamer_E4 | F3 | Commercial | Warehouse | Existing | Food Preparation | Natural Gas | Steamer | E4 | System - kBTUs of Conusmption | 0 | 0 | 0 | 0 | 0 | 0 | 0 | 0 | 0 | 0 | 0 | 0 | 0 | 0 | 0 | 0 | 0 | 0 | 0 | 0 | 0 | 0 | 0 | 0 | 0 | 0 | 0 | 0 | 0 | 0
F3_Commercial_Warehouse_Existing_Food Preparation_Natural Gas_Steamer_E5 | F3 | Commercial | Warehouse | Existing | Food Preparation | Natural Gas | Steamer | E5 | System - kBTUs of Conusmption | 0 | 0 | 0 | 0 | 0 | 0 | 0 | 0 | 0 | 0 | 0 | 0 | 0 | 0 | 0 | 0 | 0 | 0 | 0 | 0 | 0 | 0 | 0 | 0 | 0 | 0 | 0 | 0 | 0 | 0
F3_Commercial_Warehouse_Existing_Food Preparation_Natural Gas_Steamer_E6 | F3 | Commercial | Warehouse | Existing | Food Preparation | Natural Gas | Steamer | E6 | System - kBTUs of Conusmption | 0 | 0 | 0 | 0 | 0 | 0 | 0 | 0 | 0 | 0 | 0 | 0 | 0 | 0 | 0 | 0 | 0 | 0 | 0 | 0 | 0 | 0 | 0 | 0 | 0 | 0 | 0 | 0 | 0 | 0
F3_Commercial_Warehouse_Existing_Food Preparation_Natural Gas_Steamer_E7 | F3 | Commercial | Warehouse | Existing | Food Preparation | Natural Gas | Steamer | E7 | System - kBTUs of Conusmption | 0 | 0 | 0 | 0 | 0 | 0 | 0 | 0 | 0 | 0 | 0 | 0 | 0 | 0 | 0 | 0 | 0 | 0 | 0 | 0 | 0 | 0 | 0 | 0 | 0 | 0 | 0 | 0 | 0 | 0
F3_Commercial_Warehouse_Existing_Food Preparation_Natural Gas_Steamer_E8 | F3 | Commercial | Warehouse | Existing | Food Preparation | Natural Gas | Steamer | E8 | System - kBTUs of Conusmption | 0 | 0 | 0 | 0 | 0 | 0 | 0 | 0 | 0 | 0 | 0 | 0 | 0 | 0 | 0 | 0 | 0 | 0 | 0 | 0 | 0 | 0 | 0 | 0 | 0 | 0 | 0 | 0 | 0 | 0
F3_Commercial_Warehouse_Existing_Food Preparation_Natural Gas_Steamer_E9 | F3 | Commercial | Warehouse | Existing | Food Preparation | Natural Gas | Steamer | E9 | System - kBTUs of Conusmption | 0 | 0 | 0 | 0 | 0 | 0 | 0 | 0 | 0 | 0 | 0 | 0 | 0 | 0 | 0 | 0 | 0 | 0 | 0 | 0 | 0 | 0 | 0 | 0 | 0 | 0 | 0 | 0 | 0 | 0
F3_Commercial_Warehouse_Existing_Food Preparation_Natural Gas_Steamer_E10 | F3 | Commercial | Warehouse | Existing | Food Preparation | Natural Gas | Steamer | E10 | System - kBTUs of Conusmption | 0 | 0 | 0 | 0 | 0 | 0 | 0 | 0 | 0 | 0 | 0 | 0 | 0 | 0 | 0 | 0 | 0 | 0 | 0 | 0 | 0 | 0 | 0 | 0 | 0 | 0 | 0 | 0 | 0 | 0
F4_Commercial_Warehouse_Existing_Food Preparation_Natural Gas_Steamer_E1 | F4 | Commercial | Warehouse | Existing | Food Preparation | Natural Gas | Steamer | E1 | Utility - Cost of Equipment | 0.31883 | 0.31883 | 0.31883 | 0.31883 | 0.31883 | 0.31883 | 0.31883 | 0.31883 | 0.31883 | 0.31883 | 0.31883 | 0.31883 | 0.31883 | 0.31883 | 0.31883 | 0.31883 | 0.31883 | 0.31883 | 0.31883 | 0.31883 | 0.31883 | 0.31883 | 0 | 0 | 0 | 0 | 0 | 0 | 0 | 0
F4_Commercial_Warehouse_Existing_Food Preparation_Natural Gas_Steamer_E2 | F4 | Commercial | Warehouse | Existing | Food Preparation | Natural Gas | Steamer | E2 | Utility - Cost of Equipment | 0.34248 | 0.34248 | 0.34248 | 0.34248 | 0.34248 | 0.34248 | 0.34248 | 0.34248 | 0.34248 | 0.34248 | 0.34248 | 0.34248 | 0.34248 | 0.34248 | 0.34248 | 0.34248 | 0.34248 | 0.34248 | 0.34248 | 0.34248 | 0.34248 | 0.34248 | 0 | 0 | 0 | 0 | 0 | 0 | 0 | 0
F4_Commercial_Warehouse_Existing_Food Preparation_Natural Gas_Steamer_E3 | F4 | Commercial | Warehouse | Existing | Food Preparation | Natural Gas | Steamer | E3 | Utility - Cost of Equipment | 0 | 0 | 0 | 0 | 0 | 0 | 0 | 0 | 0 | 0 | 0 | 0 | 0 | 0 | 0 | 0 | 0 | 0 | 0 | 0 | 0 | 0 | 0 | 0 | 0 | 0 | 0 | 0 | 0 | 0
F4_Commercial_Warehouse_Existing_Food Preparation_Natural Gas_Steamer_E4 | F4 | Commercial | Warehouse | Existing | Food Preparation | Natural Gas | Steamer | E4 | Utility - Cost of Equipment | 0 | 0 | 0 | 0 | 0 | 0 | 0 | 0 | 0 | 0 | 0 | 0 | 0 | 0 | 0 | 0 | 0 | 0 | 0 | 0 | 0 | 0 | 0 | 0 | 0 | 0 | 0 | 0 | 0 | 0
F4_Commercial_Warehouse_Existing_Food Preparation_Natural Gas_Steamer_E5 | F4 | Commercial | Warehouse | Existing | Food Preparation | Natural Gas | Steamer | E5 | Utility - Cost of Equipment | 0 | 0 | 0 | 0 | 0 | 0 | 0 | 0 | 0 | 0 | 0 | 0 | 0 | 0 | 0 | 0 | 0 | 0 | 0 | 0 | 0 | 0 | 0 | 0 | 0 | 0 | 0 | 0 | 0 | 0
F4_Commercial_Warehouse_Existing_Food Preparation_Natural Gas_Steamer_E6 | F4 | Commercial | Warehouse | Existing | Food Preparation | Natural Gas | Steamer | E6 | Utility - Cost of Equipment | 0 | 0 | 0 | 0 | 0 | 0 | 0 | 0 | 0 | 0 | 0 | 0 | 0 | 0 | 0 | 0 | 0 | 0 | 0 | 0 | 0 | 0 | 0 | 0 | 0 | 0 | 0 | 0 | 0 | 0
F4_Commercial_Warehouse_Existing_Food Preparation_Natural Gas_Steamer_E7 | F4 | Commercial | Warehouse | Existing | Food Preparation | Natural Gas | Steamer | E7 | Utility - Cost of Equipment | 0 | 0 | 0 | 0 | 0 | 0 | 0 | 0 | 0 | 0 | 0 | 0 | 0 | 0 | 0 | 0 | 0 | 0 | 0 | 0 | 0 | 0 | 0 | 0 | 0 | 0 | 0 | 0 | 0 | 0
F4_Commercial_Warehouse_Existing_Food Preparation_Natural Gas_Steamer_E8 | F4 | Commercial | Warehouse | Existing | Food Preparation | Natural Gas | Steamer | E8 | Utility - Cost of Equipment | 0 | 0 | 0 | 0 | 0 | 0 | 0 | 0 | 0 | 0 | 0 | 0 | 0 | 0 | 0 | 0 | 0 | 0 | 0 | 0 | 0 | 0 | 0 | 0 | 0 | 0 | 0 | 0 | 0 | 0
F4_Commercial_Warehouse_Existing_Food Preparation_Natural Gas_Steamer_E9 | F4 | Commercial | Warehouse | Existing | Food Preparation | Natural Gas | Steamer | E9 | Utility - Cost of Equipment | 0 | 0 | 0 | 0 | 0 | 0 | 0 | 0 | 0 | 0 | 0 | 0 | 0 | 0 | 0 | 0 | 0 | 0 | 0 | 0 | 0 | 0 | 0 | 0 | 0 | 0 | 0 | 0 | 0 | 0
F4_Commercial_Warehouse_Existing_Food Preparation_Natural Gas_Steamer_E10 | F4 | Commercial | Warehouse | Existing | Food Preparation | Natural Gas | Steamer | E10 | Utility - Cost of Equipment | 0 | 0 | 0 | 0 | 0 | 0 | 0 | 0 | 0 | 0 | 0 | 0 | 0 | 0 | 0 | 0 | 0 | 0 | 0 | 0 | 0 | 0 | 0 | 0 | 0 | 0 | 0 | 0 | 0 | 0
F5_Commercial_Warehouse_Existing_Food Preparation_Natural Gas_Steamer_E1 | F5 | Commercial | Warehouse | Existing | Food Preparation | Natural Gas | Steamer | E1 | Utility - Cost of Operation | 0.28941 | 0.29186 | 0.2948 | 0.29971 | 0.30626 | 0.31403 | 0.3212 | 0.32739 | 0.33317 | 0.33887 | 0.34475 | 0.3506 | 0.35628 | 0.36215 | 0.36759 | 0.37296 | 0.37871 | 0.3845 | 0.39034 | 0.3962 | 0.402 | 0.40771 | 0 | 0 | 0 | 0 | 0 | 0 | 0 | 0
F5_Commercial_Warehouse_Existing_Food Preparation_Natural Gas_Steamer_E2 | F5 | Commercial | Warehouse | Existing | Food Preparation | Natural Gas | Steamer | E2 | Utility - Cost of Operation | 0.060368 | 0.06088 | 0.061493 | 0.062518 | 0.063884 | 0.065503 | 0.067 | 0.06829 | 0.069496 | 0.070686 | 0.071911 | 0.073131 | 0.074317 | 0.075541 | 0.076676 | 0.077797 | 0.078996 | 0.080204 | 0.081422 | 0.082644 | 0.083853 | 0.085044 | 0 | 0 | 0 | 0 | 0 | 0 | 0 | 0
F5_Commercial_Warehouse_Existing_Food Preparation_Natural Gas_Steamer_E3 | F5 | Commercial | Warehouse | Existing | Food Preparation | Natural Gas | Steamer | E3 | Utility - Cost of Operation | 0 | 0 | 0 | 0 | 0 | 0 | 0 | 0 | 0 | 0 | 0 | 0 | 0 | 0 | 0 | 0 | 0 | 0 | 0 | 0 | 0 | 0 | 0 | 0 | 0 | 0 | 0 | 0 | 0 | 0
F5_Commercial_Warehouse_Existing_Food Preparation_Natural Gas_Steamer_E4 | F5 | Commercial | Warehouse | Existing | Food Preparation | Natural Gas | Steamer | E4 | Utility - Cost of Operation | 0 | 0 | 0 | 0 | 0 | 0 | 0 | 0 | 0 | 0 | 0 | 0 | 0 | 0 | 0 | 0 | 0 | 0 | 0 | 0 | 0 | 0 | 0 | 0 | 0 | 0 | 0 | 0 | 0 | 0
F5_Commercial_Warehouse_Existing_Food Preparation_Natural Gas_Steamer_E5 | F5 | Commercial | Warehouse | Existing | Food Preparation | Natural Gas | Steamer | E5 | Utility - Cost of Operation | 0 | 0 | 0 | 0 | 0 | 0 | 0 | 0 | 0 | 0 | 0 | 0 | 0 | 0 | 0 | 0 | 0 | 0 | 0 | 0 | 0 | 0 | 0 | 0 | 0 | 0 | 0 | 0 | 0 | 0
F5_Commercial_Warehouse_Existing_Food Preparation_Natural Gas_Steamer_E6 | F5 | Commercial | Warehouse | Existing | Food Preparation | Natural Gas | Steamer | E6 | Utility - Cost of Operation | 0 | 0 | 0 | 0 | 0 | 0 | 0 | 0 | 0 | 0 | 0 | 0 | 0 | 0 | 0 | 0 | 0 | 0 | 0 | 0 | 0 | 0 | 0 | 0 | 0 | 0 | 0 | 0 | 0 | 0
F5_Commercial_Warehouse_Existing_Food Preparation_Natural Gas_Steamer_E7 | F5 | Commercial | Warehouse | Existing | Food Preparation | Natural Gas | Steamer | E7 | Utility - Cost of Operation | 0 | 0 | 0 | 0 | 0 | 0 | 0 | 0 | 0 | 0 | 0 | 0 | 0 | 0 | 0 | 0 | 0 | 0 | 0 | 0 | 0 | 0 | 0 | 0 | 0 | 0 | 0 | 0 | 0 | 0
F5_Commercial_Warehouse_Existing_Food Preparation_Natural Gas_Steamer_E8 | F5 | Commercial | Warehouse | Existing | Food Preparation | Natural Gas | Steamer | E8 | Utility - Cost of Operation | 0 | 0 | 0 | 0 | 0 | 0 | 0 | 0 | 0 | 0 | 0 | 0 | 0 | 0 | 0 | 0 | 0 | 0 | 0 | 0 | 0 | 0 | 0 | 0 | 0 | 0 | 0 | 0 | 0 | 0
F5_Commercial_Warehouse_Existing_Food Preparation_Natural Gas_Steamer_E9 | F5 | Commercial | Warehouse | Existing | Food Preparation | Natural Gas | Steamer | E9 | Utility - Cost of Operation | 0 | 0 | 0 | 0 | 0 | 0 | 0 | 0 | 0 | 0 | 0 | 0 | 0 | 0 | 0 | 0 | 0 | 0 | 0 | 0 | 0 | 0 | 0 | 0 | 0 | 0 | 0 | 0 | 0 | 0
F5_Commercial_Warehouse_Existing_Food Preparation_Natural Gas_Steamer_E10 | F5 | Commercial | Warehouse | Existing | Food Preparation | Natural Gas | Steamer | E10 | Utility - Cost of Operation | 0 | 0 | 0 | 0 | 0 | 0 | 0 | 0 | 0 | 0 | 0 | 0 | 0 | 0 | 0 | 0 | 0 | 0 | 0 | 0 | 0 | 0 | 0 | 0 | 0 | 0 | 0 | 0 | 0 | 0
F6_Commercial_Warehouse_Existing_Food Preparation_Natural Gas_Steamer_E1 | F6 | Commercial | Warehouse | Existing | Food Preparation | Natural Gas | Steamer | E1 | Utility - Value of Sales | 0.34673 | 0.34967 | 0.35319 | 0.35908 | 0.36692 | 0.37623 | 0.38482 | 0.39223 | 0.39916 | 0.40599 | 0.41303 | 0.42004 | 0.42685 | 0.43388 | 0.44039 | 0.44684 | 0.45372 | 0.46066 | 0.46765 | 0.47467 | 0.48162 | 0.48846 | 0 | 0 | 0 | 0 | 0 | 0 | 0 | 0
F6_Commercial_Warehouse_Existing_Food Preparation_Natural Gas_Steamer_E2 | F6 | Commercial | Warehouse | Existing | Food Preparation | Natural Gas | Steamer | E2 | Utility - Value of Sales | 0.072325 | 0.072938 | 0.073673 | 0.0749 | 0.076537 | 0.078477 | 0.08027 | 0.081816 | 0.083261 | 0.084686 | 0.086154 | 0.087616 | 0.089037 | 0.090503 | 0.091862 | 0.093206 | 0.094643 | 0.09609 | 0.097548 | 0.099013 | 0.10046 | 0.10189 | 0 | 0 | 0 | 0 | 0 | 0 | 0 | 0
F6_Commercial_Warehouse_Existing_Food Preparation_Natural Gas_Steamer_E3 | F6 | Commercial | Warehouse | Existing | Food Preparation | Natural Gas | Steamer | E3 | Utility - Value of Sales | 0 | 0 | 0 | 0 | 0 | 0 | 0 | 0 | 0 | 0 | 0 | 0 | 0 | 0 | 0 | 0 | 0 | 0 | 0 | 0 | 0 | 0 | 0 | 0 | 0 | 0 | 0 | 0 | 0 | 0
F6_Commercial_Warehouse_Existing_Food Preparation_Natural Gas_Steamer_E4 | F6 | Commercial | Warehouse | Existing | Food Preparation | Natural Gas | Steamer | E4 | Utility - Value of Sales | 0 | 0 | 0 | 0 | 0 | 0 | 0 | 0 | 0 | 0 | 0 | 0 | 0 | 0 | 0 | 0 | 0 | 0 | 0 | 0 | 0 | 0 | 0 | 0 | 0 | 0 | 0 | 0 | 0 | 0
F6_Commercial_Warehouse_Existing_Food Preparation_Natural Gas_Steamer_E5 | F6 | Commercial | Warehouse | Existing | Food Preparation | Natural Gas | Steamer | E5 | Utility - Value of Sales | 0 | 0 | 0 | 0 | 0 | 0 | 0 | 0 | 0 | 0 | 0 | 0 | 0 | 0 | 0 | 0 | 0 | 0 | 0 | 0 | 0 | 0 | 0 | 0 | 0 | 0 | 0 | 0 | 0 | 0
F6_Commercial_Warehouse_Existing_Food Preparation_Natural Gas_Steamer_E6 | F6 | Commercial | Warehouse | Existing | Food Preparation | Natural Gas | Steamer | E6 | Utility - Value of Sales | 0 | 0 | 0 | 0 | 0 | 0 | 0 | 0 | 0 | 0 | 0 | 0 | 0 | 0 | 0 | 0 | 0 | 0 | 0 | 0 | 0 | 0 | 0 | 0 | 0 | 0 | 0 | 0 | 0 | 0
F6_Commercial_Warehouse_Existing_Food Preparation_Natural Gas_Steamer_E7 | F6 | Commercial | Warehouse | Existing | Food Preparation | Natural Gas | Steamer | E7 | Utility - Value of Sales | 0 | 0 | 0 | 0 | 0 | 0 | 0 | 0 | 0 | 0 | 0 | 0 | 0 | 0 | 0 | 0 | 0 | 0 | 0 | 0 | 0 | 0 | 0 | 0 | 0 | 0 | 0 | 0 | 0 | 0
F6_Commercial_Warehouse_Existing_Food Preparation_Natural Gas_Steamer_E8 | F6 | Commercial | Warehouse | Existing | Food Preparation | Natural Gas | Steamer | E8 | Utility - Value of Sales | 0 | 0 | 0 | 0 | 0 | 0 | 0 | 0 | 0 | 0 | 0 | 0 | 0 | 0 | 0 | 0 | 0 | 0 | 0 | 0 | 0 | 0 | 0 | 0 | 0 | 0 | 0 | 0 | 0 | 0
F6_Commercial_Warehouse_Existing_Food Preparation_Natural Gas_Steamer_E9 | F6 | Commercial | Warehouse | Existing | Food Preparation | Natural Gas | Steamer | E9 | Utility - Value of Sales | 0 | 0 | 0 | 0 | 0 | 0 | 0 | 0 | 0 | 0 | 0 | 0 | 0 | 0 | 0 | 0 | 0 | 0 | 0 | 0 | 0 | 0 | 0 | 0 | 0 | 0 | 0 | 0 | 0 | 0
F6_Commercial_Warehouse_Existing_Food Preparation_Natural Gas_Steamer_E10 | F6 | Commercial | Warehouse | Existing | Food Preparation | Natural Gas | Steamer | E10 | Utility - Value of Sales | 0 | 0 | 0 | 0 | 0 | 0 | 0 | 0 | 0 | 0 | 0 | 0 | 0 | 0 | 0 | 0 | 0 | 0 | 0 | 0 | 0 | 0 | 0 | 0 | 0 | 0 | 0 | 0 | 0 | 0
F1_Commercial_Warehouse_Existing_Food Preparation_Natural Gas_Food Prep Other_E1 | F1 | Commercial | Warehouse | Existing | Food Preparation | Natural Gas | Food Prep Other | E1 | Participant - Cost of Equipment | 0.013508 | 0.013508 | 0.013508 | 0.013508 | 0.013508 | 0.013508 | 0.013508 | 0.013508 | 0.013508 | 0.013508 | 0.013508 | 0.013508 | 0.013508 | 0.013508 | 0.013508 | 0.013508 | 0.013508 | 0.013508 | 0.013508 | 0.013508 | 0.013508 | 0.013508 | 0 | 0 | 0 | 0 | 0 | 0 | 0 | 0
F1_Commercial_Warehouse_Existing_Food Preparation_Natural Gas_Food Prep Other_E2 | F1 | Commercial | Warehouse | Existing | Food Preparation | Natural Gas | Food Prep Other | E2 | Participant - Cost of Equipment | 0.013522 | 0.013522 | 0.013522 | 0.013522 | 0.013522 | 0.013522 | 0.013522 | 0.013522 | 0.013522 | 0.013522 | 0.013522 | 0.013522 | 0.013522 | 0.013522 | 0.013522 | 0.013522 | 0.013522 | 0.013522 | 0.013522 | 0.013522 | 0.013522 | 0.013522 | 0 | 0 | 0 | 0 | 0 | 0 | 0 | 0
F1_Commercial_Warehouse_Existing_Food Preparation_Natural Gas_Food Prep Other_E3 | F1 | Commercial | Warehouse | Existing | Food Preparation | Natural Gas | Food Prep Other | E3 | Participant - Cost of Equipment | 0 | 0 | 0 | 0 | 0 | 0 | 0 | 0 | 0 | 0 | 0 | 0 | 0 | 0 | 0 | 0 | 0 | 0 | 0 | 0 | 0 | 0 | 0 | 0 | 0 | 0 | 0 | 0 | 0 | 0
F1_Commercial_Warehouse_Existing_Food Preparation_Natural Gas_Food Prep Other_E4 | F1 | Commercial | Warehouse | Existing | Food Preparation | Natural Gas | Food Prep Other | E4 | Participant - Cost of Equipment | 0 | 0 | 0 | 0 | 0 | 0 | 0 | 0 | 0 | 0 | 0 | 0 | 0 | 0 | 0 | 0 | 0 | 0 | 0 | 0 | 0 | 0 | 0 | 0 | 0 | 0 | 0 | 0 | 0 | 0
F1_Commercial_Warehouse_Existing_Food Preparation_Natural Gas_Food Prep Other_E5 | F1 | Commercial | Warehouse | Existing | Food Preparation | Natural Gas | Food Prep Other | E5 | Participant - Cost of Equipment | 0 | 0 | 0 | 0 | 0 | 0 | 0 | 0 | 0 | 0 | 0 | 0 | 0 | 0 | 0 | 0 | 0 | 0 | 0 | 0 | 0 | 0 | 0 | 0 | 0 | 0 | 0 | 0 | 0 | 0
F1_Commercial_Warehouse_Existing_Food Preparation_Natural Gas_Food Prep Other_E6 | F1 | Commercial | Warehouse | Existing | Food Preparation | Natural Gas | Food Prep Other | E6 | Participant - Cost of Equipment | 0 | 0 | 0 | 0 | 0 | 0 | 0 | 0 | 0 | 0 | 0 | 0 | 0 | 0 | 0 | 0 | 0 | 0 | 0 | 0 | 0 | 0 | 0 | 0 | 0 | 0 | 0 | 0 | 0 | 0
F1_Commercial_Warehouse_Existing_Food Preparation_Natural Gas_Food Prep Other_E7 | F1 | Commercial | Warehouse | Existing | Food Preparation | Natural Gas | Food Prep Other | E7 | Participant - Cost of Equipment | 0 | 0 | 0 | 0 | 0 | 0 | 0 | 0 | 0 | 0 | 0 | 0 | 0 | 0 | 0 | 0 | 0 | 0 | 0 | 0 | 0 | 0 | 0 | 0 | 0 | 0 | 0 | 0 | 0 | 0
F1_Commercial_Warehouse_Existing_Food Preparation_Natural Gas_Food Prep Other_E8 | F1 | Commercial | Warehouse | Existing | Food Preparation | Natural Gas | Food Prep Other | E8 | Participant - Cost of Equipment | 0 | 0 | 0 | 0 | 0 | 0 | 0 | 0 | 0 | 0 | 0 | 0 | 0 | 0 | 0 | 0 | 0 | 0 | 0 | 0 | 0 | 0 | 0 | 0 | 0 | 0 | 0 | 0 | 0 | 0
F1_Commercial_Warehouse_Existing_Food Preparation_Natural Gas_Food Prep Other_E9 | F1 | Commercial | Warehouse | Existing | Food Preparation | Natural Gas | Food Prep Other | E9 | Participant - Cost of Equipment | 0 | 0 | 0 | 0 | 0 | 0 | 0 | 0 | 0 | 0 | 0 | 0 | 0 | 0 | 0 | 0 | 0 | 0 | 0 | 0 | 0 | 0 | 0 | 0 | 0 | 0 | 0 | 0 | 0 | 0
F1_Commercial_Warehouse_Existing_Food Preparation_Natural Gas_Food Prep Other_E10 | F1 | Commercial | Warehouse | Existing | Food Preparation | Natural Gas | Food Prep Other | E10 | Participant - Cost of Equipment | 0 | 0 | 0 | 0 | 0 | 0 | 0 | 0 | 0 | 0 | 0 | 0 | 0 | 0 | 0 | 0 | 0 | 0 | 0 | 0 | 0 | 0 | 0 | 0 | 0 | 0 | 0 | 0 | 0 | 0
F2_Commercial_Warehouse_Existing_Food Preparation_Natural Gas_Food Prep Other_E1 | F2 | Commercial | Warehouse | Existing | Food Preparation | Natural Gas | Food Prep Other | E1 | Participant - Cost of Operation | 0.14706 | 0.14804 | 0.14931 | 0.15176 | 0.15517 | 0.15926 | 0.16298 | 0.16617 | 0.16919 | 0.17228 | 0.17559 | 0.17881 | 0.18186 | 0.18493 | 0.18765 | 0.19022 | 0.193 | 0.19579 | 0.1986 | 0.2014 | 0.20416 | 0.20684 | 0 | 0 | 0 | 0 | 0 | 0 | 0 | 0
F2_Commercial_Warehouse_Existing_Food Preparation_Natural Gas_Food Prep Other_E2 | F2 | Commercial | Warehouse | Existing | Food Preparation | Natural Gas | Food Prep Other | E2 | Participant - Cost of Operation | 0.14706 | 0.14804 | 0.14931 | 0.15176 | 0.15516 | 0.15926 | 0.16298 | 0.16617 | 0.16919 | 0.17228 | 0.17558 | 0.17881 | 0.18186 | 0.18493 | 0.18765 | 0.19022 | 0.193 | 0.19579 | 0.19859 | 0.2014 | 0.20415 | 0.20684 | 0 | 0 | 0 | 0 | 0 | 0 | 0 | 0
F2_Commercial_Warehouse_Existing_Food Preparation_Natural Gas_Food Prep Other_E3 | F2 | Commercial | Warehouse | Existing | Food Preparation | Natural Gas | Food Prep Other | E3 | Participant - Cost of Operation | 0 | 0 | 0 | 0 | 0 | 0 | 0 | 0 | 0 | 0 | 0 | 0 | 0 | 0 | 0 | 0 | 0 | 0 | 0 | 0 | 0 | 0 | 0 | 0 | 0 | 0 | 0 | 0 | 0 | 0
F2_Commercial_Warehouse_Existing_Food Preparation_Natural Gas_Food Prep Other_E4 | F2 | Commercial | Warehouse | Existing | Food Preparation | Natural Gas | Food Prep Other | E4 | Participant - Cost of Operation | 0 | 0 | 0 | 0 | 0 | 0 | 0 | 0 | 0 | 0 | 0 | 0 | 0 | 0 | 0 | 0 | 0 | 0 | 0 | 0 | 0 | 0 | 0 | 0 | 0 | 0 | 0 | 0 | 0 | 0
F2_Commercial_Warehouse_Existing_Food Preparation_Natural Gas_Food Prep Other_E5 | F2 | Commercial | Warehouse | Existing | Food Preparation | Natural Gas | Food Prep Other | E5 | Participant - Cost of Operation | 0 | 0 | 0 | 0 | 0 | 0 | 0 | 0 | 0 | 0 | 0 | 0 | 0 | 0 | 0 | 0 | 0 | 0 | 0 | 0 | 0 | 0 | 0 | 0 | 0 | 0 | 0 | 0 | 0 | 0
F2_Commercial_Warehouse_Existing_Food Preparation_Natural Gas_Food Prep Other_E6 | F2 | Commercial | Warehouse | Existing | Food Preparation | Natural Gas | Food Prep Other | E6 | Participant - Cost of Operation | 0 | 0 | 0 | 0 | 0 | 0 | 0 | 0 | 0 | 0 | 0 | 0 | 0 | 0 | 0 | 0 | 0 | 0 | 0 | 0 | 0 | 0 | 0 | 0 | 0 | 0 | 0 | 0 | 0 | 0
F2_Commercial_Warehouse_Existing_Food Preparation_Natural Gas_Food Prep Other_E7 | F2 | Commercial | Warehouse | Existing | Food Preparation | Natural Gas | Food Prep Other | E7 | Participant - Cost of Operation | 0 | 0 | 0 | 0 | 0 | 0 | 0 | 0 | 0 | 0 | 0 | 0 | 0 | 0 | 0 | 0 | 0 | 0 | 0 | 0 | 0 | 0 | 0 | 0 | 0 | 0 | 0 | 0 | 0 | 0
F2_Commercial_Warehouse_Existing_Food Preparation_Natural Gas_Food Prep Other_E8 | F2 | Commercial | Warehouse | Existing | Food Preparation | Natural Gas | Food Prep Other | E8 | Participant - Cost of Operation | 0 | 0 | 0 | 0 | 0 | 0 | 0 | 0 | 0 | 0 | 0 | 0 | 0 | 0 | 0 | 0 | 0 | 0 | 0 | 0 | 0 | 0 | 0 | 0 | 0 | 0 | 0 | 0 | 0 | 0
F2_Commercial_Warehouse_Existing_Food Preparation_Natural Gas_Food Prep Other_E9 | F2 | Commercial | Warehouse | Existing | Food Preparation | Natural Gas | Food Prep Other | E9 | Participant - Cost of Operation | 0 | 0 | 0 | 0 | 0 | 0 | 0 | 0 | 0 | 0 | 0 | 0 | 0 | 0 | 0 | 0 | 0 | 0 | 0 | 0 | 0 | 0 | 0 | 0 | 0 | 0 | 0 | 0 | 0 | 0
F2_Commercial_Warehouse_Existing_Food Preparation_Natural Gas_Food Prep Other_E10 | F2 | Commercial | Warehouse | Existing | Food Preparation | Natural Gas | Food Prep Other | E10 | Participant - Cost of Operation | 0 | 0 | 0 | 0 | 0 | 0 | 0 | 0 | 0 | 0 | 0 | 0 | 0 | 0 | 0 | 0 | 0 | 0 | 0 | 0 | 0 | 0 | 0 | 0 | 0 | 0 | 0 | 0 | 0 | 0
F3_Commercial_Warehouse_Existing_Food Preparation_Natural Gas_Food Prep Other_E1 | F3 | Commercial | Warehouse | Existing | Food Preparation | Natural Gas | Food Prep Other | E1 | System - kBTUs of Conusmption | 13.9339 | 13.9713 | 14.0167 | 14.1343 | 14.2368 | 14.3236 | 14.3896 | 14.4546 | 14.5142 | 14.5685 | 14.6138 | 14.6413 | 14.6472 | 14.6313 | 14.5879 | 14.5282 | 14.4641 | 14.3955 | 14.3172 | 14.2417 | 14.1634 | 14.0829 | 0 | 0 | 0 | 0 | 0 | 0 | 0 | 0
F3_Commercial_Warehouse_Existing_Food Preparation_Natural Gas_Food Prep Other_E2 | F3 | Commercial | Warehouse | Existing | Food Preparation | Natural Gas | Food Prep Other | E2 | System - kBTUs of Conusmption | 13.9338 | 13.9712 | 14.0166 | 14.1342 | 14.2367 | 14.3235 | 14.3895 | 14.4545 | 14.5141 | 14.5684 | 14.6137 | 14.6412 | 14.647 | 14.6312 | 14.5878 | 14.5281 | 14.464 | 14.3954 | 14.3171 | 14.2416 | 14.1633 | 14.0828 | 0 | 0 | 0 | 0 | 0 | 0 | 0 | 0
F3_Commercial_Warehouse_Existing_Food Preparation_Natural Gas_Food Prep Other_E3 | F3 | Commercial | Warehouse | Existing | Food Preparation | Natural Gas | Food Prep Other | E3 | System - kBTUs of Conusmption | 0 | 0 | 0 | 0 | 0 | 0 | 0 | 0 | 0 | 0 | 0 | 0 | 0 | 0 | 0 | 0 | 0 | 0 | 0 | 0 | 0 | 0 | 0 | 0 | 0 | 0 | 0 | 0 | 0 | 0
F3_Commercial_Warehouse_Existing_Food Preparation_Natural Gas_Food Prep Other_E4 | F3 | Commercial | Warehouse | Existing | Food Preparation | Natural Gas | Food Prep Other | E4 | System - kBTUs of Conusmption | 0 | 0 | 0 | 0 | 0 | 0 | 0 | 0 | 0 | 0 | 0 | 0 | 0 | 0 | 0 | 0 | 0 | 0 | 0 | 0 | 0 | 0 | 0 | 0 | 0 | 0 | 0 | 0 | 0 | 0
F3_Commercial_Warehouse_Existing_Food Preparation_Natural Gas_Food Prep Other_E5 | F3 | Commercial | Warehouse | Existing | Food Preparation | Natural Gas | Food Prep Other | E5 | System - kBTUs of Conusmption | 0 | 0 | 0 | 0 | 0 | 0 | 0 | 0 | 0 | 0 | 0 | 0 | 0 | 0 | 0 | 0 | 0 | 0 | 0 | 0 | 0 | 0 | 0 | 0 | 0 | 0 | 0 | 0 | 0 | 0
F3_Commercial_Warehouse_Existing_Food Preparation_Natural Gas_Food Prep Other_E6 | F3 | Commercial | Warehouse | Existing | Food Preparation | Natural Gas | Food Prep Other | E6 | System - kBTUs of Conusmption | 0 | 0 | 0 | 0 | 0 | 0 | 0 | 0 | 0 | 0 | 0 | 0 | 0 | 0 | 0 | 0 | 0 | 0 | 0 | 0 | 0 | 0 | 0 | 0 | 0 | 0 | 0 | 0 | 0 | 0
F3_Commercial_Warehouse_Existing_Food Preparation_Natural Gas_Food Prep Other_E7 | F3 | Commercial | Warehouse | Existing | Food Preparation | Natural Gas | Food Prep Other | E7 | System - kBTUs of Conusmption | 0 | 0 | 0 | 0 | 0 | 0 | 0 | 0 | 0 | 0 | 0 | 0 | 0 | 0 | 0 | 0 | 0 | 0 | 0 | 0 | 0 | 0 | 0 | 0 | 0 | 0 | 0 | 0 | 0 | 0
F3_Commercial_Warehouse_Existing_Food Preparation_Natural Gas_Food Prep Other_E8 | F3 | Commercial | Warehouse | Existing | Food Preparation | Natural Gas | Food Prep Other | E8 | System - kBTUs of Conusmption | 0 | 0 | 0 | 0 | 0 | 0 | 0 | 0 | 0 | 0 | 0 | 0 | 0 | 0 | 0 | 0 | 0 | 0 | 0 | 0 | 0 | 0 | 0 | 0 | 0 | 0 | 0 | 0 | 0 | 0
F3_Commercial_Warehouse_Existing_Food Preparation_Natural Gas_Food Prep Other_E9 | F3 | Commercial | Warehouse | Existing | Food Preparation | Natural Gas | Food Prep Other | E9 | System - kBTUs of Conusmption | 0 | 0 | 0 | 0 | 0 | 0 | 0 | 0 | 0 | 0 | 0 | 0 | 0 | 0 | 0 | 0 | 0 | 0 | 0 | 0 | 0 | 0 | 0 | 0 | 0 | 0 | 0 | 0 | 0 | 0
F3_Commercial_Warehouse_Existing_Food Preparation_Natural Gas_Food Prep Other_E10 | F3 | Commercial | Warehouse | Existing | Food Preparation | Natural Gas | Food Prep Other | E10 | System - kBTUs of Conusmption | 0 | 0 | 0 | 0 | 0 | 0 | 0 | 0 | 0 | 0 | 0 | 0 | 0 | 0 | 0 | 0 | 0 | 0 | 0 | 0 | 0 | 0 | 0 | 0 | 0 | 0 | 0 | 0 | 0 | 0
F4_Commercial_Warehouse_Existing_Food Preparation_Natural Gas_Food Prep Other_E1 | F4 | Commercial | Warehouse | Existing | Food Preparation | Natural Gas | Food Prep Other | E1 | Utility - Cost of Equipment | 0.013508 | 0.013508 | 0.013508 | 0.013508 | 0.013508 | 0.013508 | 0.013508 | 0.013508 | 0.013508 | 0.013508 | 0.013508 | 0.013508 | 0.013508 | 0.013508 | 0.013508 | 0.013508 | 0.013508 | 0.013508 | 0.013508 | 0.013508 | 0.013508 | 0.013508 | 0 | 0 | 0 | 0 | 0 | 0 | 0 | 0
F4_Commercial_Warehouse_Existing_Food Preparation_Natural Gas_Food Prep Other_E2 | F4 | Commercial | Warehouse | Existing | Food Preparation | Natural Gas | Food Prep Other | E2 | Utility - Cost of Equipment | 0.013522 | 0.013522 | 0.013522 | 0.013522 | 0.013522 | 0.013522 | 0.013522 | 0.013522 | 0.013522 | 0.013522 | 0.013522 | 0.013522 | 0.013522 | 0.013522 | 0.013522 | 0.013522 | 0.013522 | 0.013522 | 0.013522 | 0.013522 | 0.013522 | 0.013522 | 0 | 0 | 0 | 0 | 0 | 0 | 0 | 0
F4_Commercial_Warehouse_Existing_Food Preparation_Natural Gas_Food Prep Other_E3 | F4 | Commercial | Warehouse | Existing | Food Preparation | Natural Gas | Food Prep Other | E3 | Utility - Cost of Equipment | 0 | 0 | 0 | 0 | 0 | 0 | 0 | 0 | 0 | 0 | 0 | 0 | 0 | 0 | 0 | 0 | 0 | 0 | 0 | 0 | 0 | 0 | 0 | 0 | 0 | 0 | 0 | 0 | 0 | 0
F4_Commercial_Warehouse_Existing_Food Preparation_Natural Gas_Food Prep Other_E4 | F4 | Commercial | Warehouse | Existing | Food Preparation | Natural Gas | Food Prep Other | E4 | Utility - Cost of Equipment | 0 | 0 | 0 | 0 | 0 | 0 | 0 | 0 | 0 | 0 | 0 | 0 | 0 | 0 | 0 | 0 | 0 | 0 | 0 | 0 | 0 | 0 | 0 | 0 | 0 | 0 | 0 | 0 | 0 | 0
F4_Commercial_Warehouse_Existing_Food Preparation_Natural Gas_Food Prep Other_E5 | F4 | Commercial | Warehouse | Existing | Food Preparation | Natural Gas | Food Prep Other | E5 | Utility - Cost of Equipment | 0 | 0 | 0 | 0 | 0 | 0 | 0 | 0 | 0 | 0 | 0 | 0 | 0 | 0 | 0 | 0 | 0 | 0 | 0 | 0 | 0 | 0 | 0 | 0 | 0 | 0 | 0 | 0 | 0 | 0
F4_Commercial_Warehouse_Existing_Food Preparation_Natural Gas_Food Prep Other_E6 | F4 | Commercial | Warehouse | Existing | Food Preparation | Natural Gas | Food Prep Other | E6 | Utility - Cost of Equipment | 0 | 0 | 0 | 0 | 0 | 0 | 0 | 0 | 0 | 0 | 0 | 0 | 0 | 0 | 0 | 0 | 0 | 0 | 0 | 0 | 0 | 0 | 0 | 0 | 0 | 0 | 0 | 0 | 0 | 0
F4_Commercial_Warehouse_Existing_Food Preparation_Natural Gas_Food Prep Other_E7 | F4 | Commercial | Warehouse | Existing | Food Preparation | Natural Gas | Food Prep Other | E7 | Utility - Cost of Equipment | 0 | 0 | 0 | 0 | 0 | 0 | 0 | 0 | 0 | 0 | 0 | 0 | 0 | 0 | 0 | 0 | 0 | 0 | 0 | 0 | 0 | 0 | 0 | 0 | 0 | 0 | 0 | 0 | 0 | 0
F4_Commercial_Warehouse_Existing_Food Preparation_Natural Gas_Food Prep Other_E8 | F4 | Commercial | Warehouse | Existing | Food Preparation | Natural Gas | Food Prep Other | E8 | Utility - Cost of Equipment | 0 | 0 | 0 | 0 | 0 | 0 | 0 | 0 | 0 | 0 | 0 | 0 | 0 | 0 | 0 | 0 | 0 | 0 | 0 | 0 | 0 | 0 | 0 | 0 | 0 | 0 | 0 | 0 | 0 | 0
F4_Commercial_Warehouse_Existing_Food Preparation_Natural Gas_Food Prep Other_E9 | F4 | Commercial | Warehouse | Existing | Food Preparation | Natural Gas | Food Prep Other | E9 | Utility - Cost of Equipment | 0 | 0 | 0 | 0 | 0 | 0 | 0 | 0 | 0 | 0 | 0 | 0 | 0 | 0 | 0 | 0 | 0 | 0 | 0 | 0 | 0 | 0 | 0 | 0 | 0 | 0 | 0 | 0 | 0 | 0
F4_Commercial_Warehouse_Existing_Food Preparation_Natural Gas_Food Prep Other_E10 | F4 | Commercial | Warehouse | Existing | Food Preparation | Natural Gas | Food Prep Other | E10 | Utility - Cost of Equipment | 0 | 0 | 0 | 0 | 0 | 0 | 0 | 0 | 0 | 0 | 0 | 0 | 0 | 0 | 0 | 0 | 0 | 0 | 0 | 0 | 0 | 0 | 0 | 0 | 0 | 0 | 0 | 0 | 0 | 0
F5_Commercial_Warehouse_Existing_Food Preparation_Natural Gas_Food Prep Other_E1 | F5 | Commercial | Warehouse | Existing | Food Preparation | Natural Gas | Food Prep Other | E1 | Utility - Cost of Operation | 0.12275 | 0.12357 | 0.12463 | 0.12667 | 0.12951 | 0.13293 | 0.13604 | 0.1387 | 0.14122 | 0.1438 | 0.14656 | 0.14925 | 0.1518 | 0.15436 | 0.15663 | 0.15877 | 0.16109 | 0.16342 | 0.16576 | 0.16811 | 0.1704 | 0.17265 | 0 | 0 | 0 | 0 | 0 | 0 | 0 | 0
F5_Commercial_Warehouse_Existing_Food Preparation_Natural Gas_Food Prep Other_E2 | F5 | Commercial | Warehouse | Existing | Food Preparation | Natural Gas | Food Prep Other | E2 | Utility - Cost of Operation | 0.12275 | 0.12357 | 0.12463 | 0.12667 | 0.12951 | 0.13293 | 0.13604 | 0.13869 | 0.14122 | 0.1438 | 0.14656 | 0.14925 | 0.1518 | 0.15436 | 0.15662 | 0.15877 | 0.16109 | 0.16342 | 0.16576 | 0.1681 | 0.1704 | 0.17265 | 0 | 0 | 0 | 0 | 0 | 0 | 0 | 0
F5_Commercial_Warehouse_Existing_Food Preparation_Natural Gas_Food Prep Other_E3 | F5 | Commercial | Warehouse | Existing | Food Preparation | Natural Gas | Food Prep Other | E3 | Utility - Cost of Operation | 0 | 0 | 0 | 0 | 0 | 0 | 0 | 0 | 0 | 0 | 0 | 0 | 0 | 0 | 0 | 0 | 0 | 0 | 0 | 0 | 0 | 0 | 0 | 0 | 0 | 0 | 0 | 0 | 0 | 0
F5_Commercial_Warehouse_Existing_Food Preparation_Natural Gas_Food Prep Other_E4 | F5 | Commercial | Warehouse | Existing | Food Preparation | Natural Gas | Food Prep Other | E4 | Utility - Cost of Operation | 0 | 0 | 0 | 0 | 0 | 0 | 0 | 0 | 0 | 0 | 0 | 0 | 0 | 0 | 0 | 0 | 0 | 0 | 0 | 0 | 0 | 0 | 0 | 0 | 0 | 0 | 0 | 0 | 0 | 0
F5_Commercial_Warehouse_Existing_Food Preparation_Natural Gas_Food Prep Other_E5 | F5 | Commercial | Warehouse | Existing | Food Preparation | Natural Gas | Food Prep Other | E5 | Utility - Cost of Operation | 0 | 0 | 0 | 0 | 0 | 0 | 0 | 0 | 0 | 0 | 0 | 0 | 0 | 0 | 0 | 0 | 0 | 0 | 0 | 0 | 0 | 0 | 0 | 0 | 0 | 0 | 0 | 0 | 0 | 0
F5_Commercial_Warehouse_Existing_Food Preparation_Natural Gas_Food Prep Other_E6 | F5 | Commercial | Warehouse | Existing | Food Preparation | Natural Gas | Food Prep Other | E6 | Utility - Cost of Operation | 0 | 0 | 0 | 0 | 0 | 0 | 0 | 0 | 0 | 0 | 0 | 0 | 0 | 0 | 0 | 0 | 0 | 0 | 0 | 0 | 0 | 0 | 0 | 0 | 0 | 0 | 0 | 0 | 0 | 0
F5_Commercial_Warehouse_Existing_Food Preparation_Natural Gas_Food Prep Other_E7 | F5 | Commercial | Warehouse | Existing | Food Preparation | Natural Gas | Food Prep Other | E7 | Utility - Cost of Operation | 0 | 0 | 0 | 0 | 0 | 0 | 0 | 0 | 0 | 0 | 0 | 0 | 0 | 0 | 0 | 0 | 0 | 0 | 0 | 0 | 0 | 0 | 0 | 0 | 0 | 0 | 0 | 0 | 0 | 0
F5_Commercial_Warehouse_Existing_Food Preparation_Natural Gas_Food Prep Other_E8 | F5 | Commercial | Warehouse | Existing | Food Preparation | Natural Gas | Food Prep Other | E8 | Utility - Cost of Operation | 0 | 0 | 0 | 0 | 0 | 0 | 0 | 0 | 0 | 0 | 0 | 0 | 0 | 0 | 0 | 0 | 0 | 0 | 0 | 0 | 0 | 0 | 0 | 0 | 0 | 0 | 0 | 0 | 0 | 0
F5_Commercial_Warehouse_Existing_Food Preparation_Natural Gas_Food Prep Other_E9 | F5 | Commercial | Warehouse | Existing | Food Preparation | Natural Gas | Food Prep Other | E9 | Utility - Cost of Operation | 0 | 0 | 0 | 0 | 0 | 0 | 0 | 0 | 0 | 0 | 0 | 0 | 0 | 0 | 0 | 0 | 0 | 0 | 0 | 0 | 0 | 0 | 0 | 0 | 0 | 0 | 0 | 0 | 0 | 0
F5_Commercial_Warehouse_Existing_Food Preparation_Natural Gas_Food Prep Other_E10 | F5 | Commercial | Warehouse | Existing | Food Preparation | Natural Gas | Food Prep Other | E10 | Utility - Cost of Operation | 0 | 0 | 0 | 0 | 0 | 0 | 0 | 0 | 0 | 0 | 0 | 0 | 0 | 0 | 0 | 0 | 0 | 0 | 0 | 0 | 0 | 0 | 0 | 0 | 0 | 0 | 0 | 0 | 0 | 0
F6_Commercial_Warehouse_Existing_Food Preparation_Natural Gas_Food Prep Other_E1 | F6 | Commercial | Warehouse | Existing | Food Preparation | Natural Gas | Food Prep Other | E1 | Utility - Value of Sales | 0.14706 | 0.14804 | 0.14931 | 0.15176 | 0.15517 | 0.15926 | 0.16298 | 0.16617 | 0.16919 | 0.17228 | 0.17559 | 0.17881 | 0.18186 | 0.18493 | 0.18765 | 0.19022 | 0.193 | 0.19579 | 0.1986 | 0.2014 | 0.20416 | 0.20684 | 0 | 0 | 0 | 0 | 0 | 0 | 0 | 0
F6_Commercial_Warehouse_Existing_Food Preparation_Natural Gas_Food Prep Other_E2 | F6 | Commercial | Warehouse | Existing | Food Preparation | Natural Gas | Food Prep Other | E2 | Utility - Value of Sales | 0.14706 | 0.14804 | 0.14931 | 0.15176 | 0.15516 | 0.15926 | 0.16298 | 0.16617 | 0.16919 | 0.17228 | 0.17558 | 0.17881 | 0.18186 | 0.18493 | 0.18765 | 0.19022 | 0.193 | 0.19579 | 0.19859 | 0.2014 | 0.20415 | 0.20684 | 0 | 0 | 0 | 0 | 0 | 0 | 0 | 0
F6_Commercial_Warehouse_Existing_Food Preparation_Natural Gas_Food Prep Other_E3 | F6 | Commercial | Warehouse | Existing | Food Preparation | Natural Gas | Food Prep Other | E3 | Utility - Value of Sales | 0 | 0 | 0 | 0 | 0 | 0 | 0 | 0 | 0 | 0 | 0 | 0 | 0 | 0 | 0 | 0 | 0 | 0 | 0 | 0 | 0 | 0 | 0 | 0 | 0 | 0 | 0 | 0 | 0 | 0
F6_Commercial_Warehouse_Existing_Food Preparation_Natural Gas_Food Prep Other_E4 | F6 | Commercial | Warehouse | Existing | Food Preparation | Natural Gas | Food Prep Other | E4 | Utility - Value of Sales | 0 | 0 | 0 | 0 | 0 | 0 | 0 | 0 | 0 | 0 | 0 | 0 | 0 | 0 | 0 | 0 | 0 | 0 | 0 | 0 | 0 | 0 | 0 | 0 | 0 | 0 | 0 | 0 | 0 | 0
F6_Commercial_Warehouse_Existing_Food Preparation_Natural Gas_Food Prep Other_E5 | F6 | Commercial | Warehouse | Existing | Food Preparation | Natural Gas | Food Prep Other | E5 | Utility - Value of Sales | 0 | 0 | 0 | 0 | 0 | 0 | 0 | 0 | 0 | 0 | 0 | 0 | 0 | 0 | 0 | 0 | 0 | 0 | 0 | 0 | 0 | 0 | 0 | 0 | 0 | 0 | 0 | 0 | 0 | 0
F6_Commercial_Warehouse_Existing_Food Preparation_Natural Gas_Food Prep Other_E6 | F6 | Commercial | Warehouse | Existing | Food Preparation | Natural Gas | Food Prep Other | E6 | Utility - Value of Sales | 0 | 0 | 0 | 0 | 0 | 0 | 0 | 0 | 0 | 0 | 0 | 0 | 0 | 0 | 0 | 0 | 0 | 0 | 0 | 0 | 0 | 0 | 0 | 0 | 0 | 0 | 0 | 0 | 0 | 0
F6_Commercial_Warehouse_Existing_Food Preparation_Natural Gas_Food Prep Other_E7 | F6 | Commercial | Warehouse | Existing | Food Preparation | Natural Gas | Food Prep Other | E7 | Utility - Value of Sales | 0 | 0 | 0 | 0 | 0 | 0 | 0 | 0 | 0 | 0 | 0 | 0 | 0 | 0 | 0 | 0 | 0 | 0 | 0 | 0 | 0 | 0 | 0 | 0 | 0 | 0 | 0 | 0 | 0 | 0
F6_Commercial_Warehouse_Existing_Food Preparation_Natural Gas_Food Prep Other_E8 | F6 | Commercial | Warehouse | Existing | Food Preparation | Natural Gas | Food Prep Other | E8 | Utility - Value of Sales | 0 | 0 | 0 | 0 | 0 | 0 | 0 | 0 | 0 | 0 | 0 | 0 | 0 | 0 | 0 | 0 | 0 | 0 | 0 | 0 | 0 | 0 | 0 | 0 | 0 | 0 | 0 | 0 | 0 | 0
F6_Commercial_Warehouse_Existing_Food Preparation_Natural Gas_Food Prep Other_E9 | F6 | Commercial | Warehouse | Existing | Food Preparation | Natural Gas | Food Prep Other | E9 | Utility - Value of Sales | 0 | 0 | 0 | 0 | 0 | 0 | 0 | 0 | 0 | 0 | 0 | 0 | 0 | 0 | 0 | 0 | 0 | 0 | 0 | 0 | 0 | 0 | 0 | 0 | 0 | 0 | 0 | 0 | 0 | 0
F6_Commercial_Warehouse_Existing_Food Preparation_Natural Gas_Food Prep Other_E10 | F6 | Commercial | Warehouse | Existing | Food Preparation | Natural Gas | Food Prep Other | E10 | Utility - Value of Sales | 0 | 0 | 0 | 0 | 0 | 0 | 0 | 0 | 0 | 0 | 0 | 0 | 0 | 0 | 0 | 0 | 0 | 0 | 0 | 0 | 0 | 0 | 0 | 0 | 0 | 0 | 0 | 0 | 0 | 0
F1_Commercial_Warehouse_Existing_Miscellaneous_Natural Gas_Pool Heater_E1 | F1 | Commercial | Warehouse | Existing | Miscellaneous | Natural Gas | Pool Heater | E1 | Participant - Cost of Equipment | 0.0024461 | 0.0024461 | 0.0024461 | 0.0024461 | 0.0024461 | 0.0024461 | 0.0024461 | 0.0024461 | 0.0024461 | 0.0024461 | 0.0024461 | 0.0024461 | 0.0024461 | 0.0024461 | 0.0024461 | 0.0024461 | 0.0024461 | 0.0024461 | 0.0024461 | 0.0024461 | 0.0024461 | 0.0024461 | 0 | 0 | 0 | 0 | 0 | 0 | 0 | 0
F1_Commercial_Warehouse_Existing_Miscellaneous_Natural Gas_Pool Heater_E2 | F1 | Commercial | Warehouse | Existing | Miscellaneous | Natural Gas | Pool Heater | E2 | Participant - Cost of Equipment | 0.0040051 | 0.0040051 | 0.0040051 | 0.0040051 | 0.0040051 | 0.0040051 | 0.0040051 | 0.0040051 | 0.0040051 | 0.0040051 | 0.0040051 | 0.0040051 | 0.0040051 | 0.0040051 | 0.0040051 | 0.0040051 | 0.0040051 | 0.0040051 | 0.0040051 | 0.0040051 | 0.0040051 | 0.0040051 | 0 | 0 | 0 | 0 | 0 | 0 | 0 | 0
F1_Commercial_Warehouse_Existing_Miscellaneous_Natural Gas_Pool Heater_E3 | F1 | Commercial | Warehouse | Existing | Miscellaneous | Natural Gas | Pool Heater | E3 | Participant - Cost of Equipment | 0 | 0 | 0 | 0 | 0 | 0 | 0 | 0 | 0 | 0 | 0 | 0 | 0 | 0 | 0 | 0 | 0 | 0 | 0 | 0 | 0 | 0 | 0 | 0 | 0 | 0 | 0 | 0 | 0 | 0
F1_Commercial_Warehouse_Existing_Miscellaneous_Natural Gas_Pool Heater_E4 | F1 | Commercial | Warehouse | Existing | Miscellaneous | Natural Gas | Pool Heater | E4 | Participant - Cost of Equipment | 0 | 0 | 0 | 0 | 0 | 0 | 0 | 0 | 0 | 0 | 0 | 0 | 0 | 0 | 0 | 0 | 0 | 0 | 0 | 0 | 0 | 0 | 0 | 0 | 0 | 0 | 0 | 0 | 0 | 0
F1_Commercial_Warehouse_Existing_Miscellaneous_Natural Gas_Pool Heater_E5 | F1 | Commercial | Warehouse | Existing | Miscellaneous | Natural Gas | Pool Heater | E5 | Participant - Cost of Equipment | 0 | 0 | 0 | 0 | 0 | 0 | 0 | 0 | 0 | 0 | 0 | 0 | 0 | 0 | 0 | 0 | 0 | 0 | 0 | 0 | 0 | 0 | 0 | 0 | 0 | 0 | 0 | 0 | 0 | 0
F1_Commercial_Warehouse_Existing_Miscellaneous_Natural Gas_Pool Heater_E6 | F1 | Commercial | Warehouse | Existing | Miscellaneous | Natural Gas | Pool Heater | E6 | Participant - Cost of Equipment | 0 | 0 | 0 | 0 | 0 | 0 | 0 | 0 | 0 | 0 | 0 | 0 | 0 | 0 | 0 | 0 | 0 | 0 | 0 | 0 | 0 | 0 | 0 | 0 | 0 | 0 | 0 | 0 | 0 | 0
F1_Commercial_Warehouse_Existing_Miscellaneous_Natural Gas_Pool Heater_E7 | F1 | Commercial | Warehouse | Existing | Miscellaneous | Natural Gas | Pool Heater | E7 | Participant - Cost of Equipment | 0 | 0 | 0 | 0 | 0 | 0 | 0 | 0 | 0 | 0 | 0 | 0 | 0 | 0 | 0 | 0 | 0 | 0 | 0 | 0 | 0 | 0 | 0 | 0 | 0 | 0 | 0 | 0 | 0 | 0
F1_Commercial_Warehouse_Existing_Miscellaneous_Natural Gas_Pool Heater_E8 | F1 | Commercial | Warehouse | Existing | Miscellaneous | Natural Gas | Pool Heater | E8 | Participant - Cost of Equipment | 0 | 0 | 0 | 0 | 0 | 0 | 0 | 0 | 0 | 0 | 0 | 0 | 0 | 0 | 0 | 0 | 0 | 0 | 0 | 0 | 0 | 0 | 0 | 0 | 0 | 0 | 0 | 0 | 0 | 0
F1_Commercial_Warehouse_Existing_Miscellaneous_Natural Gas_Pool Heater_E9 | F1 | Commercial | Warehouse | Existing | Miscellaneous | Natural Gas | Pool Heater | E9 | Participant - Cost of Equipment | 0 | 0 | 0 | 0 | 0 | 0 | 0 | 0 | 0 | 0 | 0 | 0 | 0 | 0 | 0 | 0 | 0 | 0 | 0 | 0 | 0 | 0 | 0 | 0 | 0 | 0 | 0 | 0 | 0 | 0
F1_Commercial_Warehouse_Existing_Miscellaneous_Natural Gas_Pool Heater_E10 | F1 | Commercial | Warehouse | Existing | Miscellaneous | Natural Gas | Pool Heater | E10 | Participant - Cost of Equipment | 0 | 0 | 0 | 0 | 0 | 0 | 0 | 0 | 0 | 0 | 0 | 0 | 0 | 0 | 0 | 0 | 0 | 0 | 0 | 0 | 0 | 0 | 0 | 0 | 0 | 0 | 0 | 0 | 0 | 0
F2_Commercial_Warehouse_Existing_Miscellaneous_Natural Gas_Pool Heater_E1 | F2 | Commercial | Warehouse | Existing | Miscellaneous | Natural Gas | Pool Heater | E1 | Participant - Cost of Operation | 0.010397 | 0.010352 | 0.01036 | 0.010514 | 0.010778 | 0.011117 | 0.011409 | 0.011642 | 0.011852 | 0.01206 | 0.012286 | 0.012516 | 0.012743 | 0.012997 | 0.013238 | 0.013468 | 0.013699 | 0.013907 | 0.014087 | 0.014237 | 0.014377 | 0.014506 | 0 | 0 | 0 | 0 | 0 | 0 | 0 | 0
F2_Commercial_Warehouse_Existing_Miscellaneous_Natural Gas_Pool Heater_E2 | F2 | Commercial | Warehouse | Existing | Miscellaneous | Natural Gas | Pool Heater | E2 | Participant - Cost of Operation | 0.0088371 | 0.0087989 | 0.0088063 | 0.0089367 | 0.0091612 | 0.0094495 | 0.009698 | 0.0098956 | 0.010074 | 0.010251 | 0.010443 | 0.010639 | 0.010832 | 0.011047 | 0.011253 | 0.011448 | 0.011645 | 0.011821 | 0.011974 | 0.012101 | 0.01222 | 0.01233 | 0 | 0 | 0 | 0 | 0 | 0 | 0 | 0
F2_Commercial_Warehouse_Existing_Miscellaneous_Natural Gas_Pool Heater_E3 | F2 | Commercial | Warehouse | Existing | Miscellaneous | Natural Gas | Pool Heater | E3 | Participant - Cost of Operation | 0 | 0 | 0 | 0 | 0 | 0 | 0 | 0 | 0 | 0 | 0 | 0 | 0 | 0 | 0 | 0 | 0 | 0 | 0 | 0 | 0 | 0 | 0 | 0 | 0 | 0 | 0 | 0 | 0 | 0
F2_Commercial_Warehouse_Existing_Miscellaneous_Natural Gas_Pool Heater_E4 | F2 | Commercial | Warehouse | Existing | Miscellaneous | Natural Gas | Pool Heater | E4 | Participant - Cost of Operation | 0 | 0 | 0 | 0 | 0 | 0 | 0 | 0 | 0 | 0 | 0 | 0 | 0 | 0 | 0 | 0 | 0 | 0 | 0 | 0 | 0 | 0 | 0 | 0 | 0 | 0 | 0 | 0 | 0 | 0
F2_Commercial_Warehouse_Existing_Miscellaneous_Natural Gas_Pool Heater_E5 | F2 | Commercial | Warehouse | Existing | Miscellaneous | Natural Gas | Pool Heater | E5 | Participant - Cost of Operation | 0 | 0 | 0 | 0 | 0 | 0 | 0 | 0 | 0 | 0 | 0 | 0 | 0 | 0 | 0 | 0 | 0 | 0 | 0 | 0 | 0 | 0 | 0 | 0 | 0 | 0 | 0 | 0 | 0 | 0
F2_Commercial_Warehouse_Existing_Miscellaneous_Natural Gas_Pool Heater_E6 | F2 | Commercial | Warehouse | Existing | Miscellaneous | Natural Gas | Pool Heater | E6 | Participant - Cost of Operation | 0 | 0 | 0 | 0 | 0 | 0 | 0 | 0 | 0 | 0 | 0 | 0 | 0 | 0 | 0 | 0 | 0 | 0 | 0 | 0 | 0 | 0 | 0 | 0 | 0 | 0 | 0 | 0 | 0 | 0
F2_Commercial_Warehouse_Existing_Miscellaneous_Natural Gas_Pool Heater_E7 | F2 | Commercial | Warehouse | Existing | Miscellaneous | Natural Gas | Pool Heater | E7 | Participant - Cost of Operation | 0 | 0 | 0 | 0 | 0 | 0 | 0 | 0 | 0 | 0 | 0 | 0 | 0 | 0 | 0 | 0 | 0 | 0 | 0 | 0 | 0 | 0 | 0 | 0 | 0 | 0 | 0 | 0 | 0 | 0
F2_Commercial_Warehouse_Existing_Miscellaneous_Natural Gas_Pool Heater_E8 | F2 | Commercial | Warehouse | Existing | Miscellaneous | Natural Gas | Pool Heater | E8 | Participant - Cost of Operation | 0 | 0 | 0 | 0 | 0 | 0 | 0 | 0 | 0 | 0 | 0 | 0 | 0 | 0 | 0 | 0 | 0 | 0 | 0 | 0 | 0 | 0 | 0 | 0 | 0 | 0 | 0 | 0 | 0 | 0
F2_Commercial_Warehouse_Existing_Miscellaneous_Natural Gas_Pool Heater_E9 | F2 | Commercial | Warehouse | Existing | Miscellaneous | Natural Gas | Pool Heater | E9 | Participant - Cost of Operation | 0 | 0 | 0 | 0 | 0 | 0 | 0 | 0 | 0 | 0 | 0 | 0 | 0 | 0 | 0 | 0 | 0 | 0 | 0 | 0 | 0 | 0 | 0 | 0 | 0 | 0 | 0 | 0 | 0 | 0
F2_Commercial_Warehouse_Existing_Miscellaneous_Natural Gas_Pool Heater_E10 | F2 | Commercial | Warehouse | Existing | Miscellaneous | Natural Gas | Pool Heater | E10 | Participant - Cost of Operation | 0 | 0 | 0 | 0 | 0 | 0 | 0 | 0 | 0 | 0 | 0 | 0 | 0 | 0 | 0 | 0 | 0 | 0 | 0 | 0 | 0 | 0 | 0 | 0 | 0 | 0 | 0 | 0 | 0 | 0
F3_Commercial_Warehouse_Existing_Miscellaneous_Natural Gas_Pool Heater_E1 | F3 | Commercial | Warehouse | Existing | Miscellaneous | Natural Gas | Pool Heater | E1 | System - kBTUs of Conusmption | 0.99945 | 0.99978 | 1.0016 | 1.0124 | 1.0217 | 1.0294 | 1.0349 | 1.0404 | 1.0456 | 1.0502 | 1.054 | 1.0579 | 1.0615 | 1.0647 | 1.067 | 1.0676 | 1.0658 | 1.0616 | 1.0543 | 1.0452 | 1.0357 | 1.026 | 0 | 0 | 0 | 0 | 0 | 0 | 0 | 0
F3_Commercial_Warehouse_Existing_Miscellaneous_Natural Gas_Pool Heater_E2 | F3 | Commercial | Warehouse | Existing | Miscellaneous | Natural Gas | Pool Heater | E2 | System - kBTUs of Conusmption | 0.84953 | 0.84982 | 0.85136 | 0.86057 | 0.86849 | 0.87503 | 0.87964 | 0.88437 | 0.88872 | 0.89271 | 0.89593 | 0.89924 | 0.90225 | 0.90498 | 0.90694 | 0.90744 | 0.90594 | 0.90237 | 0.89615 | 0.88839 | 0.88034 | 0.87207 | 0 | 0 | 0 | 0 | 0 | 0 | 0 | 0
F3_Commercial_Warehouse_Existing_Miscellaneous_Natural Gas_Pool Heater_E3 | F3 | Commercial | Warehouse | Existing | Miscellaneous | Natural Gas | Pool Heater | E3 | System - kBTUs of Conusmption | 0 | 0 | 0 | 0 | 0 | 0 | 0 | 0 | 0 | 0 | 0 | 0 | 0 | 0 | 0 | 0 | 0 | 0 | 0 | 0 | 0 | 0 | 0 | 0 | 0 | 0 | 0 | 0 | 0 | 0
F3_Commercial_Warehouse_Existing_Miscellaneous_Natural Gas_Pool Heater_E4 | F3 | Commercial | Warehouse | Existing | Miscellaneous | Natural Gas | Pool Heater | E4 | System - kBTUs of Conusmption | 0 | 0 | 0 | 0 | 0 | 0 | 0 | 0 | 0 | 0 | 0 | 0 | 0 | 0 | 0 | 0 | 0 | 0 | 0 | 0 | 0 | 0 | 0 | 0 | 0 | 0 | 0 | 0 | 0 | 0
F3_Commercial_Warehouse_Existing_Miscellaneous_Natural Gas_Pool Heater_E5 | F3 | Commercial | Warehouse | Existing | Miscellaneous | Natural Gas | Pool Heater | E5 | System - kBTUs of Conusmption | 0 | 0 | 0 | 0 | 0 | 0 | 0 | 0 | 0 | 0 | 0 | 0 | 0 | 0 | 0 | 0 | 0 | 0 | 0 | 0 | 0 | 0 | 0 | 0 | 0 | 0 | 0 | 0 | 0 | 0
F3_Commercial_Warehouse_Existing_Miscellaneous_Natural Gas_Pool Heater_E6 | F3 | Commercial | Warehouse | Existing | Miscellaneous | Natural Gas | Pool Heater | E6 | System - kBTUs of Conusmption | 0 | 0 | 0 | 0 | 0 | 0 | 0 | 0 | 0 | 0 | 0 | 0 | 0 | 0 | 0 | 0 | 0 | 0 | 0 | 0 | 0 | 0 | 0 | 0 | 0 | 0 | 0 | 0 | 0 | 0
F3_Commercial_Warehouse_Existing_Miscellaneous_Natural Gas_Pool Heater_E7 | F3 | Commercial | Warehouse | Existing | Miscellaneous | Natural Gas | Pool Heater | E7 | System - kBTUs of Conusmption | 0 | 0 | 0 | 0 | 0 | 0 | 0 | 0 | 0 | 0 | 0 | 0 | 0 | 0 | 0 | 0 | 0 | 0 | 0 | 0 | 0 | 0 | 0 | 0 | 0 | 0 | 0 | 0 | 0 | 0
F3_Commercial_Warehouse_Existing_Miscellaneous_Natural Gas_Pool Heater_E8 | F3 | Commercial | Warehouse | Existing | Miscellaneous | Natural Gas | Pool Heater | E8 | System - kBTUs of Conusmption | 0 | 0 | 0 | 0 | 0 | 0 | 0 | 0 | 0 | 0 | 0 | 0 | 0 | 0 | 0 | 0 | 0 | 0 | 0 | 0 | 0 | 0 | 0 | 0 | 0 | 0 | 0 | 0 | 0 | 0
F3_Commercial_Warehouse_Existing_Miscellaneous_Natural Gas_Pool Heater_E9 | F3 | Commercial | Warehouse | Existing | Miscellaneous | Natural Gas | Pool Heater | E9 | System - kBTUs of Conusmption | 0 | 0 | 0 | 0 | 0 | 0 | 0 | 0 | 0 | 0 | 0 | 0 | 0 | 0 | 0 | 0 | 0 | 0 | 0 | 0 | 0 | 0 | 0 | 0 | 0 | 0 | 0 | 0 | 0 | 0
F3_Commercial_Warehouse_Existing_Miscellaneous_Natural Gas_Pool Heater_E10 | F3 | Commercial | Warehouse | Existing | Miscellaneous | Natural Gas | Pool Heater | E10 | System - kBTUs of Conusmption | 0 | 0 | 0 | 0 | 0 | 0 | 0 | 0 | 0 | 0 | 0 | 0 | 0 | 0 | 0 | 0 | 0 | 0 | 0 | 0 | 0 | 0 | 0 | 0 | 0 | 0 | 0 | 0 | 0 | 0
F4_Commercial_Warehouse_Existing_Miscellaneous_Natural Gas_Pool Heater_E1 | F4 | Commercial | Warehouse | Existing | Miscellaneous | Natural Gas | Pool Heater | E1 | Utility - Cost of Equipment | 0.0024461 | 0.0024461 | 0.0024461 | 0.0024461 | 0.0024461 | 0.0024461 | 0.0024461 | 0.0024461 | 0.0024461 | 0.0024461 | 0.0024461 | 0.0024461 | 0.0024461 | 0.0024461 | 0.0024461 | 0.0024461 | 0.0024461 | 0.0024461 | 0.0024461 | 0.0024461 | 0.0024461 | 0.0024461 | 0 | 0 | 0 | 0 | 0 | 0 | 0 | 0
F4_Commercial_Warehouse_Existing_Miscellaneous_Natural Gas_Pool Heater_E2 | F4 | Commercial | Warehouse | Existing | Miscellaneous | Natural Gas | Pool Heater | E2 | Utility - Cost of Equipment | 0.0040051 | 0.0040051 | 0.0040051 | 0.0040051 | 0.0040051 | 0.0040051 | 0.0040051 | 0.0040051 | 0.0040051 | 0.0040051 | 0.0040051 | 0.0040051 | 0.0040051 | 0.0040051 | 0.0040051 | 0.0040051 | 0.0040051 | 0.0040051 | 0.0040051 | 0.0040051 | 0.0040051 | 0.0040051 | 0 | 0 | 0 | 0 | 0 | 0 | 0 | 0
F4_Commercial_Warehouse_Existing_Miscellaneous_Natural Gas_Pool Heater_E3 | F4 | Commercial | Warehouse | Existing | Miscellaneous | Natural Gas | Pool Heater | E3 | Utility - Cost of Equipment | 0 | 0 | 0 | 0 | 0 | 0 | 0 | 0 | 0 | 0 | 0 | 0 | 0 | 0 | 0 | 0 | 0 | 0 | 0 | 0 | 0 | 0 | 0 | 0 | 0 | 0 | 0 | 0 | 0 | 0
F4_Commercial_Warehouse_Existing_Miscellaneous_Natural Gas_Pool Heater_E4 | F4 | Commercial | Warehouse | Existing | Miscellaneous | Natural Gas | Pool Heater | E4 | Utility - Cost of Equipment | 0 | 0 | 0 | 0 | 0 | 0 | 0 | 0 | 0 | 0 | 0 | 0 | 0 | 0 | 0 | 0 | 0 | 0 | 0 | 0 | 0 | 0 | 0 | 0 | 0 | 0 | 0 | 0 | 0 | 0
F4_Commercial_Warehouse_Existing_Miscellaneous_Natural Gas_Pool Heater_E5 | F4 | Commercial | Warehouse | Existing | Miscellaneous | Natural Gas | Pool Heater | E5 | Utility - Cost of Equipment | 0 | 0 | 0 | 0 | 0 | 0 | 0 | 0 | 0 | 0 | 0 | 0 | 0 | 0 | 0 | 0 | 0 | 0 | 0 | 0 | 0 | 0 | 0 | 0 | 0 | 0 | 0 | 0 | 0 | 0
F4_Commercial_Warehouse_Existing_Miscellaneous_Natural Gas_Pool Heater_E6 | F4 | Commercial | Warehouse | Existing | Miscellaneous | Natural Gas | Pool Heater | E6 | Utility - Cost of Equipment | 0 | 0 | 0 | 0 | 0 | 0 | 0 | 0 | 0 | 0 | 0 | 0 | 0 | 0 | 0 | 0 | 0 | 0 | 0 | 0 | 0 | 0 | 0 | 0 | 0 | 0 | 0 | 0 | 0 | 0
F4_Commercial_Warehouse_Existing_Miscellaneous_Natural Gas_Pool Heater_E7 | F4 | Commercial | Warehouse | Existing | Miscellaneous | Natural Gas | Pool Heater | E7 | Utility - Cost of Equipment | 0 | 0 | 0 | 0 | 0 | 0 | 0 | 0 | 0 | 0 | 0 | 0 | 0 | 0 | 0 | 0 | 0 | 0 | 0 | 0 | 0 | 0 | 0 | 0 | 0 | 0 | 0 | 0 | 0 | 0
F4_Commercial_Warehouse_Existing_Miscellaneous_Natural Gas_Pool Heater_E8 | F4 | Commercial | Warehouse | Existing | Miscellaneous | Natural Gas | Pool Heater | E8 | Utility - Cost of Equipment | 0 | 0 | 0 | 0 | 0 | 0 | 0 | 0 | 0 | 0 | 0 | 0 | 0 | 0 | 0 | 0 | 0 | 0 | 0 | 0 | 0 | 0 | 0 | 0 | 0 | 0 | 0 | 0 | 0 | 0
F4_Commercial_Warehouse_Existing_Miscellaneous_Natural Gas_Pool Heater_E9 | F4 | Commercial | Warehouse | Existing | Miscellaneous | Natural Gas | Pool Heater | E9 | Utility - Cost of Equipment | 0 | 0 | 0 | 0 | 0 | 0 | 0 | 0 | 0 | 0 | 0 | 0 | 0 | 0 | 0 | 0 | 0 | 0 | 0 | 0 | 0 | 0 | 0 | 0 | 0 | 0 | 0 | 0 | 0 | 0
F4_Commercial_Warehouse_Existing_Miscellaneous_Natural Gas_Pool Heater_E10 | F4 | Commercial | Warehouse | Existing | Miscellaneous | Natural Gas | Pool Heater | E10 | Utility - Cost of Equipment | 0 | 0 | 0 | 0 | 0 | 0 | 0 | 0 | 0 | 0 | 0 | 0 | 0 | 0 | 0 | 0 | 0 | 0 | 0 | 0 | 0 | 0 | 0 | 0 | 0 | 0 | 0 | 0 | 0 | 0
F5_Commercial_Warehouse_Existing_Miscellaneous_Natural Gas_Pool Heater_E1 | F5 | Commercial | Warehouse | Existing | Miscellaneous | Natural Gas | Pool Heater | E1 | Utility - Cost of Operation | 0.0086778 | 0.0086403 | 0.0086475 | 0.0087756 | 0.008996 | 0.0092791 | 0.0095232 | 0.0097173 | 0.0098927 | 0.010066 | 0.010255 | 0.010447 | 0.010636 | 0.010848 | 0.01105 | 0.011241 | 0.011435 | 0.011608 | 0.011758 | 0.011883 | 0.012 | 0.012108 | 0 | 0 | 0 | 0 | 0 | 0 | 0 | 0
F5_Commercial_Warehouse_Existing_Miscellaneous_Natural Gas_Pool Heater_E2 | F5 | Commercial | Warehouse | Existing | Miscellaneous | Natural Gas | Pool Heater | E2 | Utility - Cost of Operation | 0.0073761 | 0.0073442 | 0.0073504 | 0.0074592 | 0.0076466 | 0.0078873 | 0.0080947 | 0.0082597 | 0.0084088 | 0.0085562 | 0.008717 | 0.0088801 | 0.0090408 | 0.009221 | 0.0093923 | 0.0095551 | 0.0097194 | 0.0098667 | 0.0099946 | 0.010101 | 0.0102 | 0.010292 | 0 | 0 | 0 | 0 | 0 | 0 | 0 | 0
F5_Commercial_Warehouse_Existing_Miscellaneous_Natural Gas_Pool Heater_E3 | F5 | Commercial | Warehouse | Existing | Miscellaneous | Natural Gas | Pool Heater | E3 | Utility - Cost of Operation | 0 | 0 | 0 | 0 | 0 | 0 | 0 | 0 | 0 | 0 | 0 | 0 | 0 | 0 | 0 | 0 | 0 | 0 | 0 | 0 | 0 | 0 | 0 | 0 | 0 | 0 | 0 | 0 | 0 | 0
F5_Commercial_Warehouse_Existing_Miscellaneous_Natural Gas_Pool Heater_E4 | F5 | Commercial | Warehouse | Existing | Miscellaneous | Natural Gas | Pool Heater | E4 | Utility - Cost of Operation | 0 | 0 | 0 | 0 | 0 | 0 | 0 | 0 | 0 | 0 | 0 | 0 | 0 | 0 | 0 | 0 | 0 | 0 | 0 | 0 | 0 | 0 | 0 | 0 | 0 | 0 | 0 | 0 | 0 | 0
F5_Commercial_Warehouse_Existing_Miscellaneous_Natural Gas_Pool Heater_E5 | F5 | Commercial | Warehouse | Existing | Miscellaneous | Natural Gas | Pool Heater | E5 | Utility - Cost of Operation | 0 | 0 | 0 | 0 | 0 | 0 | 0 | 0 | 0 | 0 | 0 | 0 | 0 | 0 | 0 | 0 | 0 | 0 | 0 | 0 | 0 | 0 | 0 | 0 | 0 | 0 | 0 | 0 | 0 | 0
F5_Commercial_Warehouse_Existing_Miscellaneous_Natural Gas_Pool Heater_E6 | F5 | Commercial | Warehouse | Existing | Miscellaneous | Natural Gas | Pool Heater | E6 | Utility - Cost of Operation | 0 | 0 | 0 | 0 | 0 | 0 | 0 | 0 | 0 | 0 | 0 | 0 | 0 | 0 | 0 | 0 | 0 | 0 | 0 | 0 | 0 | 0 | 0 | 0 | 0 | 0 | 0 | 0 | 0 | 0
F5_Commercial_Warehouse_Existing_Miscellaneous_Natural Gas_Pool Heater_E7 | F5 | Commercial | Warehouse | Existing | Miscellaneous | Natural Gas | Pool Heater | E7 | Utility - Cost of Operation | 0 | 0 | 0 | 0 | 0 | 0 | 0 | 0 | 0 | 0 | 0 | 0 | 0 | 0 | 0 | 0 | 0 | 0 | 0 | 0 | 0 | 0 | 0 | 0 | 0 | 0 | 0 | 0 | 0 | 0
F5_Commercial_Warehouse_Existing_Miscellaneous_Natural Gas_Pool Heater_E8 | F5 | Commercial | Warehouse | Existing | Miscellaneous | Natural Gas | Pool Heater | E8 | Utility - Cost of Operation | 0 | 0 | 0 | 0 | 0 | 0 | 0 | 0 | 0 | 0 | 0 | 0 | 0 | 0 | 0 | 0 | 0 | 0 | 0 | 0 | 0 | 0 | 0 | 0 | 0 | 0 | 0 | 0 | 0 | 0
F5_Commercial_Warehouse_Existing_Miscellaneous_Natural Gas_Pool Heater_E9 | F5 | Commercial | Warehouse | Existing | Miscellaneous | Natural Gas | Pool Heater | E9 | Utility - Cost of Operation | 0 | 0 | 0 | 0 | 0 | 0 | 0 | 0 | 0 | 0 | 0 | 0 | 0 | 0 | 0 | 0 | 0 | 0 | 0 | 0 | 0 | 0 | 0 | 0 | 0 | 0 | 0 | 0 | 0 | 0
F5_Commercial_Warehouse_Existing_Miscellaneous_Natural Gas_Pool Heater_E10 | F5 | Commercial | Warehouse | Existing | Miscellaneous | Natural Gas | Pool Heater | E10 | Utility - Cost of Operation | 0 | 0 | 0 | 0 | 0 | 0 | 0 | 0 | 0 | 0 | 0 | 0 | 0 | 0 | 0 | 0 | 0 | 0 | 0 | 0 | 0 | 0 | 0 | 0 | 0 | 0 | 0 | 0 | 0 | 0
F6_Commercial_Warehouse_Existing_Miscellaneous_Natural Gas_Pool Heater_E1 | F6 | Commercial | Warehouse | Existing | Miscellaneous | Natural Gas | Pool Heater | E1 | Utility - Value of Sales | 0.010397 | 0.010352 | 0.01036 | 0.010514 | 0.010778 | 0.011117 | 0.011409 | 0.011642 | 0.011852 | 0.01206 | 0.012286 | 0.012516 | 0.012743 | 0.012997 | 0.013238 | 0.013468 | 0.013699 | 0.013907 | 0.014087 | 0.014237 | 0.014377 | 0.014506 | 0 | 0 | 0 | 0 | 0 | 0 | 0 | 0
F6_Commercial_Warehouse_Existing_Miscellaneous_Natural Gas_Pool Heater_E2 | F6 | Commercial | Warehouse | Existing | Miscellaneous | Natural Gas | Pool Heater | E2 | Utility - Value of Sales | 0.0088371 | 0.0087989 | 0.0088063 | 0.0089367 | 0.0091612 | 0.0094495 | 0.009698 | 0.0098956 | 0.010074 | 0.010251 | 0.010443 | 0.010639 | 0.010832 | 0.011047 | 0.011253 | 0.011448 | 0.011645 | 0.011821 | 0.011974 | 0.012101 | 0.01222 | 0.01233 | 0 | 0 | 0 | 0 | 0 | 0 | 0 | 0
F6_Commercial_Warehouse_Existing_Miscellaneous_Natural Gas_Pool Heater_E3 | F6 | Commercial | Warehouse | Existing | Miscellaneous | Natural Gas | Pool Heater | E3 | Utility - Value of Sales | 0 | 0 | 0 | 0 | 0 | 0 | 0 | 0 | 0 | 0 | 0 | 0 | 0 | 0 | 0 | 0 | 0 | 0 | 0 | 0 | 0 | 0 | 0 | 0 | 0 | 0 | 0 | 0 | 0 | 0
F6_Commercial_Warehouse_Existing_Miscellaneous_Natural Gas_Pool Heater_E4 | F6 | Commercial | Warehouse | Existing | Miscellaneous | Natural Gas | Pool Heater | E4 | Utility - Value of Sales | 0 | 0 | 0 | 0 | 0 | 0 | 0 | 0 | 0 | 0 | 0 | 0 | 0 | 0 | 0 | 0 | 0 | 0 | 0 | 0 | 0 | 0 | 0 | 0 | 0 | 0 | 0 | 0 | 0 | 0
F6_Commercial_Warehouse_Existing_Miscellaneous_Natural Gas_Pool Heater_E5 | F6 | Commercial | Warehouse | Existing | Miscellaneous | Natural Gas | Pool Heater | E5 | Utility - Value of Sales | 0 | 0 | 0 | 0 | 0 | 0 | 0 | 0 | 0 | 0 | 0 | 0 | 0 | 0 | 0 | 0 | 0 | 0 | 0 | 0 | 0 | 0 | 0 | 0 | 0 | 0 | 0 | 0 | 0 | 0
F6_Commercial_Warehouse_Existing_Miscellaneous_Natural Gas_Pool Heater_E6 | F6 | Commercial | Warehouse | Existing | Miscellaneous | Natural Gas | Pool Heater | E6 | Utility - Value of Sales | 0 | 0 | 0 | 0 | 0 | 0 | 0 | 0 | 0 | 0 | 0 | 0 | 0 | 0 | 0 | 0 | 0 | 0 | 0 | 0 | 0 | 0 | 0 | 0 | 0 | 0 | 0 | 0 | 0 | 0
F6_Commercial_Warehouse_Existing_Miscellaneous_Natural Gas_Pool Heater_E7 | F6 | Commercial | Warehouse | Existing | Miscellaneous | Natural Gas | Pool Heater | E7 | Utility - Value of Sales | 0 | 0 | 0 | 0 | 0 | 0 | 0 | 0 | 0 | 0 | 0 | 0 | 0 | 0 | 0 | 0 | 0 | 0 | 0 | 0 | 0 | 0 | 0 | 0 | 0 | 0 | 0 | 0 | 0 | 0
F6_Commercial_Warehouse_Existing_Miscellaneous_Natural Gas_Pool Heater_E8 | F6 | Commercial | Warehouse | Existing | Miscellaneous | Natural Gas | Pool Heater | E8 | Utility - Value of Sales | 0 | 0 | 0 | 0 | 0 | 0 | 0 | 0 | 0 | 0 | 0 | 0 | 0 | 0 | 0 | 0 | 0 | 0 | 0 | 0 | 0 | 0 | 0 | 0 | 0 | 0 | 0 | 0 | 0 | 0
F6_Commercial_Warehouse_Existing_Miscellaneous_Natural Gas_Pool Heater_E9 | F6 | Commercial | Warehouse | Existing | Miscellaneous | Natural Gas | Pool Heater | E9 | Utility - Value of Sales | 0 | 0 | 0 | 0 | 0 | 0 | 0 | 0 | 0 | 0 | 0 | 0 | 0 | 0 | 0 | 0 | 0 | 0 | 0 | 0 | 0 | 0 | 0 | 0 | 0 | 0 | 0 | 0 | 0 | 0
F6_Commercial_Warehouse_Existing_Miscellaneous_Natural Gas_Pool Heater_E10 | F6 | Commercial | Warehouse | Existing | Miscellaneous | Natural Gas | Pool Heater | E10 | Utility - Value of Sales | 0 | 0 | 0 | 0 | 0 | 0 | 0 | 0 | 0 | 0 | 0 | 0 | 0 | 0 | 0 | 0 | 0 | 0 | 0 | 0 | 0 | 0 | 0 | 0 | 0 | 0 | 0 | 0 | 0 | 0
F1_Commercial_Warehouse_Existing_Miscellaneous_Natural Gas_Miscellaneous_E1 | F1 | Commercial | Warehouse | Existing | Miscellaneous | Natural Gas | Miscellaneous | E1 | Participant - Cost of Equipment | 0.0022938 | 0.0022938 | 0.0022938 | 0.0022938 | 0.0022938 | 0.0022938 | 0.0022938 | 0.0022938 | 0.0022938 | 0.0022938 | 0.0022938 | 0.0022938 | 0.0022938 | 0.0022938 | 0.0022938 | 0.0022938 | 0.0022938 | 0.0022938 | 0.0022938 | 0.0022938 | 0.0022938 | 0.0022938 | 0 | 0 | 0 | 0 | 0 | 0 | 0 | 0
F1_Commercial_Warehouse_Existing_Miscellaneous_Natural Gas_Miscellaneous_E2 | F1 | Commercial | Warehouse | Existing | Miscellaneous | Natural Gas | Miscellaneous | E2 | Participant - Cost of Equipment | 0 | 0 | 0 | 0 | 0 | 0 | 0 | 0 | 0 | 0 | 0 | 0 | 0 | 0 | 0 | 0 | 0 | 0 | 0 | 0 | 0 | 0 | 0 | 0 | 0 | 0 | 0 | 0 | 0 | 0
F1_Commercial_Warehouse_Existing_Miscellaneous_Natural Gas_Miscellaneous_E3 | F1 | Commercial | Warehouse | Existing | Miscellaneous | Natural Gas | Miscellaneous | E3 | Participant - Cost of Equipment | 0 | 0 | 0 | 0 | 0 | 0 | 0 | 0 | 0 | 0 | 0 | 0 | 0 | 0 | 0 | 0 | 0 | 0 | 0 | 0 | 0 | 0 | 0 | 0 | 0 | 0 | 0 | 0 | 0 | 0
F1_Commercial_Warehouse_Existing_Miscellaneous_Natural Gas_Miscellaneous_E4 | F1 | Commercial | Warehouse | Existing | Miscellaneous | Natural Gas | Miscellaneous | E4 | Participant - Cost of Equipment | 0 | 0 | 0 | 0 | 0 | 0 | 0 | 0 | 0 | 0 | 0 | 0 | 0 | 0 | 0 | 0 | 0 | 0 | 0 | 0 | 0 | 0 | 0 | 0 | 0 | 0 | 0 | 0 | 0 | 0
F1_Commercial_Warehouse_Existing_Miscellaneous_Natural Gas_Miscellaneous_E5 | F1 | Commercial | Warehouse | Existing | Miscellaneous | Natural Gas | Miscellaneous | E5 | Participant - Cost of Equipment | 0 | 0 | 0 | 0 | 0 | 0 | 0 | 0 | 0 | 0 | 0 | 0 | 0 | 0 | 0 | 0 | 0 | 0 | 0 | 0 | 0 | 0 | 0 | 0 | 0 | 0 | 0 | 0 | 0 | 0
F1_Commercial_Warehouse_Existing_Miscellaneous_Natural Gas_Miscellaneous_E6 | F1 | Commercial | Warehouse | Existing | Miscellaneous | Natural Gas | Miscellaneous | E6 | Participant - Cost of Equipment | 0 | 0 | 0 | 0 | 0 | 0 | 0 | 0 | 0 | 0 | 0 | 0 | 0 | 0 | 0 | 0 | 0 | 0 | 0 | 0 | 0 | 0 | 0 | 0 | 0 | 0 | 0 | 0 | 0 | 0
F1_Commercial_Warehouse_Existing_Miscellaneous_Natural Gas_Miscellaneous_E7 | F1 | Commercial | Warehouse | Existing | Miscellaneous | Natural Gas | Miscellaneous | E7 | Participant - Cost of Equipment | 0 | 0 | 0 | 0 | 0 | 0 | 0 | 0 | 0 | 0 | 0 | 0 | 0 | 0 | 0 | 0 | 0 | 0 | 0 | 0 | 0 | 0 | 0 | 0 | 0 | 0 | 0 | 0 | 0 | 0
F1_Commercial_Warehouse_Existing_Miscellaneous_Natural Gas_Miscellaneous_E8 | F1 | Commercial | Warehouse | Existing | Miscellaneous | Natural Gas | Miscellaneous | E8 | Participant - Cost of Equipment | 0 | 0 | 0 | 0 | 0 | 0 | 0 | 0 | 0 | 0 | 0 | 0 | 0 | 0 | 0 | 0 | 0 | 0 | 0 | 0 | 0 | 0 | 0 | 0 | 0 | 0 | 0 | 0 | 0 | 0
F1_Commercial_Warehouse_Existing_Miscellaneous_Natural Gas_Miscellaneous_E9 | F1 | Commercial | Warehouse | Existing | Miscellaneous | Natural Gas | Miscellaneous | E9 | Participant - Cost of Equipment | 0 | 0 | 0 | 0 | 0 | 0 | 0 | 0 | 0 | 0 | 0 | 0 | 0 | 0 | 0 | 0 | 0 | 0 | 0 | 0 | 0 | 0 | 0 | 0 | 0 | 0 | 0 | 0 | 0 | 0
F1_Commercial_Warehouse_Existing_Miscellaneous_Natural Gas_Miscellaneous_E10 | F1 | Commercial | Warehouse | Existing | Miscellaneous | Natural Gas | Miscellaneous | E10 | Participant - Cost of Equipment | 0 | 0 | 0 | 0 | 0 | 0 | 0 | 0 | 0 | 0 | 0 | 0 | 0 | 0 | 0 | 0 | 0 | 0 | 0 | 0 | 0 | 0 | 0 | 0 | 0 | 0 | 0 | 0 | 0 | 0
F2_Commercial_Warehouse_Existing_Miscellaneous_Natural Gas_Miscellaneous_E1 | F2 | Commercial | Warehouse | Existing | Miscellaneous | Natural Gas | Miscellaneous | E1 | Participant - Cost of Operation | 0.010213 | 0.010135 | 0.010084 | 0.010191 | 0.010444 | 0.010797 | 0.0111 | 0.011331 | 0.011534 | 0.011735 | 0.011954 | 0.012179 | 0.012401 | 0.01265 | 0.012878 | 0.0131 | 0.013331 | 0.013545 | 0.013739 | 0.013908 | 0.014043 | 0.01414 | 0 | 0 | 0 | 0 | 0 | 0 | 0 | 0
F2_Commercial_Warehouse_Existing_Miscellaneous_Natural Gas_Miscellaneous_E2 | F2 | Commercial | Warehouse | Existing | Miscellaneous | Natural Gas | Miscellaneous | E2 | Participant - Cost of Operation | 0 | 0 | 0 | 0 | 0 | 0 | 0 | 0 | 0 | 0 | 0 | 0 | 0 | 0 | 0 | 0 | 0 | 0 | 0 | 0 | 0 | 0 | 0 | 0 | 0 | 0 | 0 | 0 | 0 | 0
F2_Commercial_Warehouse_Existing_Miscellaneous_Natural Gas_Miscellaneous_E3 | F2 | Commercial | Warehouse | Existing | Miscellaneous | Natural Gas | Miscellaneous | E3 | Participant - Cost of Operation | 0 | 0 | 0 | 0 | 0 | 0 | 0 | 0 | 0 | 0 | 0 | 0 | 0 | 0 | 0 | 0 | 0 | 0 | 0 | 0 | 0 | 0 | 0 | 0 | 0 | 0 | 0 | 0 | 0 | 0
F2_Commercial_Warehouse_Existing_Miscellaneous_Natural Gas_Miscellaneous_E4 | F2 | Commercial | Warehouse | Existing | Miscellaneous | Natural Gas | Miscellaneous | E4 | Participant - Cost of Operation | 0 | 0 | 0 | 0 | 0 | 0 | 0 | 0 | 0 | 0 | 0 | 0 | 0 | 0 | 0 | 0 | 0 | 0 | 0 | 0 | 0 | 0 | 0 | 0 | 0 | 0 | 0 | 0 | 0 | 0
F2_Commercial_Warehouse_Existing_Miscellaneous_Natural Gas_Miscellaneous_E5 | F2 | Commercial | Warehouse | Existing | Miscellaneous | Natural Gas | Miscellaneous | E5 | Participant - Cost of Operation | 0 | 0 | 0 | 0 | 0 | 0 | 0 | 0 | 0 | 0 | 0 | 0 | 0 | 0 | 0 | 0 | 0 | 0 | 0 | 0 | 0 | 0 | 0 | 0 | 0 | 0 | 0 | 0 | 0 | 0
F2_Commercial_Warehouse_Existing_Miscellaneous_Natural Gas_Miscellaneous_E6 | F2 | Commercial | Warehouse | Existing | Miscellaneous | Natural Gas | Miscellaneous | E6 | Participant - Cost of Operation | 0 | 0 | 0 | 0 | 0 | 0 | 0 | 0 | 0 | 0 | 0 | 0 | 0 | 0 | 0 | 0 | 0 | 0 | 0 | 0 | 0 | 0 | 0 | 0 | 0 | 0 | 0 | 0 | 0 | 0
F2_Commercial_Warehouse_Existing_Miscellaneous_Natural Gas_Miscellaneous_E7 | F2 | Commercial | Warehouse | Existing | Miscellaneous | Natural Gas | Miscellaneous | E7 | Participant - Cost of Operation | 0 | 0 | 0 | 0 | 0 | 0 | 0 | 0 | 0 | 0 | 0 | 0 | 0 | 0 | 0 | 0 | 0 | 0 | 0 | 0 | 0 | 0 | 0 | 0 | 0 | 0 | 0 | 0 | 0 | 0
F2_Commercial_Warehouse_Existing_Miscellaneous_Natural Gas_Miscellaneous_E8 | F2 | Commercial | Warehouse | Existing | Miscellaneous | Natural Gas | Miscellaneous | E8 | Participant - Cost of Operation | 0 | 0 | 0 | 0 | 0 | 0 | 0 | 0 | 0 | 0 | 0 | 0 | 0 | 0 | 0 | 0 | 0 | 0 | 0 | 0 | 0 | 0 | 0 | 0 | 0 | 0 | 0 | 0 | 0 | 0
F2_Commercial_Warehouse_Existing_Miscellaneous_Natural Gas_Miscellaneous_E9 | F2 | Commercial | Warehouse | Existing | Miscellaneous | Natural Gas | Miscellaneous | E9 | Participant - Cost of Operation | 0 | 0 | 0 | 0 | 0 | 0 | 0 | 0 | 0 | 0 | 0 | 0 | 0 | 0 | 0 | 0 | 0 | 0 | 0 | 0 | 0 | 0 | 0 | 0 | 0 | 0 | 0 | 0 | 0 | 0
F2_Commercial_Warehouse_Existing_Miscellaneous_Natural Gas_Miscellaneous_E10 | F2 | Commercial | Warehouse | Existing | Miscellaneous | Natural Gas | Miscellaneous | E10 | Participant - Cost of Operation | 0 | 0 | 0 | 0 | 0 | 0 | 0 | 0 | 0 | 0 | 0 | 0 | 0 | 0 | 0 | 0 | 0 | 0 | 0 | 0 | 0 | 0 | 0 | 0 | 0 | 0 | 0 | 0 | 0 | 0
F3_Commercial_Warehouse_Existing_Miscellaneous_Natural Gas_Miscellaneous_E1 | F3 | Commercial | Warehouse | Existing | Miscellaneous | Natural Gas | Miscellaneous | E1 | System - kBTUs of Conusmption | 0.9853 | 0.98325 | 0.98329 | 0.99467 | 1.0045 | 1.0125 | 1.0178 | 1.0234 | 1.0287 | 1.0334 | 1.0371 | 1.0411 | 1.0448 | 1.048 | 1.0502 | 1.0512 | 1.0502 | 1.047 | 1.0409 | 1.0336 | 1.0242 | 1.0127 | 0 | 0 | 0 | 0 | 0 | 0 | 0 | 0
F3_Commercial_Warehouse_Existing_Miscellaneous_Natural Gas_Miscellaneous_E2 | F3 | Commercial | Warehouse | Existing | Miscellaneous | Natural Gas | Miscellaneous | E2 | System - kBTUs of Conusmption | 0 | 0 | 0 | 0 | 0 | 0 | 0 | 0 | 0 | 0 | 0 | 0 | 0 | 0 | 0 | 0 | 0 | 0 | 0 | 0 | 0 | 0 | 0 | 0 | 0 | 0 | 0 | 0 | 0 | 0
F3_Commercial_Warehouse_Existing_Miscellaneous_Natural Gas_Miscellaneous_E3 | F3 | Commercial | Warehouse | Existing | Miscellaneous | Natural Gas | Miscellaneous | E3 | System - kBTUs of Conusmption | 0 | 0 | 0 | 0 | 0 | 0 | 0 | 0 | 0 | 0 | 0 | 0 | 0 | 0 | 0 | 0 | 0 | 0 | 0 | 0 | 0 | 0 | 0 | 0 | 0 | 0 | 0 | 0 | 0 | 0
F3_Commercial_Warehouse_Existing_Miscellaneous_Natural Gas_Miscellaneous_E4 | F3 | Commercial | Warehouse | Existing | Miscellaneous | Natural Gas | Miscellaneous | E4 | System - kBTUs of Conusmption | 0 | 0 | 0 | 0 | 0 | 0 | 0 | 0 | 0 | 0 | 0 | 0 | 0 | 0 | 0 | 0 | 0 | 0 | 0 | 0 | 0 | 0 | 0 | 0 | 0 | 0 | 0 | 0 | 0 | 0
F3_Commercial_Warehouse_Existing_Miscellaneous_Natural Gas_Miscellaneous_E5 | F3 | Commercial | Warehouse | Existing | Miscellaneous | Natural Gas | Miscellaneous | E5 | System - kBTUs of Conusmption | 0 | 0 | 0 | 0 | 0 | 0 | 0 | 0 | 0 | 0 | 0 | 0 | 0 | 0 | 0 | 0 | 0 | 0 | 0 | 0 | 0 | 0 | 0 | 0 | 0 | 0 | 0 | 0 | 0 | 0
F3_Commercial_Warehouse_Existing_Miscellaneous_Natural Gas_Miscellaneous_E6 | F3 | Commercial | Warehouse | Existing | Miscellaneous | Natural Gas | Miscellaneous | E6 | System - kBTUs of Conusmption | 0 | 0 | 0 | 0 | 0 | 0 | 0 | 0 | 0 | 0 | 0 | 0 | 0 | 0 | 0 | 0 | 0 | 0 | 0 | 0 | 0 | 0 | 0 | 0 | 0 | 0 | 0 | 0 | 0 | 0
F3_Commercial_Warehouse_Existing_Miscellaneous_Natural Gas_Miscellaneous_E7 | F3 | Commercial | Warehouse | Existing | Miscellaneous | Natural Gas | Miscellaneous | E7 | System - kBTUs of Conusmption | 0 | 0 | 0 | 0 | 0 | 0 | 0 | 0 | 0 | 0 | 0 | 0 | 0 | 0 | 0 | 0 | 0 | 0 | 0 | 0 | 0 | 0 | 0 | 0 | 0 | 0 | 0 | 0 | 0 | 0
F3_Commercial_Warehouse_Existing_Miscellaneous_Natural Gas_Miscellaneous_E8 | F3 | Commercial | Warehouse | Existing | Miscellaneous | Natural Gas | Miscellaneous | E8 | System - kBTUs of Conusmption | 0 | 0 | 0 | 0 | 0 | 0 | 0 | 0 | 0 | 0 | 0 | 0 | 0 | 0 | 0 | 0 | 0 | 0 | 0 | 0 | 0 | 0 | 0 | 0 | 0 | 0 | 0 | 0 | 0 | 0
F3_Commercial_Warehouse_Existing_Miscellaneous_Natural Gas_Miscellaneous_E9 | F3 | Commercial | Warehouse | Existing | Miscellaneous | Natural Gas | Miscellaneous | E9 | System - kBTUs of Conusmption | 0 | 0 | 0 | 0 | 0 | 0 | 0 | 0 | 0 | 0 | 0 | 0 | 0 | 0 | 0 | 0 | 0 | 0 | 0 | 0 | 0 | 0 | 0 | 0 | 0 | 0 | 0 | 0 | 0 | 0
F3_Commercial_Warehouse_Existing_Miscellaneous_Natural Gas_Miscellaneous_E10 | F3 | Commercial | Warehouse | Existing | Miscellaneous | Natural Gas | Miscellaneous | E10 | System - kBTUs of Conusmption | 0 | 0 | 0 | 0 | 0 | 0 | 0 | 0 | 0 | 0 | 0 | 0 | 0 | 0 | 0 | 0 | 0 | 0 | 0 | 0 | 0 | 0 | 0 | 0 | 0 | 0 | 0 | 0 | 0 | 0
F4_Commercial_Warehouse_Existing_Miscellaneous_Natural Gas_Miscellaneous_E1 | F4 | Commercial | Warehouse | Existing | Miscellaneous | Natural Gas | Miscellaneous | E1 | Utility - Cost of Equipment | 0.0022938 | 0.0022938 | 0.0022938 | 0.0022938 | 0.0022938 | 0.0022938 | 0.0022938 | 0.0022938 | 0.0022938 | 0.0022938 | 0.0022938 | 0.0022938 | 0.0022938 | 0.0022938 | 0.0022938 | 0.0022938 | 0.0022938 | 0.0022938 | 0.0022938 | 0.0022938 | 0.0022938 | 0.0022938 | 0 | 0 | 0 | 0 | 0 | 0 | 0 | 0
F4_Commercial_Warehouse_Existing_Miscellaneous_Natural Gas_Miscellaneous_E2 | F4 | Commercial | Warehouse | Existing | Miscellaneous | Natural Gas | Miscellaneous | E2 | Utility - Cost of Equipment | 0 | 0 | 0 | 0 | 0 | 0 | 0 | 0 | 0 | 0 | 0 | 0 | 0 | 0 | 0 | 0 | 0 | 0 | 0 | 0 | 0 | 0 | 0 | 0 | 0 | 0 | 0 | 0 | 0 | 0
F4_Commercial_Warehouse_Existing_Miscellaneous_Natural Gas_Miscellaneous_E3 | F4 | Commercial | Warehouse | Existing | Miscellaneous | Natural Gas | Miscellaneous | E3 | Utility - Cost of Equipment | 0 | 0 | 0 | 0 | 0 | 0 | 0 | 0 | 0 | 0 | 0 | 0 | 0 | 0 | 0 | 0 | 0 | 0 | 0 | 0 | 0 | 0 | 0 | 0 | 0 | 0 | 0 | 0 | 0 | 0
F4_Commercial_Warehouse_Existing_Miscellaneous_Natural Gas_Miscellaneous_E4 | F4 | Commercial | Warehouse | Existing | Miscellaneous | Natural Gas | Miscellaneous | E4 | Utility - Cost of Equipment | 0 | 0 | 0 | 0 | 0 | 0 | 0 | 0 | 0 | 0 | 0 | 0 | 0 | 0 | 0 | 0 | 0 | 0 | 0 | 0 | 0 | 0 | 0 | 0 | 0 | 0 | 0 | 0 | 0 | 0
F4_Commercial_Warehouse_Existing_Miscellaneous_Natural Gas_Miscellaneous_E5 | F4 | Commercial | Warehouse | Existing | Miscellaneous | Natural Gas | Miscellaneous | E5 | Utility - Cost of Equipment | 0 | 0 | 0 | 0 | 0 | 0 | 0 | 0 | 0 | 0 | 0 | 0 | 0 | 0 | 0 | 0 | 0 | 0 | 0 | 0 | 0 | 0 | 0 | 0 | 0 | 0 | 0 | 0 | 0 | 0
F4_Commercial_Warehouse_Existing_Miscellaneous_Natural Gas_Miscellaneous_E6 | F4 | Commercial | Warehouse | Existing | Miscellaneous | Natural Gas | Miscellaneous | E6 | Utility - Cost of Equipment | 0 | 0 | 0 | 0 | 0 | 0 | 0 | 0 | 0 | 0 | 0 | 0 | 0 | 0 | 0 | 0 | 0 | 0 | 0 | 0 | 0 | 0 | 0 | 0 | 0 | 0 | 0 | 0 | 0 | 0
F4_Commercial_Warehouse_Existing_Miscellaneous_Natural Gas_Miscellaneous_E7 | F4 | Commercial | Warehouse | Existing | Miscellaneous | Natural Gas | Miscellaneous | E7 | Utility - Cost of Equipment | 0 | 0 | 0 | 0 | 0 | 0 | 0 | 0 | 0 | 0 | 0 | 0 | 0 | 0 | 0 | 0 | 0 | 0 | 0 | 0 | 0 | 0 | 0 | 0 | 0 | 0 | 0 | 0 | 0 | 0
F4_Commercial_Warehouse_Existing_Miscellaneous_Natural Gas_Miscellaneous_E8 | F4 | Commercial | Warehouse | Existing | Miscellaneous | Natural Gas | Miscellaneous | E8 | Utility - Cost of Equipment | 0 | 0 | 0 | 0 | 0 | 0 | 0 | 0 | 0 | 0 | 0 | 0 | 0 | 0 | 0 | 0 | 0 | 0 | 0 | 0 | 0 | 0 | 0 | 0 | 0 | 0 | 0 | 0 | 0 | 0
F4_Commercial_Warehouse_Existing_Miscellaneous_Natural Gas_Miscellaneous_E9 | F4 | Commercial | Warehouse | Existing | Miscellaneous | Natural Gas | Miscellaneous | E9 | Utility - Cost of Equipment | 0 | 0 | 0 | 0 | 0 | 0 | 0 | 0 | 0 | 0 | 0 | 0 | 0 | 0 | 0 | 0 | 0 | 0 | 0 | 0 | 0 | 0 | 0 | 0 | 0 | 0 | 0 | 0 | 0 | 0
F4_Commercial_Warehouse_Existing_Miscellaneous_Natural Gas_Miscellaneous_E10 | F4 | Commercial | Warehouse | Existing | Miscellaneous | Natural Gas | Miscellaneous | E10 | Utility - Cost of Equipment | 0 | 0 | 0 | 0 | 0 | 0 | 0 | 0 | 0 | 0 | 0 | 0 | 0 | 0 | 0 | 0 | 0 | 0 | 0 | 0 | 0 | 0 | 0 | 0 | 0 | 0 | 0 | 0 | 0 | 0
F5_Commercial_Warehouse_Existing_Miscellaneous_Natural Gas_Miscellaneous_E1 | F5 | Commercial | Warehouse | Existing | Miscellaneous | Natural Gas | Miscellaneous | E1 | Utility - Cost of Operation | 0.0085245 | 0.0084593 | 0.0084166 | 0.0085066 | 0.008717 | 0.0090122 | 0.0092652 | 0.0094581 | 0.0096271 | 0.0097946 | 0.009978 | 0.010165 | 0.010351 | 0.010558 | 0.010749 | 0.010934 | 0.011127 | 0.011305 | 0.011467 | 0.011609 | 0.011722 | 0.011802 | 0 | 0 | 0 | 0 | 0 | 0 | 0 | 0
F5_Commercial_Warehouse_Existing_Miscellaneous_Natural Gas_Miscellaneous_E2 | F5 | Commercial | Warehouse | Existing | Miscellaneous | Natural Gas | Miscellaneous | E2 | Utility - Cost of Operation | 0 | 0 | 0 | 0 | 0 | 0 | 0 | 0 | 0 | 0 | 0 | 0 | 0 | 0 | 0 | 0 | 0 | 0 | 0 | 0 | 0 | 0 | 0 | 0 | 0 | 0 | 0 | 0 | 0 | 0
F5_Commercial_Warehouse_Existing_Miscellaneous_Natural Gas_Miscellaneous_E3 | F5 | Commercial | Warehouse | Existing | Miscellaneous | Natural Gas | Miscellaneous | E3 | Utility - Cost of Operation | 0 | 0 | 0 | 0 | 0 | 0 | 0 | 0 | 0 | 0 | 0 | 0 | 0 | 0 | 0 | 0 | 0 | 0 | 0 | 0 | 0 | 0 | 0 | 0 | 0 | 0 | 0 | 0 | 0 | 0
F5_Commercial_Warehouse_Existing_Miscellaneous_Natural Gas_Miscellaneous_E4 | F5 | Commercial | Warehouse | Existing | Miscellaneous | Natural Gas | Miscellaneous | E4 | Utility - Cost of Operation | 0 | 0 | 0 | 0 | 0 | 0 | 0 | 0 | 0 | 0 | 0 | 0 | 0 | 0 | 0 | 0 | 0 | 0 | 0 | 0 | 0 | 0 | 0 | 0 | 0 | 0 | 0 | 0 | 0 | 0
F5_Commercial_Warehouse_Existing_Miscellaneous_Natural Gas_Miscellaneous_E5 | F5 | Commercial | Warehouse | Existing | Miscellaneous | Natural Gas | Miscellaneous | E5 | Utility - Cost of Operation | 0 | 0 | 0 | 0 | 0 | 0 | 0 | 0 | 0 | 0 | 0 | 0 | 0 | 0 | 0 | 0 | 0 | 0 | 0 | 0 | 0 | 0 | 0 | 0 | 0 | 0 | 0 | 0 | 0 | 0
F5_Commercial_Warehouse_Existing_Miscellaneous_Natural Gas_Miscellaneous_E6 | F5 | Commercial | Warehouse | Existing | Miscellaneous | Natural Gas | Miscellaneous | E6 | Utility - Cost of Operation | 0 | 0 | 0 | 0 | 0 | 0 | 0 | 0 | 0 | 0 | 0 | 0 | 0 | 0 | 0 | 0 | 0 | 0 | 0 | 0 | 0 | 0 | 0 | 0 | 0 | 0 | 0 | 0 | 0 | 0
F5_Commercial_Warehouse_Existing_Miscellaneous_Natural Gas_Miscellaneous_E7 | F5 | Commercial | Warehouse | Existing | Miscellaneous | Natural Gas | Miscellaneous | E7 | Utility - Cost of Operation | 0 | 0 | 0 | 0 | 0 | 0 | 0 | 0 | 0 | 0 | 0 | 0 | 0 | 0 | 0 | 0 | 0 | 0 | 0 | 0 | 0 | 0 | 0 | 0 | 0 | 0 | 0 | 0 | 0 | 0
F5_Commercial_Warehouse_Existing_Miscellaneous_Natural Gas_Miscellaneous_E8 | F5 | Commercial | Warehouse | Existing | Miscellaneous | Natural Gas | Miscellaneous | E8 | Utility - Cost of Operation | 0 | 0 | 0 | 0 | 0 | 0 | 0 | 0 | 0 | 0 | 0 | 0 | 0 | 0 | 0 | 0 | 0 | 0 | 0 | 0 | 0 | 0 | 0 | 0 | 0 | 0 | 0 | 0 | 0 | 0
F5_Commercial_Warehouse_Existing_Miscellaneous_Natural Gas_Miscellaneous_E9 | F5 | Commercial | Warehouse | Existing | Miscellaneous | Natural Gas | Miscellaneous | E9 | Utility - Cost of Operation | 0 | 0 | 0 | 0 | 0 | 0 | 0 | 0 | 0 | 0 | 0 | 0 | 0 | 0 | 0 | 0 | 0 | 0 | 0 | 0 | 0 | 0 | 0 | 0 | 0 | 0 | 0 | 0 | 0 | 0
F5_Commercial_Warehouse_Existing_Miscellaneous_Natural Gas_Miscellaneous_E10 | F5 | Commercial | Warehouse | Existing | Miscellaneous | Natural Gas | Miscellaneous | E10 | Utility - Cost of Operation | 0 | 0 | 0 | 0 | 0 | 0 | 0 | 0 | 0 | 0 | 0 | 0 | 0 | 0 | 0 | 0 | 0 | 0 | 0 | 0 | 0 | 0 | 0 | 0 | 0 | 0 | 0 | 0 | 0 | 0
F6_Commercial_Warehouse_Existing_Miscellaneous_Natural Gas_Miscellaneous_E1 | F6 | Commercial | Warehouse | Existing | Miscellaneous | Natural Gas | Miscellaneous | E1 | Utility - Value of Sales | 0.010213 | 0.010135 | 0.010084 | 0.010191 | 0.010444 | 0.010797 | 0.0111 | 0.011331 | 0.011534 | 0.011735 | 0.011954 | 0.012179 | 0.012401 | 0.01265 | 0.012878 | 0.0131 | 0.013331 | 0.013545 | 0.013739 | 0.013908 | 0.014043 | 0.01414 | 0 | 0 | 0 | 0 | 0 | 0 | 0 | 0
F6_Commercial_Warehouse_Existing_Miscellaneous_Natural Gas_Miscellaneous_E2 | F6 | Commercial | Warehouse | Existing | Miscellaneous | Natural Gas | Miscellaneous | E2 | Utility - Value of Sales | 0 | 0 | 0 | 0 | 0 | 0 | 0 | 0 | 0 | 0 | 0 | 0 | 0 | 0 | 0 | 0 | 0 | 0 | 0 | 0 | 0 | 0 | 0 | 0 | 0 | 0 | 0 | 0 | 0 | 0
F6_Commercial_Warehouse_Existing_Miscellaneous_Natural Gas_Miscellaneous_E3 | F6 | Commercial | Warehouse | Existing | Miscellaneous | Natural Gas | Miscellaneous | E3 | Utility - Value of Sales | 0 | 0 | 0 | 0 | 0 | 0 | 0 | 0 | 0 | 0 | 0 | 0 | 0 | 0 | 0 | 0 | 0 | 0 | 0 | 0 | 0 | 0 | 0 | 0 | 0 | 0 | 0 | 0 | 0 | 0
F6_Commercial_Warehouse_Existing_Miscellaneous_Natural Gas_Miscellaneous_E4 | F6 | Commercial | Warehouse | Existing | Miscellaneous | Natural Gas | Miscellaneous | E4 | Utility - Value of Sales | 0 | 0 | 0 | 0 | 0 | 0 | 0 | 0 | 0 | 0 | 0 | 0 | 0 | 0 | 0 | 0 | 0 | 0 | 0 | 0 | 0 | 0 | 0 | 0 | 0 | 0 | 0 | 0 | 0 | 0
F6_Commercial_Warehouse_Existing_Miscellaneous_Natural Gas_Miscellaneous_E5 | F6 | Commercial | Warehouse | Existing | Miscellaneous | Natural Gas | Miscellaneous | E5 | Utility - Value of Sales | 0 | 0 | 0 | 0 | 0 | 0 | 0 | 0 | 0 | 0 | 0 | 0 | 0 | 0 | 0 | 0 | 0 | 0 | 0 | 0 | 0 | 0 | 0 | 0 | 0 | 0 | 0 | 0 | 0 | 0
F6_Commercial_Warehouse_Existing_Miscellaneous_Natural Gas_Miscellaneous_E6 | F6 | Commercial | Warehouse | Existing | Miscellaneous | Natural Gas | Miscellaneous | E6 | Utility - Value of Sales | 0 | 0 | 0 | 0 | 0 | 0 | 0 | 0 | 0 | 0 | 0 | 0 | 0 | 0 | 0 | 0 | 0 | 0 | 0 | 0 | 0 | 0 | 0 | 0 | 0 | 0 | 0 | 0 | 0 | 0
F6_Commercial_Warehouse_Existing_Miscellaneous_Natural Gas_Miscellaneous_E7 | F6 | Commercial | Warehouse | Existing | Miscellaneous | Natural Gas | Miscellaneous | E7 | Utility - Value of Sales | 0 | 0 | 0 | 0 | 0 | 0 | 0 | 0 | 0 | 0 | 0 | 0 | 0 | 0 | 0 | 0 | 0 | 0 | 0 | 0 | 0 | 0 | 0 | 0 | 0 | 0 | 0 | 0 | 0 | 0
F6_Commercial_Warehouse_Existing_Miscellaneous_Natural Gas_Miscellaneous_E8 | F6 | Commercial | Warehouse | Existing | Miscellaneous | Natural Gas | Miscellaneous | E8 | Utility - Value of Sales | 0 | 0 | 0 | 0 | 0 | 0 | 0 | 0 | 0 | 0 | 0 | 0 | 0 | 0 | 0 | 0 | 0 | 0 | 0 | 0 | 0 | 0 | 0 | 0 | 0 | 0 | 0 | 0 | 0 | 0
F6_Commercial_Warehouse_Existing_Miscellaneous_Natural Gas_Miscellaneous_E9 | F6 | Commercial | Warehouse | Existing | Miscellaneous | Natural Gas | Miscellaneous | E9 | Utility - Value of Sales | 0 | 0 | 0 | 0 | 0 | 0 | 0 | 0 | 0 | 0 | 0 | 0 | 0 | 0 | 0 | 0 | 0 | 0 | 0 | 0 | 0 | 0 | 0 | 0 | 0 | 0 | 0 | 0 | 0 | 0
F6_Commercial_Warehouse_Existing_Miscellaneous_Natural Gas_Miscellaneous_E10 | F6 | Commercial | Warehouse | Existing | Miscellaneous | Natural Gas | Miscellaneous | E10 | Utility - Value of Sales | 0 | 0 | 0 | 0 | 0 | 0 | 0 | 0 | 0 | 0 | 0 | 0 | 0 | 0 | 0 | 0 | 0 | 0 | 0 | 0 | 0 | 0 | 0 | 0 | 0 | 0 | 0 | 0 | 0 | 0
F1_Commercial_Warehouse_New_Space Heating_Natural Gas_Furnace_E1 | F1 | Commercial | Warehouse | New | Space Heating | Natural Gas | Furnace | E1 | Participant - Cost of Equipment | 0.018928 | 0.018928 | 0.018928 | 0.018928 | 0.018928 | 0.018928 | 0.018928 | 0.018928 | 0.018928 | 0.018928 | 0.018928 | 0.018928 | 0.018928 | 0.018928 | 0.018928 | 0.018928 | 0.018928 | 0.018928 | 0.018928 | 0.018928 | 0.018928 | 0.018928 | 0 | 0 | 0 | 0 | 0 | 0 | 0 | 0
F1_Commercial_Warehouse_New_Space Heating_Natural Gas_Furnace_E2 | F1 | Commercial | Warehouse | New | Space Heating | Natural Gas | Furnace | E2 | Participant - Cost of Equipment | 0.022714 | 0.022714 | 0.022714 | 0.022714 | 0.022714 | 0.022714 | 0.022714 | 0.022714 | 0.022714 | 0.022714 | 0.022714 | 0.022714 | 0.022714 | 0.022714 | 0.022714 | 0.022714 | 0.022714 | 0.022714 | 0.022714 | 0.022714 | 0.022714 | 0.022714 | 0 | 0 | 0 | 0 | 0 | 0 | 0 | 0
F1_Commercial_Warehouse_New_Space Heating_Natural Gas_Furnace_E3 | F1 | Commercial | Warehouse | New | Space Heating | Natural Gas | Furnace | E3 | Participant - Cost of Equipment | 0.0265 | 0.0265 | 0.0265 | 0.0265 | 0.0265 | 0.0265 | 0.0265 | 0.0265 | 0.0265 | 0.0265 | 0.0265 | 0.0265 | 0.0265 | 0.0265 | 0.0265 | 0.0265 | 0.0265 | 0.0265 | 0.0265 | 0.0265 | 0.0265 | 0.0265 | 0 | 0 | 0 | 0 | 0 | 0 | 0 | 0
F1_Commercial_Warehouse_New_Space Heating_Natural Gas_Furnace_E4 | F1 | Commercial | Warehouse | New | Space Heating | Natural Gas | Furnace | E4 | Participant - Cost of Equipment | 0 | 0 | 0 | 0 | 0 | 0 | 0 | 0 | 0 | 0 | 0 | 0 | 0 | 0 | 0 | 0 | 0 | 0 | 0 | 0 | 0 | 0 | 0 | 0 | 0 | 0 | 0 | 0 | 0 | 0
F1_Commercial_Warehouse_New_Space Heating_Natural Gas_Furnace_E5 | F1 | Commercial | Warehouse | New | Space Heating | Natural Gas | Furnace | E5 | Participant - Cost of Equipment | 0 | 0 | 0 | 0 | 0 | 0 | 0 | 0 | 0 | 0 | 0 | 0 | 0 | 0 | 0 | 0 | 0 | 0 | 0 | 0 | 0 | 0 | 0 | 0 | 0 | 0 | 0 | 0 | 0 | 0
F1_Commercial_Warehouse_New_Space Heating_Natural Gas_Furnace_E6 | F1 | Commercial | Warehouse | New | Space Heating | Natural Gas | Furnace | E6 | Participant - Cost of Equipment | 0 | 0 | 0 | 0 | 0 | 0 | 0 | 0 | 0 | 0 | 0 | 0 | 0 | 0 | 0 | 0 | 0 | 0 | 0 | 0 | 0 | 0 | 0 | 0 | 0 | 0 | 0 | 0 | 0 | 0
F1_Commercial_Warehouse_New_Space Heating_Natural Gas_Furnace_E7 | F1 | Commercial | Warehouse | New | Space Heating | Natural Gas | Furnace | E7 | Participant - Cost of Equipment | 0 | 0 | 0 | 0 | 0 | 0 | 0 | 0 | 0 | 0 | 0 | 0 | 0 | 0 | 0 | 0 | 0 | 0 | 0 | 0 | 0 | 0 | 0 | 0 | 0 | 0 | 0 | 0 | 0 | 0
F1_Commercial_Warehouse_New_Space Heating_Natural Gas_Furnace_E8 | F1 | Commercial | Warehouse | New | Space Heating | Natural Gas | Furnace | E8 | Participant - Cost of Equipment | 0 | 0 | 0 | 0 | 0 | 0 | 0 | 0 | 0 | 0 | 0 | 0 | 0 | 0 | 0 | 0 | 0 | 0 | 0 | 0 | 0 | 0 | 0 | 0 | 0 | 0 | 0 | 0 | 0 | 0
F1_Commercial_Warehouse_New_Space Heating_Natural Gas_Furnace_E9 | F1 | Commercial | Warehouse | New | Space Heating | Natural Gas | Furnace | E9 | Participant - Cost of Equipment | 0 | 0 | 0 | 0 | 0 | 0 | 0 | 0 | 0 | 0 | 0 | 0 | 0 | 0 | 0 | 0 | 0 | 0 | 0 | 0 | 0 | 0 | 0 | 0 | 0 | 0 | 0 | 0 | 0 | 0
F1_Commercial_Warehouse_New_Space Heating_Natural Gas_Furnace_E10 | F1 | Commercial | Warehouse | New | Space Heating | Natural Gas | Furnace | E10 | Participant - Cost of Equipment | 0 | 0 | 0 | 0 | 0 | 0 | 0 | 0 | 0 | 0 | 0 | 0 | 0 | 0 | 0 | 0 | 0 | 0 | 0 | 0 | 0 | 0 | 0 | 0 | 0 | 0 | 0 | 0 | 0 | 0
F2_Commercial_Warehouse_New_Space Heating_Natural Gas_Furnace_E1 | F2 | Commercial | Warehouse | New | Space Heating | Natural Gas | Furnace | E1 | Participant - Cost of Operation | 0.16517 | 0.16714 | 0.16926 | 0.17202 | 0.1753 | 0.17895 | 0.18239 | 0.18556 | 0.18868 | 0.19183 | 0.1951 | 0.19843 | 0.20179 | 0.20529 | 0.20874 | 0.21228 | 0.21597 | 0.21971 | 0.22351 | 0.22734 | 0.23119 | 0.23502 | 0 | 0 | 0 | 0 | 0 | 0 | 0 | 0
F2_Commercial_Warehouse_New_Space Heating_Natural Gas_Furnace_E2 | F2 | Commercial | Warehouse | New | Space Heating | Natural Gas | Furnace | E2 | Participant - Cost of Operation | 0.14682 | 0.14856 | 0.15045 | 0.15291 | 0.15582 | 0.15907 | 0.16212 | 0.16494 | 0.16771 | 0.17051 | 0.17341 | 0.17638 | 0.17936 | 0.18247 | 0.18555 | 0.18869 | 0.19197 | 0.19529 | 0.19867 | 0.20208 | 0.2055 | 0.2089 | 0 | 0 | 0 | 0 | 0 | 0 | 0 | 0
F2_Commercial_Warehouse_New_Space Heating_Natural Gas_Furnace_E3 | F2 | Commercial | Warehouse | New | Space Heating | Natural Gas | Furnace | E3 | Participant - Cost of Operation | 0.13909 | 0.14075 | 0.14254 | 0.14486 | 0.14762 | 0.1507 | 0.15359 | 0.15626 | 0.15889 | 0.16154 | 0.16429 | 0.1671 | 0.16993 | 0.17287 | 0.17578 | 0.17876 | 0.18187 | 0.18502 | 0.18822 | 0.19145 | 0.19469 | 0.19791 | 0 | 0 | 0 | 0 | 0 | 0 | 0 | 0
F2_Commercial_Warehouse_New_Space Heating_Natural Gas_Furnace_E4 | F2 | Commercial | Warehouse | New | Space Heating | Natural Gas | Furnace | E4 | Participant - Cost of Operation | 0 | 0 | 0 | 0 | 0 | 0 | 0 | 0 | 0 | 0 | 0 | 0 | 0 | 0 | 0 | 0 | 0 | 0 | 0 | 0 | 0 | 0 | 0 | 0 | 0 | 0 | 0 | 0 | 0 | 0
F2_Commercial_Warehouse_New_Space Heating_Natural Gas_Furnace_E5 | F2 | Commercial | Warehouse | New | Space Heating | Natural Gas | Furnace | E5 | Participant - Cost of Operation | 0 | 0 | 0 | 0 | 0 | 0 | 0 | 0 | 0 | 0 | 0 | 0 | 0 | 0 | 0 | 0 | 0 | 0 | 0 | 0 | 0 | 0 | 0 | 0 | 0 | 0 | 0 | 0 | 0 | 0
F2_Commercial_Warehouse_New_Space Heating_Natural Gas_Furnace_E6 | F2 | Commercial | Warehouse | New | Space Heating | Natural Gas | Furnace | E6 | Participant - Cost of Operation | 0 | 0 | 0 | 0 | 0 | 0 | 0 | 0 | 0 | 0 | 0 | 0 | 0 | 0 | 0 | 0 | 0 | 0 | 0 | 0 | 0 | 0 | 0 | 0 | 0 | 0 | 0 | 0 | 0 | 0
F2_Commercial_Warehouse_New_Space Heating_Natural Gas_Furnace_E7 | F2 | Commercial | Warehouse | New | Space Heating | Natural Gas | Furnace | E7 | Participant - Cost of Operation | 0 | 0 | 0 | 0 | 0 | 0 | 0 | 0 | 0 | 0 | 0 | 0 | 0 | 0 | 0 | 0 | 0 | 0 | 0 | 0 | 0 | 0 | 0 | 0 | 0 | 0 | 0 | 0 | 0 | 0
F2_Commercial_Warehouse_New_Space Heating_Natural Gas_Furnace_E8 | F2 | Commercial | Warehouse | New | Space Heating | Natural Gas | Furnace | E8 | Participant - Cost of Operation | 0 | 0 | 0 | 0 | 0 | 0 | 0 | 0 | 0 | 0 | 0 | 0 | 0 | 0 | 0 | 0 | 0 | 0 | 0 | 0 | 0 | 0 | 0 | 0 | 0 | 0 | 0 | 0 | 0 | 0
F2_Commercial_Warehouse_New_Space Heating_Natural Gas_Furnace_E9 | F2 | Commercial | Warehouse | New | Space Heating | Natural Gas | Furnace | E9 | Participant - Cost of Operation | 0 | 0 | 0 | 0 | 0 | 0 | 0 | 0 | 0 | 0 | 0 | 0 | 0 | 0 | 0 | 0 | 0 | 0 | 0 | 0 | 0 | 0 | 0 | 0 | 0 | 0 | 0 | 0 | 0 | 0
F2_Commercial_Warehouse_New_Space Heating_Natural Gas_Furnace_E10 | F2 | Commercial | Warehouse | New | Space Heating | Natural Gas | Furnace | E10 | Participant - Cost of Operation | 0 | 0 | 0 | 0 | 0 | 0 | 0 | 0 | 0 | 0 | 0 | 0 | 0 | 0 | 0 | 0 | 0 | 0 | 0 | 0 | 0 | 0 | 0 | 0 | 0 | 0 | 0 | 0 | 0 | 0
F3_Commercial_Warehouse_New_Space Heating_Natural Gas_Furnace_E1 | F3 | Commercial | Warehouse | New | Space Heating | Natural Gas | Furnace | E1 | System - kBTUs of Conusmption | 14.5768 | 14.5905 | 14.6015 | 14.6399 | 14.6665 | 14.6812 | 14.681 | 14.6791 | 14.6732 | 14.6634 | 14.6479 | 14.6314 | 14.612 | 14.5899 | 14.5627 | 14.5362 | 14.5077 | 14.4773 | 14.4425 | 14.4089 | 14.3742 | 14.3384 | 0 | 0 | 0 | 0 | 0 | 0 | 0 | 0
F3_Commercial_Warehouse_New_Space Heating_Natural Gas_Furnace_E2 | F3 | Commercial | Warehouse | New | Space Heating | Natural Gas | Furnace | E2 | System - kBTUs of Conusmption | 12.9568 | 12.969 | 12.9788 | 13.0129 | 13.0366 | 13.0496 | 13.0494 | 13.0477 | 13.0425 | 13.0338 | 13.02 | 13.0054 | 12.9881 | 12.9685 | 12.9443 | 12.9208 | 12.8954 | 12.8683 | 12.8374 | 12.8076 | 12.7767 | 12.7449 | 0 | 0 | 0 | 0 | 0 | 0 | 0 | 0
F3_Commercial_Warehouse_New_Space Heating_Natural Gas_Furnace_E3 | F3 | Commercial | Warehouse | New | Space Heating | Natural Gas | Furnace | E3 | System - kBTUs of Conusmption | 12.2752 | 12.2867 | 12.296 | 12.3284 | 12.3507 | 12.3631 | 12.3629 | 12.3613 | 12.3563 | 12.3481 | 12.3351 | 12.3212 | 12.3048 | 12.2863 | 12.2634 | 12.241 | 12.217 | 12.1914 | 12.1621 | 12.1338 | 12.1045 | 12.0744 | 0 | 0 | 0 | 0 | 0 | 0 | 0 | 0
F3_Commercial_Warehouse_New_Space Heating_Natural Gas_Furnace_E4 | F3 | Commercial | Warehouse | New | Space Heating | Natural Gas | Furnace | E4 | System - kBTUs of Conusmption | 0 | 0 | 0 | 0 | 0 | 0 | 0 | 0 | 0 | 0 | 0 | 0 | 0 | 0 | 0 | 0 | 0 | 0 | 0 | 0 | 0 | 0 | 0 | 0 | 0 | 0 | 0 | 0 | 0 | 0
F3_Commercial_Warehouse_New_Space Heating_Natural Gas_Furnace_E5 | F3 | Commercial | Warehouse | New | Space Heating | Natural Gas | Furnace | E5 | System - kBTUs of Conusmption | 0 | 0 | 0 | 0 | 0 | 0 | 0 | 0 | 0 | 0 | 0 | 0 | 0 | 0 | 0 | 0 | 0 | 0 | 0 | 0 | 0 | 0 | 0 | 0 | 0 | 0 | 0 | 0 | 0 | 0
F3_Commercial_Warehouse_New_Space Heating_Natural Gas_Furnace_E6 | F3 | Commercial | Warehouse | New | Space Heating | Natural Gas | Furnace | E6 | System - kBTUs of Conusmption | 0 | 0 | 0 | 0 | 0 | 0 | 0 | 0 | 0 | 0 | 0 | 0 | 0 | 0 | 0 | 0 | 0 | 0 | 0 | 0 | 0 | 0 | 0 | 0 | 0 | 0 | 0 | 0 | 0 | 0
F3_Commercial_Warehouse_New_Space Heating_Natural Gas_Furnace_E7 | F3 | Commercial | Warehouse | New | Space Heating | Natural Gas | Furnace | E7 | System - kBTUs of Conusmption | 0 | 0 | 0 | 0 | 0 | 0 | 0 | 0 | 0 | 0 | 0 | 0 | 0 | 0 | 0 | 0 | 0 | 0 | 0 | 0 | 0 | 0 | 0 | 0 | 0 | 0 | 0 | 0 | 0 | 0
F3_Commercial_Warehouse_New_Space Heating_Natural Gas_Furnace_E8 | F3 | Commercial | Warehouse | New | Space Heating | Natural Gas | Furnace | E8 | System - kBTUs of Conusmption | 0 | 0 | 0 | 0 | 0 | 0 | 0 | 0 | 0 | 0 | 0 | 0 | 0 | 0 | 0 | 0 | 0 | 0 | 0 | 0 | 0 | 0 | 0 | 0 | 0 | 0 | 0 | 0 | 0 | 0
F3_Commercial_Warehouse_New_Space Heating_Natural Gas_Furnace_E9 | F3 | Commercial | Warehouse | New | Space Heating | Natural Gas | Furnace | E9 | System - kBTUs of Conusmption | 0 | 0 | 0 | 0 | 0 | 0 | 0 | 0 | 0 | 0 | 0 | 0 | 0 | 0 | 0 | 0 | 0 | 0 | 0 | 0 | 0 | 0 | 0 | 0 | 0 | 0 | 0 | 0 | 0 | 0
F3_Commercial_Warehouse_New_Space Heating_Natural Gas_Furnace_E10 | F3 | Commercial | Warehouse | New | Space Heating | Natural Gas | Furnace | E10 | System - kBTUs of Conusmption | 0 | 0 | 0 | 0 | 0 | 0 | 0 | 0 | 0 | 0 | 0 | 0 | 0 | 0 | 0 | 0 | 0 | 0 | 0 | 0 | 0 | 0 | 0 | 0 | 0 | 0 | 0 | 0 | 0 | 0
F4_Commercial_Warehouse_New_Space Heating_Natural Gas_Furnace_E1 | F4 | Commercial | Warehouse | New | Space Heating | Natural Gas | Furnace | E1 | Utility - Cost of Equipment | 0.018928 | 0.018928 | 0.018928 | 0.018928 | 0.018928 | 0.018928 | 0.018928 | 0.018928 | 0.018928 | 0.018928 | 0.018928 | 0.018928 | 0.018928 | 0.018928 | 0.018928 | 0.018928 | 0.018928 | 0.018928 | 0.018928 | 0.018928 | 0.018928 | 0.018928 | 0 | 0 | 0 | 0 | 0 | 0 | 0 | 0
F4_Commercial_Warehouse_New_Space Heating_Natural Gas_Furnace_E2 | F4 | Commercial | Warehouse | New | Space Heating | Natural Gas | Furnace | E2 | Utility - Cost of Equipment | 0.022714 | 0.022714 | 0.022714 | 0.022714 | 0.022714 | 0.022714 | 0.022714 | 0.022714 | 0.022714 | 0.022714 | 0.022714 | 0.022714 | 0.022714 | 0.022714 | 0.022714 | 0.022714 | 0.022714 | 0.022714 | 0.022714 | 0.022714 | 0.022714 | 0.022714 | 0 | 0 | 0 | 0 | 0 | 0 | 0 | 0
F4_Commercial_Warehouse_New_Space Heating_Natural Gas_Furnace_E3 | F4 | Commercial | Warehouse | New | Space Heating | Natural Gas | Furnace | E3 | Utility - Cost of Equipment | 0.0265 | 0.0265 | 0.0265 | 0.0265 | 0.0265 | 0.0265 | 0.0265 | 0.0265 | 0.0265 | 0.0265 | 0.0265 | 0.0265 | 0.0265 | 0.0265 | 0.0265 | 0.0265 | 0.0265 | 0.0265 | 0.0265 | 0.0265 | 0.0265 | 0.0265 | 0 | 0 | 0 | 0 | 0 | 0 | 0 | 0
F4_Commercial_Warehouse_New_Space Heating_Natural Gas_Furnace_E4 | F4 | Commercial | Warehouse | New | Space Heating | Natural Gas | Furnace | E4 | Utility - Cost of Equipment | 0 | 0 | 0 | 0 | 0 | 0 | 0 | 0 | 0 | 0 | 0 | 0 | 0 | 0 | 0 | 0 | 0 | 0 | 0 | 0 | 0 | 0 | 0 | 0 | 0 | 0 | 0 | 0 | 0 | 0
F4_Commercial_Warehouse_New_Space Heating_Natural Gas_Furnace_E5 | F4 | Commercial | Warehouse | New | Space Heating | Natural Gas | Furnace | E5 | Utility - Cost of Equipment | 0 | 0 | 0 | 0 | 0 | 0 | 0 | 0 | 0 | 0 | 0 | 0 | 0 | 0 | 0 | 0 | 0 | 0 | 0 | 0 | 0 | 0 | 0 | 0 | 0 | 0 | 0 | 0 | 0 | 0
F4_Commercial_Warehouse_New_Space Heating_Natural Gas_Furnace_E6 | F4 | Commercial | Warehouse | New | Space Heating | Natural Gas | Furnace | E6 | Utility - Cost of Equipment | 0 | 0 | 0 | 0 | 0 | 0 | 0 | 0 | 0 | 0 | 0 | 0 | 0 | 0 | 0 | 0 | 0 | 0 | 0 | 0 | 0 | 0 | 0 | 0 | 0 | 0 | 0 | 0 | 0 | 0
F4_Commercial_Warehouse_New_Space Heating_Natural Gas_Furnace_E7 | F4 | Commercial | Warehouse | New | Space Heating | Natural Gas | Furnace | E7 | Utility - Cost of Equipment | 0 | 0 | 0 | 0 | 0 | 0 | 0 | 0 | 0 | 0 | 0 | 0 | 0 | 0 | 0 | 0 | 0 | 0 | 0 | 0 | 0 | 0 | 0 | 0 | 0 | 0 | 0 | 0 | 0 | 0
F4_Commercial_Warehouse_New_Space Heating_Natural Gas_Furnace_E8 | F4 | Commercial | Warehouse | New | Space Heating | Natural Gas | Furnace | E8 | Utility - Cost of Equipment | 0 | 0 | 0 | 0 | 0 | 0 | 0 | 0 | 0 | 0 | 0 | 0 | 0 | 0 | 0 | 0 | 0 | 0 | 0 | 0 | 0 | 0 | 0 | 0 | 0 | 0 | 0 | 0 | 0 | 0
F4_Commercial_Warehouse_New_Space Heating_Natural Gas_Furnace_E9 | F4 | Commercial | Warehouse | New | Space Heating | Natural Gas | Furnace | E9 | Utility - Cost of Equipment | 0 | 0 | 0 | 0 | 0 | 0 | 0 | 0 | 0 | 0 | 0 | 0 | 0 | 0 | 0 | 0 | 0 | 0 | 0 | 0 | 0 | 0 | 0 | 0 | 0 | 0 | 0 | 0 | 0 | 0
F4_Commercial_Warehouse_New_Space Heating_Natural Gas_Furnace_E10 | F4 | Commercial | Warehouse | New | Space Heating | Natural Gas | Furnace | E10 | Utility - Cost of Equipment | 0 | 0 | 0 | 0 | 0 | 0 | 0 | 0 | 0 | 0 | 0 | 0 | 0 | 0 | 0 | 0 | 0 | 0 | 0 | 0 | 0 | 0 | 0 | 0 | 0 | 0 | 0 | 0 | 0 | 0
F5_Commercial_Warehouse_New_Space Heating_Natural Gas_Furnace_E1 | F5 | Commercial | Warehouse | New | Space Heating | Natural Gas | Furnace | E1 | Utility - Cost of Operation | 0.13787 | 0.13951 | 0.14128 | 0.14358 | 0.14632 | 0.14937 | 0.15223 | 0.15489 | 0.15748 | 0.16011 | 0.16284 | 0.16563 | 0.16843 | 0.17135 | 0.17423 | 0.17719 | 0.18027 | 0.18339 | 0.18656 | 0.18976 | 0.19297 | 0.19617 | 0 | 0 | 0 | 0 | 0 | 0 | 0 | 0
F5_Commercial_Warehouse_New_Space Heating_Natural Gas_Furnace_E2 | F5 | Commercial | Warehouse | New | Space Heating | Natural Gas | Furnace | E2 | Utility - Cost of Operation | 0.12255 | 0.124 | 0.12558 | 0.12763 | 0.13006 | 0.13277 | 0.13532 | 0.13767 | 0.13998 | 0.14232 | 0.14475 | 0.14722 | 0.14971 | 0.15231 | 0.15487 | 0.15749 | 0.16023 | 0.16301 | 0.16582 | 0.16867 | 0.17152 | 0.17437 | 0 | 0 | 0 | 0 | 0 | 0 | 0 | 0
F5_Commercial_Warehouse_New_Space Heating_Natural Gas_Furnace_E3 | F5 | Commercial | Warehouse | New | Space Heating | Natural Gas | Furnace | E3 | Utility - Cost of Operation | 0.1161 | 0.11748 | 0.11897 | 0.12091 | 0.12322 | 0.12578 | 0.1282 | 0.13043 | 0.13262 | 0.13483 | 0.13713 | 0.13947 | 0.14183 | 0.14429 | 0.14672 | 0.14921 | 0.1518 | 0.15443 | 0.1571 | 0.1598 | 0.1625 | 0.16519 | 0 | 0 | 0 | 0 | 0 | 0 | 0 | 0
F5_Commercial_Warehouse_New_Space Heating_Natural Gas_Furnace_E4 | F5 | Commercial | Warehouse | New | Space Heating | Natural Gas | Furnace | E4 | Utility - Cost of Operation | 0 | 0 | 0 | 0 | 0 | 0 | 0 | 0 | 0 | 0 | 0 | 0 | 0 | 0 | 0 | 0 | 0 | 0 | 0 | 0 | 0 | 0 | 0 | 0 | 0 | 0 | 0 | 0 | 0 | 0
F5_Commercial_Warehouse_New_Space Heating_Natural Gas_Furnace_E5 | F5 | Commercial | Warehouse | New | Space Heating | Natural Gas | Furnace | E5 | Utility - Cost of Operation | 0 | 0 | 0 | 0 | 0 | 0 | 0 | 0 | 0 | 0 | 0 | 0 | 0 | 0 | 0 | 0 | 0 | 0 | 0 | 0 | 0 | 0 | 0 | 0 | 0 | 0 | 0 | 0 | 0 | 0
F5_Commercial_Warehouse_New_Space Heating_Natural Gas_Furnace_E6 | F5 | Commercial | Warehouse | New | Space Heating | Natural Gas | Furnace | E6 | Utility - Cost of Operation | 0 | 0 | 0 | 0 | 0 | 0 | 0 | 0 | 0 | 0 | 0 | 0 | 0 | 0 | 0 | 0 | 0 | 0 | 0 | 0 | 0 | 0 | 0 | 0 | 0 | 0 | 0 | 0 | 0 | 0
F5_Commercial_Warehouse_New_Space Heating_Natural Gas_Furnace_E7 | F5 | Commercial | Warehouse | New | Space Heating | Natural Gas | Furnace | E7 | Utility - Cost of Operation | 0 | 0 | 0 | 0 | 0 | 0 | 0 | 0 | 0 | 0 | 0 | 0 | 0 | 0 | 0 | 0 | 0 | 0 | 0 | 0 | 0 | 0 | 0 | 0 | 0 | 0 | 0 | 0 | 0 | 0
F5_Commercial_Warehouse_New_Space Heating_Natural Gas_Furnace_E8 | F5 | Commercial | Warehouse | New | Space Heating | Natural Gas | Furnace | E8 | Utility - Cost of Operation | 0 | 0 | 0 | 0 | 0 | 0 | 0 | 0 | 0 | 0 | 0 | 0 | 0 | 0 | 0 | 0 | 0 | 0 | 0 | 0 | 0 | 0 | 0 | 0 | 0 | 0 | 0 | 0 | 0 | 0
F5_Commercial_Warehouse_New_Space Heating_Natural Gas_Furnace_E9 | F5 | Commercial | Warehouse | New | Space Heating | Natural Gas | Furnace | E9 | Utility - Cost of Operation | 0 | 0 | 0 | 0 | 0 | 0 | 0 | 0 | 0 | 0 | 0 | 0 | 0 | 0 | 0 | 0 | 0 | 0 | 0 | 0 | 0 | 0 | 0 | 0 | 0 | 0 | 0 | 0 | 0 | 0
F5_Commercial_Warehouse_New_Space Heating_Natural Gas_Furnace_E10 | F5 | Commercial | Warehouse | New | Space Heating | Natural Gas | Furnace | E10 | Utility - Cost of Operation | 0 | 0 | 0 | 0 | 0 | 0 | 0 | 0 | 0 | 0 | 0 | 0 | 0 | 0 | 0 | 0 | 0 | 0 | 0 | 0 | 0 | 0 | 0 | 0 | 0 | 0 | 0 | 0 | 0 | 0
F6_Commercial_Warehouse_New_Space Heating_Natural Gas_Furnace_E1 | F6 | Commercial | Warehouse | New | Space Heating | Natural Gas | Furnace | E1 | Utility - Value of Sales | 0.16517 | 0.16714 | 0.16926 | 0.17202 | 0.1753 | 0.17895 | 0.18239 | 0.18556 | 0.18868 | 0.19183 | 0.1951 | 0.19843 | 0.20179 | 0.20529 | 0.20874 | 0.21228 | 0.21597 | 0.21971 | 0.22351 | 0.22734 | 0.23119 | 0.23502 | 0 | 0 | 0 | 0 | 0 | 0 | 0 | 0
F6_Commercial_Warehouse_New_Space Heating_Natural Gas_Furnace_E2 | F6 | Commercial | Warehouse | New | Space Heating | Natural Gas | Furnace | E2 | Utility - Value of Sales | 0.14682 | 0.14856 | 0.15045 | 0.15291 | 0.15582 | 0.15907 | 0.16212 | 0.16494 | 0.16771 | 0.17051 | 0.17341 | 0.17638 | 0.17936 | 0.18247 | 0.18555 | 0.18869 | 0.19197 | 0.19529 | 0.19867 | 0.20208 | 0.2055 | 0.2089 | 0 | 0 | 0 | 0 | 0 | 0 | 0 | 0
F6_Commercial_Warehouse_New_Space Heating_Natural Gas_Furnace_E3 | F6 | Commercial | Warehouse | New | Space Heating | Natural Gas | Furnace | E3 | Utility - Value of Sales | 0.13909 | 0.14075 | 0.14254 | 0.14486 | 0.14762 | 0.1507 | 0.15359 | 0.15626 | 0.15889 | 0.16154 | 0.16429 | 0.1671 | 0.16993 | 0.17287 | 0.17578 | 0.17876 | 0.18187 | 0.18502 | 0.18822 | 0.19145 | 0.19469 | 0.19791 | 0 | 0 | 0 | 0 | 0 | 0 | 0 | 0
F6_Commercial_Warehouse_New_Space Heating_Natural Gas_Furnace_E4 | F6 | Commercial | Warehouse | New | Space Heating | Natural Gas | Furnace | E4 | Utility - Value of Sales | 0 | 0 | 0 | 0 | 0 | 0 | 0 | 0 | 0 | 0 | 0 | 0 | 0 | 0 | 0 | 0 | 0 | 0 | 0 | 0 | 0 | 0 | 0 | 0 | 0 | 0 | 0 | 0 | 0 | 0
F6_Commercial_Warehouse_New_Space Heating_Natural Gas_Furnace_E5 | F6 | Commercial | Warehouse | New | Space Heating | Natural Gas | Furnace | E5 | Utility - Value of Sales | 0 | 0 | 0 | 0 | 0 | 0 | 0 | 0 | 0 | 0 | 0 | 0 | 0 | 0 | 0 | 0 | 0 | 0 | 0 | 0 | 0 | 0 | 0 | 0 | 0 | 0 | 0 | 0 | 0 | 0
F6_Commercial_Warehouse_New_Space Heating_Natural Gas_Furnace_E6 | F6 | Commercial | Warehouse | New | Space Heating | Natural Gas | Furnace | E6 | Utility - Value of Sales | 0 | 0 | 0 | 0 | 0 | 0 | 0 | 0 | 0 | 0 | 0 | 0 | 0 | 0 | 0 | 0 | 0 | 0 | 0 | 0 | 0 | 0 | 0 | 0 | 0 | 0 | 0 | 0 | 0 | 0
F6_Commercial_Warehouse_New_Space Heating_Natural Gas_Furnace_E7 | F6 | Commercial | Warehouse | New | Space Heating | Natural Gas | Furnace | E7 | Utility - Value of Sales | 0 | 0 | 0 | 0 | 0 | 0 | 0 | 0 | 0 | 0 | 0 | 0 | 0 | 0 | 0 | 0 | 0 | 0 | 0 | 0 | 0 | 0 | 0 | 0 | 0 | 0 | 0 | 0 | 0 | 0
F6_Commercial_Warehouse_New_Space Heating_Natural Gas_Furnace_E8 | F6 | Commercial | Warehouse | New | Space Heating | Natural Gas | Furnace | E8 | Utility - Value of Sales | 0 | 0 | 0 | 0 | 0 | 0 | 0 | 0 | 0 | 0 | 0 | 0 | 0 | 0 | 0 | 0 | 0 | 0 | 0 | 0 | 0 | 0 | 0 | 0 | 0 | 0 | 0 | 0 | 0 | 0
F6_Commercial_Warehouse_New_Space Heating_Natural Gas_Furnace_E9 | F6 | Commercial | Warehouse | New | Space Heating | Natural Gas | Furnace | E9 | Utility - Value of Sales | 0 | 0 | 0 | 0 | 0 | 0 | 0 | 0 | 0 | 0 | 0 | 0 | 0 | 0 | 0 | 0 | 0 | 0 | 0 | 0 | 0 | 0 | 0 | 0 | 0 | 0 | 0 | 0 | 0 | 0
F6_Commercial_Warehouse_New_Space Heating_Natural Gas_Furnace_E10 | F6 | Commercial | Warehouse | New | Space Heating | Natural Gas | Furnace | E10 | Utility - Value of Sales | 0 | 0 | 0 | 0 | 0 | 0 | 0 | 0 | 0 | 0 | 0 | 0 | 0 | 0 | 0 | 0 | 0 | 0 | 0 | 0 | 0 | 0 | 0 | 0 | 0 | 0 | 0 | 0 | 0 | 0
F1_Commercial_Warehouse_New_Space Heating_Natural Gas_Boiler_E1 | F1 | Commercial | Warehouse | New | Space Heating | Natural Gas | Boiler | E1 | Participant - Cost of Equipment | 0.074533 | 0.074533 | 0.074533 | 0.074533 | 0.074533 | 0.074533 | 0.074533 | 0.074533 | 0.074533 | 0.074533 | 0.074533 | 0.074533 | 0.074533 | 0.074533 | 0.074533 | 0.074533 | 0.074533 | 0.074533 | 0.074533 | 0.074533 | 0.074533 | 0.074533 | 0 | 0 | 0 | 0 | 0 | 0 | 0 | 0
F1_Commercial_Warehouse_New_Space Heating_Natural Gas_Boiler_E2 | F1 | Commercial | Warehouse | New | Space Heating | Natural Gas | Boiler | E2 | Participant - Cost of Equipment | 0.083278 | 0.083278 | 0.083278 | 0.083278 | 0.083278 | 0.083278 | 0.083278 | 0.083278 | 0.083278 | 0.083278 | 0.083278 | 0.083278 | 0.083278 | 0.083278 | 0.083278 | 0.083278 | 0.083278 | 0.083278 | 0.083278 | 0.083278 | 0.083278 | 0.083278 | 0 | 0 | 0 | 0 | 0 | 0 | 0 | 0
F1_Commercial_Warehouse_New_Space Heating_Natural Gas_Boiler_E3 | F1 | Commercial | Warehouse | New | Space Heating | Natural Gas | Boiler | E3 | Participant - Cost of Equipment | 0.10084 | 0.10084 | 0.10084 | 0.10084 | 0.10084 | 0.10084 | 0.10084 | 0.10084 | 0.10084 | 0.10084 | 0.10084 | 0.10084 | 0.10084 | 0.10084 | 0.10084 | 0.10084 | 0.10084 | 0.10084 | 0.10084 | 0.10084 | 0.10084 | 0.10084 | 0 | 0 | 0 | 0 | 0 | 0 | 0 | 0
F1_Commercial_Warehouse_New_Space Heating_Natural Gas_Boiler_E4 | F1 | Commercial | Warehouse | New | Space Heating | Natural Gas | Boiler | E4 | Participant - Cost of Equipment | 0.5148 | 0.5148 | 0.5148 | 0.5148 | 0.5148 | 0.5148 | 0.5148 | 0.5148 | 0.5148 | 0.5148 | 0.5148 | 0.5148 | 0.5148 | 0.5148 | 0.5148 | 0.5148 | 0.5148 | 0.5148 | 0.5148 | 0.5148 | 0.5148 | 0.5148 | 0 | 0 | 0 | 0 | 0 | 0 | 0 | 0
F1_Commercial_Warehouse_New_Space Heating_Natural Gas_Boiler_E5 | F1 | Commercial | Warehouse | New | Space Heating | Natural Gas | Boiler | E5 | Participant - Cost of Equipment | 0 | 0 | 0 | 0 | 0 | 0 | 0 | 0 | 0 | 0 | 0 | 0 | 0 | 0 | 0 | 0 | 0 | 0 | 0 | 0 | 0 | 0 | 0 | 0 | 0 | 0 | 0 | 0 | 0 | 0
F1_Commercial_Warehouse_New_Space Heating_Natural Gas_Boiler_E6 | F1 | Commercial | Warehouse | New | Space Heating | Natural Gas | Boiler | E6 | Participant - Cost of Equipment | 0 | 0 | 0 | 0 | 0 | 0 | 0 | 0 | 0 | 0 | 0 | 0 | 0 | 0 | 0 | 0 | 0 | 0 | 0 | 0 | 0 | 0 | 0 | 0 | 0 | 0 | 0 | 0 | 0 | 0
F1_Commercial_Warehouse_New_Space Heating_Natural Gas_Boiler_E7 | F1 | Commercial | Warehouse | New | Space Heating | Natural Gas | Boiler | E7 | Participant - Cost of Equipment | 0 | 0 | 0 | 0 | 0 | 0 | 0 | 0 | 0 | 0 | 0 | 0 | 0 | 0 | 0 | 0 | 0 | 0 | 0 | 0 | 0 | 0 | 0 | 0 | 0 | 0 | 0 | 0 | 0 | 0
F1_Commercial_Warehouse_New_Space Heating_Natural Gas_Boiler_E8 | F1 | Commercial | Warehouse | New | Space Heating | Natural Gas | Boiler | E8 | Participant - Cost of Equipment | 0 | 0 | 0 | 0 | 0 | 0 | 0 | 0 | 0 | 0 | 0 | 0 | 0 | 0 | 0 | 0 | 0 | 0 | 0 | 0 | 0 | 0 | 0 | 0 | 0 | 0 | 0 | 0 | 0 | 0
F1_Commercial_Warehouse_New_Space Heating_Natural Gas_Boiler_E9 | F1 | Commercial | Warehouse | New | Space Heating | Natural Gas | Boiler | E9 | Participant - Cost of Equipment | 0 | 0 | 0 | 0 | 0 | 0 | 0 | 0 | 0 | 0 | 0 | 0 | 0 | 0 | 0 | 0 | 0 | 0 | 0 | 0 | 0 | 0 | 0 | 0 | 0 | 0 | 0 | 0 | 0 | 0
F1_Commercial_Warehouse_New_Space Heating_Natural Gas_Boiler_E10 | F1 | Commercial | Warehouse | New | Space Heating | Natural Gas | Boiler | E10 | Participant - Cost of Equipment | 0 | 0 | 0 | 0 | 0 | 0 | 0 | 0 | 0 | 0 | 0 | 0 | 0 | 0 | 0 | 0 | 0 | 0 | 0 | 0 | 0 | 0 | 0 | 0 | 0 | 0 | 0 | 0 | 0 | 0
F2_Commercial_Warehouse_New_Space Heating_Natural Gas_Boiler_E1 | F2 | Commercial | Warehouse | New | Space Heating | Natural Gas | Boiler | E1 | Participant - Cost of Operation | 0.24071 | 0.2436 | 0.24671 | 0.25067 | 0.25537 | 0.26063 | 0.26564 | 0.27032 | 0.27491 | 0.27956 | 0.28438 | 0.2893 | 0.29425 | 0.29941 | 0.30451 | 0.30973 | 0.31517 | 0.32069 | 0.32629 | 0.33194 | 0.33758 | 0.34319 | 0 | 0 | 0 | 0 | 0 | 0 | 0 | 0
F2_Commercial_Warehouse_New_Space Heating_Natural Gas_Boiler_E2 | F2 | Commercial | Warehouse | New | Space Heating | Natural Gas | Boiler | E2 | Participant - Cost of Operation | 0.22655 | 0.22928 | 0.2322 | 0.23592 | 0.24035 | 0.2453 | 0.25002 | 0.25442 | 0.25874 | 0.26312 | 0.26765 | 0.27228 | 0.27694 | 0.2818 | 0.2866 | 0.29151 | 0.29663 | 0.30183 | 0.30709 | 0.31241 | 0.31772 | 0.323 | 0 | 0 | 0 | 0 | 0 | 0 | 0 | 0
F2_Commercial_Warehouse_New_Space Heating_Natural Gas_Boiler_E3 | F2 | Commercial | Warehouse | New | Space Heating | Natural Gas | Boiler | E3 | Participant - Cost of Operation | 0.19852 | 0.20091 | 0.20347 | 0.20674 | 0.21061 | 0.21495 | 0.21909 | 0.22294 | 0.22673 | 0.23057 | 0.23454 | 0.2386 | 0.24268 | 0.24694 | 0.25114 | 0.25545 | 0.25994 | 0.26449 | 0.2691 | 0.27376 | 0.27842 | 0.28304 | 0 | 0 | 0 | 0 | 0 | 0 | 0 | 0
F2_Commercial_Warehouse_New_Space Heating_Natural Gas_Boiler_E4 | F2 | Commercial | Warehouse | New | Space Heating | Natural Gas | Boiler | E4 | Participant - Cost of Operation | 0.12782 | 0.12915 | 0.13067 | 0.13288 | 0.13565 | 0.13883 | 0.14174 | 0.14432 | 0.14677 | 0.1492 | 0.15171 | 0.15422 | 0.15668 | 0.15921 | 0.16167 | 0.16419 | 0.16686 | 0.16955 | 0.17227 | 0.17501 | 0.17774 | 0.18045 | 0 | 0 | 0 | 0 | 0 | 0 | 0 | 0
F2_Commercial_Warehouse_New_Space Heating_Natural Gas_Boiler_E5 | F2 | Commercial | Warehouse | New | Space Heating | Natural Gas | Boiler | E5 | Participant - Cost of Operation | 0 | 0 | 0 | 0 | 0 | 0 | 0 | 0 | 0 | 0 | 0 | 0 | 0 | 0 | 0 | 0 | 0 | 0 | 0 | 0 | 0 | 0 | 0 | 0 | 0 | 0 | 0 | 0 | 0 | 0
F2_Commercial_Warehouse_New_Space Heating_Natural Gas_Boiler_E6 | F2 | Commercial | Warehouse | New | Space Heating | Natural Gas | Boiler | E6 | Participant - Cost of Operation | 0 | 0 | 0 | 0 | 0 | 0 | 0 | 0 | 0 | 0 | 0 | 0 | 0 | 0 | 0 | 0 | 0 | 0 | 0 | 0 | 0 | 0 | 0 | 0 | 0 | 0 | 0 | 0 | 0 | 0
F2_Commercial_Warehouse_New_Space Heating_Natural Gas_Boiler_E7 | F2 | Commercial | Warehouse | New | Space Heating | Natural Gas | Boiler | E7 | Participant - Cost of Operation | 0 | 0 | 0 | 0 | 0 | 0 | 0 | 0 | 0 | 0 | 0 | 0 | 0 | 0 | 0 | 0 | 0 | 0 | 0 | 0 | 0 | 0 | 0 | 0 | 0 | 0 | 0 | 0 | 0 | 0
F2_Commercial_Warehouse_New_Space Heating_Natural Gas_Boiler_E8 | F2 | Commercial | Warehouse | New | Space Heating | Natural Gas | Boiler | E8 | Participant - Cost of Operation | 0 | 0 | 0 | 0 | 0 | 0 | 0 | 0 | 0 | 0 | 0 | 0 | 0 | 0 | 0 | 0 | 0 | 0 | 0 | 0 | 0 | 0 | 0 | 0 | 0 | 0 | 0 | 0 | 0 | 0
F2_Commercial_Warehouse_New_Space Heating_Natural Gas_Boiler_E9 | F2 | Commercial | Warehouse | New | Space Heating | Natural Gas | Boiler | E9 | Participant - Cost of Operation | 0 | 0 | 0 | 0 | 0 | 0 | 0 | 0 | 0 | 0 | 0 | 0 | 0 | 0 | 0 | 0 | 0 | 0 | 0 | 0 | 0 | 0 | 0 | 0 | 0 | 0 | 0 | 0 | 0 | 0
F2_Commercial_Warehouse_New_Space Heating_Natural Gas_Boiler_E10 | F2 | Commercial | Warehouse | New | Space Heating | Natural Gas | Boiler | E10 | Participant - Cost of Operation | 0 | 0 | 0 | 0 | 0 | 0 | 0 | 0 | 0 | 0 | 0 | 0 | 0 | 0 | 0 | 0 | 0 | 0 | 0 | 0 | 0 | 0 | 0 | 0 | 0 | 0 | 0 | 0 | 0 | 0
F3_Commercial_Warehouse_New_Space Heating_Natural Gas_Boiler_E1 | F3 | Commercial | Warehouse | New | Space Heating | Natural Gas | Boiler | E1 | System - kBTUs of Conusmption | 20.9411 | 20.9501 | 20.9548 | 20.9944 | 21.0218 | 21.0372 | 21.037 | 21.0345 | 21.0266 | 21.0138 | 20.9932 | 20.9715 | 20.9458 | 20.9167 | 20.8807 | 20.8457 | 20.8081 | 20.7678 | 20.7219 | 20.6776 | 20.6316 | 20.5844 | 0 | 0 | 0 | 0 | 0 | 0 | 0 | 0
F3_Commercial_Warehouse_New_Space Heating_Natural Gas_Boiler_E2 | F3 | Commercial | Warehouse | New | Space Heating | Natural Gas | Boiler | E2 | System - kBTUs of Conusmption | 19.7092 | 19.7177 | 19.7222 | 19.7594 | 19.7853 | 19.7997 | 19.7995 | 19.7971 | 19.7898 | 19.7777 | 19.7583 | 19.7379 | 19.7137 | 19.6863 | 19.6525 | 19.6195 | 19.5841 | 19.5462 | 19.5029 | 19.4613 | 19.418 | 19.3735 | 0 | 0 | 0 | 0 | 0 | 0 | 0 | 0
F3_Commercial_Warehouse_New_Space Heating_Natural Gas_Boiler_E3 | F3 | Commercial | Warehouse | New | Space Heating | Natural Gas | Boiler | E3 | System - kBTUs of Conusmption | 17.271 | 17.2784 | 17.2823 | 17.3149 | 17.3376 | 17.3503 | 17.3501 | 17.348 | 17.3415 | 17.3309 | 17.314 | 17.2961 | 17.2749 | 17.2509 | 17.2212 | 17.1923 | 17.1613 | 17.1281 | 17.0902 | 17.0537 | 17.0158 | 16.9768 | 0 | 0 | 0 | 0 | 0 | 0 | 0 | 0
F3_Commercial_Warehouse_New_Space Heating_Natural Gas_Boiler_E4 | F3 | Commercial | Warehouse | New | Space Heating | Natural Gas | Boiler | E4 | System - kBTUs of Conusmption | 11.849 | 11.8844 | 11.9224 | 11.9958 | 12.0553 | 12.1001 | 12.127 | 12.1485 | 12.1614 | 12.1656 | 12.1586 | 12.1465 | 12.1266 | 12.0988 | 12.0646 | 12.0313 | 11.9954 | 11.9571 | 11.9133 | 11.8711 | 11.8273 | 11.7824 | 0 | 0 | 0 | 0 | 0 | 0 | 0 | 0
F3_Commercial_Warehouse_New_Space Heating_Natural Gas_Boiler_E5 | F3 | Commercial | Warehouse | New | Space Heating | Natural Gas | Boiler | E5 | System - kBTUs of Conusmption | 0 | 0 | 0 | 0 | 0 | 0 | 0 | 0 | 0 | 0 | 0 | 0 | 0 | 0 | 0 | 0 | 0 | 0 | 0 | 0 | 0 | 0 | 0 | 0 | 0 | 0 | 0 | 0 | 0 | 0
F3_Commercial_Warehouse_New_Space Heating_Natural Gas_Boiler_E6 | F3 | Commercial | Warehouse | New | Space Heating | Natural Gas | Boiler | E6 | System - kBTUs of Conusmption | 0 | 0 | 0 | 0 | 0 | 0 | 0 | 0 | 0 | 0 | 0 | 0 | 0 | 0 | 0 | 0 | 0 | 0 | 0 | 0 | 0 | 0 | 0 | 0 | 0 | 0 | 0 | 0 | 0 | 0
F3_Commercial_Warehouse_New_Space Heating_Natural Gas_Boiler_E7 | F3 | Commercial | Warehouse | New | Space Heating | Natural Gas | Boiler | E7 | System - kBTUs of Conusmption | 0 | 0 | 0 | 0 | 0 | 0 | 0 | 0 | 0 | 0 | 0 | 0 | 0 | 0 | 0 | 0 | 0 | 0 | 0 | 0 | 0 | 0 | 0 | 0 | 0 | 0 | 0 | 0 | 0 | 0
F3_Commercial_Warehouse_New_Space Heating_Natural Gas_Boiler_E8 | F3 | Commercial | Warehouse | New | Space Heating | Natural Gas | Boiler | E8 | System - kBTUs of Conusmption | 0 | 0 | 0 | 0 | 0 | 0 | 0 | 0 | 0 | 0 | 0 | 0 | 0 | 0 | 0 | 0 | 0 | 0 | 0 | 0 | 0 | 0 | 0 | 0 | 0 | 0 | 0 | 0 | 0 | 0
F3_Commercial_Warehouse_New_Space Heating_Natural Gas_Boiler_E9 | F3 | Commercial | Warehouse | New | Space Heating | Natural Gas | Boiler | E9 | System - kBTUs of Conusmption | 0 | 0 | 0 | 0 | 0 | 0 | 0 | 0 | 0 | 0 | 0 | 0 | 0 | 0 | 0 | 0 | 0 | 0 | 0 | 0 | 0 | 0 | 0 | 0 | 0 | 0 | 0 | 0 | 0 | 0
F3_Commercial_Warehouse_New_Space Heating_Natural Gas_Boiler_E10 | F3 | Commercial | Warehouse | New | Space Heating | Natural Gas | Boiler | E10 | System - kBTUs of Conusmption | 0 | 0 | 0 | 0 | 0 | 0 | 0 | 0 | 0 | 0 | 0 | 0 | 0 | 0 | 0 | 0 | 0 | 0 | 0 | 0 | 0 | 0 | 0 | 0 | 0 | 0 | 0 | 0 | 0 | 0
F4_Commercial_Warehouse_New_Space Heating_Natural Gas_Boiler_E1 | F4 | Commercial | Warehouse | New | Space Heating | Natural Gas | Boiler | E1 | Utility - Cost of Equipment | 0.074533 | 0.074533 | 0.074533 | 0.074533 | 0.074533 | 0.074533 | 0.074533 | 0.074533 | 0.074533 | 0.074533 | 0.074533 | 0.074533 | 0.074533 | 0.074533 | 0.074533 | 0.074533 | 0.074533 | 0.074533 | 0.074533 | 0.074533 | 0.074533 | 0.074533 | 0 | 0 | 0 | 0 | 0 | 0 | 0 | 0
F4_Commercial_Warehouse_New_Space Heating_Natural Gas_Boiler_E2 | F4 | Commercial | Warehouse | New | Space Heating | Natural Gas | Boiler | E2 | Utility - Cost of Equipment | 0.083278 | 0.083278 | 0.083278 | 0.083278 | 0.083278 | 0.083278 | 0.083278 | 0.083278 | 0.083278 | 0.083278 | 0.083278 | 0.083278 | 0.083278 | 0.083278 | 0.083278 | 0.083278 | 0.083278 | 0.083278 | 0.083278 | 0.083278 | 0.083278 | 0.083278 | 0 | 0 | 0 | 0 | 0 | 0 | 0 | 0
F4_Commercial_Warehouse_New_Space Heating_Natural Gas_Boiler_E3 | F4 | Commercial | Warehouse | New | Space Heating | Natural Gas | Boiler | E3 | Utility - Cost of Equipment | 0.10084 | 0.10084 | 0.10084 | 0.10084 | 0.10084 | 0.10084 | 0.10084 | 0.10084 | 0.10084 | 0.10084 | 0.10084 | 0.10084 | 0.10084 | 0.10084 | 0.10084 | 0.10084 | 0.10084 | 0.10084 | 0.10084 | 0.10084 | 0.10084 | 0.10084 | 0 | 0 | 0 | 0 | 0 | 0 | 0 | 0
F4_Commercial_Warehouse_New_Space Heating_Natural Gas_Boiler_E4 | F4 | Commercial | Warehouse | New | Space Heating | Natural Gas | Boiler | E4 | Utility - Cost of Equipment | 0.5148 | 0.5148 | 0.5148 | 0.5148 | 0.5148 | 0.5148 | 0.5148 | 0.5148 | 0.5148 | 0.5148 | 0.5148 | 0.5148 | 0.5148 | 0.5148 | 0.5148 | 0.5148 | 0.5148 | 0.5148 | 0.5148 | 0.5148 | 0.5148 | 0.5148 | 0 | 0 | 0 | 0 | 0 | 0 | 0 | 0
F4_Commercial_Warehouse_New_Space Heating_Natural Gas_Boiler_E5 | F4 | Commercial | Warehouse | New | Space Heating | Natural Gas | Boiler | E5 | Utility - Cost of Equipment | 0 | 0 | 0 | 0 | 0 | 0 | 0 | 0 | 0 | 0 | 0 | 0 | 0 | 0 | 0 | 0 | 0 | 0 | 0 | 0 | 0 | 0 | 0 | 0 | 0 | 0 | 0 | 0 | 0 | 0
F4_Commercial_Warehouse_New_Space Heating_Natural Gas_Boiler_E6 | F4 | Commercial | Warehouse | New | Space Heating | Natural Gas | Boiler | E6 | Utility - Cost of Equipment | 0 | 0 | 0 | 0 | 0 | 0 | 0 | 0 | 0 | 0 | 0 | 0 | 0 | 0 | 0 | 0 | 0 | 0 | 0 | 0 | 0 | 0 | 0 | 0 | 0 | 0 | 0 | 0 | 0 | 0
F4_Commercial_Warehouse_New_Space Heating_Natural Gas_Boiler_E7 | F4 | Commercial | Warehouse | New | Space Heating | Natural Gas | Boiler | E7 | Utility - Cost of Equipment | 0 | 0 | 0 | 0 | 0 | 0 | 0 | 0 | 0 | 0 | 0 | 0 | 0 | 0 | 0 | 0 | 0 | 0 | 0 | 0 | 0 | 0 | 0 | 0 | 0 | 0 | 0 | 0 | 0 | 0
F4_Commercial_Warehouse_New_Space Heating_Natural Gas_Boiler_E8 | F4 | Commercial | Warehouse | New | Space Heating | Natural Gas | Boiler | E8 | Utility - Cost of Equipment | 0 | 0 | 0 | 0 | 0 | 0 | 0 | 0 | 0 | 0 | 0 | 0 | 0 | 0 | 0 | 0 | 0 | 0 | 0 | 0 | 0 | 0 | 0 | 0 | 0 | 0 | 0 | 0 | 0 | 0
F4_Commercial_Warehouse_New_Space Heating_Natural Gas_Boiler_E9 | F4 | Commercial | Warehouse | New | Space Heating | Natural Gas | Boiler | E9 | Utility - Cost of Equipment | 0 | 0 | 0 | 0 | 0 | 0 | 0 | 0 | 0 | 0 | 0 | 0 | 0 | 0 | 0 | 0 | 0 | 0 | 0 | 0 | 0 | 0 | 0 | 0 | 0 | 0 | 0 | 0 | 0 | 0
F4_Commercial_Warehouse_New_Space Heating_Natural Gas_Boiler_E10 | F4 | Commercial | Warehouse | New | Space Heating | Natural Gas | Boiler | E10 | Utility - Cost of Equipment | 0 | 0 | 0 | 0 | 0 | 0 | 0 | 0 | 0 | 0 | 0 | 0 | 0 | 0 | 0 | 0 | 0 | 0 | 0 | 0 | 0 | 0 | 0 | 0 | 0 | 0 | 0 | 0 | 0 | 0
F5_Commercial_Warehouse_New_Space Heating_Natural Gas_Boiler_E1 | F5 | Commercial | Warehouse | New | Space Heating | Natural Gas | Boiler | E1 | Utility - Cost of Operation | 0.20091 | 0.20333 | 0.20592 | 0.20923 | 0.21315 | 0.21754 | 0.22173 | 0.22563 | 0.22946 | 0.23334 | 0.23737 | 0.24147 | 0.24561 | 0.24991 | 0.25417 | 0.25853 | 0.26307 | 0.26767 | 0.27235 | 0.27706 | 0.28177 | 0.28645 | 0 | 0 | 0 | 0 | 0 | 0 | 0 | 0
F5_Commercial_Warehouse_New_Space Heating_Natural Gas_Boiler_E2 | F5 | Commercial | Warehouse | New | Space Heating | Natural Gas | Boiler | E2 | Utility - Cost of Operation | 0.18909 | 0.19137 | 0.19381 | 0.19692 | 0.20061 | 0.20475 | 0.20869 | 0.21236 | 0.21596 | 0.21962 | 0.2234 | 0.22727 | 0.23116 | 0.23521 | 0.23922 | 0.24332 | 0.24759 | 0.25193 | 0.25633 | 0.26076 | 0.2652 | 0.2696 | 0 | 0 | 0 | 0 | 0 | 0 | 0 | 0
F5_Commercial_Warehouse_New_Space Heating_Natural Gas_Boiler_E3 | F5 | Commercial | Warehouse | New | Space Heating | Natural Gas | Boiler | E3 | Utility - Cost of Operation | 0.1657 | 0.1677 | 0.16983 | 0.17256 | 0.17579 | 0.17942 | 0.18287 | 0.18609 | 0.18925 | 0.19245 | 0.19577 | 0.19915 | 0.20256 | 0.20611 | 0.20963 | 0.21322 | 0.21696 | 0.22076 | 0.22461 | 0.2285 | 0.23239 | 0.23625 | 0 | 0 | 0 | 0 | 0 | 0 | 0 | 0
F5_Commercial_Warehouse_New_Space Heating_Natural Gas_Boiler_E4 | F5 | Commercial | Warehouse | New | Space Heating | Natural Gas | Boiler | E4 | Utility - Cost of Operation | 0.10669 | 0.1078 | 0.10907 | 0.11091 | 0.11323 | 0.11588 | 0.11831 | 0.12046 | 0.12251 | 0.12454 | 0.12663 | 0.12873 | 0.13078 | 0.13289 | 0.13495 | 0.13705 | 0.13927 | 0.14152 | 0.14379 | 0.14608 | 0.14836 | 0.15062 | 0 | 0 | 0 | 0 | 0 | 0 | 0 | 0
F5_Commercial_Warehouse_New_Space Heating_Natural Gas_Boiler_E5 | F5 | Commercial | Warehouse | New | Space Heating | Natural Gas | Boiler | E5 | Utility - Cost of Operation | 0 | 0 | 0 | 0 | 0 | 0 | 0 | 0 | 0 | 0 | 0 | 0 | 0 | 0 | 0 | 0 | 0 | 0 | 0 | 0 | 0 | 0 | 0 | 0 | 0 | 0 | 0 | 0 | 0 | 0
F5_Commercial_Warehouse_New_Space Heating_Natural Gas_Boiler_E6 | F5 | Commercial | Warehouse | New | Space Heating | Natural Gas | Boiler | E6 | Utility - Cost of Operation | 0 | 0 | 0 | 0 | 0 | 0 | 0 | 0 | 0 | 0 | 0 | 0 | 0 | 0 | 0 | 0 | 0 | 0 | 0 | 0 | 0 | 0 | 0 | 0 | 0 | 0 | 0 | 0 | 0 | 0
F5_Commercial_Warehouse_New_Space Heating_Natural Gas_Boiler_E7 | F5 | Commercial | Warehouse | New | Space Heating | Natural Gas | Boiler | E7 | Utility - Cost of Operation | 0 | 0 | 0 | 0 | 0 | 0 | 0 | 0 | 0 | 0 | 0 | 0 | 0 | 0 | 0 | 0 | 0 | 0 | 0 | 0 | 0 | 0 | 0 | 0 | 0 | 0 | 0 | 0 | 0 | 0
F5_Commercial_Warehouse_New_Space Heating_Natural Gas_Boiler_E8 | F5 | Commercial | Warehouse | New | Space Heating | Natural Gas | Boiler | E8 | Utility - Cost of Operation | 0 | 0 | 0 | 0 | 0 | 0 | 0 | 0 | 0 | 0 | 0 | 0 | 0 | 0 | 0 | 0 | 0 | 0 | 0 | 0 | 0 | 0 | 0 | 0 | 0 | 0 | 0 | 0 | 0 | 0
F5_Commercial_Warehouse_New_Space Heating_Natural Gas_Boiler_E9 | F5 | Commercial | Warehouse | New | Space Heating | Natural Gas | Boiler | E9 | Utility - Cost of Operation | 0 | 0 | 0 | 0 | 0 | 0 | 0 | 0 | 0 | 0 | 0 | 0 | 0 | 0 | 0 | 0 | 0 | 0 | 0 | 0 | 0 | 0 | 0 | 0 | 0 | 0 | 0 | 0 | 0 | 0
F5_Commercial_Warehouse_New_Space Heating_Natural Gas_Boiler_E10 | F5 | Commercial | Warehouse | New | Space Heating | Natural Gas | Boiler | E10 | Utility - Cost of Operation | 0 | 0 | 0 | 0 | 0 | 0 | 0 | 0 | 0 | 0 | 0 | 0 | 0 | 0 | 0 | 0 | 0 | 0 | 0 | 0 | 0 | 0 | 0 | 0 | 0 | 0 | 0 | 0 | 0 | 0
F6_Commercial_Warehouse_New_Space Heating_Natural Gas_Boiler_E1 | F6 | Commercial | Warehouse | New | Space Heating | Natural Gas | Boiler | E1 | Utility - Value of Sales | 0.24071 | 0.2436 | 0.24671 | 0.25067 | 0.25537 | 0.26063 | 0.26564 | 0.27032 | 0.27491 | 0.27956 | 0.28438 | 0.2893 | 0.29425 | 0.29941 | 0.30451 | 0.30973 | 0.31517 | 0.32069 | 0.32629 | 0.33194 | 0.33758 | 0.34319 | 0 | 0 | 0 | 0 | 0 | 0 | 0 | 0
F6_Commercial_Warehouse_New_Space Heating_Natural Gas_Boiler_E2 | F6 | Commercial | Warehouse | New | Space Heating | Natural Gas | Boiler | E2 | Utility - Value of Sales | 0.22655 | 0.22928 | 0.2322 | 0.23592 | 0.24035 | 0.2453 | 0.25002 | 0.25442 | 0.25874 | 0.26312 | 0.26765 | 0.27228 | 0.27694 | 0.2818 | 0.2866 | 0.29151 | 0.29663 | 0.30183 | 0.30709 | 0.31241 | 0.31772 | 0.323 | 0 | 0 | 0 | 0 | 0 | 0 | 0 | 0
F6_Commercial_Warehouse_New_Space Heating_Natural Gas_Boiler_E3 | F6 | Commercial | Warehouse | New | Space Heating | Natural Gas | Boiler | E3 | Utility - Value of Sales | 0.19852 | 0.20091 | 0.20347 | 0.20674 | 0.21061 | 0.21495 | 0.21909 | 0.22294 | 0.22673 | 0.23057 | 0.23454 | 0.2386 | 0.24268 | 0.24694 | 0.25114 | 0.25545 | 0.25994 | 0.26449 | 0.2691 | 0.27376 | 0.27842 | 0.28304 | 0 | 0 | 0 | 0 | 0 | 0 | 0 | 0
F6_Commercial_Warehouse_New_Space Heating_Natural Gas_Boiler_E4 | F6 | Commercial | Warehouse | New | Space Heating | Natural Gas | Boiler | E4 | Utility - Value of Sales | 0.12782 | 0.12915 | 0.13067 | 0.13288 | 0.13565 | 0.13883 | 0.14174 | 0.14432 | 0.14677 | 0.1492 | 0.15171 | 0.15422 | 0.15668 | 0.15921 | 0.16167 | 0.16419 | 0.16686 | 0.16955 | 0.17227 | 0.17501 | 0.17774 | 0.18045 | 0 | 0 | 0 | 0 | 0 | 0 | 0 | 0
F6_Commercial_Warehouse_New_Space Heating_Natural Gas_Boiler_E5 | F6 | Commercial | Warehouse | New | Space Heating | Natural Gas | Boiler | E5 | Utility - Value of Sales | 0 | 0 | 0 | 0 | 0 | 0 | 0 | 0 | 0 | 0 | 0 | 0 | 0 | 0 | 0 | 0 | 0 | 0 | 0 | 0 | 0 | 0 | 0 | 0 | 0 | 0 | 0 | 0 | 0 | 0
F6_Commercial_Warehouse_New_Space Heating_Natural Gas_Boiler_E6 | F6 | Commercial | Warehouse | New | Space Heating | Natural Gas | Boiler | E6 | Utility - Value of Sales | 0 | 0 | 0 | 0 | 0 | 0 | 0 | 0 | 0 | 0 | 0 | 0 | 0 | 0 | 0 | 0 | 0 | 0 | 0 | 0 | 0 | 0 | 0 | 0 | 0 | 0 | 0 | 0 | 0 | 0
F6_Commercial_Warehouse_New_Space Heating_Natural Gas_Boiler_E7 | F6 | Commercial | Warehouse | New | Space Heating | Natural Gas | Boiler | E7 | Utility - Value of Sales | 0 | 0 | 0 | 0 | 0 | 0 | 0 | 0 | 0 | 0 | 0 | 0 | 0 | 0 | 0 | 0 | 0 | 0 | 0 | 0 | 0 | 0 | 0 | 0 | 0 | 0 | 0 | 0 | 0 | 0
F6_Commercial_Warehouse_New_Space Heating_Natural Gas_Boiler_E8 | F6 | Commercial | Warehouse | New | Space Heating | Natural Gas | Boiler | E8 | Utility - Value of Sales | 0 | 0 | 0 | 0 | 0 | 0 | 0 | 0 | 0 | 0 | 0 | 0 | 0 | 0 | 0 | 0 | 0 | 0 | 0 | 0 | 0 | 0 | 0 | 0 | 0 | 0 | 0 | 0 | 0 | 0
F6_Commercial_Warehouse_New_Space Heating_Natural Gas_Boiler_E9 | F6 | Commercial | Warehouse | New | Space Heating | Natural Gas | Boiler | E9 | Utility - Value of Sales | 0 | 0 | 0 | 0 | 0 | 0 | 0 | 0 | 0 | 0 | 0 | 0 | 0 | 0 | 0 | 0 | 0 | 0 | 0 | 0 | 0 | 0 | 0 | 0 | 0 | 0 | 0 | 0 | 0 | 0
F6_Commercial_Warehouse_New_Space Heating_Natural Gas_Boiler_E10 | F6 | Commercial | Warehouse | New | Space Heating | Natural Gas | Boiler | E10 | Utility - Value of Sales | 0 | 0 | 0 | 0 | 0 | 0 | 0 | 0 | 0 | 0 | 0 | 0 | 0 | 0 | 0 | 0 | 0 | 0 | 0 | 0 | 0 | 0 | 0 | 0 | 0 | 0 | 0 | 0 | 0 | 0
F1_Commercial_Warehouse_New_Space Heating_Natural Gas_Unit Heater_E1 | F1 | Commercial | Warehouse | New | Space Heating | Natural Gas | Unit Heater | E1 | Participant - Cost of Equipment | 0.011049 | 0.011049 | 0.011049 | 0.011049 | 0.011049 | 0.011049 | 0.011049 | 0.011049 | 0.011049 | 0.011049 | 0.011049 | 0.011049 | 0.011049 | 0.011049 | 0.011049 | 0.011049 | 0.011049 | 0.011049 | 0.011049 | 0.011049 | 0.011049 | 0.011049 | 0 | 0 | 0 | 0 | 0 | 0 | 0 | 0
F1_Commercial_Warehouse_New_Space Heating_Natural Gas_Unit Heater_E2 | F1 | Commercial | Warehouse | New | Space Heating | Natural Gas | Unit Heater | E2 | Participant - Cost of Equipment | 0.024232 | 0.024232 | 0.024232 | 0.024232 | 0.024232 | 0.024232 | 0.024232 | 0.024232 | 0.024232 | 0.024232 | 0.024232 | 0.024232 | 0.024232 | 0.024232 | 0.024232 | 0.024232 | 0.024232 | 0.024232 | 0.024232 | 0.024232 | 0.024232 | 0.024232 | 0 | 0 | 0 | 0 | 0 | 0 | 0 | 0
F1_Commercial_Warehouse_New_Space Heating_Natural Gas_Unit Heater_E3 | F1 | Commercial | Warehouse | New | Space Heating | Natural Gas | Unit Heater | E3 | Participant - Cost of Equipment | 0.012918 | 0.012918 | 0.012918 | 0.012918 | 0.012918 | 0.012918 | 0.012918 | 0.012918 | 0.012918 | 0.012918 | 0.012918 | 0.012918 | 0.012918 | 0.012918 | 0.012918 | 0.012918 | 0.012918 | 0.012918 | 0.012918 | 0.012918 | 0.012918 | 0.012918 | 0 | 0 | 0 | 0 | 0 | 0 | 0 | 0
F1_Commercial_Warehouse_New_Space Heating_Natural Gas_Unit Heater_E4 | F1 | Commercial | Warehouse | New | Space Heating | Natural Gas | Unit Heater | E4 | Participant - Cost of Equipment | 0 | 0 | 0 | 0 | 0 | 0 | 0 | 0 | 0 | 0 | 0 | 0 | 0 | 0 | 0 | 0 | 0 | 0 | 0 | 0 | 0 | 0 | 0 | 0 | 0 | 0 | 0 | 0 | 0 | 0
F1_Commercial_Warehouse_New_Space Heating_Natural Gas_Unit Heater_E5 | F1 | Commercial | Warehouse | New | Space Heating | Natural Gas | Unit Heater | E5 | Participant - Cost of Equipment | 0 | 0 | 0 | 0 | 0 | 0 | 0 | 0 | 0 | 0 | 0 | 0 | 0 | 0 | 0 | 0 | 0 | 0 | 0 | 0 | 0 | 0 | 0 | 0 | 0 | 0 | 0 | 0 | 0 | 0
F1_Commercial_Warehouse_New_Space Heating_Natural Gas_Unit Heater_E6 | F1 | Commercial | Warehouse | New | Space Heating | Natural Gas | Unit Heater | E6 | Participant - Cost of Equipment | 0 | 0 | 0 | 0 | 0 | 0 | 0 | 0 | 0 | 0 | 0 | 0 | 0 | 0 | 0 | 0 | 0 | 0 | 0 | 0 | 0 | 0 | 0 | 0 | 0 | 0 | 0 | 0 | 0 | 0
F1_Commercial_Warehouse_New_Space Heating_Natural Gas_Unit Heater_E7 | F1 | Commercial | Warehouse | New | Space Heating | Natural Gas | Unit Heater | E7 | Participant - Cost of Equipment | 0 | 0 | 0 | 0 | 0 | 0 | 0 | 0 | 0 | 0 | 0 | 0 | 0 | 0 | 0 | 0 | 0 | 0 | 0 | 0 | 0 | 0 | 0 | 0 | 0 | 0 | 0 | 0 | 0 | 0
F1_Commercial_Warehouse_New_Space Heating_Natural Gas_Unit Heater_E8 | F1 | Commercial | Warehouse | New | Space Heating | Natural Gas | Unit Heater | E8 | Participant - Cost of Equipment | 0 | 0 | 0 | 0 | 0 | 0 | 0 | 0 | 0 | 0 | 0 | 0 | 0 | 0 | 0 | 0 | 0 | 0 | 0 | 0 | 0 | 0 | 0 | 0 | 0 | 0 | 0 | 0 | 0 | 0
F1_Commercial_Warehouse_New_Space Heating_Natural Gas_Unit Heater_E9 | F1 | Commercial | Warehouse | New | Space Heating | Natural Gas | Unit Heater | E9 | Participant - Cost of Equipment | 0 | 0 | 0 | 0 | 0 | 0 | 0 | 0 | 0 | 0 | 0 | 0 | 0 | 0 | 0 | 0 | 0 | 0 | 0 | 0 | 0 | 0 | 0 | 0 | 0 | 0 | 0 | 0 | 0 | 0
F1_Commercial_Warehouse_New_Space Heating_Natural Gas_Unit Heater_E10 | F1 | Commercial | Warehouse | New | Space Heating | Natural Gas | Unit Heater | E10 | Participant - Cost of Equipment | 0 | 0 | 0 | 0 | 0 | 0 | 0 | 0 | 0 | 0 | 0 | 0 | 0 | 0 | 0 | 0 | 0 | 0 | 0 | 0 | 0 | 0 | 0 | 0 | 0 | 0 | 0 | 0 | 0 | 0
F2_Commercial_Warehouse_New_Space Heating_Natural Gas_Unit Heater_E1 | F2 | Commercial | Warehouse | New | Space Heating | Natural Gas | Unit Heater | E1 | Participant - Cost of Operation | 0.15505 | 0.15638 | 0.15797 | 0.1606 | 0.1641 | 0.16823 | 0.17203 | 0.17541 | 0.17869 | 0.18187 | 0.18508 | 0.1882 | 0.19114 | 0.19408 | 0.19689 | 0.19977 | 0.20285 | 0.20595 | 0.20908 | 0.21222 | 0.21533 | 0.21839 | 0 | 0 | 0 | 0 | 0 | 0 | 0 | 0
F2_Commercial_Warehouse_New_Space Heating_Natural Gas_Unit Heater_E2 | F2 | Commercial | Warehouse | New | Space Heating | Natural Gas | Unit Heater | E2 | Participant - Cost of Operation | 0.14767 | 0.14894 | 0.15045 | 0.15295 | 0.15629 | 0.16023 | 0.16384 | 0.16706 | 0.17019 | 0.17322 | 0.17627 | 0.17924 | 0.18204 | 0.18484 | 0.18751 | 0.19026 | 0.1932 | 0.19615 | 0.19913 | 0.20212 | 0.20508 | 0.208 | 0 | 0 | 0 | 0 | 0 | 0 | 0 | 0
F2_Commercial_Warehouse_New_Space Heating_Natural Gas_Unit Heater_E3 | F2 | Commercial | Warehouse | New | Space Heating | Natural Gas | Unit Heater | E3 | Participant - Cost of Operation | 0.13468 | 0.13607 | 0.13767 | 0.14004 | 0.14299 | 0.14635 | 0.14944 | 0.15217 | 0.15475 | 0.15731 | 0.15992 | 0.16253 | 0.16506 | 0.16773 | 0.17032 | 0.17298 | 0.17579 | 0.17862 | 0.18149 | 0.18438 | 0.18726 | 0.19011 | 0 | 0 | 0 | 0 | 0 | 0 | 0 | 0
F2_Commercial_Warehouse_New_Space Heating_Natural Gas_Unit Heater_E4 | F2 | Commercial | Warehouse | New | Space Heating | Natural Gas | Unit Heater | E4 | Participant - Cost of Operation | 0 | 0 | 0 | 0 | 0 | 0 | 0 | 0 | 0 | 0 | 0 | 0 | 0 | 0 | 0 | 0 | 0 | 0 | 0 | 0 | 0 | 0 | 0 | 0 | 0 | 0 | 0 | 0 | 0 | 0
F2_Commercial_Warehouse_New_Space Heating_Natural Gas_Unit Heater_E5 | F2 | Commercial | Warehouse | New | Space Heating | Natural Gas | Unit Heater | E5 | Participant - Cost of Operation | 0 | 0 | 0 | 0 | 0 | 0 | 0 | 0 | 0 | 0 | 0 | 0 | 0 | 0 | 0 | 0 | 0 | 0 | 0 | 0 | 0 | 0 | 0 | 0 | 0 | 0 | 0 | 0 | 0 | 0
F2_Commercial_Warehouse_New_Space Heating_Natural Gas_Unit Heater_E6 | F2 | Commercial | Warehouse | New | Space Heating | Natural Gas | Unit Heater | E6 | Participant - Cost of Operation | 0 | 0 | 0 | 0 | 0 | 0 | 0 | 0 | 0 | 0 | 0 | 0 | 0 | 0 | 0 | 0 | 0 | 0 | 0 | 0 | 0 | 0 | 0 | 0 | 0 | 0 | 0 | 0 | 0 | 0
F2_Commercial_Warehouse_New_Space Heating_Natural Gas_Unit Heater_E7 | F2 | Commercial | Warehouse | New | Space Heating | Natural Gas | Unit Heater | E7 | Participant - Cost of Operation | 0 | 0 | 0 | 0 | 0 | 0 | 0 | 0 | 0 | 0 | 0 | 0 | 0 | 0 | 0 | 0 | 0 | 0 | 0 | 0 | 0 | 0 | 0 | 0 | 0 | 0 | 0 | 0 | 0 | 0
F2_Commercial_Warehouse_New_Space Heating_Natural Gas_Unit Heater_E8 | F2 | Commercial | Warehouse | New | Space Heating | Natural Gas | Unit Heater | E8 | Participant - Cost of Operation | 0 | 0 | 0 | 0 | 0 | 0 | 0 | 0 | 0 | 0 | 0 | 0 | 0 | 0 | 0 | 0 | 0 | 0 | 0 | 0 | 0 | 0 | 0 | 0 | 0 | 0 | 0 | 0 | 0 | 0
F2_Commercial_Warehouse_New_Space Heating_Natural Gas_Unit Heater_E9 | F2 | Commercial | Warehouse | New | Space Heating | Natural Gas | Unit Heater | E9 | Participant - Cost of Operation | 0 | 0 | 0 | 0 | 0 | 0 | 0 | 0 | 0 | 0 | 0 | 0 | 0 | 0 | 0 | 0 | 0 | 0 | 0 | 0 | 0 | 0 | 0 | 0 | 0 | 0 | 0 | 0 | 0 | 0
F2_Commercial_Warehouse_New_Space Heating_Natural Gas_Unit Heater_E10 | F2 | Commercial | Warehouse | New | Space Heating | Natural Gas | Unit Heater | E10 | Participant - Cost of Operation | 0 | 0 | 0 | 0 | 0 | 0 | 0 | 0 | 0 | 0 | 0 | 0 | 0 | 0 | 0 | 0 | 0 | 0 | 0 | 0 | 0 | 0 | 0 | 0 | 0 | 0 | 0 | 0 | 0 | 0
F3_Commercial_Warehouse_New_Space Heating_Natural Gas_Unit Heater_E1 | F3 | Commercial | Warehouse | New | Space Heating | Natural Gas | Unit Heater | E1 | System - kBTUs of Conusmption | 14.5418 | 14.5853 | 14.6334 | 14.7441 | 14.842 | 14.9246 | 14.9873 | 15.0495 | 15.1074 | 15.1443 | 15.1569 | 15.1541 | 15.1317 | 15.0888 | 15.0358 | 14.9842 | 14.9287 | 14.8694 | 14.8017 | 14.7364 | 14.6687 | 14.5991 | 0 | 0 | 0 | 0 | 0 | 0 | 0 | 0
F3_Commercial_Warehouse_New_Space Heating_Natural Gas_Unit Heater_E2 | F3 | Commercial | Warehouse | New | Space Heating | Natural Gas | Unit Heater | E2 | System - kBTUs of Conusmption | 13.8497 | 13.8911 | 13.9369 | 14.0424 | 14.1356 | 14.2142 | 14.2739 | 14.3332 | 14.3883 | 14.4235 | 14.4355 | 14.4328 | 14.4115 | 14.3706 | 14.3201 | 14.271 | 14.2182 | 14.1617 | 14.0972 | 14.035 | 13.9705 | 13.9042 | 0 | 0 | 0 | 0 | 0 | 0 | 0 | 0
F3_Commercial_Warehouse_New_Space Heating_Natural Gas_Unit Heater_E3 | F3 | Commercial | Warehouse | New | Space Heating | Natural Gas | Unit Heater | E3 | System - kBTUs of Conusmption | 12.4617 | 12.4995 | 12.5398 | 12.6222 | 12.6885 | 12.7388 | 12.7693 | 12.793 | 12.8063 | 12.8096 | 12.8 | 12.784 | 12.7583 | 12.7291 | 12.6931 | 12.658 | 12.6203 | 12.58 | 12.5339 | 12.4896 | 12.4435 | 12.3962 | 0 | 0 | 0 | 0 | 0 | 0 | 0 | 0
F3_Commercial_Warehouse_New_Space Heating_Natural Gas_Unit Heater_E4 | F3 | Commercial | Warehouse | New | Space Heating | Natural Gas | Unit Heater | E4 | System - kBTUs of Conusmption | 0 | 0 | 0 | 0 | 0 | 0 | 0 | 0 | 0 | 0 | 0 | 0 | 0 | 0 | 0 | 0 | 0 | 0 | 0 | 0 | 0 | 0 | 0 | 0 | 0 | 0 | 0 | 0 | 0 | 0
F3_Commercial_Warehouse_New_Space Heating_Natural Gas_Unit Heater_E5 | F3 | Commercial | Warehouse | New | Space Heating | Natural Gas | Unit Heater | E5 | System - kBTUs of Conusmption | 0 | 0 | 0 | 0 | 0 | 0 | 0 | 0 | 0 | 0 | 0 | 0 | 0 | 0 | 0 | 0 | 0 | 0 | 0 | 0 | 0 | 0 | 0 | 0 | 0 | 0 | 0 | 0 | 0 | 0
F3_Commercial_Warehouse_New_Space Heating_Natural Gas_Unit Heater_E6 | F3 | Commercial | Warehouse | New | Space Heating | Natural Gas | Unit Heater | E6 | System - kBTUs of Conusmption | 0 | 0 | 0 | 0 | 0 | 0 | 0 | 0 | 0 | 0 | 0 | 0 | 0 | 0 | 0 | 0 | 0 | 0 | 0 | 0 | 0 | 0 | 0 | 0 | 0 | 0 | 0 | 0 | 0 | 0
F3_Commercial_Warehouse_New_Space Heating_Natural Gas_Unit Heater_E7 | F3 | Commercial | Warehouse | New | Space Heating | Natural Gas | Unit Heater | E7 | System - kBTUs of Conusmption | 0 | 0 | 0 | 0 | 0 | 0 | 0 | 0 | 0 | 0 | 0 | 0 | 0 | 0 | 0 | 0 | 0 | 0 | 0 | 0 | 0 | 0 | 0 | 0 | 0 | 0 | 0 | 0 | 0 | 0
F3_Commercial_Warehouse_New_Space Heating_Natural Gas_Unit Heater_E8 | F3 | Commercial | Warehouse | New | Space Heating | Natural Gas | Unit Heater | E8 | System - kBTUs of Conusmption | 0 | 0 | 0 | 0 | 0 | 0 | 0 | 0 | 0 | 0 | 0 | 0 | 0 | 0 | 0 | 0 | 0 | 0 | 0 | 0 | 0 | 0 | 0 | 0 | 0 | 0 | 0 | 0 | 0 | 0
F3_Commercial_Warehouse_New_Space Heating_Natural Gas_Unit Heater_E9 | F3 | Commercial | Warehouse | New | Space Heating | Natural Gas | Unit Heater | E9 | System - kBTUs of Conusmption | 0 | 0 | 0 | 0 | 0 | 0 | 0 | 0 | 0 | 0 | 0 | 0 | 0 | 0 | 0 | 0 | 0 | 0 | 0 | 0 | 0 | 0 | 0 | 0 | 0 | 0 | 0 | 0 | 0 | 0
F3_Commercial_Warehouse_New_Space Heating_Natural Gas_Unit Heater_E10 | F3 | Commercial | Warehouse | New | Space Heating | Natural Gas | Unit Heater | E10 | System - kBTUs of Conusmption | 0 | 0 | 0 | 0 | 0 | 0 | 0 | 0 | 0 | 0 | 0 | 0 | 0 | 0 | 0 | 0 | 0 | 0 | 0 | 0 | 0 | 0 | 0 | 0 | 0 | 0 | 0 | 0 | 0 | 0
F4_Commercial_Warehouse_New_Space Heating_Natural Gas_Unit Heater_E1 | F4 | Commercial | Warehouse | New | Space Heating | Natural Gas | Unit Heater | E1 | Utility - Cost of Equipment | 0.011049 | 0.011049 | 0.011049 | 0.011049 | 0.011049 | 0.011049 | 0.011049 | 0.011049 | 0.011049 | 0.011049 | 0.011049 | 0.011049 | 0.011049 | 0.011049 | 0.011049 | 0.011049 | 0.011049 | 0.011049 | 0.011049 | 0.011049 | 0.011049 | 0.011049 | 0 | 0 | 0 | 0 | 0 | 0 | 0 | 0
F4_Commercial_Warehouse_New_Space Heating_Natural Gas_Unit Heater_E2 | F4 | Commercial | Warehouse | New | Space Heating | Natural Gas | Unit Heater | E2 | Utility - Cost of Equipment | 0.024232 | 0.024232 | 0.024232 | 0.024232 | 0.024232 | 0.024232 | 0.024232 | 0.024232 | 0.024232 | 0.024232 | 0.024232 | 0.024232 | 0.024232 | 0.024232 | 0.024232 | 0.024232 | 0.024232 | 0.024232 | 0.024232 | 0.024232 | 0.024232 | 0.024232 | 0 | 0 | 0 | 0 | 0 | 0 | 0 | 0
F4_Commercial_Warehouse_New_Space Heating_Natural Gas_Unit Heater_E3 | F4 | Commercial | Warehouse | New | Space Heating | Natural Gas | Unit Heater | E3 | Utility - Cost of Equipment | 0.012918 | 0.012918 | 0.012918 | 0.012918 | 0.012918 | 0.012918 | 0.012918 | 0.012918 | 0.012918 | 0.012918 | 0.012918 | 0.012918 | 0.012918 | 0.012918 | 0.012918 | 0.012918 | 0.012918 | 0.012918 | 0.012918 | 0.012918 | 0.012918 | 0.012918 | 0 | 0 | 0 | 0 | 0 | 0 | 0 | 0
F4_Commercial_Warehouse_New_Space Heating_Natural Gas_Unit Heater_E4 | F4 | Commercial | Warehouse | New | Space Heating | Natural Gas | Unit Heater | E4 | Utility - Cost of Equipment | 0 | 0 | 0 | 0 | 0 | 0 | 0 | 0 | 0 | 0 | 0 | 0 | 0 | 0 | 0 | 0 | 0 | 0 | 0 | 0 | 0 | 0 | 0 | 0 | 0 | 0 | 0 | 0 | 0 | 0
F4_Commercial_Warehouse_New_Space Heating_Natural Gas_Unit Heater_E5 | F4 | Commercial | Warehouse | New | Space Heating | Natural Gas | Unit Heater | E5 | Utility - Cost of Equipment | 0 | 0 | 0 | 0 | 0 | 0 | 0 | 0 | 0 | 0 | 0 | 0 | 0 | 0 | 0 | 0 | 0 | 0 | 0 | 0 | 0 | 0 | 0 | 0 | 0 | 0 | 0 | 0 | 0 | 0
F4_Commercial_Warehouse_New_Space Heating_Natural Gas_Unit Heater_E6 | F4 | Commercial | Warehouse | New | Space Heating | Natural Gas | Unit Heater | E6 | Utility - Cost of Equipment | 0 | 0 | 0 | 0 | 0 | 0 | 0 | 0 | 0 | 0 | 0 | 0 | 0 | 0 | 0 | 0 | 0 | 0 | 0 | 0 | 0 | 0 | 0 | 0 | 0 | 0 | 0 | 0 | 0 | 0
F4_Commercial_Warehouse_New_Space Heating_Natural Gas_Unit Heater_E7 | F4 | Commercial | Warehouse | New | Space Heating | Natural Gas | Unit Heater | E7 | Utility - Cost of Equipment | 0 | 0 | 0 | 0 | 0 | 0 | 0 | 0 | 0 | 0 | 0 | 0 | 0 | 0 | 0 | 0 | 0 | 0 | 0 | 0 | 0 | 0 | 0 | 0 | 0 | 0 | 0 | 0 | 0 | 0
F4_Commercial_Warehouse_New_Space Heating_Natural Gas_Unit Heater_E8 | F4 | Commercial | Warehouse | New | Space Heating | Natural Gas | Unit Heater | E8 | Utility - Cost of Equipment | 0 | 0 | 0 | 0 | 0 | 0 | 0 | 0 | 0 | 0 | 0 | 0 | 0 | 0 | 0 | 0 | 0 | 0 | 0 | 0 | 0 | 0 | 0 | 0 | 0 | 0 | 0 | 0 | 0 | 0
F4_Commercial_Warehouse_New_Space Heating_Natural Gas_Unit Heater_E9 | F4 | Commercial | Warehouse | New | Space Heating | Natural Gas | Unit Heater | E9 | Utility - Cost of Equipment | 0 | 0 | 0 | 0 | 0 | 0 | 0 | 0 | 0 | 0 | 0 | 0 | 0 | 0 | 0 | 0 | 0 | 0 | 0 | 0 | 0 | 0 | 0 | 0 | 0 | 0 | 0 | 0 | 0 | 0
F4_Commercial_Warehouse_New_Space Heating_Natural Gas_Unit Heater_E10 | F4 | Commercial | Warehouse | New | Space Heating | Natural Gas | Unit Heater | E10 | Utility - Cost of Equipment | 0 | 0 | 0 | 0 | 0 | 0 | 0 | 0 | 0 | 0 | 0 | 0 | 0 | 0 | 0 | 0 | 0 | 0 | 0 | 0 | 0 | 0 | 0 | 0 | 0 | 0 | 0 | 0 | 0 | 0
F5_Commercial_Warehouse_New_Space Heating_Natural Gas_Unit Heater_E1 | F5 | Commercial | Warehouse | New | Space Heating | Natural Gas | Unit Heater | E1 | Utility - Cost of Operation | 0.12942 | 0.13053 | 0.13185 | 0.13405 | 0.13697 | 0.14042 | 0.14359 | 0.14641 | 0.14915 | 0.15181 | 0.15448 | 0.15709 | 0.15954 | 0.16199 | 0.16434 | 0.16674 | 0.16932 | 0.17191 | 0.17452 | 0.17714 | 0.17973 | 0.18229 | 0 | 0 | 0 | 0 | 0 | 0 | 0 | 0
F5_Commercial_Warehouse_New_Space Heating_Natural Gas_Unit Heater_E2 | F5 | Commercial | Warehouse | New | Space Heating | Natural Gas | Unit Heater | E2 | Utility - Cost of Operation | 0.12326 | 0.12432 | 0.12558 | 0.12767 | 0.13045 | 0.13374 | 0.13676 | 0.13944 | 0.14205 | 0.14458 | 0.14713 | 0.14961 | 0.15194 | 0.15428 | 0.15651 | 0.15881 | 0.16126 | 0.16372 | 0.16621 | 0.16871 | 0.17118 | 0.17361 | 0 | 0 | 0 | 0 | 0 | 0 | 0 | 0
F5_Commercial_Warehouse_New_Space Heating_Natural Gas_Unit Heater_E3 | F5 | Commercial | Warehouse | New | Space Heating | Natural Gas | Unit Heater | E3 | Utility - Cost of Operation | 0.11241 | 0.11358 | 0.11491 | 0.11689 | 0.11935 | 0.12216 | 0.12474 | 0.12701 | 0.12917 | 0.1313 | 0.13349 | 0.13566 | 0.13777 | 0.14 | 0.14216 | 0.14438 | 0.14672 | 0.14909 | 0.15149 | 0.1539 | 0.1563 | 0.15868 | 0 | 0 | 0 | 0 | 0 | 0 | 0 | 0