F3_Commercial_Lodging_Existing_Food Preparation_Natural Gas_Conveyor Oven_E10 | F3 | Commercial | Lodging | Existing | Food Preparation | Natural Gas | Conveyor Oven | E10 | PACT BC Ratio | 0 | 0 | 0 | 0 | 0 | 0 | 0 | 0 | 0 | 0 | 0 | 0 | 0 | 0 | 0 | 0 | 0 | 0 | 0 | 0 | 0 | 0 | 0 | 0 | 0 | 0 | 0 | 0 | 0 | 0
F4_Commercial_Lodging_Existing_Food Preparation_Natural Gas_Conveyor Oven_E1 | F4 | Commercial | Lodging | Existing | Food Preparation | Natural Gas | Conveyor Oven | E1 | PCT BC Ratio | 0.9 | 0.9 | 0.9 | 0.9 | 0.9 | 0.9 | 0.9 | 0.9 | 0.9 | 0.9 | 0.9 | 0.9 | 0.9 | 0.9 | 0.9 | 0.9 | 0.9 | 0.9 | 0.9 | 0.9 | 0.9 | 0.9 | 0 | 0 | 0 | 0 | 0 | 0 | 0 | 0
F4_Commercial_Lodging_Existing_Food Preparation_Natural Gas_Conveyor Oven_E2 | F4 | Commercial | Lodging | Existing | Food Preparation | Natural Gas | Conveyor Oven | E2 | PCT BC Ratio | 4.4381 | 4.4848 | 4.5378 | 4.6126 | 4.7029 | 4.8039 | 4.896 | 4.9765 | 5.0514 | 5.1269 | 5.2058 | 5.2863 | 5.3669 | 5.4517 | 5.5344 | 5.619 | 5.7082 | 5.7984 | 5.8896 | 5.9817 | 6.0737 | 6.1654 | 0 | 0 | 0 | 0 | 0 | 0 | 0 | 0
F4_Commercial_Lodging_Existing_Food Preparation_Natural Gas_Conveyor Oven_E3 | F4 | Commercial | Lodging | Existing | Food Preparation | Natural Gas | Conveyor Oven | E3 | PCT BC Ratio | 0 | 0 | 0 | 0 | 0 | 0 | 0 | 0 | 0 | 0 | 0 | 0 | 0 | 0 | 0 | 0 | 0 | 0 | 0 | 0 | 0 | 0 | 0 | 0 | 0 | 0 | 0 | 0 | 0 | 0
F4_Commercial_Lodging_Existing_Food Preparation_Natural Gas_Conveyor Oven_E4 | F4 | Commercial | Lodging | Existing | Food Preparation | Natural Gas | Conveyor Oven | E4 | PCT BC Ratio | 0 | 0 | 0 | 0 | 0 | 0 | 0 | 0 | 0 | 0 | 0 | 0 | 0 | 0 | 0 | 0 | 0 | 0 | 0 | 0 | 0 | 0 | 0 | 0 | 0 | 0 | 0 | 0 | 0 | 0
F4_Commercial_Lodging_Existing_Food Preparation_Natural Gas_Conveyor Oven_E5 | F4 | Commercial | Lodging | Existing | Food Preparation | Natural Gas | Conveyor Oven | E5 | PCT BC Ratio | 0 | 0 | 0 | 0 | 0 | 0 | 0 | 0 | 0 | 0 | 0 | 0 | 0 | 0 | 0 | 0 | 0 | 0 | 0 | 0 | 0 | 0 | 0 | 0 | 0 | 0 | 0 | 0 | 0 | 0
F4_Commercial_Lodging_Existing_Food Preparation_Natural Gas_Conveyor Oven_E6 | F4 | Commercial | Lodging | Existing | Food Preparation | Natural Gas | Conveyor Oven | E6 | PCT BC Ratio | 0 | 0 | 0 | 0 | 0 | 0 | 0 | 0 | 0 | 0 | 0 | 0 | 0 | 0 | 0 | 0 | 0 | 0 | 0 | 0 | 0 | 0 | 0 | 0 | 0 | 0 | 0 | 0 | 0 | 0
F4_Commercial_Lodging_Existing_Food Preparation_Natural Gas_Conveyor Oven_E7 | F4 | Commercial | Lodging | Existing | Food Preparation | Natural Gas | Conveyor Oven | E7 | PCT BC Ratio | 0 | 0 | 0 | 0 | 0 | 0 | 0 | 0 | 0 | 0 | 0 | 0 | 0 | 0 | 0 | 0 | 0 | 0 | 0 | 0 | 0 | 0 | 0 | 0 | 0 | 0 | 0 | 0 | 0 | 0
F4_Commercial_Lodging_Existing_Food Preparation_Natural Gas_Conveyor Oven_E8 | F4 | Commercial | Lodging | Existing | Food Preparation | Natural Gas | Conveyor Oven | E8 | PCT BC Ratio | 0 | 0 | 0 | 0 | 0 | 0 | 0 | 0 | 0 | 0 | 0 | 0 | 0 | 0 | 0 | 0 | 0 | 0 | 0 | 0 | 0 | 0 | 0 | 0 | 0 | 0 | 0 | 0 | 0 | 0
F4_Commercial_Lodging_Existing_Food Preparation_Natural Gas_Conveyor Oven_E9 | F4 | Commercial | Lodging | Existing | Food Preparation | Natural Gas | Conveyor Oven | E9 | PCT BC Ratio | 0 | 0 | 0 | 0 | 0 | 0 | 0 | 0 | 0 | 0 | 0 | 0 | 0 | 0 | 0 | 0 | 0 | 0 | 0 | 0 | 0 | 0 | 0 | 0 | 0 | 0 | 0 | 0 | 0 | 0
F4_Commercial_Lodging_Existing_Food Preparation_Natural Gas_Conveyor Oven_E10 | F4 | Commercial | Lodging | Existing | Food Preparation | Natural Gas | Conveyor Oven | E10 | PCT BC Ratio | 0 | 0 | 0 | 0 | 0 | 0 | 0 | 0 | 0 | 0 | 0 | 0 | 0 | 0 | 0 | 0 | 0 | 0 | 0 | 0 | 0 | 0 | 0 | 0 | 0 | 0 | 0 | 0 | 0 | 0
F5_Commercial_Lodging_Existing_Food Preparation_Natural Gas_Conveyor Oven_E1 | F5 | Commercial | Lodging | Existing | Food Preparation | Natural Gas | Conveyor Oven | E1 | RIM BC Ratio | 0.9 | 0.9 | 0.9 | 0.9 | 0.9 | 0.9 | 0.9 | 0.9 | 0.9 | 0.9 | 0.9 | 0.9 | 0.9 | 0.9 | 0.9 | 0.9 | 0.9 | 0.9 | 0.9 | 0.9 | 0.9 | 0.9 | 0 | 0 | 0 | 0 | 0 | 0 | 0 | 0
F5_Commercial_Lodging_Existing_Food Preparation_Natural Gas_Conveyor Oven_E2 | F5 | Commercial | Lodging | Existing | Food Preparation | Natural Gas | Conveyor Oven | E2 | RIM BC Ratio | 0.73889 | 0.73983 | 0.74087 | 0.74231 | 0.74398 | 0.74578 | 0.74736 | 0.74869 | 0.7499 | 0.75108 | 0.75229 | 0.75348 | 0.75464 | 0.75582 | 0.75694 | 0.75805 | 0.75919 | 0.76031 | 0.76141 | 0.76249 | 0.76353 | 0.76455 | 0 | 0 | 0 | 0 | 0 | 0 | 0 | 0
F5_Commercial_Lodging_Existing_Food Preparation_Natural Gas_Conveyor Oven_E3 | F5 | Commercial | Lodging | Existing | Food Preparation | Natural Gas | Conveyor Oven | E3 | RIM BC Ratio | 0 | 0 | 0 | 0 | 0 | 0 | 0 | 0 | 0 | 0 | 0 | 0 | 0 | 0 | 0 | 0 | 0 | 0 | 0 | 0 | 0 | 0 | 0 | 0 | 0 | 0 | 0 | 0 | 0 | 0
F5_Commercial_Lodging_Existing_Food Preparation_Natural Gas_Conveyor Oven_E4 | F5 | Commercial | Lodging | Existing | Food Preparation | Natural Gas | Conveyor Oven | E4 | RIM BC Ratio | 0 | 0 | 0 | 0 | 0 | 0 | 0 | 0 | 0 | 0 | 0 | 0 | 0 | 0 | 0 | 0 | 0 | 0 | 0 | 0 | 0 | 0 | 0 | 0 | 0 | 0 | 0 | 0 | 0 | 0
F5_Commercial_Lodging_Existing_Food Preparation_Natural Gas_Conveyor Oven_E5 | F5 | Commercial | Lodging | Existing | Food Preparation | Natural Gas | Conveyor Oven | E5 | RIM BC Ratio | 0 | 0 | 0 | 0 | 0 | 0 | 0 | 0 | 0 | 0 | 0 | 0 | 0 | 0 | 0 | 0 | 0 | 0 | 0 | 0 | 0 | 0 | 0 | 0 | 0 | 0 | 0 | 0 | 0 | 0
F5_Commercial_Lodging_Existing_Food Preparation_Natural Gas_Conveyor Oven_E6 | F5 | Commercial | Lodging | Existing | Food Preparation | Natural Gas | Conveyor Oven | E6 | RIM BC Ratio | 0 | 0 | 0 | 0 | 0 | 0 | 0 | 0 | 0 | 0 | 0 | 0 | 0 | 0 | 0 | 0 | 0 | 0 | 0 | 0 | 0 | 0 | 0 | 0 | 0 | 0 | 0 | 0 | 0 | 0
F5_Commercial_Lodging_Existing_Food Preparation_Natural Gas_Conveyor Oven_E7 | F5 | Commercial | Lodging | Existing | Food Preparation | Natural Gas | Conveyor Oven | E7 | RIM BC Ratio | 0 | 0 | 0 | 0 | 0 | 0 | 0 | 0 | 0 | 0 | 0 | 0 | 0 | 0 | 0 | 0 | 0 | 0 | 0 | 0 | 0 | 0 | 0 | 0 | 0 | 0 | 0 | 0 | 0 | 0
F5_Commercial_Lodging_Existing_Food Preparation_Natural Gas_Conveyor Oven_E8 | F5 | Commercial | Lodging | Existing | Food Preparation | Natural Gas | Conveyor Oven | E8 | RIM BC Ratio | 0 | 0 | 0 | 0 | 0 | 0 | 0 | 0 | 0 | 0 | 0 | 0 | 0 | 0 | 0 | 0 | 0 | 0 | 0 | 0 | 0 | 0 | 0 | 0 | 0 | 0 | 0 | 0 | 0 | 0
F5_Commercial_Lodging_Existing_Food Preparation_Natural Gas_Conveyor Oven_E9 | F5 | Commercial | Lodging | Existing | Food Preparation | Natural Gas | Conveyor Oven | E9 | RIM BC Ratio | 0 | 0 | 0 | 0 | 0 | 0 | 0 | 0 | 0 | 0 | 0 | 0 | 0 | 0 | 0 | 0 | 0 | 0 | 0 | 0 | 0 | 0 | 0 | 0 | 0 | 0 | 0 | 0 | 0 | 0
F5_Commercial_Lodging_Existing_Food Preparation_Natural Gas_Conveyor Oven_E10 | F5 | Commercial | Lodging | Existing | Food Preparation | Natural Gas | Conveyor Oven | E10 | RIM BC Ratio | 0 | 0 | 0 | 0 | 0 | 0 | 0 | 0 | 0 | 0 | 0 | 0 | 0 | 0 | 0 | 0 | 0 | 0 | 0 | 0 | 0 | 0 | 0 | 0 | 0 | 0 | 0 | 0 | 0 | 0
F0_Commercial_Lodging_Existing_Food Preparation_Natural Gas_Double Rack Oven_E0 | F0 | Commercial | Lodging | Existing | Food Preparation | Natural Gas | Double Rack Oven | E0 | Economic Unit | FTSC Qualified (>50% Cooking Efficiency) | FTSC Qualified (>50% Cooking Efficiency) | FTSC Qualified (>50% Cooking Efficiency) | FTSC Qualified (>50% Cooking Efficiency) | FTSC Qualified (>50% Cooking Efficiency) | FTSC Qualified (>50% Cooking Efficiency) | FTSC Qualified (>50% Cooking Efficiency) | FTSC Qualified (>50% Cooking Efficiency) | FTSC Qualified (>50% Cooking Efficiency) | FTSC Qualified (>50% Cooking Efficiency) | FTSC Qualified (>50% Cooking Efficiency) | FTSC Qualified (>50% Cooking Efficiency) | FTSC Qualified (>50% Cooking Efficiency) | FTSC Qualified (>50% Cooking Efficiency) | FTSC Qualified (>50% Cooking Efficiency) | FTSC Qualified (>50% Cooking Efficiency) | FTSC Qualified (>50% Cooking Efficiency) | FTSC Qualified (>50% Cooking Efficiency) | FTSC Qualified (>50% Cooking Efficiency) | FTSC Qualified (>50% Cooking Efficiency) | FTSC Qualified (>50% Cooking Efficiency) | FTSC Qualified (>50% Cooking Efficiency) | 0 | 0 | 0 | 0 | 0 | 0 | 0 | 0
F1_Commercial_Lodging_Existing_Food Preparation_Natural Gas_Double Rack Oven_E1 | F1 | Commercial | Lodging | Existing | Food Preparation | Natural Gas | Double Rack Oven | E1 | CCE | 0 | 0 | 0 | 0 | 0 | 0 | 0 | 0 | 0 | 0 | 0 | 0 | 0 | 0 | 0 | 0 | 0 | 0 | 0 | 0 | 0 | 0 | 0 | 0 | 0 | 0 | 0 | 0 | 0 | 0
F1_Commercial_Lodging_Existing_Food Preparation_Natural Gas_Double Rack Oven_E2 | F1 | Commercial | Lodging | Existing | Food Preparation | Natural Gas | Double Rack Oven | E2 | CCE | 0.0030138 | 0.0030138 | 0.0031663 | 0.0031181 | 0.0030713 | 0.0030129 | 0.0030047 | 0.0029854 | 0.0029674 | 0.0029403 | 0.0029361 | 0.0029226 | 0.0029105 | 0.0028875 | 0.0028906 | 0.0028817 | 0.0028731 | 0.0028541 | 0.0028597 | 0.0028541 | 0.0028499 | 0.002834 | 0 | 0 | 0 | 0 | 0 | 0 | 0 | 0
F1_Commercial_Lodging_Existing_Food Preparation_Natural Gas_Double Rack Oven_E3 | F1 | Commercial | Lodging | Existing | Food Preparation | Natural Gas | Double Rack Oven | E3 | CCE | 0 | 0 | 0 | 0 | 0 | 0 | 0 | 0 | 0 | 0 | 0 | 0 | 0 | 0 | 0 | 0 | 0 | 0 | 0 | 0 | 0 | 0 | 0 | 0 | 0 | 0 | 0 | 0 | 0 | 0
F1_Commercial_Lodging_Existing_Food Preparation_Natural Gas_Double Rack Oven_E4 | F1 | Commercial | Lodging | Existing | Food Preparation | Natural Gas | Double Rack Oven | E4 | CCE | 0 | 0 | 0 | 0 | 0 | 0 | 0 | 0 | 0 | 0 | 0 | 0 | 0 | 0 | 0 | 0 | 0 | 0 | 0 | 0 | 0 | 0 | 0 | 0 | 0 | 0 | 0 | 0 | 0 | 0
F1_Commercial_Lodging_Existing_Food Preparation_Natural Gas_Double Rack Oven_E5 | F1 | Commercial | Lodging | Existing | Food Preparation | Natural Gas | Double Rack Oven | E5 | CCE | 0 | 0 | 0 | 0 | 0 | 0 | 0 | 0 | 0 | 0 | 0 | 0 | 0 | 0 | 0 | 0 | 0 | 0 | 0 | 0 | 0 | 0 | 0 | 0 | 0 | 0 | 0 | 0 | 0 | 0
F1_Commercial_Lodging_Existing_Food Preparation_Natural Gas_Double Rack Oven_E6 | F1 | Commercial | Lodging | Existing | Food Preparation | Natural Gas | Double Rack Oven | E6 | CCE | 0 | 0 | 0 | 0 | 0 | 0 | 0 | 0 | 0 | 0 | 0 | 0 | 0 | 0 | 0 | 0 | 0 | 0 | 0 | 0 | 0 | 0 | 0 | 0 | 0 | 0 | 0 | 0 | 0 | 0
F1_Commercial_Lodging_Existing_Food Preparation_Natural Gas_Double Rack Oven_E7 | F1 | Commercial | Lodging | Existing | Food Preparation | Natural Gas | Double Rack Oven | E7 | CCE | 0 | 0 | 0 | 0 | 0 | 0 | 0 | 0 | 0 | 0 | 0 | 0 | 0 | 0 | 0 | 0 | 0 | 0 | 0 | 0 | 0 | 0 | 0 | 0 | 0 | 0 | 0 | 0 | 0 | 0
F1_Commercial_Lodging_Existing_Food Preparation_Natural Gas_Double Rack Oven_E8 | F1 | Commercial | Lodging | Existing | Food Preparation | Natural Gas | Double Rack Oven | E8 | CCE | 0 | 0 | 0 | 0 | 0 | 0 | 0 | 0 | 0 | 0 | 0 | 0 | 0 | 0 | 0 | 0 | 0 | 0 | 0 | 0 | 0 | 0 | 0 | 0 | 0 | 0 | 0 | 0 | 0 | 0
F1_Commercial_Lodging_Existing_Food Preparation_Natural Gas_Double Rack Oven_E9 | F1 | Commercial | Lodging | Existing | Food Preparation | Natural Gas | Double Rack Oven | E9 | CCE | 0 | 0 | 0 | 0 | 0 | 0 | 0 | 0 | 0 | 0 | 0 | 0 | 0 | 0 | 0 | 0 | 0 | 0 | 0 | 0 | 0 | 0 | 0 | 0 | 0 | 0 | 0 | 0 | 0 | 0
F1_Commercial_Lodging_Existing_Food Preparation_Natural Gas_Double Rack Oven_E10 | F1 | Commercial | Lodging | Existing | Food Preparation | Natural Gas | Double Rack Oven | E10 | CCE | 0 | 0 | 0 | 0 | 0 | 0 | 0 | 0 | 0 | 0 | 0 | 0 | 0 | 0 | 0 | 0 | 0 | 0 | 0 | 0 | 0 | 0 | 0 | 0 | 0 | 0 | 0 | 0 | 0 | 0
F2_Commercial_Lodging_Existing_Food Preparation_Natural Gas_Double Rack Oven_E1 | F2 | Commercial | Lodging | Existing | Food Preparation | Natural Gas | Double Rack Oven | E1 | TRC BC Ratio | 0.9 | 0.9 | 0.9 | 0.9 | 0.9 | 0.9 | 0.9 | 0.9 | 0.9 | 0.9 | 0.9 | 0.9 | 0.9 | 0.9 | 0.9 | 0.9 | 0.9 | 0.9 | 0.9 | 0.9 | 0.9 | 0.9 | 0 | 0 | 0 | 0 | 0 | 0 | 0 | 0
F2_Commercial_Lodging_Existing_Food Preparation_Natural Gas_Double Rack Oven_E2 | F2 | Commercial | Lodging | Existing | Food Preparation | Natural Gas | Double Rack Oven | E2 | TRC BC Ratio | 2.9522 | 2.9775 | 3.0077 | 3.0577 | 3.1244 | 3.2031 | 3.2754 | 3.3398 | 3.4022 | 3.4628 | 3.5239 | 3.5833 | 3.6392 | 3.6952 | 3.7487 | 3.8035 | 3.8622 | 3.9213 | 3.9809 | 4.0407 | 4.0999 | 4.1582 | 0 | 0 | 0 | 0 | 0 | 0 | 0 | 0
F2_Commercial_Lodging_Existing_Food Preparation_Natural Gas_Double Rack Oven_E3 | F2 | Commercial | Lodging | Existing | Food Preparation | Natural Gas | Double Rack Oven | E3 | TRC BC Ratio | 0 | 0 | 0 | 0 | 0 | 0 | 0 | 0 | 0 | 0 | 0 | 0 | 0 | 0 | 0 | 0 | 0 | 0 | 0 | 0 | 0 | 0 | 0 | 0 | 0 | 0 | 0 | 0 | 0 | 0
F2_Commercial_Lodging_Existing_Food Preparation_Natural Gas_Double Rack Oven_E4 | F2 | Commercial | Lodging | Existing | Food Preparation | Natural Gas | Double Rack Oven | E4 | TRC BC Ratio | 0 | 0 | 0 | 0 | 0 | 0 | 0 | 0 | 0 | 0 | 0 | 0 | 0 | 0 | 0 | 0 | 0 | 0 | 0 | 0 | 0 | 0 | 0 | 0 | 0 | 0 | 0 | 0 | 0 | 0
F2_Commercial_Lodging_Existing_Food Preparation_Natural Gas_Double Rack Oven_E5 | F2 | Commercial | Lodging | Existing | Food Preparation | Natural Gas | Double Rack Oven | E5 | TRC BC Ratio | 0 | 0 | 0 | 0 | 0 | 0 | 0 | 0 | 0 | 0 | 0 | 0 | 0 | 0 | 0 | 0 | 0 | 0 | 0 | 0 | 0 | 0 | 0 | 0 | 0 | 0 | 0 | 0 | 0 | 0
F2_Commercial_Lodging_Existing_Food Preparation_Natural Gas_Double Rack Oven_E6 | F2 | Commercial | Lodging | Existing | Food Preparation | Natural Gas | Double Rack Oven | E6 | TRC BC Ratio | 0 | 0 | 0 | 0 | 0 | 0 | 0 | 0 | 0 | 0 | 0 | 0 | 0 | 0 | 0 | 0 | 0 | 0 | 0 | 0 | 0 | 0 | 0 | 0 | 0 | 0 | 0 | 0 | 0 | 0
F2_Commercial_Lodging_Existing_Food Preparation_Natural Gas_Double Rack Oven_E7 | F2 | Commercial | Lodging | Existing | Food Preparation | Natural Gas | Double Rack Oven | E7 | TRC BC Ratio | 0 | 0 | 0 | 0 | 0 | 0 | 0 | 0 | 0 | 0 | 0 | 0 | 0 | 0 | 0 | 0 | 0 | 0 | 0 | 0 | 0 | 0 | 0 | 0 | 0 | 0 | 0 | 0 | 0 | 0
F2_Commercial_Lodging_Existing_Food Preparation_Natural Gas_Double Rack Oven_E8 | F2 | Commercial | Lodging | Existing | Food Preparation | Natural Gas | Double Rack Oven | E8 | TRC BC Ratio | 0 | 0 | 0 | 0 | 0 | 0 | 0 | 0 | 0 | 0 | 0 | 0 | 0 | 0 | 0 | 0 | 0 | 0 | 0 | 0 | 0 | 0 | 0 | 0 | 0 | 0 | 0 | 0 | 0 | 0
F2_Commercial_Lodging_Existing_Food Preparation_Natural Gas_Double Rack Oven_E9 | F2 | Commercial | Lodging | Existing | Food Preparation | Natural Gas | Double Rack Oven | E9 | TRC BC Ratio | 0 | 0 | 0 | 0 | 0 | 0 | 0 | 0 | 0 | 0 | 0 | 0 | 0 | 0 | 0 | 0 | 0 | 0 | 0 | 0 | 0 | 0 | 0 | 0 | 0 | 0 | 0 | 0 | 0 | 0
F2_Commercial_Lodging_Existing_Food Preparation_Natural Gas_Double Rack Oven_E10 | F2 | Commercial | Lodging | Existing | Food Preparation | Natural Gas | Double Rack Oven | E10 | TRC BC Ratio | 0 | 0 | 0 | 0 | 0 | 0 | 0 | 0 | 0 | 0 | 0 | 0 | 0 | 0 | 0 | 0 | 0 | 0 | 0 | 0 | 0 | 0 | 0 | 0 | 0 | 0 | 0 | 0 | 0 | 0
F3_Commercial_Lodging_Existing_Food Preparation_Natural Gas_Double Rack Oven_E1 | F3 | Commercial | Lodging | Existing | Food Preparation | Natural Gas | Double Rack Oven | E1 | PACT BC Ratio | 0.9 | 0.9 | 0.9 | 0.9 | 0.9 | 0.9 | 0.9 | 0.9 | 0.9 | 0.9 | 0.9 | 0.9 | 0.9 | 0.9 | 0.9 | 0.9 | 0.9 | 0.9 | 0.9 | 0.9 | 0.9 | 0.9 | 0 | 0 | 0 | 0 | 0 | 0 | 0 | 0
F3_Commercial_Lodging_Existing_Food Preparation_Natural Gas_Double Rack Oven_E2 | F3 | Commercial | Lodging | Existing | Food Preparation | Natural Gas | Double Rack Oven | E2 | PACT BC Ratio | 6.3603 | 6.4147 | 6.4799 | 6.5877 | 6.7314 | 6.9009 | 7.0567 | 7.1954 | 7.3299 | 7.4604 | 7.592 | 7.7199 | 7.8404 | 7.961 | 8.0763 | 8.1945 | 8.3209 | 8.4482 | 8.5765 | 8.7054 | 8.8329 | 8.9584 | 0 | 0 | 0 | 0 | 0 | 0 | 0 | 0
F3_Commercial_Lodging_Existing_Food Preparation_Natural Gas_Double Rack Oven_E3 | F3 | Commercial | Lodging | Existing | Food Preparation | Natural Gas | Double Rack Oven | E3 | PACT BC Ratio | 0 | 0 | 0 | 0 | 0 | 0 | 0 | 0 | 0 | 0 | 0 | 0 | 0 | 0 | 0 | 0 | 0 | 0 | 0 | 0 | 0 | 0 | 0 | 0 | 0 | 0 | 0 | 0 | 0 | 0
F3_Commercial_Lodging_Existing_Food Preparation_Natural Gas_Double Rack Oven_E4 | F3 | Commercial | Lodging | Existing | Food Preparation | Natural Gas | Double Rack Oven | E4 | PACT BC Ratio | 0 | 0 | 0 | 0 | 0 | 0 | 0 | 0 | 0 | 0 | 0 | 0 | 0 | 0 | 0 | 0 | 0 | 0 | 0 | 0 | 0 | 0 | 0 | 0 | 0 | 0 | 0 | 0 | 0 | 0
F3_Commercial_Lodging_Existing_Food Preparation_Natural Gas_Double Rack Oven_E5 | F3 | Commercial | Lodging | Existing | Food Preparation | Natural Gas | Double Rack Oven | E5 | PACT BC Ratio | 0 | 0 | 0 | 0 | 0 | 0 | 0 | 0 | 0 | 0 | 0 | 0 | 0 | 0 | 0 | 0 | 0 | 0 | 0 | 0 | 0 | 0 | 0 | 0 | 0 | 0 | 0 | 0 | 0 | 0
F3_Commercial_Lodging_Existing_Food Preparation_Natural Gas_Double Rack Oven_E6 | F3 | Commercial | Lodging | Existing | Food Preparation | Natural Gas | Double Rack Oven | E6 | PACT BC Ratio | 0 | 0 | 0 | 0 | 0 | 0 | 0 | 0 | 0 | 0 | 0 | 0 | 0 | 0 | 0 | 0 | 0 | 0 | 0 | 0 | 0 | 0 | 0 | 0 | 0 | 0 | 0 | 0 | 0 | 0
F3_Commercial_Lodging_Existing_Food Preparation_Natural Gas_Double Rack Oven_E7 | F3 | Commercial | Lodging | Existing | Food Preparation | Natural Gas | Double Rack Oven | E7 | PACT BC Ratio | 0 | 0 | 0 | 0 | 0 | 0 | 0 | 0 | 0 | 0 | 0 | 0 | 0 | 0 | 0 | 0 | 0 | 0 | 0 | 0 | 0 | 0 | 0 | 0 | 0 | 0 | 0 | 0 | 0 | 0
F3_Commercial_Lodging_Existing_Food Preparation_Natural Gas_Double Rack Oven_E8 | F3 | Commercial | Lodging | Existing | Food Preparation | Natural Gas | Double Rack Oven | E8 | PACT BC Ratio | 0 | 0 | 0 | 0 | 0 | 0 | 0 | 0 | 0 | 0 | 0 | 0 | 0 | 0 | 0 | 0 | 0 | 0 | 0 | 0 | 0 | 0 | 0 | 0 | 0 | 0 | 0 | 0 | 0 | 0
F3_Commercial_Lodging_Existing_Food Preparation_Natural Gas_Double Rack Oven_E9 | F3 | Commercial | Lodging | Existing | Food Preparation | Natural Gas | Double Rack Oven | E9 | PACT BC Ratio | 0 | 0 | 0 | 0 | 0 | 0 | 0 | 0 | 0 | 0 | 0 | 0 | 0 | 0 | 0 | 0 | 0 | 0 | 0 | 0 | 0 | 0 | 0 | 0 | 0 | 0 | 0 | 0 | 0 | 0
F3_Commercial_Lodging_Existing_Food Preparation_Natural Gas_Double Rack Oven_E10 | F3 | Commercial | Lodging | Existing | Food Preparation | Natural Gas | Double Rack Oven | E10 | PACT BC Ratio | 0 | 0 | 0 | 0 | 0 | 0 | 0 | 0 | 0 | 0 | 0 | 0 | 0 | 0 | 0 | 0 | 0 | 0 | 0 | 0 | 0 | 0 | 0 | 0 | 0 | 0 | 0 | 0 | 0 | 0
F4_Commercial_Lodging_Existing_Food Preparation_Natural Gas_Double Rack Oven_E1 | F4 | Commercial | Lodging | Existing | Food Preparation | Natural Gas | Double Rack Oven | E1 | PCT BC Ratio | 0.9 | 0.9 | 0.9 | 0.9 | 0.9 | 0.9 | 0.9 | 0.9 | 0.9 | 0.9 | 0.9 | 0.9 | 0.9 | 0.9 | 0.9 | 0.9 | 0.9 | 0.9 | 0.9 | 0.9 | 0.9 | 0.9 | 0 | 0 | 0 | 0 | 0 | 0 | 0 | 0
F4_Commercial_Lodging_Existing_Food Preparation_Natural Gas_Double Rack Oven_E2 | F4 | Commercial | Lodging | Existing | Food Preparation | Natural Gas | Double Rack Oven | E2 | PCT BC Ratio | 4.9652 | 5.0051 | 5.053 | 5.1322 | 5.2378 | 5.3623 | 5.4768 | 5.5787 | 5.6775 | 5.7734 | 5.8701 | 5.9641 | 6.0526 | 6.1412 | 6.2259 | 6.3128 | 6.4057 | 6.4992 | 6.5935 | 6.6882 | 6.7818 | 6.8741 | 0 | 0 | 0 | 0 | 0 | 0 | 0 | 0
F4_Commercial_Lodging_Existing_Food Preparation_Natural Gas_Double Rack Oven_E3 | F4 | Commercial | Lodging | Existing | Food Preparation | Natural Gas | Double Rack Oven | E3 | PCT BC Ratio | 0 | 0 | 0 | 0 | 0 | 0 | 0 | 0 | 0 | 0 | 0 | 0 | 0 | 0 | 0 | 0 | 0 | 0 | 0 | 0 | 0 | 0 | 0 | 0 | 0 | 0 | 0 | 0 | 0 | 0
F4_Commercial_Lodging_Existing_Food Preparation_Natural Gas_Double Rack Oven_E4 | F4 | Commercial | Lodging | Existing | Food Preparation | Natural Gas | Double Rack Oven | E4 | PCT BC Ratio | 0 | 0 | 0 | 0 | 0 | 0 | 0 | 0 | 0 | 0 | 0 | 0 | 0 | 0 | 0 | 0 | 0 | 0 | 0 | 0 | 0 | 0 | 0 | 0 | 0 | 0 | 0 | 0 | 0 | 0
F4_Commercial_Lodging_Existing_Food Preparation_Natural Gas_Double Rack Oven_E5 | F4 | Commercial | Lodging | Existing | Food Preparation | Natural Gas | Double Rack Oven | E5 | PCT BC Ratio | 0 | 0 | 0 | 0 | 0 | 0 | 0 | 0 | 0 | 0 | 0 | 0 | 0 | 0 | 0 | 0 | 0 | 0 | 0 | 0 | 0 | 0 | 0 | 0 | 0 | 0 | 0 | 0 | 0 | 0
F4_Commercial_Lodging_Existing_Food Preparation_Natural Gas_Double Rack Oven_E6 | F4 | Commercial | Lodging | Existing | Food Preparation | Natural Gas | Double Rack Oven | E6 | PCT BC Ratio | 0 | 0 | 0 | 0 | 0 | 0 | 0 | 0 | 0 | 0 | 0 | 0 | 0 | 0 | 0 | 0 | 0 | 0 | 0 | 0 | 0 | 0 | 0 | 0 | 0 | 0 | 0 | 0 | 0 | 0
F4_Commercial_Lodging_Existing_Food Preparation_Natural Gas_Double Rack Oven_E7 | F4 | Commercial | Lodging | Existing | Food Preparation | Natural Gas | Double Rack Oven | E7 | PCT BC Ratio | 0 | 0 | 0 | 0 | 0 | 0 | 0 | 0 | 0 | 0 | 0 | 0 | 0 | 0 | 0 | 0 | 0 | 0 | 0 | 0 | 0 | 0 | 0 | 0 | 0 | 0 | 0 | 0 | 0 | 0
F4_Commercial_Lodging_Existing_Food Preparation_Natural Gas_Double Rack Oven_E8 | F4 | Commercial | Lodging | Existing | Food Preparation | Natural Gas | Double Rack Oven | E8 | PCT BC Ratio | 0 | 0 | 0 | 0 | 0 | 0 | 0 | 0 | 0 | 0 | 0 | 0 | 0 | 0 | 0 | 0 | 0 | 0 | 0 | 0 | 0 | 0 | 0 | 0 | 0 | 0 | 0 | 0 | 0 | 0
F4_Commercial_Lodging_Existing_Food Preparation_Natural Gas_Double Rack Oven_E9 | F4 | Commercial | Lodging | Existing | Food Preparation | Natural Gas | Double Rack Oven | E9 | PCT BC Ratio | 0 | 0 | 0 | 0 | 0 | 0 | 0 | 0 | 0 | 0 | 0 | 0 | 0 | 0 | 0 | 0 | 0 | 0 | 0 | 0 | 0 | 0 | 0 | 0 | 0 | 0 | 0 | 0 | 0 | 0
F4_Commercial_Lodging_Existing_Food Preparation_Natural Gas_Double Rack Oven_E10 | F4 | Commercial | Lodging | Existing | Food Preparation | Natural Gas | Double Rack Oven | E10 | PCT BC Ratio | 0 | 0 | 0 | 0 | 0 | 0 | 0 | 0 | 0 | 0 | 0 | 0 | 0 | 0 | 0 | 0 | 0 | 0 | 0 | 0 | 0 | 0 | 0 | 0 | 0 | 0 | 0 | 0 | 0 | 0
F5_Commercial_Lodging_Existing_Food Preparation_Natural Gas_Double Rack Oven_E1 | F5 | Commercial | Lodging | Existing | Food Preparation | Natural Gas | Double Rack Oven | E1 | RIM BC Ratio | 0.9 | 0.9 | 0.9 | 0.9 | 0.9 | 0.9 | 0.9 | 0.9 | 0.9 | 0.9 | 0.9 | 0.9 | 0.9 | 0.9 | 0.9 | 0.9 | 0.9 | 0.9 | 0.9 | 0.9 | 0.9 | 0.9 | 0 | 0 | 0 | 0 | 0 | 0 | 0 | 0
F5_Commercial_Lodging_Existing_Food Preparation_Natural Gas_Double Rack Oven_E2 | F5 | Commercial | Lodging | Existing | Food Preparation | Natural Gas | Double Rack Oven | E2 | RIM BC Ratio | 0.73785 | 0.73858 | 0.73943 | 0.74082 | 0.7426 | 0.74462 | 0.74639 | 0.74792 | 0.74935 | 0.75069 | 0.752 | 0.75324 | 0.75437 | 0.75547 | 0.7565 | 0.75752 | 0.75858 | 0.75963 | 0.76065 | 0.76165 | 0.76261 | 0.76354 | 0 | 0 | 0 | 0 | 0 | 0 | 0 | 0
F5_Commercial_Lodging_Existing_Food Preparation_Natural Gas_Double Rack Oven_E3 | F5 | Commercial | Lodging | Existing | Food Preparation | Natural Gas | Double Rack Oven | E3 | RIM BC Ratio | 0 | 0 | 0 | 0 | 0 | 0 | 0 | 0 | 0 | 0 | 0 | 0 | 0 | 0 | 0 | 0 | 0 | 0 | 0 | 0 | 0 | 0 | 0 | 0 | 0 | 0 | 0 | 0 | 0 | 0
F5_Commercial_Lodging_Existing_Food Preparation_Natural Gas_Double Rack Oven_E4 | F5 | Commercial | Lodging | Existing | Food Preparation | Natural Gas | Double Rack Oven | E4 | RIM BC Ratio | 0 | 0 | 0 | 0 | 0 | 0 | 0 | 0 | 0 | 0 | 0 | 0 | 0 | 0 | 0 | 0 | 0 | 0 | 0 | 0 | 0 | 0 | 0 | 0 | 0 | 0 | 0 | 0 | 0 | 0
F5_Commercial_Lodging_Existing_Food Preparation_Natural Gas_Double Rack Oven_E5 | F5 | Commercial | Lodging | Existing | Food Preparation | Natural Gas | Double Rack Oven | E5 | RIM BC Ratio | 0 | 0 | 0 | 0 | 0 | 0 | 0 | 0 | 0 | 0 | 0 | 0 | 0 | 0 | 0 | 0 | 0 | 0 | 0 | 0 | 0 | 0 | 0 | 0 | 0 | 0 | 0 | 0 | 0 | 0
F5_Commercial_Lodging_Existing_Food Preparation_Natural Gas_Double Rack Oven_E6 | F5 | Commercial | Lodging | Existing | Food Preparation | Natural Gas | Double Rack Oven | E6 | RIM BC Ratio | 0 | 0 | 0 | 0 | 0 | 0 | 0 | 0 | 0 | 0 | 0 | 0 | 0 | 0 | 0 | 0 | 0 | 0 | 0 | 0 | 0 | 0 | 0 | 0 | 0 | 0 | 0 | 0 | 0 | 0
F5_Commercial_Lodging_Existing_Food Preparation_Natural Gas_Double Rack Oven_E7 | F5 | Commercial | Lodging | Existing | Food Preparation | Natural Gas | Double Rack Oven | E7 | RIM BC Ratio | 0 | 0 | 0 | 0 | 0 | 0 | 0 | 0 | 0 | 0 | 0 | 0 | 0 | 0 | 0 | 0 | 0 | 0 | 0 | 0 | 0 | 0 | 0 | 0 | 0 | 0 | 0 | 0 | 0 | 0
F5_Commercial_Lodging_Existing_Food Preparation_Natural Gas_Double Rack Oven_E8 | F5 | Commercial | Lodging | Existing | Food Preparation | Natural Gas | Double Rack Oven | E8 | RIM BC Ratio | 0 | 0 | 0 | 0 | 0 | 0 | 0 | 0 | 0 | 0 | 0 | 0 | 0 | 0 | 0 | 0 | 0 | 0 | 0 | 0 | 0 | 0 | 0 | 0 | 0 | 0 | 0 | 0 | 0 | 0
F5_Commercial_Lodging_Existing_Food Preparation_Natural Gas_Double Rack Oven_E9 | F5 | Commercial | Lodging | Existing | Food Preparation | Natural Gas | Double Rack Oven | E9 | RIM BC Ratio | 0 | 0 | 0 | 0 | 0 | 0 | 0 | 0 | 0 | 0 | 0 | 0 | 0 | 0 | 0 | 0 | 0 | 0 | 0 | 0 | 0 | 0 | 0 | 0 | 0 | 0 | 0 | 0 | 0 | 0
F5_Commercial_Lodging_Existing_Food Preparation_Natural Gas_Double Rack Oven_E10 | F5 | Commercial | Lodging | Existing | Food Preparation | Natural Gas | Double Rack Oven | E10 | RIM BC Ratio | 0 | 0 | 0 | 0 | 0 | 0 | 0 | 0 | 0 | 0 | 0 | 0 | 0 | 0 | 0 | 0 | 0 | 0 | 0 | 0 | 0 | 0 | 0 | 0 | 0 | 0 | 0 | 0 | 0 | 0
F0_Commercial_Lodging_Existing_Food Preparation_Natural Gas_Fryer_E0 | F0 | Commercial | Lodging | Existing | Food Preparation | Natural Gas | Fryer | E0 | Economic Unit | ENERGY STAR | ENERGY STAR | ENERGY STAR | ENERGY STAR | ENERGY STAR | ENERGY STAR | ENERGY STAR | ENERGY STAR | ENERGY STAR | ENERGY STAR | ENERGY STAR | ENERGY STAR | ENERGY STAR | ENERGY STAR | ENERGY STAR | ENERGY STAR | ENERGY STAR | ENERGY STAR | ENERGY STAR | ENERGY STAR | ENERGY STAR | ENERGY STAR | 0 | 0 | 0 | 0 | 0 | 0 | 0 | 0
F1_Commercial_Lodging_Existing_Food Preparation_Natural Gas_Fryer_E1 | F1 | Commercial | Lodging | Existing | Food Preparation | Natural Gas | Fryer | E1 | CCE | 0 | 0 | 0 | 0 | 0 | 0 | 0 | 0 | 0 | 0 | 0 | 0 | 0 | 0 | 0 | 0 | 0 | 0 | 0 | 0 | 0 | 0 | 0 | 0 | 0 | 0 | 0 | 0 | 0 | 0
F1_Commercial_Lodging_Existing_Food Preparation_Natural Gas_Fryer_E2 | F1 | Commercial | Lodging | Existing | Food Preparation | Natural Gas | Fryer | E2 | CCE | 0.0070192 | 0.0070192 | 0.0073742 | 0.0072621 | 0.0071531 | 0.0070171 | 0.0069979 | 0.0069529 | 0.006911 | 0.0068479 | 0.0068381 | 0.0068066 | 0.0067786 | 0.006725 | 0.0067321 | 0.0067115 | 0.0066913 | 0.0066471 | 0.0066602 | 0.0066472 | 0.0066374 | 0.0066003 | 0 | 0 | 0 | 0 | 0 | 0 | 0 | 0
F1_Commercial_Lodging_Existing_Food Preparation_Natural Gas_Fryer_E3 | F1 | Commercial | Lodging | Existing | Food Preparation | Natural Gas | Fryer | E3 | CCE | 0 | 0 | 0 | 0 | 0 | 0 | 0 | 0 | 0 | 0 | 0 | 0 | 0 | 0 | 0 | 0 | 0 | 0 | 0 | 0 | 0 | 0 | 0 | 0 | 0 | 0 | 0 | 0 | 0 | 0
F1_Commercial_Lodging_Existing_Food Preparation_Natural Gas_Fryer_E4 | F1 | Commercial | Lodging | Existing | Food Preparation | Natural Gas | Fryer | E4 | CCE | 0 | 0 | 0 | 0 | 0 | 0 | 0 | 0 | 0 | 0 | 0 | 0 | 0 | 0 | 0 | 0 | 0 | 0 | 0 | 0 | 0 | 0 | 0 | 0 | 0 | 0 | 0 | 0 | 0 | 0
F1_Commercial_Lodging_Existing_Food Preparation_Natural Gas_Fryer_E5 | F1 | Commercial | Lodging | Existing | Food Preparation | Natural Gas | Fryer | E5 | CCE | 0 | 0 | 0 | 0 | 0 | 0 | 0 | 0 | 0 | 0 | 0 | 0 | 0 | 0 | 0 | 0 | 0 | 0 | 0 | 0 | 0 | 0 | 0 | 0 | 0 | 0 | 0 | 0 | 0 | 0
F1_Commercial_Lodging_Existing_Food Preparation_Natural Gas_Fryer_E6 | F1 | Commercial | Lodging | Existing | Food Preparation | Natural Gas | Fryer | E6 | CCE | 0 | 0 | 0 | 0 | 0 | 0 | 0 | 0 | 0 | 0 | 0 | 0 | 0 | 0 | 0 | 0 | 0 | 0 | 0 | 0 | 0 | 0 | 0 | 0 | 0 | 0 | 0 | 0 | 0 | 0
F1_Commercial_Lodging_Existing_Food Preparation_Natural Gas_Fryer_E7 | F1 | Commercial | Lodging | Existing | Food Preparation | Natural Gas | Fryer | E7 | CCE | 0 | 0 | 0 | 0 | 0 | 0 | 0 | 0 | 0 | 0 | 0 | 0 | 0 | 0 | 0 | 0 | 0 | 0 | 0 | 0 | 0 | 0 | 0 | 0 | 0 | 0 | 0 | 0 | 0 | 0
F1_Commercial_Lodging_Existing_Food Preparation_Natural Gas_Fryer_E8 | F1 | Commercial | Lodging | Existing | Food Preparation | Natural Gas | Fryer | E8 | CCE | 0 | 0 | 0 | 0 | 0 | 0 | 0 | 0 | 0 | 0 | 0 | 0 | 0 | 0 | 0 | 0 | 0 | 0 | 0 | 0 | 0 | 0 | 0 | 0 | 0 | 0 | 0 | 0 | 0 | 0
F1_Commercial_Lodging_Existing_Food Preparation_Natural Gas_Fryer_E9 | F1 | Commercial | Lodging | Existing | Food Preparation | Natural Gas | Fryer | E9 | CCE | 0 | 0 | 0 | 0 | 0 | 0 | 0 | 0 | 0 | 0 | 0 | 0 | 0 | 0 | 0 | 0 | 0 | 0 | 0 | 0 | 0 | 0 | 0 | 0 | 0 | 0 | 0 | 0 | 0 | 0
F1_Commercial_Lodging_Existing_Food Preparation_Natural Gas_Fryer_E10 | F1 | Commercial | Lodging | Existing | Food Preparation | Natural Gas | Fryer | E10 | CCE | 0 | 0 | 0 | 0 | 0 | 0 | 0 | 0 | 0 | 0 | 0 | 0 | 0 | 0 | 0 | 0 | 0 | 0 | 0 | 0 | 0 | 0 | 0 | 0 | 0 | 0 | 0 | 0 | 0 | 0
F2_Commercial_Lodging_Existing_Food Preparation_Natural Gas_Fryer_E1 | F2 | Commercial | Lodging | Existing | Food Preparation | Natural Gas | Fryer | E1 | TRC BC Ratio | 0.9 | 0.9 | 0.9 | 0.9 | 0.9 | 0.9 | 0.9 | 0.9 | 0.9 | 0.9 | 0.9 | 0.9 | 0.9 | 0.9 | 0.9 | 0.9 | 0.9 | 0.9 | 0.9 | 0.9 | 0.9 | 0.9 | 0 | 0 | 0 | 0 | 0 | 0 | 0 | 0
F2_Commercial_Lodging_Existing_Food Preparation_Natural Gas_Fryer_E2 | F2 | Commercial | Lodging | Existing | Food Preparation | Natural Gas | Fryer | E2 | TRC BC Ratio | 1.215 | 1.2059 | 1.2046 | 1.2221 | 1.2535 | 1.2946 | 1.3292 | 1.3564 | 1.3811 | 1.4053 | 1.4318 | 1.4585 | 1.4845 | 1.5137 | 1.5415 | 1.571 | 1.6001 | 1.6254 | 1.6465 | 1.6626 | 1.6776 | 1.6911 | 0 | 0 | 0 | 0 | 0 | 0 | 0 | 0
F2_Commercial_Lodging_Existing_Food Preparation_Natural Gas_Fryer_E3 | F2 | Commercial | Lodging | Existing | Food Preparation | Natural Gas | Fryer | E3 | TRC BC Ratio | 0 | 0 | 0 | 0 | 0 | 0 | 0 | 0 | 0 | 0 | 0 | 0 | 0 | 0 | 0 | 0 | 0 | 0 | 0 | 0 | 0 | 0 | 0 | 0 | 0 | 0 | 0 | 0 | 0 | 0
F2_Commercial_Lodging_Existing_Food Preparation_Natural Gas_Fryer_E4 | F2 | Commercial | Lodging | Existing | Food Preparation | Natural Gas | Fryer | E4 | TRC BC Ratio | 0 | 0 | 0 | 0 | 0 | 0 | 0 | 0 | 0 | 0 | 0 | 0 | 0 | 0 | 0 | 0 | 0 | 0 | 0 | 0 | 0 | 0 | 0 | 0 | 0 | 0 | 0 | 0 | 0 | 0
F2_Commercial_Lodging_Existing_Food Preparation_Natural Gas_Fryer_E5 | F2 | Commercial | Lodging | Existing | Food Preparation | Natural Gas | Fryer | E5 | TRC BC Ratio | 0 | 0 | 0 | 0 | 0 | 0 | 0 | 0 | 0 | 0 | 0 | 0 | 0 | 0 | 0 | 0 | 0 | 0 | 0 | 0 | 0 | 0 | 0 | 0 | 0 | 0 | 0 | 0 | 0 | 0
F2_Commercial_Lodging_Existing_Food Preparation_Natural Gas_Fryer_E6 | F2 | Commercial | Lodging | Existing | Food Preparation | Natural Gas | Fryer | E6 | TRC BC Ratio | 0 | 0 | 0 | 0 | 0 | 0 | 0 | 0 | 0 | 0 | 0 | 0 | 0 | 0 | 0 | 0 | 0 | 0 | 0 | 0 | 0 | 0 | 0 | 0 | 0 | 0 | 0 | 0 | 0 | 0
F2_Commercial_Lodging_Existing_Food Preparation_Natural Gas_Fryer_E7 | F2 | Commercial | Lodging | Existing | Food Preparation | Natural Gas | Fryer | E7 | TRC BC Ratio | 0 | 0 | 0 | 0 | 0 | 0 | 0 | 0 | 0 | 0 | 0 | 0 | 0 | 0 | 0 | 0 | 0 | 0 | 0 | 0 | 0 | 0 | 0 | 0 | 0 | 0 | 0 | 0 | 0 | 0
F2_Commercial_Lodging_Existing_Food Preparation_Natural Gas_Fryer_E8 | F2 | Commercial | Lodging | Existing | Food Preparation | Natural Gas | Fryer | E8 | TRC BC Ratio | 0 | 0 | 0 | 0 | 0 | 0 | 0 | 0 | 0 | 0 | 0 | 0 | 0 | 0 | 0 | 0 | 0 | 0 | 0 | 0 | 0 | 0 | 0 | 0 | 0 | 0 | 0 | 0 | 0 | 0
F2_Commercial_Lodging_Existing_Food Preparation_Natural Gas_Fryer_E9 | F2 | Commercial | Lodging | Existing | Food Preparation | Natural Gas | Fryer | E9 | TRC BC Ratio | 0 | 0 | 0 | 0 | 0 | 0 | 0 | 0 | 0 | 0 | 0 | 0 | 0 | 0 | 0 | 0 | 0 | 0 | 0 | 0 | 0 | 0 | 0 | 0 | 0 | 0 | 0 | 0 | 0 | 0
F2_Commercial_Lodging_Existing_Food Preparation_Natural Gas_Fryer_E10 | F2 | Commercial | Lodging | Existing | Food Preparation | Natural Gas | Fryer | E10 | TRC BC Ratio | 0 | 0 | 0 | 0 | 0 | 0 | 0 | 0 | 0 | 0 | 0 | 0 | 0 | 0 | 0 | 0 | 0 | 0 | 0 | 0 | 0 | 0 | 0 | 0 | 0 | 0 | 0 | 0 | 0 | 0
F3_Commercial_Lodging_Existing_Food Preparation_Natural Gas_Fryer_E1 | F3 | Commercial | Lodging | Existing | Food Preparation | Natural Gas | Fryer | E1 | PACT BC Ratio | 0.9 | 0.9 | 0.9 | 0.9 | 0.9 | 0.9 | 0.9 | 0.9 | 0.9 | 0.9 | 0.9 | 0.9 | 0.9 | 0.9 | 0.9 | 0.9 | 0.9 | 0.9 | 0.9 | 0.9 | 0.9 | 0.9 | 0 | 0 | 0 | 0 | 0 | 0 | 0 | 0
F3_Commercial_Lodging_Existing_Food Preparation_Natural Gas_Fryer_E2 | F3 | Commercial | Lodging | Existing | Food Preparation | Natural Gas | Fryer | E2 | PACT BC Ratio | 1.5621 | 1.5504 | 1.5488 | 1.5712 | 1.6116 | 1.6645 | 1.709 | 1.7439 | 1.7757 | 1.8068 | 1.8409 | 1.8752 | 1.9086 | 1.9462 | 1.9819 | 2.0198 | 2.0573 | 2.0898 | 2.1169 | 2.1377 | 2.1569 | 2.1743 | 0 | 0 | 0 | 0 | 0 | 0 | 0 | 0
F3_Commercial_Lodging_Existing_Food Preparation_Natural Gas_Fryer_E3 | F3 | Commercial | Lodging | Existing | Food Preparation | Natural Gas | Fryer | E3 | PACT BC Ratio | 0 | 0 | 0 | 0 | 0 | 0 | 0 | 0 | 0 | 0 | 0 | 0 | 0 | 0 | 0 | 0 | 0 | 0 | 0 | 0 | 0 | 0 | 0 | 0 | 0 | 0 | 0 | 0 | 0 | 0
F3_Commercial_Lodging_Existing_Food Preparation_Natural Gas_Fryer_E4 | F3 | Commercial | Lodging | Existing | Food Preparation | Natural Gas | Fryer | E4 | PACT BC Ratio | 0 | 0 | 0 | 0 | 0 | 0 | 0 | 0 | 0 | 0 | 0 | 0 | 0 | 0 | 0 | 0 | 0 | 0 | 0 | 0 | 0 | 0 | 0 | 0 | 0 | 0 | 0 | 0 | 0 | 0
F3_Commercial_Lodging_Existing_Food Preparation_Natural Gas_Fryer_E5 | F3 | Commercial | Lodging | Existing | Food Preparation | Natural Gas | Fryer | E5 | PACT BC Ratio | 0 | 0 | 0 | 0 | 0 | 0 | 0 | 0 | 0 | 0 | 0 | 0 | 0 | 0 | 0 | 0 | 0 | 0 | 0 | 0 | 0 | 0 | 0 | 0 | 0 | 0 | 0 | 0 | 0 | 0
F3_Commercial_Lodging_Existing_Food Preparation_Natural Gas_Fryer_E6 | F3 | Commercial | Lodging | Existing | Food Preparation | Natural Gas | Fryer | E6 | PACT BC Ratio | 0 | 0 | 0 | 0 | 0 | 0 | 0 | 0 | 0 | 0 | 0 | 0 | 0 | 0 | 0 | 0 | 0 | 0 | 0 | 0 | 0 | 0 | 0 | 0 | 0 | 0 | 0 | 0 | 0 | 0
F3_Commercial_Lodging_Existing_Food Preparation_Natural Gas_Fryer_E7 | F3 | Commercial | Lodging | Existing | Food Preparation | Natural Gas | Fryer | E7 | PACT BC Ratio | 0 | 0 | 0 | 0 | 0 | 0 | 0 | 0 | 0 | 0 | 0 | 0 | 0 | 0 | 0 | 0 | 0 | 0 | 0 | 0 | 0 | 0 | 0 | 0 | 0 | 0 | 0 | 0 | 0 | 0
F3_Commercial_Lodging_Existing_Food Preparation_Natural Gas_Fryer_E8 | F3 | Commercial | Lodging | Existing | Food Preparation | Natural Gas | Fryer | E8 | PACT BC Ratio | 0 | 0 | 0 | 0 | 0 | 0 | 0 | 0 | 0 | 0 | 0 | 0 | 0 | 0 | 0 | 0 | 0 | 0 | 0 | 0 | 0 | 0 | 0 | 0 | 0 | 0 | 0 | 0 | 0 | 0
F3_Commercial_Lodging_Existing_Food Preparation_Natural Gas_Fryer_E9 | F3 | Commercial | Lodging | Existing | Food Preparation | Natural Gas | Fryer | E9 | PACT BC Ratio | 0 | 0 | 0 | 0 | 0 | 0 | 0 | 0 | 0 | 0 | 0 | 0 | 0 | 0 | 0 | 0 | 0 | 0 | 0 | 0 | 0 | 0 | 0 | 0 | 0 | 0 | 0 | 0 | 0 | 0
F3_Commercial_Lodging_Existing_Food Preparation_Natural Gas_Fryer_E10 | F3 | Commercial | Lodging | Existing | Food Preparation | Natural Gas | Fryer | E10 | PACT BC Ratio | 0 | 0 | 0 | 0 | 0 | 0 | 0 | 0 | 0 | 0 | 0 | 0 | 0 | 0 | 0 | 0 | 0 | 0 | 0 | 0 | 0 | 0 | 0 | 0 | 0 | 0 | 0 | 0 | 0 | 0
F4_Commercial_Lodging_Existing_Food Preparation_Natural Gas_Fryer_E1 | F4 | Commercial | Lodging | Existing | Food Preparation | Natural Gas | Fryer | E1 | PCT BC Ratio | 0.9 | 0.9 | 0.9 | 0.9 | 0.9 | 0.9 | 0.9 | 0.9 | 0.9 | 0.9 | 0.9 | 0.9 | 0.9 | 0.9 | 0.9 | 0.9 | 0.9 | 0.9 | 0.9 | 0.9 | 0.9 | 0.9 | 0 | 0 | 0 | 0 | 0 | 0 | 0 | 0
F4_Commercial_Lodging_Existing_Food Preparation_Natural Gas_Fryer_E2 | F4 | Commercial | Lodging | Existing | Food Preparation | Natural Gas | Fryer | E2 | PCT BC Ratio | 3.0813 | 3.063 | 3.0604 | 3.0957 | 3.1592 | 3.2424 | 3.3124 | 3.3673 | 3.4172 | 3.4661 | 3.5197 | 3.5737 | 3.6262 | 3.6853 | 3.7415 | 3.8011 | 3.86 | 3.9112 | 3.9537 | 3.9864 | 4.0167 | 4.044 | 0 | 0 | 0 | 0 | 0 | 0 | 0 | 0
F4_Commercial_Lodging_Existing_Food Preparation_Natural Gas_Fryer_E3 | F4 | Commercial | Lodging | Existing | Food Preparation | Natural Gas | Fryer | E3 | PCT BC Ratio | 0 | 0 | 0 | 0 | 0 | 0 | 0 | 0 | 0 | 0 | 0 | 0 | 0 | 0 | 0 | 0 | 0 | 0 | 0 | 0 | 0 | 0 | 0 | 0 | 0 | 0 | 0 | 0 | 0 | 0
F4_Commercial_Lodging_Existing_Food Preparation_Natural Gas_Fryer_E4 | F4 | Commercial | Lodging | Existing | Food Preparation | Natural Gas | Fryer | E4 | PCT BC Ratio | 0 | 0 | 0 | 0 | 0 | 0 | 0 | 0 | 0 | 0 | 0 | 0 | 0 | 0 | 0 | 0 | 0 | 0 | 0 | 0 | 0 | 0 | 0 | 0 | 0 | 0 | 0 | 0 | 0 | 0
F4_Commercial_Lodging_Existing_Food Preparation_Natural Gas_Fryer_E5 | F4 | Commercial | Lodging | Existing | Food Preparation | Natural Gas | Fryer | E5 | PCT BC Ratio | 0 | 0 | 0 | 0 | 0 | 0 | 0 | 0 | 0 | 0 | 0 | 0 | 0 | 0 | 0 | 0 | 0 | 0 | 0 | 0 | 0 | 0 | 0 | 0 | 0 | 0 | 0 | 0 | 0 | 0
F4_Commercial_Lodging_Existing_Food Preparation_Natural Gas_Fryer_E6 | F4 | Commercial | Lodging | Existing | Food Preparation | Natural Gas | Fryer | E6 | PCT BC Ratio | 0 | 0 | 0 | 0 | 0 | 0 | 0 | 0 | 0 | 0 | 0 | 0 | 0 | 0 | 0 | 0 | 0 | 0 | 0 | 0 | 0 | 0 | 0 | 0 | 0 | 0 | 0 | 0 | 0 | 0
F4_Commercial_Lodging_Existing_Food Preparation_Natural Gas_Fryer_E7 | F4 | Commercial | Lodging | Existing | Food Preparation | Natural Gas | Fryer | E7 | PCT BC Ratio | 0 | 0 | 0 | 0 | 0 | 0 | 0 | 0 | 0 | 0 | 0 | 0 | 0 | 0 | 0 | 0 | 0 | 0 | 0 | 0 | 0 | 0 | 0 | 0 | 0 | 0 | 0 | 0 | 0 | 0
F4_Commercial_Lodging_Existing_Food Preparation_Natural Gas_Fryer_E8 | F4 | Commercial | Lodging | Existing | Food Preparation | Natural Gas | Fryer | E8 | PCT BC Ratio | 0 | 0 | 0 | 0 | 0 | 0 | 0 | 0 | 0 | 0 | 0 | 0 | 0 | 0 | 0 | 0 | 0 | 0 | 0 | 0 | 0 | 0 | 0 | 0 | 0 | 0 | 0 | 0 | 0 | 0
F4_Commercial_Lodging_Existing_Food Preparation_Natural Gas_Fryer_E9 | F4 | Commercial | Lodging | Existing | Food Preparation | Natural Gas | Fryer | E9 | PCT BC Ratio | 0 | 0 | 0 | 0 | 0 | 0 | 0 | 0 | 0 | 0 | 0 | 0 | 0 | 0 | 0 | 0 | 0 | 0 | 0 | 0 | 0 | 0 | 0 | 0 | 0 | 0 | 0 | 0 | 0 | 0
F4_Commercial_Lodging_Existing_Food Preparation_Natural Gas_Fryer_E10 | F4 | Commercial | Lodging | Existing | Food Preparation | Natural Gas | Fryer | E10 | PCT BC Ratio | 0 | 0 | 0 | 0 | 0 | 0 | 0 | 0 | 0 | 0 | 0 | 0 | 0 | 0 | 0 | 0 | 0 | 0 | 0 | 0 | 0 | 0 | 0 | 0 | 0 | 0 | 0 | 0 | 0 | 0
F5_Commercial_Lodging_Existing_Food Preparation_Natural Gas_Fryer_E1 | F5 | Commercial | Lodging | Existing | Food Preparation | Natural Gas | Fryer | E1 | RIM BC Ratio | 0.9 | 0.9 | 0.9 | 0.9 | 0.9 | 0.9 | 0.9 | 0.9 | 0.9 | 0.9 | 0.9 | 0.9 | 0.9 | 0.9 | 0.9 | 0.9 | 0.9 | 0.9 | 0.9 | 0.9 | 0.9 | 0.9 | 0 | 0 | 0 | 0 | 0 | 0 | 0 | 0
F5_Commercial_Lodging_Existing_Food Preparation_Natural Gas_Fryer_E2 | F5 | Commercial | Lodging | Existing | Food Preparation | Natural Gas | Fryer | E2 | RIM BC Ratio | 0.544 | 0.54258 | 0.54238 | 0.54511 | 0.54988 | 0.55591 | 0.56079 | 0.5645 | 0.56779 | 0.57093 | 0.57429 | 0.57759 | 0.58072 | 0.58415 | 0.58733 | 0.59061 | 0.59377 | 0.59646 | 0.59864 | 0.60029 | 0.6018 | 0.60314 | 0 | 0 | 0 | 0 | 0 | 0 | 0 | 0
F5_Commercial_Lodging_Existing_Food Preparation_Natural Gas_Fryer_E3 | F5 | Commercial | Lodging | Existing | Food Preparation | Natural Gas | Fryer | E3 | RIM BC Ratio | 0 | 0 | 0 | 0 | 0 | 0 | 0 | 0 | 0 | 0 | 0 | 0 | 0 | 0 | 0 | 0 | 0 | 0 | 0 | 0 | 0 | 0 | 0 | 0 | 0 | 0 | 0 | 0 | 0 | 0
F5_Commercial_Lodging_Existing_Food Preparation_Natural Gas_Fryer_E4 | F5 | Commercial | Lodging | Existing | Food Preparation | Natural Gas | Fryer | E4 | RIM BC Ratio | 0 | 0 | 0 | 0 | 0 | 0 | 0 | 0 | 0 | 0 | 0 | 0 | 0 | 0 | 0 | 0 | 0 | 0 | 0 | 0 | 0 | 0 | 0 | 0 | 0 | 0 | 0 | 0 | 0 | 0
F5_Commercial_Lodging_Existing_Food Preparation_Natural Gas_Fryer_E5 | F5 | Commercial | Lodging | Existing | Food Preparation | Natural Gas | Fryer | E5 | RIM BC Ratio | 0 | 0 | 0 | 0 | 0 | 0 | 0 | 0 | 0 | 0 | 0 | 0 | 0 | 0 | 0 | 0 | 0 | 0 | 0 | 0 | 0 | 0 | 0 | 0 | 0 | 0 | 0 | 0 | 0 | 0
F5_Commercial_Lodging_Existing_Food Preparation_Natural Gas_Fryer_E6 | F5 | Commercial | Lodging | Existing | Food Preparation | Natural Gas | Fryer | E6 | RIM BC Ratio | 0 | 0 | 0 | 0 | 0 | 0 | 0 | 0 | 0 | 0 | 0 | 0 | 0 | 0 | 0 | 0 | 0 | 0 | 0 | 0 | 0 | 0 | 0 | 0 | 0 | 0 | 0 | 0 | 0 | 0
F5_Commercial_Lodging_Existing_Food Preparation_Natural Gas_Fryer_E7 | F5 | Commercial | Lodging | Existing | Food Preparation | Natural Gas | Fryer | E7 | RIM BC Ratio | 0 | 0 | 0 | 0 | 0 | 0 | 0 | 0 | 0 | 0 | 0 | 0 | 0 | 0 | 0 | 0 | 0 | 0 | 0 | 0 | 0 | 0 | 0 | 0 | 0 | 0 | 0 | 0 | 0 | 0
F5_Commercial_Lodging_Existing_Food Preparation_Natural Gas_Fryer_E8 | F5 | Commercial | Lodging | Existing | Food Preparation | Natural Gas | Fryer | E8 | RIM BC Ratio | 0 | 0 | 0 | 0 | 0 | 0 | 0 | 0 | 0 | 0 | 0 | 0 | 0 | 0 | 0 | 0 | 0 | 0 | 0 | 0 | 0 | 0 | 0 | 0 | 0 | 0 | 0 | 0 | 0 | 0
F5_Commercial_Lodging_Existing_Food Preparation_Natural Gas_Fryer_E9 | F5 | Commercial | Lodging | Existing | Food Preparation | Natural Gas | Fryer | E9 | RIM BC Ratio | 0 | 0 | 0 | 0 | 0 | 0 | 0 | 0 | 0 | 0 | 0 | 0 | 0 | 0 | 0 | 0 | 0 | 0 | 0 | 0 | 0 | 0 | 0 | 0 | 0 | 0 | 0 | 0 | 0 | 0
F5_Commercial_Lodging_Existing_Food Preparation_Natural Gas_Fryer_E10 | F5 | Commercial | Lodging | Existing | Food Preparation | Natural Gas | Fryer | E10 | RIM BC Ratio | 0 | 0 | 0 | 0 | 0 | 0 | 0 | 0 | 0 | 0 | 0 | 0 | 0 | 0 | 0 | 0 | 0 | 0 | 0 | 0 | 0 | 0 | 0 | 0 | 0 | 0 | 0 | 0 | 0 | 0
F0_Commercial_Lodging_Existing_Food Preparation_Natural Gas_Broiler_E0 | F0 | Commercial | Lodging | Existing | Food Preparation | Natural Gas | Broiler | E0 | Economic Unit | Infrared Burners | Infrared Burners | Infrared Burners | Infrared Burners | Infrared Burners | Infrared Burners | Infrared Burners | Infrared Burners | Infrared Burners | Infrared Burners | Infrared Burners | Infrared Burners | Infrared Burners | Infrared Burners | Infrared Burners | Infrared Burners | Infrared Burners | Infrared Burners | Infrared Burners | Infrared Burners | Infrared Burners | Infrared Burners | 0 | 0 | 0 | 0 | 0 | 0 | 0 | 0
F1_Commercial_Lodging_Existing_Food Preparation_Natural Gas_Broiler_E1 | F1 | Commercial | Lodging | Existing | Food Preparation | Natural Gas | Broiler | E1 | CCE | 0 | 0 | 0 | 0 | 0 | 0 | 0 | 0 | 0 | 0 | 0 | 0 | 0 | 0 | 0 | 0 | 0 | 0 | 0 | 0 | 0 | 0 | 0 | 0 | 0 | 0 | 0 | 0 | 0 | 0
F1_Commercial_Lodging_Existing_Food Preparation_Natural Gas_Broiler_E2 | F1 | Commercial | Lodging | Existing | Food Preparation | Natural Gas | Broiler | E2 | CCE | 0.0083589 | 0.0083589 | 0.0087817 | 0.0086482 | 0.0085184 | 0.0083564 | 0.0083336 | 0.00828 | 0.0082301 | 0.0081549 | 0.0081433 | 0.0081058 | 0.0080724 | 0.0080086 | 0.008017 | 0.0079925 | 0.0079685 | 0.0079158 | 0.0079314 | 0.0079159 | 0.0079043 | 0.0078601 | 0 | 0 | 0 | 0 | 0 | 0 | 0 | 0
F1_Commercial_Lodging_Existing_Food Preparation_Natural Gas_Broiler_E3 | F1 | Commercial | Lodging | Existing | Food Preparation | Natural Gas | Broiler | E3 | CCE | 0 | 0 | 0 | 0 | 0 | 0 | 0 | 0 | 0 | 0 | 0 | 0 | 0 | 0 | 0 | 0 | 0 | 0 | 0 | 0 | 0 | 0 | 0 | 0 | 0 | 0 | 0 | 0 | 0 | 0
F1_Commercial_Lodging_Existing_Food Preparation_Natural Gas_Broiler_E4 | F1 | Commercial | Lodging | Existing | Food Preparation | Natural Gas | Broiler | E4 | CCE | 0 | 0 | 0 | 0 | 0 | 0 | 0 | 0 | 0 | 0 | 0 | 0 | 0 | 0 | 0 | 0 | 0 | 0 | 0 | 0 | 0 | 0 | 0 | 0 | 0 | 0 | 0 | 0 | 0 | 0
F1_Commercial_Lodging_Existing_Food Preparation_Natural Gas_Broiler_E5 | F1 | Commercial | Lodging | Existing | Food Preparation | Natural Gas | Broiler | E5 | CCE | 0 | 0 | 0 | 0 | 0 | 0 | 0 | 0 | 0 | 0 | 0 | 0 | 0 | 0 | 0 | 0 | 0 | 0 | 0 | 0 | 0 | 0 | 0 | 0 | 0 | 0 | 0 | 0 | 0 | 0
F1_Commercial_Lodging_Existing_Food Preparation_Natural Gas_Broiler_E6 | F1 | Commercial | Lodging | Existing | Food Preparation | Natural Gas | Broiler | E6 | CCE | 0 | 0 | 0 | 0 | 0 | 0 | 0 | 0 | 0 | 0 | 0 | 0 | 0 | 0 | 0 | 0 | 0 | 0 | 0 | 0 | 0 | 0 | 0 | 0 | 0 | 0 | 0 | 0 | 0 | 0
F1_Commercial_Lodging_Existing_Food Preparation_Natural Gas_Broiler_E7 | F1 | Commercial | Lodging | Existing | Food Preparation | Natural Gas | Broiler | E7 | CCE | 0 | 0 | 0 | 0 | 0 | 0 | 0 | 0 | 0 | 0 | 0 | 0 | 0 | 0 | 0 | 0 | 0 | 0 | 0 | 0 | 0 | 0 | 0 | 0 | 0 | 0 | 0 | 0 | 0 | 0
F1_Commercial_Lodging_Existing_Food Preparation_Natural Gas_Broiler_E8 | F1 | Commercial | Lodging | Existing | Food Preparation | Natural Gas | Broiler | E8 | CCE | 0 | 0 | 0 | 0 | 0 | 0 | 0 | 0 | 0 | 0 | 0 | 0 | 0 | 0 | 0 | 0 | 0 | 0 | 0 | 0 | 0 | 0 | 0 | 0 | 0 | 0 | 0 | 0 | 0 | 0
F1_Commercial_Lodging_Existing_Food Preparation_Natural Gas_Broiler_E9 | F1 | Commercial | Lodging | Existing | Food Preparation | Natural Gas | Broiler | E9 | CCE | 0 | 0 | 0 | 0 | 0 | 0 | 0 | 0 | 0 | 0 | 0 | 0 | 0 | 0 | 0 | 0 | 0 | 0 | 0 | 0 | 0 | 0 | 0 | 0 | 0 | 0 | 0 | 0 | 0 | 0
F1_Commercial_Lodging_Existing_Food Preparation_Natural Gas_Broiler_E10 | F1 | Commercial | Lodging | Existing | Food Preparation | Natural Gas | Broiler | E10 | CCE | 0 | 0 | 0 | 0 | 0 | 0 | 0 | 0 | 0 | 0 | 0 | 0 | 0 | 0 | 0 | 0 | 0 | 0 | 0 | 0 | 0 | 0 | 0 | 0 | 0 | 0 | 0 | 0 | 0 | 0
F2_Commercial_Lodging_Existing_Food Preparation_Natural Gas_Broiler_E1 | F2 | Commercial | Lodging | Existing | Food Preparation | Natural Gas | Broiler | E1 | TRC BC Ratio | 0.9 | 0.9 | 0.9 | 0.9 | 0.9 | 0.9 | 0.9 | 0.9 | 0.9 | 0.9 | 0.9 | 0.9 | 0.9 | 0.9 | 0.9 | 0.9 | 0.9 | 0.9 | 0.9 | 0.9 | 0.9 | 0.9 | 0 | 0 | 0 | 0 | 0 | 0 | 0 | 0
F2_Commercial_Lodging_Existing_Food Preparation_Natural Gas_Broiler_E2 | F2 | Commercial | Lodging | Existing | Food Preparation | Natural Gas | Broiler | E2 | TRC BC Ratio | 1.0644 | 1.0735 | 1.0844 | 1.1025 | 1.1265 | 1.1549 | 1.181 | 1.2042 | 1.2267 | 1.2485 | 1.2706 | 1.292 | 1.3121 | 1.3323 | 1.3516 | 1.3714 | 1.3925 | 1.4138 | 1.4353 | 1.4569 | 1.4782 | 1.4992 | 0 | 0 | 0 | 0 | 0 | 0 | 0 | 0
F2_Commercial_Lodging_Existing_Food Preparation_Natural Gas_Broiler_E3 | F2 | Commercial | Lodging | Existing | Food Preparation | Natural Gas | Broiler | E3 | TRC BC Ratio | 0 | 0 | 0 | 0 | 0 | 0 | 0 | 0 | 0 | 0 | 0 | 0 | 0 | 0 | 0 | 0 | 0 | 0 | 0 | 0 | 0 | 0 | 0 | 0 | 0 | 0 | 0 | 0 | 0 | 0
F2_Commercial_Lodging_Existing_Food Preparation_Natural Gas_Broiler_E4 | F2 | Commercial | Lodging | Existing | Food Preparation | Natural Gas | Broiler | E4 | TRC BC Ratio | 0 | 0 | 0 | 0 | 0 | 0 | 0 | 0 | 0 | 0 | 0 | 0 | 0 | 0 | 0 | 0 | 0 | 0 | 0 | 0 | 0 | 0 | 0 | 0 | 0 | 0 | 0 | 0 | 0 | 0
F2_Commercial_Lodging_Existing_Food Preparation_Natural Gas_Broiler_E5 | F2 | Commercial | Lodging | Existing | Food Preparation | Natural Gas | Broiler | E5 | TRC BC Ratio | 0 | 0 | 0 | 0 | 0 | 0 | 0 | 0 | 0 | 0 | 0 | 0 | 0 | 0 | 0 | 0 | 0 | 0 | 0 | 0 | 0 | 0 | 0 | 0 | 0 | 0 | 0 | 0 | 0 | 0
F2_Commercial_Lodging_Existing_Food Preparation_Natural Gas_Broiler_E6 | F2 | Commercial | Lodging | Existing | Food Preparation | Natural Gas | Broiler | E6 | TRC BC Ratio | 0 | 0 | 0 | 0 | 0 | 0 | 0 | 0 | 0 | 0 | 0 | 0 | 0 | 0 | 0 | 0 | 0 | 0 | 0 | 0 | 0 | 0 | 0 | 0 | 0 | 0 | 0 | 0 | 0 | 0
F2_Commercial_Lodging_Existing_Food Preparation_Natural Gas_Broiler_E7 | F2 | Commercial | Lodging | Existing | Food Preparation | Natural Gas | Broiler | E7 | TRC BC Ratio | 0 | 0 | 0 | 0 | 0 | 0 | 0 | 0 | 0 | 0 | 0 | 0 | 0 | 0 | 0 | 0 | 0 | 0 | 0 | 0 | 0 | 0 | 0 | 0 | 0 | 0 | 0 | 0 | 0 | 0
F2_Commercial_Lodging_Existing_Food Preparation_Natural Gas_Broiler_E8 | F2 | Commercial | Lodging | Existing | Food Preparation | Natural Gas | Broiler | E8 | TRC BC Ratio | 0 | 0 | 0 | 0 | 0 | 0 | 0 | 0 | 0 | 0 | 0 | 0 | 0 | 0 | 0 | 0 | 0 | 0 | 0 | 0 | 0 | 0 | 0 | 0 | 0 | 0 | 0 | 0 | 0 | 0
F2_Commercial_Lodging_Existing_Food Preparation_Natural Gas_Broiler_E9 | F2 | Commercial | Lodging | Existing | Food Preparation | Natural Gas | Broiler | E9 | TRC BC Ratio | 0 | 0 | 0 | 0 | 0 | 0 | 0 | 0 | 0 | 0 | 0 | 0 | 0 | 0 | 0 | 0 | 0 | 0 | 0 | 0 | 0 | 0 | 0 | 0 | 0 | 0 | 0 | 0 | 0 | 0
F2_Commercial_Lodging_Existing_Food Preparation_Natural Gas_Broiler_E10 | F2 | Commercial | Lodging | Existing | Food Preparation | Natural Gas | Broiler | E10 | TRC BC Ratio | 0 | 0 | 0 | 0 | 0 | 0 | 0 | 0 | 0 | 0 | 0 | 0 | 0 | 0 | 0 | 0 | 0 | 0 | 0 | 0 | 0 | 0 | 0 | 0 | 0 | 0 | 0 | 0 | 0 | 0
F3_Commercial_Lodging_Existing_Food Preparation_Natural Gas_Broiler_E1 | F3 | Commercial | Lodging | Existing | Food Preparation | Natural Gas | Broiler | E1 | PACT BC Ratio | 0.9 | 0.9 | 0.9 | 0.9 | 0.9 | 0.9 | 0.9 | 0.9 | 0.9 | 0.9 | 0.9 | 0.9 | 0.9 | 0.9 | 0.9 | 0.9 | 0.9 | 0.9 | 0.9 | 0.9 | 0.9 | 0.9 | 0 | 0 | 0 | 0 | 0 | 0 | 0 | 0
F3_Commercial_Lodging_Existing_Food Preparation_Natural Gas_Broiler_E2 | F3 | Commercial | Lodging | Existing | Food Preparation | Natural Gas | Broiler | E2 | PACT BC Ratio | 1.3204 | 1.3317 | 1.3453 | 1.3676 | 1.3975 | 1.4327 | 1.465 | 1.4938 | 1.5217 | 1.5488 | 1.5761 | 1.6027 | 1.6277 | 1.6527 | 1.6767 | 1.7012 | 1.7275 | 1.7539 | 1.7805 | 1.8073 | 1.8337 | 1.8598 | 0 | 0 | 0 | 0 | 0 | 0 | 0 | 0
F3_Commercial_Lodging_Existing_Food Preparation_Natural Gas_Broiler_E3 | F3 | Commercial | Lodging | Existing | Food Preparation | Natural Gas | Broiler | E3 | PACT BC Ratio | 0 | 0 | 0 | 0 | 0 | 0 | 0 | 0 | 0 | 0 | 0 | 0 | 0 | 0 | 0 | 0 | 0 | 0 | 0 | 0 | 0 | 0 | 0 | 0 | 0 | 0 | 0 | 0 | 0 | 0
F3_Commercial_Lodging_Existing_Food Preparation_Natural Gas_Broiler_E4 | F3 | Commercial | Lodging | Existing | Food Preparation | Natural Gas | Broiler | E4 | PACT BC Ratio | 0 | 0 | 0 | 0 | 0 | 0 | 0 | 0 | 0 | 0 | 0 | 0 | 0 | 0 | 0 | 0 | 0 | 0 | 0 | 0 | 0 | 0 | 0 | 0 | 0 | 0 | 0 | 0 | 0 | 0
F3_Commercial_Lodging_Existing_Food Preparation_Natural Gas_Broiler_E5 | F3 | Commercial | Lodging | Existing | Food Preparation | Natural Gas | Broiler | E5 | PACT BC Ratio | 0 | 0 | 0 | 0 | 0 | 0 | 0 | 0 | 0 | 0 | 0 | 0 | 0 | 0 | 0 | 0 | 0 | 0 | 0 | 0 | 0 | 0 | 0 | 0 | 0 | 0 | 0 | 0 | 0 | 0
F3_Commercial_Lodging_Existing_Food Preparation_Natural Gas_Broiler_E6 | F3 | Commercial | Lodging | Existing | Food Preparation | Natural Gas | Broiler | E6 | PACT BC Ratio | 0 | 0 | 0 | 0 | 0 | 0 | 0 | 0 | 0 | 0 | 0 | 0 | 0 | 0 | 0 | 0 | 0 | 0 | 0 | 0 | 0 | 0 | 0 | 0 | 0 | 0 | 0 | 0 | 0 | 0
F3_Commercial_Lodging_Existing_Food Preparation_Natural Gas_Broiler_E7 | F3 | Commercial | Lodging | Existing | Food Preparation | Natural Gas | Broiler | E7 | PACT BC Ratio | 0 | 0 | 0 | 0 | 0 | 0 | 0 | 0 | 0 | 0 | 0 | 0 | 0 | 0 | 0 | 0 | 0 | 0 | 0 | 0 | 0 | 0 | 0 | 0 | 0 | 0 | 0 | 0 | 0 | 0
F3_Commercial_Lodging_Existing_Food Preparation_Natural Gas_Broiler_E8 | F3 | Commercial | Lodging | Existing | Food Preparation | Natural Gas | Broiler | E8 | PACT BC Ratio | 0 | 0 | 0 | 0 | 0 | 0 | 0 | 0 | 0 | 0 | 0 | 0 | 0 | 0 | 0 | 0 | 0 | 0 | 0 | 0 | 0 | 0 | 0 | 0 | 0 | 0 | 0 | 0 | 0 | 0
F3_Commercial_Lodging_Existing_Food Preparation_Natural Gas_Broiler_E9 | F3 | Commercial | Lodging | Existing | Food Preparation | Natural Gas | Broiler | E9 | PACT BC Ratio | 0 | 0 | 0 | 0 | 0 | 0 | 0 | 0 | 0 | 0 | 0 | 0 | 0 | 0 | 0 | 0 | 0 | 0 | 0 | 0 | 0 | 0 | 0 | 0 | 0 | 0 | 0 | 0 | 0 | 0
F3_Commercial_Lodging_Existing_Food Preparation_Natural Gas_Broiler_E10 | F3 | Commercial | Lodging | Existing | Food Preparation | Natural Gas | Broiler | E10 | PACT BC Ratio | 0 | 0 | 0 | 0 | 0 | 0 | 0 | 0 | 0 | 0 | 0 | 0 | 0 | 0 | 0 | 0 | 0 | 0 | 0 | 0 | 0 | 0 | 0 | 0 | 0 | 0 | 0 | 0 | 0 | 0
F4_Commercial_Lodging_Existing_Food Preparation_Natural Gas_Broiler_E1 | F4 | Commercial | Lodging | Existing | Food Preparation | Natural Gas | Broiler | E1 | PCT BC Ratio | 0.9 | 0.9 | 0.9 | 0.9 | 0.9 | 0.9 | 0.9 | 0.9 | 0.9 | 0.9 | 0.9 | 0.9 | 0.9 | 0.9 | 0.9 | 0.9 | 0.9 | 0.9 | 0.9 | 0.9 | 0.9 | 0.9 | 0 | 0 | 0 | 0 | 0 | 0 | 0 | 0
F4_Commercial_Lodging_Existing_Food Preparation_Natural Gas_Broiler_E2 | F4 | Commercial | Lodging | Existing | Food Preparation | Natural Gas | Broiler | E2 | PCT BC Ratio | 2.8717 | 2.8906 | 2.9132 | 2.9506 | 3.0005 | 3.0593 | 3.1134 | 3.1615 | 3.2082 | 3.2535 | 3.2991 | 3.3435 | 3.3853 | 3.4272 | 3.4672 | 3.5082 | 3.5521 | 3.5963 | 3.6408 | 3.6855 | 3.7298 | 3.7734 | 0 | 0 | 0 | 0 | 0 | 0 | 0 | 0
F4_Commercial_Lodging_Existing_Food Preparation_Natural Gas_Broiler_E3 | F4 | Commercial | Lodging | Existing | Food Preparation | Natural Gas | Broiler | E3 | PCT BC Ratio | 0 | 0 | 0 | 0 | 0 | 0 | 0 | 0 | 0 | 0 | 0 | 0 | 0 | 0 | 0 | 0 | 0 | 0 | 0 | 0 | 0 | 0 | 0 | 0 | 0 | 0 | 0 | 0 | 0 | 0
F4_Commercial_Lodging_Existing_Food Preparation_Natural Gas_Broiler_E4 | F4 | Commercial | Lodging | Existing | Food Preparation | Natural Gas | Broiler | E4 | PCT BC Ratio | 0 | 0 | 0 | 0 | 0 | 0 | 0 | 0 | 0 | 0 | 0 | 0 | 0 | 0 | 0 | 0 | 0 | 0 | 0 | 0 | 0 | 0 | 0 | 0 | 0 | 0 | 0 | 0 | 0 | 0
F4_Commercial_Lodging_Existing_Food Preparation_Natural Gas_Broiler_E5 | F4 | Commercial | Lodging | Existing | Food Preparation | Natural Gas | Broiler | E5 | PCT BC Ratio | 0 | 0 | 0 | 0 | 0 | 0 | 0 | 0 | 0 | 0 | 0 | 0 | 0 | 0 | 0 | 0 | 0 | 0 | 0 | 0 | 0 | 0 | 0 | 0 | 0 | 0 | 0 | 0 | 0 | 0
F4_Commercial_Lodging_Existing_Food Preparation_Natural Gas_Broiler_E6 | F4 | Commercial | Lodging | Existing | Food Preparation | Natural Gas | Broiler | E6 | PCT BC Ratio | 0 | 0 | 0 | 0 | 0 | 0 | 0 | 0 | 0 | 0 | 0 | 0 | 0 | 0 | 0 | 0 | 0 | 0 | 0 | 0 | 0 | 0 | 0 | 0 | 0 | 0 | 0 | 0 | 0 | 0
F4_Commercial_Lodging_Existing_Food Preparation_Natural Gas_Broiler_E7 | F4 | Commercial | Lodging | Existing | Food Preparation | Natural Gas | Broiler | E7 | PCT BC Ratio | 0 | 0 | 0 | 0 | 0 | 0 | 0 | 0 | 0 | 0 | 0 | 0 | 0 | 0 | 0 | 0 | 0 | 0 | 0 | 0 | 0 | 0 | 0 | 0 | 0 | 0 | 0 | 0 | 0 | 0
F4_Commercial_Lodging_Existing_Food Preparation_Natural Gas_Broiler_E8 | F4 | Commercial | Lodging | Existing | Food Preparation | Natural Gas | Broiler | E8 | PCT BC Ratio | 0 | 0 | 0 | 0 | 0 | 0 | 0 | 0 | 0 | 0 | 0 | 0 | 0 | 0 | 0 | 0 | 0 | 0 | 0 | 0 | 0 | 0 | 0 | 0 | 0 | 0 | 0 | 0 | 0 | 0
F4_Commercial_Lodging_Existing_Food Preparation_Natural Gas_Broiler_E9 | F4 | Commercial | Lodging | Existing | Food Preparation | Natural Gas | Broiler | E9 | PCT BC Ratio | 0 | 0 | 0 | 0 | 0 | 0 | 0 | 0 | 0 | 0 | 0 | 0 | 0 | 0 | 0 | 0 | 0 | 0 | 0 | 0 | 0 | 0 | 0 | 0 | 0 | 0 | 0 | 0 | 0 | 0
F4_Commercial_Lodging_Existing_Food Preparation_Natural Gas_Broiler_E10 | F4 | Commercial | Lodging | Existing | Food Preparation | Natural Gas | Broiler | E10 | PCT BC Ratio | 0 | 0 | 0 | 0 | 0 | 0 | 0 | 0 | 0 | 0 | 0 | 0 | 0 | 0 | 0 | 0 | 0 | 0 | 0 | 0 | 0 | 0 | 0 | 0 | 0 | 0 | 0 | 0 | 0 | 0
F5_Commercial_Lodging_Existing_Food Preparation_Natural Gas_Broiler_E1 | F5 | Commercial | Lodging | Existing | Food Preparation | Natural Gas | Broiler | E1 | RIM BC Ratio | 0.9 | 0.9 | 0.9 | 0.9 | 0.9 | 0.9 | 0.9 | 0.9 | 0.9 | 0.9 | 0.9 | 0.9 | 0.9 | 0.9 | 0.9 | 0.9 | 0.9 | 0.9 | 0.9 | 0.9 | 0.9 | 0.9 | 0 | 0 | 0 | 0 | 0 | 0 | 0 | 0
F5_Commercial_Lodging_Existing_Food Preparation_Natural Gas_Broiler_E2 | F5 | Commercial | Lodging | Existing | Food Preparation | Natural Gas | Broiler | E2 | RIM BC Ratio | 0.51141 | 0.51309 | 0.51509 | 0.51833 | 0.52256 | 0.52741 | 0.53173 | 0.53547 | 0.53902 | 0.54238 | 0.54569 | 0.54884 | 0.55175 | 0.55459 | 0.55726 | 0.55995 | 0.56276 | 0.56554 | 0.56828 | 0.57098 | 0.57359 | 0.57612 | 0 | 0 | 0 | 0 | 0 | 0 | 0 | 0
F5_Commercial_Lodging_Existing_Food Preparation_Natural Gas_Broiler_E3 | F5 | Commercial | Lodging | Existing | Food Preparation | Natural Gas | Broiler | E3 | RIM BC Ratio | 0 | 0 | 0 | 0 | 0 | 0 | 0 | 0 | 0 | 0 | 0 | 0 | 0 | 0 | 0 | 0 | 0 | 0 | 0 | 0 | 0 | 0 | 0 | 0 | 0 | 0 | 0 | 0 | 0 | 0
F5_Commercial_Lodging_Existing_Food Preparation_Natural Gas_Broiler_E4 | F5 | Commercial | Lodging | Existing | Food Preparation | Natural Gas | Broiler | E4 | RIM BC Ratio | 0 | 0 | 0 | 0 | 0 | 0 | 0 | 0 | 0 | 0 | 0 | 0 | 0 | 0 | 0 | 0 | 0 | 0 | 0 | 0 | 0 | 0 | 0 | 0 | 0 | 0 | 0 | 0 | 0 | 0
F5_Commercial_Lodging_Existing_Food Preparation_Natural Gas_Broiler_E5 | F5 | Commercial | Lodging | Existing | Food Preparation | Natural Gas | Broiler | E5 | RIM BC Ratio | 0 | 0 | 0 | 0 | 0 | 0 | 0 | 0 | 0 | 0 | 0 | 0 | 0 | 0 | 0 | 0 | 0 | 0 | 0 | 0 | 0 | 0 | 0 | 0 | 0 | 0 | 0 | 0 | 0 | 0
F5_Commercial_Lodging_Existing_Food Preparation_Natural Gas_Broiler_E6 | F5 | Commercial | Lodging | Existing | Food Preparation | Natural Gas | Broiler | E6 | RIM BC Ratio | 0 | 0 | 0 | 0 | 0 | 0 | 0 | 0 | 0 | 0 | 0 | 0 | 0 | 0 | 0 | 0 | 0 | 0 | 0 | 0 | 0 | 0 | 0 | 0 | 0 | 0 | 0 | 0 | 0 | 0
F5_Commercial_Lodging_Existing_Food Preparation_Natural Gas_Broiler_E7 | F5 | Commercial | Lodging | Existing | Food Preparation | Natural Gas | Broiler | E7 | RIM BC Ratio | 0 | 0 | 0 | 0 | 0 | 0 | 0 | 0 | 0 | 0 | 0 | 0 | 0 | 0 | 0 | 0 | 0 | 0 | 0 | 0 | 0 | 0 | 0 | 0 | 0 | 0 | 0 | 0 | 0 | 0
F5_Commercial_Lodging_Existing_Food Preparation_Natural Gas_Broiler_E8 | F5 | Commercial | Lodging | Existing | Food Preparation | Natural Gas | Broiler | E8 | RIM BC Ratio | 0 | 0 | 0 | 0 | 0 | 0 | 0 | 0 | 0 | 0 | 0 | 0 | 0 | 0 | 0 | 0 | 0 | 0 | 0 | 0 | 0 | 0 | 0 | 0 | 0 | 0 | 0 | 0 | 0 | 0
F5_Commercial_Lodging_Existing_Food Preparation_Natural Gas_Broiler_E9 | F5 | Commercial | Lodging | Existing | Food Preparation | Natural Gas | Broiler | E9 | RIM BC Ratio | 0 | 0 | 0 | 0 | 0 | 0 | 0 | 0 | 0 | 0 | 0 | 0 | 0 | 0 | 0 | 0 | 0 | 0 | 0 | 0 | 0 | 0 | 0 | 0 | 0 | 0 | 0 | 0 | 0 | 0
F5_Commercial_Lodging_Existing_Food Preparation_Natural Gas_Broiler_E10 | F5 | Commercial | Lodging | Existing | Food Preparation | Natural Gas | Broiler | E10 | RIM BC Ratio | 0 | 0 | 0 | 0 | 0 | 0 | 0 | 0 | 0 | 0 | 0 | 0 | 0 | 0 | 0 | 0 | 0 | 0 | 0 | 0 | 0 | 0 | 0 | 0 | 0 | 0 | 0 | 0 | 0 | 0
F0_Commercial_Lodging_Existing_Food Preparation_Natural Gas_Griddle_E0 | F0 | Commercial | Lodging | Existing | Food Preparation | Natural Gas | Griddle | E0 | Economic Unit | ENERGY STAR | ENERGY STAR | ENERGY STAR | ENERGY STAR | ENERGY STAR | ENERGY STAR | ENERGY STAR | ENERGY STAR | ENERGY STAR | ENERGY STAR | ENERGY STAR | ENERGY STAR | ENERGY STAR | ENERGY STAR | ENERGY STAR | ENERGY STAR | ENERGY STAR | ENERGY STAR | ENERGY STAR | ENERGY STAR | ENERGY STAR | ENERGY STAR | 0 | 0 | 0 | 0 | 0 | 0 | 0 | 0
F1_Commercial_Lodging_Existing_Food Preparation_Natural Gas_Griddle_E1 | F1 | Commercial | Lodging | Existing | Food Preparation | Natural Gas | Griddle | E1 | CCE | 0 | 0 | 0 | 0 | 0 | 0 | 0 | 0 | 0 | 0 | 0 | 0 | 0 | 0 | 0 | 0 | 0 | 0 | 0 | 0 | 0 | 0 | 0 | 0 | 0 | 0 | 0 | 0 | 0 | 0
F1_Commercial_Lodging_Existing_Food Preparation_Natural Gas_Griddle_E2 | F1 | Commercial | Lodging | Existing | Food Preparation | Natural Gas | Griddle | E2 | CCE | 0.0050309 | 0.0050309 | 0.0052853 | 0.0052049 | 0.0051268 | 0.0050293 | 0.0050156 | 0.0049833 | 0.0049533 | 0.0049081 | 0.0049011 | 0.0048785 | 0.0048584 | 0.00482 | 0.0048251 | 0.0048103 | 0.0047959 | 0.0047642 | 0.0047735 | 0.0047642 | 0.0047572 | 0.0047306 | 0 | 0 | 0 | 0 | 0 | 0 | 0 | 0
F1_Commercial_Lodging_Existing_Food Preparation_Natural Gas_Griddle_E3 | F1 | Commercial | Lodging | Existing | Food Preparation | Natural Gas | Griddle | E3 | CCE | 0 | 0 | 0 | 0 | 0 | 0 | 0 | 0 | 0 | 0 | 0 | 0 | 0 | 0 | 0 | 0 | 0 | 0 | 0 | 0 | 0 | 0 | 0 | 0 | 0 | 0 | 0 | 0 | 0 | 0
F1_Commercial_Lodging_Existing_Food Preparation_Natural Gas_Griddle_E4 | F1 | Commercial | Lodging | Existing | Food Preparation | Natural Gas | Griddle | E4 | CCE | 0 | 0 | 0 | 0 | 0 | 0 | 0 | 0 | 0 | 0 | 0 | 0 | 0 | 0 | 0 | 0 | 0 | 0 | 0 | 0 | 0 | 0 | 0 | 0 | 0 | 0 | 0 | 0 | 0 | 0
F1_Commercial_Lodging_Existing_Food Preparation_Natural Gas_Griddle_E5 | F1 | Commercial | Lodging | Existing | Food Preparation | Natural Gas | Griddle | E5 | CCE | 0 | 0 | 0 | 0 | 0 | 0 | 0 | 0 | 0 | 0 | 0 | 0 | 0 | 0 | 0 | 0 | 0 | 0 | 0 | 0 | 0 | 0 | 0 | 0 | 0 | 0 | 0 | 0 | 0 | 0
F1_Commercial_Lodging_Existing_Food Preparation_Natural Gas_Griddle_E6 | F1 | Commercial | Lodging | Existing | Food Preparation | Natural Gas | Griddle | E6 | CCE | 0 | 0 | 0 | 0 | 0 | 0 | 0 | 0 | 0 | 0 | 0 | 0 | 0 | 0 | 0 | 0 | 0 | 0 | 0 | 0 | 0 | 0 | 0 | 0 | 0 | 0 | 0 | 0 | 0 | 0
F1_Commercial_Lodging_Existing_Food Preparation_Natural Gas_Griddle_E7 | F1 | Commercial | Lodging | Existing | Food Preparation | Natural Gas | Griddle | E7 | CCE | 0 | 0 | 0 | 0 | 0 | 0 | 0 | 0 | 0 | 0 | 0 | 0 | 0 | 0 | 0 | 0 | 0 | 0 | 0 | 0 | 0 | 0 | 0 | 0 | 0 | 0 | 0 | 0 | 0 | 0
F1_Commercial_Lodging_Existing_Food Preparation_Natural Gas_Griddle_E8 | F1 | Commercial | Lodging | Existing | Food Preparation | Natural Gas | Griddle | E8 | CCE | 0 | 0 | 0 | 0 | 0 | 0 | 0 | 0 | 0 | 0 | 0 | 0 | 0 | 0 | 0 | 0 | 0 | 0 | 0 | 0 | 0 | 0 | 0 | 0 | 0 | 0 | 0 | 0 | 0 | 0
F1_Commercial_Lodging_Existing_Food Preparation_Natural Gas_Griddle_E9 | F1 | Commercial | Lodging | Existing | Food Preparation | Natural Gas | Griddle | E9 | CCE | 0 | 0 | 0 | 0 | 0 | 0 | 0 | 0 | 0 | 0 | 0 | 0 | 0 | 0 | 0 | 0 | 0 | 0 | 0 | 0 | 0 | 0 | 0 | 0 | 0 | 0 | 0 | 0 | 0 | 0
F1_Commercial_Lodging_Existing_Food Preparation_Natural Gas_Griddle_E10 | F1 | Commercial | Lodging | Existing | Food Preparation | Natural Gas | Griddle | E10 | CCE | 0 | 0 | 0 | 0 | 0 | 0 | 0 | 0 | 0 | 0 | 0 | 0 | 0 | 0 | 0 | 0 | 0 | 0 | 0 | 0 | 0 | 0 | 0 | 0 | 0 | 0 | 0 | 0 | 0 | 0
F2_Commercial_Lodging_Existing_Food Preparation_Natural Gas_Griddle_E1 | F2 | Commercial | Lodging | Existing | Food Preparation | Natural Gas | Griddle | E1 | TRC BC Ratio | 0.9 | 0.9 | 0.9 | 0.9 | 0.9 | 0.9 | 0.9 | 0.9 | 0.9 | 0.9 | 0.9 | 0.9 | 0.9 | 0.9 | 0.9 | 0.9 | 0.9 | 0.9 | 0.9 | 0.9 | 0.9 | 0.9 | 0 | 0 | 0 | 0 | 0 | 0 | 0 | 0
F2_Commercial_Lodging_Existing_Food Preparation_Natural Gas_Griddle_E2 | F2 | Commercial | Lodging | Existing | Food Preparation | Natural Gas | Griddle | E2 | TRC BC Ratio | 1.7686 | 1.7837 | 1.8018 | 1.8318 | 1.8718 | 1.9189 | 1.9622 | 2.0008 | 2.0382 | 2.0745 | 2.1111 | 2.1466 | 2.1801 | 2.2137 | 2.2457 | 2.2786 | 2.3138 | 2.3491 | 2.3848 | 2.4207 | 2.4561 | 2.491 | 0 | 0 | 0 | 0 | 0 | 0 | 0 | 0
F2_Commercial_Lodging_Existing_Food Preparation_Natural Gas_Griddle_E3 | F2 | Commercial | Lodging | Existing | Food Preparation | Natural Gas | Griddle | E3 | TRC BC Ratio | 0 | 0 | 0 | 0 | 0 | 0 | 0 | 0 | 0 | 0 | 0 | 0 | 0 | 0 | 0 | 0 | 0 | 0 | 0 | 0 | 0 | 0 | 0 | 0 | 0 | 0 | 0 | 0 | 0 | 0
F2_Commercial_Lodging_Existing_Food Preparation_Natural Gas_Griddle_E4 | F2 | Commercial | Lodging | Existing | Food Preparation | Natural Gas | Griddle | E4 | TRC BC Ratio | 0 | 0 | 0 | 0 | 0 | 0 | 0 | 0 | 0 | 0 | 0 | 0 | 0 | 0 | 0 | 0 | 0 | 0 | 0 | 0 | 0 | 0 | 0 | 0 | 0 | 0 | 0 | 0 | 0 | 0
F2_Commercial_Lodging_Existing_Food Preparation_Natural Gas_Griddle_E5 | F2 | Commercial | Lodging | Existing | Food Preparation | Natural Gas | Griddle | E5 | TRC BC Ratio | 0 | 0 | 0 | 0 | 0 | 0 | 0 | 0 | 0 | 0 | 0 | 0 | 0 | 0 | 0 | 0 | 0 | 0 | 0 | 0 | 0 | 0 | 0 | 0 | 0 | 0 | 0 | 0 | 0 | 0
F2_Commercial_Lodging_Existing_Food Preparation_Natural Gas_Griddle_E6 | F2 | Commercial | Lodging | Existing | Food Preparation | Natural Gas | Griddle | E6 | TRC BC Ratio | 0 | 0 | 0 | 0 | 0 | 0 | 0 | 0 | 0 | 0 | 0 | 0 | 0 | 0 | 0 | 0 | 0 | 0 | 0 | 0 | 0 | 0 | 0 | 0 | 0 | 0 | 0 | 0 | 0 | 0
F2_Commercial_Lodging_Existing_Food Preparation_Natural Gas_Griddle_E7 | F2 | Commercial | Lodging | Existing | Food Preparation | Natural Gas | Griddle | E7 | TRC BC Ratio | 0 | 0 | 0 | 0 | 0 | 0 | 0 | 0 | 0 | 0 | 0 | 0 | 0 | 0 | 0 | 0 | 0 | 0 | 0 | 0 | 0 | 0 | 0 | 0 | 0 | 0 | 0 | 0 | 0 | 0
F2_Commercial_Lodging_Existing_Food Preparation_Natural Gas_Griddle_E8 | F2 | Commercial | Lodging | Existing | Food Preparation | Natural Gas | Griddle | E8 | TRC BC Ratio | 0 | 0 | 0 | 0 | 0 | 0 | 0 | 0 | 0 | 0 | 0 | 0 | 0 | 0 | 0 | 0 | 0 | 0 | 0 | 0 | 0 | 0 | 0 | 0 | 0 | 0 | 0 | 0 | 0 | 0
F2_Commercial_Lodging_Existing_Food Preparation_Natural Gas_Griddle_E9 | F2 | Commercial | Lodging | Existing | Food Preparation | Natural Gas | Griddle | E9 | TRC BC Ratio | 0 | 0 | 0 | 0 | 0 | 0 | 0 | 0 | 0 | 0 | 0 | 0 | 0 | 0 | 0 | 0 | 0 | 0 | 0 | 0 | 0 | 0 | 0 | 0 | 0 | 0 | 0 | 0 | 0 | 0
F2_Commercial_Lodging_Existing_Food Preparation_Natural Gas_Griddle_E10 | F2 | Commercial | Lodging | Existing | Food Preparation | Natural Gas | Griddle | E10 | TRC BC Ratio | 0 | 0 | 0 | 0 | 0 | 0 | 0 | 0 | 0 | 0 | 0 | 0 | 0 | 0 | 0 | 0 | 0 | 0 | 0 | 0 | 0 | 0 | 0 | 0 | 0 | 0 | 0 | 0 | 0 | 0
F3_Commercial_Lodging_Existing_Food Preparation_Natural Gas_Griddle_E1 | F3 | Commercial | Lodging | Existing | Food Preparation | Natural Gas | Griddle | E1 | PACT BC Ratio | 0.9 | 0.9 | 0.9 | 0.9 | 0.9 | 0.9 | 0.9 | 0.9 | 0.9 | 0.9 | 0.9 | 0.9 | 0.9 | 0.9 | 0.9 | 0.9 | 0.9 | 0.9 | 0.9 | 0.9 | 0.9 | 0.9 | 0 | 0 | 0 | 0 | 0 | 0 | 0 | 0
F3_Commercial_Lodging_Existing_Food Preparation_Natural Gas_Griddle_E2 | F3 | Commercial | Lodging | Existing | Food Preparation | Natural Gas | Griddle | E2 | PACT BC Ratio | 1.7686 | 1.7837 | 1.8018 | 1.8318 | 1.8718 | 1.9189 | 1.9622 | 2.0008 | 2.0382 | 2.0745 | 2.1111 | 2.1466 | 2.1801 | 2.2137 | 2.2457 | 2.2786 | 2.3138 | 2.3491 | 2.3848 | 2.4207 | 2.4561 | 2.491 | 0 | 0 | 0 | 0 | 0 | 0 | 0 | 0
F3_Commercial_Lodging_Existing_Food Preparation_Natural Gas_Griddle_E3 | F3 | Commercial | Lodging | Existing | Food Preparation | Natural Gas | Griddle | E3 | PACT BC Ratio | 0 | 0 | 0 | 0 | 0 | 0 | 0 | 0 | 0 | 0 | 0 | 0 | 0 | 0 | 0 | 0 | 0 | 0 | 0 | 0 | 0 | 0 | 0 | 0 | 0 | 0 | 0 | 0 | 0 | 0
F3_Commercial_Lodging_Existing_Food Preparation_Natural Gas_Griddle_E4 | F3 | Commercial | Lodging | Existing | Food Preparation | Natural Gas | Griddle | E4 | PACT BC Ratio | 0 | 0 | 0 | 0 | 0 | 0 | 0 | 0 | 0 | 0 | 0 | 0 | 0 | 0 | 0 | 0 | 0 | 0 | 0 | 0 | 0 | 0 | 0 | 0 | 0 | 0 | 0 | 0 | 0 | 0
F3_Commercial_Lodging_Existing_Food Preparation_Natural Gas_Griddle_E5 | F3 | Commercial | Lodging | Existing | Food Preparation | Natural Gas | Griddle | E5 | PACT BC Ratio | 0 | 0 | 0 | 0 | 0 | 0 | 0 | 0 | 0 | 0 | 0 | 0 | 0 | 0 | 0 | 0 | 0 | 0 | 0 | 0 | 0 | 0 | 0 | 0 | 0 | 0 | 0 | 0 | 0 | 0
F3_Commercial_Lodging_Existing_Food Preparation_Natural Gas_Griddle_E6 | F3 | Commercial | Lodging | Existing | Food Preparation | Natural Gas | Griddle | E6 | PACT BC Ratio | 0 | 0 | 0 | 0 | 0 | 0 | 0 | 0 | 0 | 0 | 0 | 0 | 0 | 0 | 0 | 0 | 0 | 0 | 0 | 0 | 0 | 0 | 0 | 0 | 0 | 0 | 0 | 0 | 0 | 0
F3_Commercial_Lodging_Existing_Food Preparation_Natural Gas_Griddle_E7 | F3 | Commercial | Lodging | Existing | Food Preparation | Natural Gas | Griddle | E7 | PACT BC Ratio | 0 | 0 | 0 | 0 | 0 | 0 | 0 | 0 | 0 | 0 | 0 | 0 | 0 | 0 | 0 | 0 | 0 | 0 | 0 | 0 | 0 | 0 | 0 | 0 | 0 | 0 | 0 | 0 | 0 | 0
F3_Commercial_Lodging_Existing_Food Preparation_Natural Gas_Griddle_E8 | F3 | Commercial | Lodging | Existing | Food Preparation | Natural Gas | Griddle | E8 | PACT BC Ratio | 0 | 0 | 0 | 0 | 0 | 0 | 0 | 0 | 0 | 0 | 0 | 0 | 0 | 0 | 0 | 0 | 0 | 0 | 0 | 0 | 0 | 0 | 0 | 0 | 0 | 0 | 0 | 0 | 0 | 0
F3_Commercial_Lodging_Existing_Food Preparation_Natural Gas_Griddle_E9 | F3 | Commercial | Lodging | Existing | Food Preparation | Natural Gas | Griddle | E9 | PACT BC Ratio | 0 | 0 | 0 | 0 | 0 | 0 | 0 | 0 | 0 | 0 | 0 | 0 | 0 | 0 | 0 | 0 | 0 | 0 | 0 | 0 | 0 | 0 | 0 | 0 | 0 | 0 | 0 | 0 | 0 | 0
F3_Commercial_Lodging_Existing_Food Preparation_Natural Gas_Griddle_E10 | F3 | Commercial | Lodging | Existing | Food Preparation | Natural Gas | Griddle | E10 | PACT BC Ratio | 0 | 0 | 0 | 0 | 0 | 0 | 0 | 0 | 0 | 0 | 0 | 0 | 0 | 0 | 0 | 0 | 0 | 0 | 0 | 0 | 0 | 0 | 0 | 0 | 0 | 0 | 0 | 0 | 0 | 0
F4_Commercial_Lodging_Existing_Food Preparation_Natural Gas_Griddle_E1 | F4 | Commercial | Lodging | Existing | Food Preparation | Natural Gas | Griddle | E1 | PCT BC Ratio | 0.9 | 0.9 | 0.9 | 0.9 | 0.9 | 0.9 | 0.9 | 0.9 | 0.9 | 0.9 | 0.9 | 0.9 | 0.9 | 0.9 | 0.9 | 0.9 | 0.9 | 0.9 | 0.9 | 0.9 | 0.9 | 0.9 | 0 | 0 | 0 | 0 | 0 | 0 | 0 | 0
F4_Commercial_Lodging_Existing_Food Preparation_Natural Gas_Griddle_E2 | F4 | Commercial | Lodging | Existing | Food Preparation | Natural Gas | Griddle | E2 | PCT BC Ratio | 5.4497 | 5.4877 | 5.5333 | 5.6087 | 5.7092 | 5.8278 | 5.9368 | 6.0338 | 6.128 | 6.2192 | 6.3113 | 6.4008 | 6.4851 | 6.5695 | 6.6501 | 6.7328 | 6.8213 | 6.9103 | 7.0001 | 7.0902 | 7.1794 | 7.2673 | 0 | 0 | 0 | 0 | 0 | 0 | 0 | 0
F4_Commercial_Lodging_Existing_Food Preparation_Natural Gas_Griddle_E3 | F4 | Commercial | Lodging | Existing | Food Preparation | Natural Gas | Griddle | E3 | PCT BC Ratio | 0 | 0 | 0 | 0 | 0 | 0 | 0 | 0 | 0 | 0 | 0 | 0 | 0 | 0 | 0 | 0 | 0 | 0 | 0 | 0 | 0 | 0 | 0 | 0 | 0 | 0 | 0 | 0 | 0 | 0
F4_Commercial_Lodging_Existing_Food Preparation_Natural Gas_Griddle_E4 | F4 | Commercial | Lodging | Existing | Food Preparation | Natural Gas | Griddle | E4 | PCT BC Ratio | 0 | 0 | 0 | 0 | 0 | 0 | 0 | 0 | 0 | 0 | 0 | 0 | 0 | 0 | 0 | 0 | 0 | 0 | 0 | 0 | 0 | 0 | 0 | 0 | 0 | 0 | 0 | 0 | 0 | 0
F4_Commercial_Lodging_Existing_Food Preparation_Natural Gas_Griddle_E5 | F4 | Commercial | Lodging | Existing | Food Preparation | Natural Gas | Griddle | E5 | PCT BC Ratio | 0 | 0 | 0 | 0 | 0 | 0 | 0 | 0 | 0 | 0 | 0 | 0 | 0 | 0 | 0 | 0 | 0 | 0 | 0 | 0 | 0 | 0 | 0 | 0 | 0 | 0 | 0 | 0 | 0 | 0
F4_Commercial_Lodging_Existing_Food Preparation_Natural Gas_Griddle_E6 | F4 | Commercial | Lodging | Existing | Food Preparation | Natural Gas | Griddle | E6 | PCT BC Ratio | 0 | 0 | 0 | 0 | 0 | 0 | 0 | 0 | 0 | 0 | 0 | 0 | 0 | 0 | 0 | 0 | 0 | 0 | 0 | 0 | 0 | 0 | 0 | 0 | 0 | 0 | 0 | 0 | 0 | 0
F4_Commercial_Lodging_Existing_Food Preparation_Natural Gas_Griddle_E7 | F4 | Commercial | Lodging | Existing | Food Preparation | Natural Gas | Griddle | E7 | PCT BC Ratio | 0 | 0 | 0 | 0 | 0 | 0 | 0 | 0 | 0 | 0 | 0 | 0 | 0 | 0 | 0 | 0 | 0 | 0 | 0 | 0 | 0 | 0 | 0 | 0 | 0 | 0 | 0 | 0 | 0 | 0
F4_Commercial_Lodging_Existing_Food Preparation_Natural Gas_Griddle_E8 | F4 | Commercial | Lodging | Existing | Food Preparation | Natural Gas | Griddle | E8 | PCT BC Ratio | 0 | 0 | 0 | 0 | 0 | 0 | 0 | 0 | 0 | 0 | 0 | 0 | 0 | 0 | 0 | 0 | 0 | 0 | 0 | 0 | 0 | 0 | 0 | 0 | 0 | 0 | 0 | 0 | 0 | 0
F4_Commercial_Lodging_Existing_Food Preparation_Natural Gas_Griddle_E9 | F4 | Commercial | Lodging | Existing | Food Preparation | Natural Gas | Griddle | E9 | PCT BC Ratio | 0 | 0 | 0 | 0 | 0 | 0 | 0 | 0 | 0 | 0 | 0 | 0 | 0 | 0 | 0 | 0 | 0 | 0 | 0 | 0 | 0 | 0 | 0 | 0 | 0 | 0 | 0 | 0 | 0 | 0
F4_Commercial_Lodging_Existing_Food Preparation_Natural Gas_Griddle_E10 | F4 | Commercial | Lodging | Existing | Food Preparation | Natural Gas | Griddle | E10 | PCT BC Ratio | 0 | 0 | 0 | 0 | 0 | 0 | 0 | 0 | 0 | 0 | 0 | 0 | 0 | 0 | 0 | 0 | 0 | 0 | 0 | 0 | 0 | 0 | 0 | 0 | 0 | 0 | 0 | 0 | 0 | 0
F5_Commercial_Lodging_Existing_Food Preparation_Natural Gas_Griddle_E1 | F5 | Commercial | Lodging | Existing | Food Preparation | Natural Gas | Griddle | E1 | RIM BC Ratio | 0.9 | 0.9 | 0.9 | 0.9 | 0.9 | 0.9 | 0.9 | 0.9 | 0.9 | 0.9 | 0.9 | 0.9 | 0.9 | 0.9 | 0.9 | 0.9 | 0.9 | 0.9 | 0.9 | 0.9 | 0.9 | 0.9 | 0 | 0 | 0 | 0 | 0 | 0 | 0 | 0
F5_Commercial_Lodging_Existing_Food Preparation_Natural Gas_Griddle_E2 | F5 | Commercial | Lodging | Existing | Food Preparation | Natural Gas | Griddle | E2 | RIM BC Ratio | 0.56706 | 0.5686 | 0.57043 | 0.5734 | 0.57726 | 0.58167 | 0.58559 | 0.58897 | 0.59217 | 0.5952 | 0.59817 | 0.60099 | 0.60359 | 0.60613 | 0.60851 | 0.6109 | 0.6134 | 0.61586 | 0.61828 | 0.62067 | 0.62297 | 0.62519 | 0 | 0 | 0 | 0 | 0 | 0 | 0 | 0
F5_Commercial_Lodging_Existing_Food Preparation_Natural Gas_Griddle_E3 | F5 | Commercial | Lodging | Existing | Food Preparation | Natural Gas | Griddle | E3 | RIM BC Ratio | 0 | 0 | 0 | 0 | 0 | 0 | 0 | 0 | 0 | 0 | 0 | 0 | 0 | 0 | 0 | 0 | 0 | 0 | 0 | 0 | 0 | 0 | 0 | 0 | 0 | 0 | 0 | 0 | 0 | 0
F5_Commercial_Lodging_Existing_Food Preparation_Natural Gas_Griddle_E4 | F5 | Commercial | Lodging | Existing | Food Preparation | Natural Gas | Griddle | E4 | RIM BC Ratio | 0 | 0 | 0 | 0 | 0 | 0 | 0 | 0 | 0 | 0 | 0 | 0 | 0 | 0 | 0 | 0 | 0 | 0 | 0 | 0 | 0 | 0 | 0 | 0 | 0 | 0 | 0 | 0 | 0 | 0
F5_Commercial_Lodging_Existing_Food Preparation_Natural Gas_Griddle_E5 | F5 | Commercial | Lodging | Existing | Food Preparation | Natural Gas | Griddle | E5 | RIM BC Ratio | 0 | 0 | 0 | 0 | 0 | 0 | 0 | 0 | 0 | 0 | 0 | 0 | 0 | 0 | 0 | 0 | 0 | 0 | 0 | 0 | 0 | 0 | 0 | 0 | 0 | 0 | 0 | 0 | 0 | 0
F5_Commercial_Lodging_Existing_Food Preparation_Natural Gas_Griddle_E6 | F5 | Commercial | Lodging | Existing | Food Preparation | Natural Gas | Griddle | E6 | RIM BC Ratio | 0 | 0 | 0 | 0 | 0 | 0 | 0 | 0 | 0 | 0 | 0 | 0 | 0 | 0 | 0 | 0 | 0 | 0 | 0 | 0 | 0 | 0 | 0 | 0 | 0 | 0 | 0 | 0 | 0 | 0
F5_Commercial_Lodging_Existing_Food Preparation_Natural Gas_Griddle_E7 | F5 | Commercial | Lodging | Existing | Food Preparation | Natural Gas | Griddle | E7 | RIM BC Ratio | 0 | 0 | 0 | 0 | 0 | 0 | 0 | 0 | 0 | 0 | 0 | 0 | 0 | 0 | 0 | 0 | 0 | 0 | 0 | 0 | 0 | 0 | 0 | 0 | 0 | 0 | 0 | 0 | 0 | 0
F5_Commercial_Lodging_Existing_Food Preparation_Natural Gas_Griddle_E8 | F5 | Commercial | Lodging | Existing | Food Preparation | Natural Gas | Griddle | E8 | RIM BC Ratio | 0 | 0 | 0 | 0 | 0 | 0 | 0 | 0 | 0 | 0 | 0 | 0 | 0 | 0 | 0 | 0 | 0 | 0 | 0 | 0 | 0 | 0 | 0 | 0 | 0 | 0 | 0 | 0 | 0 | 0
F5_Commercial_Lodging_Existing_Food Preparation_Natural Gas_Griddle_E9 | F5 | Commercial | Lodging | Existing | Food Preparation | Natural Gas | Griddle | E9 | RIM BC Ratio | 0 | 0 | 0 | 0 | 0 | 0 | 0 | 0 | 0 | 0 | 0 | 0 | 0 | 0 | 0 | 0 | 0 | 0 | 0 | 0 | 0 | 0 | 0 | 0 | 0 | 0 | 0 | 0 | 0 | 0
F5_Commercial_Lodging_Existing_Food Preparation_Natural Gas_Griddle_E10 | F5 | Commercial | Lodging | Existing | Food Preparation | Natural Gas | Griddle | E10 | RIM BC Ratio | 0 | 0 | 0 | 0 | 0 | 0 | 0 | 0 | 0 | 0 | 0 | 0 | 0 | 0 | 0 | 0 | 0 | 0 | 0 | 0 | 0 | 0 | 0 | 0 | 0 | 0 | 0 | 0 | 0 | 0
F0_Commercial_Lodging_Existing_Food Preparation_Natural Gas_Range_E0 | F0 | Commercial | Lodging | Existing | Food Preparation | Natural Gas | Range | E0 | Economic Unit | High Efficiency | High Efficiency | High Efficiency | High Efficiency | High Efficiency | High Efficiency | High Efficiency | High Efficiency | High Efficiency | High Efficiency | High Efficiency | High Efficiency | High Efficiency | High Efficiency | High Efficiency | High Efficiency | High Efficiency | High Efficiency | High Efficiency | High Efficiency | High Efficiency | High Efficiency | 0 | 0 | 0 | 0 | 0 | 0 | 0 | 0
F1_Commercial_Lodging_Existing_Food Preparation_Natural Gas_Range_E1 | F1 | Commercial | Lodging | Existing | Food Preparation | Natural Gas | Range | E1 | CCE | 0 | 0 | 0 | 0 | 0 | 0 | 0 | 0 | 0 | 0 | 0 | 0 | 0 | 0 | 0 | 0 | 0 | 0 | 0 | 0 | 0 | 0 | 0 | 0 | 0 | 0 | 0 | 0 | 0 | 0
F1_Commercial_Lodging_Existing_Food Preparation_Natural Gas_Range_E2 | F1 | Commercial | Lodging | Existing | Food Preparation | Natural Gas | Range | E2 | CCE | 8.5926e-06 | 8.5926e-06 | 9.0272e-06 | 8.8899e-06 | 8.7566e-06 | 8.59e-06 | 8.5665e-06 | 8.5115e-06 | 8.4602e-06 | 8.3829e-06 | 8.3709e-06 | 8.3324e-06 | 8.2981e-06 | 8.2325e-06 | 8.2412e-06 | 8.216e-06 | 8.1913e-06 | 8.1372e-06 | 8.1531e-06 | 8.1372e-06 | 8.1253e-06 | 8.0799e-06 | 0 | 0 | 0 | 0 | 0 | 0 | 0 | 0
F1_Commercial_Lodging_Existing_Food Preparation_Natural Gas_Range_E3 | F1 | Commercial | Lodging | Existing | Food Preparation | Natural Gas | Range | E3 | CCE | 0 | 0 | 0 | 0 | 0 | 0 | 0 | 0 | 0 | 0 | 0 | 0 | 0 | 0 | 0 | 0 | 0 | 0 | 0 | 0 | 0 | 0 | 0 | 0 | 0 | 0 | 0 | 0 | 0 | 0
F1_Commercial_Lodging_Existing_Food Preparation_Natural Gas_Range_E4 | F1 | Commercial | Lodging | Existing | Food Preparation | Natural Gas | Range | E4 | CCE | 0 | 0 | 0 | 0 | 0 | 0 | 0 | 0 | 0 | 0 | 0 | 0 | 0 | 0 | 0 | 0 | 0 | 0 | 0 | 0 | 0 | 0 | 0 | 0 | 0 | 0 | 0 | 0 | 0 | 0
F1_Commercial_Lodging_Existing_Food Preparation_Natural Gas_Range_E5 | F1 | Commercial | Lodging | Existing | Food Preparation | Natural Gas | Range | E5 | CCE | 0 | 0 | 0 | 0 | 0 | 0 | 0 | 0 | 0 | 0 | 0 | 0 | 0 | 0 | 0 | 0 | 0 | 0 | 0 | 0 | 0 | 0 | 0 | 0 | 0 | 0 | 0 | 0 | 0 | 0
F1_Commercial_Lodging_Existing_Food Preparation_Natural Gas_Range_E6 | F1 | Commercial | Lodging | Existing | Food Preparation | Natural Gas | Range | E6 | CCE | 0 | 0 | 0 | 0 | 0 | 0 | 0 | 0 | 0 | 0 | 0 | 0 | 0 | 0 | 0 | 0 | 0 | 0 | 0 | 0 | 0 | 0 | 0 | 0 | 0 | 0 | 0 | 0 | 0 | 0
F1_Commercial_Lodging_Existing_Food Preparation_Natural Gas_Range_E7 | F1 | Commercial | Lodging | Existing | Food Preparation | Natural Gas | Range | E7 | CCE | 0 | 0 | 0 | 0 | 0 | 0 | 0 | 0 | 0 | 0 | 0 | 0 | 0 | 0 | 0 | 0 | 0 | 0 | 0 | 0 | 0 | 0 | 0 | 0 | 0 | 0 | 0 | 0 | 0 | 0
F1_Commercial_Lodging_Existing_Food Preparation_Natural Gas_Range_E8 | F1 | Commercial | Lodging | Existing | Food Preparation | Natural Gas | Range | E8 | CCE | 0 | 0 | 0 | 0 | 0 | 0 | 0 | 0 | 0 | 0 | 0 | 0 | 0 | 0 | 0 | 0 | 0 | 0 | 0 | 0 | 0 | 0 | 0 | 0 | 0 | 0 | 0 | 0 | 0 | 0
F1_Commercial_Lodging_Existing_Food Preparation_Natural Gas_Range_E9 | F1 | Commercial | Lodging | Existing | Food Preparation | Natural Gas | Range | E9 | CCE | 0 | 0 | 0 | 0 | 0 | 0 | 0 | 0 | 0 | 0 | 0 | 0 | 0 | 0 | 0 | 0 | 0 | 0 | 0 | 0 | 0 | 0 | 0 | 0 | 0 | 0 | 0 | 0 | 0 | 0
F1_Commercial_Lodging_Existing_Food Preparation_Natural Gas_Range_E10 | F1 | Commercial | Lodging | Existing | Food Preparation | Natural Gas | Range | E10 | CCE | 0 | 0 | 0 | 0 | 0 | 0 | 0 | 0 | 0 | 0 | 0 | 0 | 0 | 0 | 0 | 0 | 0 | 0 | 0 | 0 | 0 | 0 | 0 | 0 | 0 | 0 | 0 | 0 | 0 | 0
F2_Commercial_Lodging_Existing_Food Preparation_Natural Gas_Range_E1 | F2 | Commercial | Lodging | Existing | Food Preparation | Natural Gas | Range | E1 | TRC BC Ratio | 0.9 | 0.9 | 0.9 | 0.9 | 0.9 | 0.9 | 0.9 | 0.9 | 0.9 | 0.9 | 0.9 | 0.9 | 0.9 | 0.9 | 0.9 | 0.9 | 0.9 | 0.9 | 0.9 | 0.9 | 0.9 | 0.9 | 0 | 0 | 0 | 0 | 0 | 0 | 0 | 0
F2_Commercial_Lodging_Existing_Food Preparation_Natural Gas_Range_E2 | F2 | Commercial | Lodging | Existing | Food Preparation | Natural Gas | Range | E2 | TRC BC Ratio | 1019.1653 | 1025.957 | 1034.7565 | 1051.749 | 1075.3352 | 1103.7208 | 1129.4917 | 1151.5715 | 1172.5295 | 1193.9346 | 1216.8518 | 1239.2069 | 1260.3448 | 1281.6317 | 1300.4442 | 1318.2534 | 1337.5282 | 1356.8704 | 1376.316 | 1395.7637 | 1414.8475 | 1433.4759 | 0 | 0 | 0 | 0 | 0 | 0 | 0 | 0
F2_Commercial_Lodging_Existing_Food Preparation_Natural Gas_Range_E3 | F2 | Commercial | Lodging | Existing | Food Preparation | Natural Gas | Range | E3 | TRC BC Ratio | 0 | 0 | 0 | 0 | 0 | 0 | 0 | 0 | 0 | 0 | 0 | 0 | 0 | 0 | 0 | 0 | 0 | 0 | 0 | 0 | 0 | 0 | 0 | 0 | 0 | 0 | 0 | 0 | 0 | 0
F2_Commercial_Lodging_Existing_Food Preparation_Natural Gas_Range_E4 | F2 | Commercial | Lodging | Existing | Food Preparation | Natural Gas | Range | E4 | TRC BC Ratio | 0 | 0 | 0 | 0 | 0 | 0 | 0 | 0 | 0 | 0 | 0 | 0 | 0 | 0 | 0 | 0 | 0 | 0 | 0 | 0 | 0 | 0 | 0 | 0 | 0 | 0 | 0 | 0 | 0 | 0
F2_Commercial_Lodging_Existing_Food Preparation_Natural Gas_Range_E5 | F2 | Commercial | Lodging | Existing | Food Preparation | Natural Gas | Range | E5 | TRC BC Ratio | 0 | 0 | 0 | 0 | 0 | 0 | 0 | 0 | 0 | 0 | 0 | 0 | 0 | 0 | 0 | 0 | 0 | 0 | 0 | 0 | 0 | 0 | 0 | 0 | 0 | 0 | 0 | 0 | 0 | 0
F2_Commercial_Lodging_Existing_Food Preparation_Natural Gas_Range_E6 | F2 | Commercial | Lodging | Existing | Food Preparation | Natural Gas | Range | E6 | TRC BC Ratio | 0 | 0 | 0 | 0 | 0 | 0 | 0 | 0 | 0 | 0 | 0 | 0 | 0 | 0 | 0 | 0 | 0 | 0 | 0 | 0 | 0 | 0 | 0 | 0 | 0 | 0 | 0 | 0 | 0 | 0
F2_Commercial_Lodging_Existing_Food Preparation_Natural Gas_Range_E7 | F2 | Commercial | Lodging | Existing | Food Preparation | Natural Gas | Range | E7 | TRC BC Ratio | 0 | 0 | 0 | 0 | 0 | 0 | 0 | 0 | 0 | 0 | 0 | 0 | 0 | 0 | 0 | 0 | 0 | 0 | 0 | 0 | 0 | 0 | 0 | 0 | 0 | 0 | 0 | 0 | 0 | 0
F2_Commercial_Lodging_Existing_Food Preparation_Natural Gas_Range_E8 | F2 | Commercial | Lodging | Existing | Food Preparation | Natural Gas | Range | E8 | TRC BC Ratio | 0 | 0 | 0 | 0 | 0 | 0 | 0 | 0 | 0 | 0 | 0 | 0 | 0 | 0 | 0 | 0 | 0 | 0 | 0 | 0 | 0 | 0 | 0 | 0 | 0 | 0 | 0 | 0 | 0 | 0
F2_Commercial_Lodging_Existing_Food Preparation_Natural Gas_Range_E9 | F2 | Commercial | Lodging | Existing | Food Preparation | Natural Gas | Range | E9 | TRC BC Ratio | 0 | 0 | 0 | 0 | 0 | 0 | 0 | 0 | 0 | 0 | 0 | 0 | 0 | 0 | 0 | 0 | 0 | 0 | 0 | 0 | 0 | 0 | 0 | 0 | 0 | 0 | 0 | 0 | 0 | 0
F2_Commercial_Lodging_Existing_Food Preparation_Natural Gas_Range_E10 | F2 | Commercial | Lodging | Existing | Food Preparation | Natural Gas | Range | E10 | TRC BC Ratio | 0 | 0 | 0 | 0 | 0 | 0 | 0 | 0 | 0 | 0 | 0 | 0 | 0 | 0 | 0 | 0 | 0 | 0 | 0 | 0 | 0 | 0 | 0 | 0 | 0 | 0 | 0 | 0 | 0 | 0
F3_Commercial_Lodging_Existing_Food Preparation_Natural Gas_Range_E1 | F3 | Commercial | Lodging | Existing | Food Preparation | Natural Gas | Range | E1 | PACT BC Ratio | 0.9 | 0.9 | 0.9 | 0.9 | 0.9 | 0.9 | 0.9 | 0.9 | 0.9 | 0.9 | 0.9 | 0.9 | 0.9 | 0.9 | 0.9 | 0.9 | 0.9 | 0.9 | 0.9 | 0.9 | 0.9 | 0.9 | 0 | 0 | 0 | 0 | 0 | 0 | 0 | 0
F3_Commercial_Lodging_Existing_Food Preparation_Natural Gas_Range_E2 | F3 | Commercial | Lodging | Existing | Food Preparation | Natural Gas | Range | E2 | PACT BC Ratio | 1019.1653 | 1025.957 | 1034.7565 | 1051.749 | 1075.3352 | 1103.7208 | 1129.4917 | 1151.5715 | 1172.5295 | 1193.9346 | 1216.8518 | 1239.2069 | 1260.3448 | 1281.6317 | 1300.4442 | 1318.2534 | 1337.5282 | 1356.8704 | 1376.316 | 1395.7637 | 1414.8475 | 1433.4759 | 0 | 0 | 0 | 0 | 0 | 0 | 0 | 0
F3_Commercial_Lodging_Existing_Food Preparation_Natural Gas_Range_E3 | F3 | Commercial | Lodging | Existing | Food Preparation | Natural Gas | Range | E3 | PACT BC Ratio | 0 | 0 | 0 | 0 | 0 | 0 | 0 | 0 | 0 | 0 | 0 | 0 | 0 | 0 | 0 | 0 | 0 | 0 | 0 | 0 | 0 | 0 | 0 | 0 | 0 | 0 | 0 | 0 | 0 | 0
F3_Commercial_Lodging_Existing_Food Preparation_Natural Gas_Range_E4 | F3 | Commercial | Lodging | Existing | Food Preparation | Natural Gas | Range | E4 | PACT BC Ratio | 0 | 0 | 0 | 0 | 0 | 0 | 0 | 0 | 0 | 0 | 0 | 0 | 0 | 0 | 0 | 0 | 0 | 0 | 0 | 0 | 0 | 0 | 0 | 0 | 0 | 0 | 0 | 0 | 0 | 0
F3_Commercial_Lodging_Existing_Food Preparation_Natural Gas_Range_E5 | F3 | Commercial | Lodging | Existing | Food Preparation | Natural Gas | Range | E5 | PACT BC Ratio | 0 | 0 | 0 | 0 | 0 | 0 | 0 | 0 | 0 | 0 | 0 | 0 | 0 | 0 | 0 | 0 | 0 | 0 | 0 | 0 | 0 | 0 | 0 | 0 | 0 | 0 | 0 | 0 | 0 | 0
F3_Commercial_Lodging_Existing_Food Preparation_Natural Gas_Range_E6 | F3 | Commercial | Lodging | Existing | Food Preparation | Natural Gas | Range | E6 | PACT BC Ratio | 0 | 0 | 0 | 0 | 0 | 0 | 0 | 0 | 0 | 0 | 0 | 0 | 0 | 0 | 0 | 0 | 0 | 0 | 0 | 0 | 0 | 0 | 0 | 0 | 0 | 0 | 0 | 0 | 0 | 0
F3_Commercial_Lodging_Existing_Food Preparation_Natural Gas_Range_E7 | F3 | Commercial | Lodging | Existing | Food Preparation | Natural Gas | Range | E7 | PACT BC Ratio | 0 | 0 | 0 | 0 | 0 | 0 | 0 | 0 | 0 | 0 | 0 | 0 | 0 | 0 | 0 | 0 | 0 | 0 | 0 | 0 | 0 | 0 | 0 | 0 | 0 | 0 | 0 | 0 | 0 | 0
F3_Commercial_Lodging_Existing_Food Preparation_Natural Gas_Range_E8 | F3 | Commercial | Lodging | Existing | Food Preparation | Natural Gas | Range | E8 | PACT BC Ratio | 0 | 0 | 0 | 0 | 0 | 0 | 0 | 0 | 0 | 0 | 0 | 0 | 0 | 0 | 0 | 0 | 0 | 0 | 0 | 0 | 0 | 0 | 0 | 0 | 0 | 0 | 0 | 0 | 0 | 0
F3_Commercial_Lodging_Existing_Food Preparation_Natural Gas_Range_E9 | F3 | Commercial | Lodging | Existing | Food Preparation | Natural Gas | Range | E9 | PACT BC Ratio | 0 | 0 | 0 | 0 | 0 | 0 | 0 | 0 | 0 | 0 | 0 | 0 | 0 | 0 | 0 | 0 | 0 | 0 | 0 | 0 | 0 | 0 | 0 | 0 | 0 | 0 | 0 | 0 | 0 | 0
F3_Commercial_Lodging_Existing_Food Preparation_Natural Gas_Range_E10 | F3 | Commercial | Lodging | Existing | Food Preparation | Natural Gas | Range | E10 | PACT BC Ratio | 0 | 0 | 0 | 0 | 0 | 0 | 0 | 0 | 0 | 0 | 0 | 0 | 0 | 0 | 0 | 0 | 0 | 0 | 0 | 0 | 0 | 0 | 0 | 0 | 0 | 0 | 0 | 0 | 0 | 0
F4_Commercial_Lodging_Existing_Food Preparation_Natural Gas_Range_E1 | F4 | Commercial | Lodging | Existing | Food Preparation | Natural Gas | Range | E1 | PCT BC Ratio | 0.9 | 0.9 | 0.9 | 0.9 | 0.9 | 0.9 | 0.9 | 0.9 | 0.9 | 0.9 | 0.9 | 0.9 | 0.9 | 0.9 | 0.9 | 0.9 | 0.9 | 0.9 | 0.9 | 0.9 | 0.9 | 0.9 | 0 | 0 | 0 | 0 | 0 | 0 | 0 | 0
F4_Commercial_Lodging_Existing_Food Preparation_Natural Gas_Range_E2 | F4 | Commercial | Lodging | Existing | Food Preparation | Natural Gas | Range | E2 | PCT BC Ratio | 2565.1554 | 2582.2429 | 2604.3819 | 2647.1341 | 2706.4754 | 2777.8917 | 2842.7298 | 2898.2811 | 2951.01 | 3004.864 | 3062.5221 | 3118.7661 | 3171.9478 | 3225.5042 | 3272.8355 | 3317.6421 | 3366.1364 | 3414.8 | 3463.724 | 3512.6533 | 3560.6668 | 3607.5346 | 0 | 0 | 0 | 0 | 0 | 0 | 0 | 0
F4_Commercial_Lodging_Existing_Food Preparation_Natural Gas_Range_E3 | F4 | Commercial | Lodging | Existing | Food Preparation | Natural Gas | Range | E3 | PCT BC Ratio | 0 | 0 | 0 | 0 | 0 | 0 | 0 | 0 | 0 | 0 | 0 | 0 | 0 | 0 | 0 | 0 | 0 | 0 | 0 | 0 | 0 | 0 | 0 | 0 | 0 | 0 | 0 | 0 | 0 | 0
F4_Commercial_Lodging_Existing_Food Preparation_Natural Gas_Range_E4 | F4 | Commercial | Lodging | Existing | Food Preparation | Natural Gas | Range | E4 | PCT BC Ratio | 0 | 0 | 0 | 0 | 0 | 0 | 0 | 0 | 0 | 0 | 0 | 0 | 0 | 0 | 0 | 0 | 0 | 0 | 0 | 0 | 0 | 0 | 0 | 0 | 0 | 0 | 0 | 0 | 0 | 0
F4_Commercial_Lodging_Existing_Food Preparation_Natural Gas_Range_E5 | F4 | Commercial | Lodging | Existing | Food Preparation | Natural Gas | Range | E5 | PCT BC Ratio | 0 | 0 | 0 | 0 | 0 | 0 | 0 | 0 | 0 | 0 | 0 | 0 | 0 | 0 | 0 | 0 | 0 | 0 | 0 | 0 | 0 | 0 | 0 | 0 | 0 | 0 | 0 | 0 | 0 | 0
F4_Commercial_Lodging_Existing_Food Preparation_Natural Gas_Range_E6 | F4 | Commercial | Lodging | Existing | Food Preparation | Natural Gas | Range | E6 | PCT BC Ratio | 0 | 0 | 0 | 0 | 0 | 0 | 0 | 0 | 0 | 0 | 0 | 0 | 0 | 0 | 0 | 0 | 0 | 0 | 0 | 0 | 0 | 0 | 0 | 0 | 0 | 0 | 0 | 0 | 0 | 0
F4_Commercial_Lodging_Existing_Food Preparation_Natural Gas_Range_E7 | F4 | Commercial | Lodging | Existing | Food Preparation | Natural Gas | Range | E7 | PCT BC Ratio | 0 | 0 | 0 | 0 | 0 | 0 | 0 | 0 | 0 | 0 | 0 | 0 | 0 | 0 | 0 | 0 | 0 | 0 | 0 | 0 | 0 | 0 | 0 | 0 | 0 | 0 | 0 | 0 | 0 | 0
F4_Commercial_Lodging_Existing_Food Preparation_Natural Gas_Range_E8 | F4 | Commercial | Lodging | Existing | Food Preparation | Natural Gas | Range | E8 | PCT BC Ratio | 0 | 0 | 0 | 0 | 0 | 0 | 0 | 0 | 0 | 0 | 0 | 0 | 0 | 0 | 0 | 0 | 0 | 0 | 0 | 0 | 0 | 0 | 0 | 0 | 0 | 0 | 0 | 0 | 0 | 0
F4_Commercial_Lodging_Existing_Food Preparation_Natural Gas_Range_E9 | F4 | Commercial | Lodging | Existing | Food Preparation | Natural Gas | Range | E9 | PCT BC Ratio | 0 | 0 | 0 | 0 | 0 | 0 | 0 | 0 | 0 | 0 | 0 | 0 | 0 | 0 | 0 | 0 | 0 | 0 | 0 | 0 | 0 | 0 | 0 | 0 | 0 | 0 | 0 | 0 | 0 | 0
F4_Commercial_Lodging_Existing_Food Preparation_Natural Gas_Range_E10 | F4 | Commercial | Lodging | Existing | Food Preparation | Natural Gas | Range | E10 | PCT BC Ratio | 0 | 0 | 0 | 0 | 0 | 0 | 0 | 0 | 0 | 0 | 0 | 0 | 0 | 0 | 0 | 0 | 0 | 0 | 0 | 0 | 0 | 0 | 0 | 0 | 0 | 0 | 0 | 0 | 0 | 0
F5_Commercial_Lodging_Existing_Food Preparation_Natural Gas_Range_E1 | F5 | Commercial | Lodging | Existing | Food Preparation | Natural Gas | Range | E1 | RIM BC Ratio | 0.9 | 0.9 | 0.9 | 0.9 | 0.9 | 0.9 | 0.9 | 0.9 | 0.9 | 0.9 | 0.9 | 0.9 | 0.9 | 0.9 | 0.9 | 0.9 | 0.9 | 0.9 | 0.9 | 0.9 | 0.9 | 0.9 | 0 | 0 | 0 | 0 | 0 | 0 | 0 | 0
F5_Commercial_Lodging_Existing_Food Preparation_Natural Gas_Range_E2 | F5 | Commercial | Lodging | Existing | Food Preparation | Natural Gas | Range | E2 | RIM BC Ratio | 0.834 | 0.834 | 0.83401 | 0.83402 | 0.83403 | 0.83405 | 0.83406 | 0.83407 | 0.83409 | 0.8341 | 0.83411 | 0.83412 | 0.83413 | 0.83414 | 0.83414 | 0.83415 | 0.83416 | 0.83417 | 0.83417 | 0.83418 | 0.83419 | 0.83419 | 0 | 0 | 0 | 0 | 0 | 0 | 0 | 0
F5_Commercial_Lodging_Existing_Food Preparation_Natural Gas_Range_E3 | F5 | Commercial | Lodging | Existing | Food Preparation | Natural Gas | Range | E3 | RIM BC Ratio | 0 | 0 | 0 | 0 | 0 | 0 | 0 | 0 | 0 | 0 | 0 | 0 | 0 | 0 | 0 | 0 | 0 | 0 | 0 | 0 | 0 | 0 | 0 | 0 | 0 | 0 | 0 | 0 | 0 | 0
F5_Commercial_Lodging_Existing_Food Preparation_Natural Gas_Range_E4 | F5 | Commercial | Lodging | Existing | Food Preparation | Natural Gas | Range | E4 | RIM BC Ratio | 0 | 0 | 0 | 0 | 0 | 0 | 0 | 0 | 0 | 0 | 0 | 0 | 0 | 0 | 0 | 0 | 0 | 0 | 0 | 0 | 0 | 0 | 0 | 0 | 0 | 0 | 0 | 0 | 0 | 0
F5_Commercial_Lodging_Existing_Food Preparation_Natural Gas_Range_E5 | F5 | Commercial | Lodging | Existing | Food Preparation | Natural Gas | Range | E5 | RIM BC Ratio | 0 | 0 | 0 | 0 | 0 | 0 | 0 | 0 | 0 | 0 | 0 | 0 | 0 | 0 | 0 | 0 | 0 | 0 | 0 | 0 | 0 | 0 | 0 | 0 | 0 | 0 | 0 | 0 | 0 | 0
F5_Commercial_Lodging_Existing_Food Preparation_Natural Gas_Range_E6 | F5 | Commercial | Lodging | Existing | Food Preparation | Natural Gas | Range | E6 | RIM BC Ratio | 0 | 0 | 0 | 0 | 0 | 0 | 0 | 0 | 0 | 0 | 0 | 0 | 0 | 0 | 0 | 0 | 0 | 0 | 0 | 0 | 0 | 0 | 0 | 0 | 0 | 0 | 0 | 0 | 0 | 0
F5_Commercial_Lodging_Existing_Food Preparation_Natural Gas_Range_E7 | F5 | Commercial | Lodging | Existing | Food Preparation | Natural Gas | Range | E7 | RIM BC Ratio | 0 | 0 | 0 | 0 | 0 | 0 | 0 | 0 | 0 | 0 | 0 | 0 | 0 | 0 | 0 | 0 | 0 | 0 | 0 | 0 | 0 | 0 | 0 | 0 | 0 | 0 | 0 | 0 | 0 | 0
F5_Commercial_Lodging_Existing_Food Preparation_Natural Gas_Range_E8 | F5 | Commercial | Lodging | Existing | Food Preparation | Natural Gas | Range | E8 | RIM BC Ratio | 0 | 0 | 0 | 0 | 0 | 0 | 0 | 0 | 0 | 0 | 0 | 0 | 0 | 0 | 0 | 0 | 0 | 0 | 0 | 0 | 0 | 0 | 0 | 0 | 0 | 0 | 0 | 0 | 0 | 0
F5_Commercial_Lodging_Existing_Food Preparation_Natural Gas_Range_E9 | F5 | Commercial | Lodging | Existing | Food Preparation | Natural Gas | Range | E9 | RIM BC Ratio | 0 | 0 | 0 | 0 | 0 | 0 | 0 | 0 | 0 | 0 | 0 | 0 | 0 | 0 | 0 | 0 | 0 | 0 | 0 | 0 | 0 | 0 | 0 | 0 | 0 | 0 | 0 | 0 | 0 | 0
F5_Commercial_Lodging_Existing_Food Preparation_Natural Gas_Range_E10 | F5 | Commercial | Lodging | Existing | Food Preparation | Natural Gas | Range | E10 | RIM BC Ratio | 0 | 0 | 0 | 0 | 0 | 0 | 0 | 0 | 0 | 0 | 0 | 0 | 0 | 0 | 0 | 0 | 0 | 0 | 0 | 0 | 0 | 0 | 0 | 0 | 0 | 0 | 0 | 0 | 0 | 0
F0_Commercial_Lodging_Existing_Food Preparation_Natural Gas_Steamer_E0 | F0 | Commercial | Lodging | Existing | Food Preparation | Natural Gas | Steamer | E0 | Economic Unit | ENERGY STAR | ENERGY STAR | ENERGY STAR | ENERGY STAR | ENERGY STAR | ENERGY STAR | ENERGY STAR | ENERGY STAR | ENERGY STAR | ENERGY STAR | ENERGY STAR | ENERGY STAR | ENERGY STAR | ENERGY STAR | ENERGY STAR | ENERGY STAR | ENERGY STAR | ENERGY STAR | ENERGY STAR | ENERGY STAR | ENERGY STAR | ENERGY STAR | 0 | 0 | 0 | 0 | 0 | 0 | 0 | 0
F1_Commercial_Lodging_Existing_Food Preparation_Natural Gas_Steamer_E1 | F1 | Commercial | Lodging | Existing | Food Preparation | Natural Gas | Steamer | E1 | CCE | 0 | 0 | 0 | 0 | 0 | 0 | 0 | 0 | 0 | 0 | 0 | 0 | 0 | 0 | 0 | 0 | 0 | 0 | 0 | 0 | 0 | 0 | 0 | 0 | 0 | 0 | 0 | 0 | 0 | 0
F1_Commercial_Lodging_Existing_Food Preparation_Natural Gas_Steamer_E2 | F1 | Commercial | Lodging | Existing | Food Preparation | Natural Gas | Steamer | E2 | CCE | 0.0017749 | 0.0017749 | 0.0018646 | 0.0018363 | 0.0018088 | 0.0017743 | 0.0017695 | 0.0017581 | 0.0017475 | 0.0017316 | 0.0017291 | 0.0017211 | 0.0017141 | 0.0017005 | 0.0017023 | 0.0016971 | 0.001692 | 0.0016808 | 0.0016841 | 0.0016808 | 0.0016784 | 0.001669 | 0 | 0 | 0 | 0 | 0 | 0 | 0 | 0
F1_Commercial_Lodging_Existing_Food Preparation_Natural Gas_Steamer_E3 | F1 | Commercial | Lodging | Existing | Food Preparation | Natural Gas | Steamer | E3 | CCE | 0 | 0 | 0 | 0 | 0 | 0 | 0 | 0 | 0 | 0 | 0 | 0 | 0 | 0 | 0 | 0 | 0 | 0 | 0 | 0 | 0 | 0 | 0 | 0 | 0 | 0 | 0 | 0 | 0 | 0
F1_Commercial_Lodging_Existing_Food Preparation_Natural Gas_Steamer_E4 | F1 | Commercial | Lodging | Existing | Food Preparation | Natural Gas | Steamer | E4 | CCE | 0 | 0 | 0 | 0 | 0 | 0 | 0 | 0 | 0 | 0 | 0 | 0 | 0 | 0 | 0 | 0 | 0 | 0 | 0 | 0 | 0 | 0 | 0 | 0 | 0 | 0 | 0 | 0 | 0 | 0
F1_Commercial_Lodging_Existing_Food Preparation_Natural Gas_Steamer_E5 | F1 | Commercial | Lodging | Existing | Food Preparation | Natural Gas | Steamer | E5 | CCE | 0 | 0 | 0 | 0 | 0 | 0 | 0 | 0 | 0 | 0 | 0 | 0 | 0 | 0 | 0 | 0 | 0 | 0 | 0 | 0 | 0 | 0 | 0 | 0 | 0 | 0 | 0 | 0 | 0 | 0
F1_Commercial_Lodging_Existing_Food Preparation_Natural Gas_Steamer_E6 | F1 | Commercial | Lodging | Existing | Food Preparation | Natural Gas | Steamer | E6 | CCE | 0 | 0 | 0 | 0 | 0 | 0 | 0 | 0 | 0 | 0 | 0 | 0 | 0 | 0 | 0 | 0 | 0 | 0 | 0 | 0 | 0 | 0 | 0 | 0 | 0 | 0 | 0 | 0 | 0 | 0
F1_Commercial_Lodging_Existing_Food Preparation_Natural Gas_Steamer_E7 | F1 | Commercial | Lodging | Existing | Food Preparation | Natural Gas | Steamer | E7 | CCE | 0 | 0 | 0 | 0 | 0 | 0 | 0 | 0 | 0 | 0 | 0 | 0 | 0 | 0 | 0 | 0 | 0 | 0 | 0 | 0 | 0 | 0 | 0 | 0 | 0 | 0 | 0 | 0 | 0 | 0
F1_Commercial_Lodging_Existing_Food Preparation_Natural Gas_Steamer_E8 | F1 | Commercial | Lodging | Existing | Food Preparation | Natural Gas | Steamer | E8 | CCE | 0 | 0 | 0 | 0 | 0 | 0 | 0 | 0 | 0 | 0 | 0 | 0 | 0 | 0 | 0 | 0 | 0 | 0 | 0 | 0 | 0 | 0 | 0 | 0 | 0 | 0 | 0 | 0 | 0 | 0
F1_Commercial_Lodging_Existing_Food Preparation_Natural Gas_Steamer_E9 | F1 | Commercial | Lodging | Existing | Food Preparation | Natural Gas | Steamer | E9 | CCE | 0 | 0 | 0 | 0 | 0 | 0 | 0 | 0 | 0 | 0 | 0 | 0 | 0 | 0 | 0 | 0 | 0 | 0 | 0 | 0 | 0 | 0 | 0 | 0 | 0 | 0 | 0 | 0 | 0 | 0
F1_Commercial_Lodging_Existing_Food Preparation_Natural Gas_Steamer_E10 | F1 | Commercial | Lodging | Existing | Food Preparation | Natural Gas | Steamer | E10 | CCE | 0 | 0 | 0 | 0 | 0 | 0 | 0 | 0 | 0 | 0 | 0 | 0 | 0 | 0 | 0 | 0 | 0 | 0 | 0 | 0 | 0 | 0 | 0 | 0 | 0 | 0 | 0 | 0 | 0 | 0
F2_Commercial_Lodging_Existing_Food Preparation_Natural Gas_Steamer_E1 | F2 | Commercial | Lodging | Existing | Food Preparation | Natural Gas | Steamer | E1 | TRC BC Ratio | 0.9 | 0.9 | 0.9 | 0.9 | 0.9 | 0.9 | 0.9 | 0.9 | 0.9 | 0.9 | 0.9 | 0.9 | 0.9 | 0.9 | 0.9 | 0.9 | 0.9 | 0.9 | 0.9 | 0.9 | 0.9 | 0.9 | 0 | 0 | 0 | 0 | 0 | 0 | 0 | 0
F2_Commercial_Lodging_Existing_Food Preparation_Natural Gas_Steamer_E2 | F2 | Commercial | Lodging | Existing | Food Preparation | Natural Gas | Steamer | E2 | TRC BC Ratio | 4.9998 | 5.0422 | 5.093 | 5.1779 | 5.291 | 5.4252 | 5.5491 | 5.656 | 5.7559 | 5.8544 | 5.9559 | 6.057 | 6.1552 | 6.2565 | 6.3505 | 6.4434 | 6.5427 | 6.6427 | 6.7436 | 6.8448 | 6.9449 | 7.0436 | 0 | 0 | 0 | 0 | 0 | 0 | 0 | 0
F2_Commercial_Lodging_Existing_Food Preparation_Natural Gas_Steamer_E3 | F2 | Commercial | Lodging | Existing | Food Preparation | Natural Gas | Steamer | E3 | TRC BC Ratio | 0 | 0 | 0 | 0 | 0 | 0 | 0 | 0 | 0 | 0 | 0 | 0 | 0 | 0 | 0 | 0 | 0 | 0 | 0 | 0 | 0 | 0 | 0 | 0 | 0 | 0 | 0 | 0 | 0 | 0
F2_Commercial_Lodging_Existing_Food Preparation_Natural Gas_Steamer_E4 | F2 | Commercial | Lodging | Existing | Food Preparation | Natural Gas | Steamer | E4 | TRC BC Ratio | 0 | 0 | 0 | 0 | 0 | 0 | 0 | 0 | 0 | 0 | 0 | 0 | 0 | 0 | 0 | 0 | 0 | 0 | 0 | 0 | 0 | 0 | 0 | 0 | 0 | 0 | 0 | 0 | 0 | 0
F2_Commercial_Lodging_Existing_Food Preparation_Natural Gas_Steamer_E5 | F2 | Commercial | Lodging | Existing | Food Preparation | Natural Gas | Steamer | E5 | TRC BC Ratio | 0 | 0 | 0 | 0 | 0 | 0 | 0 | 0 | 0 | 0 | 0 | 0 | 0 | 0 | 0 | 0 | 0 | 0 | 0 | 0 | 0 | 0 | 0 | 0 | 0 | 0 | 0 | 0 | 0 | 0
F2_Commercial_Lodging_Existing_Food Preparation_Natural Gas_Steamer_E6 | F2 | Commercial | Lodging | Existing | Food Preparation | Natural Gas | Steamer | E6 | TRC BC Ratio | 0 | 0 | 0 | 0 | 0 | 0 | 0 | 0 | 0 | 0 | 0 | 0 | 0 | 0 | 0 | 0 | 0 | 0 | 0 | 0 | 0 | 0 | 0 | 0 | 0 | 0 | 0 | 0 | 0 | 0
F2_Commercial_Lodging_Existing_Food Preparation_Natural Gas_Steamer_E7 | F2 | Commercial | Lodging | Existing | Food Preparation | Natural Gas | Steamer | E7 | TRC BC Ratio | 0 | 0 | 0 | 0 | 0 | 0 | 0 | 0 | 0 | 0 | 0 | 0 | 0 | 0 | 0 | 0 | 0 | 0 | 0 | 0 | 0 | 0 | 0 | 0 | 0 | 0 | 0 | 0 | 0 | 0
F2_Commercial_Lodging_Existing_Food Preparation_Natural Gas_Steamer_E8 | F2 | Commercial | Lodging | Existing | Food Preparation | Natural Gas | Steamer | E8 | TRC BC Ratio | 0 | 0 | 0 | 0 | 0 | 0 | 0 | 0 | 0 | 0 | 0 | 0 | 0 | 0 | 0 | 0 | 0 | 0 | 0 | 0 | 0 | 0 | 0 | 0 | 0 | 0 | 0 | 0 | 0 | 0
F2_Commercial_Lodging_Existing_Food Preparation_Natural Gas_Steamer_E9 | F2 | Commercial | Lodging | Existing | Food Preparation | Natural Gas | Steamer | E9 | TRC BC Ratio | 0 | 0 | 0 | 0 | 0 | 0 | 0 | 0 | 0 | 0 | 0 | 0 | 0 | 0 | 0 | 0 | 0 | 0 | 0 | 0 | 0 | 0 | 0 | 0 | 0 | 0 | 0 | 0 | 0 | 0
F2_Commercial_Lodging_Existing_Food Preparation_Natural Gas_Steamer_E10 | F2 | Commercial | Lodging | Existing | Food Preparation | Natural Gas | Steamer | E10 | TRC BC Ratio | 0 | 0 | 0 | 0 | 0 | 0 | 0 | 0 | 0 | 0 | 0 | 0 | 0 | 0 | 0 | 0 | 0 | 0 | 0 | 0 | 0 | 0 | 0 | 0 | 0 | 0 | 0 | 0 | 0 | 0
F3_Commercial_Lodging_Existing_Food Preparation_Natural Gas_Steamer_E1 | F3 | Commercial | Lodging | Existing | Food Preparation | Natural Gas | Steamer | E1 | PACT BC Ratio | 0.9 | 0.9 | 0.9 | 0.9 | 0.9 | 0.9 | 0.9 | 0.9 | 0.9 | 0.9 | 0.9 | 0.9 | 0.9 | 0.9 | 0.9 | 0.9 | 0.9 | 0.9 | 0.9 | 0.9 | 0.9 | 0.9 | 0 | 0 | 0 | 0 | 0 | 0 | 0 | 0
F3_Commercial_Lodging_Existing_Food Preparation_Natural Gas_Steamer_E2 | F3 | Commercial | Lodging | Existing | Food Preparation | Natural Gas | Steamer | E2 | PACT BC Ratio | 5.4144 | 5.4603 | 5.5153 | 5.6072 | 5.7297 | 5.875 | 6.0092 | 6.1249 | 6.2331 | 6.3398 | 6.4497 | 6.5592 | 6.6655 | 6.7753 | 6.877 | 6.9776 | 7.0852 | 7.1935 | 7.3027 | 7.4123 | 7.5208 | 7.6276 | 0 | 0 | 0 | 0 | 0 | 0 | 0 | 0
F3_Commercial_Lodging_Existing_Food Preparation_Natural Gas_Steamer_E3 | F3 | Commercial | Lodging | Existing | Food Preparation | Natural Gas | Steamer | E3 | PACT BC Ratio | 0 | 0 | 0 | 0 | 0 | 0 | 0 | 0 | 0 | 0 | 0 | 0 | 0 | 0 | 0 | 0 | 0 | 0 | 0 | 0 | 0 | 0 | 0 | 0 | 0 | 0 | 0 | 0 | 0 | 0
F3_Commercial_Lodging_Existing_Food Preparation_Natural Gas_Steamer_E4 | F3 | Commercial | Lodging | Existing | Food Preparation | Natural Gas | Steamer | E4 | PACT BC Ratio | 0 | 0 | 0 | 0 | 0 | 0 | 0 | 0 | 0 | 0 | 0 | 0 | 0 | 0 | 0 | 0 | 0 | 0 | 0 | 0 | 0 | 0 | 0 | 0 | 0 | 0 | 0 | 0 | 0 | 0
F3_Commercial_Lodging_Existing_Food Preparation_Natural Gas_Steamer_E5 | F3 | Commercial | Lodging | Existing | Food Preparation | Natural Gas | Steamer | E5 | PACT BC Ratio | 0 | 0 | 0 | 0 | 0 | 0 | 0 | 0 | 0 | 0 | 0 | 0 | 0 | 0 | 0 | 0 | 0 | 0 | 0 | 0 | 0 | 0 | 0 | 0 | 0 | 0 | 0 | 0 | 0 | 0
F3_Commercial_Lodging_Existing_Food Preparation_Natural Gas_Steamer_E6 | F3 | Commercial | Lodging | Existing | Food Preparation | Natural Gas | Steamer | E6 | PACT BC Ratio | 0 | 0 | 0 | 0 | 0 | 0 | 0 | 0 | 0 | 0 | 0 | 0 | 0 | 0 | 0 | 0 | 0 | 0 | 0 | 0 | 0 | 0 | 0 | 0 | 0 | 0 | 0 | 0 | 0 | 0
F3_Commercial_Lodging_Existing_Food Preparation_Natural Gas_Steamer_E7 | F3 | Commercial | Lodging | Existing | Food Preparation | Natural Gas | Steamer | E7 | PACT BC Ratio | 0 | 0 | 0 | 0 | 0 | 0 | 0 | 0 | 0 | 0 | 0 | 0 | 0 | 0 | 0 | 0 | 0 | 0 | 0 | 0 | 0 | 0 | 0 | 0 | 0 | 0 | 0 | 0 | 0 | 0
F3_Commercial_Lodging_Existing_Food Preparation_Natural Gas_Steamer_E8 | F3 | Commercial | Lodging | Existing | Food Preparation | Natural Gas | Steamer | E8 | PACT BC Ratio | 0 | 0 | 0 | 0 | 0 | 0 | 0 | 0 | 0 | 0 | 0 | 0 | 0 | 0 | 0 | 0 | 0 | 0 | 0 | 0 | 0 | 0 | 0 | 0 | 0 | 0 | 0 | 0 | 0 | 0
F3_Commercial_Lodging_Existing_Food Preparation_Natural Gas_Steamer_E9 | F3 | Commercial | Lodging | Existing | Food Preparation | Natural Gas | Steamer | E9 | PACT BC Ratio | 0 | 0 | 0 | 0 | 0 | 0 | 0 | 0 | 0 | 0 | 0 | 0 | 0 | 0 | 0 | 0 | 0 | 0 | 0 | 0 | 0 | 0 | 0 | 0 | 0 | 0 | 0 | 0 | 0 | 0
F3_Commercial_Lodging_Existing_Food Preparation_Natural Gas_Steamer_E10 | F3 | Commercial | Lodging | Existing | Food Preparation | Natural Gas | Steamer | E10 | PACT BC Ratio | 0 | 0 | 0 | 0 | 0 | 0 | 0 | 0 | 0 | 0 | 0 | 0 | 0 | 0 | 0 | 0 | 0 | 0 | 0 | 0 | 0 | 0 | 0 | 0 | 0 | 0 | 0 | 0 | 0 | 0
F4_Commercial_Lodging_Existing_Food Preparation_Natural Gas_Steamer_E1 | F4 | Commercial | Lodging | Existing | Food Preparation | Natural Gas | Steamer | E1 | PCT BC Ratio | 0.9 | 0.9 | 0.9 | 0.9 | 0.9 | 0.9 | 0.9 | 0.9 | 0.9 | 0.9 | 0.9 | 0.9 | 0.9 | 0.9 | 0.9 | 0.9 | 0.9 | 0.9 | 0.9 | 0.9 | 0.9 | 0.9 | 0 | 0 | 0 | 0 | 0 | 0 | 0 | 0
F4_Commercial_Lodging_Existing_Food Preparation_Natural Gas_Steamer_E2 | F4 | Commercial | Lodging | Existing | Food Preparation | Natural Gas | Steamer | E2 | PCT BC Ratio | 12.4539 | 12.5522 | 12.6701 | 12.8671 | 13.1296 | 13.4409 | 13.7285 | 13.9764 | 14.2082 | 14.4369 | 14.6723 | 14.9069 | 15.1348 | 15.37 | 15.588 | 15.8035 | 16.0341 | 16.2662 | 16.5002 | 16.7351 | 16.9674 | 17.1964 | 0 | 0 | 0 | 0 | 0 | 0 | 0 | 0
F4_Commercial_Lodging_Existing_Food Preparation_Natural Gas_Steamer_E3 | F4 | Commercial | Lodging | Existing | Food Preparation | Natural Gas | Steamer | E3 | PCT BC Ratio | 0 | 0 | 0 | 0 | 0 | 0 | 0 | 0 | 0 | 0 | 0 | 0 | 0 | 0 | 0 | 0 | 0 | 0 | 0 | 0 | 0 | 0 | 0 | 0 | 0 | 0 | 0 | 0 | 0 | 0
F4_Commercial_Lodging_Existing_Food Preparation_Natural Gas_Steamer_E4 | F4 | Commercial | Lodging | Existing | Food Preparation | Natural Gas | Steamer | E4 | PCT BC Ratio | 0 | 0 | 0 | 0 | 0 | 0 | 0 | 0 | 0 | 0 | 0 | 0 | 0 | 0 | 0 | 0 | 0 | 0 | 0 | 0 | 0 | 0 | 0 | 0 | 0 | 0 | 0 | 0 | 0 | 0
F4_Commercial_Lodging_Existing_Food Preparation_Natural Gas_Steamer_E5 | F4 | Commercial | Lodging | Existing | Food Preparation | Natural Gas | Steamer | E5 | PCT BC Ratio | 0 | 0 | 0 | 0 | 0 | 0 | 0 | 0 | 0 | 0 | 0 | 0 | 0 | 0 | 0 | 0 | 0 | 0 | 0 | 0 | 0 | 0 | 0 | 0 | 0 | 0 | 0 | 0 | 0 | 0
F4_Commercial_Lodging_Existing_Food Preparation_Natural Gas_Steamer_E6 | F4 | Commercial | Lodging | Existing | Food Preparation | Natural Gas | Steamer | E6 | PCT BC Ratio | 0 | 0 | 0 | 0 | 0 | 0 | 0 | 0 | 0 | 0 | 0 | 0 | 0 | 0 | 0 | 0 | 0 | 0 | 0 | 0 | 0 | 0 | 0 | 0 | 0 | 0 | 0 | 0 | 0 | 0
F4_Commercial_Lodging_Existing_Food Preparation_Natural Gas_Steamer_E7 | F4 | Commercial | Lodging | Existing | Food Preparation | Natural Gas | Steamer | E7 | PCT BC Ratio | 0 | 0 | 0 | 0 | 0 | 0 | 0 | 0 | 0 | 0 | 0 | 0 | 0 | 0 | 0 | 0 | 0 | 0 | 0 | 0 | 0 | 0 | 0 | 0 | 0 | 0 | 0 | 0 | 0 | 0
F4_Commercial_Lodging_Existing_Food Preparation_Natural Gas_Steamer_E8 | F4 | Commercial | Lodging | Existing | Food Preparation | Natural Gas | Steamer | E8 | PCT BC Ratio | 0 | 0 | 0 | 0 | 0 | 0 | 0 | 0 | 0 | 0 | 0 | 0 | 0 | 0 | 0 | 0 | 0 | 0 | 0 | 0 | 0 | 0 | 0 | 0 | 0 | 0 | 0 | 0 | 0 | 0
F4_Commercial_Lodging_Existing_Food Preparation_Natural Gas_Steamer_E9 | F4 | Commercial | Lodging | Existing | Food Preparation | Natural Gas | Steamer | E9 | PCT BC Ratio | 0 | 0 | 0 | 0 | 0 | 0 | 0 | 0 | 0 | 0 | 0 | 0 | 0 | 0 | 0 | 0 | 0 | 0 | 0 | 0 | 0 | 0 | 0 | 0 | 0 | 0 | 0 | 0 | 0 | 0
F4_Commercial_Lodging_Existing_Food Preparation_Natural Gas_Steamer_E10 | F4 | Commercial | Lodging | Existing | Food Preparation | Natural Gas | Steamer | E10 | PCT BC Ratio | 0 | 0 | 0 | 0 | 0 | 0 | 0 | 0 | 0 | 0 | 0 | 0 | 0 | 0 | 0 | 0 | 0 | 0 | 0 | 0 | 0 | 0 | 0 | 0 | 0 | 0 | 0 | 0 | 0 | 0
F5_Commercial_Lodging_Existing_Food Preparation_Natural Gas_Steamer_E1 | F5 | Commercial | Lodging | Existing | Food Preparation | Natural Gas | Steamer | E1 | RIM BC Ratio | 0.9 | 0.9 | 0.9 | 0.9 | 0.9 | 0.9 | 0.9 | 0.9 | 0.9 | 0.9 | 0.9 | 0.9 | 0.9 | 0.9 | 0.9 | 0.9 | 0.9 | 0.9 | 0.9 | 0.9 | 0.9 | 0.9 | 0 | 0 | 0 | 0 | 0 | 0 | 0 | 0
F5_Commercial_Lodging_Existing_Food Preparation_Natural Gas_Steamer_E2 | F5 | Commercial | Lodging | Existing | Food Preparation | Natural Gas | Steamer | E2 | RIM BC Ratio | 0.72319 | 0.72401 | 0.72496 | 0.72653 | 0.72855 | 0.73085 | 0.73288 | 0.73457 | 0.73611 | 0.73757 | 0.73904 | 0.74045 | 0.74179 | 0.74313 | 0.74434 | 0.7455 | 0.74671 | 0.7479 | 0.74906 | 0.7502 | 0.7513 | 0.75235 | 0 | 0 | 0 | 0 | 0 | 0 | 0 | 0
F5_Commercial_Lodging_Existing_Food Preparation_Natural Gas_Steamer_E3 | F5 | Commercial | Lodging | Existing | Food Preparation | Natural Gas | Steamer | E3 | RIM BC Ratio | 0 | 0 | 0 | 0 | 0 | 0 | 0 | 0 | 0 | 0 | 0 | 0 | 0 | 0 | 0 | 0 | 0 | 0 | 0 | 0 | 0 | 0 | 0 | 0 | 0 | 0 | 0 | 0 | 0 | 0
F5_Commercial_Lodging_Existing_Food Preparation_Natural Gas_Steamer_E4 | F5 | Commercial | Lodging | Existing | Food Preparation | Natural Gas | Steamer | E4 | RIM BC Ratio | 0 | 0 | 0 | 0 | 0 | 0 | 0 | 0 | 0 | 0 | 0 | 0 | 0 | 0 | 0 | 0 | 0 | 0 | 0 | 0 | 0 | 0 | 0 | 0 | 0 | 0 | 0 | 0 | 0 | 0
F5_Commercial_Lodging_Existing_Food Preparation_Natural Gas_Steamer_E5 | F5 | Commercial | Lodging | Existing | Food Preparation | Natural Gas | Steamer | E5 | RIM BC Ratio | 0 | 0 | 0 | 0 | 0 | 0 | 0 | 0 | 0 | 0 | 0 | 0 | 0 | 0 | 0 | 0 | 0 | 0 | 0 | 0 | 0 | 0 | 0 | 0 | 0 | 0 | 0 | 0 | 0 | 0
F5_Commercial_Lodging_Existing_Food Preparation_Natural Gas_Steamer_E6 | F5 | Commercial | Lodging | Existing | Food Preparation | Natural Gas | Steamer | E6 | RIM BC Ratio | 0 | 0 | 0 | 0 | 0 | 0 | 0 | 0 | 0 | 0 | 0 | 0 | 0 | 0 | 0 | 0 | 0 | 0 | 0 | 0 | 0 | 0 | 0 | 0 | 0 | 0 | 0 | 0 | 0 | 0
F5_Commercial_Lodging_Existing_Food Preparation_Natural Gas_Steamer_E7 | F5 | Commercial | Lodging | Existing | Food Preparation | Natural Gas | Steamer | E7 | RIM BC Ratio | 0 | 0 | 0 | 0 | 0 | 0 | 0 | 0 | 0 | 0 | 0 | 0 | 0 | 0 | 0 | 0 | 0 | 0 | 0 | 0 | 0 | 0 | 0 | 0 | 0 | 0 | 0 | 0 | 0 | 0
F5_Commercial_Lodging_Existing_Food Preparation_Natural Gas_Steamer_E8 | F5 | Commercial | Lodging | Existing | Food Preparation | Natural Gas | Steamer | E8 | RIM BC Ratio | 0 | 0 | 0 | 0 | 0 | 0 | 0 | 0 | 0 | 0 | 0 | 0 | 0 | 0 | 0 | 0 | 0 | 0 | 0 | 0 | 0 | 0 | 0 | 0 | 0 | 0 | 0 | 0 | 0 | 0
F5_Commercial_Lodging_Existing_Food Preparation_Natural Gas_Steamer_E9 | F5 | Commercial | Lodging | Existing | Food Preparation | Natural Gas | Steamer | E9 | RIM BC Ratio | 0 | 0 | 0 | 0 | 0 | 0 | 0 | 0 | 0 | 0 | 0 | 0 | 0 | 0 | 0 | 0 | 0 | 0 | 0 | 0 | 0 | 0 | 0 | 0 | 0 | 0 | 0 | 0 | 0 | 0
F5_Commercial_Lodging_Existing_Food Preparation_Natural Gas_Steamer_E10 | F5 | Commercial | Lodging | Existing | Food Preparation | Natural Gas | Steamer | E10 | RIM BC Ratio | 0 | 0 | 0 | 0 | 0 | 0 | 0 | 0 | 0 | 0 | 0 | 0 | 0 | 0 | 0 | 0 | 0 | 0 | 0 | 0 | 0 | 0 | 0 | 0 | 0 | 0 | 0 | 0 | 0 | 0
F0_Commercial_Lodging_Existing_Food Preparation_Natural Gas_Food Prep Other_E0 | F0 | Commercial | Lodging | Existing | Food Preparation | Natural Gas | Food Prep Other | E0 | Economic Unit | ENERGY STAR | ENERGY STAR | ENERGY STAR | ENERGY STAR | ENERGY STAR | ENERGY STAR | ENERGY STAR | ENERGY STAR | ENERGY STAR | ENERGY STAR | ENERGY STAR | ENERGY STAR | ENERGY STAR | ENERGY STAR | ENERGY STAR | ENERGY STAR | ENERGY STAR | ENERGY STAR | ENERGY STAR | ENERGY STAR | ENERGY STAR | ENERGY STAR | 0 | 0 | 0 | 0 | 0 | 0 | 0 | 0
F1_Commercial_Lodging_Existing_Food Preparation_Natural Gas_Food Prep Other_E1 | F1 | Commercial | Lodging | Existing | Food Preparation | Natural Gas | Food Prep Other | E1 | CCE | 0 | 0 | 0 | 0 | 0 | 0 | 0 | 0 | 0 | 0 | 0 | 0 | 0 | 0 | 0 | 0 | 0 | 0 | 0 | 0 | 0 | 0 | 0 | 0 | 0 | 0 | 0 | 0 | 0 | 0
F1_Commercial_Lodging_Existing_Food Preparation_Natural Gas_Food Prep Other_E2 | F1 | Commercial | Lodging | Existing | Food Preparation | Natural Gas | Food Prep Other | E2 | CCE | 0.14135 | 0.14135 | 0.1485 | 0.14624 | 0.14404 | 0.1413 | 0.14092 | 0.14001 | 0.13917 | 0.1379 | 0.1377 | 0.13707 | 0.1365 | 0.13542 | 0.13557 | 0.13515 | 0.13475 | 0.13386 | 0.13412 | 0.13386 | 0.13366 | 0.13291 | 0 | 0 | 0 | 0 | 0 | 0 | 0 | 0
F1_Commercial_Lodging_Existing_Food Preparation_Natural Gas_Food Prep Other_E3 | F1 | Commercial | Lodging | Existing | Food Preparation | Natural Gas | Food Prep Other | E3 | CCE | 0 | 0 | 0 | 0 | 0 | 0 | 0 | 0 | 0 | 0 | 0 | 0 | 0 | 0 | 0 | 0 | 0 | 0 | 0 | 0 | 0 | 0 | 0 | 0 | 0 | 0 | 0 | 0 | 0 | 0
F1_Commercial_Lodging_Existing_Food Preparation_Natural Gas_Food Prep Other_E4 | F1 | Commercial | Lodging | Existing | Food Preparation | Natural Gas | Food Prep Other | E4 | CCE | 0 | 0 | 0 | 0 | 0 | 0 | 0 | 0 | 0 | 0 | 0 | 0 | 0 | 0 | 0 | 0 | 0 | 0 | 0 | 0 | 0 | 0 | 0 | 0 | 0 | 0 | 0 | 0 | 0 | 0
F1_Commercial_Lodging_Existing_Food Preparation_Natural Gas_Food Prep Other_E5 | F1 | Commercial | Lodging | Existing | Food Preparation | Natural Gas | Food Prep Other | E5 | CCE | 0 | 0 | 0 | 0 | 0 | 0 | 0 | 0 | 0 | 0 | 0 | 0 | 0 | 0 | 0 | 0 | 0 | 0 | 0 | 0 | 0 | 0 | 0 | 0 | 0 | 0 | 0 | 0 | 0 | 0
F1_Commercial_Lodging_Existing_Food Preparation_Natural Gas_Food Prep Other_E6 | F1 | Commercial | Lodging | Existing | Food Preparation | Natural Gas | Food Prep Other | E6 | CCE | 0 | 0 | 0 | 0 | 0 | 0 | 0 | 0 | 0 | 0 | 0 | 0 | 0 | 0 | 0 | 0 | 0 | 0 | 0 | 0 | 0 | 0 | 0 | 0 | 0 | 0 | 0 | 0 | 0 | 0
F1_Commercial_Lodging_Existing_Food Preparation_Natural Gas_Food Prep Other_E7 | F1 | Commercial | Lodging | Existing | Food Preparation | Natural Gas | Food Prep Other | E7 | CCE | 0 | 0 | 0 | 0 | 0 | 0 | 0 | 0 | 0 | 0 | 0 | 0 | 0 | 0 | 0 | 0 | 0 | 0 | 0 | 0 | 0 | 0 | 0 | 0 | 0 | 0 | 0 | 0 | 0 | 0
F1_Commercial_Lodging_Existing_Food Preparation_Natural Gas_Food Prep Other_E8 | F1 | Commercial | Lodging | Existing | Food Preparation | Natural Gas | Food Prep Other | E8 | CCE | 0 | 0 | 0 | 0 | 0 | 0 | 0 | 0 | 0 | 0 | 0 | 0 | 0 | 0 | 0 | 0 | 0 | 0 | 0 | 0 | 0 | 0 | 0 | 0 | 0 | 0 | 0 | 0 | 0 | 0
F1_Commercial_Lodging_Existing_Food Preparation_Natural Gas_Food Prep Other_E9 | F1 | Commercial | Lodging | Existing | Food Preparation | Natural Gas | Food Prep Other | E9 | CCE | 0 | 0 | 0 | 0 | 0 | 0 | 0 | 0 | 0 | 0 | 0 | 0 | 0 | 0 | 0 | 0 | 0 | 0 | 0 | 0 | 0 | 0 | 0 | 0 | 0 | 0 | 0 | 0 | 0 | 0
F1_Commercial_Lodging_Existing_Food Preparation_Natural Gas_Food Prep Other_E10 | F1 | Commercial | Lodging | Existing | Food Preparation | Natural Gas | Food Prep Other | E10 | CCE | 0 | 0 | 0 | 0 | 0 | 0 | 0 | 0 | 0 | 0 | 0 | 0 | 0 | 0 | 0 | 0 | 0 | 0 | 0 | 0 | 0 | 0 | 0 | 0 | 0 | 0 | 0 | 0 | 0 | 0
F2_Commercial_Lodging_Existing_Food Preparation_Natural Gas_Food Prep Other_E1 | F2 | Commercial | Lodging | Existing | Food Preparation | Natural Gas | Food Prep Other | E1 | TRC BC Ratio | 0.9 | 0.9 | 0.9 | 0.9 | 0.9 | 0.9 | 0.9 | 0.9 | 0.9 | 0.9 | 0.9 | 0.9 | 0.9 | 0.9 | 0.9 | 0.9 | 0.9 | 0.9 | 0.9 | 0.9 | 0.9 | 0.9 | 0 | 0 | 0 | 0 | 0 | 0 | 0 | 0
F2_Commercial_Lodging_Existing_Food Preparation_Natural Gas_Food Prep Other_E2 | F2 | Commercial | Lodging | Existing | Food Preparation | Natural Gas | Food Prep Other | E2 | TRC BC Ratio | 0.061956 | 0.062369 | 0.062904 | 0.063937 | 0.06537 | 0.067096 | 0.068663 | 0.070005 | 0.071279 | 0.07258 | 0.073973 | 0.075332 | 0.076617 | 0.077911 | 0.079055 | 0.080138 | 0.081309 | 0.082485 | 0.083667 | 0.084849 | 0.08601 | 0.087142 | 0 | 0 | 0 | 0 | 0 | 0 | 0 | 0
F2_Commercial_Lodging_Existing_Food Preparation_Natural Gas_Food Prep Other_E3 | F2 | Commercial | Lodging | Existing | Food Preparation | Natural Gas | Food Prep Other | E3 | TRC BC Ratio | 0 | 0 | 0 | 0 | 0 | 0 | 0 | 0 | 0 | 0 | 0 | 0 | 0 | 0 | 0 | 0 | 0 | 0 | 0 | 0 | 0 | 0 | 0 | 0 | 0 | 0 | 0 | 0 | 0 | 0
F2_Commercial_Lodging_Existing_Food Preparation_Natural Gas_Food Prep Other_E4 | F2 | Commercial | Lodging | Existing | Food Preparation | Natural Gas | Food Prep Other | E4 | TRC BC Ratio | 0 | 0 | 0 | 0 | 0 | 0 | 0 | 0 | 0 | 0 | 0 | 0 | 0 | 0 | 0 | 0 | 0 | 0 | 0 | 0 | 0 | 0 | 0 | 0 | 0 | 0 | 0 | 0 | 0 | 0
F2_Commercial_Lodging_Existing_Food Preparation_Natural Gas_Food Prep Other_E5 | F2 | Commercial | Lodging | Existing | Food Preparation | Natural Gas | Food Prep Other | E5 | TRC BC Ratio | 0 | 0 | 0 | 0 | 0 | 0 | 0 | 0 | 0 | 0 | 0 | 0 | 0 | 0 | 0 | 0 | 0 | 0 | 0 | 0 | 0 | 0 | 0 | 0 | 0 | 0 | 0 | 0 | 0 | 0
F2_Commercial_Lodging_Existing_Food Preparation_Natural Gas_Food Prep Other_E6 | F2 | Commercial | Lodging | Existing | Food Preparation | Natural Gas | Food Prep Other | E6 | TRC BC Ratio | 0 | 0 | 0 | 0 | 0 | 0 | 0 | 0 | 0 | 0 | 0 | 0 | 0 | 0 | 0 | 0 | 0 | 0 | 0 | 0 | 0 | 0 | 0 | 0 | 0 | 0 | 0 | 0 | 0 | 0
F2_Commercial_Lodging_Existing_Food Preparation_Natural Gas_Food Prep Other_E7 | F2 | Commercial | Lodging | Existing | Food Preparation | Natural Gas | Food Prep Other | E7 | TRC BC Ratio | 0 | 0 | 0 | 0 | 0 | 0 | 0 | 0 | 0 | 0 | 0 | 0 | 0 | 0 | 0 | 0 | 0 | 0 | 0 | 0 | 0 | 0 | 0 | 0 | 0 | 0 | 0 | 0 | 0 | 0
F2_Commercial_Lodging_Existing_Food Preparation_Natural Gas_Food Prep Other_E8 | F2 | Commercial | Lodging | Existing | Food Preparation | Natural Gas | Food Prep Other | E8 | TRC BC Ratio | 0 | 0 | 0 | 0 | 0 | 0 | 0 | 0 | 0 | 0 | 0 | 0 | 0 | 0 | 0 | 0 | 0 | 0 | 0 | 0 | 0 | 0 | 0 | 0 | 0 | 0 | 0 | 0 | 0 | 0
F2_Commercial_Lodging_Existing_Food Preparation_Natural Gas_Food Prep Other_E9 | F2 | Commercial | Lodging | Existing | Food Preparation | Natural Gas | Food Prep Other | E9 | TRC BC Ratio | 0 | 0 | 0 | 0 | 0 | 0 | 0 | 0 | 0 | 0 | 0 | 0 | 0 | 0 | 0 | 0 | 0 | 0 | 0 | 0 | 0 | 0 | 0 | 0 | 0 | 0 | 0 | 0 | 0 | 0
F2_Commercial_Lodging_Existing_Food Preparation_Natural Gas_Food Prep Other_E10 | F2 | Commercial | Lodging | Existing | Food Preparation | Natural Gas | Food Prep Other | E10 | TRC BC Ratio | 0 | 0 | 0 | 0 | 0 | 0 | 0 | 0 | 0 | 0 | 0 | 0 | 0 | 0 | 0 | 0 | 0 | 0 | 0 | 0 | 0 | 0 | 0 | 0 | 0 | 0 | 0 | 0 | 0 | 0
F3_Commercial_Lodging_Existing_Food Preparation_Natural Gas_Food Prep Other_E1 | F3 | Commercial | Lodging | Existing | Food Preparation | Natural Gas | Food Prep Other | E1 | PACT BC Ratio | 0.9 | 0.9 | 0.9 | 0.9 | 0.9 | 0.9 | 0.9 | 0.9 | 0.9 | 0.9 | 0.9 | 0.9 | 0.9 | 0.9 | 0.9 | 0.9 | 0.9 | 0.9 | 0.9 | 0.9 | 0.9 | 0.9 | 0 | 0 | 0 | 0 | 0 | 0 | 0 | 0
F3_Commercial_Lodging_Existing_Food Preparation_Natural Gas_Food Prep Other_E2 | F3 | Commercial | Lodging | Existing | Food Preparation | Natural Gas | Food Prep Other | E2 | PACT BC Ratio | 1.0937 | 1.101 | 1.1104 | 1.1287 | 1.154 | 1.1844 | 1.2121 | 1.2358 | 1.2583 | 1.2813 | 1.3058 | 1.3298 | 1.3525 | 1.3754 | 1.3956 | 1.4147 | 1.4353 | 1.4561 | 1.477 | 1.4978 | 1.5183 | 1.5383 | 0 | 0 | 0 | 0 | 0 | 0 | 0 | 0
F3_Commercial_Lodging_Existing_Food Preparation_Natural Gas_Food Prep Other_E3 | F3 | Commercial | Lodging | Existing | Food Preparation | Natural Gas | Food Prep Other | E3 | PACT BC Ratio | 0 | 0 | 0 | 0 | 0 | 0 | 0 | 0 | 0 | 0 | 0 | 0 | 0 | 0 | 0 | 0 | 0 | 0 | 0 | 0 | 0 | 0 | 0 | 0 | 0 | 0 | 0 | 0 | 0 | 0
F3_Commercial_Lodging_Existing_Food Preparation_Natural Gas_Food Prep Other_E4 | F3 | Commercial | Lodging | Existing | Food Preparation | Natural Gas | Food Prep Other | E4 | PACT BC Ratio | 0 | 0 | 0 | 0 | 0 | 0 | 0 | 0 | 0 | 0 | 0 | 0 | 0 | 0 | 0 | 0 | 0 | 0 | 0 | 0 | 0 | 0 | 0 | 0 | 0 | 0 | 0 | 0 | 0 | 0
F3_Commercial_Lodging_Existing_Food Preparation_Natural Gas_Food Prep Other_E5 | F3 | Commercial | Lodging | Existing | Food Preparation | Natural Gas | Food Prep Other | E5 | PACT BC Ratio | 0 | 0 | 0 | 0 | 0 | 0 | 0 | 0 | 0 | 0 | 0 | 0 | 0 | 0 | 0 | 0 | 0 | 0 | 0 | 0 | 0 | 0 | 0 | 0 | 0 | 0 | 0 | 0 | 0 | 0
F3_Commercial_Lodging_Existing_Food Preparation_Natural Gas_Food Prep Other_E6 | F3 | Commercial | Lodging | Existing | Food Preparation | Natural Gas | Food Prep Other | E6 | PACT BC Ratio | 0 | 0 | 0 | 0 | 0 | 0 | 0 | 0 | 0 | 0 | 0 | 0 | 0 | 0 | 0 | 0 | 0 | 0 | 0 | 0 | 0 | 0 | 0 | 0 | 0 | 0 | 0 | 0 | 0 | 0
F3_Commercial_Lodging_Existing_Food Preparation_Natural Gas_Food Prep Other_E7 | F3 | Commercial | Lodging | Existing | Food Preparation | Natural Gas | Food Prep Other | E7 | PACT BC Ratio | 0 | 0 | 0 | 0 | 0 | 0 | 0 | 0 | 0 | 0 | 0 | 0 | 0 | 0 | 0 | 0 | 0 | 0 | 0 | 0 | 0 | 0 | 0 | 0 | 0 | 0 | 0 | 0 | 0 | 0
F3_Commercial_Lodging_Existing_Food Preparation_Natural Gas_Food Prep Other_E8 | F3 | Commercial | Lodging | Existing | Food Preparation | Natural Gas | Food Prep Other | E8 | PACT BC Ratio | 0 | 0 | 0 | 0 | 0 | 0 | 0 | 0 | 0 | 0 | 0 | 0 | 0 | 0 | 0 | 0 | 0 | 0 | 0 | 0 | 0 | 0 | 0 | 0 | 0 | 0 | 0 | 0 | 0 | 0
F3_Commercial_Lodging_Existing_Food Preparation_Natural Gas_Food Prep Other_E9 | F3 | Commercial | Lodging | Existing | Food Preparation | Natural Gas | Food Prep Other | E9 | PACT BC Ratio | 0 | 0 | 0 | 0 | 0 | 0 | 0 | 0 | 0 | 0 | 0 | 0 | 0 | 0 | 0 | 0 | 0 | 0 | 0 | 0 | 0 | 0 | 0 | 0 | 0 | 0 | 0 | 0 | 0 | 0
F3_Commercial_Lodging_Existing_Food Preparation_Natural Gas_Food Prep Other_E10 | F3 | Commercial | Lodging | Existing | Food Preparation | Natural Gas | Food Prep Other | E10 | PACT BC Ratio | 0 | 0 | 0 | 0 | 0 | 0 | 0 | 0 | 0 | 0 | 0 | 0 | 0 | 0 | 0 | 0 | 0 | 0 | 0 | 0 | 0 | 0 | 0 | 0 | 0 | 0 | 0 | 0 | 0 | 0
F4_Commercial_Lodging_Existing_Food Preparation_Natural Gas_Food Prep Other_E1 | F4 | Commercial | Lodging | Existing | Food Preparation | Natural Gas | Food Prep Other | E1 | PCT BC Ratio | 0.9 | 0.9 | 0.9 | 0.9 | 0.9 | 0.9 | 0.9 | 0.9 | 0.9 | 0.9 | 0.9 | 0.9 | 0.9 | 0.9 | 0.9 | 0.9 | 0.9 | 0.9 | 0.9 | 0.9 | 0.9 | 0.9 | 0 | 0 | 0 | 0 | 0 | 0 | 0 | 0
F4_Commercial_Lodging_Existing_Food Preparation_Natural Gas_Food Prep Other_E2 | F4 | Commercial | Lodging | Existing | Food Preparation | Natural Gas | Food Prep Other | E2 | PCT BC Ratio | 0.1043 | 0.10481 | 0.10547 | 0.10674 | 0.10851 | 0.11064 | 0.11258 | 0.11424 | 0.11581 | 0.11741 | 0.11913 | 0.12081 | 0.1224 | 0.124 | 0.12541 | 0.12675 | 0.12819 | 0.12964 | 0.1311 | 0.13256 | 0.134 | 0.13539 | 0 | 0 | 0 | 0 | 0 | 0 | 0 | 0
F4_Commercial_Lodging_Existing_Food Preparation_Natural Gas_Food Prep Other_E3 | F4 | Commercial | Lodging | Existing | Food Preparation | Natural Gas | Food Prep Other | E3 | PCT BC Ratio | 0 | 0 | 0 | 0 | 0 | 0 | 0 | 0 | 0 | 0 | 0 | 0 | 0 | 0 | 0 | 0 | 0 | 0 | 0 | 0 | 0 | 0 | 0 | 0 | 0 | 0 | 0 | 0 | 0 | 0
F4_Commercial_Lodging_Existing_Food Preparation_Natural Gas_Food Prep Other_E4 | F4 | Commercial | Lodging | Existing | Food Preparation | Natural Gas | Food Prep Other | E4 | PCT BC Ratio | 0 | 0 | 0 | 0 | 0 | 0 | 0 | 0 | 0 | 0 | 0 | 0 | 0 | 0 | 0 | 0 | 0 | 0 | 0 | 0 | 0 | 0 | 0 | 0 | 0 | 0 | 0 | 0 | 0 | 0
F4_Commercial_Lodging_Existing_Food Preparation_Natural Gas_Food Prep Other_E5 | F4 | Commercial | Lodging | Existing | Food Preparation | Natural Gas | Food Prep Other | E5 | PCT BC Ratio | 0 | 0 | 0 | 0 | 0 | 0 | 0 | 0 | 0 | 0 | 0 | 0 | 0 | 0 | 0 | 0 | 0 | 0 | 0 | 0 | 0 | 0 | 0 | 0 | 0 | 0 | 0 | 0 | 0 | 0
F4_Commercial_Lodging_Existing_Food Preparation_Natural Gas_Food Prep Other_E6 | F4 | Commercial | Lodging | Existing | Food Preparation | Natural Gas | Food Prep Other | E6 | PCT BC Ratio | 0 | 0 | 0 | 0 | 0 | 0 | 0 | 0 | 0 | 0 | 0 | 0 | 0 | 0 | 0 | 0 | 0 | 0 | 0 | 0 | 0 | 0 | 0 | 0 | 0 | 0 | 0 | 0 | 0 | 0
F4_Commercial_Lodging_Existing_Food Preparation_Natural Gas_Food Prep Other_E7 | F4 | Commercial | Lodging | Existing | Food Preparation | Natural Gas | Food Prep Other | E7 | PCT BC Ratio | 0 | 0 | 0 | 0 | 0 | 0 | 0 | 0 | 0 | 0 | 0 | 0 | 0 | 0 | 0 | 0 | 0 | 0 | 0 | 0 | 0 | 0 | 0 | 0 | 0 | 0 | 0 | 0 | 0 | 0
F4_Commercial_Lodging_Existing_Food Preparation_Natural Gas_Food Prep Other_E8 | F4 | Commercial | Lodging | Existing | Food Preparation | Natural Gas | Food Prep Other | E8 | PCT BC Ratio | 0 | 0 | 0 | 0 | 0 | 0 | 0 | 0 | 0 | 0 | 0 | 0 | 0 | 0 | 0 | 0 | 0 | 0 | 0 | 0 | 0 | 0 | 0 | 0 | 0 | 0 | 0 | 0 | 0 | 0
F4_Commercial_Lodging_Existing_Food Preparation_Natural Gas_Food Prep Other_E9 | F4 | Commercial | Lodging | Existing | Food Preparation | Natural Gas | Food Prep Other | E9 | PCT BC Ratio | 0 | 0 | 0 | 0 | 0 | 0 | 0 | 0 | 0 | 0 | 0 | 0 | 0 | 0 | 0 | 0 | 0 | 0 | 0 | 0 | 0 | 0 | 0 | 0 | 0 | 0 | 0 | 0 | 0 | 0
F4_Commercial_Lodging_Existing_Food Preparation_Natural Gas_Food Prep Other_E10 | F4 | Commercial | Lodging | Existing | Food Preparation | Natural Gas | Food Prep Other | E10 | PCT BC Ratio | 0 | 0 | 0 | 0 | 0 | 0 | 0 | 0 | 0 | 0 | 0 | 0 | 0 | 0 | 0 | 0 | 0 | 0 | 0 | 0 | 0 | 0 | 0 | 0 | 0 | 0 | 0 | 0 | 0 | 0
F5_Commercial_Lodging_Existing_Food Preparation_Natural Gas_Food Prep Other_E1 | F5 | Commercial | Lodging | Existing | Food Preparation | Natural Gas | Food Prep Other | E1 | RIM BC Ratio | 0.9 | 0.9 | 0.9 | 0.9 | 0.9 | 0.9 | 0.9 | 0.9 | 0.9 | 0.9 | 0.9 | 0.9 | 0.9 | 0.9 | 0.9 | 0.9 | 0.9 | 0.9 | 0.9 | 0.9 | 0.9 | 0.9 | 0 | 0 | 0 | 0 | 0 | 0 | 0 | 0
F5_Commercial_Lodging_Existing_Food Preparation_Natural Gas_Food Prep Other_E2 | F5 | Commercial | Lodging | Existing | Food Preparation | Natural Gas | Food Prep Other | E2 | RIM BC Ratio | 0.4734 | 0.47476 | 0.47651 | 0.47983 | 0.48435 | 0.48963 | 0.4943 | 0.49819 | 0.50181 | 0.50542 | 0.5092 | 0.51281 | 0.51615 | 0.51944 | 0.5223 | 0.52495 | 0.52777 | 0.53055 | 0.5333 | 0.53599 | 0.53859 | 0.54109 | 0 | 0 | 0 | 0 | 0 | 0 | 0 | 0
F5_Commercial_Lodging_Existing_Food Preparation_Natural Gas_Food Prep Other_E3 | F5 | Commercial | Lodging | Existing | Food Preparation | Natural Gas | Food Prep Other | E3 | RIM BC Ratio | 0 | 0 | 0 | 0 | 0 | 0 | 0 | 0 | 0 | 0 | 0 | 0 | 0 | 0 | 0 | 0 | 0 | 0 | 0 | 0 | 0 | 0 | 0 | 0 | 0 | 0 | 0 | 0 | 0 | 0
F5_Commercial_Lodging_Existing_Food Preparation_Natural Gas_Food Prep Other_E4 | F5 | Commercial | Lodging | Existing | Food Preparation | Natural Gas | Food Prep Other | E4 | RIM BC Ratio | 0 | 0 | 0 | 0 | 0 | 0 | 0 | 0 | 0 | 0 | 0 | 0 | 0 | 0 | 0 | 0 | 0 | 0 | 0 | 0 | 0 | 0 | 0 | 0 | 0 | 0 | 0 | 0 | 0 | 0
F5_Commercial_Lodging_Existing_Food Preparation_Natural Gas_Food Prep Other_E5 | F5 | Commercial | Lodging | Existing | Food Preparation | Natural Gas | Food Prep Other | E5 | RIM BC Ratio | 0 | 0 | 0 | 0 | 0 | 0 | 0 | 0 | 0 | 0 | 0 | 0 | 0 | 0 | 0 | 0 | 0 | 0 | 0 | 0 | 0 | 0 | 0 | 0 | 0 | 0 | 0 | 0 | 0 | 0
F5_Commercial_Lodging_Existing_Food Preparation_Natural Gas_Food Prep Other_E6 | F5 | Commercial | Lodging | Existing | Food Preparation | Natural Gas | Food Prep Other | E6 | RIM BC Ratio | 0 | 0 | 0 | 0 | 0 | 0 | 0 | 0 | 0 | 0 | 0 | 0 | 0 | 0 | 0 | 0 | 0 | 0 | 0 | 0 | 0 | 0 | 0 | 0 | 0 | 0 | 0 | 0 | 0 | 0
F5_Commercial_Lodging_Existing_Food Preparation_Natural Gas_Food Prep Other_E7 | F5 | Commercial | Lodging | Existing | Food Preparation | Natural Gas | Food Prep Other | E7 | RIM BC Ratio | 0 | 0 | 0 | 0 | 0 | 0 | 0 | 0 | 0 | 0 | 0 | 0 | 0 | 0 | 0 | 0 | 0 | 0 | 0 | 0 | 0 | 0 | 0 | 0 | 0 | 0 | 0 | 0 | 0 | 0
F5_Commercial_Lodging_Existing_Food Preparation_Natural Gas_Food Prep Other_E8 | F5 | Commercial | Lodging | Existing | Food Preparation | Natural Gas | Food Prep Other | E8 | RIM BC Ratio | 0 | 0 | 0 | 0 | 0 | 0 | 0 | 0 | 0 | 0 | 0 | 0 | 0 | 0 | 0 | 0 | 0 | 0 | 0 | 0 | 0 | 0 | 0 | 0 | 0 | 0 | 0 | 0 | 0 | 0
F5_Commercial_Lodging_Existing_Food Preparation_Natural Gas_Food Prep Other_E9 | F5 | Commercial | Lodging | Existing | Food Preparation | Natural Gas | Food Prep Other | E9 | RIM BC Ratio | 0 | 0 | 0 | 0 | 0 | 0 | 0 | 0 | 0 | 0 | 0 | 0 | 0 | 0 | 0 | 0 | 0 | 0 | 0 | 0 | 0 | 0 | 0 | 0 | 0 | 0 | 0 | 0 | 0 | 0
F5_Commercial_Lodging_Existing_Food Preparation_Natural Gas_Food Prep Other_E10 | F5 | Commercial | Lodging | Existing | Food Preparation | Natural Gas | Food Prep Other | E10 | RIM BC Ratio | 0 | 0 | 0 | 0 | 0 | 0 | 0 | 0 | 0 | 0 | 0 | 0 | 0 | 0 | 0 | 0 | 0 | 0 | 0 | 0 | 0 | 0 | 0 | 0 | 0 | 0 | 0 | 0 | 0 | 0
F0_Commercial_Lodging_Existing_Miscellaneous_Natural Gas_Pool Heater_E0 | F0 | Commercial | Lodging | Existing | Miscellaneous | Natural Gas | Pool Heater | E0 | Economic Unit | Standard (EF .78) | Standard (EF .78) | Standard (EF .78) | Standard (EF .78) | Standard (EF .78) | Standard (EF .78) | Standard (EF .78) | Standard (EF .78) | Standard (EF .78) | Standard (EF .78) | Standard (EF .78) | Standard (EF .78) | Condensing (EF .90) | Condensing (EF .90) | Condensing (EF .90) | Condensing (EF .90) | Condensing (EF .90) | Condensing (EF .90) | Condensing (EF .90) | Condensing (EF .90) | Condensing (EF .90) | Condensing (EF .90) | 0 | 0 | 0 | 0 | 0 | 0 | 0 | 0
F1_Commercial_Lodging_Existing_Miscellaneous_Natural Gas_Pool Heater_E1 | F1 | Commercial | Lodging | Existing | Miscellaneous | Natural Gas | Pool Heater | E1 | CCE | 0 | 0 | 0 | 0 | 0 | 0 | 0 | 0 | 0 | 0 | 0 | 0 | 0 | 0 | 0 | 0 | 0 | 0 | 0 | 0 | 0 | 0 | 0 | 0 | 0 | 0 | 0 | 0 | 0 | 0
F1_Commercial_Lodging_Existing_Miscellaneous_Natural Gas_Pool Heater_E2 | F1 | Commercial | Lodging | Existing | Miscellaneous | Natural Gas | Pool Heater | E2 | CCE | 0.016289 | 0.016289 | 0.017113 | 0.016853 | 0.0166 | 0.016284 | 0.016239 | 0.016135 | 0.016038 | 0.015891 | 0.015869 | 0.015796 | 0.015731 | 0.015606 | 0.015623 | 0.015575 | 0.015528 | 0.015425 | 0.015456 | 0.015426 | 0.015403 | 0.015317 | 0 | 0 | 0 | 0 | 0 | 0 | 0 | 0
F1_Commercial_Lodging_Existing_Miscellaneous_Natural Gas_Pool Heater_E3 | F1 | Commercial | Lodging | Existing | Miscellaneous | Natural Gas | Pool Heater | E3 | CCE | 0 | 0 | 0 | 0 | 0 | 0 | 0 | 0 | 0 | 0 | 0 | 0 | 0 | 0 | 0 | 0 | 0 | 0 | 0 | 0 | 0 | 0 | 0 | 0 | 0 | 0 | 0 | 0 | 0 | 0
F1_Commercial_Lodging_Existing_Miscellaneous_Natural Gas_Pool Heater_E4 | F1 | Commercial | Lodging | Existing | Miscellaneous | Natural Gas | Pool Heater | E4 | CCE | 0 | 0 | 0 | 0 | 0 | 0 | 0 | 0 | 0 | 0 | 0 | 0 | 0 | 0 | 0 | 0 | 0 | 0 | 0 | 0 | 0 | 0 | 0 | 0 | 0 | 0 | 0 | 0 | 0 | 0
F1_Commercial_Lodging_Existing_Miscellaneous_Natural Gas_Pool Heater_E5 | F1 | Commercial | Lodging | Existing | Miscellaneous | Natural Gas | Pool Heater | E5 | CCE | 0 | 0 | 0 | 0 | 0 | 0 | 0 | 0 | 0 | 0 | 0 | 0 | 0 | 0 | 0 | 0 | 0 | 0 | 0 | 0 | 0 | 0 | 0 | 0 | 0 | 0 | 0 | 0 | 0 | 0
F1_Commercial_Lodging_Existing_Miscellaneous_Natural Gas_Pool Heater_E6 | F1 | Commercial | Lodging | Existing | Miscellaneous | Natural Gas | Pool Heater | E6 | CCE | 0 | 0 | 0 | 0 | 0 | 0 | 0 | 0 | 0 | 0 | 0 | 0 | 0 | 0 | 0 | 0 | 0 | 0 | 0 | 0 | 0 | 0 | 0 | 0 | 0 | 0 | 0 | 0 | 0 | 0
F1_Commercial_Lodging_Existing_Miscellaneous_Natural Gas_Pool Heater_E7 | F1 | Commercial | Lodging | Existing | Miscellaneous | Natural Gas | Pool Heater | E7 | CCE | 0 | 0 | 0 | 0 | 0 | 0 | 0 | 0 | 0 | 0 | 0 | 0 | 0 | 0 | 0 | 0 | 0 | 0 | 0 | 0 | 0 | 0 | 0 | 0 | 0 | 0 | 0 | 0 | 0 | 0
F1_Commercial_Lodging_Existing_Miscellaneous_Natural Gas_Pool Heater_E8 | F1 | Commercial | Lodging | Existing | Miscellaneous | Natural Gas | Pool Heater | E8 | CCE | 0 | 0 | 0 | 0 | 0 | 0 | 0 | 0 | 0 | 0 | 0 | 0 | 0 | 0 | 0 | 0 | 0 | 0 | 0 | 0 | 0 | 0 | 0 | 0 | 0 | 0 | 0 | 0 | 0 | 0
F1_Commercial_Lodging_Existing_Miscellaneous_Natural Gas_Pool Heater_E9 | F1 | Commercial | Lodging | Existing | Miscellaneous | Natural Gas | Pool Heater | E9 | CCE | 0 | 0 | 0 | 0 | 0 | 0 | 0 | 0 | 0 | 0 | 0 | 0 | 0 | 0 | 0 | 0 | 0 | 0 | 0 | 0 | 0 | 0 | 0 | 0 | 0 | 0 | 0 | 0 | 0 | 0
F1_Commercial_Lodging_Existing_Miscellaneous_Natural Gas_Pool Heater_E10 | F1 | Commercial | Lodging | Existing | Miscellaneous | Natural Gas | Pool Heater | E10 | CCE | 0 | 0 | 0 | 0 | 0 | 0 | 0 | 0 | 0 | 0 | 0 | 0 | 0 | 0 | 0 | 0 | 0 | 0 | 0 | 0 | 0 | 0 | 0 | 0 | 0 | 0 | 0 | 0 | 0 | 0
F2_Commercial_Lodging_Existing_Miscellaneous_Natural Gas_Pool Heater_E1 | F2 | Commercial | Lodging | Existing | Miscellaneous | Natural Gas | Pool Heater | E1 | TRC BC Ratio | 0.9 | 0.9 | 0.9 | 0.9 | 0.9 | 0.9 | 0.9 | 0.9 | 0.9 | 0.9 | 0.9 | 0.9 | 0.9 | 0.9 | 0.9 | 0.9 | 0.9 | 0.9 | 0.9 | 0.9 | 0.9 | 0.9 | 0 | 0 | 0 | 0 | 0 | 0 | 0 | 0
F2_Commercial_Lodging_Existing_Miscellaneous_Natural Gas_Pool Heater_E2 | F2 | Commercial | Lodging | Existing | Miscellaneous | Natural Gas | Pool Heater | E2 | TRC BC Ratio | 0.5239 | 0.52164 | 0.52208 | 0.52981 | 0.54312 | 0.56021 | 0.57494 | 0.58666 | 0.59726 | 0.60773 | 0.61914 | 0.63073 | 0.64215 | 0.65494 | 0.66711 | 0.67867 | 0.69034 | 0.7008 | 0.70989 | 0.71743 | 0.72449 | 0.73101 | 0 | 0 | 0 | 0 | 0 | 0 | 0 | 0
F2_Commercial_Lodging_Existing_Miscellaneous_Natural Gas_Pool Heater_E3 | F2 | Commercial | Lodging | Existing | Miscellaneous | Natural Gas | Pool Heater | E3 | TRC BC Ratio | 0 | 0 | 0 | 0 | 0 | 0 | 0 | 0 | 0 | 0 | 0 | 0 | 0 | 0 | 0 | 0 | 0 | 0 | 0 | 0 | 0 | 0 | 0 | 0 | 0 | 0 | 0 | 0 | 0 | 0
F2_Commercial_Lodging_Existing_Miscellaneous_Natural Gas_Pool Heater_E4 | F2 | Commercial | Lodging | Existing | Miscellaneous | Natural Gas | Pool Heater | E4 | TRC BC Ratio | 0 | 0 | 0 | 0 | 0 | 0 | 0 | 0 | 0 | 0 | 0 | 0 | 0 | 0 | 0 | 0 | 0 | 0 | 0 | 0 | 0 | 0 | 0 | 0 | 0 | 0 | 0 | 0 | 0 | 0
F2_Commercial_Lodging_Existing_Miscellaneous_Natural Gas_Pool Heater_E5 | F2 | Commercial | Lodging | Existing | Miscellaneous | Natural Gas | Pool Heater | E5 | TRC BC Ratio | 0 | 0 | 0 | 0 | 0 | 0 | 0 | 0 | 0 | 0 | 0 | 0 | 0 | 0 | 0 | 0 | 0 | 0 | 0 | 0 | 0 | 0 | 0 | 0 | 0 | 0 | 0 | 0 | 0 | 0
F2_Commercial_Lodging_Existing_Miscellaneous_Natural Gas_Pool Heater_E6 | F2 | Commercial | Lodging | Existing | Miscellaneous | Natural Gas | Pool Heater | E6 | TRC BC Ratio | 0 | 0 | 0 | 0 | 0 | 0 | 0 | 0 | 0 | 0 | 0 | 0 | 0 | 0 | 0 | 0 | 0 | 0 | 0 | 0 | 0 | 0 | 0 | 0 | 0 | 0 | 0 | 0 | 0 | 0
F2_Commercial_Lodging_Existing_Miscellaneous_Natural Gas_Pool Heater_E7 | F2 | Commercial | Lodging | Existing | Miscellaneous | Natural Gas | Pool Heater | E7 | TRC BC Ratio | 0 | 0 | 0 | 0 | 0 | 0 | 0 | 0 | 0 | 0 | 0 | 0 | 0 | 0 | 0 | 0 | 0 | 0 | 0 | 0 | 0 | 0 | 0 | 0 | 0 | 0 | 0 | 0 | 0 | 0
F2_Commercial_Lodging_Existing_Miscellaneous_Natural Gas_Pool Heater_E8 | F2 | Commercial | Lodging | Existing | Miscellaneous | Natural Gas | Pool Heater | E8 | TRC BC Ratio | 0 | 0 | 0 | 0 | 0 | 0 | 0 | 0 | 0 | 0 | 0 | 0 | 0 | 0 | 0 | 0 | 0 | 0 | 0 | 0 | 0 | 0 | 0 | 0 | 0 | 0 | 0 | 0 | 0 | 0
F2_Commercial_Lodging_Existing_Miscellaneous_Natural Gas_Pool Heater_E9 | F2 | Commercial | Lodging | Existing | Miscellaneous | Natural Gas | Pool Heater | E9 | TRC BC Ratio | 0 | 0 | 0 | 0 | 0 | 0 | 0 | 0 | 0 | 0 | 0 | 0 | 0 | 0 | 0 | 0 | 0 | 0 | 0 | 0 | 0 | 0 | 0 | 0 | 0 | 0 | 0 | 0 | 0 | 0
F2_Commercial_Lodging_Existing_Miscellaneous_Natural Gas_Pool Heater_E10 | F2 | Commercial | Lodging | Existing | Miscellaneous | Natural Gas | Pool Heater | E10 | TRC BC Ratio | 0 | 0 | 0 | 0 | 0 | 0 | 0 | 0 | 0 | 0 | 0 | 0 | 0 | 0 | 0 | 0 | 0 | 0 | 0 | 0 | 0 | 0 | 0 | 0 | 0 | 0 | 0 | 0 | 0 | 0
F3_Commercial_Lodging_Existing_Miscellaneous_Natural Gas_Pool Heater_E1 | F3 | Commercial | Lodging | Existing | Miscellaneous | Natural Gas | Pool Heater | E1 | PACT BC Ratio | 0.9 | 0.9 | 0.9 | 0.9 | 0.9 | 0.9 | 0.9 | 0.9 | 0.9 | 0.9 | 0.9 | 0.9 | 0.9 | 0.9 | 0.9 | 0.9 | 0.9 | 0.9 | 0.9 | 0.9 | 0.9 | 0.9 | 0 | 0 | 0 | 0 | 0 | 0 | 0 | 0
F3_Commercial_Lodging_Existing_Miscellaneous_Natural Gas_Pool Heater_E2 | F3 | Commercial | Lodging | Existing | Miscellaneous | Natural Gas | Pool Heater | E2 | PACT BC Ratio | 0.73673 | 0.73355 | 0.73416 | 0.74503 | 0.76375 | 0.78778 | 0.8085 | 0.82498 | 0.83988 | 0.8546 | 0.87065 | 0.88694 | 0.903 | 0.921 | 0.93811 | 0.95437 | 0.97078 | 0.98549 | 0.99827 | 1.0089 | 1.0188 | 1.028 | 0 | 0 | 0 | 0 | 0 | 0 | 0 | 0
F3_Commercial_Lodging_Existing_Miscellaneous_Natural Gas_Pool Heater_E3 | F3 | Commercial | Lodging | Existing | Miscellaneous | Natural Gas | Pool Heater | E3 | PACT BC Ratio | 0 | 0 | 0 | 0 | 0 | 0 | 0 | 0 | 0 | 0 | 0 | 0 | 0 | 0 | 0 | 0 | 0 | 0 | 0 | 0 | 0 | 0 | 0 | 0 | 0 | 0 | 0 | 0 | 0 | 0
F3_Commercial_Lodging_Existing_Miscellaneous_Natural Gas_Pool Heater_E4 | F3 | Commercial | Lodging | Existing | Miscellaneous | Natural Gas | Pool Heater | E4 | PACT BC Ratio | 0 | 0 | 0 | 0 | 0 | 0 | 0 | 0 | 0 | 0 | 0 | 0 | 0 | 0 | 0 | 0 | 0 | 0 | 0 | 0 | 0 | 0 | 0 | 0 | 0 | 0 | 0 | 0 | 0 | 0
F3_Commercial_Lodging_Existing_Miscellaneous_Natural Gas_Pool Heater_E5 | F3 | Commercial | Lodging | Existing | Miscellaneous | Natural Gas | Pool Heater | E5 | PACT BC Ratio | 0 | 0 | 0 | 0 | 0 | 0 | 0 | 0 | 0 | 0 | 0 | 0 | 0 | 0 | 0 | 0 | 0 | 0 | 0 | 0 | 0 | 0 | 0 | 0 | 0 | 0 | 0 | 0 | 0 | 0
F3_Commercial_Lodging_Existing_Miscellaneous_Natural Gas_Pool Heater_E6 | F3 | Commercial | Lodging | Existing | Miscellaneous | Natural Gas | Pool Heater | E6 | PACT BC Ratio | 0 | 0 | 0 | 0 | 0 | 0 | 0 | 0 | 0 | 0 | 0 | 0 | 0 | 0 | 0 | 0 | 0 | 0 | 0 | 0 | 0 | 0 | 0 | 0 | 0 | 0 | 0 | 0 | 0 | 0
F3_Commercial_Lodging_Existing_Miscellaneous_Natural Gas_Pool Heater_E7 | F3 | Commercial | Lodging | Existing | Miscellaneous | Natural Gas | Pool Heater | E7 | PACT BC Ratio | 0 | 0 | 0 | 0 | 0 | 0 | 0 | 0 | 0 | 0 | 0 | 0 | 0 | 0 | 0 | 0 | 0 | 0 | 0 | 0 | 0 | 0 | 0 | 0 | 0 | 0 | 0 | 0 | 0 | 0
F3_Commercial_Lodging_Existing_Miscellaneous_Natural Gas_Pool Heater_E8 | F3 | Commercial | Lodging | Existing | Miscellaneous | Natural Gas | Pool Heater | E8 | PACT BC Ratio | 0 | 0 | 0 | 0 | 0 | 0 | 0 | 0 | 0 | 0 | 0 | 0 | 0 | 0 | 0 | 0 | 0 | 0 | 0 | 0 | 0 | 0 | 0 | 0 | 0 | 0 | 0 | 0 | 0 | 0
F3_Commercial_Lodging_Existing_Miscellaneous_Natural Gas_Pool Heater_E9 | F3 | Commercial | Lodging | Existing | Miscellaneous | Natural Gas | Pool Heater | E9 | PACT BC Ratio | 0 | 0 | 0 | 0 | 0 | 0 | 0 | 0 | 0 | 0 | 0 | 0 | 0 | 0 | 0 | 0 | 0 | 0 | 0 | 0 | 0 | 0 | 0 | 0 | 0 | 0 | 0 | 0 | 0 | 0
F3_Commercial_Lodging_Existing_Miscellaneous_Natural Gas_Pool Heater_E10 | F3 | Commercial | Lodging | Existing | Miscellaneous | Natural Gas | Pool Heater | E10 | PACT BC Ratio | 0 | 0 | 0 | 0 | 0 | 0 | 0 | 0 | 0 | 0 | 0 | 0 | 0 | 0 | 0 | 0 | 0 | 0 | 0 | 0 | 0 | 0 | 0 | 0 | 0 | 0 | 0 | 0 | 0 | 0
F4_Commercial_Lodging_Existing_Miscellaneous_Natural Gas_Pool Heater_E1 | F4 | Commercial | Lodging | Existing | Miscellaneous | Natural Gas | Pool Heater | E1 | PCT BC Ratio | 0.9 | 0.9 | 0.9 | 0.9 | 0.9 | 0.9 | 0.9 | 0.9 | 0.9 | 0.9 | 0.9 | 0.9 | 0.9 | 0.9 | 0.9 | 0.9 | 0.9 | 0.9 | 0.9 | 0.9 | 0.9 | 0.9 | 0 | 0 | 0 | 0 | 0 | 0 | 0 | 0
F4_Commercial_Lodging_Existing_Miscellaneous_Natural Gas_Pool Heater_E2 | F4 | Commercial | Lodging | Existing | Miscellaneous | Natural Gas | Pool Heater | E2 | PCT BC Ratio | 1.5399 | 1.5356 | 1.5364 | 1.5512 | 1.5766 | 1.6092 | 1.6373 | 1.6597 | 1.6799 | 1.6999 | 1.7217 | 1.7439 | 1.7657 | 1.7901 | 1.8133 | 1.8354 | 1.8577 | 1.8776 | 1.895 | 1.9094 | 1.9229 | 1.9353 | 0 | 0 | 0 | 0 | 0 | 0 | 0 | 0
F4_Commercial_Lodging_Existing_Miscellaneous_Natural Gas_Pool Heater_E3 | F4 | Commercial | Lodging | Existing | Miscellaneous | Natural Gas | Pool Heater | E3 | PCT BC Ratio | 0 | 0 | 0 | 0 | 0 | 0 | 0 | 0 | 0 | 0 | 0 | 0 | 0 | 0 | 0 | 0 | 0 | 0 | 0 | 0 | 0 | 0 | 0 | 0 | 0 | 0 | 0 | 0 | 0 | 0
F4_Commercial_Lodging_Existing_Miscellaneous_Natural Gas_Pool Heater_E4 | F4 | Commercial | Lodging | Existing | Miscellaneous | Natural Gas | Pool Heater | E4 | PCT BC Ratio | 0 | 0 | 0 | 0 | 0 | 0 | 0 | 0 | 0 | 0 | 0 | 0 | 0 | 0 | 0 | 0 | 0 | 0 | 0 | 0 | 0 | 0 | 0 | 0 | 0 | 0 | 0 | 0 | 0 | 0
F4_Commercial_Lodging_Existing_Miscellaneous_Natural Gas_Pool Heater_E5 | F4 | Commercial | Lodging | Existing | Miscellaneous | Natural Gas | Pool Heater | E5 | PCT BC Ratio | 0 | 0 | 0 | 0 | 0 | 0 | 0 | 0 | 0 | 0 | 0 | 0 | 0 | 0 | 0 | 0 | 0 | 0 | 0 | 0 | 0 | 0 | 0 | 0 | 0 | 0 | 0 | 0 | 0 | 0
F4_Commercial_Lodging_Existing_Miscellaneous_Natural Gas_Pool Heater_E6 | F4 | Commercial | Lodging | Existing | Miscellaneous | Natural Gas | Pool Heater | E6 | PCT BC Ratio | 0 | 0 | 0 | 0 | 0 | 0 | 0 | 0 | 0 | 0 | 0 | 0 | 0 | 0 | 0 | 0 | 0 | 0 | 0 | 0 | 0 | 0 | 0 | 0 | 0 | 0 | 0 | 0 | 0 | 0
F4_Commercial_Lodging_Existing_Miscellaneous_Natural Gas_Pool Heater_E7 | F4 | Commercial | Lodging | Existing | Miscellaneous | Natural Gas | Pool Heater | E7 | PCT BC Ratio | 0 | 0 | 0 | 0 | 0 | 0 | 0 | 0 | 0 | 0 | 0 | 0 | 0 | 0 | 0 | 0 | 0 | 0 | 0 | 0 | 0 | 0 | 0 | 0 | 0 | 0 | 0 | 0 | 0 | 0
F4_Commercial_Lodging_Existing_Miscellaneous_Natural Gas_Pool Heater_E8 | F4 | Commercial | Lodging | Existing | Miscellaneous | Natural Gas | Pool Heater | E8 | PCT BC Ratio | 0 | 0 | 0 | 0 | 0 | 0 | 0 | 0 | 0 | 0 | 0 | 0 | 0 | 0 | 0 | 0 | 0 | 0 | 0 | 0 | 0 | 0 | 0 | 0 | 0 | 0 | 0 | 0 | 0 | 0
F4_Commercial_Lodging_Existing_Miscellaneous_Natural Gas_Pool Heater_E9 | F4 | Commercial | Lodging | Existing | Miscellaneous | Natural Gas | Pool Heater | E9 | PCT BC Ratio | 0 | 0 | 0 | 0 | 0 | 0 | 0 | 0 | 0 | 0 | 0 | 0 | 0 | 0 | 0 | 0 | 0 | 0 | 0 | 0 | 0 | 0 | 0 | 0 | 0 | 0 | 0 | 0 | 0 | 0
F4_Commercial_Lodging_Existing_Miscellaneous_Natural Gas_Pool Heater_E10 | F4 | Commercial | Lodging | Existing | Miscellaneous | Natural Gas | Pool Heater | E10 | PCT BC Ratio | 0 | 0 | 0 | 0 | 0 | 0 | 0 | 0 | 0 | 0 | 0 | 0 | 0 | 0 | 0 | 0 | 0 | 0 | 0 | 0 | 0 | 0 | 0 | 0 | 0 | 0 | 0 | 0 | 0 | 0
F5_Commercial_Lodging_Existing_Miscellaneous_Natural Gas_Pool Heater_E1 | F5 | Commercial | Lodging | Existing | Miscellaneous | Natural Gas | Pool Heater | E1 | RIM BC Ratio | 0.9 | 0.9 | 0.9 | 0.9 | 0.9 | 0.9 | 0.9 | 0.9 | 0.9 | 0.9 | 0.9 | 0.9 | 0.9 | 0.9 | 0.9 | 0.9 | 0.9 | 0.9 | 0.9 | 0.9 | 0.9 | 0.9 | 0 | 0 | 0 | 0 | 0 | 0 | 0 | 0
F5_Commercial_Lodging_Existing_Miscellaneous_Natural Gas_Pool Heater_E2 | F5 | Commercial | Lodging | Existing | Miscellaneous | Natural Gas | Pool Heater | E2 | RIM BC Ratio | 0.39133 | 0.39043 | 0.3906 | 0.39366 | 0.39882 | 0.40528 | 0.41069 | 0.4149 | 0.41863 | 0.42226 | 0.42614 | 0.43001 | 0.43375 | 0.43786 | 0.44169 | 0.44526 | 0.4488 | 0.45192 | 0.45459 | 0.45677 | 0.4588 | 0.46065 | 0 | 0 | 0 | 0 | 0 | 0 | 0 | 0
F5_Commercial_Lodging_Existing_Miscellaneous_Natural Gas_Pool Heater_E3 | F5 | Commercial | Lodging | Existing | Miscellaneous | Natural Gas | Pool Heater | E3 | RIM BC Ratio | 0 | 0 | 0 | 0 | 0 | 0 | 0 | 0 | 0 | 0 | 0 | 0 | 0 | 0 | 0 | 0 | 0 | 0 | 0 | 0 | 0 | 0 | 0 | 0 | 0 | 0 | 0 | 0 | 0 | 0
F5_Commercial_Lodging_Existing_Miscellaneous_Natural Gas_Pool Heater_E4 | F5 | Commercial | Lodging | Existing | Miscellaneous | Natural Gas | Pool Heater | E4 | RIM BC Ratio | 0 | 0 | 0 | 0 | 0 | 0 | 0 | 0 | 0 | 0 | 0 | 0 | 0 | 0 | 0 | 0 | 0 | 0 | 0 | 0 | 0 | 0 | 0 | 0 | 0 | 0 | 0 | 0 | 0 | 0
F5_Commercial_Lodging_Existing_Miscellaneous_Natural Gas_Pool Heater_E5 | F5 | Commercial | Lodging | Existing | Miscellaneous | Natural Gas | Pool Heater | E5 | RIM BC Ratio | 0 | 0 | 0 | 0 | 0 | 0 | 0 | 0 | 0 | 0 | 0 | 0 | 0 | 0 | 0 | 0 | 0 | 0 | 0 | 0 | 0 | 0 | 0 | 0 | 0 | 0 | 0 | 0 | 0 | 0
F5_Commercial_Lodging_Existing_Miscellaneous_Natural Gas_Pool Heater_E6 | F5 | Commercial | Lodging | Existing | Miscellaneous | Natural Gas | Pool Heater | E6 | RIM BC Ratio | 0 | 0 | 0 | 0 | 0 | 0 | 0 | 0 | 0 | 0 | 0 | 0 | 0 | 0 | 0 | 0 | 0 | 0 | 0 | 0 | 0 | 0 | 0 | 0 | 0 | 0 | 0 | 0 | 0 | 0
F5_Commercial_Lodging_Existing_Miscellaneous_Natural Gas_Pool Heater_E7 | F5 | Commercial | Lodging | Existing | Miscellaneous | Natural Gas | Pool Heater | E7 | RIM BC Ratio | 0 | 0 | 0 | 0 | 0 | 0 | 0 | 0 | 0 | 0 | 0 | 0 | 0 | 0 | 0 | 0 | 0 | 0 | 0 | 0 | 0 | 0 | 0 | 0 | 0 | 0 | 0 | 0 | 0 | 0
F5_Commercial_Lodging_Existing_Miscellaneous_Natural Gas_Pool Heater_E8 | F5 | Commercial | Lodging | Existing | Miscellaneous | Natural Gas | Pool Heater | E8 | RIM BC Ratio | 0 | 0 | 0 | 0 | 0 | 0 | 0 | 0 | 0 | 0 | 0 | 0 | 0 | 0 | 0 | 0 | 0 | 0 | 0 | 0 | 0 | 0 | 0 | 0 | 0 | 0 | 0 | 0 | 0 | 0
F5_Commercial_Lodging_Existing_Miscellaneous_Natural Gas_Pool Heater_E9 | F5 | Commercial | Lodging | Existing | Miscellaneous | Natural Gas | Pool Heater | E9 | RIM BC Ratio | 0 | 0 | 0 | 0 | 0 | 0 | 0 | 0 | 0 | 0 | 0 | 0 | 0 | 0 | 0 | 0 | 0 | 0 | 0 | 0 | 0 | 0 | 0 | 0 | 0 | 0 | 0 | 0 | 0 | 0
F5_Commercial_Lodging_Existing_Miscellaneous_Natural Gas_Pool Heater_E10 | F5 | Commercial | Lodging | Existing | Miscellaneous | Natural Gas | Pool Heater | E10 | RIM BC Ratio | 0 | 0 | 0 | 0 | 0 | 0 | 0 | 0 | 0 | 0 | 0 | 0 | 0 | 0 | 0 | 0 | 0 | 0 | 0 | 0 | 0 | 0 | 0 | 0 | 0 | 0 | 0 | 0 | 0 | 0
F0_Commercial_Lodging_Existing_Miscellaneous_Natural Gas_Miscellaneous_E0 | F0 | Commercial | Lodging | Existing | Miscellaneous | Natural Gas | Miscellaneous | E0 | Economic Unit | Miscellaneous | Miscellaneous | Miscellaneous | Miscellaneous | Miscellaneous | Miscellaneous | Miscellaneous | Miscellaneous | Miscellaneous | Miscellaneous | Miscellaneous | Miscellaneous | Miscellaneous | Miscellaneous | Miscellaneous | Miscellaneous | Miscellaneous | Miscellaneous | Miscellaneous | Miscellaneous | Miscellaneous | Miscellaneous | 0 | 0 | 0 | 0 | 0 | 0 | 0 | 0
F1_Commercial_Lodging_Existing_Miscellaneous_Natural Gas_Miscellaneous_E1 | F1 | Commercial | Lodging | Existing | Miscellaneous | Natural Gas | Miscellaneous | E1 | CCE | 0 | 0 | 0 | 0 | 0 | 0 | 0 | 0 | 0 | 0 | 0 | 0 | 0 | 0 | 0 | 0 | 0 | 0 | 0 | 0 | 0 | 0 | 0 | 0 | 0 | 0 | 0 | 0 | 0 | 0
F1_Commercial_Lodging_Existing_Miscellaneous_Natural Gas_Miscellaneous_E2 | F1 | Commercial | Lodging | Existing | Miscellaneous | Natural Gas | Miscellaneous | E2 | CCE | 0 | 0 | 0 | 0 | 0 | 0 | 0 | 0 | 0 | 0 | 0 | 0 | 0 | 0 | 0 | 0 | 0 | 0 | 0 | 0 | 0 | 0 | 0 | 0 | 0 | 0 | 0 | 0 | 0 | 0
F1_Commercial_Lodging_Existing_Miscellaneous_Natural Gas_Miscellaneous_E3 | F1 | Commercial | Lodging | Existing | Miscellaneous | Natural Gas | Miscellaneous | E3 | CCE | 0 | 0 | 0 | 0 | 0 | 0 | 0 | 0 | 0 | 0 | 0 | 0 | 0 | 0 | 0 | 0 | 0 | 0 | 0 | 0 | 0 | 0 | 0 | 0 | 0 | 0 | 0 | 0 | 0 | 0
F1_Commercial_Lodging_Existing_Miscellaneous_Natural Gas_Miscellaneous_E4 | F1 | Commercial | Lodging | Existing | Miscellaneous | Natural Gas | Miscellaneous | E4 | CCE | 0 | 0 | 0 | 0 | 0 | 0 | 0 | 0 | 0 | 0 | 0 | 0 | 0 | 0 | 0 | 0 | 0 | 0 | 0 | 0 | 0 | 0 | 0 | 0 | 0 | 0 | 0 | 0 | 0 | 0
F1_Commercial_Lodging_Existing_Miscellaneous_Natural Gas_Miscellaneous_E5 | F1 | Commercial | Lodging | Existing | Miscellaneous | Natural Gas | Miscellaneous | E5 | CCE | 0 | 0 | 0 | 0 | 0 | 0 | 0 | 0 | 0 | 0 | 0 | 0 | 0 | 0 | 0 | 0 | 0 | 0 | 0 | 0 | 0 | 0 | 0 | 0 | 0 | 0 | 0 | 0 | 0 | 0
F1_Commercial_Lodging_Existing_Miscellaneous_Natural Gas_Miscellaneous_E6 | F1 | Commercial | Lodging | Existing | Miscellaneous | Natural Gas | Miscellaneous | E6 | CCE | 0 | 0 | 0 | 0 | 0 | 0 | 0 | 0 | 0 | 0 | 0 | 0 | 0 | 0 | 0 | 0 | 0 | 0 | 0 | 0 | 0 | 0 | 0 | 0 | 0 | 0 | 0 | 0 | 0 | 0
F1_Commercial_Lodging_Existing_Miscellaneous_Natural Gas_Miscellaneous_E7 | F1 | Commercial | Lodging | Existing | Miscellaneous | Natural Gas | Miscellaneous | E7 | CCE | 0 | 0 | 0 | 0 | 0 | 0 | 0 | 0 | 0 | 0 | 0 | 0 | 0 | 0 | 0 | 0 | 0 | 0 | 0 | 0 | 0 | 0 | 0 | 0 | 0 | 0 | 0 | 0 | 0 | 0
F1_Commercial_Lodging_Existing_Miscellaneous_Natural Gas_Miscellaneous_E8 | F1 | Commercial | Lodging | Existing | Miscellaneous | Natural Gas | Miscellaneous | E8 | CCE | 0 | 0 | 0 | 0 | 0 | 0 | 0 | 0 | 0 | 0 | 0 | 0 | 0 | 0 | 0 | 0 | 0 | 0 | 0 | 0 | 0 | 0 | 0 | 0 | 0 | 0 | 0 | 0 | 0 | 0
F1_Commercial_Lodging_Existing_Miscellaneous_Natural Gas_Miscellaneous_E9 | F1 | Commercial | Lodging | Existing | Miscellaneous | Natural Gas | Miscellaneous | E9 | CCE | 0 | 0 | 0 | 0 | 0 | 0 | 0 | 0 | 0 | 0 | 0 | 0 | 0 | 0 | 0 | 0 | 0 | 0 | 0 | 0 | 0 | 0 | 0 | 0 | 0 | 0 | 0 | 0 | 0 | 0
F1_Commercial_Lodging_Existing_Miscellaneous_Natural Gas_Miscellaneous_E10 | F1 | Commercial | Lodging | Existing | Miscellaneous | Natural Gas | Miscellaneous | E10 | CCE | 0 | 0 | 0 | 0 | 0 | 0 | 0 | 0 | 0 | 0 | 0 | 0 | 0 | 0 | 0 | 0 | 0 | 0 | 0 | 0 | 0 | 0 | 0 | 0 | 0 | 0 | 0 | 0 | 0 | 0
F2_Commercial_Lodging_Existing_Miscellaneous_Natural Gas_Miscellaneous_E1 | F2 | Commercial | Lodging | Existing | Miscellaneous | Natural Gas | Miscellaneous | E1 | TRC BC Ratio | 0.9 | 0.9 | 0.9 | 0.9 | 0.9 | 0.9 | 0.9 | 0.9 | 0.9 | 0.9 | 0.9 | 0.9 | 0.9 | 0.9 | 0.9 | 0.9 | 0.9 | 0.9 | 0.9 | 0.9 | 0.9 | 0.9 | 0 | 0 | 0 | 0 | 0 | 0 | 0 | 0
F2_Commercial_Lodging_Existing_Miscellaneous_Natural Gas_Miscellaneous_E2 | F2 | Commercial | Lodging | Existing | Miscellaneous | Natural Gas | Miscellaneous | E2 | TRC BC Ratio | 0 | 0 | 0 | 0 | 0 | 0 | 0 | 0 | 0 | 0 | 0 | 0 | 0 | 0 | 0 | 0 | 0 | 0 | 0 | 0 | 0 | 0 | 0 | 0 | 0 | 0 | 0 | 0 | 0 | 0
F2_Commercial_Lodging_Existing_Miscellaneous_Natural Gas_Miscellaneous_E3 | F2 | Commercial | Lodging | Existing | Miscellaneous | Natural Gas | Miscellaneous | E3 | TRC BC Ratio | 0 | 0 | 0 | 0 | 0 | 0 | 0 | 0 | 0 | 0 | 0 | 0 | 0 | 0 | 0 | 0 | 0 | 0 | 0 | 0 | 0 | 0 | 0 | 0 | 0 | 0 | 0 | 0 | 0 | 0
F2_Commercial_Lodging_Existing_Miscellaneous_Natural Gas_Miscellaneous_E4 | F2 | Commercial | Lodging | Existing | Miscellaneous | Natural Gas | Miscellaneous | E4 | TRC BC Ratio | 0 | 0 | 0 | 0 | 0 | 0 | 0 | 0 | 0 | 0 | 0 | 0 | 0 | 0 | 0 | 0 | 0 | 0 | 0 | 0 | 0 | 0 | 0 | 0 | 0 | 0 | 0 | 0 | 0 | 0
F2_Commercial_Lodging_Existing_Miscellaneous_Natural Gas_Miscellaneous_E5 | F2 | Commercial | Lodging | Existing | Miscellaneous | Natural Gas | Miscellaneous | E5 | TRC BC Ratio | 0 | 0 | 0 | 0 | 0 | 0 | 0 | 0 | 0 | 0 | 0 | 0 | 0 | 0 | 0 | 0 | 0 | 0 | 0 | 0 | 0 | 0 | 0 | 0 | 0 | 0 | 0 | 0 | 0 | 0
F2_Commercial_Lodging_Existing_Miscellaneous_Natural Gas_Miscellaneous_E6 | F2 | Commercial | Lodging | Existing | Miscellaneous | Natural Gas | Miscellaneous | E6 | TRC BC Ratio | 0 | 0 | 0 | 0 | 0 | 0 | 0 | 0 | 0 | 0 | 0 | 0 | 0 | 0 | 0 | 0 | 0 | 0 | 0 | 0 | 0 | 0 | 0 | 0 | 0 | 0 | 0 | 0 | 0 | 0
F2_Commercial_Lodging_Existing_Miscellaneous_Natural Gas_Miscellaneous_E7 | F2 | Commercial | Lodging | Existing | Miscellaneous | Natural Gas | Miscellaneous | E7 | TRC BC Ratio | 0 | 0 | 0 | 0 | 0 | 0 | 0 | 0 | 0 | 0 | 0 | 0 | 0 | 0 | 0 | 0 | 0 | 0 | 0 | 0 | 0 | 0 | 0 | 0 | 0 | 0 | 0 | 0 | 0 | 0
F2_Commercial_Lodging_Existing_Miscellaneous_Natural Gas_Miscellaneous_E8 | F2 | Commercial | Lodging | Existing | Miscellaneous | Natural Gas | Miscellaneous | E8 | TRC BC Ratio | 0 | 0 | 0 | 0 | 0 | 0 | 0 | 0 | 0 | 0 | 0 | 0 | 0 | 0 | 0 | 0 | 0 | 0 | 0 | 0 | 0 | 0 | 0 | 0 | 0 | 0 | 0 | 0 | 0 | 0
F2_Commercial_Lodging_Existing_Miscellaneous_Natural Gas_Miscellaneous_E9 | F2 | Commercial | Lodging | Existing | Miscellaneous | Natural Gas | Miscellaneous | E9 | TRC BC Ratio | 0 | 0 | 0 | 0 | 0 | 0 | 0 | 0 | 0 | 0 | 0 | 0 | 0 | 0 | 0 | 0 | 0 | 0 | 0 | 0 | 0 | 0 | 0 | 0 | 0 | 0 | 0 | 0 | 0 | 0
F2_Commercial_Lodging_Existing_Miscellaneous_Natural Gas_Miscellaneous_E10 | F2 | Commercial | Lodging | Existing | Miscellaneous | Natural Gas | Miscellaneous | E10 | TRC BC Ratio | 0 | 0 | 0 | 0 | 0 | 0 | 0 | 0 | 0 | 0 | 0 | 0 | 0 | 0 | 0 | 0 | 0 | 0 | 0 | 0 | 0 | 0 | 0 | 0 | 0 | 0 | 0 | 0 | 0 | 0
F3_Commercial_Lodging_Existing_Miscellaneous_Natural Gas_Miscellaneous_E1 | F3 | Commercial | Lodging | Existing | Miscellaneous | Natural Gas | Miscellaneous | E1 | PACT BC Ratio | 0.9 | 0.9 | 0.9 | 0.9 | 0.9 | 0.9 | 0.9 | 0.9 | 0.9 | 0.9 | 0.9 | 0.9 | 0.9 | 0.9 | 0.9 | 0.9 | 0.9 | 0.9 | 0.9 | 0.9 | 0.9 | 0.9 | 0 | 0 | 0 | 0 | 0 | 0 | 0 | 0
F3_Commercial_Lodging_Existing_Miscellaneous_Natural Gas_Miscellaneous_E2 | F3 | Commercial | Lodging | Existing | Miscellaneous | Natural Gas | Miscellaneous | E2 | PACT BC Ratio | 0 | 0 | 0 | 0 | 0 | 0 | 0 | 0 | 0 | 0 | 0 | 0 | 0 | 0 | 0 | 0 | 0 | 0 | 0 | 0 | 0 | 0 | 0 | 0 | 0 | 0 | 0 | 0 | 0 | 0
F3_Commercial_Lodging_Existing_Miscellaneous_Natural Gas_Miscellaneous_E3 | F3 | Commercial | Lodging | Existing | Miscellaneous | Natural Gas | Miscellaneous | E3 | PACT BC Ratio | 0 | 0 | 0 | 0 | 0 | 0 | 0 | 0 | 0 | 0 | 0 | 0 | 0 | 0 | 0 | 0 | 0 | 0 | 0 | 0 | 0 | 0 | 0 | 0 | 0 | 0 | 0 | 0 | 0 | 0
F3_Commercial_Lodging_Existing_Miscellaneous_Natural Gas_Miscellaneous_E4 | F3 | Commercial | Lodging | Existing | Miscellaneous | Natural Gas | Miscellaneous | E4 | PACT BC Ratio | 0 | 0 | 0 | 0 | 0 | 0 | 0 | 0 | 0 | 0 | 0 | 0 | 0 | 0 | 0 | 0 | 0 | 0 | 0 | 0 | 0 | 0 | 0 | 0 | 0 | 0 | 0 | 0 | 0 | 0
F3_Commercial_Lodging_Existing_Miscellaneous_Natural Gas_Miscellaneous_E5 | F3 | Commercial | Lodging | Existing | Miscellaneous | Natural Gas | Miscellaneous | E5 | PACT BC Ratio | 0 | 0 | 0 | 0 | 0 | 0 | 0 | 0 | 0 | 0 | 0 | 0 | 0 | 0 | 0 | 0 | 0 | 0 | 0 | 0 | 0 | 0 | 0 | 0 | 0 | 0 | 0 | 0 | 0 | 0
F3_Commercial_Lodging_Existing_Miscellaneous_Natural Gas_Miscellaneous_E6 | F3 | Commercial | Lodging | Existing | Miscellaneous | Natural Gas | Miscellaneous | E6 | PACT BC Ratio | 0 | 0 | 0 | 0 | 0 | 0 | 0 | 0 | 0 | 0 | 0 | 0 | 0 | 0 | 0 | 0 | 0 | 0 | 0 | 0 | 0 | 0 | 0 | 0 | 0 | 0 | 0 | 0 | 0 | 0
F3_Commercial_Lodging_Existing_Miscellaneous_Natural Gas_Miscellaneous_E7 | F3 | Commercial | Lodging | Existing | Miscellaneous | Natural Gas | Miscellaneous | E7 | PACT BC Ratio | 0 | 0 | 0 | 0 | 0 | 0 | 0 | 0 | 0 | 0 | 0 | 0 | 0 | 0 | 0 | 0 | 0 | 0 | 0 | 0 | 0 | 0 | 0 | 0 | 0 | 0 | 0 | 0 | 0 | 0
F3_Commercial_Lodging_Existing_Miscellaneous_Natural Gas_Miscellaneous_E8 | F3 | Commercial | Lodging | Existing | Miscellaneous | Natural Gas | Miscellaneous | E8 | PACT BC Ratio | 0 | 0 | 0 | 0 | 0 | 0 | 0 | 0 | 0 | 0 | 0 | 0 | 0 | 0 | 0 | 0 | 0 | 0 | 0 | 0 | 0 | 0 | 0 | 0 | 0 | 0 | 0 | 0 | 0 | 0
F3_Commercial_Lodging_Existing_Miscellaneous_Natural Gas_Miscellaneous_E9 | F3 | Commercial | Lodging | Existing | Miscellaneous | Natural Gas | Miscellaneous | E9 | PACT BC Ratio | 0 | 0 | 0 | 0 | 0 | 0 | 0 | 0 | 0 | 0 | 0 | 0 | 0 | 0 | 0 | 0 | 0 | 0 | 0 | 0 | 0 | 0 | 0 | 0 | 0 | 0 | 0 | 0 | 0 | 0
F3_Commercial_Lodging_Existing_Miscellaneous_Natural Gas_Miscellaneous_E10 | F3 | Commercial | Lodging | Existing | Miscellaneous | Natural Gas | Miscellaneous | E10 | PACT BC Ratio | 0 | 0 | 0 | 0 | 0 | 0 | 0 | 0 | 0 | 0 | 0 | 0 | 0 | 0 | 0 | 0 | 0 | 0 | 0 | 0 | 0 | 0 | 0 | 0 | 0 | 0 | 0 | 0 | 0 | 0
F4_Commercial_Lodging_Existing_Miscellaneous_Natural Gas_Miscellaneous_E1 | F4 | Commercial | Lodging | Existing | Miscellaneous | Natural Gas | Miscellaneous | E1 | PCT BC Ratio | 0.9 | 0.9 | 0.9 | 0.9 | 0.9 | 0.9 | 0.9 | 0.9 | 0.9 | 0.9 | 0.9 | 0.9 | 0.9 | 0.9 | 0.9 | 0.9 | 0.9 | 0.9 | 0.9 | 0.9 | 0.9 | 0.9 | 0 | 0 | 0 | 0 | 0 | 0 | 0 | 0
F4_Commercial_Lodging_Existing_Miscellaneous_Natural Gas_Miscellaneous_E2 | F4 | Commercial | Lodging | Existing | Miscellaneous | Natural Gas | Miscellaneous | E2 | PCT BC Ratio | 0 | 0 | 0 | 0 | 0 | 0 | 0 | 0 | 0 | 0 | 0 | 0 | 0 | 0 | 0 | 0 | 0 | 0 | 0 | 0 | 0 | 0 | 0 | 0 | 0 | 0 | 0 | 0 | 0 | 0
F4_Commercial_Lodging_Existing_Miscellaneous_Natural Gas_Miscellaneous_E3 | F4 | Commercial | Lodging | Existing | Miscellaneous | Natural Gas | Miscellaneous | E3 | PCT BC Ratio | 0 | 0 | 0 | 0 | 0 | 0 | 0 | 0 | 0 | 0 | 0 | 0 | 0 | 0 | 0 | 0 | 0 | 0 | 0 | 0 | 0 | 0 | 0 | 0 | 0 | 0 | 0 | 0 | 0 | 0
F4_Commercial_Lodging_Existing_Miscellaneous_Natural Gas_Miscellaneous_E4 | F4 | Commercial | Lodging | Existing | Miscellaneous | Natural Gas | Miscellaneous | E4 | PCT BC Ratio | 0 | 0 | 0 | 0 | 0 | 0 | 0 | 0 | 0 | 0 | 0 | 0 | 0 | 0 | 0 | 0 | 0 | 0 | 0 | 0 | 0 | 0 | 0 | 0 | 0 | 0 | 0 | 0 | 0 | 0
F4_Commercial_Lodging_Existing_Miscellaneous_Natural Gas_Miscellaneous_E5 | F4 | Commercial | Lodging | Existing | Miscellaneous | Natural Gas | Miscellaneous | E5 | PCT BC Ratio | 0 | 0 | 0 | 0 | 0 | 0 | 0 | 0 | 0 | 0 | 0 | 0 | 0 | 0 | 0 | 0 | 0 | 0 | 0 | 0 | 0 | 0 | 0 | 0 | 0 | 0 | 0 | 0 | 0 | 0
F4_Commercial_Lodging_Existing_Miscellaneous_Natural Gas_Miscellaneous_E6 | F4 | Commercial | Lodging | Existing | Miscellaneous | Natural Gas | Miscellaneous | E6 | PCT BC Ratio | 0 | 0 | 0 | 0 | 0 | 0 | 0 | 0 | 0 | 0 | 0 | 0 | 0 | 0 | 0 | 0 | 0 | 0 | 0 | 0 | 0 | 0 | 0 | 0 | 0 | 0 | 0 | 0 | 0 | 0
F4_Commercial_Lodging_Existing_Miscellaneous_Natural Gas_Miscellaneous_E7 | F4 | Commercial | Lodging | Existing | Miscellaneous | Natural Gas | Miscellaneous | E7 | PCT BC Ratio | 0 | 0 | 0 | 0 | 0 | 0 | 0 | 0 | 0 | 0 | 0 | 0 | 0 | 0 | 0 | 0 | 0 | 0 | 0 | 0 | 0 | 0 | 0 | 0 | 0 | 0 | 0 | 0 | 0 | 0
F4_Commercial_Lodging_Existing_Miscellaneous_Natural Gas_Miscellaneous_E8 | F4 | Commercial | Lodging | Existing | Miscellaneous | Natural Gas | Miscellaneous | E8 | PCT BC Ratio | 0 | 0 | 0 | 0 | 0 | 0 | 0 | 0 | 0 | 0 | 0 | 0 | 0 | 0 | 0 | 0 | 0 | 0 | 0 | 0 | 0 | 0 | 0 | 0 | 0 | 0 | 0 | 0 | 0 | 0
F4_Commercial_Lodging_Existing_Miscellaneous_Natural Gas_Miscellaneous_E9 | F4 | Commercial | Lodging | Existing | Miscellaneous | Natural Gas | Miscellaneous | E9 | PCT BC Ratio | 0 | 0 | 0 | 0 | 0 | 0 | 0 | 0 | 0 | 0 | 0 | 0 | 0 | 0 | 0 | 0 | 0 | 0 | 0 | 0 | 0 | 0 | 0 | 0 | 0 | 0 | 0 | 0 | 0 | 0
F4_Commercial_Lodging_Existing_Miscellaneous_Natural Gas_Miscellaneous_E10 | F4 | Commercial | Lodging | Existing | Miscellaneous | Natural Gas | Miscellaneous | E10 | PCT BC Ratio | 0 | 0 | 0 | 0 | 0 | 0 | 0 | 0 | 0 | 0 | 0 | 0 | 0 | 0 | 0 | 0 | 0 | 0 | 0 | 0 | 0 | 0 | 0 | 0 | 0 | 0 | 0 | 0 | 0 | 0
F5_Commercial_Lodging_Existing_Miscellaneous_Natural Gas_Miscellaneous_E1 | F5 | Commercial | Lodging | Existing | Miscellaneous | Natural Gas | Miscellaneous | E1 | RIM BC Ratio | 0.9 | 0.9 | 0.9 | 0.9 | 0.9 | 0.9 | 0.9 | 0.9 | 0.9 | 0.9 | 0.9 | 0.9 | 0.9 | 0.9 | 0.9 | 0.9 | 0.9 | 0.9 | 0.9 | 0.9 | 0.9 | 0.9 | 0 | 0 | 0 | 0 | 0 | 0 | 0 | 0
F5_Commercial_Lodging_Existing_Miscellaneous_Natural Gas_Miscellaneous_E2 | F5 | Commercial | Lodging | Existing | Miscellaneous | Natural Gas | Miscellaneous | E2 | RIM BC Ratio | 0 | 0 | 0 | 0 | 0 | 0 | 0 | 0 | 0 | 0 | 0 | 0 | 0 | 0 | 0 | 0 | 0 | 0 | 0 | 0 | 0 | 0 | 0 | 0 | 0 | 0 | 0 | 0 | 0 | 0
F5_Commercial_Lodging_Existing_Miscellaneous_Natural Gas_Miscellaneous_E3 | F5 | Commercial | Lodging | Existing | Miscellaneous | Natural Gas | Miscellaneous | E3 | RIM BC Ratio | 0 | 0 | 0 | 0 | 0 | 0 | 0 | 0 | 0 | 0 | 0 | 0 | 0 | 0 | 0 | 0 | 0 | 0 | 0 | 0 | 0 | 0 | 0 | 0 | 0 | 0 | 0 | 0 | 0 | 0
F5_Commercial_Lodging_Existing_Miscellaneous_Natural Gas_Miscellaneous_E4 | F5 | Commercial | Lodging | Existing | Miscellaneous | Natural Gas | Miscellaneous | E4 | RIM BC Ratio | 0 | 0 | 0 | 0 | 0 | 0 | 0 | 0 | 0 | 0 | 0 | 0 | 0 | 0 | 0 | 0 | 0 | 0 | 0 | 0 | 0 | 0 | 0 | 0 | 0 | 0 | 0 | 0 | 0 | 0
F5_Commercial_Lodging_Existing_Miscellaneous_Natural Gas_Miscellaneous_E5 | F5 | Commercial | Lodging | Existing | Miscellaneous | Natural Gas | Miscellaneous | E5 | RIM BC Ratio | 0 | 0 | 0 | 0 | 0 | 0 | 0 | 0 | 0 | 0 | 0 | 0 | 0 | 0 | 0 | 0 | 0 | 0 | 0 | 0 | 0 | 0 | 0 | 0 | 0 | 0 | 0 | 0 | 0 | 0
F5_Commercial_Lodging_Existing_Miscellaneous_Natural Gas_Miscellaneous_E6 | F5 | Commercial | Lodging | Existing | Miscellaneous | Natural Gas | Miscellaneous | E6 | RIM BC Ratio | 0 | 0 | 0 | 0 | 0 | 0 | 0 | 0 | 0 | 0 | 0 | 0 | 0 | 0 | 0 | 0 | 0 | 0 | 0 | 0 | 0 | 0 | 0 | 0 | 0 | 0 | 0 | 0 | 0 | 0
F5_Commercial_Lodging_Existing_Miscellaneous_Natural Gas_Miscellaneous_E7 | F5 | Commercial | Lodging | Existing | Miscellaneous | Natural Gas | Miscellaneous | E7 | RIM BC Ratio | 0 | 0 | 0 | 0 | 0 | 0 | 0 | 0 | 0 | 0 | 0 | 0 | 0 | 0 | 0 | 0 | 0 | 0 | 0 | 0 | 0 | 0 | 0 | 0 | 0 | 0 | 0 | 0 | 0 | 0
F5_Commercial_Lodging_Existing_Miscellaneous_Natural Gas_Miscellaneous_E8 | F5 | Commercial | Lodging | Existing | Miscellaneous | Natural Gas | Miscellaneous | E8 | RIM BC Ratio | 0 | 0 | 0 | 0 | 0 | 0 | 0 | 0 | 0 | 0 | 0 | 0 | 0 | 0 | 0 | 0 | 0 | 0 | 0 | 0 | 0 | 0 | 0 | 0 | 0 | 0 | 0 | 0 | 0 | 0
F5_Commercial_Lodging_Existing_Miscellaneous_Natural Gas_Miscellaneous_E9 | F5 | Commercial | Lodging | Existing | Miscellaneous | Natural Gas | Miscellaneous | E9 | RIM BC Ratio | 0 | 0 | 0 | 0 | 0 | 0 | 0 | 0 | 0 | 0 | 0 | 0 | 0 | 0 | 0 | 0 | 0 | 0 | 0 | 0 | 0 | 0 | 0 | 0 | 0 | 0 | 0 | 0 | 0 | 0
F5_Commercial_Lodging_Existing_Miscellaneous_Natural Gas_Miscellaneous_E10 | F5 | Commercial | Lodging | Existing | Miscellaneous | Natural Gas | Miscellaneous | E10 | RIM BC Ratio | 0 | 0 | 0 | 0 | 0 | 0 | 0 | 0 | 0 | 0 | 0 | 0 | 0 | 0 | 0 | 0 | 0 | 0 | 0 | 0 | 0 | 0 | 0 | 0 | 0 | 0 | 0 | 0 | 0 | 0
F0_Commercial_Lodging_New_Space Heating_Natural Gas_Furnace_E0 | F0 | Commercial | Lodging | New | Space Heating | Natural Gas | Furnace | E0 | Economic Unit | AFUE 96% | AFUE 96% | AFUE 96% | AFUE 96% | AFUE 96% | AFUE 96% | AFUE 96% | AFUE 96% | AFUE 96% | AFUE 96% | AFUE 96% | AFUE 96% | AFUE 96% | AFUE 96% | AFUE 96% | AFUE 96% | AFUE 96% | AFUE 96% | AFUE 96% | AFUE 96% | AFUE 96% | AFUE 96% | 0 | 0 | 0 | 0 | 0 | 0 | 0 | 0
F1_Commercial_Lodging_New_Space Heating_Natural Gas_Furnace_E1 | F1 | Commercial | Lodging | New | Space Heating | Natural Gas | Furnace | E1 | CCE | 0 | 0 | 0 | 0 | 0 | 0 | 0 | 0 | 0 | 0 | 0 | 0 | 0 | 0 | 0 | 0 | 0 | 0 | 0 | 0 | 0 | 0 | 0 | 0 | 0 | 0 | 0 | 0 | 0 | 0
F1_Commercial_Lodging_New_Space Heating_Natural Gas_Furnace_E2 | F1 | Commercial | Lodging | New | Space Heating | Natural Gas | Furnace | E2 | CCE | 0.0061706 | 0.0061706 | 0.0064827 | 0.0063841 | 0.0062883 | 0.0061687 | 0.0061519 | 0.0061123 | 0.0060755 | 0.00602 | 0.0060114 | 0.0059838 | 0.0059591 | 0.005912 | 0.0059182 | 0.0059001 | 0.0058824 | 0.0058435 | 0.005855 | 0.0058436 | 0.005835 | 0.0058024 | 0 | 0 | 0 | 0 | 0 | 0 | 0 | 0
F1_Commercial_Lodging_New_Space Heating_Natural Gas_Furnace_E3 | F1 | Commercial | Lodging | New | Space Heating | Natural Gas | Furnace | E3 | CCE | 0.008687 | 0.008687 | 0.0091263 | 0.0089876 | 0.0088527 | 0.0086843 | 0.0086606 | 0.0086049 | 0.0085531 | 0.008475 | 0.0084629 | 0.0084239 | 0.0083892 | 0.0083229 | 0.0083317 | 0.0083062 | 0.0082812 | 0.0082265 | 0.0082426 | 0.0082266 | 0.0082145 | 0.0081686 | 0 | 0 | 0 | 0 | 0 | 0 | 0 | 0
F1_Commercial_Lodging_New_Space Heating_Natural Gas_Furnace_E4 | F1 | Commercial | Lodging | New | Space Heating | Natural Gas | Furnace | E4 | CCE | 0 | 0 | 0 | 0 | 0 | 0 | 0 | 0 | 0 | 0 | 0 | 0 | 0 | 0 | 0 | 0 | 0 | 0 | 0 | 0 | 0 | 0 | 0 | 0 | 0 | 0 | 0 | 0 | 0 | 0
F1_Commercial_Lodging_New_Space Heating_Natural Gas_Furnace_E5 | F1 | Commercial | Lodging | New | Space Heating | Natural Gas | Furnace | E5 | CCE | 0 | 0 | 0 | 0 | 0 | 0 | 0 | 0 | 0 | 0 | 0 | 0 | 0 | 0 | 0 | 0 | 0 | 0 | 0 | 0 | 0 | 0 | 0 | 0 | 0 | 0 | 0 | 0 | 0 | 0
F1_Commercial_Lodging_New_Space Heating_Natural Gas_Furnace_E6 | F1 | Commercial | Lodging | New | Space Heating | Natural Gas | Furnace | E6 | CCE | 0 | 0 | 0 | 0 | 0 | 0 | 0 | 0 | 0 | 0 | 0 | 0 | 0 | 0 | 0 | 0 | 0 | 0 | 0 | 0 | 0 | 0 | 0 | 0 | 0 | 0 | 0 | 0 | 0 | 0
F1_Commercial_Lodging_New_Space Heating_Natural Gas_Furnace_E7 | F1 | Commercial | Lodging | New | Space Heating | Natural Gas | Furnace | E7 | CCE | 0 | 0 | 0 | 0 | 0 | 0 | 0 | 0 | 0 | 0 | 0 | 0 | 0 | 0 | 0 | 0 | 0 | 0 | 0 | 0 | 0 | 0 | 0 | 0 | 0 | 0 | 0 | 0 | 0 | 0
F1_Commercial_Lodging_New_Space Heating_Natural Gas_Furnace_E8 | F1 | Commercial | Lodging | New | Space Heating | Natural Gas | Furnace | E8 | CCE | 0 | 0 | 0 | 0 | 0 | 0 | 0 | 0 | 0 | 0 | 0 | 0 | 0 | 0 | 0 | 0 | 0 | 0 | 0 | 0 | 0 | 0 | 0 | 0 | 0 | 0 | 0 | 0 | 0 | 0
F1_Commercial_Lodging_New_Space Heating_Natural Gas_Furnace_E9 | F1 | Commercial | Lodging | New | Space Heating | Natural Gas | Furnace | E9 | CCE | 0 | 0 | 0 | 0 | 0 | 0 | 0 | 0 | 0 | 0 | 0 | 0 | 0 | 0 | 0 | 0 | 0 | 0 | 0 | 0 | 0 | 0 | 0 | 0 | 0 | 0 | 0 | 0 | 0 | 0
F1_Commercial_Lodging_New_Space Heating_Natural Gas_Furnace_E10 | F1 | Commercial | Lodging | New | Space Heating | Natural Gas | Furnace | E10 | CCE | 0 | 0 | 0 | 0 | 0 | 0 | 0 | 0 | 0 | 0 | 0 | 0 | 0 | 0 | 0 | 0 | 0 | 0 | 0 | 0 | 0 | 0 | 0 | 0 | 0 | 0 | 0 | 0 | 0 | 0
F2_Commercial_Lodging_New_Space Heating_Natural Gas_Furnace_E1 | F2 | Commercial | Lodging | New | Space Heating | Natural Gas | Furnace | E1 | TRC BC Ratio | 0.9 | 0.9 | 0.9 | 0.9 | 0.9 | 0.9 | 0.9 | 0.9 | 0.9 | 0.9 | 0.9 | 0.9 | 0.9 | 0.9 | 0.9 | 0.9 | 0.9 | 0.9 | 0.9 | 0.9 | 0.9 | 0.9 | 0 | 0 | 0 | 0 | 0 | 0 | 0 | 0
F2_Commercial_Lodging_New_Space Heating_Natural Gas_Furnace_E2 | F2 | Commercial | Lodging | New | Space Heating | Natural Gas | Furnace | E2 | TRC BC Ratio | 1.56 | 1.5786 | 1.5986 | 1.6247 | 1.6556 | 1.6901 | 1.7226 | 1.7526 | 1.782 | 1.8117 | 1.8426 | 1.8741 | 1.9058 | 1.9389 | 1.9715 | 2.0049 | 2.0398 | 2.0751 | 2.1109 | 2.1472 | 2.1835 | 2.2197 | 0 | 0 | 0 | 0 | 0 | 0 | 0 | 0
F2_Commercial_Lodging_New_Space Heating_Natural Gas_Furnace_E3 | F2 | Commercial | Lodging | New | Space Heating | Natural Gas | Furnace | E3 | TRC BC Ratio | 1.1081 | 1.1213 | 1.1356 | 1.1541 | 1.1761 | 1.2006 | 1.2236 | 1.2449 | 1.2658 | 1.2869 | 1.3089 | 1.3312 | 1.3538 | 1.3772 | 1.4004 | 1.4241 | 1.4489 | 1.474 | 1.4995 | 1.5252 | 1.551 | 1.5767 | 0 | 0 | 0 | 0 | 0 | 0 | 0 | 0
F2_Commercial_Lodging_New_Space Heating_Natural Gas_Furnace_E4 | F2 | Commercial | Lodging | New | Space Heating | Natural Gas | Furnace | E4 | TRC BC Ratio | 0 | 0 | 0 | 0 | 0 | 0 | 0 | 0 | 0 | 0 | 0 | 0 | 0 | 0 | 0 | 0 | 0 | 0 | 0 | 0 | 0 | 0 | 0 | 0 | 0 | 0 | 0 | 0 | 0 | 0
F2_Commercial_Lodging_New_Space Heating_Natural Gas_Furnace_E5 | F2 | Commercial | Lodging | New | Space Heating | Natural Gas | Furnace | E5 | TRC BC Ratio | 0 | 0 | 0 | 0 | 0 | 0 | 0 | 0 | 0 | 0 | 0 | 0 | 0 | 0 | 0 | 0 | 0 | 0 | 0 | 0 | 0 | 0 | 0 | 0 | 0 | 0 | 0 | 0 | 0 | 0
F2_Commercial_Lodging_New_Space Heating_Natural Gas_Furnace_E6 | F2 | Commercial | Lodging | New | Space Heating | Natural Gas | Furnace | E6 | TRC BC Ratio | 0 | 0 | 0 | 0 | 0 | 0 | 0 | 0 | 0 | 0 | 0 | 0 | 0 | 0 | 0 | 0 | 0 | 0 | 0 | 0 | 0 | 0 | 0 | 0 | 0 | 0 | 0 | 0 | 0 | 0
F2_Commercial_Lodging_New_Space Heating_Natural Gas_Furnace_E7 | F2 | Commercial | Lodging | New | Space Heating | Natural Gas | Furnace | E7 | TRC BC Ratio | 0 | 0 | 0 | 0 | 0 | 0 | 0 | 0 | 0 | 0 | 0 | 0 | 0 | 0 | 0 | 0 | 0 | 0 | 0 | 0 | 0 | 0 | 0 | 0 | 0 | 0 | 0 | 0 | 0 | 0
F2_Commercial_Lodging_New_Space Heating_Natural Gas_Furnace_E8 | F2 | Commercial | Lodging | New | Space Heating | Natural Gas | Furnace | E8 | TRC BC Ratio | 0 | 0 | 0 | 0 | 0 | 0 | 0 | 0 | 0 | 0 | 0 | 0 | 0 | 0 | 0 | 0 | 0 | 0 | 0 | 0 | 0 | 0 | 0 | 0 | 0 | 0 | 0 | 0 | 0 | 0
F2_Commercial_Lodging_New_Space Heating_Natural Gas_Furnace_E9 | F2 | Commercial | Lodging | New | Space Heating | Natural Gas | Furnace | E9 | TRC BC Ratio | 0 | 0 | 0 | 0 | 0 | 0 | 0 | 0 | 0 | 0 | 0 | 0 | 0 | 0 | 0 | 0 | 0 | 0 | 0 | 0 | 0 | 0 | 0 | 0 | 0 | 0 | 0 | 0 | 0 | 0
F2_Commercial_Lodging_New_Space Heating_Natural Gas_Furnace_E10 | F2 | Commercial | Lodging | New | Space Heating | Natural Gas | Furnace | E10 | TRC BC Ratio | 0 | 0 | 0 | 0 | 0 | 0 | 0 | 0 | 0 | 0 | 0 | 0 | 0 | 0 | 0 | 0 | 0 | 0 | 0 | 0 | 0 | 0 | 0 | 0 | 0 | 0 | 0 | 0 | 0 | 0
F3_Commercial_Lodging_New_Space Heating_Natural Gas_Furnace_E1 | F3 | Commercial | Lodging | New | Space Heating | Natural Gas | Furnace | E1 | PACT BC Ratio | 0.9 | 0.9 | 0.9 | 0.9 | 0.9 | 0.9 | 0.9 | 0.9 | 0.9 | 0.9 | 0.9 | 0.9 | 0.9 | 0.9 | 0.9 | 0.9 | 0.9 | 0.9 | 0.9 | 0.9 | 0.9 | 0.9 | 0 | 0 | 0 | 0 | 0 | 0 | 0 | 0
F3_Commercial_Lodging_New_Space Heating_Natural Gas_Furnace_E2 | F3 | Commercial | Lodging | New | Space Heating | Natural Gas | Furnace | E2 | PACT BC Ratio | 4.5017 | 4.5553 | 4.6132 | 4.6884 | 4.7777 | 4.8773 | 4.9709 | 5.0575 | 5.1423 | 5.2281 | 5.3173 | 5.4082 | 5.4996 | 5.5951 | 5.6892 | 5.7856 | 5.8862 | 5.9881 | 6.0915 | 6.1962 | 6.301 | 6.4054 | 0 | 0 | 0 | 0 | 0 | 0 | 0 | 0
F3_Commercial_Lodging_New_Space Heating_Natural Gas_Furnace_E3 | F3 | Commercial | Lodging | New | Space Heating | Natural Gas | Furnace | E3 | PACT BC Ratio | 3.1977 | 3.2358 | 3.2769 | 3.3303 | 3.3938 | 3.4645 | 3.5309 | 3.5925 | 3.6527 | 3.7137 | 3.777 | 3.8416 | 3.9066 | 3.9743 | 4.0412 | 4.1097 | 4.1811 | 4.2536 | 4.327 | 4.4013 | 4.4758 | 4.55 | 0 | 0 | 0 | 0 | 0 | 0 | 0 | 0
F3_Commercial_Lodging_New_Space Heating_Natural Gas_Furnace_E4 | F3 | Commercial | Lodging | New | Space Heating | Natural Gas | Furnace | E4 | PACT BC Ratio | 0 | 0 | 0 | 0 | 0 | 0 | 0 | 0 | 0 | 0 | 0 | 0 | 0 | 0 | 0 | 0 | 0 | 0 | 0 | 0 | 0 | 0 | 0 | 0 | 0 | 0 | 0 | 0 | 0 | 0
F3_Commercial_Lodging_New_Space Heating_Natural Gas_Furnace_E5 | F3 | Commercial | Lodging | New | Space Heating | Natural Gas | Furnace | E5 | PACT BC Ratio | 0 | 0 | 0 | 0 | 0 | 0 | 0 | 0 | 0 | 0 | 0 | 0 | 0 | 0 | 0 | 0 | 0 | 0 | 0 | 0 | 0 | 0 | 0 | 0 | 0 | 0 | 0 | 0 | 0 | 0
F3_Commercial_Lodging_New_Space Heating_Natural Gas_Furnace_E6 | F3 | Commercial | Lodging | New | Space Heating | Natural Gas | Furnace | E6 | PACT BC Ratio | 0 | 0 | 0 | 0 | 0 | 0 | 0 | 0 | 0 | 0 | 0 | 0 | 0 | 0 | 0 | 0 | 0 | 0 | 0 | 0 | 0 | 0 | 0 | 0 | 0 | 0 | 0 | 0 | 0 | 0
F3_Commercial_Lodging_New_Space Heating_Natural Gas_Furnace_E7 | F3 | Commercial | Lodging | New | Space Heating | Natural Gas | Furnace | E7 | PACT BC Ratio | 0 | 0 | 0 | 0 | 0 | 0 | 0 | 0 | 0 | 0 | 0 | 0 | 0 | 0 | 0 | 0 | 0 | 0 | 0 | 0 | 0 | 0 | 0 | 0 | 0 | 0 | 0 | 0 | 0 | 0
F3_Commercial_Lodging_New_Space Heating_Natural Gas_Furnace_E8 | F3 | Commercial | Lodging | New | Space Heating | Natural Gas | Furnace | E8 | PACT BC Ratio | 0 | 0 | 0 | 0 | 0 | 0 | 0 | 0 | 0 | 0 | 0 | 0 | 0 | 0 | 0 | 0 | 0 | 0 | 0 | 0 | 0 | 0 | 0 | 0 | 0 | 0 | 0 | 0 | 0 | 0
F3_Commercial_Lodging_New_Space Heating_Natural Gas_Furnace_E9 | F3 | Commercial | Lodging | New | Space Heating | Natural Gas | Furnace | E9 | PACT BC Ratio | 0 | 0 | 0 | 0 | 0 | 0 | 0 | 0 | 0 | 0 | 0 | 0 | 0 | 0 | 0 | 0 | 0 | 0 | 0 | 0 | 0 | 0 | 0 | 0 | 0 | 0 | 0 | 0 | 0 | 0
F3_Commercial_Lodging_New_Space Heating_Natural Gas_Furnace_E10 | F3 | Commercial | Lodging | New | Space Heating | Natural Gas | Furnace | E10 | PACT BC Ratio | 0 | 0 | 0 | 0 | 0 | 0 | 0 | 0 | 0 | 0 | 0 | 0 | 0 | 0 | 0 | 0 | 0 | 0 | 0 | 0 | 0 | 0 | 0 | 0 | 0 | 0 | 0 | 0 | 0 | 0
F4_Commercial_Lodging_New_Space Heating_Natural Gas_Furnace_E1 | F4 | Commercial | Lodging | New | Space Heating | Natural Gas | Furnace | E1 | PCT BC Ratio | 0.9 | 0.9 | 0.9 | 0.9 | 0.9 | 0.9 | 0.9 | 0.9 | 0.9 | 0.9 | 0.9 | 0.9 | 0.9 | 0.9 | 0.9 | 0.9 | 0.9 | 0.9 | 0.9 | 0.9 | 0.9 | 0.9 | 0 | 0 | 0 | 0 | 0 | 0 | 0 | 0
F4_Commercial_Lodging_New_Space Heating_Natural Gas_Furnace_E2 | F4 | Commercial | Lodging | New | Space Heating | Natural Gas | Furnace | E2 | PCT BC Ratio | 2.4851 | 2.5123 | 2.5417 | 2.5798 | 2.6251 | 2.6756 | 2.7231 | 2.767 | 2.81 | 2.8536 | 2.8988 | 2.9449 | 2.9913 | 3.0397 | 3.0875 | 3.1363 | 3.1874 | 3.2391 | 3.2915 | 3.3446 | 3.3978 | 3.4507 | 0 | 0 | 0 | 0 | 0 | 0 | 0 | 0
F4_Commercial_Lodging_New_Space Heating_Natural Gas_Furnace_E3 | F4 | Commercial | Lodging | New | Space Heating | Natural Gas | Furnace | E3 | PCT BC Ratio | 1.8236 | 1.8429 | 1.8638 | 1.8909 | 1.9231 | 1.959 | 1.9927 | 2.0239 | 2.0544 | 2.0854 | 2.1175 | 2.1502 | 2.1832 | 2.2176 | 2.2515 | 2.2862 | 2.3225 | 2.3592 | 2.3965 | 2.4342 | 2.4719 | 2.5096 | 0 | 0 | 0 | 0 | 0 | 0 | 0 | 0
F4_Commercial_Lodging_New_Space Heating_Natural Gas_Furnace_E4 | F4 | Commercial | Lodging | New | Space Heating | Natural Gas | Furnace | E4 | PCT BC Ratio | 0 | 0 | 0 | 0 | 0 | 0 | 0 | 0 | 0 | 0 | 0 | 0 | 0 | 0 | 0 | 0 | 0 | 0 | 0 | 0 | 0 | 0 | 0 | 0 | 0 | 0 | 0 | 0 | 0 | 0
F4_Commercial_Lodging_New_Space Heating_Natural Gas_Furnace_E5 | F4 | Commercial | Lodging | New | Space Heating | Natural Gas | Furnace | E5 | PCT BC Ratio | 0 | 0 | 0 | 0 | 0 | 0 | 0 | 0 | 0 | 0 | 0 | 0 | 0 | 0 | 0 | 0 | 0 | 0 | 0 | 0 | 0 | 0 | 0 | 0 | 0 | 0 | 0 | 0 | 0 | 0
F4_Commercial_Lodging_New_Space Heating_Natural Gas_Furnace_E6 | F4 | Commercial | Lodging | New | Space Heating | Natural Gas | Furnace | E6 | PCT BC Ratio | 0 | 0 | 0 | 0 | 0 | 0 | 0 | 0 | 0 | 0 | 0 | 0 | 0 | 0 | 0 | 0 | 0 | 0 | 0 | 0 | 0 | 0 | 0 | 0 | 0 | 0 | 0 | 0 | 0 | 0
F4_Commercial_Lodging_New_Space Heating_Natural Gas_Furnace_E7 | F4 | Commercial | Lodging | New | Space Heating | Natural Gas | Furnace | E7 | PCT BC Ratio | 0 | 0 | 0 | 0 | 0 | 0 | 0 | 0 | 0 | 0 | 0 | 0 | 0 | 0 | 0 | 0 | 0 | 0 | 0 | 0 | 0 | 0 | 0 | 0 | 0 | 0 | 0 | 0 | 0 | 0
F4_Commercial_Lodging_New_Space Heating_Natural Gas_Furnace_E8 | F4 | Commercial | Lodging | New | Space Heating | Natural Gas | Furnace | E8 | PCT BC Ratio | 0 | 0 | 0 | 0 | 0 | 0 | 0 | 0 | 0 | 0 | 0 | 0 | 0 | 0 | 0 | 0 | 0 | 0 | 0 | 0 | 0 | 0 | 0 | 0 | 0 | 0 | 0 | 0 | 0 | 0
F4_Commercial_Lodging_New_Space Heating_Natural Gas_Furnace_E9 | F4 | Commercial | Lodging | New | Space Heating | Natural Gas | Furnace | E9 | PCT BC Ratio | 0 | 0 | 0 | 0 | 0 | 0 | 0 | 0 | 0 | 0 | 0 | 0 | 0 | 0 | 0 | 0 | 0 | 0 | 0 | 0 | 0 | 0 | 0 | 0 | 0 | 0 | 0 | 0 | 0 | 0
F4_Commercial_Lodging_New_Space Heating_Natural Gas_Furnace_E10 | F4 | Commercial | Lodging | New | Space Heating | Natural Gas | Furnace | E10 | PCT BC Ratio | 0 | 0 | 0 | 0 | 0 | 0 | 0 | 0 | 0 | 0 | 0 | 0 | 0 | 0 | 0 | 0 | 0 | 0 | 0 | 0 | 0 | 0 | 0 | 0 | 0 | 0 | 0 | 0 | 0 | 0
F5_Commercial_Lodging_New_Space Heating_Natural Gas_Furnace_E1 | F5 | Commercial | Lodging | New | Space Heating | Natural Gas | Furnace | E1 | RIM BC Ratio | 0.9 | 0.9 | 0.9 | 0.9 | 0.9 | 0.9 | 0.9 | 0.9 | 0.9 | 0.9 | 0.9 | 0.9 | 0.9 | 0.9 | 0.9 | 0.9 | 0.9 | 0.9 | 0.9 | 0.9 | 0.9 | 0.9 | 0 | 0 | 0 | 0 | 0 | 0 | 0 | 0
F5_Commercial_Lodging_New_Space Heating_Natural Gas_Furnace_E2 | F5 | Commercial | Lodging | New | Space Heating | Natural Gas | Furnace | E2 | RIM BC Ratio | 0.70413 | 0.70542 | 0.7068 | 0.70854 | 0.71055 | 0.71271 | 0.71467 | 0.71644 | 0.71812 | 0.71977 | 0.72143 | 0.72308 | 0.72469 | 0.72632 | 0.72789 | 0.72944 | 0.73102 | 0.73257 | 0.73409 | 0.73559 | 0.73704 | 0.73845 | 0 | 0 | 0 | 0 | 0 | 0 | 0 | 0
F5_Commercial_Lodging_New_Space Heating_Natural Gas_Furnace_E3 | F5 | Commercial | Lodging | New | Space Heating | Natural Gas | Furnace | E3 | RIM BC Ratio | 0.66191 | 0.66352 | 0.66523 | 0.66741 | 0.66992 | 0.67263 | 0.67509 | 0.67731 | 0.67943 | 0.68151 | 0.68361 | 0.68569 | 0.68774 | 0.68981 | 0.6918 | 0.69377 | 0.69578 | 0.69776 | 0.69971 | 0.70162 | 0.70349 | 0.70529 | 0 | 0 | 0 | 0 | 0 | 0 | 0 | 0
F5_Commercial_Lodging_New_Space Heating_Natural Gas_Furnace_E4 | F5 | Commercial | Lodging | New | Space Heating | Natural Gas | Furnace | E4 | RIM BC Ratio | 0 | 0 | 0 | 0 | 0 | 0 | 0 | 0 | 0 | 0 | 0 | 0 | 0 | 0 | 0 | 0 | 0 | 0 | 0 | 0 | 0 | 0 | 0 | 0 | 0 | 0 | 0 | 0 | 0 | 0
F5_Commercial_Lodging_New_Space Heating_Natural Gas_Furnace_E5 | F5 | Commercial | Lodging | New | Space Heating | Natural Gas | Furnace | E5 | RIM BC Ratio | 0 | 0 | 0 | 0 | 0 | 0 | 0 | 0 | 0 | 0 | 0 | 0 | 0 | 0 | 0 | 0 | 0 | 0 | 0 | 0 | 0 | 0 | 0 | 0 | 0 | 0 | 0 | 0 | 0 | 0
F5_Commercial_Lodging_New_Space Heating_Natural Gas_Furnace_E6 | F5 | Commercial | Lodging | New | Space Heating | Natural Gas | Furnace | E6 | RIM BC Ratio | 0 | 0 | 0 | 0 | 0 | 0 | 0 | 0 | 0 | 0 | 0 | 0 | 0 | 0 | 0 | 0 | 0 | 0 | 0 | 0 | 0 | 0 | 0 | 0 | 0 | 0 | 0 | 0 | 0 | 0
F5_Commercial_Lodging_New_Space Heating_Natural Gas_Furnace_E7 | F5 | Commercial | Lodging | New | Space Heating | Natural Gas | Furnace | E7 | RIM BC Ratio | 0 | 0 | 0 | 0 | 0 | 0 | 0 | 0 | 0 | 0 | 0 | 0 | 0 | 0 | 0 | 0 | 0 | 0 | 0 | 0 | 0 | 0 | 0 | 0 | 0 | 0 | 0 | 0 | 0 | 0
F5_Commercial_Lodging_New_Space Heating_Natural Gas_Furnace_E8 | F5 | Commercial | Lodging | New | Space Heating | Natural Gas | Furnace | E8 | RIM BC Ratio | 0 | 0 | 0 | 0 | 0 | 0 | 0 | 0 | 0 | 0 | 0 | 0 | 0 | 0 | 0 | 0 | 0 | 0 | 0 | 0 | 0 | 0 | 0 | 0 | 0 | 0 | 0 | 0 | 0 | 0
F5_Commercial_Lodging_New_Space Heating_Natural Gas_Furnace_E9 | F5 | Commercial | Lodging | New | Space Heating | Natural Gas | Furnace | E9 | RIM BC Ratio | 0 | 0 | 0 | 0 | 0 | 0 | 0 | 0 | 0 | 0 | 0 | 0 | 0 | 0 | 0 | 0 | 0 | 0 | 0 | 0 | 0 | 0 | 0 | 0 | 0 | 0 | 0 | 0 | 0 | 0
F5_Commercial_Lodging_New_Space Heating_Natural Gas_Furnace_E10 | F5 | Commercial | Lodging | New | Space Heating | Natural Gas | Furnace | E10 | RIM BC Ratio | 0 | 0 | 0 | 0 | 0 | 0 | 0 | 0 | 0 | 0 | 0 | 0 | 0 | 0 | 0 | 0 | 0 | 0 | 0 | 0 | 0 | 0 | 0 | 0 | 0 | 0 | 0 | 0 | 0 | 0
F0_Commercial_Lodging_New_Space Heating_Natural Gas_Boiler_E0 | F0 | Commercial | Lodging | New | Space Heating | Natural Gas | Boiler | E0 | Economic Unit | AFUE 80% (Standard) | AFUE 80% (Standard) | AFUE 80% (Standard) | AFUE 80% (Standard) | AFUE 80% (Standard) | AFUE 80% (Standard) | AFUE 80% (Standard) | AFUE 80% (Standard) | AFUE 80% (Standard) | AFUE 80% (Standard) | AFUE 80% (Standard) | AFUE 80% (Standard) | AFUE 80% (Standard) | AFUE 80% (Standard) | AFUE 80% (Standard) | AFUE 80% (Standard) | AFUE 80% (Standard) | AFUE 80% (Standard) | AFUE 80% (Standard) | AFUE 80% (Standard) | AFUE 80% (Standard) | AFUE 80% (Standard) | 0 | 0 | 0 | 0 | 0 | 0 | 0 | 0
F1_Commercial_Lodging_New_Space Heating_Natural Gas_Boiler_E1 | F1 | Commercial | Lodging | New | Space Heating | Natural Gas | Boiler | E1 | CCE | 0 | 0 | 0 | 0 | 0 | 0 | 0 | 0 | 0 | 0 | 0 | 0 | 0 | 0 | 0 | 0 | 0 | 0 | 0 | 0 | 0 | 0 | 0 | 0 | 0 | 0 | 0 | 0 | 0 | 0
F1_Commercial_Lodging_New_Space Heating_Natural Gas_Boiler_E2 | F1 | Commercial | Lodging | New | Space Heating | Natural Gas | Boiler | E2 | CCE | 0.024275 | 0.024275 | 0.025502 | 0.025115 | 0.024738 | 0.024267 | 0.024201 | 0.024045 | 0.023901 | 0.023682 | 0.023649 | 0.02354 | 0.023443 | 0.023257 | 0.023282 | 0.023211 | 0.023141 | 0.022988 | 0.023033 | 0.022988 | 0.022954 | 0.022826 | 0 | 0 | 0 | 0 | 0 | 0 | 0 | 0
F1_Commercial_Lodging_New_Space Heating_Natural Gas_Boiler_E3 | F1 | Commercial | Lodging | New | Space Heating | Natural Gas | Boiler | E3 | CCE | 0.024511 | 0.024511 | 0.02575 | 0.025359 | 0.024978 | 0.024503 | 0.024436 | 0.024279 | 0.024133 | 0.023913 | 0.023879 | 0.023769 | 0.023671 | 0.023484 | 0.023508 | 0.023436 | 0.023366 | 0.023212 | 0.023257 | 0.023212 | 0.023178 | 0.023048 | 0 | 0 | 0 | 0 | 0 | 0 | 0 | 0
F1_Commercial_Lodging_New_Space Heating_Natural Gas_Boiler_E4 | F1 | Commercial | Lodging | New | Space Heating | Natural Gas | Boiler | E4 | CCE | 0.16774 | 0.16774 | 0.17623 | 0.17355 | 0.17094 | 0.16769 | 0.16723 | 0.16616 | 0.16516 | 0.16365 | 0.16342 | 0.16266 | 0.16199 | 0.16071 | 0.16088 | 0.16039 | 0.15991 | 0.15885 | 0.15916 | 0.15885 | 0.15862 | 0.15773 | 0 | 0 | 0 | 0 | 0 | 0 | 0 | 0
F1_Commercial_Lodging_New_Space Heating_Natural Gas_Boiler_E5 | F1 | Commercial | Lodging | New | Space Heating | Natural Gas | Boiler | E5 | CCE | 0 | 0 | 0 | 0 | 0 | 0 | 0 | 0 | 0 | 0 | 0 | 0 | 0 | 0 | 0 | 0 | 0 | 0 | 0 | 0 | 0 | 0 | 0 | 0 | 0 | 0 | 0 | 0 | 0 | 0
F1_Commercial_Lodging_New_Space Heating_Natural Gas_Boiler_E6 | F1 | Commercial | Lodging | New | Space Heating | Natural Gas | Boiler | E6 | CCE | 0 | 0 | 0 | 0 | 0 | 0 | 0 | 0 | 0 | 0 | 0 | 0 | 0 | 0 | 0 | 0 | 0 | 0 | 0 | 0 | 0 | 0 | 0 | 0 | 0 | 0 | 0 | 0 | 0 | 0
F1_Commercial_Lodging_New_Space Heating_Natural Gas_Boiler_E7 | F1 | Commercial | Lodging | New | Space Heating | Natural Gas | Boiler | E7 | CCE | 0 | 0 | 0 | 0 | 0 | 0 | 0 | 0 | 0 | 0 | 0 | 0 | 0 | 0 | 0 | 0 | 0 | 0 | 0 | 0 | 0 | 0 | 0 | 0 | 0 | 0 | 0 | 0 | 0 | 0
F1_Commercial_Lodging_New_Space Heating_Natural Gas_Boiler_E8 | F1 | Commercial | Lodging | New | Space Heating | Natural Gas | Boiler | E8 | CCE | 0 | 0 | 0 | 0 | 0 | 0 | 0 | 0 | 0 | 0 | 0 | 0 | 0 | 0 | 0 | 0 | 0 | 0 | 0 | 0 | 0 | 0 | 0 | 0 | 0 | 0 | 0 | 0 | 0 | 0
F1_Commercial_Lodging_New_Space Heating_Natural Gas_Boiler_E9 | F1 | Commercial | Lodging | New | Space Heating | Natural Gas | Boiler | E9 | CCE | 0 | 0 | 0 | 0 | 0 | 0 | 0 | 0 | 0 | 0 | 0 | 0 | 0 | 0 | 0 | 0 | 0 | 0 | 0 | 0 | 0 | 0 | 0 | 0 | 0 | 0 | 0 | 0 | 0 | 0
F1_Commercial_Lodging_New_Space Heating_Natural Gas_Boiler_E10 | F1 | Commercial | Lodging | New | Space Heating | Natural Gas | Boiler | E10 | CCE | 0 | 0 | 0 | 0 | 0 | 0 | 0 | 0 | 0 | 0 | 0 | 0 | 0 | 0 | 0 | 0 | 0 | 0 | 0 | 0 | 0 | 0 | 0 | 0 | 0 | 0 | 0 | 0 | 0 | 0
F2_Commercial_Lodging_New_Space Heating_Natural Gas_Boiler_E1 | F2 | Commercial | Lodging | New | Space Heating | Natural Gas | Boiler | E1 | TRC BC Ratio | 0.9 | 0.9 | 0.9 | 0.9 | 0.9 | 0.9 | 0.9 | 0.9 | 0.9 | 0.9 | 0.9 | 0.9 | 0.9 | 0.9 | 0.9 | 0.9 | 0.9 | 0.9 | 0.9 | 0.9 | 0.9 | 0.9 | 0 | 0 | 0 | 0 | 0 | 0 | 0 | 0
F2_Commercial_Lodging_New_Space Heating_Natural Gas_Boiler_E2 | F2 | Commercial | Lodging | New | Space Heating | Natural Gas | Boiler | E2 | TRC BC Ratio | 0.40245 | 0.4073 | 0.41249 | 0.41911 | 0.42697 | 0.43576 | 0.44415 | 0.45196 | 0.45964 | 0.46741 | 0.47548 | 0.48369 | 0.49198 | 0.5006 | 0.50913 | 0.51786 | 0.52696 | 0.53618 | 0.54554 | 0.55499 | 0.56442 | 0.5738 | 0 | 0 | 0 | 0 | 0 | 0 | 0 | 0
F2_Commercial_Lodging_New_Space Heating_Natural Gas_Boiler_E3 | F2 | Commercial | Lodging | New | Space Heating | Natural Gas | Boiler | E3 | TRC BC Ratio | 0.39858 | 0.40338 | 0.40852 | 0.41507 | 0.42285 | 0.43157 | 0.43987 | 0.44761 | 0.45521 | 0.46291 | 0.4709 | 0.47904 | 0.48724 | 0.49578 | 0.50423 | 0.51287 | 0.52188 | 0.53102 | 0.54029 | 0.54964 | 0.55899 | 0.56827 | 0 | 0 | 0 | 0 | 0 | 0 | 0 | 0
F2_Commercial_Lodging_New_Space Heating_Natural Gas_Boiler_E4 | F2 | Commercial | Lodging | New | Space Heating | Natural Gas | Boiler | E4 | TRC BC Ratio | 0.06373 | 0.064619 | 0.065512 | 0.066499 | 0.067587 | 0.068765 | 0.069952 | 0.071135 | 0.072344 | 0.073594 | 0.074901 | 0.076259 | 0.077669 | 0.079149 | 0.080642 | 0.082167 | 0.083734 | 0.085329 | 0.086953 | 0.088595 | 0.09024 | 0.091875 | 0 | 0 | 0 | 0 | 0 | 0 | 0 | 0
F2_Commercial_Lodging_New_Space Heating_Natural Gas_Boiler_E5 | F2 | Commercial | Lodging | New | Space Heating | Natural Gas | Boiler | E5 | TRC BC Ratio | 0 | 0 | 0 | 0 | 0 | 0 | 0 | 0 | 0 | 0 | 0 | 0 | 0 | 0 | 0 | 0 | 0 | 0 | 0 | 0 | 0 | 0 | 0 | 0 | 0 | 0 | 0 | 0 | 0 | 0
F2_Commercial_Lodging_New_Space Heating_Natural Gas_Boiler_E6 | F2 | Commercial | Lodging | New | Space Heating | Natural Gas | Boiler | E6 | TRC BC Ratio | 0 | 0 | 0 | 0 | 0 | 0 | 0 | 0 | 0 | 0 | 0 | 0 | 0 | 0 | 0 | 0 | 0 | 0 | 0 | 0 | 0 | 0 | 0 | 0 | 0 | 0 | 0 | 0 | 0 | 0
F2_Commercial_Lodging_New_Space Heating_Natural Gas_Boiler_E7 | F2 | Commercial | Lodging | New | Space Heating | Natural Gas | Boiler | E7 | TRC BC Ratio | 0 | 0 | 0 | 0 | 0 | 0 | 0 | 0 | 0 | 0 | 0 | 0 | 0 | 0 | 0 | 0 | 0 | 0 | 0 | 0 | 0 | 0 | 0 | 0 | 0 | 0 | 0 | 0 | 0 | 0
F2_Commercial_Lodging_New_Space Heating_Natural Gas_Boiler_E8 | F2 | Commercial | Lodging | New | Space Heating | Natural Gas | Boiler | E8 | TRC BC Ratio | 0 | 0 | 0 | 0 | 0 | 0 | 0 | 0 | 0 | 0 | 0 | 0 | 0 | 0 | 0 | 0 | 0 | 0 | 0 | 0 | 0 | 0 | 0 | 0 | 0 | 0 | 0 | 0 | 0 | 0
F2_Commercial_Lodging_New_Space Heating_Natural Gas_Boiler_E9 | F2 | Commercial | Lodging | New | Space Heating | Natural Gas | Boiler | E9 | TRC BC Ratio | 0 | 0 | 0 | 0 | 0 | 0 | 0 | 0 | 0 | 0 | 0 | 0 | 0 | 0 | 0 | 0 | 0 | 0 | 0 | 0 | 0 | 0 | 0 | 0 | 0 | 0 | 0 | 0 | 0 | 0
F2_Commercial_Lodging_New_Space Heating_Natural Gas_Boiler_E10 | F2 | Commercial | Lodging | New | Space Heating | Natural Gas | Boiler | E10 | TRC BC Ratio | 0 | 0 | 0 | 0 | 0 | 0 | 0 | 0 | 0 | 0 | 0 | 0 | 0 | 0 | 0 | 0 | 0 | 0 | 0 | 0 | 0 | 0 | 0 | 0 | 0 | 0 | 0 | 0 | 0 | 0
F3_Commercial_Lodging_New_Space Heating_Natural Gas_Boiler_E1 | F3 | Commercial | Lodging | New | Space Heating | Natural Gas | Boiler | E1 | PACT BC Ratio | 0.9 | 0.9 | 0.9 | 0.9 | 0.9 | 0.9 | 0.9 | 0.9 | 0.9 | 0.9 | 0.9 | 0.9 | 0.9 | 0.9 | 0.9 | 0.9 | 0.9 | 0.9 | 0.9 | 0.9 | 0.9 | 0.9 | 0 | 0 | 0 | 0 | 0 | 0 | 0 | 0
F3_Commercial_Lodging_New_Space Heating_Natural Gas_Boiler_E2 | F3 | Commercial | Lodging | New | Space Heating | Natural Gas | Boiler | E2 | PACT BC Ratio | 0.41443 | 0.41942 | 0.42477 | 0.43158 | 0.43967 | 0.44873 | 0.45737 | 0.46541 | 0.47332 | 0.48133 | 0.48963 | 0.49809 | 0.50662 | 0.5155 | 0.52429 | 0.53327 | 0.54264 | 0.55214 | 0.56178 | 0.5715 | 0.58122 | 0.59088 | 0 | 0 | 0 | 0 | 0 | 0 | 0 | 0
F3_Commercial_Lodging_New_Space Heating_Natural Gas_Boiler_E3 | F3 | Commercial | Lodging | New | Space Heating | Natural Gas | Boiler | E3 | PACT BC Ratio | 0.41044 | 0.41538 | 0.42068 | 0.42742 | 0.43544 | 0.44441 | 0.45296 | 0.46093 | 0.46876 | 0.47669 | 0.48491 | 0.49329 | 0.50174 | 0.51053 | 0.51924 | 0.52814 | 0.53742 | 0.54682 | 0.55637 | 0.566 | 0.57562 | 0.58519 | 0 | 0 | 0 | 0 | 0 | 0 | 0 | 0
F3_Commercial_Lodging_New_Space Heating_Natural Gas_Boiler_E4 | F3 | Commercial | Lodging | New | Space Heating | Natural Gas | Boiler | E4 | PACT BC Ratio | 0.065627 | 0.066542 | 0.067462 | 0.068478 | 0.069599 | 0.070812 | 0.072034 | 0.073252 | 0.074497 | 0.075785 | 0.07713 | 0.078529 | 0.079981 | 0.081504 | 0.083042 | 0.084613 | 0.086226 | 0.087869 | 0.089541 | 0.091232 | 0.092926 | 0.094609 | 0 | 0 | 0 | 0 | 0 | 0 | 0 | 0
F3_Commercial_Lodging_New_Space Heating_Natural Gas_Boiler_E5 | F3 | Commercial | Lodging | New | Space Heating | Natural Gas | Boiler | E5 | PACT BC Ratio | 0 | 0 | 0 | 0 | 0 | 0 | 0 | 0 | 0 | 0 | 0 | 0 | 0 | 0 | 0 | 0 | 0 | 0 | 0 | 0 | 0 | 0 | 0 | 0 | 0 | 0 | 0 | 0 | 0 | 0
F3_Commercial_Lodging_New_Space Heating_Natural Gas_Boiler_E6 | F3 | Commercial | Lodging | New | Space Heating | Natural Gas | Boiler | E6 | PACT BC Ratio | 0 | 0 | 0 | 0 | 0 | 0 | 0 | 0 | 0 | 0 | 0 | 0 | 0 | 0 | 0 | 0 | 0 | 0 | 0 | 0 | 0 | 0 | 0 | 0 | 0 | 0 | 0 | 0 | 0 | 0
F3_Commercial_Lodging_New_Space Heating_Natural Gas_Boiler_E7 | F3 | Commercial | Lodging | New | Space Heating | Natural Gas | Boiler | E7 | PACT BC Ratio | 0 | 0 | 0 | 0 | 0 | 0 | 0 | 0 | 0 | 0 | 0 | 0 | 0 | 0 | 0 | 0 | 0 | 0 | 0 | 0 | 0 | 0 | 0 | 0 | 0 | 0 | 0 | 0 | 0 | 0
F3_Commercial_Lodging_New_Space Heating_Natural Gas_Boiler_E8 | F3 | Commercial | Lodging | New | Space Heating | Natural Gas | Boiler | E8 | PACT BC Ratio | 0 | 0 | 0 | 0 | 0 | 0 | 0 | 0 | 0 | 0 | 0 | 0 | 0 | 0 | 0 | 0 | 0 | 0 | 0 | 0 | 0 | 0 | 0 | 0 | 0 | 0 | 0 | 0 | 0 | 0
F3_Commercial_Lodging_New_Space Heating_Natural Gas_Boiler_E9 | F3 | Commercial | Lodging | New | Space Heating | Natural Gas | Boiler | E9 | PACT BC Ratio | 0 | 0 | 0 | 0 | 0 | 0 | 0 | 0 | 0 | 0 | 0 | 0 | 0 | 0 | 0 | 0 | 0 | 0 | 0 | 0 | 0 | 0 | 0 | 0 | 0 | 0 | 0 | 0 | 0 | 0
F3_Commercial_Lodging_New_Space Heating_Natural Gas_Boiler_E10 | F3 | Commercial | Lodging | New | Space Heating | Natural Gas | Boiler | E10 | PACT BC Ratio | 0 | 0 | 0 | 0 | 0 | 0 | 0 | 0 | 0 | 0 | 0 | 0 | 0 | 0 | 0 | 0 | 0 | 0 | 0 | 0 | 0 | 0 | 0 | 0 | 0 | 0 | 0 | 0 | 0 | 0
F4_Commercial_Lodging_New_Space Heating_Natural Gas_Boiler_E1 | F4 | Commercial | Lodging | New | Space Heating | Natural Gas | Boiler | E1 | PCT BC Ratio | 0.9 | 0.9 | 0.9 | 0.9 | 0.9 | 0.9 | 0.9 | 0.9 | 0.9 | 0.9 | 0.9 | 0.9 | 0.9 | 0.9 | 0.9 | 0.9 | 0.9 | 0.9 | 0.9 | 0.9 | 0.9 | 0.9 | 0 | 0 | 0 | 0 | 0 | 0 | 0 | 0
F4_Commercial_Lodging_New_Space Heating_Natural Gas_Boiler_E2 | F4 | Commercial | Lodging | New | Space Heating | Natural Gas | Boiler | E2 | PCT BC Ratio | 1.9225 | 1.9343 | 1.947 | 1.9631 | 1.9823 | 2.0037 | 2.0242 | 2.0432 | 2.062 | 2.0809 | 2.1006 | 2.1206 | 2.1408 | 2.1618 | 2.1827 | 2.2039 | 2.2261 | 2.2486 | 2.2714 | 2.2945 | 2.3175 | 2.3403 | 0 | 0 | 0 | 0 | 0 | 0 | 0 | 0
F4_Commercial_Lodging_New_Space Heating_Natural Gas_Boiler_E3 | F4 | Commercial | Lodging | New | Space Heating | Natural Gas | Boiler | E3 | PCT BC Ratio | 1.9131 | 1.9248 | 1.9373 | 1.9533 | 1.9723 | 1.9935 | 2.0138 | 2.0326 | 2.0512 | 2.07 | 2.0894 | 2.1093 | 2.1293 | 2.1501 | 2.1707 | 2.1918 | 2.2137 | 2.236 | 2.2586 | 2.2814 | 2.3042 | 2.3269 | 0 | 0 | 0 | 0 | 0 | 0 | 0 | 0
F4_Commercial_Lodging_New_Space Heating_Natural Gas_Boiler_E4 | F4 | Commercial | Lodging | New | Space Heating | Natural Gas | Boiler | E4 | PCT BC Ratio | 1.0966 | 1.0987 | 1.1009 | 1.1033 | 1.106 | 1.1089 | 1.1117 | 1.1146 | 1.1176 | 1.1206 | 1.1238 | 1.1271 | 1.1306 | 1.1342 | 1.1378 | 1.1415 | 1.1454 | 1.1492 | 1.1532 | 1.1572 | 1.1612 | 1.1652 | 0 | 0 | 0 | 0 | 0 | 0 | 0 | 0
F4_Commercial_Lodging_New_Space Heating_Natural Gas_Boiler_E5 | F4 | Commercial | Lodging | New | Space Heating | Natural Gas | Boiler | E5 | PCT BC Ratio | 0 | 0 | 0 | 0 | 0 | 0 | 0 | 0 | 0 | 0 | 0 | 0 | 0 | 0 | 0 | 0 | 0 | 0 | 0 | 0 | 0 | 0 | 0 | 0 | 0 | 0 | 0 | 0 | 0 | 0
F4_Commercial_Lodging_New_Space Heating_Natural Gas_Boiler_E6 | F4 | Commercial | Lodging | New | Space Heating | Natural Gas | Boiler | E6 | PCT BC Ratio | 0 | 0 | 0 | 0 | 0 | 0 | 0 | 0 | 0 | 0 | 0 | 0 | 0 | 0 | 0 | 0 | 0 | 0 | 0 | 0 | 0 | 0 | 0 | 0 | 0 | 0 | 0 | 0 | 0 | 0
F4_Commercial_Lodging_New_Space Heating_Natural Gas_Boiler_E7 | F4 | Commercial | Lodging | New | Space Heating | Natural Gas | Boiler | E7 | PCT BC Ratio | 0 | 0 | 0 | 0 | 0 | 0 | 0 | 0 | 0 | 0 | 0 | 0 | 0 | 0 | 0 | 0 | 0 | 0 | 0 | 0 | 0 | 0 | 0 | 0 | 0 | 0 | 0 | 0 | 0 | 0
F4_Commercial_Lodging_New_Space Heating_Natural Gas_Boiler_E8 | F4 | Commercial | Lodging | New | Space Heating | Natural Gas | Boiler | E8 | PCT BC Ratio | 0 | 0 | 0 | 0 | 0 | 0 | 0 | 0 | 0 | 0 | 0 | 0 | 0 | 0 | 0 | 0 | 0 | 0 | 0 | 0 | 0 | 0 | 0 | 0 | 0 | 0 | 0 | 0 | 0 | 0
F4_Commercial_Lodging_New_Space Heating_Natural Gas_Boiler_E9 | F4 | Commercial | Lodging | New | Space Heating | Natural Gas | Boiler | E9 | PCT BC Ratio | 0 | 0 | 0 | 0 | 0 | 0 | 0 | 0 | 0 | 0 | 0 | 0 | 0 | 0 | 0 | 0 | 0 | 0 | 0 | 0 | 0 | 0 | 0 | 0 | 0 | 0 | 0 | 0 | 0 | 0
F4_Commercial_Lodging_New_Space Heating_Natural Gas_Boiler_E10 | F4 | Commercial | Lodging | New | Space Heating | Natural Gas | Boiler | E10 | PCT BC Ratio | 0 | 0 | 0 | 0 | 0 | 0 | 0 | 0 | 0 | 0 | 0 | 0 | 0 | 0 | 0 | 0 | 0 | 0 | 0 | 0 | 0 | 0 | 0 | 0 | 0 | 0 | 0 | 0 | 0 | 0
F5_Commercial_Lodging_New_Space Heating_Natural Gas_Boiler_E1 | F5 | Commercial | Lodging | New | Space Heating | Natural Gas | Boiler | E1 | RIM BC Ratio | 0.9 | 0.9 | 0.9 | 0.9 | 0.9 | 0.9 | 0.9 | 0.9 | 0.9 | 0.9 | 0.9 | 0.9 | 0.9 | 0.9 | 0.9 | 0.9 | 0.9 | 0.9 | 0.9 | 0.9 | 0.9 | 0.9 | 0 | 0 | 0 | 0 | 0 | 0 | 0 | 0
F5_Commercial_Lodging_New_Space Heating_Natural Gas_Boiler_E2 | F5 | Commercial | Lodging | New | Space Heating | Natural Gas | Boiler | E2 | RIM BC Ratio | 0.27693 | 0.27915 | 0.28151 | 0.28448 | 0.28798 | 0.29184 | 0.29547 | 0.2988 | 0.30204 | 0.30528 | 0.3086 | 0.31194 | 0.31527 | 0.31868 | 0.32202 | 0.32539 | 0.32885 | 0.33231 | 0.33578 | 0.33923 | 0.34263 | 0.34596 | 0 | 0 | 0 | 0 | 0 | 0 | 0 | 0
F5_Commercial_Lodging_New_Space Heating_Natural Gas_Boiler_E3 | F5 | Commercial | Lodging | New | Space Heating | Natural Gas | Boiler | E3 | RIM BC Ratio | 0.27514 | 0.27735 | 0.27971 | 0.28267 | 0.28616 | 0.29 | 0.29362 | 0.29695 | 0.30018 | 0.30341 | 0.30672 | 0.31005 | 0.31337 | 0.31678 | 0.32011 | 0.32347 | 0.32692 | 0.33038 | 0.33384 | 0.33729 | 0.34068 | 0.34401 | 0 | 0 | 0 | 0 | 0 | 0 | 0 | 0
F5_Commercial_Lodging_New_Space Heating_Natural Gas_Boiler_E4 | F5 | Commercial | Lodging | New | Space Heating | Natural Gas | Boiler | E4 | RIM BC Ratio | 0.060843 | 0.061629 | 0.062417 | 0.063286 | 0.064242 | 0.065274 | 0.066311 | 0.067342 | 0.068393 | 0.069477 | 0.070606 | 0.071776 | 0.072987 | 0.074254 | 0.075528 | 0.076825 | 0.078153 | 0.0795 | 0.080866 | 0.082243 | 0.083616 | 0.084977 | 0 | 0 | 0 | 0 | 0 | 0 | 0 | 0
F5_Commercial_Lodging_New_Space Heating_Natural Gas_Boiler_E5 | F5 | Commercial | Lodging | New | Space Heating | Natural Gas | Boiler | E5 | RIM BC Ratio | 0 | 0 | 0 | 0 | 0 | 0 | 0 | 0 | 0 | 0 | 0 | 0 | 0 | 0 | 0 | 0 | 0 | 0 | 0 | 0 | 0 | 0 | 0 | 0 | 0 | 0 | 0 | 0 | 0 | 0
F5_Commercial_Lodging_New_Space Heating_Natural Gas_Boiler_E6 | F5 | Commercial | Lodging | New | Space Heating | Natural Gas | Boiler | E6 | RIM BC Ratio | 0 | 0 | 0 | 0 | 0 | 0 | 0 | 0 | 0 | 0 | 0 | 0 | 0 | 0 | 0 | 0 | 0 | 0 | 0 | 0 | 0 | 0 | 0 | 0 | 0 | 0 | 0 | 0 | 0 | 0
F5_Commercial_Lodging_New_Space Heating_Natural Gas_Boiler_E7 | F5 | Commercial | Lodging | New | Space Heating | Natural Gas | Boiler | E7 | RIM BC Ratio | 0 | 0 | 0 | 0 | 0 | 0 | 0 | 0 | 0 | 0 | 0 | 0 | 0 | 0 | 0 | 0 | 0 | 0 | 0 | 0 | 0 | 0 | 0 | 0 | 0 | 0 | 0 | 0 | 0 | 0
F5_Commercial_Lodging_New_Space Heating_Natural Gas_Boiler_E8 | F5 | Commercial | Lodging | New | Space Heating | Natural Gas | Boiler | E8 | RIM BC Ratio | 0 | 0 | 0 | 0 | 0 | 0 | 0 | 0 | 0 | 0 | 0 | 0 | 0 | 0 | 0 | 0 | 0 | 0 | 0 | 0 | 0 | 0 | 0 | 0 | 0 | 0 | 0 | 0 | 0 | 0
F5_Commercial_Lodging_New_Space Heating_Natural Gas_Boiler_E9 | F5 | Commercial | Lodging | New | Space Heating | Natural Gas | Boiler | E9 | RIM BC Ratio | 0 | 0 | 0 | 0 | 0 | 0 | 0 | 0 | 0 | 0 | 0 | 0 | 0 | 0 | 0 | 0 | 0 | 0 | 0 | 0 | 0 | 0 | 0 | 0 | 0 | 0 | 0 | 0 | 0 | 0
F5_Commercial_Lodging_New_Space Heating_Natural Gas_Boiler_E10 | F5 | Commercial | Lodging | New | Space Heating | Natural Gas | Boiler | E10 | RIM BC Ratio | 0 | 0 | 0 | 0 | 0 | 0 | 0 | 0 | 0 | 0 | 0 | 0 | 0 | 0 | 0 | 0 | 0 | 0 | 0 | 0 | 0 | 0 | 0 | 0 | 0 | 0 | 0 | 0 | 0 | 0
F0_Commercial_Lodging_New_Space Heating_Natural Gas_Unit Heater_E0 | F0 | Commercial | Lodging | New | Space Heating | Natural Gas | Unit Heater | E0 | Economic Unit | Infrared Radiant | Infrared Radiant | Infrared Radiant | Infrared Radiant | Infrared Radiant | Infrared Radiant | Infrared Radiant | Infrared Radiant | Infrared Radiant | Infrared Radiant | Infrared Radiant | Infrared Radiant | Infrared Radiant | Infrared Radiant | Infrared Radiant | Infrared Radiant | Infrared Radiant | Infrared Radiant | Infrared Radiant | Infrared Radiant | Infrared Radiant | Infrared Radiant | 0 | 0 | 0 | 0 | 0 | 0 | 0 | 0
F1_Commercial_Lodging_New_Space Heating_Natural Gas_Unit Heater_E1 | F1 | Commercial | Lodging | New | Space Heating | Natural Gas | Unit Heater | E1 | CCE | 0 | 0 | 0 | 0 | 0 | 0 | 0 | 0 | 0 | 0 | 0 | 0 | 0 | 0 | 0 | 0 | 0 | 0 | 0 | 0 | 0 | 0 | 0 | 0 | 0 | 0 | 0 | 0 | 0 | 0
F1_Commercial_Lodging_New_Space Heating_Natural Gas_Unit Heater_E2 | F1 | Commercial | Lodging | New | Space Heating | Natural Gas | Unit Heater | E2 | CCE | 0.025298 | 0.025298 | 0.026577 | 0.026173 | 0.025781 | 0.02529 | 0.025221 | 0.025059 | 0.024908 | 0.024681 | 0.024645 | 0.024532 | 0.024431 | 0.024238 | 0.024263 | 0.024189 | 0.024116 | 0.023957 | 0.024004 | 0.023957 | 0.023922 | 0.023788 | 0 | 0 | 0 | 0 | 0 | 0 | 0 | 0
F1_Commercial_Lodging_New_Space Heating_Natural Gas_Unit Heater_E3 | F1 | Commercial | Lodging | New | Space Heating | Natural Gas | Unit Heater | E3 | CCE | 0.0011378 | 0.0011378 | 0.0011954 | 0.0011772 | 0.0011596 | 0.0011375 | 0.0011344 | 0.0011271 | 0.0011203 | 0.0011101 | 0.0011085 | 0.0011034 | 0.0010988 | 0.0010902 | 0.0010913 | 0.001088 | 0.0010847 | 0.0010775 | 0.0010796 | 0.0010775 | 0.001076 | 0.0010699 | 0 | 0 | 0 | 0 | 0 | 0 | 0 | 0
F1_Commercial_Lodging_New_Space Heating_Natural Gas_Unit Heater_E4 | F1 | Commercial | Lodging | New | Space Heating | Natural Gas | Unit Heater | E4 | CCE | 0 | 0 | 0 | 0 | 0 | 0 | 0 | 0 | 0 | 0 | 0 | 0 | 0 | 0 | 0 | 0 | 0 | 0 | 0 | 0 | 0 | 0 | 0 | 0 | 0 | 0 | 0 | 0 | 0 | 0
F1_Commercial_Lodging_New_Space Heating_Natural Gas_Unit Heater_E5 | F1 | Commercial | Lodging | New | Space Heating | Natural Gas | Unit Heater | E5 | CCE | 0 | 0 | 0 | 0 | 0 | 0 | 0 | 0 | 0 | 0 | 0 | 0 | 0 | 0 | 0 | 0 | 0 | 0 | 0 | 0 | 0 | 0 | 0 | 0 | 0 | 0 | 0 | 0 | 0 | 0
F1_Commercial_Lodging_New_Space Heating_Natural Gas_Unit Heater_E6 | F1 | Commercial | Lodging | New | Space Heating | Natural Gas | Unit Heater | E6 | CCE | 0 | 0 | 0 | 0 | 0 | 0 | 0 | 0 | 0 | 0 | 0 | 0 | 0 | 0 | 0 | 0 | 0 | 0 | 0 | 0 | 0 | 0 | 0 | 0 | 0 | 0 | 0 | 0 | 0 | 0
F1_Commercial_Lodging_New_Space Heating_Natural Gas_Unit Heater_E7 | F1 | Commercial | Lodging | New | Space Heating | Natural Gas | Unit Heater | E7 | CCE | 0 | 0 | 0 | 0 | 0 | 0 | 0 | 0 | 0 | 0 | 0 | 0 | 0 | 0 | 0 | 0 | 0 | 0 | 0 | 0 | 0 | 0 | 0 | 0 | 0 | 0 | 0 | 0 | 0 | 0
F1_Commercial_Lodging_New_Space Heating_Natural Gas_Unit Heater_E8 | F1 | Commercial | Lodging | New | Space Heating | Natural Gas | Unit Heater | E8 | CCE | 0 | 0 | 0 | 0 | 0 | 0 | 0 | 0 | 0 | 0 | 0 | 0 | 0 | 0 | 0 | 0 | 0 | 0 | 0 | 0 | 0 | 0 | 0 | 0 | 0 | 0 | 0 | 0 | 0 | 0
F1_Commercial_Lodging_New_Space Heating_Natural Gas_Unit Heater_E9 | F1 | Commercial | Lodging | New | Space Heating | Natural Gas | Unit Heater | E9 | CCE | 0 | 0 | 0 | 0 | 0 | 0 | 0 | 0 | 0 | 0 | 0 | 0 | 0 | 0 | 0 | 0 | 0 | 0 | 0 | 0 | 0 | 0 | 0 | 0 | 0 | 0 | 0 | 0 | 0 | 0
F1_Commercial_Lodging_New_Space Heating_Natural Gas_Unit Heater_E10 | F1 | Commercial | Lodging | New | Space Heating | Natural Gas | Unit Heater | E10 | CCE | 0 | 0 | 0 | 0 | 0 | 0 | 0 | 0 | 0 | 0 | 0 | 0 | 0 | 0 | 0 | 0 | 0 | 0 | 0 | 0 | 0 | 0 | 0 | 0 | 0 | 0 | 0 | 0 | 0 | 0
F2_Commercial_Lodging_New_Space Heating_Natural Gas_Unit Heater_E1 | F2 | Commercial | Lodging | New | Space Heating | Natural Gas | Unit Heater | E1 | TRC BC Ratio | 0.9 | 0.9 | 0.9 | 0.9 | 0.9 | 0.9 | 0.9 | 0.9 | 0.9 | 0.9 | 0.9 | 0.9 | 0.9 | 0.9 | 0.9 | 0.9 | 0.9 | 0.9 | 0.9 | 0.9 | 0.9 | 0.9 | 0 | 0 | 0 | 0 | 0 | 0 | 0 | 0
F2_Commercial_Lodging_New_Space Heating_Natural Gas_Unit Heater_E2 | F2 | Commercial | Lodging | New | Space Heating | Natural Gas | Unit Heater | E2 | TRC BC Ratio | 0.35171 | 0.35472 | 0.35832 | 0.36428 | 0.37222 | 0.3816 | 0.39021 | 0.39788 | 0.40532 | 0.41254 | 0.41981 | 0.42689 | 0.43355 | 0.44022 | 0.44659 | 0.45313 | 0.46012 | 0.46716 | 0.47426 | 0.48138 | 0.48843 | 0.49538 | 0 | 0 | 0 | 0 | 0 | 0 | 0 | 0
F2_Commercial_Lodging_New_Space Heating_Natural Gas_Unit Heater_E3 | F2 | Commercial | Lodging | New | Space Heating | Natural Gas | Unit Heater | E3 | TRC BC Ratio | 6.8506 | 6.8286 | 6.8252 | 6.9114 | 7.0978 | 7.356 | 7.5942 | 7.8144 | 8.0481 | 8.2587 | 8.4576 | 8.6317 | 8.7675 | 8.8576 | 8.9311 | 9.0076 | 9.0994 | 9.1891 | 9.2771 | 9.362 | 9.4392 | 9.5076 | 0 | 0 | 0 | 0 | 0 | 0 | 0 | 0
F2_Commercial_Lodging_New_Space Heating_Natural Gas_Unit Heater_E4 | F2 | Commercial | Lodging | New | Space Heating | Natural Gas | Unit Heater | E4 | TRC BC Ratio | 0 | 0 | 0 | 0 | 0 | 0 | 0 | 0 | 0 | 0 | 0 | 0 | 0 | 0 | 0 | 0 | 0 | 0 | 0 | 0 | 0 | 0 | 0 | 0 | 0 | 0 | 0 | 0 | 0 | 0
F2_Commercial_Lodging_New_Space Heating_Natural Gas_Unit Heater_E5 | F2 | Commercial | Lodging | New | Space Heating | Natural Gas | Unit Heater | E5 | TRC BC Ratio | 0 | 0 | 0 | 0 | 0 | 0 | 0 | 0 | 0 | 0 | 0 | 0 | 0 | 0 | 0 | 0 | 0 | 0 | 0 | 0 | 0 | 0 | 0 | 0 | 0 | 0 | 0 | 0 | 0 | 0
F2_Commercial_Lodging_New_Space Heating_Natural Gas_Unit Heater_E6 | F2 | Commercial | Lodging | New | Space Heating | Natural Gas | Unit Heater | E6 | TRC BC Ratio | 0 | 0 | 0 | 0 | 0 | 0 | 0 | 0 | 0 | 0 | 0 | 0 | 0 | 0 | 0 | 0 | 0 | 0 | 0 | 0 | 0 | 0 | 0 | 0 | 0 | 0 | 0 | 0 | 0 | 0
F2_Commercial_Lodging_New_Space Heating_Natural Gas_Unit Heater_E7 | F2 | Commercial | Lodging | New | Space Heating | Natural Gas | Unit Heater | E7 | TRC BC Ratio | 0 | 0 | 0 | 0 | 0 | 0 | 0 | 0 | 0 | 0 | 0 | 0 | 0 | 0 | 0 | 0 | 0 | 0 | 0 | 0 | 0 | 0 | 0 | 0 | 0 | 0 | 0 | 0 | 0 | 0
F2_Commercial_Lodging_New_Space Heating_Natural Gas_Unit Heater_E8 | F2 | Commercial | Lodging | New | Space Heating | Natural Gas | Unit Heater | E8 | TRC BC Ratio | 0 | 0 | 0 | 0 | 0 | 0 | 0 | 0 | 0 | 0 | 0 | 0 | 0 | 0 | 0 | 0 | 0 | 0 | 0 | 0 | 0 | 0 | 0 | 0 | 0 | 0 | 0 | 0 | 0 | 0
F2_Commercial_Lodging_New_Space Heating_Natural Gas_Unit Heater_E9 | F2 | Commercial | Lodging | New | Space Heating | Natural Gas | Unit Heater | E9 | TRC BC Ratio | 0 | 0 | 0 | 0 | 0 | 0 | 0 | 0 | 0 | 0 | 0 | 0 | 0 | 0 | 0 | 0 | 0 | 0 | 0 | 0 | 0 | 0 | 0 | 0 | 0 | 0 | 0 | 0 | 0 | 0
F2_Commercial_Lodging_New_Space Heating_Natural Gas_Unit Heater_E10 | F2 | Commercial | Lodging | New | Space Heating | Natural Gas | Unit Heater | E10 | TRC BC Ratio | 0 | 0 | 0 | 0 | 0 | 0 | 0 | 0 | 0 | 0 | 0 | 0 | 0 | 0 | 0 | 0 | 0 | 0 | 0 | 0 | 0 | 0 | 0 | 0 | 0 | 0 | 0 | 0 | 0 | 0
F3_Commercial_Lodging_New_Space Heating_Natural Gas_Unit Heater_E1 | F3 | Commercial | Lodging | New | Space Heating | Natural Gas | Unit Heater | E1 | PACT BC Ratio | 0.9 | 0.9 | 0.9 | 0.9 | 0.9 | 0.9 | 0.9 | 0.9 | 0.9 | 0.9 | 0.9 | 0.9 | 0.9 | 0.9 | 0.9 | 0.9 | 0.9 | 0.9 | 0.9 | 0.9 | 0.9 | 0.9 | 0 | 0 | 0 | 0 | 0 | 0 | 0 | 0
F3_Commercial_Lodging_New_Space Heating_Natural Gas_Unit Heater_E2 | F3 | Commercial | Lodging | New | Space Heating | Natural Gas | Unit Heater | E2 | PACT BC Ratio | 0.74493 | 0.75131 | 0.75894 | 0.77156 | 0.78839 | 0.80825 | 0.82649 | 0.84273 | 0.85849 | 0.87378 | 0.88919 | 0.90417 | 0.91828 | 0.93241 | 0.94591 | 0.95975 | 0.97456 | 0.98947 | 1.0045 | 1.0196 | 1.0345 | 1.0492 | 0 | 0 | 0 | 0 | 0 | 0 | 0 | 0
F3_Commercial_Lodging_New_Space Heating_Natural Gas_Unit Heater_E3 | F3 | Commercial | Lodging | New | Space Heating | Natural Gas | Unit Heater | E3 | PACT BC Ratio | 14.5099 | 14.4632 | 14.4561 | 14.6387 | 15.0334 | 15.5804 | 16.085 | 16.5514 | 17.0463 | 17.4923 | 17.9137 | 18.2824 | 18.5701 | 18.7607 | 18.9164 | 19.0784 | 19.273 | 19.463 | 19.6493 | 19.8292 | 19.9928 | 20.1376 | 0 | 0 | 0 | 0 | 0 | 0 | 0 | 0
F3_Commercial_Lodging_New_Space Heating_Natural Gas_Unit Heater_E4 | F3 | Commercial | Lodging | New | Space Heating | Natural Gas | Unit Heater | E4 | PACT BC Ratio | 0 | 0 | 0 | 0 | 0 | 0 | 0 | 0 | 0 | 0 | 0 | 0 | 0 | 0 | 0 | 0 | 0 | 0 | 0 | 0 | 0 | 0 | 0 | 0 | 0 | 0 | 0 | 0 | 0 | 0
F3_Commercial_Lodging_New_Space Heating_Natural Gas_Unit Heater_E5 | F3 | Commercial | Lodging | New | Space Heating | Natural Gas | Unit Heater | E5 | PACT BC Ratio | 0 | 0 | 0 | 0 | 0 | 0 | 0 | 0 | 0 | 0 | 0 | 0 | 0 | 0 | 0 | 0 | 0 | 0 | 0 | 0 | 0 | 0 | 0 | 0 | 0 | 0 | 0 | 0 | 0 | 0
F3_Commercial_Lodging_New_Space Heating_Natural Gas_Unit Heater_E6 | F3 | Commercial | Lodging | New | Space Heating | Natural Gas | Unit Heater | E6 | PACT BC Ratio | 0 | 0 | 0 | 0 | 0 | 0 | 0 | 0 | 0 | 0 | 0 | 0 | 0 | 0 | 0 | 0 | 0 | 0 | 0 | 0 | 0 | 0 | 0 | 0 | 0 | 0 | 0 | 0 | 0 | 0
F3_Commercial_Lodging_New_Space Heating_Natural Gas_Unit Heater_E7 | F3 | Commercial | Lodging | New | Space Heating | Natural Gas | Unit Heater | E7 | PACT BC Ratio | 0 | 0 | 0 | 0 | 0 | 0 | 0 | 0 | 0 | 0 | 0 | 0 | 0 | 0 | 0 | 0 | 0 | 0 | 0 | 0 | 0 | 0 | 0 | 0 | 0 | 0 | 0 | 0 | 0 | 0
F3_Commercial_Lodging_New_Space Heating_Natural Gas_Unit Heater_E8 | F3 | Commercial | Lodging | New | Space Heating | Natural Gas | Unit Heater | E8 | PACT BC Ratio | 0 | 0 | 0 | 0 | 0 | 0 | 0 | 0 | 0 | 0 | 0 | 0 | 0 | 0 | 0 | 0 | 0 | 0 | 0 | 0 | 0 | 0 | 0 | 0 | 0 | 0 | 0 | 0 | 0 | 0
F3_Commercial_Lodging_New_Space Heating_Natural Gas_Unit Heater_E9 | F3 | Commercial | Lodging | New | Space Heating | Natural Gas | Unit Heater | E9 | PACT BC Ratio | 0 | 0 | 0 | 0 | 0 | 0 | 0 | 0 | 0 | 0 | 0 | 0 | 0 | 0 | 0 | 0 | 0 | 0 | 0 | 0 | 0 | 0 | 0 | 0 | 0 | 0 | 0 | 0 | 0 | 0
F3_Commercial_Lodging_New_Space Heating_Natural Gas_Unit Heater_E10 | F3 | Commercial | Lodging | New | Space Heating | Natural Gas | Unit Heater | E10 | PACT BC Ratio | 0 | 0 | 0 | 0 | 0 | 0 | 0 | 0 | 0 | 0 | 0 | 0 | 0 | 0 | 0 | 0 | 0 | 0 | 0 | 0 | 0 | 0 | 0 | 0 | 0 | 0 | 0 | 0 | 0 | 0
F4_Commercial_Lodging_New_Space Heating_Natural Gas_Unit Heater_E1 | F4 | Commercial | Lodging | New | Space Heating | Natural Gas | Unit Heater | E1 | PCT BC Ratio | 0.9 | 0.9 | 0.9 | 0.9 | 0.9 | 0.9 | 0.9 | 0.9 | 0.9 | 0.9 | 0.9 | 0.9 | 0.9 | 0.9 | 0.9 | 0.9 | 0.9 | 0.9 | 0.9 | 0.9 | 0.9 | 0.9 | 0 | 0 | 0 | 0 | 0 | 0 | 0 | 0
F4_Commercial_Lodging_New_Space Heating_Natural Gas_Unit Heater_E2 | F4 | Commercial | Lodging | New | Space Heating | Natural Gas | Unit Heater | E2 | PCT BC Ratio | 0.85851 | 0.8633 | 0.86903 | 0.87852 | 0.89117 | 0.90609 | 0.9198 | 0.93201 | 0.94385 | 0.95533 | 0.96692 | 0.97818 | 0.98878 | 0.99939 | 1.0095 | 1.0199 | 1.0311 | 1.0423 | 1.0536 | 1.0649 | 1.0761 | 1.0872 | 0 | 0 | 0 | 0 | 0 | 0 | 0 | 0
F4_Commercial_Lodging_New_Space Heating_Natural Gas_Unit Heater_E3 | F4 | Commercial | Lodging | New | Space Heating | Natural Gas | Unit Heater | E3 | PCT BC Ratio | 11.2028 | 11.1678 | 11.1624 | 11.2996 | 11.5963 | 12.0073 | 12.3865 | 12.737 | 13.1089 | 13.4441 | 13.7607 | 14.0378 | 14.254 | 14.3973 | 14.5143 | 14.6361 | 14.7822 | 14.925 | 15.0651 | 15.2002 | 15.3232 | 15.432 | 0 | 0 | 0 | 0 | 0 | 0 | 0 | 0
F4_Commercial_Lodging_New_Space Heating_Natural Gas_Unit Heater_E4 | F4 | Commercial | Lodging | New | Space Heating | Natural Gas | Unit Heater | E4 | PCT BC Ratio | 0 | 0 | 0 | 0 | 0 | 0 | 0 | 0 | 0 | 0 | 0 | 0 | 0 | 0 | 0 | 0 | 0 | 0 | 0 | 0 | 0 | 0 | 0 | 0 | 0 | 0 | 0 | 0 | 0 | 0
F4_Commercial_Lodging_New_Space Heating_Natural Gas_Unit Heater_E5 | F4 | Commercial | Lodging | New | Space Heating | Natural Gas | Unit Heater | E5 | PCT BC Ratio | 0 | 0 | 0 | 0 | 0 | 0 | 0 | 0 | 0 | 0 | 0 | 0 | 0 | 0 | 0 | 0 | 0 | 0 | 0 | 0 | 0 | 0 | 0 | 0 | 0 | 0 | 0 | 0 | 0 | 0
F4_Commercial_Lodging_New_Space Heating_Natural Gas_Unit Heater_E6 | F4 | Commercial | Lodging | New | Space Heating | Natural Gas | Unit Heater | E6 | PCT BC Ratio | 0 | 0 | 0 | 0 | 0 | 0 | 0 | 0 | 0 | 0 | 0 | 0 | 0 | 0 | 0 | 0 | 0 | 0 | 0 | 0 | 0 | 0 | 0 | 0 | 0 | 0 | 0 | 0 | 0 | 0
F4_Commercial_Lodging_New_Space Heating_Natural Gas_Unit Heater_E7 | F4 | Commercial | Lodging | New | Space Heating | Natural Gas | Unit Heater | E7 | PCT BC Ratio | 0 | 0 | 0 | 0 | 0 | 0 | 0 | 0 | 0 | 0 | 0 | 0 | 0 | 0 | 0 | 0 | 0 | 0 | 0 | 0 | 0 | 0 | 0 | 0 | 0 | 0 | 0 | 0 | 0 | 0
F4_Commercial_Lodging_New_Space Heating_Natural Gas_Unit Heater_E8 | F4 | Commercial | Lodging | New | Space Heating | Natural Gas | Unit Heater | E8 | PCT BC Ratio | 0 | 0 | 0 | 0 | 0 | 0 | 0 | 0 | 0 | 0 | 0 | 0 | 0 | 0 | 0 | 0 | 0 | 0 | 0 | 0 | 0 | 0 | 0 | 0 | 0 | 0 | 0 | 0 | 0 | 0
F4_Commercial_Lodging_New_Space Heating_Natural Gas_Unit Heater_E9 | F4 | Commercial | Lodging | New | Space Heating | Natural Gas | Unit Heater | E9 | PCT BC Ratio | 0 | 0 | 0 | 0 | 0 | 0 | 0 | 0 | 0 | 0 | 0 | 0 | 0 | 0 | 0 | 0 | 0 | 0 | 0 | 0 | 0 | 0 | 0 | 0 | 0 | 0 | 0 | 0 | 0 | 0
F4_Commercial_Lodging_New_Space Heating_Natural Gas_Unit Heater_E10 | F4 | Commercial | Lodging | New | Space Heating | Natural Gas | Unit Heater | E10 | PCT BC Ratio | 0 | 0 | 0 | 0 | 0 | 0 | 0 | 0 | 0 | 0 | 0 | 0 | 0 | 0 | 0 | 0 | 0 | 0 | 0 | 0 | 0 | 0 | 0 | 0 | 0 | 0 | 0 | 0 | 0 | 0
F5_Commercial_Lodging_New_Space Heating_Natural Gas_Unit Heater_E1 | F5 | Commercial | Lodging | New | Space Heating | Natural Gas | Unit Heater | E1 | RIM BC Ratio | 0.9 | 0.9 | 0.9 | 0.9 | 0.9 | 0.9 | 0.9 | 0.9 | 0.9 | 0.9 | 0.9 | 0.9 | 0.9 | 0.9 | 0.9 | 0.9 | 0.9 | 0.9 | 0.9 | 0.9 | 0.9 | 0.9 | 0 | 0 | 0 | 0 | 0 | 0 | 0 | 0
F5_Commercial_Lodging_New_Space Heating_Natural Gas_Unit Heater_E2 | F5 | Commercial | Lodging | New | Space Heating | Natural Gas | Unit Heater | E2 | RIM BC Ratio | 0.39363 | 0.3954 | 0.3975 | 0.40094 | 0.40544 | 0.41062 | 0.41528 | 0.41934 | 0.42321 | 0.42689 | 0.43054 | 0.43402 | 0.43724 | 0.44042 | 0.44341 | 0.44643 | 0.44961 | 0.45275 | 0.45587 | 0.45896 | 0.46196 | 0.46487 | 0 | 0 | 0 | 0 | 0 | 0 | 0 | 0
F5_Commercial_Lodging_New_Space Heating_Natural Gas_Unit Heater_E3 | F5 | Commercial | Lodging | New | Space Heating | Natural Gas | Unit Heater | E3 | RIM BC Ratio | 0.78928 | 0.78914 | 0.78912 | 0.78965 | 0.79077 | 0.79224 | 0.7935 | 0.79461 | 0.79572 | 0.79666 | 0.79752 | 0.79824 | 0.79878 | 0.79913 | 0.79941 | 0.79969 | 0.80003 | 0.80036 | 0.80067 | 0.80096 | 0.80123 | 0.80146 | 0 | 0 | 0 | 0 | 0 | 0 | 0 | 0
F5_Commercial_Lodging_New_Space Heating_Natural Gas_Unit Heater_E4 | F5 | Commercial | Lodging | New | Space Heating | Natural Gas | Unit Heater | E4 | RIM BC Ratio | 0 | 0 | 0 | 0 | 0 | 0 | 0 | 0 | 0 | 0 | 0 | 0 | 0 | 0 | 0 | 0 | 0 | 0 | 0 | 0 | 0 | 0 | 0 | 0 | 0 | 0 | 0 | 0 | 0 | 0
F5_Commercial_Lodging_New_Space Heating_Natural Gas_Unit Heater_E5 | F5 | Commercial | Lodging | New | Space Heating | Natural Gas | Unit Heater | E5 | RIM BC Ratio | 0 | 0 | 0 | 0 | 0 | 0 | 0 | 0 | 0 | 0 | 0 | 0 | 0 | 0 | 0 | 0 | 0 | 0 | 0 | 0 | 0 | 0 | 0 | 0 | 0 | 0 | 0 | 0 | 0 | 0
F5_Commercial_Lodging_New_Space Heating_Natural Gas_Unit Heater_E6 | F5 | Commercial | Lodging | New | Space Heating | Natural Gas | Unit Heater | E6 | RIM BC Ratio | 0 | 0 | 0 | 0 | 0 | 0 | 0 | 0 | 0 | 0 | 0 | 0 | 0 | 0 | 0 | 0 | 0 | 0 | 0 | 0 | 0 | 0 | 0 | 0 | 0 | 0 | 0 | 0 | 0 | 0
F5_Commercial_Lodging_New_Space Heating_Natural Gas_Unit Heater_E7 | F5 | Commercial | Lodging | New | Space Heating | Natural Gas | Unit Heater | E7 | RIM BC Ratio | 0 | 0 | 0 | 0 | 0 | 0 | 0 | 0 | 0 | 0 | 0 | 0 | 0 | 0 | 0 | 0 | 0 | 0 | 0 | 0 | 0 | 0 | 0 | 0 | 0 | 0 | 0 | 0 | 0 | 0
F5_Commercial_Lodging_New_Space Heating_Natural Gas_Unit Heater_E8 | F5 | Commercial | Lodging | New | Space Heating | Natural Gas | Unit Heater | E8 | RIM BC Ratio | 0 | 0 | 0 | 0 | 0 | 0 | 0 | 0 | 0 | 0 | 0 | 0 | 0 | 0 | 0 | 0 | 0 | 0 | 0 | 0 | 0 | 0 | 0 | 0 | 0 | 0 | 0 | 0 | 0 | 0
F5_Commercial_Lodging_New_Space Heating_Natural Gas_Unit Heater_E9 | F5 | Commercial | Lodging | New | Space Heating | Natural Gas | Unit Heater | E9 | RIM BC Ratio | 0 | 0 | 0 | 0 | 0 | 0 | 0 | 0 | 0 | 0 | 0 | 0 | 0 | 0 | 0 | 0 | 0 | 0 | 0 | 0 | 0 | 0 | 0 | 0 | 0 | 0 | 0 | 0 | 0 | 0
F5_Commercial_Lodging_New_Space Heating_Natural Gas_Unit Heater_E10 | F5 | Commercial | Lodging | New | Space Heating | Natural Gas | Unit Heater | E10 | RIM BC Ratio | 0 | 0 | 0 | 0 | 0 | 0 | 0 | 0 | 0 | 0 | 0 | 0 | 0 | 0 | 0 | 0 | 0 | 0 | 0 | 0 | 0 | 0 | 0 | 0 | 0 | 0 | 0 | 0 | 0 | 0
F0_Commercial_Lodging_New_Water Heating_Natural Gas_Water Heater_E0 | F0 | Commercial | Lodging | New | Water Heating | Natural Gas | Water Heater | E0 | Economic Unit | Gas-Fired Absorption HPWH | Gas-Fired Absorption HPWH | Gas-Fired Absorption HPWH | Gas-Fired Absorption HPWH | Gas-Fired Absorption HPWH | Gas-Fired Absorption HPWH | Gas-Fired Absorption HPWH | Gas-Fired Absorption HPWH | Gas-Fired Absorption HPWH | Gas-Fired Absorption HPWH | Gas-Fired Absorption HPWH | Gas-Fired Absorption HPWH | Gas-Fired Absorption HPWH | Gas-Fired Absorption HPWH | Gas-Fired Absorption HPWH | Gas-Fired Absorption HPWH | Gas-Fired Absorption HPWH | Gas-Fired Absorption HPWH | Gas-Fired Absorption HPWH | Gas-Fired Absorption HPWH | Gas-Fired Absorption HPWH | Gas-Fired Absorption HPWH | 0 | 0 | 0 | 0 | 0 | 0 | 0 | 0
F1_Commercial_Lodging_New_Water Heating_Natural Gas_Water Heater_E1 | F1 | Commercial | Lodging | New | Water Heating | Natural Gas | Water Heater | E1 | CCE | 0 | 0 | 0 | 0 | 0 | 0 | 0 | 0 | 0 | 0 | 0 | 0 | 0 | 0 | 0 | 0 | 0 | 0 | 0 | 0 | 0 | 0 | 0 | 0 | 0 | 0 | 0 | 0 | 0 | 0
F1_Commercial_Lodging_New_Water Heating_Natural Gas_Water Heater_E2 | F1 | Commercial | Lodging | New | Water Heating | Natural Gas | Water Heater | E2 | CCE | -0.00032157 | -0.00032157 | -0.00033783 | -0.00033269 | -0.0003277 | -0.00032147 | -0.00032059 | -0.00031853 | -0.00031661 | -0.00031372 | -0.00031327 | -0.00031183 | -0.00031055 | -0.00030809 | -0.00030841 | -0.00030747 | -0.00030655 | -0.00030452 | -0.00030512 | -0.00030452 | -0.00030408 | -0.00030238 | 0 | 0 | 0 | 0 | 0 | 0 | 0 | 0
F1_Commercial_Lodging_New_Water Heating_Natural Gas_Water Heater_E3 | F1 | Commercial | Lodging | New | Water Heating | Natural Gas | Water Heater | E3 | CCE | 0.00029946 | 0.00029946 | 0.0003146 | 0.00030982 | 0.00030517 | 0.00029937 | 0.00029855 | 0.00029663 | 0.00029485 | 0.00029215 | 0.00029174 | 0.00029039 | 0.0002892 | 0.00028691 | 0.00028721 | 0.00028633 | 0.00028547 | 0.00028359 | 0.00028414 | 0.00028359 | 0.00028317 | 0.00028159 | 0 | 0 | 0 | 0 | 0 | 0 | 0 | 0
F1_Commercial_Lodging_New_Water Heating_Natural Gas_Water Heater_E4 | F1 | Commercial | Lodging | New | Water Heating | Natural Gas | Water Heater | E4 | CCE | -0.0012973 | -0.0012973 | -0.0013629 | -0.0013422 | -0.001322 | -0.0012969 | -0.0012934 | -0.001285 | -0.0012773 | -0.0012656 | -0.0012638 | -0.001258 | -0.0012528 | -0.0012429 | -0.0012442 | -0.0012404 | -0.0012367 | -0.0012285 | -0.0012309 | -0.0012285 | -0.0012267 | -0.0012199 | 0 | 0 | 0 | 0 | 0 | 0 | 0 | 0
F1_Commercial_Lodging_New_Water Heating_Natural Gas_Water Heater_E5 | F1 | Commercial | Lodging | New | Water Heating | Natural Gas | Water Heater | E5 | CCE | 0 | 0 | 0 | 0 | 0 | 0 | 0 | 0 | 0 | 0 | 0 | 0 | 0 | 0 | 0 | 0 | 0 | 0 | 0 | 0 | 0 | 0 | 0 | 0 | 0 | 0 | 0 | 0 | 0 | 0
F1_Commercial_Lodging_New_Water Heating_Natural Gas_Water Heater_E6 | F1 | Commercial | Lodging | New | Water Heating | Natural Gas | Water Heater | E6 | CCE | 0 | 0 | 0 | 0 | 0 | 0 | 0 | 0 | 0 | 0 | 0 | 0 | 0 | 0 | 0 | 0 | 0 | 0 | 0 | 0 | 0 | 0 | 0 | 0 | 0 | 0 | 0 | 0 | 0 | 0
F1_Commercial_Lodging_New_Water Heating_Natural Gas_Water Heater_E7 | F1 | Commercial | Lodging | New | Water Heating | Natural Gas | Water Heater | E7 | CCE | 0 | 0 | 0 | 0 | 0 | 0 | 0 | 0 | 0 | 0 | 0 | 0 | 0 | 0 | 0 | 0 | 0 | 0 | 0 | 0 | 0 | 0 | 0 | 0 | 0 | 0 | 0 | 0 | 0 | 0
F1_Commercial_Lodging_New_Water Heating_Natural Gas_Water Heater_E8 | F1 | Commercial | Lodging | New | Water Heating | Natural Gas | Water Heater | E8 | CCE | 0 | 0 | 0 | 0 | 0 | 0 | 0 | 0 | 0 | 0 | 0 | 0 | 0 | 0 | 0 | 0 | 0 | 0 | 0 | 0 | 0 | 0 | 0 | 0 | 0 | 0 | 0 | 0 | 0 | 0
F1_Commercial_Lodging_New_Water Heating_Natural Gas_Water Heater_E9 | F1 | Commercial | Lodging | New | Water Heating | Natural Gas | Water Heater | E9 | CCE | 0 | 0 | 0 | 0 | 0 | 0 | 0 | 0 | 0 | 0 | 0 | 0 | 0 | 0 | 0 | 0 | 0 | 0 | 0 | 0 | 0 | 0 | 0 | 0 | 0 | 0 | 0 | 0 | 0 | 0
F1_Commercial_Lodging_New_Water Heating_Natural Gas_Water Heater_E10 | F1 | Commercial | Lodging | New | Water Heating | Natural Gas | Water Heater | E10 | CCE | 0 | 0 | 0 | 0 | 0 | 0 | 0 | 0 | 0 | 0 | 0 | 0 | 0 | 0 | 0 | 0 | 0 | 0 | 0 | 0 | 0 | 0 | 0 | 0 | 0 | 0 | 0 | 0 | 0 | 0
F2_Commercial_Lodging_New_Water Heating_Natural Gas_Water Heater_E1 | F2 | Commercial | Lodging | New | Water Heating | Natural Gas | Water Heater | E1 | TRC BC Ratio | 0.9 | 0.9 | 0.9 | 0.9 | 0.9 | 0.9 | 0.9 | 0.9 | 0.9 | 0.9 | 0.9 | 0.9 | 0.9 | 0.9 | 0.9 | 0.9 | 0.9 | 0.9 | 0.9 | 0.9 | 0.9 | 0.9 | 0 | 0 | 0 | 0 | 0 | 0 | 0 | 0
F2_Commercial_Lodging_New_Water Heating_Natural Gas_Water Heater_E2 | F2 | Commercial | Lodging | New | Water Heating | Natural Gas | Water Heater | E2 | TRC BC Ratio | 0.9 | 0.9 | 0.9 | 0.9 | 0.9 | 0.9 | 0.9 | 0.9 | 0.9 | 0.9 | 0.9 | 0.9 | 0.9 | 0.9 | 0.9 | 0.9 | 0.9 | 0.9 | 0.9 | 0.9 | 0.9 | 0.9 | 0 | 0 | 0 | 0 | 0 | 0 | 0 | 0
F2_Commercial_Lodging_New_Water Heating_Natural Gas_Water Heater_E3 | F2 | Commercial | Lodging | New | Water Heating | Natural Gas | Water Heater | E3 | TRC BC Ratio | 29.2436 | 29.4385 | 29.691 | 30.1785 | 30.8553 | 31.6698 | 32.4093 | 33.0428 | 33.6442 | 34.2584 | 34.9159 | 35.5574 | 36.1639 | 36.7747 | 37.3145 | 37.8255 | 38.3786 | 38.9336 | 39.4915 | 40.0496 | 40.5972 | 41.1317 | 0 | 0 | 0 | 0 | 0 | 0 | 0 | 0
F2_Commercial_Lodging_New_Water Heating_Natural Gas_Water Heater_E4 | F2 | Commercial | Lodging | New | Water Heating | Natural Gas | Water Heater | E4 | TRC BC Ratio | 0.9 | 0.9 | 0.9 | 0.9 | 0.9 | 0.9 | 0.9 | 0.9 | 0.9 | 0.9 | 0.9 | 0.9 | 0.9 | 0.9 | 0.9 | 0.9 | 0.9 | 0.9 | 0.9 | 0.9 | 0.9 | 0.9 | 0 | 0 | 0 | 0 | 0 | 0 | 0 | 0
F2_Commercial_Lodging_New_Water Heating_Natural Gas_Water Heater_E5 | F2 | Commercial | Lodging | New | Water Heating | Natural Gas | Water Heater | E5 | TRC BC Ratio | 0 | 0 | 0 | 0 | 0 | 0 | 0 | 0 | 0 | 0 | 0 | 0 | 0 | 0 | 0 | 0 | 0 | 0 | 0 | 0 | 0 | 0 | 0 | 0 | 0 | 0 | 0 | 0 | 0 | 0
F2_Commercial_Lodging_New_Water Heating_Natural Gas_Water Heater_E6 | F2 | Commercial | Lodging | New | Water Heating | Natural Gas | Water Heater | E6 | TRC BC Ratio | 0 | 0 | 0 | 0 | 0 | 0 | 0 | 0 | 0 | 0 | 0 | 0 | 0 | 0 | 0 | 0 | 0 | 0 | 0 | 0 | 0 | 0 | 0 | 0 | 0 | 0 | 0 | 0 | 0 | 0
F2_Commercial_Lodging_New_Water Heating_Natural Gas_Water Heater_E7 | F2 | Commercial | Lodging | New | Water Heating | Natural Gas | Water Heater | E7 | TRC BC Ratio | 0 | 0 | 0 | 0 | 0 | 0 | 0 | 0 | 0 | 0 | 0 | 0 | 0 | 0 | 0 | 0 | 0 | 0 | 0 | 0 | 0 | 0 | 0 | 0 | 0 | 0 | 0 | 0 | 0 | 0
F2_Commercial_Lodging_New_Water Heating_Natural Gas_Water Heater_E8 | F2 | Commercial | Lodging | New | Water Heating | Natural Gas | Water Heater | E8 | TRC BC Ratio | 0 | 0 | 0 | 0 | 0 | 0 | 0 | 0 | 0 | 0 | 0 | 0 | 0 | 0 | 0 | 0 | 0 | 0 | 0 | 0 | 0 | 0 | 0 | 0 | 0 | 0 | 0 | 0 | 0 | 0
F2_Commercial_Lodging_New_Water Heating_Natural Gas_Water Heater_E9 | F2 | Commercial | Lodging | New | Water Heating | Natural Gas | Water Heater | E9 | TRC BC Ratio | 0 | 0 | 0 | 0 | 0 | 0 | 0 | 0 | 0 | 0 | 0 | 0 | 0 | 0 | 0 | 0 | 0 | 0 | 0 | 0 | 0 | 0 | 0 | 0 | 0 | 0 | 0 | 0 | 0 | 0
F2_Commercial_Lodging_New_Water Heating_Natural Gas_Water Heater_E10 | F2 | Commercial | Lodging | New | Water Heating | Natural Gas | Water Heater | E10 | TRC BC Ratio | 0 | 0 | 0 | 0 | 0 | 0 | 0 | 0 | 0 | 0 | 0 | 0 | 0 | 0 | 0 | 0 | 0 | 0 | 0 | 0 | 0 | 0 | 0 | 0 | 0 | 0 | 0 | 0 | 0 | 0
F3_Commercial_Lodging_New_Water Heating_Natural Gas_Water Heater_E1 | F3 | Commercial | Lodging | New | Water Heating | Natural Gas | Water Heater | E1 | PACT BC Ratio | 0.9 | 0.9 | 0.9 | 0.9 | 0.9 | 0.9 | 0.9 | 0.9 | 0.9 | 0.9 | 0.9 | 0.9 | 0.9 | 0.9 | 0.9 | 0.9 | 0.9 | 0.9 | 0.9 | 0.9 | 0.9 | 0.9 | 0 | 0 | 0 | 0 | 0 | 0 | 0 | 0
F3_Commercial_Lodging_New_Water Heating_Natural Gas_Water Heater_E2 | F3 | Commercial | Lodging | New | Water Heating | Natural Gas | Water Heater | E2 | PACT BC Ratio | 0.9 | 0.9 | 0.9 | 0.9 | 0.9 | 0.9 | 0.9 | 0.9 | 0.9 | 0.9 | 0.9 | 0.9 | 0.9 | 0.9 | 0.9 | 0.9 | 0.9 | 0.9 | 0.9 | 0.9 | 0.9 | 0.9 | 0 | 0 | 0 | 0 | 0 | 0 | 0 | 0
F3_Commercial_Lodging_New_Water Heating_Natural Gas_Water Heater_E3 | F3 | Commercial | Lodging | New | Water Heating | Natural Gas | Water Heater | E3 | PACT BC Ratio | 47.8208 | 48.1394 | 48.5523 | 49.3496 | 50.4563 | 51.7882 | 52.9975 | 54.0335 | 55.0168 | 56.0212 | 57.0965 | 58.1455 | 59.1373 | 60.1361 | 61.0188 | 61.8544 | 62.7588 | 63.6664 | 64.5788 | 65.4913 | 66.3868 | 67.2608 | 0 | 0 | 0 | 0 | 0 | 0 | 0 | 0
F3_Commercial_Lodging_New_Water Heating_Natural Gas_Water Heater_E4 | F3 | Commercial | Lodging | New | Water Heating | Natural Gas | Water Heater | E4 | PACT BC Ratio | 0.9 | 0.9 | 0.9 | 0.9 | 0.9 | 0.9 | 0.9 | 0.9 | 0.9 | 0.9 | 0.9 | 0.9 | 0.9 | 0.9 | 0.9 | 0.9 | 0.9 | 0.9 | 0.9 | 0.9 | 0.9 | 0.9 | 0 | 0 | 0 | 0 | 0 | 0 | 0 | 0
F3_Commercial_Lodging_New_Water Heating_Natural Gas_Water Heater_E5 | F3 | Commercial | Lodging | New | Water Heating | Natural Gas | Water Heater | E5 | PACT BC Ratio | 0 | 0 | 0 | 0 | 0 | 0 | 0 | 0 | 0 | 0 | 0 | 0 | 0 | 0 | 0 | 0 | 0 | 0 | 0 | 0 | 0 | 0 | 0 | 0 | 0 | 0 | 0 | 0 | 0 | 0
F3_Commercial_Lodging_New_Water Heating_Natural Gas_Water Heater_E6 | F3 | Commercial | Lodging | New | Water Heating | Natural Gas | Water Heater | E6 | PACT BC Ratio | 0 | 0 | 0 | 0 | 0 | 0 | 0 | 0 | 0 | 0 | 0 | 0 | 0 | 0 | 0 | 0 | 0 | 0 | 0 | 0 | 0 | 0 | 0 | 0 | 0 | 0 | 0 | 0 | 0 | 0
F3_Commercial_Lodging_New_Water Heating_Natural Gas_Water Heater_E7 | F3 | Commercial | Lodging | New | Water Heating | Natural Gas | Water Heater | E7 | PACT BC Ratio | 0 | 0 | 0 | 0 | 0 | 0 | 0 | 0 | 0 | 0 | 0 | 0 | 0 | 0 | 0 | 0 | 0 | 0 | 0 | 0 | 0 | 0 | 0 | 0 | 0 | 0 | 0 | 0 | 0 | 0
F3_Commercial_Lodging_New_Water Heating_Natural Gas_Water Heater_E8 | F3 | Commercial | Lodging | New | Water Heating | Natural Gas | Water Heater | E8 | PACT BC Ratio | 0 | 0 | 0 | 0 | 0 | 0 | 0 | 0 | 0 | 0 | 0 | 0 | 0 | 0 | 0 | 0 | 0 | 0 | 0 | 0 | 0 | 0 | 0 | 0 | 0 | 0 | 0 | 0 | 0 | 0
F3_Commercial_Lodging_New_Water Heating_Natural Gas_Water Heater_E9 | F3 | Commercial | Lodging | New | Water Heating | Natural Gas | Water Heater | E9 | PACT BC Ratio | 0 | 0 | 0 | 0 | 0 | 0 | 0 | 0 | 0 | 0 | 0 | 0 | 0 | 0 | 0 | 0 | 0 | 0 | 0 | 0 | 0 | 0 | 0 | 0 | 0 | 0 | 0 | 0 | 0 | 0
F3_Commercial_Lodging_New_Water Heating_Natural Gas_Water Heater_E10 | F3 | Commercial | Lodging | New | Water Heating | Natural Gas | Water Heater | E10 | PACT BC Ratio | 0 | 0 | 0 | 0 | 0 | 0 | 0 | 0 | 0 | 0 | 0 | 0 | 0 | 0 | 0 | 0 | 0 | 0 | 0 | 0 | 0 | 0 | 0 | 0 | 0 | 0 | 0 | 0 | 0 | 0
F4_Commercial_Lodging_New_Water Heating_Natural Gas_Water Heater_E1 | F4 | Commercial | Lodging | New | Water Heating | Natural Gas | Water Heater | E1 | PCT BC Ratio | 0.9 | 0.9 | 0.9 | 0.9 | 0.9 | 0.9 | 0.9 | 0.9 | 0.9 | 0.9 | 0.9 | 0.9 | 0.9 | 0.9 | 0.9 | 0.9 | 0.9 | 0.9 | 0.9 | 0.9 | 0.9 | 0.9 | 0 | 0 | 0 | 0 | 0 | 0 | 0 | 0
F4_Commercial_Lodging_New_Water Heating_Natural Gas_Water Heater_E2 | F4 | Commercial | Lodging | New | Water Heating | Natural Gas | Water Heater | E2 | PCT BC Ratio | 0.9 | 0.9 | 0.9 | 0.9 | 0.9 | 0.9 | 0.9 | 0.9 | 0.9 | 0.9 | 0.9 | 0.9 | 0.9 | 0.9 | 0.9 | 0.9 | 0.9 | 0.9 | 0.9 | 0.9 | 0.9 | 0.9 | 0 | 0 | 0 | 0 | 0 | 0 | 0 | 0
F4_Commercial_Lodging_New_Water Heating_Natural Gas_Water Heater_E3 | F4 | Commercial | Lodging | New | Water Heating | Natural Gas | Water Heater | E3 | PCT BC Ratio | 51.976 | 52.3195 | 52.7646 | 53.624 | 54.817 | 56.2527 | 57.5561 | 58.6729 | 59.7329 | 60.8155 | 61.9746 | 63.1053 | 64.1744 | 65.2511 | 66.2026 | 67.1033 | 68.0782 | 69.0565 | 70.04 | 71.0237 | 71.9889 | 72.9311 | 0 | 0 | 0 | 0 | 0 | 0 | 0 | 0
F4_Commercial_Lodging_New_Water Heating_Natural Gas_Water Heater_E4 | F4 | Commercial | Lodging | New | Water Heating | Natural Gas | Water Heater | E4 | PCT BC Ratio | 0.9 | 0.9 | 0.9 | 0.9 | 0.9 | 0.9 | 0.9 | 0.9 | 0.9 | 0.9 | 0.9 | 0.9 | 0.9 | 0.9 | 0.9 | 0.9 | 0.9 | 0.9 | 0.9 | 0.9 | 0.9 | 0.9 | 0 | 0 | 0 | 0 | 0 | 0 | 0 | 0
F4_Commercial_Lodging_New_Water Heating_Natural Gas_Water Heater_E5 | F4 | Commercial | Lodging | New | Water Heating | Natural Gas | Water Heater | E5 | PCT BC Ratio | 0 | 0 | 0 | 0 | 0 | 0 | 0 | 0 | 0 | 0 | 0 | 0 | 0 | 0 | 0 | 0 | 0 | 0 | 0 | 0 | 0 | 0 | 0 | 0 | 0 | 0 | 0 | 0 | 0 | 0
F4_Commercial_Lodging_New_Water Heating_Natural Gas_Water Heater_E6 | F4 | Commercial | Lodging | New | Water Heating | Natural Gas | Water Heater | E6 | PCT BC Ratio | 0 | 0 | 0 | 0 | 0 | 0 | 0 | 0 | 0 | 0 | 0 | 0 | 0 | 0 | 0 | 0 | 0 | 0 | 0 | 0 | 0 | 0 | 0 | 0 | 0 | 0 | 0 | 0 | 0 | 0
F4_Commercial_Lodging_New_Water Heating_Natural Gas_Water Heater_E7 | F4 | Commercial | Lodging | New | Water Heating | Natural Gas | Water Heater | E7 | PCT BC Ratio | 0 | 0 | 0 | 0 | 0 | 0 | 0 | 0 | 0 | 0 | 0 | 0 | 0 | 0 | 0 | 0 | 0 | 0 | 0 | 0 | 0 | 0 | 0 | 0 | 0 | 0 | 0 | 0 | 0 | 0
F4_Commercial_Lodging_New_Water Heating_Natural Gas_Water Heater_E8 | F4 | Commercial | Lodging | New | Water Heating | Natural Gas | Water Heater | E8 | PCT BC Ratio | 0 | 0 | 0 | 0 | 0 | 0 | 0 | 0 | 0 | 0 | 0 | 0 | 0 | 0 | 0 | 0 | 0 | 0 | 0 | 0 | 0 | 0 | 0 | 0 | 0 | 0 | 0 | 0 | 0 | 0
F4_Commercial_Lodging_New_Water Heating_Natural Gas_Water Heater_E9 | F4 | Commercial | Lodging | New | Water Heating | Natural Gas | Water Heater | E9 | PCT BC Ratio | 0 | 0 | 0 | 0 | 0 | 0 | 0 | 0 | 0 | 0 | 0 | 0 | 0 | 0 | 0 | 0 | 0 | 0 | 0 | 0 | 0 | 0 | 0 | 0 | 0 | 0 | 0 | 0 | 0 | 0
F4_Commercial_Lodging_New_Water Heating_Natural Gas_Water Heater_E10 | F4 | Commercial | Lodging | New | Water Heating | Natural Gas | Water Heater | E10 | PCT BC Ratio | 0 | 0 | 0 | 0 | 0 | 0 | 0 | 0 | 0 | 0 | 0 | 0 | 0 | 0 | 0 | 0 | 0 | 0 | 0 | 0 | 0 | 0 | 0 | 0 | 0 | 0 | 0 | 0 | 0 | 0
F5_Commercial_Lodging_New_Water Heating_Natural Gas_Water Heater_E1 | F5 | Commercial | Lodging | New | Water Heating | Natural Gas | Water Heater | E1 | RIM BC Ratio | 0.9 | 0.9 | 0.9 | 0.9 | 0.9 | 0.9 | 0.9 | 0.9 | 0.9 | 0.9 | 0.9 | 0.9 | 0.9 | 0.9 | 0.9 | 0.9 | 0.9 | 0.9 | 0.9 | 0.9 | 0.9 | 0.9 | 0 | 0 | 0 | 0 | 0 | 0 | 0 | 0
F5_Commercial_Lodging_New_Water Heating_Natural Gas_Water Heater_E2 | F5 | Commercial | Lodging | New | Water Heating | Natural Gas | Water Heater | E2 | RIM BC Ratio | 0.9 | 0.9 | 0.9 | 0.9 | 0.9 | 0.9 | 0.9 | 0.9 | 0.9 | 0.9 | 0.9 | 0.9 | 0.9 | 0.9 | 0.9 | 0.9 | 0.9 | 0.9 | 0.9 | 0.9 | 0.9 | 0.9 | 0 | 0 | 0 | 0 | 0 | 0 | 0 | 0
F5_Commercial_Lodging_New_Water Heating_Natural Gas_Water Heater_E3 | F5 | Commercial | Lodging | New | Water Heating | Natural Gas | Water Heater | E3 | RIM BC Ratio | 0.82036 | 0.82045 | 0.82057 | 0.8208 | 0.8211 | 0.82144 | 0.82174 | 0.82198 | 0.82221 | 0.82243 | 0.82265 | 0.82287 | 0.82306 | 0.82325 | 0.82342 | 0.82357 | 0.82372 | 0.82388 | 0.82403 | 0.82418 | 0.82432 | 0.82445 | 0 | 0 | 0 | 0 | 0 | 0 | 0 | 0
F5_Commercial_Lodging_New_Water Heating_Natural Gas_Water Heater_E4 | F5 | Commercial | Lodging | New | Water Heating | Natural Gas | Water Heater | E4 | RIM BC Ratio | 0.9 | 0.9 | 0.9 | 0.9 | 0.9 | 0.9 | 0.9 | 0.9 | 0.9 | 0.9 | 0.9 | 0.9 | 0.9 | 0.9 | 0.9 | 0.9 | 0.9 | 0.9 | 0.9 | 0.9 | 0.9 | 0.9 | 0 | 0 | 0 | 0 | 0 | 0 | 0 | 0
F5_Commercial_Lodging_New_Water Heating_Natural Gas_Water Heater_E5 | F5 | Commercial | Lodging | New | Water Heating | Natural Gas | Water Heater | E5 | RIM BC Ratio | 0 | 0 | 0 | 0 | 0 | 0 | 0 | 0 | 0 | 0 | 0 | 0 | 0 | 0 | 0 | 0 | 0 | 0 | 0 | 0 | 0 | 0 | 0 | 0 | 0 | 0 | 0 | 0 | 0 | 0
F5_Commercial_Lodging_New_Water Heating_Natural Gas_Water Heater_E6 | F5 | Commercial | Lodging | New | Water Heating | Natural Gas | Water Heater | E6 | RIM BC Ratio | 0 | 0 | 0 | 0 | 0 | 0 | 0 | 0 | 0 | 0 | 0 | 0 | 0 | 0 | 0 | 0 | 0 | 0 | 0 | 0 | 0 | 0 | 0 | 0 | 0 | 0 | 0 | 0 | 0 | 0
F5_Commercial_Lodging_New_Water Heating_Natural Gas_Water Heater_E7 | F5 | Commercial | Lodging | New | Water Heating | Natural Gas | Water Heater | E7 | RIM BC Ratio | 0 | 0 | 0 | 0 | 0 | 0 | 0 | 0 | 0 | 0 | 0 | 0 | 0 | 0 | 0 | 0 | 0 | 0 | 0 | 0 | 0 | 0 | 0 | 0 | 0 | 0 | 0 | 0 | 0 | 0
F5_Commercial_Lodging_New_Water Heating_Natural Gas_Water Heater_E8 | F5 | Commercial | Lodging | New | Water Heating | Natural Gas | Water Heater | E8 | RIM BC Ratio | 0 | 0 | 0 | 0 | 0 | 0 | 0 | 0 | 0 | 0 | 0 | 0 | 0 | 0 | 0 | 0 | 0 | 0 | 0 | 0 | 0 | 0 | 0 | 0 | 0 | 0 | 0 | 0 | 0 | 0
F5_Commercial_Lodging_New_Water Heating_Natural Gas_Water Heater_E9 | F5 | Commercial | Lodging | New | Water Heating | Natural Gas | Water Heater | E9 | RIM BC Ratio | 0 | 0 | 0 | 0 | 0 | 0 | 0 | 0 | 0 | 0 | 0 | 0 | 0 | 0 | 0 | 0 | 0 | 0 | 0 | 0 | 0 | 0 | 0 | 0 | 0 | 0 | 0 | 0 | 0 | 0
F5_Commercial_Lodging_New_Water Heating_Natural Gas_Water Heater_E10 | F5 | Commercial | Lodging | New | Water Heating | Natural Gas | Water Heater | E10 | RIM BC Ratio | 0 | 0 | 0 | 0 | 0 | 0 | 0 | 0 | 0 | 0 | 0 | 0 | 0 | 0 | 0 | 0 | 0 | 0 | 0 | 0 | 0 | 0 | 0 | 0 | 0 | 0 | 0 | 0 | 0 | 0
F0_Commercial_Lodging_New_Food Preparation_Natural Gas_Oven_E0 | F0 | Commercial | Lodging | New | Food Preparation | Natural Gas | Oven | E0 | Economic Unit | ENERGY STAR (>44% Baking Efficiency) | ENERGY STAR (>44% Baking Efficiency) | ENERGY STAR (>44% Baking Efficiency) | ENERGY STAR (>44% Baking Efficiency) | ENERGY STAR (>44% Baking Efficiency) | ENERGY STAR (>44% Baking Efficiency) | ENERGY STAR (>44% Baking Efficiency) | ENERGY STAR (>44% Baking Efficiency) | ENERGY STAR (>44% Baking Efficiency) | ENERGY STAR (>44% Baking Efficiency) | ENERGY STAR (>44% Baking Efficiency) | ENERGY STAR (>44% Baking Efficiency) | ENERGY STAR (>44% Baking Efficiency) | ENERGY STAR (>44% Baking Efficiency) | ENERGY STAR (>44% Baking Efficiency) | ENERGY STAR (>44% Baking Efficiency) | ENERGY STAR (>44% Baking Efficiency) | ENERGY STAR (>44% Baking Efficiency) | ENERGY STAR (>44% Baking Efficiency) | ENERGY STAR (>44% Baking Efficiency) | ENERGY STAR (>44% Baking Efficiency) | ENERGY STAR (>44% Baking Efficiency) | 0 | 0 | 0 | 0 | 0 | 0 | 0 | 0
F1_Commercial_Lodging_New_Food Preparation_Natural Gas_Oven_E1 | F1 | Commercial | Lodging | New | Food Preparation | Natural Gas | Oven | E1 | CCE | 0 | 0 | 0 | 0 | 0 | 0 | 0 | 0 | 0 | 0 | 0 | 0 | 0 | 0 | 0 | 0 | 0 | 0 | 0 | 0 | 0 | 0 | 0 | 0 | 0 | 0 | 0 | 0 | 0 | 0
F1_Commercial_Lodging_New_Food Preparation_Natural Gas_Oven_E2 | F1 | Commercial | Lodging | New | Food Preparation | Natural Gas | Oven | E2 | CCE | 0.00045896 | 0.00045896 | 0.00048217 | 0.00047484 | 0.00046772 | 0.00045882 | 0.00045757 | 0.00045463 | 0.00045189 | 0.00044776 | 0.00044712 | 0.00044507 | 0.00044323 | 0.00043973 | 0.00044019 | 0.00043885 | 0.00043753 | 0.00043464 | 0.00043549 | 0.00043464 | 0.000434 | 0.00043158 | 0 | 0 | 0 | 0 | 0 | 0 | 0 | 0
F1_Commercial_Lodging_New_Food Preparation_Natural Gas_Oven_E3 | F1 | Commercial | Lodging | New | Food Preparation | Natural Gas | Oven | E3 | CCE | 0 | 0 | 0 | 0 | 0 | 0 | 0 | 0 | 0 | 0 | 0 | 0 | 0 | 0 | 0 | 0 | 0 | 0 | 0 | 0 | 0 | 0 | 0 | 0 | 0 | 0 | 0 | 0 | 0 | 0
F1_Commercial_Lodging_New_Food Preparation_Natural Gas_Oven_E4 | F1 | Commercial | Lodging | New | Food Preparation | Natural Gas | Oven | E4 | CCE | 0 | 0 | 0 | 0 | 0 | 0 | 0 | 0 | 0 | 0 | 0 | 0 | 0 | 0 | 0 | 0 | 0 | 0 | 0 | 0 | 0 | 0 | 0 | 0 | 0 | 0 | 0 | 0 | 0 | 0
F1_Commercial_Lodging_New_Food Preparation_Natural Gas_Oven_E5 | F1 | Commercial | Lodging | New | Food Preparation | Natural Gas | Oven | E5 | CCE | 0 | 0 | 0 | 0 | 0 | 0 | 0 | 0 | 0 | 0 | 0 | 0 | 0 | 0 | 0 | 0 | 0 | 0 | 0 | 0 | 0 | 0 | 0 | 0 | 0 | 0 | 0 | 0 | 0 | 0
F1_Commercial_Lodging_New_Food Preparation_Natural Gas_Oven_E6 | F1 | Commercial | Lodging | New | Food Preparation | Natural Gas | Oven | E6 | CCE | 0 | 0 | 0 | 0 | 0 | 0 | 0 | 0 | 0 | 0 | 0 | 0 | 0 | 0 | 0 | 0 | 0 | 0 | 0 | 0 | 0 | 0 | 0 | 0 | 0 | 0 | 0 | 0 | 0 | 0
F1_Commercial_Lodging_New_Food Preparation_Natural Gas_Oven_E7 | F1 | Commercial | Lodging | New | Food Preparation | Natural Gas | Oven | E7 | CCE | 0 | 0 | 0 | 0 | 0 | 0 | 0 | 0 | 0 | 0 | 0 | 0 | 0 | 0 | 0 | 0 | 0 | 0 | 0 | 0 | 0 | 0 | 0 | 0 | 0 | 0 | 0 | 0 | 0 | 0
F1_Commercial_Lodging_New_Food Preparation_Natural Gas_Oven_E8 | F1 | Commercial | Lodging | New | Food Preparation | Natural Gas | Oven | E8 | CCE | 0 | 0 | 0 | 0 | 0 | 0 | 0 | 0 | 0 | 0 | 0 | 0 | 0 | 0 | 0 | 0 | 0 | 0 | 0 | 0 | 0 | 0 | 0 | 0 | 0 | 0 | 0 | 0 | 0 | 0
F1_Commercial_Lodging_New_Food Preparation_Natural Gas_Oven_E9 | F1 | Commercial | Lodging | New | Food Preparation | Natural Gas | Oven | E9 | CCE | 0 | 0 | 0 | 0 | 0 | 0 | 0 | 0 | 0 | 0 | 0 | 0 | 0 | 0 | 0 | 0 | 0 | 0 | 0 | 0 | 0 | 0 | 0 | 0 | 0 | 0 | 0 | 0 | 0 | 0
F1_Commercial_Lodging_New_Food Preparation_Natural Gas_Oven_E10 | F1 | Commercial | Lodging | New | Food Preparation | Natural Gas | Oven | E10 | CCE | 0 | 0 | 0 | 0 | 0 | 0 | 0 | 0 | 0 | 0 | 0 | 0 | 0 | 0 | 0 | 0 | 0 | 0 | 0 | 0 | 0 | 0 | 0 | 0 | 0 | 0 | 0 | 0 | 0 | 0
F2_Commercial_Lodging_New_Food Preparation_Natural Gas_Oven_E1 | F2 | Commercial | Lodging | New | Food Preparation | Natural Gas | Oven | E1 | TRC BC Ratio | 0.9 | 0.9 | 0.9 | 0.9 | 0.9 | 0.9 | 0.9 | 0.9 | 0.9 | 0.9 | 0.9 | 0.9 | 0.9 | 0.9 | 0.9 | 0.9 | 0.9 | 0.9 | 0.9 | 0.9 | 0.9 | 0.9 | 0 | 0 | 0 | 0 | 0 | 0 | 0 | 0
F2_Commercial_Lodging_New_Food Preparation_Natural Gas_Oven_E2 | F2 | Commercial | Lodging | New | Food Preparation | Natural Gas | Oven | E2 | TRC BC Ratio | 19.3861 | 19.5519 | 19.7505 | 20.079 | 20.517 | 21.0337 | 21.5085 | 21.9312 | 22.3413 | 22.739 | 23.1401 | 23.5301 | 23.8972 | 24.2648 | 24.6161 | 24.9765 | 25.3618 | 25.7498 | 26.141 | 26.5337 | 26.9222 | 27.305 | 0 | 0 | 0 | 0 | 0 | 0 | 0 | 0
F2_Commercial_Lodging_New_Food Preparation_Natural Gas_Oven_E3 | F2 | Commercial | Lodging | New | Food Preparation | Natural Gas | Oven | E3 | TRC BC Ratio | 0 | 0 | 0 | 0 | 0 | 0 | 0 | 0 | 0 | 0 | 0 | 0 | 0 | 0 | 0 | 0 | 0 | 0 | 0 | 0 | 0 | 0 | 0 | 0 | 0 | 0 | 0 | 0 | 0 | 0
F2_Commercial_Lodging_New_Food Preparation_Natural Gas_Oven_E4 | F2 | Commercial | Lodging | New | Food Preparation | Natural Gas | Oven | E4 | TRC BC Ratio | 0 | 0 | 0 | 0 | 0 | 0 | 0 | 0 | 0 | 0 | 0 | 0 | 0 | 0 | 0 | 0 | 0 | 0 | 0 | 0 | 0 | 0 | 0 | 0 | 0 | 0 | 0 | 0 | 0 | 0
F2_Commercial_Lodging_New_Food Preparation_Natural Gas_Oven_E5 | F2 | Commercial | Lodging | New | Food Preparation | Natural Gas | Oven | E5 | TRC BC Ratio | 0 | 0 | 0 | 0 | 0 | 0 | 0 | 0 | 0 | 0 | 0 | 0 | 0 | 0 | 0 | 0 | 0 | 0 | 0 | 0 | 0 | 0 | 0 | 0 | 0 | 0 | 0 | 0 | 0 | 0
F2_Commercial_Lodging_New_Food Preparation_Natural Gas_Oven_E6 | F2 | Commercial | Lodging | New | Food Preparation | Natural Gas | Oven | E6 | TRC BC Ratio | 0 | 0 | 0 | 0 | 0 | 0 | 0 | 0 | 0 | 0 | 0 | 0 | 0 | 0 | 0 | 0 | 0 | 0 | 0 | 0 | 0 | 0 | 0 | 0 | 0 | 0 | 0 | 0 | 0 | 0
F2_Commercial_Lodging_New_Food Preparation_Natural Gas_Oven_E7 | F2 | Commercial | Lodging | New | Food Preparation | Natural Gas | Oven | E7 | TRC BC Ratio | 0 | 0 | 0 | 0 | 0 | 0 | 0 | 0 | 0 | 0 | 0 | 0 | 0 | 0 | 0 | 0 | 0 | 0 | 0 | 0 | 0 | 0 | 0 | 0 | 0 | 0 | 0 | 0 | 0 | 0
F2_Commercial_Lodging_New_Food Preparation_Natural Gas_Oven_E8 | F2 | Commercial | Lodging | New | Food Preparation | Natural Gas | Oven | E8 | TRC BC Ratio | 0 | 0 | 0 | 0 | 0 | 0 | 0 | 0 | 0 | 0 | 0 | 0 | 0 | 0 | 0 | 0 | 0 | 0 | 0 | 0 | 0 | 0 | 0 | 0 | 0 | 0 | 0 | 0 | 0 | 0
F2_Commercial_Lodging_New_Food Preparation_Natural Gas_Oven_E9 | F2 | Commercial | Lodging | New | Food Preparation | Natural Gas | Oven | E9 | TRC BC Ratio | 0 | 0 | 0 | 0 | 0 | 0 | 0 | 0 | 0 | 0 | 0 | 0 | 0 | 0 | 0 | 0 | 0 | 0 | 0 | 0 | 0 | 0 | 0 | 0 | 0 | 0 | 0 | 0 | 0 | 0
F2_Commercial_Lodging_New_Food Preparation_Natural Gas_Oven_E10 | F2 | Commercial | Lodging | New | Food Preparation | Natural Gas | Oven | E10 | TRC BC Ratio | 0 | 0 | 0 | 0 | 0 | 0 | 0 | 0 | 0 | 0 | 0 | 0 | 0 | 0 | 0 | 0 | 0 | 0 | 0 | 0 | 0 | 0 | 0 | 0 | 0 | 0 | 0 | 0 | 0 | 0
F3_Commercial_Lodging_New_Food Preparation_Natural Gas_Oven_E1 | F3 | Commercial | Lodging | New | Food Preparation | Natural Gas | Oven | E1 | PACT BC Ratio | 0.9 | 0.9 | 0.9 | 0.9 | 0.9 | 0.9 | 0.9 | 0.9 | 0.9 | 0.9 | 0.9 | 0.9 | 0.9 | 0.9 | 0.9 | 0.9 | 0.9 | 0.9 | 0.9 | 0.9 | 0.9 | 0.9 | 0 | 0 | 0 | 0 | 0 | 0 | 0 | 0
F3_Commercial_Lodging_New_Food Preparation_Natural Gas_Oven_E2 | F3 | Commercial | Lodging | New | Food Preparation | Natural Gas | Oven | E2 | PACT BC Ratio | 19.3861 | 19.5519 | 19.7505 | 20.079 | 20.517 | 21.0337 | 21.5085 | 21.9312 | 22.3413 | 22.739 | 23.1401 | 23.5301 | 23.8972 | 24.2648 | 24.6161 | 24.9765 | 25.3618 | 25.7498 | 26.141 | 26.5337 | 26.9222 | 27.305 | 0 | 0 | 0 | 0 | 0 | 0 | 0 | 0
F3_Commercial_Lodging_New_Food Preparation_Natural Gas_Oven_E3 | F3 | Commercial | Lodging | New | Food Preparation | Natural Gas | Oven | E3 | PACT BC Ratio | 0 | 0 | 0 | 0 | 0 | 0 | 0 | 0 | 0 | 0 | 0 | 0 | 0 | 0 | 0 | 0 | 0 | 0 | 0 | 0 | 0 | 0 | 0 | 0 | 0 | 0 | 0 | 0 | 0 | 0
F3_Commercial_Lodging_New_Food Preparation_Natural Gas_Oven_E4 | F3 | Commercial | Lodging | New | Food Preparation | Natural Gas | Oven | E4 | PACT BC Ratio | 0 | 0 | 0 | 0 | 0 | 0 | 0 | 0 | 0 | 0 | 0 | 0 | 0 | 0 | 0 | 0 | 0 | 0 | 0 | 0 | 0 | 0 | 0 | 0 | 0 | 0 | 0 | 0 | 0 | 0
F3_Commercial_Lodging_New_Food Preparation_Natural Gas_Oven_E5 | F3 | Commercial | Lodging | New | Food Preparation | Natural Gas | Oven | E5 | PACT BC Ratio | 0 | 0 | 0 | 0 | 0 | 0 | 0 | 0 | 0 | 0 | 0 | 0 | 0 | 0 | 0 | 0 | 0 | 0 | 0 | 0 | 0 | 0 | 0 | 0 | 0 | 0 | 0 | 0 | 0 | 0
F3_Commercial_Lodging_New_Food Preparation_Natural Gas_Oven_E6 | F3 | Commercial | Lodging | New | Food Preparation | Natural Gas | Oven | E6 | PACT BC Ratio | 0 | 0 | 0 | 0 | 0 | 0 | 0 | 0 | 0 | 0 | 0 | 0 | 0 | 0 | 0 | 0 | 0 | 0 | 0 | 0 | 0 | 0 | 0 | 0 | 0 | 0 | 0 | 0 | 0 | 0
F3_Commercial_Lodging_New_Food Preparation_Natural Gas_Oven_E7 | F3 | Commercial | Lodging | New | Food Preparation | Natural Gas | Oven | E7 | PACT BC Ratio | 0 | 0 | 0 | 0 | 0 | 0 | 0 | 0 | 0 | 0 | 0 | 0 | 0 | 0 | 0 | 0 | 0 | 0 | 0 | 0 | 0 | 0 | 0 | 0 | 0 | 0 | 0 | 0 | 0 | 0
F3_Commercial_Lodging_New_Food Preparation_Natural Gas_Oven_E8 | F3 | Commercial | Lodging | New | Food Preparation | Natural Gas | Oven | E8 | PACT BC Ratio | 0 | 0 | 0 | 0 | 0 | 0 | 0 | 0 | 0 | 0 | 0 | 0 | 0 | 0 | 0 | 0 | 0 | 0 | 0 | 0 | 0 | 0 | 0 | 0 | 0 | 0 | 0 | 0 | 0 | 0
F3_Commercial_Lodging_New_Food Preparation_Natural Gas_Oven_E9 | F3 | Commercial | Lodging | New | Food Preparation | Natural Gas | Oven | E9 | PACT BC Ratio | 0 | 0 | 0 | 0 | 0 | 0 | 0 | 0 | 0 | 0 | 0 | 0 | 0 | 0 | 0 | 0 | 0 | 0 | 0 | 0 | 0 | 0 | 0 | 0 | 0 | 0 | 0 | 0 | 0 | 0
F3_Commercial_Lodging_New_Food Preparation_Natural Gas_Oven_E10 | F3 | Commercial | Lodging | New | Food Preparation | Natural Gas | Oven | E10 | PACT BC Ratio | 0 | 0 | 0 | 0 | 0 | 0 | 0 | 0 | 0 | 0 | 0 | 0 | 0 | 0 | 0 | 0 | 0 | 0 | 0 | 0 | 0 | 0 | 0 | 0 | 0 | 0 | 0 | 0 | 0 | 0
F4_Commercial_Lodging_New_Food Preparation_Natural Gas_Oven_E1 | F4 | Commercial | Lodging | New | Food Preparation | Natural Gas | Oven | E1 | PCT BC Ratio | 0.9 | 0.9 | 0.9 | 0.9 | 0.9 | 0.9 | 0.9 | 0.9 | 0.9 | 0.9 | 0.9 | 0.9 | 0.9 | 0.9 | 0.9 | 0.9 | 0.9 | 0.9 | 0.9 | 0.9 | 0.9 | 0.9 | 0 | 0 | 0 | 0 | 0 | 0 | 0 | 0
F4_Commercial_Lodging_New_Food Preparation_Natural Gas_Oven_E2 | F4 | Commercial | Lodging | New | Food Preparation | Natural Gas | Oven | E2 | PCT BC Ratio | 49.7741 | 50.1913 | 50.6909 | 51.5175 | 52.6194 | 53.9194 | 55.1139 | 56.1776 | 57.2092 | 58.2099 | 59.2191 | 60.2001 | 61.1237 | 62.0487 | 62.9326 | 63.8392 | 64.8088 | 65.7849 | 66.769 | 67.7572 | 68.7346 | 69.6977 | 0 | 0 | 0 | 0 | 0 | 0 | 0 | 0
F4_Commercial_Lodging_New_Food Preparation_Natural Gas_Oven_E3 | F4 | Commercial | Lodging | New | Food Preparation | Natural Gas | Oven | E3 | PCT BC Ratio | 0 | 0 | 0 | 0 | 0 | 0 | 0 | 0 | 0 | 0 | 0 | 0 | 0 | 0 | 0 | 0 | 0 | 0 | 0 | 0 | 0 | 0 | 0 | 0 | 0 | 0 | 0 | 0 | 0 | 0
F4_Commercial_Lodging_New_Food Preparation_Natural Gas_Oven_E4 | F4 | Commercial | Lodging | New | Food Preparation | Natural Gas | Oven | E4 | PCT BC Ratio | 0 | 0 | 0 | 0 | 0 | 0 | 0 | 0 | 0 | 0 | 0 | 0 | 0 | 0 | 0 | 0 | 0 | 0 | 0 | 0 | 0 | 0 | 0 | 0 | 0 | 0 | 0 | 0 | 0 | 0
F4_Commercial_Lodging_New_Food Preparation_Natural Gas_Oven_E5 | F4 | Commercial | Lodging | New | Food Preparation | Natural Gas | Oven | E5 | PCT BC Ratio | 0 | 0 | 0 | 0 | 0 | 0 | 0 | 0 | 0 | 0 | 0 | 0 | 0 | 0 | 0 | 0 | 0 | 0 | 0 | 0 | 0 | 0 | 0 | 0 | 0 | 0 | 0 | 0 | 0 | 0
F4_Commercial_Lodging_New_Food Preparation_Natural Gas_Oven_E6 | F4 | Commercial | Lodging | New | Food Preparation | Natural Gas | Oven | E6 | PCT BC Ratio | 0 | 0 | 0 | 0 | 0 | 0 | 0 | 0 | 0 | 0 | 0 | 0 | 0 | 0 | 0 | 0 | 0 | 0 | 0 | 0 | 0 | 0 | 0 | 0 | 0 | 0 | 0 | 0 | 0 | 0
F4_Commercial_Lodging_New_Food Preparation_Natural Gas_Oven_E7 | F4 | Commercial | Lodging | New | Food Preparation | Natural Gas | Oven | E7 | PCT BC Ratio | 0 | 0 | 0 | 0 | 0 | 0 | 0 | 0 | 0 | 0 | 0 | 0 | 0 | 0 | 0 | 0 | 0 | 0 | 0 | 0 | 0 | 0 | 0 | 0 | 0 | 0 | 0 | 0 | 0 | 0
F4_Commercial_Lodging_New_Food Preparation_Natural Gas_Oven_E8 | F4 | Commercial | Lodging | New | Food Preparation | Natural Gas | Oven | E8 | PCT BC Ratio | 0 | 0 | 0 | 0 | 0 | 0 | 0 | 0 | 0 | 0 | 0 | 0 | 0 | 0 | 0 | 0 | 0 | 0 | 0 | 0 | 0 | 0 | 0 | 0 | 0 | 0 | 0 | 0 | 0 | 0
F4_Commercial_Lodging_New_Food Preparation_Natural Gas_Oven_E9 | F4 | Commercial | Lodging | New | Food Preparation | Natural Gas | Oven | E9 | PCT BC Ratio | 0 | 0 | 0 | 0 | 0 | 0 | 0 | 0 | 0 | 0 | 0 | 0 | 0 | 0 | 0 | 0 | 0 | 0 | 0 | 0 | 0 | 0 | 0 | 0 | 0 | 0 | 0 | 0 | 0 | 0
F4_Commercial_Lodging_New_Food Preparation_Natural Gas_Oven_E10 | F4 | Commercial | Lodging | New | Food Preparation | Natural Gas | Oven | E10 | PCT BC Ratio | 0 | 0 | 0 | 0 | 0 | 0 | 0 | 0 | 0 | 0 | 0 | 0 | 0 | 0 | 0 | 0 | 0 | 0 | 0 | 0 | 0 | 0 | 0 | 0 | 0 | 0 | 0 | 0 | 0 | 0
F5_Commercial_Lodging_New_Food Preparation_Natural Gas_Oven_E1 | F5 | Commercial | Lodging | New | Food Preparation | Natural Gas | Oven | E1 | RIM BC Ratio | 0.9 | 0.9 | 0.9 | 0.9 | 0.9 | 0.9 | 0.9 | 0.9 | 0.9 | 0.9 | 0.9 | 0.9 | 0.9 | 0.9 | 0.9 | 0.9 | 0.9 | 0.9 | 0.9 | 0.9 | 0.9 | 0.9 | 0 | 0 | 0 | 0 | 0 | 0 | 0 | 0
F5_Commercial_Lodging_New_Food Preparation_Natural Gas_Oven_E2 | F5 | Commercial | Lodging | New | Food Preparation | Natural Gas | Oven | E2 | RIM BC Ratio | 0.80022 | 0.80051 | 0.80083 | 0.80137 | 0.80205 | 0.80282 | 0.8035 | 0.80408 | 0.80462 | 0.80513 | 0.80562 | 0.80608 | 0.80651 | 0.80692 | 0.80731 | 0.80769 | 0.80808 | 0.80847 | 0.80885 | 0.80922 | 0.80958 | 0.80992 | 0 | 0 | 0 | 0 | 0 | 0 | 0 | 0
F5_Commercial_Lodging_New_Food Preparation_Natural Gas_Oven_E3 | F5 | Commercial | Lodging | New | Food Preparation | Natural Gas | Oven | E3 | RIM BC Ratio | 0 | 0 | 0 | 0 | 0 | 0 | 0 | 0 | 0 | 0 | 0 | 0 | 0 | 0 | 0 | 0 | 0 | 0 | 0 | 0 | 0 | 0 | 0 | 0 | 0 | 0 | 0 | 0 | 0 | 0
F5_Commercial_Lodging_New_Food Preparation_Natural Gas_Oven_E4 | F5 | Commercial | Lodging | New | Food Preparation | Natural Gas | Oven | E4 | RIM BC Ratio | 0 | 0 | 0 | 0 | 0 | 0 | 0 | 0 | 0 | 0 | 0 | 0 | 0 | 0 | 0 | 0 | 0 | 0 | 0 | 0 | 0 | 0 | 0 | 0 | 0 | 0 | 0 | 0 | 0 | 0
F5_Commercial_Lodging_New_Food Preparation_Natural Gas_Oven_E5 | F5 | Commercial | Lodging | New | Food Preparation | Natural Gas | Oven | E5 | RIM BC Ratio | 0 | 0 | 0 | 0 | 0 | 0 | 0 | 0 | 0 | 0 | 0 | 0 | 0 | 0 | 0 | 0 | 0 | 0 | 0 | 0 | 0 | 0 | 0 | 0 | 0 | 0 | 0 | 0 | 0 | 0
F5_Commercial_Lodging_New_Food Preparation_Natural Gas_Oven_E6 | F5 | Commercial | Lodging | New | Food Preparation | Natural Gas | Oven | E6 | RIM BC Ratio | 0 | 0 | 0 | 0 | 0 | 0 | 0 | 0 | 0 | 0 | 0 | 0 | 0 | 0 | 0 | 0 | 0 | 0 | 0 | 0 | 0 | 0 | 0 | 0 | 0 | 0 | 0 | 0 | 0 | 0
F5_Commercial_Lodging_New_Food Preparation_Natural Gas_Oven_E7 | F5 | Commercial | Lodging | New | Food Preparation | Natural Gas | Oven | E7 | RIM BC Ratio | 0 | 0 | 0 | 0 | 0 | 0 | 0 | 0 | 0 | 0 | 0 | 0 | 0 | 0 | 0 | 0 | 0 | 0 | 0 | 0 | 0 | 0 | 0 | 0 | 0 | 0 | 0 | 0 | 0 | 0
F5_Commercial_Lodging_New_Food Preparation_Natural Gas_Oven_E8 | F5 | Commercial | Lodging | New | Food Preparation | Natural Gas | Oven | E8 | RIM BC Ratio | 0 | 0 | 0 | 0 | 0 | 0 | 0 | 0 | 0 | 0 | 0 | 0 | 0 | 0 | 0 | 0 | 0 | 0 | 0 | 0 | 0 | 0 | 0 | 0 | 0 | 0 | 0 | 0 | 0 | 0
F5_Commercial_Lodging_New_Food Preparation_Natural Gas_Oven_E9 | F5 | Commercial | Lodging | New | Food Preparation | Natural Gas | Oven | E9 | RIM BC Ratio | 0 | 0 | 0 | 0 | 0 | 0 | 0 | 0 | 0 | 0 | 0 | 0 | 0 | 0 | 0 | 0 | 0 | 0 | 0 | 0 | 0 | 0 | 0 | 0 | 0 | 0 | 0 | 0 | 0 | 0
F5_Commercial_Lodging_New_Food Preparation_Natural Gas_Oven_E10 | F5 | Commercial | Lodging | New | Food Preparation | Natural Gas | Oven | E10 | RIM BC Ratio | 0 | 0 | 0 | 0 | 0 | 0 | 0 | 0 | 0 | 0 | 0 | 0 | 0 | 0 | 0 | 0 | 0 | 0 | 0 | 0 | 0 | 0 | 0 | 0 | 0 | 0 | 0 | 0 | 0 | 0
F0_Commercial_Lodging_New_Food Preparation_Natural Gas_Conveyor Oven_E0 | F0 | Commercial | Lodging | New | Food Preparation | Natural Gas | Conveyor Oven | E0 | Economic Unit | Efficient (>44% Baking Efficiency) | Efficient (>44% Baking Efficiency) | Efficient (>44% Baking Efficiency) | Efficient (>44% Baking Efficiency) | Efficient (>44% Baking Efficiency) | Efficient (>44% Baking Efficiency) | Efficient (>44% Baking Efficiency) | Efficient (>44% Baking Efficiency) | Efficient (>44% Baking Efficiency) | Efficient (>44% Baking Efficiency) | Efficient (>44% Baking Efficiency) | Efficient (>44% Baking Efficiency) | Efficient (>44% Baking Efficiency) | Efficient (>44% Baking Efficiency) | Efficient (>44% Baking Efficiency) | Efficient (>44% Baking Efficiency) | Efficient (>44% Baking Efficiency) | Efficient (>44% Baking Efficiency) | Efficient (>44% Baking Efficiency) | Efficient (>44% Baking Efficiency) | Efficient (>44% Baking Efficiency) | Efficient (>44% Baking Efficiency) | 0 | 0 | 0 | 0 | 0 | 0 | 0 | 0
F1_Commercial_Lodging_New_Food Preparation_Natural Gas_Conveyor Oven_E1 | F1 | Commercial | Lodging | New | Food Preparation | Natural Gas | Conveyor Oven | E1 | CCE | 0 | 0 | 0 | 0 | 0 | 0 | 0 | 0 | 0 | 0 | 0 | 0 | 0 | 0 | 0 | 0 | 0 | 0 | 0 | 0 | 0 | 0 | 0 | 0 | 0 | 0 | 0 | 0 | 0 | 0
F1_Commercial_Lodging_New_Food Preparation_Natural Gas_Conveyor Oven_E2 | F1 | Commercial | Lodging | New | Food Preparation | Natural Gas | Conveyor Oven | E2 | CCE | 0.0034054 | 0.0034054 | 0.0035776 | 0.0035232 | 0.0034703 | 0.0034043 | 0.003395 | 0.0033732 | 0.0033529 | 0.0033223 | 0.0033175 | 0.0033023 | 0.0032887 | 0.0032626 | 0.0032661 | 0.0032561 | 0.0032463 | 0.0032249 | 0.0032312 | 0.0032249 | 0.0032202 | 0.0032022 | 0 | 0 | 0 | 0 | 0 | 0 | 0 | 0
F1_Commercial_Lodging_New_Food Preparation_Natural Gas_Conveyor Oven_E3 | F1 | Commercial | Lodging | New | Food Preparation | Natural Gas | Conveyor Oven | E3 | CCE | 0 | 0 | 0 | 0 | 0 | 0 | 0 | 0 | 0 | 0 | 0 | 0 | 0 | 0 | 0 | 0 | 0 | 0 | 0 | 0 | 0 | 0 | 0 | 0 | 0 | 0 | 0 | 0 | 0 | 0
F1_Commercial_Lodging_New_Food Preparation_Natural Gas_Conveyor Oven_E4 | F1 | Commercial | Lodging | New | Food Preparation | Natural Gas | Conveyor Oven | E4 | CCE | 0 | 0 | 0 | 0 | 0 | 0 | 0 | 0 | 0 | 0 | 0 | 0 | 0 | 0 | 0 | 0 | 0 | 0 | 0 | 0 | 0 | 0 | 0 | 0 | 0 | 0 | 0 | 0 | 0 | 0
F1_Commercial_Lodging_New_Food Preparation_Natural Gas_Conveyor Oven_E5 | F1 | Commercial | Lodging | New | Food Preparation | Natural Gas | Conveyor Oven | E5 | CCE | 0 | 0 | 0 | 0 | 0 | 0 | 0 | 0 | 0 | 0 | 0 | 0 | 0 | 0 | 0 | 0 | 0 | 0 | 0 | 0 | 0 | 0 | 0 | 0 | 0 | 0 | 0 | 0 | 0 | 0
F1_Commercial_Lodging_New_Food Preparation_Natural Gas_Conveyor Oven_E6 | F1 | Commercial | Lodging | New | Food Preparation | Natural Gas | Conveyor Oven | E6 | CCE | 0 | 0 | 0 | 0 | 0 | 0 | 0 | 0 | 0 | 0 | 0 | 0 | 0 | 0 | 0 | 0 | 0 | 0 | 0 | 0 | 0 | 0 | 0 | 0 | 0 | 0 | 0 | 0 | 0 | 0
F1_Commercial_Lodging_New_Food Preparation_Natural Gas_Conveyor Oven_E7 | F1 | Commercial | Lodging | New | Food Preparation | Natural Gas | Conveyor Oven | E7 | CCE | 0 | 0 | 0 | 0 | 0 | 0 | 0 | 0 | 0 | 0 | 0 | 0 | 0 | 0 | 0 | 0 | 0 | 0 | 0 | 0 | 0 | 0 | 0 | 0 | 0 | 0 | 0 | 0 | 0 | 0
F1_Commercial_Lodging_New_Food Preparation_Natural Gas_Conveyor Oven_E8 | F1 | Commercial | Lodging | New | Food Preparation | Natural Gas | Conveyor Oven | E8 | CCE | 0 | 0 | 0 | 0 | 0 | 0 | 0 | 0 | 0 | 0 | 0 | 0 | 0 | 0 | 0 | 0 | 0 | 0 | 0 | 0 | 0 | 0 | 0 | 0 | 0 | 0 | 0 | 0 | 0 | 0
F1_Commercial_Lodging_New_Food Preparation_Natural Gas_Conveyor Oven_E9 | F1 | Commercial | Lodging | New | Food Preparation | Natural Gas | Conveyor Oven | E9 | CCE | 0 | 0 | 0 | 0 | 0 | 0 | 0 | 0 | 0 | 0 | 0 | 0 | 0 | 0 | 0 | 0 | 0 | 0 | 0 | 0 | 0 | 0 | 0 | 0 | 0 | 0 | 0 | 0 | 0 | 0
F1_Commercial_Lodging_New_Food Preparation_Natural Gas_Conveyor Oven_E10 | F1 | Commercial | Lodging | New | Food Preparation | Natural Gas | Conveyor Oven | E10 | CCE | 0 | 0 | 0 | 0 | 0 | 0 | 0 | 0 | 0 | 0 | 0 | 0 | 0 | 0 | 0 | 0 | 0 | 0 | 0 | 0 | 0 | 0 | 0 | 0 | 0 | 0 | 0 | 0 | 0 | 0
F2_Commercial_Lodging_New_Food Preparation_Natural Gas_Conveyor Oven_E1 | F2 | Commercial | Lodging | New | Food Preparation | Natural Gas | Conveyor Oven | E1 | TRC BC Ratio | 0.9 | 0.9 | 0.9 | 0.9 | 0.9 | 0.9 | 0.9 | 0.9 | 0.9 | 0.9 | 0.9 | 0.9 | 0.9 | 0.9 | 0.9 | 0.9 | 0.9 | 0.9 | 0.9 | 0.9 | 0.9 | 0.9 | 0 | 0 | 0 | 0 | 0 | 0 | 0 | 0
F2_Commercial_Lodging_New_Food Preparation_Natural Gas_Conveyor Oven_E2 | F2 | Commercial | Lodging | New | Food Preparation | Natural Gas | Conveyor Oven | E2 | TRC BC Ratio | 2.7176 | 2.748 | 2.7824 | 2.8311 | 2.8898 | 2.9554 | 3.0153 | 3.0676 | 3.1163 | 3.1654 | 3.2167 | 3.269 | 3.3215 | 3.3766 | 3.4303 | 3.4854 | 3.5434 | 3.602 | 3.6613 | 3.7212 | 3.781 | 3.8406 | 0 | 0 | 0 | 0 | 0 | 0 | 0 | 0
F2_Commercial_Lodging_New_Food Preparation_Natural Gas_Conveyor Oven_E3 | F2 | Commercial | Lodging | New | Food Preparation | Natural Gas | Conveyor Oven | E3 | TRC BC Ratio | 0 | 0 | 0 | 0 | 0 | 0 | 0 | 0 | 0 | 0 | 0 | 0 | 0 | 0 | 0 | 0 | 0 | 0 | 0 | 0 | 0 | 0 | 0 | 0 | 0 | 0 | 0 | 0 | 0 | 0
F2_Commercial_Lodging_New_Food Preparation_Natural Gas_Conveyor Oven_E4 | F2 | Commercial | Lodging | New | Food Preparation | Natural Gas | Conveyor Oven | E4 | TRC BC Ratio | 0 | 0 | 0 | 0 | 0 | 0 | 0 | 0 | 0 | 0 | 0 | 0 | 0 | 0 | 0 | 0 | 0 | 0 | 0 | 0 | 0 | 0 | 0 | 0 | 0 | 0 | 0 | 0 | 0 | 0
F2_Commercial_Lodging_New_Food Preparation_Natural Gas_Conveyor Oven_E5 | F2 | Commercial | Lodging | New | Food Preparation | Natural Gas | Conveyor Oven | E5 | TRC BC Ratio | 0 | 0 | 0 | 0 | 0 | 0 | 0 | 0 | 0 | 0 | 0 | 0 | 0 | 0 | 0 | 0 | 0 | 0 | 0 | 0 | 0 | 0 | 0 | 0 | 0 | 0 | 0 | 0 | 0 | 0
F2_Commercial_Lodging_New_Food Preparation_Natural Gas_Conveyor Oven_E6 | F2 | Commercial | Lodging | New | Food Preparation | Natural Gas | Conveyor Oven | E6 | TRC BC Ratio | 0 | 0 | 0 | 0 | 0 | 0 | 0 | 0 | 0 | 0 | 0 | 0 | 0 | 0 | 0 | 0 | 0 | 0 | 0 | 0 | 0 | 0 | 0 | 0 | 0 | 0 | 0 | 0 | 0 | 0
F2_Commercial_Lodging_New_Food Preparation_Natural Gas_Conveyor Oven_E7 | F2 | Commercial | Lodging | New | Food Preparation | Natural Gas | Conveyor Oven | E7 | TRC BC Ratio | 0 | 0 | 0 | 0 | 0 | 0 | 0 | 0 | 0 | 0 | 0 | 0 | 0 | 0 | 0 | 0 | 0 | 0 | 0 | 0 | 0 | 0 | 0 | 0 | 0 | 0 | 0 | 0 | 0 | 0
F2_Commercial_Lodging_New_Food Preparation_Natural Gas_Conveyor Oven_E8 | F2 | Commercial | Lodging | New | Food Preparation | Natural Gas | Conveyor Oven | E8 | TRC BC Ratio | 0 | 0 | 0 | 0 | 0 | 0 | 0 | 0 | 0 | 0 | 0 | 0 | 0 | 0 | 0 | 0 | 0 | 0 | 0 | 0 | 0 | 0 | 0 | 0 | 0 | 0 | 0 | 0 | 0 | 0
F2_Commercial_Lodging_New_Food Preparation_Natural Gas_Conveyor Oven_E9 | F2 | Commercial | Lodging | New | Food Preparation | Natural Gas | Conveyor Oven | E9 | TRC BC Ratio | 0 | 0 | 0 | 0 | 0 | 0 | 0 | 0 | 0 | 0 | 0 | 0 | 0 | 0 | 0 | 0 | 0 | 0 | 0 | 0 | 0 | 0 | 0 | 0 | 0 | 0 | 0 | 0 | 0 | 0
F2_Commercial_Lodging_New_Food Preparation_Natural Gas_Conveyor Oven_E10 | F2 | Commercial | Lodging | New | Food Preparation | Natural Gas | Conveyor Oven | E10 | TRC BC Ratio | 0 | 0 | 0 | 0 | 0 | 0 | 0 | 0 | 0 | 0 | 0 | 0 | 0 | 0 | 0 | 0 | 0 | 0 | 0 | 0 | 0 | 0 | 0 | 0 | 0 | 0 | 0 | 0 | 0 | 0
F3_Commercial_Lodging_New_Food Preparation_Natural Gas_Conveyor Oven_E1 | F3 | Commercial | Lodging | New | Food Preparation | Natural Gas | Conveyor Oven | E1 | PACT BC Ratio | 0.9 | 0.9 | 0.9 | 0.9 | 0.9 | 0.9 | 0.9 | 0.9 | 0.9 | 0.9 | 0.9 | 0.9 | 0.9 | 0.9 | 0.9 | 0.9 | 0.9 | 0.9 | 0.9 | 0.9 | 0.9 | 0.9 | 0 | 0 | 0 | 0 | 0 | 0 | 0 | 0
F3_Commercial_Lodging_New_Food Preparation_Natural Gas_Conveyor Oven_E2 | F3 | Commercial | Lodging | New | Food Preparation | Natural Gas | Conveyor Oven | E2 | PACT BC Ratio | 6.4385 | 6.5104 | 6.5921 | 6.7074 | 6.8464 | 7.002 | 7.1438 | 7.2678 | 7.3831 | 7.4995 | 7.621 | 7.745 | 7.8692 | 7.9997 | 8.1271 | 8.2575 | 8.3949 | 8.5337 | 8.6743 | 8.8161 | 8.9578 | 9.0991 | 0 | 0 | 0 | 0 | 0 | 0 | 0 | 0
F3_Commercial_Lodging_New_Food Preparation_Natural Gas_Conveyor Oven_E3 | F3 | Commercial | Lodging | New | Food Preparation | Natural Gas | Conveyor Oven | E3 | PACT BC Ratio | 0 | 0 | 0 | 0 | 0 | 0 | 0 | 0 | 0 | 0 | 0 | 0 | 0 | 0 | 0 | 0 | 0 | 0 | 0 | 0 | 0 | 0 | 0 | 0 | 0 | 0 | 0 | 0 | 0 | 0
F3_Commercial_Lodging_New_Food Preparation_Natural Gas_Conveyor Oven_E4 | F3 | Commercial | Lodging | New | Food Preparation | Natural Gas | Conveyor Oven | E4 | PACT BC Ratio | 0 | 0 | 0 | 0 | 0 | 0 | 0 | 0 | 0 | 0 | 0 | 0 | 0 | 0 | 0 | 0 | 0 | 0 | 0 | 0 | 0 | 0 | 0 | 0 | 0 | 0 | 0 | 0 | 0 | 0
F3_Commercial_Lodging_New_Food Preparation_Natural Gas_Conveyor Oven_E5 | F3 | Commercial | Lodging | New | Food Preparation | Natural Gas | Conveyor Oven | E5 | PACT BC Ratio | 0 | 0 | 0 | 0 | 0 | 0 | 0 | 0 | 0 | 0 | 0 | 0 | 0 | 0 | 0 | 0 | 0 | 0 | 0 | 0 | 0 | 0 | 0 | 0 | 0 | 0 | 0 | 0 | 0 | 0
F3_Commercial_Lodging_New_Food Preparation_Natural Gas_Conveyor Oven_E6 | F3 | Commercial | Lodging | New | Food Preparation | Natural Gas | Conveyor Oven | E6 | PACT BC Ratio | 0 | 0 | 0 | 0 | 0 | 0 | 0 | 0 | 0 | 0 | 0 | 0 | 0 | 0 | 0 | 0 | 0 | 0 | 0 | 0 | 0 | 0 | 0 | 0 | 0 | 0 | 0 | 0 | 0 | 0
F3_Commercial_Lodging_New_Food Preparation_Natural Gas_Conveyor Oven_E7 | F3 | Commercial | Lodging | New | Food Preparation | Natural Gas | Conveyor Oven | E7 | PACT BC Ratio | 0 | 0 | 0 | 0 | 0 | 0 | 0 | 0 | 0 | 0 | 0 | 0 | 0 | 0 | 0 | 0 | 0 | 0 | 0 | 0 | 0 | 0 | 0 | 0 | 0 | 0 | 0 | 0 | 0 | 0
F3_Commercial_Lodging_New_Food Preparation_Natural Gas_Conveyor Oven_E8 | F3 | Commercial | Lodging | New | Food Preparation | Natural Gas | Conveyor Oven | E8 | PACT BC Ratio | 0 | 0 | 0 | 0 | 0 | 0 | 0 | 0 | 0 | 0 | 0 | 0 | 0 | 0 | 0 | 0 | 0 | 0 | 0 | 0 | 0 | 0 | 0 | 0 | 0 | 0 | 0 | 0 | 0 | 0
F3_Commercial_Lodging_New_Food Preparation_Natural Gas_Conveyor Oven_E9 | F3 | Commercial | Lodging | New | Food Preparation | Natural Gas | Conveyor Oven | E9 | PACT BC Ratio | 0 | 0 | 0 | 0 | 0 | 0 | 0 | 0 | 0 | 0 | 0 | 0 | 0 | 0 | 0 | 0 | 0 | 0 | 0 | 0 | 0 | 0 | 0 | 0 | 0 | 0 | 0 | 0 | 0 | 0
F3_Commercial_Lodging_New_Food Preparation_Natural Gas_Conveyor Oven_E10 | F3 | Commercial | Lodging | New | Food Preparation | Natural Gas | Conveyor Oven | E10 | PACT BC Ratio | 0 | 0 | 0 | 0 | 0 | 0 | 0 | 0 | 0 | 0 | 0 | 0 | 0 | 0 | 0 | 0 | 0 | 0 | 0 | 0 | 0 | 0 | 0 | 0 | 0 | 0 | 0 | 0 | 0 | 0
F4_Commercial_Lodging_New_Food Preparation_Natural Gas_Conveyor Oven_E1 | F4 | Commercial | Lodging | New | Food Preparation | Natural Gas | Conveyor Oven | E1 | PCT BC Ratio | 0.9 | 0.9 | 0.9 | 0.9 | 0.9 | 0.9 | 0.9 | 0.9 | 0.9 | 0.9 | 0.9 | 0.9 | 0.9 | 0.9 | 0.9 | 0.9 | 0.9 | 0.9 | 0.9 | 0.9 | 0.9 | 0.9 | 0 | 0 | 0 | 0 | 0 | 0 | 0 | 0
F4_Commercial_Lodging_New_Food Preparation_Natural Gas_Conveyor Oven_E2 | F4 | Commercial | Lodging | New | Food Preparation | Natural Gas | Conveyor Oven | E2 | PCT BC Ratio | 4.4381 | 4.4848 | 4.5378 | 4.6126 | 4.7029 | 4.8039 | 4.896 | 4.9765 | 5.0514 | 5.1269 | 5.2058 | 5.2863 | 5.3669 | 5.4517 | 5.5344 | 5.619 | 5.7082 | 5.7984 | 5.8896 | 5.9817 | 6.0737 | 6.1654 | 0 | 0 | 0 | 0 | 0 | 0 | 0 | 0
F4_Commercial_Lodging_New_Food Preparation_Natural Gas_Conveyor Oven_E3 | F4 | Commercial | Lodging | New | Food Preparation | Natural Gas | Conveyor Oven | E3 | PCT BC Ratio | 0 | 0 | 0 | 0 | 0 | 0 | 0 | 0 | 0 | 0 | 0 | 0 | 0 | 0 | 0 | 0 | 0 | 0 | 0 | 0 | 0 | 0 | 0 | 0 | 0 | 0 | 0 | 0 | 0 | 0
F4_Commercial_Lodging_New_Food Preparation_Natural Gas_Conveyor Oven_E4 | F4 | Commercial | Lodging | New | Food Preparation | Natural Gas | Conveyor Oven | E4 | PCT BC Ratio | 0 | 0 | 0 | 0 | 0 | 0 | 0 | 0 | 0 | 0 | 0 | 0 | 0 | 0 | 0 | 0 | 0 | 0 | 0 | 0 | 0 | 0 | 0 | 0 | 0 | 0 | 0 | 0 | 0 | 0
F4_Commercial_Lodging_New_Food Preparation_Natural Gas_Conveyor Oven_E5 | F4 | Commercial | Lodging | New | Food Preparation | Natural Gas | Conveyor Oven | E5 | PCT BC Ratio | 0 | 0 | 0 | 0 | 0 | 0 | 0 | 0 | 0 | 0 | 0 | 0 | 0 | 0 | 0 | 0 | 0 | 0 | 0 | 0 | 0 | 0 | 0 | 0 | 0 | 0 | 0 | 0 | 0 | 0
F4_Commercial_Lodging_New_Food Preparation_Natural Gas_Conveyor Oven_E6 | F4 | Commercial | Lodging | New | Food Preparation | Natural Gas | Conveyor Oven | E6 | PCT BC Ratio | 0 | 0 | 0 | 0 | 0 | 0 | 0 | 0 | 0 | 0 | 0 | 0 | 0 | 0 | 0 | 0 | 0 | 0 | 0 | 0 | 0 | 0 | 0 | 0 | 0 | 0 | 0 | 0 | 0 | 0
F4_Commercial_Lodging_New_Food Preparation_Natural Gas_Conveyor Oven_E7 | F4 | Commercial | Lodging | New | Food Preparation | Natural Gas | Conveyor Oven | E7 | PCT BC Ratio | 0 | 0 | 0 | 0 | 0 | 0 | 0 | 0 | 0 | 0 | 0 | 0 | 0 | 0 | 0 | 0 | 0 | 0 | 0 | 0 | 0 | 0 | 0 | 0 | 0 | 0 | 0 | 0 | 0 | 0
F4_Commercial_Lodging_New_Food Preparation_Natural Gas_Conveyor Oven_E8 | F4 | Commercial | Lodging | New | Food Preparation | Natural Gas | Conveyor Oven | E8 | PCT BC Ratio | 0 | 0 | 0 | 0 | 0 | 0 | 0 | 0 | 0 | 0 | 0 | 0 | 0 | 0 | 0 | 0 | 0 | 0 | 0 | 0 | 0 | 0 | 0 | 0 | 0 | 0 | 0 | 0 | 0 | 0
F4_Commercial_Lodging_New_Food Preparation_Natural Gas_Conveyor Oven_E9 | F4 | Commercial | Lodging | New | Food Preparation | Natural Gas | Conveyor Oven | E9 | PCT BC Ratio | 0 | 0 | 0 | 0 | 0 | 0 | 0 | 0 | 0 | 0 | 0 | 0 | 0 | 0 | 0 | 0 | 0 | 0 | 0 | 0 | 0 | 0 | 0 | 0 | 0 | 0 | 0 | 0 | 0 | 0
F4_Commercial_Lodging_New_Food Preparation_Natural Gas_Conveyor Oven_E10 | F4 | Commercial | Lodging | New | Food Preparation | Natural Gas | Conveyor Oven | E10 | PCT BC Ratio | 0 | 0 | 0 | 0 | 0 | 0 | 0 | 0 | 0 | 0 | 0 | 0 | 0 | 0 | 0 | 0 | 0 | 0 | 0 | 0 | 0 | 0 | 0 | 0 | 0 | 0 | 0 | 0 | 0 | 0
F5_Commercial_Lodging_New_Food Preparation_Natural Gas_Conveyor Oven_E1 | F5 | Commercial | Lodging | New | Food Preparation | Natural Gas | Conveyor Oven | E1 | RIM BC Ratio | 0.9 | 0.9 | 0.9 | 0.9 | 0.9 | 0.9 | 0.9 | 0.9 | 0.9 | 0.9 | 0.9 | 0.9 | 0.9 | 0.9 | 0.9 | 0.9 | 0.9 | 0.9 | 0.9 | 0.9 | 0.9 | 0.9 | 0 | 0 | 0 | 0 | 0 | 0 | 0 | 0
F5_Commercial_Lodging_New_Food Preparation_Natural Gas_Conveyor Oven_E2 | F5 | Commercial | Lodging | New | Food Preparation | Natural Gas | Conveyor Oven | E2 | RIM BC Ratio | 0.73889 | 0.73983 | 0.74087 | 0.74231 | 0.74398 | 0.74578 | 0.74736 | 0.74869 | 0.7499 | 0.75108 | 0.75229 | 0.75348 | 0.75464 | 0.75582 | 0.75694 | 0.75805 | 0.75919 | 0.76031 | 0.76141 | 0.76249 | 0.76353 | 0.76455 | 0 | 0 | 0 | 0 | 0 | 0 | 0 | 0
F5_Commercial_Lodging_New_Food Preparation_Natural Gas_Conveyor Oven_E3 | F5 | Commercial | Lodging | New | Food Preparation | Natural Gas | Conveyor Oven | E3 | RIM BC Ratio | 0 | 0 | 0 | 0 | 0 | 0 | 0 | 0 | 0 | 0 | 0 | 0 | 0 | 0 | 0 | 0 | 0 | 0 | 0 | 0 | 0 | 0 | 0 | 0 | 0 | 0 | 0 | 0 | 0 | 0
F5_Commercial_Lodging_New_Food Preparation_Natural Gas_Conveyor Oven_E4 | F5 | Commercial | Lodging | New | Food Preparation | Natural Gas | Conveyor Oven | E4 | RIM BC Ratio | 0 | 0 | 0 | 0 | 0 | 0 | 0 | 0 | 0 | 0 | 0 | 0 | 0 | 0 | 0 | 0 | 0 | 0 | 0 | 0 | 0 | 0 | 0 | 0 | 0 | 0 | 0 | 0 | 0 | 0
F5_Commercial_Lodging_New_Food Preparation_Natural Gas_Conveyor Oven_E5 | F5 | Commercial | Lodging | New | Food Preparation | Natural Gas | Conveyor Oven | E5 | RIM BC Ratio | 0 | 0 | 0 | 0 | 0 | 0 | 0 | 0 | 0 | 0 | 0 | 0 | 0 | 0 | 0 | 0 | 0 | 0 | 0 | 0 | 0 | 0 | 0 | 0 | 0 | 0 | 0 | 0 | 0 | 0
F5_Commercial_Lodging_New_Food Preparation_Natural Gas_Conveyor Oven_E6 | F5 | Commercial | Lodging | New | Food Preparation | Natural Gas | Conveyor Oven | E6 | RIM BC Ratio | 0 | 0 | 0 | 0 | 0 | 0 | 0 | 0 | 0 | 0 | 0 | 0 | 0 | 0 | 0 | 0 | 0 | 0 | 0 | 0 | 0 | 0 | 0 | 0 | 0 | 0 | 0 | 0 | 0 | 0
F5_Commercial_Lodging_New_Food Preparation_Natural Gas_Conveyor Oven_E7 | F5 | Commercial | Lodging | New | Food Preparation | Natural Gas | Conveyor Oven | E7 | RIM BC Ratio | 0 | 0 | 0 | 0 | 0 | 0 | 0 | 0 | 0 | 0 | 0 | 0 | 0 | 0 | 0 | 0 | 0 | 0 | 0 | 0 | 0 | 0 | 0 | 0 | 0 | 0 | 0 | 0 | 0 | 0
F5_Commercial_Lodging_New_Food Preparation_Natural Gas_Conveyor Oven_E8 | F5 | Commercial | Lodging | New | Food Preparation | Natural Gas | Conveyor Oven | E8 | RIM BC Ratio | 0 | 0 | 0 | 0 | 0 | 0 | 0 | 0 | 0 | 0 | 0 | 0 | 0 | 0 | 0 | 0 | 0 | 0 | 0 | 0 | 0 | 0 | 0 | 0 | 0 | 0 | 0 | 0 | 0 | 0
F5_Commercial_Lodging_New_Food Preparation_Natural Gas_Conveyor Oven_E9 | F5 | Commercial | Lodging | New | Food Preparation | Natural Gas | Conveyor Oven | E9 | RIM BC Ratio | 0 | 0 | 0 | 0 | 0 | 0 | 0 | 0 | 0 | 0 | 0 | 0 | 0 | 0 | 0 | 0 | 0 | 0 | 0 | 0 | 0 | 0 | 0 | 0 | 0 | 0 | 0 | 0 | 0 | 0
F5_Commercial_Lodging_New_Food Preparation_Natural Gas_Conveyor Oven_E10 | F5 | Commercial | Lodging | New | Food Preparation | Natural Gas | Conveyor Oven | E10 | RIM BC Ratio | 0 | 0 | 0 | 0 | 0 | 0 | 0 | 0 | 0 | 0 | 0 | 0 | 0 | 0 | 0 | 0 | 0 | 0 | 0 | 0 | 0 | 0 | 0 | 0 | 0 | 0 | 0 | 0 | 0 | 0
F0_Commercial_Lodging_New_Food Preparation_Natural Gas_Double Rack Oven_E0 | F0 | Commercial | Lodging | New | Food Preparation | Natural Gas | Double Rack Oven | E0 | Economic Unit | FTSC Qualified (>50% Cooking Efficiency) | FTSC Qualified (>50% Cooking Efficiency) | FTSC Qualified (>50% Cooking Efficiency) | FTSC Qualified (>50% Cooking Efficiency) | FTSC Qualified (>50% Cooking Efficiency) | FTSC Qualified (>50% Cooking Efficiency) | FTSC Qualified (>50% Cooking Efficiency) | FTSC Qualified (>50% Cooking Efficiency) | FTSC Qualified (>50% Cooking Efficiency) | FTSC Qualified (>50% Cooking Efficiency) | FTSC Qualified (>50% Cooking Efficiency) | FTSC Qualified (>50% Cooking Efficiency) | FTSC Qualified (>50% Cooking Efficiency) | FTSC Qualified (>50% Cooking Efficiency) | FTSC Qualified (>50% Cooking Efficiency) | FTSC Qualified (>50% Cooking Efficiency) | FTSC Qualified (>50% Cooking Efficiency) | FTSC Qualified (>50% Cooking Efficiency) | FTSC Qualified (>50% Cooking Efficiency) | FTSC Qualified (>50% Cooking Efficiency) | FTSC Qualified (>50% Cooking Efficiency) | FTSC Qualified (>50% Cooking Efficiency) | 0 | 0 | 0 | 0 | 0 | 0 | 0 | 0
F1_Commercial_Lodging_New_Food Preparation_Natural Gas_Double Rack Oven_E1 | F1 | Commercial | Lodging | New | Food Preparation | Natural Gas | Double Rack Oven | E1 | CCE | 0 | 0 | 0 | 0 | 0 | 0 | 0 | 0 | 0 | 0 | 0 | 0 | 0 | 0 | 0 | 0 | 0 | 0 | 0 | 0 | 0 | 0 | 0 | 0 | 0 | 0 | 0 | 0 | 0 | 0
F1_Commercial_Lodging_New_Food Preparation_Natural Gas_Double Rack Oven_E2 | F1 | Commercial | Lodging | New | Food Preparation | Natural Gas | Double Rack Oven | E2 | CCE | 0.0030138 | 0.0030138 | 0.0031663 | 0.0031181 | 0.0030713 | 0.0030129 | 0.0030047 | 0.0029854 | 0.0029674 | 0.0029403 | 0.0029361 | 0.0029226 | 0.0029105 | 0.0028875 | 0.0028906 | 0.0028817 | 0.0028731 | 0.0028541 | 0.0028597 | 0.0028541 | 0.0028499 | 0.002834 | 0 | 0 | 0 | 0 | 0 | 0 | 0 | 0
F1_Commercial_Lodging_New_Food Preparation_Natural Gas_Double Rack Oven_E3 | F1 | Commercial | Lodging | New | Food Preparation | Natural Gas | Double Rack Oven | E3 | CCE | 0 | 0 | 0 | 0 | 0 | 0 | 0 | 0 | 0 | 0 | 0 | 0 | 0 | 0 | 0 | 0 | 0 | 0 | 0 | 0 | 0 | 0 | 0 | 0 | 0 | 0 | 0 | 0 | 0 | 0
F1_Commercial_Lodging_New_Food Preparation_Natural Gas_Double Rack Oven_E4 | F1 | Commercial | Lodging | New | Food Preparation | Natural Gas | Double Rack Oven | E4 | CCE | 0 | 0 | 0 | 0 | 0 | 0 | 0 | 0 | 0 | 0 | 0 | 0 | 0 | 0 | 0 | 0 | 0 | 0 | 0 | 0 | 0 | 0 | 0 | 0 | 0 | 0 | 0 | 0 | 0 | 0
F1_Commercial_Lodging_New_Food Preparation_Natural Gas_Double Rack Oven_E5 | F1 | Commercial | Lodging | New | Food Preparation | Natural Gas | Double Rack Oven | E5 | CCE | 0 | 0 | 0 | 0 | 0 | 0 | 0 | 0 | 0 | 0 | 0 | 0 | 0 | 0 | 0 | 0 | 0 | 0 | 0 | 0 | 0 | 0 | 0 | 0 | 0 | 0 | 0 | 0 | 0 | 0
F1_Commercial_Lodging_New_Food Preparation_Natural Gas_Double Rack Oven_E6 | F1 | Commercial | Lodging | New | Food Preparation | Natural Gas | Double Rack Oven | E6 | CCE | 0 | 0 | 0 | 0 | 0 | 0 | 0 | 0 | 0 | 0 | 0 | 0 | 0 | 0 | 0 | 0 | 0 | 0 | 0 | 0 | 0 | 0 | 0 | 0 | 0 | 0 | 0 | 0 | 0 | 0
F1_Commercial_Lodging_New_Food Preparation_Natural Gas_Double Rack Oven_E7 | F1 | Commercial | Lodging | New | Food Preparation | Natural Gas | Double Rack Oven | E7 | CCE | 0 | 0 | 0 | 0 | 0 | 0 | 0 | 0 | 0 | 0 | 0 | 0 | 0 | 0 | 0 | 0 | 0 | 0 | 0 | 0 | 0 | 0 | 0 | 0 | 0 | 0 | 0 | 0 | 0 | 0
F1_Commercial_Lodging_New_Food Preparation_Natural Gas_Double Rack Oven_E8 | F1 | Commercial | Lodging | New | Food Preparation | Natural Gas | Double Rack Oven | E8 | CCE | 0 | 0 | 0 | 0 | 0 | 0 | 0 | 0 | 0 | 0 | 0 | 0 | 0 | 0 | 0 | 0 | 0 | 0 | 0 | 0 | 0 | 0 | 0 | 0 | 0 | 0 | 0 | 0 | 0 | 0
F1_Commercial_Lodging_New_Food Preparation_Natural Gas_Double Rack Oven_E9 | F1 | Commercial | Lodging | New | Food Preparation | Natural Gas | Double Rack Oven | E9 | CCE | 0 | 0 | 0 | 0 | 0 | 0 | 0 | 0 | 0 | 0 | 0 | 0 | 0 | 0 | 0 | 0 | 0 | 0 | 0 | 0 | 0 | 0 | 0 | 0 | 0 | 0 | 0 | 0 | 0 | 0
F1_Commercial_Lodging_New_Food Preparation_Natural Gas_Double Rack Oven_E10 | F1 | Commercial | Lodging | New | Food Preparation | Natural Gas | Double Rack Oven | E10 | CCE | 0 | 0 | 0 | 0 | 0 | 0 | 0 | 0 | 0 | 0 | 0 | 0 | 0 | 0 | 0 | 0 | 0 | 0 | 0 | 0 | 0 | 0 | 0 | 0 | 0 | 0 | 0 | 0 | 0 | 0
F2_Commercial_Lodging_New_Food Preparation_Natural Gas_Double Rack Oven_E1 | F2 | Commercial | Lodging | New | Food Preparation | Natural Gas | Double Rack Oven | E1 | TRC BC Ratio | 0.9 | 0.9 | 0.9 | 0.9 | 0.9 | 0.9 | 0.9 | 0.9 | 0.9 | 0.9 | 0.9 | 0.9 | 0.9 | 0.9 | 0.9 | 0.9 | 0.9 | 0.9 | 0.9 | 0.9 | 0.9 | 0.9 | 0 | 0 | 0 | 0 | 0 | 0 | 0 | 0
F2_Commercial_Lodging_New_Food Preparation_Natural Gas_Double Rack Oven_E2 | F2 | Commercial | Lodging | New | Food Preparation | Natural Gas | Double Rack Oven | E2 | TRC BC Ratio | 2.9522 | 2.9775 | 3.0077 | 3.0577 | 3.1244 | 3.2031 | 3.2754 | 3.3398 | 3.4022 | 3.4628 | 3.5239 | 3.5833 | 3.6392 | 3.6952 | 3.7487 | 3.8035 | 3.8622 | 3.9213 | 3.9809 | 4.0407 | 4.0999 | 4.1582 | 0 | 0 | 0 | 0 | 0 | 0 | 0 | 0
F2_Commercial_Lodging_New_Food Preparation_Natural Gas_Double Rack Oven_E3 | F2 | Commercial | Lodging | New | Food Preparation | Natural Gas | Double Rack Oven | E3 | TRC BC Ratio | 0 | 0 | 0 | 0 | 0 | 0 | 0 | 0 | 0 | 0 | 0 | 0 | 0 | 0 | 0 | 0 | 0 | 0 | 0 | 0 | 0 | 0 | 0 | 0 | 0 | 0 | 0 | 0 | 0 | 0
F2_Commercial_Lodging_New_Food Preparation_Natural Gas_Double Rack Oven_E4 | F2 | Commercial | Lodging | New | Food Preparation | Natural Gas | Double Rack Oven | E4 | TRC BC Ratio | 0 | 0 | 0 | 0 | 0 | 0 | 0 | 0 | 0 | 0 | 0 | 0 | 0 | 0 | 0 | 0 | 0 | 0 | 0 | 0 | 0 | 0 | 0 | 0 | 0 | 0 | 0 | 0 | 0 | 0
F2_Commercial_Lodging_New_Food Preparation_Natural Gas_Double Rack Oven_E5 | F2 | Commercial | Lodging | New | Food Preparation | Natural Gas | Double Rack Oven | E5 | TRC BC Ratio | 0 | 0 | 0 | 0 | 0 | 0 | 0 | 0 | 0 | 0 | 0 | 0 | 0 | 0 | 0 | 0 | 0 | 0 | 0 | 0 | 0 | 0 | 0 | 0 | 0 | 0 | 0 | 0 | 0 | 0
F2_Commercial_Lodging_New_Food Preparation_Natural Gas_Double Rack Oven_E6 | F2 | Commercial | Lodging | New | Food Preparation | Natural Gas | Double Rack Oven | E6 | TRC BC Ratio | 0 | 0 | 0 | 0 | 0 | 0 | 0 | 0 | 0 | 0 | 0 | 0 | 0 | 0 | 0 | 0 | 0 | 0 | 0 | 0 | 0 | 0 | 0 | 0 | 0 | 0 | 0 | 0 | 0 | 0
F2_Commercial_Lodging_New_Food Preparation_Natural Gas_Double Rack Oven_E7 | F2 | Commercial | Lodging | New | Food Preparation | Natural Gas | Double Rack Oven | E7 | TRC BC Ratio | 0 | 0 | 0 | 0 | 0 | 0 | 0 | 0 | 0 | 0 | 0 | 0 | 0 | 0 | 0 | 0 | 0 | 0 | 0 | 0 | 0 | 0 | 0 | 0 | 0 | 0 | 0 | 0 | 0 | 0
F2_Commercial_Lodging_New_Food Preparation_Natural Gas_Double Rack Oven_E8 | F2 | Commercial | Lodging | New | Food Preparation | Natural Gas | Double Rack Oven | E8 | TRC BC Ratio | 0 | 0 | 0 | 0 | 0 | 0 | 0 | 0 | 0 | 0 | 0 | 0 | 0 | 0 | 0 | 0 | 0 | 0 | 0 | 0 | 0 | 0 | 0 | 0 | 0 | 0 | 0 | 0 | 0 | 0
F2_Commercial_Lodging_New_Food Preparation_Natural Gas_Double Rack Oven_E9 | F2 | Commercial | Lodging | New | Food Preparation | Natural Gas | Double Rack Oven | E9 | TRC BC Ratio | 0 | 0 | 0 | 0 | 0 | 0 | 0 | 0 | 0 | 0 | 0 | 0 | 0 | 0 | 0 | 0 | 0 | 0 | 0 | 0 | 0 | 0 | 0 | 0 | 0 | 0 | 0 | 0 | 0 | 0
F2_Commercial_Lodging_New_Food Preparation_Natural Gas_Double Rack Oven_E10 | F2 | Commercial | Lodging | New | Food Preparation | Natural Gas | Double Rack Oven | E10 | TRC BC Ratio | 0 | 0 | 0 | 0 | 0 | 0 | 0 | 0 | 0 | 0 | 0 | 0 | 0 | 0 | 0 | 0 | 0 | 0 | 0 | 0 | 0 | 0 | 0 | 0 | 0 | 0 | 0 | 0 | 0 | 0
F3_Commercial_Lodging_New_Food Preparation_Natural Gas_Double Rack Oven_E1 | F3 | Commercial | Lodging | New | Food Preparation | Natural Gas | Double Rack Oven | E1 | PACT BC Ratio | 0.9 | 0.9 | 0.9 | 0.9 | 0.9 | 0.9 | 0.9 | 0.9 | 0.9 | 0.9 | 0.9 | 0.9 | 0.9 | 0.9 | 0.9 | 0.9 | 0.9 | 0.9 | 0.9 | 0.9 | 0.9 | 0.9 | 0 | 0 | 0 | 0 | 0 | 0 | 0 | 0
F3_Commercial_Lodging_New_Food Preparation_Natural Gas_Double Rack Oven_E2 | F3 | Commercial | Lodging | New | Food Preparation | Natural Gas | Double Rack Oven | E2 | PACT BC Ratio | 6.3603 | 6.4147 | 6.4799 | 6.5877 | 6.7314 | 6.9009 | 7.0567 | 7.1954 | 7.3299 | 7.4604 | 7.592 | 7.7199 | 7.8404 | 7.961 | 8.0763 | 8.1945 | 8.3209 | 8.4482 | 8.5765 | 8.7054 | 8.8329 | 8.9584 | 0 | 0 | 0 | 0 | 0 | 0 | 0 | 0
F3_Commercial_Lodging_New_Food Preparation_Natural Gas_Double Rack Oven_E3 | F3 | Commercial | Lodging | New | Food Preparation | Natural Gas | Double Rack Oven | E3 | PACT BC Ratio | 0 | 0 | 0 | 0 | 0 | 0 | 0 | 0 | 0 | 0 | 0 | 0 | 0 | 0 | 0 | 0 | 0 | 0 | 0 | 0 | 0 | 0 | 0 | 0 | 0 | 0 | 0 | 0 | 0 | 0
F3_Commercial_Lodging_New_Food Preparation_Natural Gas_Double Rack Oven_E4 | F3 | Commercial | Lodging | New | Food Preparation | Natural Gas | Double Rack Oven | E4 | PACT BC Ratio | 0 | 0 | 0 | 0 | 0 | 0 | 0 | 0 | 0 | 0 | 0 | 0 | 0 | 0 | 0 | 0 | 0 | 0 | 0 | 0 | 0 | 0 | 0 | 0 | 0 | 0 | 0 | 0 | 0 | 0
F3_Commercial_Lodging_New_Food Preparation_Natural Gas_Double Rack Oven_E5 | F3 | Commercial | Lodging | New | Food Preparation | Natural Gas | Double Rack Oven | E5 | PACT BC Ratio | 0 | 0 | 0 | 0 | 0 | 0 | 0 | 0 | 0 | 0 | 0 | 0 | 0 | 0 | 0 | 0 | 0 | 0 | 0 | 0 | 0 | 0 | 0 | 0 | 0 | 0 | 0 | 0 | 0 | 0
F3_Commercial_Lodging_New_Food Preparation_Natural Gas_Double Rack Oven_E6 | F3 | Commercial | Lodging | New | Food Preparation | Natural Gas | Double Rack Oven | E6 | PACT BC Ratio | 0 | 0 | 0 | 0 | 0 | 0 | 0 | 0 | 0 | 0 | 0 | 0 | 0 | 0 | 0 | 0 | 0 | 0 | 0 | 0 | 0 | 0 | 0 | 0 | 0 | 0 | 0 | 0 | 0 | 0
F3_Commercial_Lodging_New_Food Preparation_Natural Gas_Double Rack Oven_E7 | F3 | Commercial | Lodging | New | Food Preparation | Natural Gas | Double Rack Oven | E7 | PACT BC Ratio | 0 | 0 | 0 | 0 | 0 | 0 | 0 | 0 | 0 | 0 | 0 | 0 | 0 | 0 | 0 | 0 | 0 | 0 | 0 | 0 | 0 | 0 | 0 | 0 | 0 | 0 | 0 | 0 | 0 | 0
F3_Commercial_Lodging_New_Food Preparation_Natural Gas_Double Rack Oven_E8 | F3 | Commercial | Lodging | New | Food Preparation | Natural Gas | Double Rack Oven | E8 | PACT BC Ratio | 0 | 0 | 0 | 0 | 0 | 0 | 0 | 0 | 0 | 0 | 0 | 0 | 0 | 0 | 0 | 0 | 0 | 0 | 0 | 0 | 0 | 0 | 0 | 0 | 0 | 0 | 0 | 0 | 0 | 0
F3_Commercial_Lodging_New_Food Preparation_Natural Gas_Double Rack Oven_E9 | F3 | Commercial | Lodging | New | Food Preparation | Natural Gas | Double Rack Oven | E9 | PACT BC Ratio | 0 | 0 | 0 | 0 | 0 | 0 | 0 | 0 | 0 | 0 | 0 | 0 | 0 | 0 | 0 | 0 | 0 | 0 | 0 | 0 | 0 | 0 | 0 | 0 | 0 | 0 | 0 | 0 | 0 | 0
F3_Commercial_Lodging_New_Food Preparation_Natural Gas_Double Rack Oven_E10 | F3 | Commercial | Lodging | New | Food Preparation | Natural Gas | Double Rack Oven | E10 | PACT BC Ratio | 0 | 0 | 0 | 0 | 0 | 0 | 0 | 0 | 0 | 0 | 0 | 0 | 0 | 0 | 0 | 0 | 0 | 0 | 0 | 0 | 0 | 0 | 0 | 0 | 0 | 0 | 0 | 0 | 0 | 0
F4_Commercial_Lodging_New_Food Preparation_Natural Gas_Double Rack Oven_E1 | F4 | Commercial | Lodging | New | Food Preparation | Natural Gas | Double Rack Oven | E1 | PCT BC Ratio | 0.9 | 0.9 | 0.9 | 0.9 | 0.9 | 0.9 | 0.9 | 0.9 | 0.9 | 0.9 | 0.9 | 0.9 | 0.9 | 0.9 | 0.9 | 0.9 | 0.9 | 0.9 | 0.9 | 0.9 | 0.9 | 0.9 | 0 | 0 | 0 | 0 | 0 | 0 | 0 | 0
F4_Commercial_Lodging_New_Food Preparation_Natural Gas_Double Rack Oven_E2 | F4 | Commercial | Lodging | New | Food Preparation | Natural Gas | Double Rack Oven | E2 | PCT BC Ratio | 4.9652 | 5.0051 | 5.053 | 5.1322 | 5.2378 | 5.3623 | 5.4768 | 5.5787 | 5.6775 | 5.7734 | 5.8701 | 5.9641 | 6.0526 | 6.1412 | 6.2259 | 6.3128 | 6.4057 | 6.4992 | 6.5935 | 6.6882 | 6.7818 | 6.8741 | 0 | 0 | 0 | 0 | 0 | 0 | 0 | 0
F4_Commercial_Lodging_New_Food Preparation_Natural Gas_Double Rack Oven_E3 | F4 | Commercial | Lodging | New | Food Preparation | Natural Gas | Double Rack Oven | E3 | PCT BC Ratio | 0 | 0 | 0 | 0 | 0 | 0 | 0 | 0 | 0 | 0 | 0 | 0 | 0 | 0 | 0 | 0 | 0 | 0 | 0 | 0 | 0 | 0 | 0 | 0 | 0 | 0 | 0 | 0 | 0 | 0
F4_Commercial_Lodging_New_Food Preparation_Natural Gas_Double Rack Oven_E4 | F4 | Commercial | Lodging | New | Food Preparation | Natural Gas | Double Rack Oven | E4 | PCT BC Ratio | 0 | 0 | 0 | 0 | 0 | 0 | 0 | 0 | 0 | 0 | 0 | 0 | 0 | 0 | 0 | 0 | 0 | 0 | 0 | 0 | 0 | 0 | 0 | 0 | 0 | 0 | 0 | 0 | 0 | 0
F4_Commercial_Lodging_New_Food Preparation_Natural Gas_Double Rack Oven_E5 | F4 | Commercial | Lodging | New | Food Preparation | Natural Gas | Double Rack Oven | E5 | PCT BC Ratio | 0 | 0 | 0 | 0 | 0 | 0 | 0 | 0 | 0 | 0 | 0 | 0 | 0 | 0 | 0 | 0 | 0 | 0 | 0 | 0 | 0 | 0 | 0 | 0 | 0 | 0 | 0 | 0 | 0 | 0
F4_Commercial_Lodging_New_Food Preparation_Natural Gas_Double Rack Oven_E6 | F4 | Commercial | Lodging | New | Food Preparation | Natural Gas | Double Rack Oven | E6 | PCT BC Ratio | 0 | 0 | 0 | 0 | 0 | 0 | 0 | 0 | 0 | 0 | 0 | 0 | 0 | 0 | 0 | 0 | 0 | 0 | 0 | 0 | 0 | 0 | 0 | 0 | 0 | 0 | 0 | 0 | 0 | 0
F4_Commercial_Lodging_New_Food Preparation_Natural Gas_Double Rack Oven_E7 | F4 | Commercial | Lodging | New | Food Preparation | Natural Gas | Double Rack Oven | E7 | PCT BC Ratio | 0 | 0 | 0 | 0 | 0 | 0 | 0 | 0 | 0 | 0 | 0 | 0 | 0 | 0 | 0 | 0 | 0 | 0 | 0 | 0 | 0 | 0 | 0 | 0 | 0 | 0 | 0 | 0 | 0 | 0
F4_Commercial_Lodging_New_Food Preparation_Natural Gas_Double Rack Oven_E8 | F4 | Commercial | Lodging | New | Food Preparation | Natural Gas | Double Rack Oven | E8 | PCT BC Ratio | 0 | 0 | 0 | 0 | 0 | 0 | 0 | 0 | 0 | 0 | 0 | 0 | 0 | 0 | 0 | 0 | 0 | 0 | 0 | 0 | 0 | 0 | 0 | 0 | 0 | 0 | 0 | 0 | 0 | 0
F4_Commercial_Lodging_New_Food Preparation_Natural Gas_Double Rack Oven_E9 | F4 | Commercial | Lodging | New | Food Preparation | Natural Gas | Double Rack Oven | E9 | PCT BC Ratio | 0 | 0 | 0 | 0 | 0 | 0 | 0 | 0 | 0 | 0 | 0 | 0 | 0 | 0 | 0 | 0 | 0 | 0 | 0 | 0 | 0 | 0 | 0 | 0 | 0 | 0 | 0 | 0 | 0 | 0
F4_Commercial_Lodging_New_Food Preparation_Natural Gas_Double Rack Oven_E10 | F4 | Commercial | Lodging | New | Food Preparation | Natural Gas | Double Rack Oven | E10 | PCT BC Ratio | 0 | 0 | 0 | 0 | 0 | 0 | 0 | 0 | 0 | 0 | 0 | 0 | 0 | 0 | 0 | 0 | 0 | 0 | 0 | 0 | 0 | 0 | 0 | 0 | 0 | 0 | 0 | 0 | 0 | 0
F5_Commercial_Lodging_New_Food Preparation_Natural Gas_Double Rack Oven_E1 | F5 | Commercial | Lodging | New | Food Preparation | Natural Gas | Double Rack Oven | E1 | RIM BC Ratio | 0.9 | 0.9 | 0.9 | 0.9 | 0.9 | 0.9 | 0.9 | 0.9 | 0.9 | 0.9 | 0.9 | 0.9 | 0.9 | 0.9 | 0.9 | 0.9 | 0.9 | 0.9 | 0.9 | 0.9 | 0.9 | 0.9 | 0 | 0 | 0 | 0 | 0 | 0 | 0 | 0
F5_Commercial_Lodging_New_Food Preparation_Natural Gas_Double Rack Oven_E2 | F5 | Commercial | Lodging | New | Food Preparation | Natural Gas | Double Rack Oven | E2 | RIM BC Ratio | 0.73785 | 0.73858 | 0.73943 | 0.74082 | 0.7426 | 0.74462 | 0.74639 | 0.74792 | 0.74935 | 0.75069 | 0.752 | 0.75324 | 0.75437 | 0.75547 | 0.7565 | 0.75752 | 0.75858 | 0.75963 | 0.76065 | 0.76165 | 0.76261 | 0.76354 | 0 | 0 | 0 | 0 | 0 | 0 | 0 | 0
F5_Commercial_Lodging_New_Food Preparation_Natural Gas_Double Rack Oven_E3 | F5 | Commercial | Lodging | New | Food Preparation | Natural Gas | Double Rack Oven | E3 | RIM BC Ratio | 0 | 0 | 0 | 0 | 0 | 0 | 0 | 0 | 0 | 0 | 0 | 0 | 0 | 0 | 0 | 0 | 0 | 0 | 0 | 0 | 0 | 0 | 0 | 0 | 0 | 0 | 0 | 0 | 0 | 0
F5_Commercial_Lodging_New_Food Preparation_Natural Gas_Double Rack Oven_E4 | F5 | Commercial | Lodging | New | Food Preparation | Natural Gas | Double Rack Oven | E4 | RIM BC Ratio | 0 | 0 | 0 | 0 | 0 | 0 | 0 | 0 | 0 | 0 | 0 | 0 | 0 | 0 | 0 | 0 | 0 | 0 | 0 | 0 | 0 | 0 | 0 | 0 | 0 | 0 | 0 | 0 | 0 | 0
F5_Commercial_Lodging_New_Food Preparation_Natural Gas_Double Rack Oven_E5 | F5 | Commercial | Lodging | New | Food Preparation | Natural Gas | Double Rack Oven | E5 | RIM BC Ratio | 0 | 0 | 0 | 0 | 0 | 0 | 0 | 0 | 0 | 0 | 0 | 0 | 0 | 0 | 0 | 0 | 0 | 0 | 0 | 0 | 0 | 0 | 0 | 0 | 0 | 0 | 0 | 0 | 0 | 0
F5_Commercial_Lodging_New_Food Preparation_Natural Gas_Double Rack Oven_E6 | F5 | Commercial | Lodging | New | Food Preparation | Natural Gas | Double Rack Oven | E6 | RIM BC Ratio | 0 | 0 | 0 | 0 | 0 | 0 | 0 | 0 | 0 | 0 | 0 | 0 | 0 | 0 | 0 | 0 | 0 | 0 | 0 | 0 | 0 | 0 | 0 | 0 | 0 | 0 | 0 | 0 | 0 | 0
F5_Commercial_Lodging_New_Food Preparation_Natural Gas_Double Rack Oven_E7 | F5 | Commercial | Lodging | New | Food Preparation | Natural Gas | Double Rack Oven | E7 | RIM BC Ratio | 0 | 0 | 0 | 0 | 0 | 0 | 0 | 0 | 0 | 0 | 0 | 0 | 0 | 0 | 0 | 0 | 0 | 0 | 0 | 0 | 0 | 0 | 0 | 0 | 0 | 0 | 0 | 0 | 0 | 0
F5_Commercial_Lodging_New_Food Preparation_Natural Gas_Double Rack Oven_E8 | F5 | Commercial | Lodging | New | Food Preparation | Natural Gas | Double Rack Oven | E8 | RIM BC Ratio | 0 | 0 | 0 | 0 | 0 | 0 | 0 | 0 | 0 | 0 | 0 | 0 | 0 | 0 | 0 | 0 | 0 | 0 | 0 | 0 | 0 | 0 | 0 | 0 | 0 | 0 | 0 | 0 | 0 | 0
F5_Commercial_Lodging_New_Food Preparation_Natural Gas_Double Rack Oven_E9 | F5 | Commercial | Lodging | New | Food Preparation | Natural Gas | Double Rack Oven | E9 | RIM BC Ratio | 0 | 0 | 0 | 0 | 0 | 0 | 0 | 0 | 0 | 0 | 0 | 0 | 0 | 0 | 0 | 0 | 0 | 0 | 0 | 0 | 0 | 0 | 0 | 0 | 0 | 0 | 0 | 0 | 0 | 0
F5_Commercial_Lodging_New_Food Preparation_Natural Gas_Double Rack Oven_E10 | F5 | Commercial | Lodging | New | Food Preparation | Natural Gas | Double Rack Oven | E10 | RIM BC Ratio | 0 | 0 | 0 | 0 | 0 | 0 | 0 | 0 | 0 | 0 | 0 | 0 | 0 | 0 | 0 | 0 | 0 | 0 | 0 | 0 | 0 | 0 | 0 | 0 | 0 | 0 | 0 | 0 | 0 | 0
F0_Commercial_Lodging_New_Food Preparation_Natural Gas_Fryer_E0 | F0 | Commercial | Lodging | New | Food Preparation | Natural Gas | Fryer | E0 | Economic Unit | ENERGY STAR | ENERGY STAR | ENERGY STAR | ENERGY STAR | ENERGY STAR | ENERGY STAR | ENERGY STAR | ENERGY STAR | ENERGY STAR | ENERGY STAR | ENERGY STAR | ENERGY STAR | ENERGY STAR | ENERGY STAR | ENERGY STAR | ENERGY STAR | ENERGY STAR | ENERGY STAR | ENERGY STAR | ENERGY STAR | ENERGY STAR | ENERGY STAR | 0 | 0 | 0 | 0 | 0 | 0 | 0 | 0
F1_Commercial_Lodging_New_Food Preparation_Natural Gas_Fryer_E1 | F1 | Commercial | Lodging | New | Food Preparation | Natural Gas | Fryer | E1 | CCE | 0 | 0 | 0 | 0 | 0 | 0 | 0 | 0 | 0 | 0 | 0 | 0 | 0 | 0 | 0 | 0 | 0 | 0 | 0 | 0 | 0 | 0 | 0 | 0 | 0 | 0 | 0 | 0 | 0 | 0
F1_Commercial_Lodging_New_Food Preparation_Natural Gas_Fryer_E2 | F1 | Commercial | Lodging | New | Food Preparation | Natural Gas | Fryer | E2 | CCE | 0.0070192 | 0.0070192 | 0.0073742 | 0.0072621 | 0.0071531 | 0.0070171 | 0.0069979 | 0.0069529 | 0.006911 | 0.0068479 | 0.0068381 | 0.0068066 | 0.0067786 | 0.006725 | 0.0067321 | 0.0067115 | 0.0066913 | 0.0066471 | 0.0066602 | 0.0066472 | 0.0066374 | 0.0066003 | 0 | 0 | 0 | 0 | 0 | 0 | 0 | 0
F1_Commercial_Lodging_New_Food Preparation_Natural Gas_Fryer_E3 | F1 | Commercial | Lodging | New | Food Preparation | Natural Gas | Fryer | E3 | CCE | 0 | 0 | 0 | 0 | 0 | 0 | 0 | 0 | 0 | 0 | 0 | 0 | 0 | 0 | 0 | 0 | 0 | 0 | 0 | 0 | 0 | 0 | 0 | 0 | 0 | 0 | 0 | 0 | 0 | 0
F1_Commercial_Lodging_New_Food Preparation_Natural Gas_Fryer_E4 | F1 | Commercial | Lodging | New | Food Preparation | Natural Gas | Fryer | E4 | CCE | 0 | 0 | 0 | 0 | 0 | 0 | 0 | 0 | 0 | 0 | 0 | 0 | 0 | 0 | 0 | 0 | 0 | 0 | 0 | 0 | 0 | 0 | 0 | 0 | 0 | 0 | 0 | 0 | 0 | 0
F1_Commercial_Lodging_New_Food Preparation_Natural Gas_Fryer_E5 | F1 | Commercial | Lodging | New | Food Preparation | Natural Gas | Fryer | E5 | CCE | 0 | 0 | 0 | 0 | 0 | 0 | 0 | 0 | 0 | 0 | 0 | 0 | 0 | 0 | 0 | 0 | 0 | 0 | 0 | 0 | 0 | 0 | 0 | 0 | 0 | 0 | 0 | 0 | 0 | 0
F1_Commercial_Lodging_New_Food Preparation_Natural Gas_Fryer_E6 | F1 | Commercial | Lodging | New | Food Preparation | Natural Gas | Fryer | E6 | CCE | 0 | 0 | 0 | 0 | 0 | 0 | 0 | 0 | 0 | 0 | 0 | 0 | 0 | 0 | 0 | 0 | 0 | 0 | 0 | 0 | 0 | 0 | 0 | 0 | 0 | 0 | 0 | 0 | 0 | 0
F1_Commercial_Lodging_New_Food Preparation_Natural Gas_Fryer_E7 | F1 | Commercial | Lodging | New | Food Preparation | Natural Gas | Fryer | E7 | CCE | 0 | 0 | 0 | 0 | 0 | 0 | 0 | 0 | 0 | 0 | 0 | 0 | 0 | 0 | 0 | 0 | 0 | 0 | 0 | 0 | 0 | 0 | 0 | 0 | 0 | 0 | 0 | 0 | 0 | 0
F1_Commercial_Lodging_New_Food Preparation_Natural Gas_Fryer_E8 | F1 | Commercial | Lodging | New | Food Preparation | Natural Gas | Fryer | E8 | CCE | 0 | 0 | 0 | 0 | 0 | 0 | 0 | 0 | 0 | 0 | 0 | 0 | 0 | 0 | 0 | 0 | 0 | 0 | 0 | 0 | 0 | 0 | 0 | 0 | 0 | 0 | 0 | 0 | 0 | 0
F1_Commercial_Lodging_New_Food Preparation_Natural Gas_Fryer_E9 | F1 | Commercial | Lodging | New | Food Preparation | Natural Gas | Fryer | E9 | CCE | 0 | 0 | 0 | 0 | 0 | 0 | 0 | 0 | 0 | 0 | 0 | 0 | 0 | 0 | 0 | 0 | 0 | 0 | 0 | 0 | 0 | 0 | 0 | 0 | 0 | 0 | 0 | 0 | 0 | 0
F1_Commercial_Lodging_New_Food Preparation_Natural Gas_Fryer_E10 | F1 | Commercial | Lodging | New | Food Preparation | Natural Gas | Fryer | E10 | CCE | 0 | 0 | 0 | 0 | 0 | 0 | 0 | 0 | 0 | 0 | 0 | 0 | 0 | 0 | 0 | 0 | 0 | 0 | 0 | 0 | 0 | 0 | 0 | 0 | 0 | 0 | 0 | 0 | 0 | 0
F2_Commercial_Lodging_New_Food Preparation_Natural Gas_Fryer_E1 | F2 | Commercial | Lodging | New | Food Preparation | Natural Gas | Fryer | E1 | TRC BC Ratio | 0.9 | 0.9 | 0.9 | 0.9 | 0.9 | 0.9 | 0.9 | 0.9 | 0.9 | 0.9 | 0.9 | 0.9 | 0.9 | 0.9 | 0.9 | 0.9 | 0.9 | 0.9 | 0.9 | 0.9 | 0.9 | 0.9 | 0 | 0 | 0 | 0 | 0 | 0 | 0 | 0
F2_Commercial_Lodging_New_Food Preparation_Natural Gas_Fryer_E2 | F2 | Commercial | Lodging | New | Food Preparation | Natural Gas | Fryer | E2 | TRC BC Ratio | 1.215 | 1.2059 | 1.2046 | 1.2221 | 1.2535 | 1.2946 | 1.3292 | 1.3564 | 1.3811 | 1.4053 | 1.4318 | 1.4585 | 1.4845 | 1.5137 | 1.5415 | 1.571 | 1.6001 | 1.6254 | 1.6465 | 1.6626 | 1.6776 | 1.6911 | 0 | 0 | 0 | 0 | 0 | 0 | 0 | 0
F2_Commercial_Lodging_New_Food Preparation_Natural Gas_Fryer_E3 | F2 | Commercial | Lodging | New | Food Preparation | Natural Gas | Fryer | E3 | TRC BC Ratio | 0 | 0 | 0 | 0 | 0 | 0 | 0 | 0 | 0 | 0 | 0 | 0 | 0 | 0 | 0 | 0 | 0 | 0 | 0 | 0 | 0 | 0 | 0 | 0 | 0 | 0 | 0 | 0 | 0 | 0
F2_Commercial_Lodging_New_Food Preparation_Natural Gas_Fryer_E4 | F2 | Commercial | Lodging | New | Food Preparation | Natural Gas | Fryer | E4 | TRC BC Ratio | 0 | 0 | 0 | 0 | 0 | 0 | 0 | 0 | 0 | 0 | 0 | 0 | 0 | 0 | 0 | 0 | 0 | 0 | 0 | 0 | 0 | 0 | 0 | 0 | 0 | 0 | 0 | 0 | 0 | 0
F2_Commercial_Lodging_New_Food Preparation_Natural Gas_Fryer_E5 | F2 | Commercial | Lodging | New | Food Preparation | Natural Gas | Fryer | E5 | TRC BC Ratio | 0 | 0 | 0 | 0 | 0 | 0 | 0 | 0 | 0 | 0 | 0 | 0 | 0 | 0 | 0 | 0 | 0 | 0 | 0 | 0 | 0 | 0 | 0 | 0 | 0 | 0 | 0 | 0 | 0 | 0
F2_Commercial_Lodging_New_Food Preparation_Natural Gas_Fryer_E6 | F2 | Commercial | Lodging | New | Food Preparation | Natural Gas | Fryer | E6 | TRC BC Ratio | 0 | 0 | 0 | 0 | 0 | 0 | 0 | 0 | 0 | 0 | 0 | 0 | 0 | 0 | 0 | 0 | 0 | 0 | 0 | 0 | 0 | 0 | 0 | 0 | 0 | 0 | 0 | 0 | 0 | 0
F2_Commercial_Lodging_New_Food Preparation_Natural Gas_Fryer_E7 | F2 | Commercial | Lodging | New | Food Preparation | Natural Gas | Fryer | E7 | TRC BC Ratio | 0 | 0 | 0 | 0 | 0 | 0 | 0 | 0 | 0 | 0 | 0 | 0 | 0 | 0 | 0 | 0 | 0 | 0 | 0 | 0 | 0 | 0 | 0 | 0 | 0 | 0 | 0 | 0 | 0 | 0
F2_Commercial_Lodging_New_Food Preparation_Natural Gas_Fryer_E8 | F2 | Commercial | Lodging | New | Food Preparation | Natural Gas | Fryer | E8 | TRC BC Ratio | 0 | 0 | 0 | 0 | 0 | 0 | 0 | 0 | 0 | 0 | 0 | 0 | 0 | 0 | 0 | 0 | 0 | 0 | 0 | 0 | 0 | 0 | 0 | 0 | 0 | 0 | 0 | 0 | 0 | 0
F2_Commercial_Lodging_New_Food Preparation_Natural Gas_Fryer_E9 | F2 | Commercial | Lodging | New | Food Preparation | Natural Gas | Fryer | E9 | TRC BC Ratio | 0 | 0 | 0 | 0 | 0 | 0 | 0 | 0 | 0 | 0 | 0 | 0 | 0 | 0 | 0 | 0 | 0 | 0 | 0 | 0 | 0 | 0 | 0 | 0 | 0 | 0 | 0 | 0 | 0 | 0
F2_Commercial_Lodging_New_Food Preparation_Natural Gas_Fryer_E10 | F2 | Commercial | Lodging | New | Food Preparation | Natural Gas | Fryer | E10 | TRC BC Ratio | 0 | 0 | 0 | 0 | 0 | 0 | 0 | 0 | 0 | 0 | 0 | 0 | 0 | 0 | 0 | 0 | 0 | 0 | 0 | 0 | 0 | 0 | 0 | 0 | 0 | 0 | 0 | 0 | 0 | 0
F3_Commercial_Lodging_New_Food Preparation_Natural Gas_Fryer_E1 | F3 | Commercial | Lodging | New | Food Preparation | Natural Gas | Fryer | E1 | PACT BC Ratio | 0.9 | 0.9 | 0.9 | 0.9 | 0.9 | 0.9 | 0.9 | 0.9 | 0.9 | 0.9 | 0.9 | 0.9 | 0.9 | 0.9 | 0.9 | 0.9 | 0.9 | 0.9 | 0.9 | 0.9 | 0.9 | 0.9 | 0 | 0 | 0 | 0 | 0 | 0 | 0 | 0
F3_Commercial_Lodging_New_Food Preparation_Natural Gas_Fryer_E2 | F3 | Commercial | Lodging | New | Food Preparation | Natural Gas | Fryer | E2 | PACT BC Ratio | 1.5621 | 1.5504 | 1.5488 | 1.5712 | 1.6116 | 1.6645 | 1.709 | 1.7439 | 1.7757 | 1.8068 | 1.8409 | 1.8752 | 1.9086 | 1.9462 | 1.9819 | 2.0198 | 2.0573 | 2.0898 | 2.1169 | 2.1377 | 2.1569 | 2.1743 | 0 | 0 | 0 | 0 | 0 | 0 | 0 | 0
F3_Commercial_Lodging_New_Food Preparation_Natural Gas_Fryer_E3 | F3 | Commercial | Lodging | New | Food Preparation | Natural Gas | Fryer | E3 | PACT BC Ratio | 0 | 0 | 0 | 0 | 0 | 0 | 0 | 0 | 0 | 0 | 0 | 0 | 0 | 0 | 0 | 0 | 0 | 0 | 0 | 0 | 0 | 0 | 0 | 0 | 0 | 0 | 0 | 0 | 0 | 0
F3_Commercial_Lodging_New_Food Preparation_Natural Gas_Fryer_E4 | F3 | Commercial | Lodging | New | Food Preparation | Natural Gas | Fryer | E4 | PACT BC Ratio | 0 | 0 | 0 | 0 | 0 | 0 | 0 | 0 | 0 | 0 | 0 | 0 | 0 | 0 | 0 | 0 | 0 | 0 | 0 | 0 | 0 | 0 | 0 | 0 | 0 | 0 | 0 | 0 | 0 | 0
F3_Commercial_Lodging_New_Food Preparation_Natural Gas_Fryer_E5 | F3 | Commercial | Lodging | New | Food Preparation | Natural Gas | Fryer | E5 | PACT BC Ratio | 0 | 0 | 0 | 0 | 0 | 0 | 0 | 0 | 0 | 0 | 0 | 0 | 0 | 0 | 0 | 0 | 0 | 0 | 0 | 0 | 0 | 0 | 0 | 0 | 0 | 0 | 0 | 0 | 0 | 0
F3_Commercial_Lodging_New_Food Preparation_Natural Gas_Fryer_E6 | F3 | Commercial | Lodging | New | Food Preparation | Natural Gas | Fryer | E6 | PACT BC Ratio | 0 | 0 | 0 | 0 | 0 | 0 | 0 | 0 | 0 | 0 | 0 | 0 | 0 | 0 | 0 | 0 | 0 | 0 | 0 | 0 | 0 | 0 | 0 | 0 | 0 | 0 | 0 | 0 | 0 | 0
F3_Commercial_Lodging_New_Food Preparation_Natural Gas_Fryer_E7 | F3 | Commercial | Lodging | New | Food Preparation | Natural Gas | Fryer | E7 | PACT BC Ratio | 0 | 0 | 0 | 0 | 0 | 0 | 0 | 0 | 0 | 0 | 0 | 0 | 0 | 0 | 0 | 0 | 0 | 0 | 0 | 0 | 0 | 0 | 0 | 0 | 0 | 0 | 0 | 0 | 0 | 0
F3_Commercial_Lodging_New_Food Preparation_Natural Gas_Fryer_E8 | F3 | Commercial | Lodging | New | Food Preparation | Natural Gas | Fryer | E8 | PACT BC Ratio | 0 | 0 | 0 | 0 | 0 | 0 | 0 | 0 | 0 | 0 | 0 | 0 | 0 | 0 | 0 | 0 | 0 | 0 | 0 | 0 | 0 | 0 | 0 | 0 | 0 | 0 | 0 | 0 | 0 | 0
F3_Commercial_Lodging_New_Food Preparation_Natural Gas_Fryer_E9 | F3 | Commercial | Lodging | New | Food Preparation | Natural Gas | Fryer | E9 | PACT BC Ratio | 0 | 0 | 0 | 0 | 0 | 0 | 0 | 0 | 0 | 0 | 0 | 0 | 0 | 0 | 0 | 0 | 0 | 0 | 0 | 0 | 0 | 0 | 0 | 0 | 0 | 0 | 0 | 0 | 0 | 0
F3_Commercial_Lodging_New_Food Preparation_Natural Gas_Fryer_E10 | F3 | Commercial | Lodging | New | Food Preparation | Natural Gas | Fryer | E10 | PACT BC Ratio | 0 | 0 | 0 | 0 | 0 | 0 | 0 | 0 | 0 | 0 | 0 | 0 | 0 | 0 | 0 | 0 | 0 | 0 | 0 | 0 | 0 | 0 | 0 | 0 | 0 | 0 | 0 | 0 | 0 | 0
F4_Commercial_Lodging_New_Food Preparation_Natural Gas_Fryer_E1 | F4 | Commercial | Lodging | New | Food Preparation | Natural Gas | Fryer | E1 | PCT BC Ratio | 0.9 | 0.9 | 0.9 | 0.9 | 0.9 | 0.9 | 0.9 | 0.9 | 0.9 | 0.9 | 0.9 | 0.9 | 0.9 | 0.9 | 0.9 | 0.9 | 0.9 | 0.9 | 0.9 | 0.9 | 0.9 | 0.9 | 0 | 0 | 0 | 0 | 0 | 0 | 0 | 0
F4_Commercial_Lodging_New_Food Preparation_Natural Gas_Fryer_E2 | F4 | Commercial | Lodging | New | Food Preparation | Natural Gas | Fryer | E2 | PCT BC Ratio | 3.0813 | 3.063 | 3.0604 | 3.0957 | 3.1592 | 3.2424 | 3.3124 | 3.3673 | 3.4172 | 3.4661 | 3.5197 | 3.5737 | 3.6262 | 3.6853 | 3.7415 | 3.8011 | 3.86 | 3.9112 | 3.9537 | 3.9864 | 4.0167 | 4.044 | 0 | 0 | 0 | 0 | 0 | 0 | 0 | 0
F4_Commercial_Lodging_New_Food Preparation_Natural Gas_Fryer_E3 | F4 | Commercial | Lodging | New | Food Preparation | Natural Gas | Fryer | E3 | PCT BC Ratio | 0 | 0 | 0 | 0 | 0 | 0 | 0 | 0 | 0 | 0 | 0 | 0 | 0 | 0 | 0 | 0 | 0 | 0 | 0 | 0 | 0 | 0 | 0 | 0 | 0 | 0 | 0 | 0 | 0 | 0
F4_Commercial_Lodging_New_Food Preparation_Natural Gas_Fryer_E4 | F4 | Commercial | Lodging | New | Food Preparation | Natural Gas | Fryer | E4 | PCT BC Ratio | 0 | 0 | 0 | 0 | 0 | 0 | 0 | 0 | 0 | 0 | 0 | 0 | 0 | 0 | 0 | 0 | 0 | 0 | 0 | 0 | 0 | 0 | 0 | 0 | 0 | 0 | 0 | 0 | 0 | 0
F4_Commercial_Lodging_New_Food Preparation_Natural Gas_Fryer_E5 | F4 | Commercial | Lodging | New | Food Preparation | Natural Gas | Fryer | E5 | PCT BC Ratio | 0 | 0 | 0 | 0 | 0 | 0 | 0 | 0 | 0 | 0 | 0 | 0 | 0 | 0 | 0 | 0 | 0 | 0 | 0 | 0 | 0 | 0 | 0 | 0 | 0 | 0 | 0 | 0 | 0 | 0
F4_Commercial_Lodging_New_Food Preparation_Natural Gas_Fryer_E6 | F4 | Commercial | Lodging | New | Food Preparation | Natural Gas | Fryer | E6 | PCT BC Ratio | 0 | 0 | 0 | 0 | 0 | 0 | 0 | 0 | 0 | 0 | 0 | 0 | 0 | 0 | 0 | 0 | 0 | 0 | 0 | 0 | 0 | 0 | 0 | 0 | 0 | 0 | 0 | 0 | 0 | 0
F4_Commercial_Lodging_New_Food Preparation_Natural Gas_Fryer_E7 | F4 | Commercial | Lodging | New | Food Preparation | Natural Gas | Fryer | E7 | PCT BC Ratio | 0 | 0 | 0 | 0 | 0 | 0 | 0 | 0 | 0 | 0 | 0 | 0 | 0 | 0 | 0 | 0 | 0 | 0 | 0 | 0 | 0 | 0 | 0 | 0 | 0 | 0 | 0 | 0 | 0 | 0
F4_Commercial_Lodging_New_Food Preparation_Natural Gas_Fryer_E8 | F4 | Commercial | Lodging | New | Food Preparation | Natural Gas | Fryer | E8 | PCT BC Ratio | 0 | 0 | 0 | 0 | 0 | 0 | 0 | 0 | 0 | 0 | 0 | 0 | 0 | 0 | 0 | 0 | 0 | 0 | 0 | 0 | 0 | 0 | 0 | 0 | 0 | 0 | 0 | 0 | 0 | 0
F4_Commercial_Lodging_New_Food Preparation_Natural Gas_Fryer_E9 | F4 | Commercial | Lodging | New | Food Preparation | Natural Gas | Fryer | E9 | PCT BC Ratio | 0 | 0 | 0 | 0 | 0 | 0 | 0 | 0 | 0 | 0 | 0 | 0 | 0 | 0 | 0 | 0 | 0 | 0 | 0 | 0 | 0 | 0 | 0 | 0 | 0 | 0 | 0 | 0 | 0 | 0
F4_Commercial_Lodging_New_Food Preparation_Natural Gas_Fryer_E10 | F4 | Commercial | Lodging | New | Food Preparation | Natural Gas | Fryer | E10 | PCT BC Ratio | 0 | 0 | 0 | 0 | 0 | 0 | 0 | 0 | 0 | 0 | 0 | 0 | 0 | 0 | 0 | 0 | 0 | 0 | 0 | 0 | 0 | 0 | 0 | 0 | 0 | 0 | 0 | 0 | 0 | 0
F5_Commercial_Lodging_New_Food Preparation_Natural Gas_Fryer_E1 | F5 | Commercial | Lodging | New | Food Preparation | Natural Gas | Fryer | E1 | RIM BC Ratio | 0.9 | 0.9 | 0.9 | 0.9 | 0.9 | 0.9 | 0.9 | 0.9 | 0.9 | 0.9 | 0.9 | 0.9 | 0.9 | 0.9 | 0.9 | 0.9 | 0.9 | 0.9 | 0.9 | 0.9 | 0.9 | 0.9 | 0 | 0 | 0 | 0 | 0 | 0 | 0 | 0
F5_Commercial_Lodging_New_Food Preparation_Natural Gas_Fryer_E2 | F5 | Commercial | Lodging | New | Food Preparation | Natural Gas | Fryer | E2 | RIM BC Ratio | 0.544 | 0.54258 | 0.54238 | 0.54511 | 0.54988 | 0.55591 | 0.56079 | 0.5645 | 0.56779 | 0.57093 | 0.57429 | 0.57759 | 0.58072 | 0.58415 | 0.58733 | 0.59061 | 0.59377 | 0.59646 | 0.59864 | 0.60029 | 0.6018 | 0.60314 | 0 | 0 | 0 | 0 | 0 | 0 | 0 | 0
F5_Commercial_Lodging_New_Food Preparation_Natural Gas_Fryer_E3 | F5 | Commercial | Lodging | New | Food Preparation | Natural Gas | Fryer | E3 | RIM BC Ratio | 0 | 0 | 0 | 0 | 0 | 0 | 0 | 0 | 0 | 0 | 0 | 0 | 0 | 0 | 0 | 0 | 0 | 0 | 0 | 0 | 0 | 0 | 0 | 0 | 0 | 0 | 0 | 0 | 0 | 0
F5_Commercial_Lodging_New_Food Preparation_Natural Gas_Fryer_E4 | F5 | Commercial | Lodging | New | Food Preparation | Natural Gas | Fryer | E4 | RIM BC Ratio | 0 | 0 | 0 | 0 | 0 | 0 | 0 | 0 | 0 | 0 | 0 | 0 | 0 | 0 | 0 | 0 | 0 | 0 | 0 | 0 | 0 | 0 | 0 | 0 | 0 | 0 | 0 | 0 | 0 | 0
F5_Commercial_Lodging_New_Food Preparation_Natural Gas_Fryer_E5 | F5 | Commercial | Lodging | New | Food Preparation | Natural Gas | Fryer | E5 | RIM BC Ratio | 0 | 0 | 0 | 0 | 0 | 0 | 0 | 0 | 0 | 0 | 0 | 0 | 0 | 0 | 0 | 0 | 0 | 0 | 0 | 0 | 0 | 0 | 0 | 0 | 0 | 0 | 0 | 0 | 0 | 0
F5_Commercial_Lodging_New_Food Preparation_Natural Gas_Fryer_E6 | F5 | Commercial | Lodging | New | Food Preparation | Natural Gas | Fryer | E6 | RIM BC Ratio | 0 | 0 | 0 | 0 | 0 | 0 | 0 | 0 | 0 | 0 | 0 | 0 | 0 | 0 | 0 | 0 | 0 | 0 | 0 | 0 | 0 | 0 | 0 | 0 | 0 | 0 | 0 | 0 | 0 | 0
F5_Commercial_Lodging_New_Food Preparation_Natural Gas_Fryer_E7 | F5 | Commercial | Lodging | New | Food Preparation | Natural Gas | Fryer | E7 | RIM BC Ratio | 0 | 0 | 0 | 0 | 0 | 0 | 0 | 0 | 0 | 0 | 0 | 0 | 0 | 0 | 0 | 0 | 0 | 0 | 0 | 0 | 0 | 0 | 0 | 0 | 0 | 0 | 0 | 0 | 0 | 0
F5_Commercial_Lodging_New_Food Preparation_Natural Gas_Fryer_E8 | F5 | Commercial | Lodging | New | Food Preparation | Natural Gas | Fryer | E8 | RIM BC Ratio | 0 | 0 | 0 | 0 | 0 | 0 | 0 | 0 | 0 | 0 | 0 | 0 | 0 | 0 | 0 | 0 | 0 | 0 | 0 | 0 | 0 | 0 | 0 | 0 | 0 | 0 | 0 | 0 | 0 | 0
F5_Commercial_Lodging_New_Food Preparation_Natural Gas_Fryer_E9 | F5 | Commercial | Lodging | New | Food Preparation | Natural Gas | Fryer | E9 | RIM BC Ratio | 0 | 0 | 0 | 0 | 0 | 0 | 0 | 0 | 0 | 0 | 0 | 0 | 0 | 0 | 0 | 0 | 0 | 0 | 0 | 0 | 0 | 0 | 0 | 0 | 0 | 0 | 0 | 0 | 0 | 0
F5_Commercial_Lodging_New_Food Preparation_Natural Gas_Fryer_E10 | F5 | Commercial | Lodging | New | Food Preparation | Natural Gas | Fryer | E10 | RIM BC Ratio | 0 | 0 | 0 | 0 | 0 | 0 | 0 | 0 | 0 | 0 | 0 | 0 | 0 | 0 | 0 | 0 | 0 | 0 | 0 | 0 | 0 | 0 | 0 | 0 | 0 | 0 | 0 | 0 | 0 | 0
F0_Commercial_Lodging_New_Food Preparation_Natural Gas_Broiler_E0 | F0 | Commercial | Lodging | New | Food Preparation | Natural Gas | Broiler | E0 | Economic Unit | Infrared Burners | Infrared Burners | Infrared Burners | Infrared Burners | Infrared Burners | Infrared Burners | Infrared Burners | Infrared Burners | Infrared Burners | Infrared Burners | Infrared Burners | Infrared Burners | Infrared Burners | Infrared Burners | Infrared Burners | Infrared Burners | Infrared Burners | Infrared Burners | Infrared Burners | Infrared Burners | Infrared Burners | Infrared Burners | 0 | 0 | 0 | 0 | 0 | 0 | 0 | 0
F1_Commercial_Lodging_New_Food Preparation_Natural Gas_Broiler_E1 | F1 | Commercial | Lodging | New | Food Preparation | Natural Gas | Broiler | E1 | CCE | 0 | 0 | 0 | 0 | 0 | 0 | 0 | 0 | 0 | 0 | 0 | 0 | 0 | 0 | 0 | 0 | 0 | 0 | 0 | 0 | 0 | 0 | 0 | 0 | 0 | 0 | 0 | 0 | 0 | 0
F1_Commercial_Lodging_New_Food Preparation_Natural Gas_Broiler_E2 | F1 | Commercial | Lodging | New | Food Preparation | Natural Gas | Broiler | E2 | CCE | 0.0083589 | 0.0083589 | 0.0087817 | 0.0086482 | 0.0085184 | 0.0083564 | 0.0083336 | 0.00828 | 0.0082301 | 0.0081549 | 0.0081433 | 0.0081058 | 0.0080724 | 0.0080086 | 0.008017 | 0.0079925 | 0.0079685 | 0.0079158 | 0.0079314 | 0.0079159 | 0.0079043 | 0.0078601 | 0 | 0 | 0 | 0 | 0 | 0 | 0 | 0
F1_Commercial_Lodging_New_Food Preparation_Natural Gas_Broiler_E3 | F1 | Commercial | Lodging | New | Food Preparation | Natural Gas | Broiler | E3 | CCE | 0 | 0 | 0 | 0 | 0 | 0 | 0 | 0 | 0 | 0 | 0 | 0 | 0 | 0 | 0 | 0 | 0 | 0 | 0 | 0 | 0 | 0 | 0 | 0 | 0 | 0 | 0 | 0 | 0 | 0
F1_Commercial_Lodging_New_Food Preparation_Natural Gas_Broiler_E4 | F1 | Commercial | Lodging | New | Food Preparation | Natural Gas | Broiler | E4 | CCE | 0 | 0 | 0 | 0 | 0 | 0 | 0 | 0 | 0 | 0 | 0 | 0 | 0 | 0 | 0 | 0 | 0 | 0 | 0 | 0 | 0 | 0 | 0 | 0 | 0 | 0 | 0 | 0 | 0 | 0
F1_Commercial_Lodging_New_Food Preparation_Natural Gas_Broiler_E5 | F1 | Commercial | Lodging | New | Food Preparation | Natural Gas | Broiler | E5 | CCE | 0 | 0 | 0 | 0 | 0 | 0 | 0 | 0 | 0 | 0 | 0 | 0 | 0 | 0 | 0 | 0 | 0 | 0 | 0 | 0 | 0 | 0 | 0 | 0 | 0 | 0 | 0 | 0 | 0 | 0
F1_Commercial_Lodging_New_Food Preparation_Natural Gas_Broiler_E6 | F1 | Commercial | Lodging | New | Food Preparation | Natural Gas | Broiler | E6 | CCE | 0 | 0 | 0 | 0 | 0 | 0 | 0 | 0 | 0 | 0 | 0 | 0 | 0 | 0 | 0 | 0 | 0 | 0 | 0 | 0 | 0 | 0 | 0 | 0 | 0 | 0 | 0 | 0 | 0 | 0
F1_Commercial_Lodging_New_Food Preparation_Natural Gas_Broiler_E7 | F1 | Commercial | Lodging | New | Food Preparation | Natural Gas | Broiler | E7 | CCE | 0 | 0 | 0 | 0 | 0 | 0 | 0 | 0 | 0 | 0 | 0 | 0 | 0 | 0 | 0 | 0 | 0 | 0 | 0 | 0 | 0 | 0 | 0 | 0 | 0 | 0 | 0 | 0 | 0 | 0
F1_Commercial_Lodging_New_Food Preparation_Natural Gas_Broiler_E8 | F1 | Commercial | Lodging | New | Food Preparation | Natural Gas | Broiler | E8 | CCE | 0 | 0 | 0 | 0 | 0 | 0 | 0 | 0 | 0 | 0 | 0 | 0 | 0 | 0 | 0 | 0 | 0 | 0 | 0 | 0 | 0 | 0 | 0 | 0 | 0 | 0 | 0 | 0 | 0 | 0
F1_Commercial_Lodging_New_Food Preparation_Natural Gas_Broiler_E9 | F1 | Commercial | Lodging | New | Food Preparation | Natural Gas | Broiler | E9 | CCE | 0 | 0 | 0 | 0 | 0 | 0 | 0 | 0 | 0 | 0 | 0 | 0 | 0 | 0 | 0 | 0 | 0 | 0 | 0 | 0 | 0 | 0 | 0 | 0 | 0 | 0 | 0 | 0 | 0 | 0
F1_Commercial_Lodging_New_Food Preparation_Natural Gas_Broiler_E10 | F1 | Commercial | Lodging | New | Food Preparation | Natural Gas | Broiler | E10 | CCE | 0 | 0 | 0 | 0 | 0 | 0 | 0 | 0 | 0 | 0 | 0 | 0 | 0 | 0 | 0 | 0 | 0 | 0 | 0 | 0 | 0 | 0 | 0 | 0 | 0 | 0 | 0 | 0 | 0 | 0
F2_Commercial_Lodging_New_Food Preparation_Natural Gas_Broiler_E1 | F2 | Commercial | Lodging | New | Food Preparation | Natural Gas | Broiler | E1 | TRC BC Ratio | 0.9 | 0.9 | 0.9 | 0.9 | 0.9 | 0.9 | 0.9 | 0.9 | 0.9 | 0.9 | 0.9 | 0.9 | 0.9 | 0.9 | 0.9 | 0.9 | 0.9 | 0.9 | 0.9 | 0.9 | 0.9 | 0.9 | 0 | 0 | 0 | 0 | 0 | 0 | 0 | 0
F2_Commercial_Lodging_New_Food Preparation_Natural Gas_Broiler_E2 | F2 | Commercial | Lodging | New | Food Preparation | Natural Gas | Broiler | E2 | TRC BC Ratio | 1.0644 | 1.0735 | 1.0844 | 1.1025 | 1.1265 | 1.1549 | 1.181 | 1.2042 | 1.2267 | 1.2485 | 1.2706 | 1.292 | 1.3121 | 1.3323 | 1.3516 | 1.3714 | 1.3925 | 1.4138 | 1.4353 | 1.4569 | 1.4782 | 1.4992 | 0 | 0 | 0 | 0 | 0 | 0 | 0 | 0
F2_Commercial_Lodging_New_Food Preparation_Natural Gas_Broiler_E3 | F2 | Commercial | Lodging | New | Food Preparation | Natural Gas | Broiler | E3 | TRC BC Ratio | 0 | 0 | 0 | 0 | 0 | 0 | 0 | 0 | 0 | 0 | 0 | 0 | 0 | 0 | 0 | 0 | 0 | 0 | 0 | 0 | 0 | 0 | 0 | 0 | 0 | 0 | 0 | 0 | 0 | 0
F2_Commercial_Lodging_New_Food Preparation_Natural Gas_Broiler_E4 | F2 | Commercial | Lodging | New | Food Preparation | Natural Gas | Broiler | E4 | TRC BC Ratio | 0 | 0 | 0 | 0 | 0 | 0 | 0 | 0 | 0 | 0 | 0 | 0 | 0 | 0 | 0 | 0 | 0 | 0 | 0 | 0 | 0 | 0 | 0 | 0 | 0 | 0 | 0 | 0 | 0 | 0
F2_Commercial_Lodging_New_Food Preparation_Natural Gas_Broiler_E5 | F2 | Commercial | Lodging | New | Food Preparation | Natural Gas | Broiler | E5 | TRC BC Ratio | 0 | 0 | 0 | 0 | 0 | 0 | 0 | 0 | 0 | 0 | 0 | 0 | 0 | 0 | 0 | 0 | 0 | 0 | 0 | 0 | 0 | 0 | 0 | 0 | 0 | 0 | 0 | 0 | 0 | 0
F2_Commercial_Lodging_New_Food Preparation_Natural Gas_Broiler_E6 | F2 | Commercial | Lodging | New | Food Preparation | Natural Gas | Broiler | E6 | TRC BC Ratio | 0 | 0 | 0 | 0 | 0 | 0 | 0 | 0 | 0 | 0 | 0 | 0 | 0 | 0 | 0 | 0 | 0 | 0 | 0 | 0 | 0 | 0 | 0 | 0 | 0 | 0 | 0 | 0 | 0 | 0
F2_Commercial_Lodging_New_Food Preparation_Natural Gas_Broiler_E7 | F2 | Commercial | Lodging | New | Food Preparation | Natural Gas | Broiler | E7 | TRC BC Ratio | 0 | 0 | 0 | 0 | 0 | 0 | 0 | 0 | 0 | 0 | 0 | 0 | 0 | 0 | 0 | 0 | 0 | 0 | 0 | 0 | 0 | 0 | 0 | 0 | 0 | 0 | 0 | 0 | 0 | 0
F2_Commercial_Lodging_New_Food Preparation_Natural Gas_Broiler_E8 | F2 | Commercial | Lodging | New | Food Preparation | Natural Gas | Broiler | E8 | TRC BC Ratio | 0 | 0 | 0 | 0 | 0 | 0 | 0 | 0 | 0 | 0 | 0 | 0 | 0 | 0 | 0 | 0 | 0 | 0 | 0 | 0 | 0 | 0 | 0 | 0 | 0 | 0 | 0 | 0 | 0 | 0
F2_Commercial_Lodging_New_Food Preparation_Natural Gas_Broiler_E9 | F2 | Commercial | Lodging | New | Food Preparation | Natural Gas | Broiler | E9 | TRC BC Ratio | 0 | 0 | 0 | 0 | 0 | 0 | 0 | 0 | 0 | 0 | 0 | 0 | 0 | 0 | 0 | 0 | 0 | 0 | 0 | 0 | 0 | 0 | 0 | 0 | 0 | 0 | 0 | 0 | 0 | 0
F2_Commercial_Lodging_New_Food Preparation_Natural Gas_Broiler_E10 | F2 | Commercial | Lodging | New | Food Preparation | Natural Gas | Broiler | E10 | TRC BC Ratio | 0 | 0 | 0 | 0 | 0 | 0 | 0 | 0 | 0 | 0 | 0 | 0 | 0 | 0 | 0 | 0 | 0 | 0 | 0 | 0 | 0 | 0 | 0 | 0 | 0 | 0 | 0 | 0 | 0 | 0
F3_Commercial_Lodging_New_Food Preparation_Natural Gas_Broiler_E1 | F3 | Commercial | Lodging | New | Food Preparation | Natural Gas | Broiler | E1 | PACT BC Ratio | 0.9 | 0.9 | 0.9 | 0.9 | 0.9 | 0.9 | 0.9 | 0.9 | 0.9 | 0.9 | 0.9 | 0.9 | 0.9 | 0.9 | 0.9 | 0.9 | 0.9 | 0.9 | 0.9 | 0.9 | 0.9 | 0.9 | 0 | 0 | 0 | 0 | 0 | 0 | 0 | 0
F3_Commercial_Lodging_New_Food Preparation_Natural Gas_Broiler_E2 | F3 | Commercial | Lodging | New | Food Preparation | Natural Gas | Broiler | E2 | PACT BC Ratio | 1.3204 | 1.3317 | 1.3453 | 1.3676 | 1.3975 | 1.4327 | 1.465 | 1.4938 | 1.5217 | 1.5488 | 1.5761 | 1.6027 | 1.6277 | 1.6527 | 1.6767 | 1.7012 | 1.7275 | 1.7539 | 1.7805 | 1.8073 | 1.8337 | 1.8598 | 0 | 0 | 0 | 0 | 0 | 0 | 0 | 0
F3_Commercial_Lodging_New_Food Preparation_Natural Gas_Broiler_E3 | F3 | Commercial | Lodging | New | Food Preparation | Natural Gas | Broiler | E3 | PACT BC Ratio | 0 | 0 | 0 | 0 | 0 | 0 | 0 | 0 | 0 | 0 | 0 | 0 | 0 | 0 | 0 | 0 | 0 | 0 | 0 | 0 | 0 | 0 | 0 | 0 | 0 | 0 | 0 | 0 | 0 | 0
F3_Commercial_Lodging_New_Food Preparation_Natural Gas_Broiler_E4 | F3 | Commercial | Lodging | New | Food Preparation | Natural Gas | Broiler | E4 | PACT BC Ratio | 0 | 0 | 0 | 0 | 0 | 0 | 0 | 0 | 0 | 0 | 0 | 0 | 0 | 0 | 0 | 0 | 0 | 0 | 0 | 0 | 0 | 0 | 0 | 0 | 0 | 0 | 0 | 0 | 0 | 0
F3_Commercial_Lodging_New_Food Preparation_Natural Gas_Broiler_E5 | F3 | Commercial | Lodging | New | Food Preparation | Natural Gas | Broiler | E5 | PACT BC Ratio | 0 | 0 | 0 | 0 | 0 | 0 | 0 | 0 | 0 | 0 | 0 | 0 | 0 | 0 | 0 | 0 | 0 | 0 | 0 | 0 | 0 | 0 | 0 | 0 | 0 | 0 | 0 | 0 | 0 | 0
F3_Commercial_Lodging_New_Food Preparation_Natural Gas_Broiler_E6 | F3 | Commercial | Lodging | New | Food Preparation | Natural Gas | Broiler | E6 | PACT BC Ratio | 0 | 0 | 0 | 0 | 0 | 0 | 0 | 0 | 0 | 0 | 0 | 0 | 0 | 0 | 0 | 0 | 0 | 0 | 0 | 0 | 0 | 0 | 0 | 0 | 0 | 0 | 0 | 0 | 0 | 0
F3_Commercial_Lodging_New_Food Preparation_Natural Gas_Broiler_E7 | F3 | Commercial | Lodging | New | Food Preparation | Natural Gas | Broiler | E7 | PACT BC Ratio | 0 | 0 | 0 | 0 | 0 | 0 | 0 | 0 | 0 | 0 | 0 | 0 | 0 | 0 | 0 | 0 | 0 | 0 | 0 | 0 | 0 | 0 | 0 | 0 | 0 | 0 | 0 | 0 | 0 | 0
F3_Commercial_Lodging_New_Food Preparation_Natural Gas_Broiler_E8 | F3 | Commercial | Lodging | New | Food Preparation | Natural Gas | Broiler | E8 | PACT BC Ratio | 0 | 0 | 0 | 0 | 0 | 0 | 0 | 0 | 0 | 0 | 0 | 0 | 0 | 0 | 0 | 0 | 0 | 0 | 0 | 0 | 0 | 0 | 0 | 0 | 0 | 0 | 0 | 0 | 0 | 0
F3_Commercial_Lodging_New_Food Preparation_Natural Gas_Broiler_E9 | F3 | Commercial | Lodging | New | Food Preparation | Natural Gas | Broiler | E9 | PACT BC Ratio | 0 | 0 | 0 | 0 | 0 | 0 | 0 | 0 | 0 | 0 | 0 | 0 | 0 | 0 | 0 | 0 | 0 | 0 | 0 | 0 | 0 | 0 | 0 | 0 | 0 | 0 | 0 | 0 | 0 | 0
F3_Commercial_Lodging_New_Food Preparation_Natural Gas_Broiler_E10 | F3 | Commercial | Lodging | New | Food Preparation | Natural Gas | Broiler | E10 | PACT BC Ratio | 0 | 0 | 0 | 0 | 0 | 0 | 0 | 0 | 0 | 0 | 0 | 0 | 0 | 0 | 0 | 0 | 0 | 0 | 0 | 0 | 0 | 0 | 0 | 0 | 0 | 0 | 0 | 0 | 0 | 0
F4_Commercial_Lodging_New_Food Preparation_Natural Gas_Broiler_E1 | F4 | Commercial | Lodging | New | Food Preparation | Natural Gas | Broiler | E1 | PCT BC Ratio | 0.9 | 0.9 | 0.9 | 0.9 | 0.9 | 0.9 | 0.9 | 0.9 | 0.9 | 0.9 | 0.9 | 0.9 | 0.9 | 0.9 | 0.9 | 0.9 | 0.9 | 0.9 | 0.9 | 0.9 | 0.9 | 0.9 | 0 | 0 | 0 | 0 | 0 | 0 | 0 | 0
F4_Commercial_Lodging_New_Food Preparation_Natural Gas_Broiler_E2 | F4 | Commercial | Lodging | New | Food Preparation | Natural Gas | Broiler | E2 | PCT BC Ratio | 2.8717 | 2.8906 | 2.9132 | 2.9506 | 3.0005 | 3.0593 | 3.1134 | 3.1615 | 3.2082 | 3.2535 | 3.2991 | 3.3435 | 3.3853 | 3.4272 | 3.4672 | 3.5082 | 3.5521 | 3.5963 | 3.6408 | 3.6855 | 3.7298 | 3.7734 | 0 | 0 | 0 | 0 | 0 | 0 | 0 | 0
F4_Commercial_Lodging_New_Food Preparation_Natural Gas_Broiler_E3 | F4 | Commercial | Lodging | New | Food Preparation | Natural Gas | Broiler | E3 | PCT BC Ratio | 0 | 0 | 0 | 0 | 0 | 0 | 0 | 0 | 0 | 0 | 0 | 0 | 0 | 0 | 0 | 0 | 0 | 0 | 0 | 0 | 0 | 0 | 0 | 0 | 0 | 0 | 0 | 0 | 0 | 0
F4_Commercial_Lodging_New_Food Preparation_Natural Gas_Broiler_E4 | F4 | Commercial | Lodging | New | Food Preparation | Natural Gas | Broiler | E4 | PCT BC Ratio | 0 | 0 | 0 | 0 | 0 | 0 | 0 | 0 | 0 | 0 | 0 | 0 | 0 | 0 | 0 | 0 | 0 | 0 | 0 | 0 | 0 | 0 | 0 | 0 | 0 | 0 | 0 | 0 | 0 | 0
F4_Commercial_Lodging_New_Food Preparation_Natural Gas_Broiler_E5 | F4 | Commercial | Lodging | New | Food Preparation | Natural Gas | Broiler | E5 | PCT BC Ratio | 0 | 0 | 0 | 0 | 0 | 0 | 0 | 0 | 0 | 0 | 0 | 0 | 0 | 0 | 0 | 0 | 0 | 0 | 0 | 0 | 0 | 0 | 0 | 0 | 0 | 0 | 0 | 0 | 0 | 0
F4_Commercial_Lodging_New_Food Preparation_Natural Gas_Broiler_E6 | F4 | Commercial | Lodging | New | Food Preparation | Natural Gas | Broiler | E6 | PCT BC Ratio | 0 | 0 | 0 | 0 | 0 | 0 | 0 | 0 | 0 | 0 | 0 | 0 | 0 | 0 | 0 | 0 | 0 | 0 | 0 | 0 | 0 | 0 | 0 | 0 | 0 | 0 | 0 | 0 | 0 | 0
F4_Commercial_Lodging_New_Food Preparation_Natural Gas_Broiler_E7 | F4 | Commercial | Lodging | New | Food Preparation | Natural Gas | Broiler | E7 | PCT BC Ratio | 0 | 0 | 0 | 0 | 0 | 0 | 0 | 0 | 0 | 0 | 0 | 0 | 0 | 0 | 0 | 0 | 0 | 0 | 0 | 0 | 0 | 0 | 0 | 0 | 0 | 0 | 0 | 0 | 0 | 0
F4_Commercial_Lodging_New_Food Preparation_Natural Gas_Broiler_E8 | F4 | Commercial | Lodging | New | Food Preparation | Natural Gas | Broiler | E8 | PCT BC Ratio | 0 | 0 | 0 | 0 | 0 | 0 | 0 | 0 | 0 | 0 | 0 | 0 | 0 | 0 | 0 | 0 | 0 | 0 | 0 | 0 | 0 | 0 | 0 | 0 | 0 | 0 | 0 | 0 | 0 | 0
F4_Commercial_Lodging_New_Food Preparation_Natural Gas_Broiler_E9 | F4 | Commercial | Lodging | New | Food Preparation | Natural Gas | Broiler | E9 | PCT BC Ratio | 0 | 0 | 0 | 0 | 0 | 0 | 0 | 0 | 0 | 0 | 0 | 0 | 0 | 0 | 0 | 0 | 0 | 0 | 0 | 0 | 0 | 0 | 0 | 0 | 0 | 0 | 0 | 0 | 0 | 0
F4_Commercial_Lodging_New_Food Preparation_Natural Gas_Broiler_E10 | F4 | Commercial | Lodging | New | Food Preparation | Natural Gas | Broiler | E10 | PCT BC Ratio | 0 | 0 | 0 | 0 | 0 | 0 | 0 | 0 | 0 | 0 | 0 | 0 | 0 | 0 | 0 | 0 | 0 | 0 | 0 | 0 | 0 | 0 | 0 | 0 | 0 | 0 | 0 | 0 | 0 | 0
F5_Commercial_Lodging_New_Food Preparation_Natural Gas_Broiler_E1 | F5 | Commercial | Lodging | New | Food Preparation | Natural Gas | Broiler | E1 | RIM BC Ratio | 0.9 | 0.9 | 0.9 | 0.9 | 0.9 | 0.9 | 0.9 | 0.9 | 0.9 | 0.9 | 0.9 | 0.9 | 0.9 | 0.9 | 0.9 | 0.9 | 0.9 | 0.9 | 0.9 | 0.9 | 0.9 | 0.9 | 0 | 0 | 0 | 0 | 0 | 0 | 0 | 0
F5_Commercial_Lodging_New_Food Preparation_Natural Gas_Broiler_E2 | F5 | Commercial | Lodging | New | Food Preparation | Natural Gas | Broiler | E2 | RIM BC Ratio | 0.51141 | 0.51309 | 0.51509 | 0.51833 | 0.52256 | 0.52741 | 0.53173 | 0.53547 | 0.53902 | 0.54238 | 0.54569 | 0.54884 | 0.55175 | 0.55459 | 0.55726 | 0.55995 | 0.56276 | 0.56554 | 0.56828 | 0.57098 | 0.57359 | 0.57612 | 0 | 0 | 0 | 0 | 0 | 0 | 0 | 0
F5_Commercial_Lodging_New_Food Preparation_Natural Gas_Broiler_E3 | F5 | Commercial | Lodging | New | Food Preparation | Natural Gas | Broiler | E3 | RIM BC Ratio | 0 | 0 | 0 | 0 | 0 | 0 | 0 | 0 | 0 | 0 | 0 | 0 | 0 | 0 | 0 | 0 | 0 | 0 | 0 | 0 | 0 | 0 | 0 | 0 | 0 | 0 | 0 | 0 | 0 | 0
F5_Commercial_Lodging_New_Food Preparation_Natural Gas_Broiler_E4 | F5 | Commercial | Lodging | New | Food Preparation | Natural Gas | Broiler | E4 | RIM BC Ratio | 0 | 0 | 0 | 0 | 0 | 0 | 0 | 0 | 0 | 0 | 0 | 0 | 0 | 0 | 0 | 0 | 0 | 0 | 0 | 0 | 0 | 0 | 0 | 0 | 0 | 0 | 0 | 0 | 0 | 0
F5_Commercial_Lodging_New_Food Preparation_Natural Gas_Broiler_E5 | F5 | Commercial | Lodging | New | Food Preparation | Natural Gas | Broiler | E5 | RIM BC Ratio | 0 | 0 | 0 | 0 | 0 | 0 | 0 | 0 | 0 | 0 | 0 | 0 | 0 | 0 | 0 | 0 | 0 | 0 | 0 | 0 | 0 | 0 | 0 | 0 | 0 | 0 | 0 | 0 | 0 | 0
F5_Commercial_Lodging_New_Food Preparation_Natural Gas_Broiler_E6 | F5 | Commercial | Lodging | New | Food Preparation | Natural Gas | Broiler | E6 | RIM BC Ratio | 0 | 0 | 0 | 0 | 0 | 0 | 0 | 0 | 0 | 0 | 0 | 0 | 0 | 0 | 0 | 0 | 0 | 0 | 0 | 0 | 0 | 0 | 0 | 0 | 0 | 0 | 0 | 0 | 0 | 0
F5_Commercial_Lodging_New_Food Preparation_Natural Gas_Broiler_E7 | F5 | Commercial | Lodging | New | Food Preparation | Natural Gas | Broiler | E7 | RIM BC Ratio | 0 | 0 | 0 | 0 | 0 | 0 | 0 | 0 | 0 | 0 | 0 | 0 | 0 | 0 | 0 | 0 | 0 | 0 | 0 | 0 | 0 | 0 | 0 | 0 | 0 | 0 | 0 | 0 | 0 | 0
F5_Commercial_Lodging_New_Food Preparation_Natural Gas_Broiler_E8 | F5 | Commercial | Lodging | New | Food Preparation | Natural Gas | Broiler | E8 | RIM BC Ratio | 0 | 0 | 0 | 0 | 0 | 0 | 0 | 0 | 0 | 0 | 0 | 0 | 0 | 0 | 0 | 0 | 0 | 0 | 0 | 0 | 0 | 0 | 0 | 0 | 0 | 0 | 0 | 0 | 0 | 0
F5_Commercial_Lodging_New_Food Preparation_Natural Gas_Broiler_E9 | F5 | Commercial | Lodging | New | Food Preparation | Natural Gas | Broiler | E9 | RIM BC Ratio | 0 | 0 | 0 | 0 | 0 | 0 | 0 | 0 | 0 | 0 | 0 | 0 | 0 | 0 | 0 | 0 | 0 | 0 | 0 | 0 | 0 | 0 | 0 | 0 | 0 | 0 | 0 | 0 | 0 | 0
F5_Commercial_Lodging_New_Food Preparation_Natural Gas_Broiler_E10 | F5 | Commercial | Lodging | New | Food Preparation | Natural Gas | Broiler | E10 | RIM BC Ratio | 0 | 0 | 0 | 0 | 0 | 0 | 0 | 0 | 0 | 0 | 0 | 0 | 0 | 0 | 0 | 0 | 0 | 0 | 0 | 0 | 0 | 0 | 0 | 0 | 0 | 0 | 0 | 0 | 0 | 0
F0_Commercial_Lodging_New_Food Preparation_Natural Gas_Griddle_E0 | F0 | Commercial | Lodging | New | Food Preparation | Natural Gas | Griddle | E0 | Economic Unit | ENERGY STAR | ENERGY STAR | ENERGY STAR | ENERGY STAR | ENERGY STAR | ENERGY STAR | ENERGY STAR | ENERGY STAR | ENERGY STAR | ENERGY STAR | ENERGY STAR | ENERGY STAR | ENERGY STAR | ENERGY STAR | ENERGY STAR | ENERGY STAR | ENERGY STAR | ENERGY STAR | ENERGY STAR | ENERGY STAR | ENERGY STAR | ENERGY STAR | 0 | 0 | 0 | 0 | 0 | 0 | 0 | 0
F1_Commercial_Lodging_New_Food Preparation_Natural Gas_Griddle_E1 | F1 | Commercial | Lodging | New | Food Preparation | Natural Gas | Griddle | E1 | CCE | 0 | 0 | 0 | 0 | 0 | 0 | 0 | 0 | 0 | 0 | 0 | 0 | 0 | 0 | 0 | 0 | 0 | 0 | 0 | 0 | 0 | 0 | 0 | 0 | 0 | 0 | 0 | 0 | 0 | 0
F1_Commercial_Lodging_New_Food Preparation_Natural Gas_Griddle_E2 | F1 | Commercial | Lodging | New | Food Preparation | Natural Gas | Griddle | E2 | CCE | 0.0050309 | 0.0050309 | 0.0052853 | 0.0052049 | 0.0051268 | 0.0050293 | 0.0050156 | 0.0049833 | 0.0049533 | 0.0049081 | 0.0049011 | 0.0048785 | 0.0048584 | 0.00482 | 0.0048251 | 0.0048103 | 0.0047959 | 0.0047642 | 0.0047735 | 0.0047642 | 0.0047572 | 0.0047306 | 0 | 0 | 0 | 0 | 0 | 0 | 0 | 0
F1_Commercial_Lodging_New_Food Preparation_Natural Gas_Griddle_E3 | F1 | Commercial | Lodging | New | Food Preparation | Natural Gas | Griddle | E3 | CCE | 0 | 0 | 0 | 0 | 0 | 0 | 0 | 0 | 0 | 0 | 0 | 0 | 0 | 0 | 0 | 0 | 0 | 0 | 0 | 0 | 0 | 0 | 0 | 0 | 0 | 0 | 0 | 0 | 0 | 0
F1_Commercial_Lodging_New_Food Preparation_Natural Gas_Griddle_E4 | F1 | Commercial | Lodging | New | Food Preparation | Natural Gas | Griddle | E4 | CCE | 0 | 0 | 0 | 0 | 0 | 0 | 0 | 0 | 0 | 0 | 0 | 0 | 0 | 0 | 0 | 0 | 0 | 0 | 0 | 0 | 0 | 0 | 0 | 0 | 0 | 0 | 0 | 0 | 0 | 0
F1_Commercial_Lodging_New_Food Preparation_Natural Gas_Griddle_E5 | F1 | Commercial | Lodging | New | Food Preparation | Natural Gas | Griddle | E5 | CCE | 0 | 0 | 0 | 0 | 0 | 0 | 0 | 0 | 0 | 0 | 0 | 0 | 0 | 0 | 0 | 0 | 0 | 0 | 0 | 0 | 0 | 0 | 0 | 0 | 0 | 0 | 0 | 0 | 0 | 0
F1_Commercial_Lodging_New_Food Preparation_Natural Gas_Griddle_E6 | F1 | Commercial | Lodging | New | Food Preparation | Natural Gas | Griddle | E6 | CCE | 0 | 0 | 0 | 0 | 0 | 0 | 0 | 0 | 0 | 0 | 0 | 0 | 0 | 0 | 0 | 0 | 0 | 0 | 0 | 0 | 0 | 0 | 0 | 0 | 0 | 0 | 0 | 0 | 0 | 0
F1_Commercial_Lodging_New_Food Preparation_Natural Gas_Griddle_E7 | F1 | Commercial | Lodging | New | Food Preparation | Natural Gas | Griddle | E7 | CCE | 0 | 0 | 0 | 0 | 0 | 0 | 0 | 0 | 0 | 0 | 0 | 0 | 0 | 0 | 0 | 0 | 0 | 0 | 0 | 0 | 0 | 0 | 0 | 0 | 0 | 0 | 0 | 0 | 0 | 0
F1_Commercial_Lodging_New_Food Preparation_Natural Gas_Griddle_E8 | F1 | Commercial | Lodging | New | Food Preparation | Natural Gas | Griddle | E8 | CCE | 0 | 0 | 0 | 0 | 0 | 0 | 0 | 0 | 0 | 0 | 0 | 0 | 0 | 0 | 0 | 0 | 0 | 0 | 0 | 0 | 0 | 0 | 0 | 0 | 0 | 0 | 0 | 0 | 0 | 0
F1_Commercial_Lodging_New_Food Preparation_Natural Gas_Griddle_E9 | F1 | Commercial | Lodging | New | Food Preparation | Natural Gas | Griddle | E9 | CCE | 0 | 0 | 0 | 0 | 0 | 0 | 0 | 0 | 0 | 0 | 0 | 0 | 0 | 0 | 0 | 0 | 0 | 0 | 0 | 0 | 0 | 0 | 0 | 0 | 0 | 0 | 0 | 0 | 0 | 0
F1_Commercial_Lodging_New_Food Preparation_Natural Gas_Griddle_E10 | F1 | Commercial | Lodging | New | Food Preparation | Natural Gas | Griddle | E10 | CCE | 0 | 0 | 0 | 0 | 0 | 0 | 0 | 0 | 0 | 0 | 0 | 0 | 0 | 0 | 0 | 0 | 0 | 0 | 0 | 0 | 0 | 0 | 0 | 0 | 0 | 0 | 0 | 0 | 0 | 0
F2_Commercial_Lodging_New_Food Preparation_Natural Gas_Griddle_E1 | F2 | Commercial | Lodging | New | Food Preparation | Natural Gas | Griddle | E1 | TRC BC Ratio | 0.9 | 0.9 | 0.9 | 0.9 | 0.9 | 0.9 | 0.9 | 0.9 | 0.9 | 0.9 | 0.9 | 0.9 | 0.9 | 0.9 | 0.9 | 0.9 | 0.9 | 0.9 | 0.9 | 0.9 | 0.9 | 0.9 | 0 | 0 | 0 | 0 | 0 | 0 | 0 | 0
F2_Commercial_Lodging_New_Food Preparation_Natural Gas_Griddle_E2 | F2 | Commercial | Lodging | New | Food Preparation | Natural Gas | Griddle | E2 | TRC BC Ratio | 1.7686 | 1.7837 | 1.8018 | 1.8318 | 1.8718 | 1.9189 | 1.9622 | 2.0008 | 2.0382 | 2.0745 | 2.1111 | 2.1466 | 2.1801 | 2.2137 | 2.2457 | 2.2786 | 2.3138 | 2.3491 | 2.3848 | 2.4207 | 2.4561 | 2.491 | 0 | 0 | 0 | 0 | 0 | 0 | 0 | 0
F2_Commercial_Lodging_New_Food Preparation_Natural Gas_Griddle_E3 | F2 | Commercial | Lodging | New | Food Preparation | Natural Gas | Griddle | E3 | TRC BC Ratio | 0 | 0 | 0 | 0 | 0 | 0 | 0 | 0 | 0 | 0 | 0 | 0 | 0 | 0 | 0 | 0 | 0 | 0 | 0 | 0 | 0 | 0 | 0 | 0 | 0 | 0 | 0 | 0 | 0 | 0
F2_Commercial_Lodging_New_Food Preparation_Natural Gas_Griddle_E4 | F2 | Commercial | Lodging | New | Food Preparation | Natural Gas | Griddle | E4 | TRC BC Ratio | 0 | 0 | 0 | 0 | 0 | 0 | 0 | 0 | 0 | 0 | 0 | 0 | 0 | 0 | 0 | 0 | 0 | 0 | 0 | 0 | 0 | 0 | 0 | 0 | 0 | 0 | 0 | 0 | 0 | 0
F2_Commercial_Lodging_New_Food Preparation_Natural Gas_Griddle_E5 | F2 | Commercial | Lodging | New | Food Preparation | Natural Gas | Griddle | E5 | TRC BC Ratio | 0 | 0 | 0 | 0 | 0 | 0 | 0 | 0 | 0 | 0 | 0 | 0 | 0 | 0 | 0 | 0 | 0 | 0 | 0 | 0 | 0 | 0 | 0 | 0 | 0 | 0 | 0 | 0 | 0 | 0
F2_Commercial_Lodging_New_Food Preparation_Natural Gas_Griddle_E6 | F2 | Commercial | Lodging | New | Food Preparation | Natural Gas | Griddle | E6 | TRC BC Ratio | 0 | 0 | 0 | 0 | 0 | 0 | 0 | 0 | 0 | 0 | 0 | 0 | 0 | 0 | 0 | 0 | 0 | 0 | 0 | 0 | 0 | 0 | 0 | 0 | 0 | 0 | 0 | 0 | 0 | 0
F2_Commercial_Lodging_New_Food Preparation_Natural Gas_Griddle_E7 | F2 | Commercial | Lodging | New | Food Preparation | Natural Gas | Griddle | E7 | TRC BC Ratio | 0 | 0 | 0 | 0 | 0 | 0 | 0 | 0 | 0 | 0 | 0 | 0 | 0 | 0 | 0 | 0 | 0 | 0 | 0 | 0 | 0 | 0 | 0 | 0 | 0 | 0 | 0 | 0 | 0 | 0
F2_Commercial_Lodging_New_Food Preparation_Natural Gas_Griddle_E8 | F2 | Commercial | Lodging | New | Food Preparation | Natural Gas | Griddle | E8 | TRC BC Ratio | 0 | 0 | 0 | 0 | 0 | 0 | 0 | 0 | 0 | 0 | 0 | 0 | 0 | 0 | 0 | 0 | 0 | 0 | 0 | 0 | 0 | 0 | 0 | 0 | 0 | 0 | 0 | 0 | 0 | 0
F2_Commercial_Lodging_New_Food Preparation_Natural Gas_Griddle_E9 | F2 | Commercial | Lodging | New | Food Preparation | Natural Gas | Griddle | E9 | TRC BC Ratio | 0 | 0 | 0 | 0 | 0 | 0 | 0 | 0 | 0 | 0 | 0 | 0 | 0 | 0 | 0 | 0 | 0 | 0 | 0 | 0 | 0 | 0 | 0 | 0 | 0 | 0 | 0 | 0 | 0 | 0
F2_Commercial_Lodging_New_Food Preparation_Natural Gas_Griddle_E10 | F2 | Commercial | Lodging | New | Food Preparation | Natural Gas | Griddle | E10 | TRC BC Ratio | 0 | 0 | 0 | 0 | 0 | 0 | 0 | 0 | 0 | 0 | 0 | 0 | 0 | 0 | 0 | 0 | 0 | 0 | 0 | 0 | 0 | 0 | 0 | 0 | 0 | 0 | 0 | 0 | 0 | 0
F3_Commercial_Lodging_New_Food Preparation_Natural Gas_Griddle_E1 | F3 | Commercial | Lodging | New | Food Preparation | Natural Gas | Griddle | E1 | PACT BC Ratio | 0.9 | 0.9 | 0.9 | 0.9 | 0.9 | 0.9 | 0.9 | 0.9 | 0.9 | 0.9 | 0.9 | 0.9 | 0.9 | 0.9 | 0.9 | 0.9 | 0.9 | 0.9 | 0.9 | 0.9 | 0.9 | 0.9 | 0 | 0 | 0 | 0 | 0 | 0 | 0 | 0
F3_Commercial_Lodging_New_Food Preparation_Natural Gas_Griddle_E2 | F3 | Commercial | Lodging | New | Food Preparation | Natural Gas | Griddle | E2 | PACT BC Ratio | 1.7686 | 1.7837 | 1.8018 | 1.8318 | 1.8718 | 1.9189 | 1.9622 | 2.0008 | 2.0382 | 2.0745 | 2.1111 | 2.1466 | 2.1801 | 2.2137 | 2.2457 | 2.2786 | 2.3138 | 2.3491 | 2.3848 | 2.4207 | 2.4561 | 2.491 | 0 | 0 | 0 | 0 | 0 | 0 | 0 | 0
F3_Commercial_Lodging_New_Food Preparation_Natural Gas_Griddle_E3 | F3 | Commercial | Lodging | New | Food Preparation | Natural Gas | Griddle | E3 | PACT BC Ratio | 0 | 0 | 0 | 0 | 0 | 0 | 0 | 0 | 0 | 0 | 0 | 0 | 0 | 0 | 0 | 0 | 0 | 0 | 0 | 0 | 0 | 0 | 0 | 0 | 0 | 0 | 0 | 0 | 0 | 0
F3_Commercial_Lodging_New_Food Preparation_Natural Gas_Griddle_E4 | F3 | Commercial | Lodging | New | Food Preparation | Natural Gas | Griddle | E4 | PACT BC Ratio | 0 | 0 | 0 | 0 | 0 | 0 | 0 | 0 | 0 | 0 | 0 | 0 | 0 | 0 | 0 | 0 | 0 | 0 | 0 | 0 | 0 | 0 | 0 | 0 | 0 | 0 | 0 | 0 | 0 | 0
F3_Commercial_Lodging_New_Food Preparation_Natural Gas_Griddle_E5 | F3 | Commercial | Lodging | New | Food Preparation | Natural Gas | Griddle | E5 | PACT BC Ratio | 0 | 0 | 0 | 0 | 0 | 0 | 0 | 0 | 0 | 0 | 0 | 0 | 0 | 0 | 0 | 0 | 0 | 0 | 0 | 0 | 0 | 0 | 0 | 0 | 0 | 0 | 0 | 0 | 0 | 0
F3_Commercial_Lodging_New_Food Preparation_Natural Gas_Griddle_E6 | F3 | Commercial | Lodging | New | Food Preparation | Natural Gas | Griddle | E6 | PACT BC Ratio | 0 | 0 | 0 | 0 | 0 | 0 | 0 | 0 | 0 | 0 | 0 | 0 | 0 | 0 | 0 | 0 | 0 | 0 | 0 | 0 | 0 | 0 | 0 | 0 | 0 | 0 | 0 | 0 | 0 | 0
F3_Commercial_Lodging_New_Food Preparation_Natural Gas_Griddle_E7 | F3 | Commercial | Lodging | New | Food Preparation | Natural Gas | Griddle | E7 | PACT BC Ratio | 0 | 0 | 0 | 0 | 0 | 0 | 0 | 0 | 0 | 0 | 0 | 0 | 0 | 0 | 0 | 0 | 0 | 0 | 0 | 0 | 0 | 0 | 0 | 0 | 0 | 0 | 0 | 0 | 0 | 0
F3_Commercial_Lodging_New_Food Preparation_Natural Gas_Griddle_E8 | F3 | Commercial | Lodging | New | Food Preparation | Natural Gas | Griddle | E8 | PACT BC Ratio | 0 | 0 | 0 | 0 | 0 | 0 | 0 | 0 | 0 | 0 | 0 | 0 | 0 | 0 | 0 | 0 | 0 | 0 | 0 | 0 | 0 | 0 | 0 | 0 | 0 | 0 | 0 | 0 | 0 | 0
F3_Commercial_Lodging_New_Food Preparation_Natural Gas_Griddle_E9 | F3 | Commercial | Lodging | New | Food Preparation | Natural Gas | Griddle | E9 | PACT BC Ratio | 0 | 0 | 0 | 0 | 0 | 0 | 0 | 0 | 0 | 0 | 0 | 0 | 0 | 0 | 0 | 0 | 0 | 0 | 0 | 0 | 0 | 0 | 0 | 0 | 0 | 0 | 0 | 0 | 0 | 0
F3_Commercial_Lodging_New_Food Preparation_Natural Gas_Griddle_E10 | F3 | Commercial | Lodging | New | Food Preparation | Natural Gas | Griddle | E10 | PACT BC Ratio | 0 | 0 | 0 | 0 | 0 | 0 | 0 | 0 | 0 | 0 | 0 | 0 | 0 | 0 | 0 | 0 | 0 | 0 | 0 | 0 | 0 | 0 | 0 | 0 | 0 | 0 | 0 | 0 | 0 | 0
F4_Commercial_Lodging_New_Food Preparation_Natural Gas_Griddle_E1 | F4 | Commercial | Lodging | New | Food Preparation | Natural Gas | Griddle | E1 | PCT BC Ratio | 0.9 | 0.9 | 0.9 | 0.9 | 0.9 | 0.9 | 0.9 | 0.9 | 0.9 | 0.9 | 0.9 | 0.9 | 0.9 | 0.9 | 0.9 | 0.9 | 0.9 | 0.9 | 0.9 | 0.9 | 0.9 | 0.9 | 0 | 0 | 0 | 0 | 0 | 0 | 0 | 0
F4_Commercial_Lodging_New_Food Preparation_Natural Gas_Griddle_E2 | F4 | Commercial | Lodging | New | Food Preparation | Natural Gas | Griddle | E2 | PCT BC Ratio | 5.4497 | 5.4877 | 5.5333 | 5.6087 | 5.7092 | 5.8278 | 5.9368 | 6.0338 | 6.128 | 6.2192 | 6.3113 | 6.4008 | 6.4851 | 6.5695 | 6.6501 | 6.7328 | 6.8213 | 6.9103 | 7.0001 | 7.0902 | 7.1794 | 7.2673 | 0 | 0 | 0 | 0 | 0 | 0 | 0 | 0
F4_Commercial_Lodging_New_Food Preparation_Natural Gas_Griddle_E3 | F4 | Commercial | Lodging | New | Food Preparation | Natural Gas | Griddle | E3 | PCT BC Ratio | 0 | 0 | 0 | 0 | 0 | 0 | 0 | 0 | 0 | 0 | 0 | 0 | 0 | 0 | 0 | 0 | 0 | 0 | 0 | 0 | 0 | 0 | 0 | 0 | 0 | 0 | 0 | 0 | 0 | 0
F4_Commercial_Lodging_New_Food Preparation_Natural Gas_Griddle_E4 | F4 | Commercial | Lodging | New | Food Preparation | Natural Gas | Griddle | E4 | PCT BC Ratio | 0 | 0 | 0 | 0 | 0 | 0 | 0 | 0 | 0 | 0 | 0 | 0 | 0 | 0 | 0 | 0 | 0 | 0 | 0 | 0 | 0 | 0 | 0 | 0 | 0 | 0 | 0 | 0 | 0 | 0
F4_Commercial_Lodging_New_Food Preparation_Natural Gas_Griddle_E5 | F4 | Commercial | Lodging | New | Food Preparation | Natural Gas | Griddle | E5 | PCT BC Ratio | 0 | 0 | 0 | 0 | 0 | 0 | 0 | 0 | 0 | 0 | 0 | 0 | 0 | 0 | 0 | 0 | 0 | 0 | 0 | 0 | 0 | 0 | 0 | 0 | 0 | 0 | 0 | 0 | 0 | 0
F4_Commercial_Lodging_New_Food Preparation_Natural Gas_Griddle_E6 | F4 | Commercial | Lodging | New | Food Preparation | Natural Gas | Griddle | E6 | PCT BC Ratio | 0 | 0 | 0 | 0 | 0 | 0 | 0 | 0 | 0 | 0 | 0 | 0 | 0 | 0 | 0 | 0 | 0 | 0 | 0 | 0 | 0 | 0 | 0 | 0 | 0 | 0 | 0 | 0 | 0 | 0
F4_Commercial_Lodging_New_Food Preparation_Natural Gas_Griddle_E7 | F4 | Commercial | Lodging | New | Food Preparation | Natural Gas | Griddle | E7 | PCT BC Ratio | 0 | 0 | 0 | 0 | 0 | 0 | 0 | 0 | 0 | 0 | 0 | 0 | 0 | 0 | 0 | 0 | 0 | 0 | 0 | 0 | 0 | 0 | 0 | 0 | 0 | 0 | 0 | 0 | 0 | 0
F4_Commercial_Lodging_New_Food Preparation_Natural Gas_Griddle_E8 | F4 | Commercial | Lodging | New | Food Preparation | Natural Gas | Griddle | E8 | PCT BC Ratio | 0 | 0 | 0 | 0 | 0 | 0 | 0 | 0 | 0 | 0 | 0 | 0 | 0 | 0 | 0 | 0 | 0 | 0 | 0 | 0 | 0 | 0 | 0 | 0 | 0 | 0 | 0 | 0 | 0 | 0
F4_Commercial_Lodging_New_Food Preparation_Natural Gas_Griddle_E9 | F4 | Commercial | Lodging | New | Food Preparation | Natural Gas | Griddle | E9 | PCT BC Ratio | 0 | 0 | 0 | 0 | 0 | 0 | 0 | 0 | 0 | 0 | 0 | 0 | 0 | 0 | 0 | 0 | 0 | 0 | 0 | 0 | 0 | 0 | 0 | 0 | 0 | 0 | 0 | 0 | 0 | 0
F4_Commercial_Lodging_New_Food Preparation_Natural Gas_Griddle_E10 | F4 | Commercial | Lodging | New | Food Preparation | Natural Gas | Griddle | E10 | PCT BC Ratio | 0 | 0 | 0 | 0 | 0 | 0 | 0 | 0 | 0 | 0 | 0 | 0 | 0 | 0 | 0 | 0 | 0 | 0 | 0 | 0 | 0 | 0 | 0 | 0 | 0 | 0 | 0 | 0 | 0 | 0
F5_Commercial_Lodging_New_Food Preparation_Natural Gas_Griddle_E1 | F5 | Commercial | Lodging | New | Food Preparation | Natural Gas | Griddle | E1 | RIM BC Ratio | 0.9 | 0.9 | 0.9 | 0.9 | 0.9 | 0.9 | 0.9 | 0.9 | 0.9 | 0.9 | 0.9 | 0.9 | 0.9 | 0.9 | 0.9 | 0.9 | 0.9 | 0.9 | 0.9 | 0.9 | 0.9 | 0.9 | 0 | 0 | 0 | 0 | 0 | 0 | 0 | 0
F5_Commercial_Lodging_New_Food Preparation_Natural Gas_Griddle_E2 | F5 | Commercial | Lodging | New | Food Preparation | Natural Gas | Griddle | E2 | RIM BC Ratio | 0.56706 | 0.5686 | 0.57043 | 0.5734 | 0.57726 | 0.58167 | 0.58559 | 0.58897 | 0.59217 | 0.5952 | 0.59817 | 0.60099 | 0.60359 | 0.60613 | 0.60851 | 0.6109 | 0.6134 | 0.61586 | 0.61828 | 0.62067 | 0.62297 | 0.62519 | 0 | 0 | 0 | 0 | 0 | 0 | 0 | 0
F5_Commercial_Lodging_New_Food Preparation_Natural Gas_Griddle_E3 | F5 | Commercial | Lodging | New | Food Preparation | Natural Gas | Griddle | E3 | RIM BC Ratio | 0 | 0 | 0 | 0 | 0 | 0 | 0 | 0 | 0 | 0 | 0 | 0 | 0 | 0 | 0 | 0 | 0 | 0 | 0 | 0 | 0 | 0 | 0 | 0 | 0 | 0 | 0 | 0 | 0 | 0
F5_Commercial_Lodging_New_Food Preparation_Natural Gas_Griddle_E4 | F5 | Commercial | Lodging | New | Food Preparation | Natural Gas | Griddle | E4 | RIM BC Ratio | 0 | 0 | 0 | 0 | 0 | 0 | 0 | 0 | 0 | 0 | 0 | 0 | 0 | 0 | 0 | 0 | 0 | 0 | 0 | 0 | 0 | 0 | 0 | 0 | 0 | 0 | 0 | 0 | 0 | 0
F5_Commercial_Lodging_New_Food Preparation_Natural Gas_Griddle_E5 | F5 | Commercial | Lodging | New | Food Preparation | Natural Gas | Griddle | E5 | RIM BC Ratio | 0 | 0 | 0 | 0 | 0 | 0 | 0 | 0 | 0 | 0 | 0 | 0 | 0 | 0 | 0 | 0 | 0 | 0 | 0 | 0 | 0 | 0 | 0 | 0 | 0 | 0 | 0 | 0 | 0 | 0
F5_Commercial_Lodging_New_Food Preparation_Natural Gas_Griddle_E6 | F5 | Commercial | Lodging | New | Food Preparation | Natural Gas | Griddle | E6 | RIM BC Ratio | 0 | 0 | 0 | 0 | 0 | 0 | 0 | 0 | 0 | 0 | 0 | 0 | 0 | 0 | 0 | 0 | 0 | 0 | 0 | 0 | 0 | 0 | 0 | 0 | 0 | 0 | 0 | 0 | 0 | 0
F5_Commercial_Lodging_New_Food Preparation_Natural Gas_Griddle_E7 | F5 | Commercial | Lodging | New | Food Preparation | Natural Gas | Griddle | E7 | RIM BC Ratio | 0 | 0 | 0 | 0 | 0 | 0 | 0 | 0 | 0 | 0 | 0 | 0 | 0 | 0 | 0 | 0 | 0 | 0 | 0 | 0 | 0 | 0 | 0 | 0 | 0 | 0 | 0 | 0 | 0 | 0
F5_Commercial_Lodging_New_Food Preparation_Natural Gas_Griddle_E8 | F5 | Commercial | Lodging | New | Food Preparation | Natural Gas | Griddle | E8 | RIM BC Ratio | 0 | 0 | 0 | 0 | 0 | 0 | 0 | 0 | 0 | 0 | 0 | 0 | 0 | 0 | 0 | 0 | 0 | 0 | 0 | 0 | 0 | 0 | 0 | 0 | 0 | 0 | 0 | 0 | 0 | 0
F5_Commercial_Lodging_New_Food Preparation_Natural Gas_Griddle_E9 | F5 | Commercial | Lodging | New | Food Preparation | Natural Gas | Griddle | E9 | RIM BC Ratio | 0 | 0 | 0 | 0 | 0 | 0 | 0 | 0 | 0 | 0 | 0 | 0 | 0 | 0 | 0 | 0 | 0 | 0 | 0 | 0 | 0 | 0 | 0 | 0 | 0 | 0 | 0 | 0 | 0 | 0
F5_Commercial_Lodging_New_Food Preparation_Natural Gas_Griddle_E10 | F5 | Commercial | Lodging | New | Food Preparation | Natural Gas | Griddle | E10 | RIM BC Ratio | 0 | 0 | 0 | 0 | 0 | 0 | 0 | 0 | 0 | 0 | 0 | 0 | 0 | 0 | 0 | 0 | 0 | 0 | 0 | 0 | 0 | 0 | 0 | 0 | 0 | 0 | 0 | 0 | 0 | 0
F0_Commercial_Lodging_New_Food Preparation_Natural Gas_Range_E0 | F0 | Commercial | Lodging | New | Food Preparation | Natural Gas | Range | E0 | Economic Unit | High Efficiency | High Efficiency | High Efficiency | High Efficiency | High Efficiency | High Efficiency | High Efficiency | High Efficiency | High Efficiency | High Efficiency | High Efficiency | High Efficiency | High Efficiency | High Efficiency | High Efficiency | High Efficiency | High Efficiency | High Efficiency | High Efficiency | High Efficiency | High Efficiency | High Efficiency | 0 | 0 | 0 | 0 | 0 | 0 | 0 | 0
F1_Commercial_Lodging_New_Food Preparation_Natural Gas_Range_E1 | F1 | Commercial | Lodging | New | Food Preparation | Natural Gas | Range | E1 | CCE | 0 | 0 | 0 | 0 | 0 | 0 | 0 | 0 | 0 | 0 | 0 | 0 | 0 | 0 | 0 | 0 | 0 | 0 | 0 | 0 | 0 | 0 | 0 | 0 | 0 | 0 | 0 | 0 | 0 | 0
F1_Commercial_Lodging_New_Food Preparation_Natural Gas_Range_E2 | F1 | Commercial | Lodging | New | Food Preparation | Natural Gas | Range | E2 | CCE | 8.5926e-06 | 8.5926e-06 | 9.0272e-06 | 8.8899e-06 | 8.7566e-06 | 8.59e-06 | 8.5665e-06 | 8.5115e-06 | 8.4602e-06 | 8.3829e-06 | 8.3709e-06 | 8.3324e-06 | 8.2981e-06 | 8.2325e-06 | 8.2412e-06 | 8.216e-06 | 8.1913e-06 | 8.1372e-06 | 8.1531e-06 | 8.1372e-06 | 8.1253e-06 | 8.0799e-06 | 0 | 0 | 0 | 0 | 0 | 0 | 0 | 0
F1_Commercial_Lodging_New_Food Preparation_Natural Gas_Range_E3 | F1 | Commercial | Lodging | New | Food Preparation | Natural Gas | Range | E3 | CCE | 0 | 0 | 0 | 0 | 0 | 0 | 0 | 0 | 0 | 0 | 0 | 0 | 0 | 0 | 0 | 0 | 0 | 0 | 0 | 0 | 0 | 0 | 0 | 0 | 0 | 0 | 0 | 0 | 0 | 0
F1_Commercial_Lodging_New_Food Preparation_Natural Gas_Range_E4 | F1 | Commercial | Lodging | New | Food Preparation | Natural Gas | Range | E4 | CCE | 0 | 0 | 0 | 0 | 0 | 0 | 0 | 0 | 0 | 0 | 0 | 0 | 0 | 0 | 0 | 0 | 0 | 0 | 0 | 0 | 0 | 0 | 0 | 0 | 0 | 0 | 0 | 0 | 0 | 0
F1_Commercial_Lodging_New_Food Preparation_Natural Gas_Range_E5 | F1 | Commercial | Lodging | New | Food Preparation | Natural Gas | Range | E5 | CCE | 0 | 0 | 0 | 0 | 0 | 0 | 0 | 0 | 0 | 0 | 0 | 0 | 0 | 0 | 0 | 0 | 0 | 0 | 0 | 0 | 0 | 0 | 0 | 0 | 0 | 0 | 0 | 0 | 0 | 0
F1_Commercial_Lodging_New_Food Preparation_Natural Gas_Range_E6 | F1 | Commercial | Lodging | New | Food Preparation | Natural Gas | Range | E6 | CCE | 0 | 0 | 0 | 0 | 0 | 0 | 0 | 0 | 0 | 0 | 0 | 0 | 0 | 0 | 0 | 0 | 0 | 0 | 0 | 0 | 0 | 0 | 0 | 0 | 0 | 0 | 0 | 0 | 0 | 0
F1_Commercial_Lodging_New_Food Preparation_Natural Gas_Range_E7 | F1 | Commercial | Lodging | New | Food Preparation | Natural Gas | Range | E7 | CCE | 0 | 0 | 0 | 0 | 0 | 0 | 0 | 0 | 0 | 0 | 0 | 0 | 0 | 0 | 0 | 0 | 0 | 0 | 0 | 0 | 0 | 0 | 0 | 0 | 0 | 0 | 0 | 0 | 0 | 0
F1_Commercial_Lodging_New_Food Preparation_Natural Gas_Range_E8 | F1 | Commercial | Lodging | New | Food Preparation | Natural Gas | Range | E8 | CCE | 0 | 0 | 0 | 0 | 0 | 0 | 0 | 0 | 0 | 0 | 0 | 0 | 0 | 0 | 0 | 0 | 0 | 0 | 0 | 0 | 0 | 0 | 0 | 0 | 0 | 0 | 0 | 0 | 0 | 0
F1_Commercial_Lodging_New_Food Preparation_Natural Gas_Range_E9 | F1 | Commercial | Lodging | New | Food Preparation | Natural Gas | Range | E9 | CCE | 0 | 0 | 0 | 0 | 0 | 0 | 0 | 0 | 0 | 0 | 0 | 0 | 0 | 0 | 0 | 0 | 0 | 0 | 0 | 0 | 0 | 0 | 0 | 0 | 0 | 0 | 0 | 0 | 0 | 0
F1_Commercial_Lodging_New_Food Preparation_Natural Gas_Range_E10 | F1 | Commercial | Lodging | New | Food Preparation | Natural Gas | Range | E10 | CCE | 0 | 0 | 0 | 0 | 0 | 0 | 0 | 0 | 0 | 0 | 0 | 0 | 0 | 0 | 0 | 0 | 0 | 0 | 0 | 0 | 0 | 0 | 0 | 0 | 0 | 0 | 0 | 0 | 0 | 0
F2_Commercial_Lodging_New_Food Preparation_Natural Gas_Range_E1 | F2 | Commercial | Lodging | New | Food Preparation | Natural Gas | Range | E1 | TRC BC Ratio | 0.9 | 0.9 | 0.9 | 0.9 | 0.9 | 0.9 | 0.9 | 0.9 | 0.9 | 0.9 | 0.9 | 0.9 | 0.9 | 0.9 | 0.9 | 0.9 | 0.9 | 0.9 | 0.9 | 0.9 | 0.9 | 0.9 | 0 | 0 | 0 | 0 | 0 | 0 | 0 | 0
F2_Commercial_Lodging_New_Food Preparation_Natural Gas_Range_E2 | F2 | Commercial | Lodging | New | Food Preparation | Natural Gas | Range | E2 | TRC BC Ratio | 1019.1653 | 1025.957 | 1034.7565 | 1051.749 | 1075.3352 | 1103.7208 | 1129.4917 | 1151.5715 | 1172.5295 | 1193.9346 | 1216.8518 | 1239.2069 | 1260.3448 | 1281.6317 | 1300.4442 | 1318.2534 | 1337.5282 | 1356.8704 | 1376.316 | 1395.7637 | 1414.8475 | 1433.4759 | 0 | 0 | 0 | 0 | 0 | 0 | 0 | 0
F2_Commercial_Lodging_New_Food Preparation_Natural Gas_Range_E3 | F2 | Commercial | Lodging | New | Food Preparation | Natural Gas | Range | E3 | TRC BC Ratio | 0 | 0 | 0 | 0 | 0 | 0 | 0 | 0 | 0 | 0 | 0 | 0 | 0 | 0 | 0 | 0 | 0 | 0 | 0 | 0 | 0 | 0 | 0 | 0 | 0 | 0 | 0 | 0 | 0 | 0
F2_Commercial_Lodging_New_Food Preparation_Natural Gas_Range_E4 | F2 | Commercial | Lodging | New | Food Preparation | Natural Gas | Range | E4 | TRC BC Ratio | 0 | 0 | 0 | 0 | 0 | 0 | 0 | 0 | 0 | 0 | 0 | 0 | 0 | 0 | 0 | 0 | 0 | 0 | 0 | 0 | 0 | 0 | 0 | 0 | 0 | 0 | 0 | 0 | 0 | 0
F2_Commercial_Lodging_New_Food Preparation_Natural Gas_Range_E5 | F2 | Commercial | Lodging | New | Food Preparation | Natural Gas | Range | E5 | TRC BC Ratio | 0 | 0 | 0 | 0 | 0 | 0 | 0 | 0 | 0 | 0 | 0 | 0 | 0 | 0 | 0 | 0 | 0 | 0 | 0 | 0 | 0 | 0 | 0 | 0 | 0 | 0 | 0 | 0 | 0 | 0
F2_Commercial_Lodging_New_Food Preparation_Natural Gas_Range_E6 | F2 | Commercial | Lodging | New | Food Preparation | Natural Gas | Range | E6 | TRC BC Ratio | 0 | 0 | 0 | 0 | 0 | 0 | 0 | 0 | 0 | 0 | 0 | 0 | 0 | 0 | 0 | 0 | 0 | 0 | 0 | 0 | 0 | 0 | 0 | 0 | 0 | 0 | 0 | 0 | 0 | 0
F2_Commercial_Lodging_New_Food Preparation_Natural Gas_Range_E7 | F2 | Commercial | Lodging | New | Food Preparation | Natural Gas | Range | E7 | TRC BC Ratio | 0 | 0 | 0 | 0 | 0 | 0 | 0 | 0 | 0 | 0 | 0 | 0 | 0 | 0 | 0 | 0 | 0 | 0 | 0 | 0 | 0 | 0 | 0 | 0 | 0 | 0 | 0 | 0 | 0 | 0
F2_Commercial_Lodging_New_Food Preparation_Natural Gas_Range_E8 | F2 | Commercial | Lodging | New | Food Preparation | Natural Gas | Range | E8 | TRC BC Ratio | 0 | 0 | 0 | 0 | 0 | 0 | 0 | 0 | 0 | 0 | 0 | 0 | 0 | 0 | 0 | 0 | 0 | 0 | 0 | 0 | 0 | 0 | 0 | 0 | 0 | 0 | 0 | 0 | 0 | 0
F2_Commercial_Lodging_New_Food Preparation_Natural Gas_Range_E9 | F2 | Commercial | Lodging | New | Food Preparation | Natural Gas | Range | E9 | TRC BC Ratio | 0 | 0 | 0 | 0 | 0 | 0 | 0 | 0 | 0 | 0 | 0 | 0 | 0 | 0 | 0 | 0 | 0 | 0 | 0 | 0 | 0 | 0 | 0 | 0 | 0 | 0 | 0 | 0 | 0 | 0
F2_Commercial_Lodging_New_Food Preparation_Natural Gas_Range_E10 | F2 | Commercial | Lodging | New | Food Preparation | Natural Gas | Range | E10 | TRC BC Ratio | 0 | 0 | 0 | 0 | 0 | 0 | 0 | 0 | 0 | 0 | 0 | 0 | 0 | 0 | 0 | 0 | 0 | 0 | 0 | 0 | 0 | 0 | 0 | 0 | 0 | 0 | 0 | 0 | 0 | 0
F3_Commercial_Lodging_New_Food Preparation_Natural Gas_Range_E1 | F3 | Commercial | Lodging | New | Food Preparation | Natural Gas | Range | E1 | PACT BC Ratio | 0.9 | 0.9 | 0.9 | 0.9 | 0.9 | 0.9 | 0.9 | 0.9 | 0.9 | 0.9 | 0.9 | 0.9 | 0.9 | 0.9 | 0.9 | 0.9 | 0.9 | 0.9 | 0.9 | 0.9 | 0.9 | 0.9 | 0 | 0 | 0 | 0 | 0 | 0 | 0 | 0
F3_Commercial_Lodging_New_Food Preparation_Natural Gas_Range_E2 | F3 | Commercial | Lodging | New | Food Preparation | Natural Gas | Range | E2 | PACT BC Ratio | 1019.1653 | 1025.957 | 1034.7565 | 1051.749 | 1075.3352 | 1103.7208 | 1129.4917 | 1151.5715 | 1172.5295 | 1193.9346 | 1216.8518 | 1239.2069 | 1260.3448 | 1281.6317 | 1300.4442 | 1318.2534 | 1337.5282 | 1356.8704 | 1376.316 | 1395.7637 | 1414.8475 | 1433.4759 | 0 | 0 | 0 | 0 | 0 | 0 | 0 | 0
F3_Commercial_Lodging_New_Food Preparation_Natural Gas_Range_E3 | F3 | Commercial | Lodging | New | Food Preparation | Natural Gas | Range | E3 | PACT BC Ratio | 0 | 0 | 0 | 0 | 0 | 0 | 0 | 0 | 0 | 0 | 0 | 0 | 0 | 0 | 0 | 0 | 0 | 0 | 0 | 0 | 0 | 0 | 0 | 0 | 0 | 0 | 0 | 0 | 0 | 0
F3_Commercial_Lodging_New_Food Preparation_Natural Gas_Range_E4 | F3 | Commercial | Lodging | New | Food Preparation | Natural Gas | Range | E4 | PACT BC Ratio | 0 | 0 | 0 | 0 | 0 | 0 | 0 | 0 | 0 | 0 | 0 | 0 | 0 | 0 | 0 | 0 | 0 | 0 | 0 | 0 | 0 | 0 | 0 | 0 | 0 | 0 | 0 | 0 | 0 | 0
F3_Commercial_Lodging_New_Food Preparation_Natural Gas_Range_E5 | F3 | Commercial | Lodging | New | Food Preparation | Natural Gas | Range | E5 | PACT BC Ratio | 0 | 0 | 0 | 0 | 0 | 0 | 0 | 0 | 0 | 0 | 0 | 0 | 0 | 0 | 0 | 0 | 0 | 0 | 0 | 0 | 0 | 0 | 0 | 0 | 0 | 0 | 0 | 0 | 0 | 0
F3_Commercial_Lodging_New_Food Preparation_Natural Gas_Range_E6 | F3 | Commercial | Lodging | New | Food Preparation | Natural Gas | Range | E6 | PACT BC Ratio | 0 | 0 | 0 | 0 | 0 | 0 | 0 | 0 | 0 | 0 | 0 | 0 | 0 | 0 | 0 | 0 | 0 | 0 | 0 | 0 | 0 | 0 | 0 | 0 | 0 | 0 | 0 | 0 | 0 | 0
F3_Commercial_Lodging_New_Food Preparation_Natural Gas_Range_E7 | F3 | Commercial | Lodging | New | Food Preparation | Natural Gas | Range | E7 | PACT BC Ratio | 0 | 0 | 0 | 0 | 0 | 0 | 0 | 0 | 0 | 0 | 0 | 0 | 0 | 0 | 0 | 0 | 0 | 0 | 0 | 0 | 0 | 0 | 0 | 0 | 0 | 0 | 0 | 0 | 0 | 0
F3_Commercial_Lodging_New_Food Preparation_Natural Gas_Range_E8 | F3 | Commercial | Lodging | New | Food Preparation | Natural Gas | Range | E8 | PACT BC Ratio | 0 | 0 | 0 | 0 | 0 | 0 | 0 | 0 | 0 | 0 | 0 | 0 | 0 | 0 | 0 | 0 | 0 | 0 | 0 | 0 | 0 | 0 | 0 | 0 | 0 | 0 | 0 | 0 | 0 | 0
F3_Commercial_Lodging_New_Food Preparation_Natural Gas_Range_E9 | F3 | Commercial | Lodging | New | Food Preparation | Natural Gas | Range | E9 | PACT BC Ratio | 0 | 0 | 0 | 0 | 0 | 0 | 0 | 0 | 0 | 0 | 0 | 0 | 0 | 0 | 0 | 0 | 0 | 0 | 0 | 0 | 0 | 0 | 0 | 0 | 0 | 0 | 0 | 0 | 0 | 0
F3_Commercial_Lodging_New_Food Preparation_Natural Gas_Range_E10 | F3 | Commercial | Lodging | New | Food Preparation | Natural Gas | Range | E10 | PACT BC Ratio | 0 | 0 | 0 | 0 | 0 | 0 | 0 | 0 | 0 | 0 | 0 | 0 | 0 | 0 | 0 | 0 | 0 | 0 | 0 | 0 | 0 | 0 | 0 | 0 | 0 | 0 | 0 | 0 | 0 | 0
F4_Commercial_Lodging_New_Food Preparation_Natural Gas_Range_E1 | F4 | Commercial | Lodging | New | Food Preparation | Natural Gas | Range | E1 | PCT BC Ratio | 0.9 | 0.9 | 0.9 | 0.9 | 0.9 | 0.9 | 0.9 | 0.9 | 0.9 | 0.9 | 0.9 | 0.9 | 0.9 | 0.9 | 0.9 | 0.9 | 0.9 | 0.9 | 0.9 | 0.9 | 0.9 | 0.9 | 0 | 0 | 0 | 0 | 0 | 0 | 0 | 0
F4_Commercial_Lodging_New_Food Preparation_Natural Gas_Range_E2 | F4 | Commercial | Lodging | New | Food Preparation | Natural Gas | Range | E2 | PCT BC Ratio | 2565.1554 | 2582.2429 | 2604.3819 | 2647.1341 | 2706.4754 | 2777.8917 | 2842.7298 | 2898.2811 | 2951.01 | 3004.864 | 3062.5221 | 3118.7661 | 3171.9478 | 3225.5042 | 3272.8355 | 3317.6421 | 3366.1364 | 3414.8 | 3463.724 | 3512.6533 | 3560.6668 | 3607.5346 | 0 | 0 | 0 | 0 | 0 | 0 | 0 | 0
F4_Commercial_Lodging_New_Food Preparation_Natural Gas_Range_E3 | F4 | Commercial | Lodging | New | Food Preparation | Natural Gas | Range | E3 | PCT BC Ratio | 0 | 0 | 0 | 0 | 0 | 0 | 0 | 0 | 0 | 0 | 0 | 0 | 0 | 0 | 0 | 0 | 0 | 0 | 0 | 0 | 0 | 0 | 0 | 0 | 0 | 0 | 0 | 0 | 0 | 0
F4_Commercial_Lodging_New_Food Preparation_Natural Gas_Range_E4 | F4 | Commercial | Lodging | New | Food Preparation | Natural Gas | Range | E4 | PCT BC Ratio | 0 | 0 | 0 | 0 | 0 | 0 | 0 | 0 | 0 | 0 | 0 | 0 | 0 | 0 | 0 | 0 | 0 | 0 | 0 | 0 | 0 | 0 | 0 | 0 | 0 | 0 | 0 | 0 | 0 | 0
F4_Commercial_Lodging_New_Food Preparation_Natural Gas_Range_E5 | F4 | Commercial | Lodging | New | Food Preparation | Natural Gas | Range | E5 | PCT BC Ratio | 0 | 0 | 0 | 0 | 0 | 0 | 0 | 0 | 0 | 0 | 0 | 0 | 0 | 0 | 0 | 0 | 0 | 0 | 0 | 0 | 0 | 0 | 0 | 0 | 0 | 0 | 0 | 0 | 0 | 0
F4_Commercial_Lodging_New_Food Preparation_Natural Gas_Range_E6 | F4 | Commercial | Lodging | New | Food Preparation | Natural Gas | Range | E6 | PCT BC Ratio | 0 | 0 | 0 | 0 | 0 | 0 | 0 | 0 | 0 | 0 | 0 | 0 | 0 | 0 | 0 | 0 | 0 | 0 | 0 | 0 | 0 | 0 | 0 | 0 | 0 | 0 | 0 | 0 | 0 | 0
F4_Commercial_Lodging_New_Food Preparation_Natural Gas_Range_E7 | F4 | Commercial | Lodging | New | Food Preparation | Natural Gas | Range | E7 | PCT BC Ratio | 0 | 0 | 0 | 0 | 0 | 0 | 0 | 0 | 0 | 0 | 0 | 0 | 0 | 0 | 0 | 0 | 0 | 0 | 0 | 0 | 0 | 0 | 0 | 0 | 0 | 0 | 0 | 0 | 0 | 0
F4_Commercial_Lodging_New_Food Preparation_Natural Gas_Range_E8 | F4 | Commercial | Lodging | New | Food Preparation | Natural Gas | Range | E8 | PCT BC Ratio | 0 | 0 | 0 | 0 | 0 | 0 | 0 | 0 | 0 | 0 | 0 | 0 | 0 | 0 | 0 | 0 | 0 | 0 | 0 | 0 | 0 | 0 | 0 | 0 | 0 | 0 | 0 | 0 | 0 | 0
F4_Commercial_Lodging_New_Food Preparation_Natural Gas_Range_E9 | F4 | Commercial | Lodging | New | Food Preparation | Natural Gas | Range | E9 | PCT BC Ratio | 0 | 0 | 0 | 0 | 0 | 0 | 0 | 0 | 0 | 0 | 0 | 0 | 0 | 0 | 0 | 0 | 0 | 0 | 0 | 0 | 0 | 0 | 0 | 0 | 0 | 0 | 0 | 0 | 0 | 0
F4_Commercial_Lodging_New_Food Preparation_Natural Gas_Range_E10 | F4 | Commercial | Lodging | New | Food Preparation | Natural Gas | Range | E10 | PCT BC Ratio | 0 | 0 | 0 | 0 | 0 | 0 | 0 | 0 | 0 | 0 | 0 | 0 | 0 | 0 | 0 | 0 | 0 | 0 | 0 | 0 | 0 | 0 | 0 | 0 | 0 | 0 | 0 | 0 | 0 | 0
F5_Commercial_Lodging_New_Food Preparation_Natural Gas_Range_E1 | F5 | Commercial | Lodging | New | Food Preparation | Natural Gas | Range | E1 | RIM BC Ratio | 0.9 | 0.9 | 0.9 | 0.9 | 0.9 | 0.9 | 0.9 | 0.9 | 0.9 | 0.9 | 0.9 | 0.9 | 0.9 | 0.9 | 0.9 | 0.9 | 0.9 | 0.9 | 0.9 | 0.9 | 0.9 | 0.9 | 0 | 0 | 0 | 0 | 0 | 0 | 0 | 0
F5_Commercial_Lodging_New_Food Preparation_Natural Gas_Range_E2 | F5 | Commercial | Lodging | New | Food Preparation | Natural Gas | Range | E2 | RIM BC Ratio | 0.834 | 0.834 | 0.83401 | 0.83402 | 0.83403 | 0.83405 | 0.83406 | 0.83407 | 0.83409 | 0.8341 | 0.83411 | 0.83412 | 0.83413 | 0.83414 | 0.83414 | 0.83415 | 0.83416 | 0.83417 | 0.83417 | 0.83418 | 0.83419 | 0.83419 | 0 | 0 | 0 | 0 | 0 | 0 | 0 | 0
F5_Commercial_Lodging_New_Food Preparation_Natural Gas_Range_E3 | F5 | Commercial | Lodging | New | Food Preparation | Natural Gas | Range | E3 | RIM BC Ratio | 0 | 0 | 0 | 0 | 0 | 0 | 0 | 0 | 0 | 0 | 0 | 0 | 0 | 0 | 0 | 0 | 0 | 0 | 0 | 0 | 0 | 0 | 0 | 0 | 0 | 0 | 0 | 0 | 0 | 0
F5_Commercial_Lodging_New_Food Preparation_Natural Gas_Range_E4 | F5 | Commercial | Lodging | New | Food Preparation | Natural Gas | Range | E4 | RIM BC Ratio | 0 | 0 | 0 | 0 | 0 | 0 | 0 | 0 | 0 | 0 | 0 | 0 | 0 | 0 | 0 | 0 | 0 | 0 | 0 | 0 | 0 | 0 | 0 | 0 | 0 | 0 | 0 | 0 | 0 | 0
F5_Commercial_Lodging_New_Food Preparation_Natural Gas_Range_E5 | F5 | Commercial | Lodging | New | Food Preparation | Natural Gas | Range | E5 | RIM BC Ratio | 0 | 0 | 0 | 0 | 0 | 0 | 0 | 0 | 0 | 0 | 0 | 0 | 0 | 0 | 0 | 0 | 0 | 0 | 0 | 0 | 0 | 0 | 0 | 0 | 0 | 0 | 0 | 0 | 0 | 0
F5_Commercial_Lodging_New_Food Preparation_Natural Gas_Range_E6 | F5 | Commercial | Lodging | New | Food Preparation | Natural Gas | Range | E6 | RIM BC Ratio | 0 | 0 | 0 | 0 | 0 | 0 | 0 | 0 | 0 | 0 | 0 | 0 | 0 | 0 | 0 | 0 | 0 | 0 | 0 | 0 | 0 | 0 | 0 | 0 | 0 | 0 | 0 | 0 | 0 | 0
F5_Commercial_Lodging_New_Food Preparation_Natural Gas_Range_E7 | F5 | Commercial | Lodging | New | Food Preparation | Natural Gas | Range | E7 | RIM BC Ratio | 0 | 0 | 0 | 0 | 0 | 0 | 0 | 0 | 0 | 0 | 0 | 0 | 0 | 0 | 0 | 0 | 0 | 0 | 0 | 0 | 0 | 0 | 0 | 0 | 0 | 0 | 0 | 0 | 0 | 0
F5_Commercial_Lodging_New_Food Preparation_Natural Gas_Range_E8 | F5 | Commercial | Lodging | New | Food Preparation | Natural Gas | Range | E8 | RIM BC Ratio | 0 | 0 | 0 | 0 | 0 | 0 | 0 | 0 | 0 | 0 | 0 | 0 | 0 | 0 | 0 | 0 | 0 | 0 | 0 | 0 | 0 | 0 | 0 | 0 | 0 | 0 | 0 | 0 | 0 | 0
F5_Commercial_Lodging_New_Food Preparation_Natural Gas_Range_E9 | F5 | Commercial | Lodging | New | Food Preparation | Natural Gas | Range | E9 | RIM BC Ratio | 0 | 0 | 0 | 0 | 0 | 0 | 0 | 0 | 0 | 0 | 0 | 0 | 0 | 0 | 0 | 0 | 0 | 0 | 0 | 0 | 0 | 0 | 0 | 0 | 0 | 0 | 0 | 0 | 0 | 0
F5_Commercial_Lodging_New_Food Preparation_Natural Gas_Range_E10 | F5 | Commercial | Lodging | New | Food Preparation | Natural Gas | Range | E10 | RIM BC Ratio | 0 | 0 | 0 | 0 | 0 | 0 | 0 | 0 | 0 | 0 | 0 | 0 | 0 | 0 | 0 | 0 | 0 | 0 | 0 | 0 | 0 | 0 | 0 | 0 | 0 | 0 | 0 | 0 | 0 | 0
F0_Commercial_Lodging_New_Food Preparation_Natural Gas_Steamer_E0 | F0 | Commercial | Lodging | New | Food Preparation | Natural Gas | Steamer | E0 | Economic Unit | ENERGY STAR | ENERGY STAR | ENERGY STAR | ENERGY STAR | ENERGY STAR | ENERGY STAR | ENERGY STAR | ENERGY STAR | ENERGY STAR | ENERGY STAR | ENERGY STAR | ENERGY STAR | ENERGY STAR | ENERGY STAR | ENERGY STAR | ENERGY STAR | ENERGY STAR | ENERGY STAR | ENERGY STAR | ENERGY STAR | ENERGY STAR | ENERGY STAR | 0 | 0 | 0 | 0 | 0 | 0 | 0 | 0
F1_Commercial_Lodging_New_Food Preparation_Natural Gas_Steamer_E1 | F1 | Commercial | Lodging | New | Food Preparation | Natural Gas | Steamer | E1 | CCE | 0 | 0 | 0 | 0 | 0 | 0 | 0 | 0 | 0 | 0 | 0 | 0 | 0 | 0 | 0 | 0 | 0 | 0 | 0 | 0 | 0 | 0 | 0 | 0 | 0 | 0 | 0 | 0 | 0 | 0
F1_Commercial_Lodging_New_Food Preparation_Natural Gas_Steamer_E2 | F1 | Commercial | Lodging | New | Food Preparation | Natural Gas | Steamer | E2 | CCE | 0.0017749 | 0.0017749 | 0.0018646 | 0.0018363 | 0.0018088 | 0.0017743 | 0.0017695 | 0.0017581 | 0.0017475 | 0.0017316 | 0.0017291 | 0.0017211 | 0.0017141 | 0.0017005 | 0.0017023 | 0.0016971 | 0.001692 | 0.0016808 | 0.0016841 | 0.0016808 | 0.0016784 | 0.001669 | 0 | 0 | 0 | 0 | 0 | 0 | 0 | 0
F1_Commercial_Lodging_New_Food Preparation_Natural Gas_Steamer_E3 | F1 | Commercial | Lodging | New | Food Preparation | Natural Gas | Steamer | E3 | CCE | 0 | 0 | 0 | 0 | 0 | 0 | 0 | 0 | 0 | 0 | 0 | 0 | 0 | 0 | 0 | 0 | 0 | 0 | 0 | 0 | 0 | 0 | 0 | 0 | 0 | 0 | 0 | 0 | 0 | 0
F1_Commercial_Lodging_New_Food Preparation_Natural Gas_Steamer_E4 | F1 | Commercial | Lodging | New | Food Preparation | Natural Gas | Steamer | E4 | CCE | 0 | 0 | 0 | 0 | 0 | 0 | 0 | 0 | 0 | 0 | 0 | 0 | 0 | 0 | 0 | 0 | 0 | 0 | 0 | 0 | 0 | 0 | 0 | 0 | 0 | 0 | 0 | 0 | 0 | 0
F1_Commercial_Lodging_New_Food Preparation_Natural Gas_Steamer_E5 | F1 | Commercial | Lodging | New | Food Preparation | Natural Gas | Steamer | E5 | CCE | 0 | 0 | 0 | 0 | 0 | 0 | 0 | 0 | 0 | 0 | 0 | 0 | 0 | 0 | 0 | 0 | 0 | 0 | 0 | 0 | 0 | 0 | 0 | 0 | 0 | 0 | 0 | 0 | 0 | 0
F1_Commercial_Lodging_New_Food Preparation_Natural Gas_Steamer_E6 | F1 | Commercial | Lodging | New | Food Preparation | Natural Gas | Steamer | E6 | CCE | 0 | 0 | 0 | 0 | 0 | 0 | 0 | 0 | 0 | 0 | 0 | 0 | 0 | 0 | 0 | 0 | 0 | 0 | 0 | 0 | 0 | 0 | 0 | 0 | 0 | 0 | 0 | 0 | 0 | 0
F1_Commercial_Lodging_New_Food Preparation_Natural Gas_Steamer_E7 | F1 | Commercial | Lodging | New | Food Preparation | Natural Gas | Steamer | E7 | CCE | 0 | 0 | 0 | 0 | 0 | 0 | 0 | 0 | 0 | 0 | 0 | 0 | 0 | 0 | 0 | 0 | 0 | 0 | 0 | 0 | 0 | 0 | 0 | 0 | 0 | 0 | 0 | 0 | 0 | 0
F1_Commercial_Lodging_New_Food Preparation_Natural Gas_Steamer_E8 | F1 | Commercial | Lodging | New | Food Preparation | Natural Gas | Steamer | E8 | CCE | 0 | 0 | 0 | 0 | 0 | 0 | 0 | 0 | 0 | 0 | 0 | 0 | 0 | 0 | 0 | 0 | 0 | 0 | 0 | 0 | 0 | 0 | 0 | 0 | 0 | 0 | 0 | 0 | 0 | 0
F1_Commercial_Lodging_New_Food Preparation_Natural Gas_Steamer_E9 | F1 | Commercial | Lodging | New | Food Preparation | Natural Gas | Steamer | E9 | CCE | 0 | 0 | 0 | 0 | 0 | 0 | 0 | 0 | 0 | 0 | 0 | 0 | 0 | 0 | 0 | 0 | 0 | 0 | 0 | 0 | 0 | 0 | 0 | 0 | 0 | 0 | 0 | 0 | 0 | 0
F1_Commercial_Lodging_New_Food Preparation_Natural Gas_Steamer_E10 | F1 | Commercial | Lodging | New | Food Preparation | Natural Gas | Steamer | E10 | CCE | 0 | 0 | 0 | 0 | 0 | 0 | 0 | 0 | 0 | 0 | 0 | 0 | 0 | 0 | 0 | 0 | 0 | 0 | 0 | 0 | 0 | 0 | 0 | 0 | 0 | 0 | 0 | 0 | 0 | 0
F2_Commercial_Lodging_New_Food Preparation_Natural Gas_Steamer_E1 | F2 | Commercial | Lodging | New | Food Preparation | Natural Gas | Steamer | E1 | TRC BC Ratio | 0.9 | 0.9 | 0.9 | 0.9 | 0.9 | 0.9 | 0.9 | 0.9 | 0.9 | 0.9 | 0.9 | 0.9 | 0.9 | 0.9 | 0.9 | 0.9 | 0.9 | 0.9 | 0.9 | 0.9 | 0.9 | 0.9 | 0 | 0 | 0 | 0 | 0 | 0 | 0 | 0
F2_Commercial_Lodging_New_Food Preparation_Natural Gas_Steamer_E2 | F2 | Commercial | Lodging | New | Food Preparation | Natural Gas | Steamer | E2 | TRC BC Ratio | 4.9998 | 5.0422 | 5.093 | 5.1779 | 5.291 | 5.4252 | 5.5491 | 5.656 | 5.7559 | 5.8544 | 5.9559 | 6.057 | 6.1552 | 6.2565 | 6.3505 | 6.4434 | 6.5427 | 6.6427 | 6.7436 | 6.8448 | 6.9449 | 7.0436 | 0 | 0 | 0 | 0 | 0 | 0 | 0 | 0
F2_Commercial_Lodging_New_Food Preparation_Natural Gas_Steamer_E3 | F2 | Commercial | Lodging | New | Food Preparation | Natural Gas | Steamer | E3 | TRC BC Ratio | 0 | 0 | 0 | 0 | 0 | 0 | 0 | 0 | 0 | 0 | 0 | 0 | 0 | 0 | 0 | 0 | 0 | 0 | 0 | 0 | 0 | 0 | 0 | 0 | 0 | 0 | 0 | 0 | 0 | 0
F2_Commercial_Lodging_New_Food Preparation_Natural Gas_Steamer_E4 | F2 | Commercial | Lodging | New | Food Preparation | Natural Gas | Steamer | E4 | TRC BC Ratio | 0 | 0 | 0 | 0 | 0 | 0 | 0 | 0 | 0 | 0 | 0 | 0 | 0 | 0 | 0 | 0 | 0 | 0 | 0 | 0 | 0 | 0 | 0 | 0 | 0 | 0 | 0 | 0 | 0 | 0
F2_Commercial_Lodging_New_Food Preparation_Natural Gas_Steamer_E5 | F2 | Commercial | Lodging | New | Food Preparation | Natural Gas | Steamer | E5 | TRC BC Ratio | 0 | 0 | 0 | 0 | 0 | 0 | 0 | 0 | 0 | 0 | 0 | 0 | 0 | 0 | 0 | 0 | 0 | 0 | 0 | 0 | 0 | 0 | 0 | 0 | 0 | 0 | 0 | 0 | 0 | 0
F2_Commercial_Lodging_New_Food Preparation_Natural Gas_Steamer_E6 | F2 | Commercial | Lodging | New | Food Preparation | Natural Gas | Steamer | E6 | TRC BC Ratio | 0 | 0 | 0 | 0 | 0 | 0 | 0 | 0 | 0 | 0 | 0 | 0 | 0 | 0 | 0 | 0 | 0 | 0 | 0 | 0 | 0 | 0 | 0 | 0 | 0 | 0 | 0 | 0 | 0 | 0
F2_Commercial_Lodging_New_Food Preparation_Natural Gas_Steamer_E7 | F2 | Commercial | Lodging | New | Food Preparation | Natural Gas | Steamer | E7 | TRC BC Ratio | 0 | 0 | 0 | 0 | 0 | 0 | 0 | 0 | 0 | 0 | 0 | 0 | 0 | 0 | 0 | 0 | 0 | 0 | 0 | 0 | 0 | 0 | 0 | 0 | 0 | 0 | 0 | 0 | 0 | 0
F2_Commercial_Lodging_New_Food Preparation_Natural Gas_Steamer_E8 | F2 | Commercial | Lodging | New | Food Preparation | Natural Gas | Steamer | E8 | TRC BC Ratio | 0 | 0 | 0 | 0 | 0 | 0 | 0 | 0 | 0 | 0 | 0 | 0 | 0 | 0 | 0 | 0 | 0 | 0 | 0 | 0 | 0 | 0 | 0 | 0 | 0 | 0 | 0 | 0 | 0 | 0
F2_Commercial_Lodging_New_Food Preparation_Natural Gas_Steamer_E9 | F2 | Commercial | Lodging | New | Food Preparation | Natural Gas | Steamer | E9 | TRC BC Ratio | 0 | 0 | 0 | 0 | 0 | 0 | 0 | 0 | 0 | 0 | 0 | 0 | 0 | 0 | 0 | 0 | 0 | 0 | 0 | 0 | 0 | 0 | 0 | 0 | 0 | 0 | 0 | 0 | 0 | 0
F2_Commercial_Lodging_New_Food Preparation_Natural Gas_Steamer_E10 | F2 | Commercial | Lodging | New | Food Preparation | Natural Gas | Steamer | E10 | TRC BC Ratio | 0 | 0 | 0 | 0 | 0 | 0 | 0 | 0 | 0 | 0 | 0 | 0 | 0 | 0 | 0 | 0 | 0 | 0 | 0 | 0 | 0 | 0 | 0 | 0 | 0 | 0 | 0 | 0 | 0 | 0
F3_Commercial_Lodging_New_Food Preparation_Natural Gas_Steamer_E1 | F3 | Commercial | Lodging | New | Food Preparation | Natural Gas | Steamer | E1 | PACT BC Ratio | 0.9 | 0.9 | 0.9 | 0.9 | 0.9 | 0.9 | 0.9 | 0.9 | 0.9 | 0.9 | 0.9 | 0.9 | 0.9 | 0.9 | 0.9 | 0.9 | 0.9 | 0.9 | 0.9 | 0.9 | 0.9 | 0.9 | 0 | 0 | 0 | 0 | 0 | 0 | 0 | 0
F3_Commercial_Lodging_New_Food Preparation_Natural Gas_Steamer_E2 | F3 | Commercial | Lodging | New | Food Preparation | Natural Gas | Steamer | E2 | PACT BC Ratio | 5.4144 | 5.4603 | 5.5153 | 5.6072 | 5.7297 | 5.875 | 6.0092 | 6.1249 | 6.2331 | 6.3398 | 6.4497 | 6.5592 | 6.6655 | 6.7753 | 6.877 | 6.9776 | 7.0852 | 7.1935 | 7.3027 | 7.4123 | 7.5208 | 7.6276 | 0 | 0 | 0 | 0 | 0 | 0 | 0 | 0
F3_Commercial_Lodging_New_Food Preparation_Natural Gas_Steamer_E3 | F3 | Commercial | Lodging | New | Food Preparation | Natural Gas | Steamer | E3 | PACT BC Ratio | 0 | 0 | 0 | 0 | 0 | 0 | 0 | 0 | 0 | 0 | 0 | 0 | 0 | 0 | 0 | 0 | 0 | 0 | 0 | 0 | 0 | 0 | 0 | 0 | 0 | 0 | 0 | 0 | 0 | 0
F3_Commercial_Lodging_New_Food Preparation_Natural Gas_Steamer_E4 | F3 | Commercial | Lodging | New | Food Preparation | Natural Gas | Steamer | E4 | PACT BC Ratio | 0 | 0 | 0 | 0 | 0 | 0 | 0 | 0 | 0 | 0 | 0 | 0 | 0 | 0 | 0 | 0 | 0 | 0 | 0 | 0 | 0 | 0 | 0 | 0 | 0 | 0 | 0 | 0 | 0 | 0
F3_Commercial_Lodging_New_Food Preparation_Natural Gas_Steamer_E5 | F3 | Commercial | Lodging | New | Food Preparation | Natural Gas | Steamer | E5 | PACT BC Ratio | 0 | 0 | 0 | 0 | 0 | 0 | 0 | 0 | 0 | 0 | 0 | 0 | 0 | 0 | 0 | 0 | 0 | 0 | 0 | 0 | 0 | 0 | 0 | 0 | 0 | 0 | 0 | 0 | 0 | 0
F3_Commercial_Lodging_New_Food Preparation_Natural Gas_Steamer_E6 | F3 | Commercial | Lodging | New | Food Preparation | Natural Gas | Steamer | E6 | PACT BC Ratio | 0 | 0 | 0 | 0 | 0 | 0 | 0 | 0 | 0 | 0 | 0 | 0 | 0 | 0 | 0 | 0 | 0 | 0 | 0 | 0 | 0 | 0 | 0 | 0 | 0 | 0 | 0 | 0 | 0 | 0
F3_Commercial_Lodging_New_Food Preparation_Natural Gas_Steamer_E7 | F3 | Commercial | Lodging | New | Food Preparation | Natural Gas | Steamer | E7 | PACT BC Ratio | 0 | 0 | 0 | 0 | 0 | 0 | 0 | 0 | 0 | 0 | 0 | 0 | 0 | 0 | 0 | 0 | 0 | 0 | 0 | 0 | 0 | 0 | 0 | 0 | 0 | 0 | 0 | 0 | 0 | 0
F3_Commercial_Lodging_New_Food Preparation_Natural Gas_Steamer_E8 | F3 | Commercial | Lodging | New | Food Preparation | Natural Gas | Steamer | E8 | PACT BC Ratio | 0 | 0 | 0 | 0 | 0 | 0 | 0 | 0 | 0 | 0 | 0 | 0 | 0 | 0 | 0 | 0 | 0 | 0 | 0 | 0 | 0 | 0 | 0 | 0 | 0 | 0 | 0 | 0 | 0 | 0
F3_Commercial_Lodging_New_Food Preparation_Natural Gas_Steamer_E9 | F3 | Commercial | Lodging | New | Food Preparation | Natural Gas | Steamer | E9 | PACT BC Ratio | 0 | 0 | 0 | 0 | 0 | 0 | 0 | 0 | 0 | 0 | 0 | 0 | 0 | 0 | 0 | 0 | 0 | 0 | 0 | 0 | 0 | 0 | 0 | 0 | 0 | 0 | 0 | 0 | 0 | 0
F3_Commercial_Lodging_New_Food Preparation_Natural Gas_Steamer_E10 | F3 | Commercial | Lodging | New | Food Preparation | Natural Gas | Steamer | E10 | PACT BC Ratio | 0 | 0 | 0 | 0 | 0 | 0 | 0 | 0 | 0 | 0 | 0 | 0 | 0 | 0 | 0 | 0 | 0 | 0 | 0 | 0 | 0 | 0 | 0 | 0 | 0 | 0 | 0 | 0 | 0 | 0
F4_Commercial_Lodging_New_Food Preparation_Natural Gas_Steamer_E1 | F4 | Commercial | Lodging | New | Food Preparation | Natural Gas | Steamer | E1 | PCT BC Ratio | 0.9 | 0.9 | 0.9 | 0.9 | 0.9 | 0.9 | 0.9 | 0.9 | 0.9 | 0.9 | 0.9 | 0.9 | 0.9 | 0.9 | 0.9 | 0.9 | 0.9 | 0.9 | 0.9 | 0.9 | 0.9 | 0.9 | 0 | 0 | 0 | 0 | 0 | 0 | 0 | 0
F4_Commercial_Lodging_New_Food Preparation_Natural Gas_Steamer_E2 | F4 | Commercial | Lodging | New | Food Preparation | Natural Gas | Steamer | E2 | PCT BC Ratio | 12.4539 | 12.5522 | 12.6701 | 12.8671 | 13.1296 | 13.4409 | 13.7285 | 13.9764 | 14.2082 | 14.4369 | 14.6723 | 14.9069 | 15.1348 | 15.37 | 15.588 | 15.8035 | 16.0341 | 16.2662 | 16.5002 | 16.7351 | 16.9674 | 17.1964 | 0 | 0 | 0 | 0 | 0 | 0 | 0 | 0
F4_Commercial_Lodging_New_Food Preparation_Natural Gas_Steamer_E3 | F4 | Commercial | Lodging | New | Food Preparation | Natural Gas | Steamer | E3 | PCT BC Ratio | 0 | 0 | 0 | 0 | 0 | 0 | 0 | 0 | 0 | 0 | 0 | 0 | 0 | 0 | 0 | 0 | 0 | 0 | 0 | 0 | 0 | 0 | 0 | 0 | 0 | 0 | 0 | 0 | 0 | 0
F4_Commercial_Lodging_New_Food Preparation_Natural Gas_Steamer_E4 | F4 | Commercial | Lodging | New | Food Preparation | Natural Gas | Steamer | E4 | PCT BC Ratio | 0 | 0 | 0 | 0 | 0 | 0 | 0 | 0 | 0 | 0 | 0 | 0 | 0 | 0 | 0 | 0 | 0 | 0 | 0 | 0 | 0 | 0 | 0 | 0 | 0 | 0 | 0 | 0 | 0 | 0
F4_Commercial_Lodging_New_Food Preparation_Natural Gas_Steamer_E5 | F4 | Commercial | Lodging | New | Food Preparation | Natural Gas | Steamer | E5 | PCT BC Ratio | 0 | 0 | 0 | 0 | 0 | 0 | 0 | 0 | 0 | 0 | 0 | 0 | 0 | 0 | 0 | 0 | 0 | 0 | 0 | 0 | 0 | 0 | 0 | 0 | 0 | 0 | 0 | 0 | 0 | 0
F4_Commercial_Lodging_New_Food Preparation_Natural Gas_Steamer_E6 | F4 | Commercial | Lodging | New | Food Preparation | Natural Gas | Steamer | E6 | PCT BC Ratio | 0 | 0 | 0 | 0 | 0 | 0 | 0 | 0 | 0 | 0 | 0 | 0 | 0 | 0 | 0 | 0 | 0 | 0 | 0 | 0 | 0 | 0 | 0 | 0 | 0 | 0 | 0 | 0 | 0 | 0
F4_Commercial_Lodging_New_Food Preparation_Natural Gas_Steamer_E7 | F4 | Commercial | Lodging | New | Food Preparation | Natural Gas | Steamer | E7 | PCT BC Ratio | 0 | 0 | 0 | 0 | 0 | 0 | 0 | 0 | 0 | 0 | 0 | 0 | 0 | 0 | 0 | 0 | 0 | 0 | 0 | 0 | 0 | 0 | 0 | 0 | 0 | 0 | 0 | 0 | 0 | 0
F4_Commercial_Lodging_New_Food Preparation_Natural Gas_Steamer_E8 | F4 | Commercial | Lodging | New | Food Preparation | Natural Gas | Steamer | E8 | PCT BC Ratio | 0 | 0 | 0 | 0 | 0 | 0 | 0 | 0 | 0 | 0 | 0 | 0 | 0 | 0 | 0 | 0 | 0 | 0 | 0 | 0 | 0 | 0 | 0 | 0 | 0 | 0 | 0 | 0 | 0 | 0
F4_Commercial_Lodging_New_Food Preparation_Natural Gas_Steamer_E9 | F4 | Commercial | Lodging | New | Food Preparation | Natural Gas | Steamer | E9 | PCT BC Ratio | 0 | 0 | 0 | 0 | 0 | 0 | 0 | 0 | 0 | 0 | 0 | 0 | 0 | 0 | 0 | 0 | 0 | 0 | 0 | 0 | 0 | 0 | 0 | 0 | 0 | 0 | 0 | 0 | 0 | 0
F4_Commercial_Lodging_New_Food Preparation_Natural Gas_Steamer_E10 | F4 | Commercial | Lodging | New | Food Preparation | Natural Gas | Steamer | E10 | PCT BC Ratio | 0 | 0 | 0 | 0 | 0 | 0 | 0 | 0 | 0 | 0 | 0 | 0 | 0 | 0 | 0 | 0 | 0 | 0 | 0 | 0 | 0 | 0 | 0 | 0 | 0 | 0 | 0 | 0 | 0 | 0
F5_Commercial_Lodging_New_Food Preparation_Natural Gas_Steamer_E1 | F5 | Commercial | Lodging | New | Food Preparation | Natural Gas | Steamer | E1 | RIM BC Ratio | 0.9 | 0.9 | 0.9 | 0.9 | 0.9 | 0.9 | 0.9 | 0.9 | 0.9 | 0.9 | 0.9 | 0.9 | 0.9 | 0.9 | 0.9 | 0.9 | 0.9 | 0.9 | 0.9 | 0.9 | 0.9 | 0.9 | 0 | 0 | 0 | 0 | 0 | 0 | 0 | 0
F5_Commercial_Lodging_New_Food Preparation_Natural Gas_Steamer_E2 | F5 | Commercial | Lodging | New | Food Preparation | Natural Gas | Steamer | E2 | RIM BC Ratio | 0.72319 | 0.72401 | 0.72496 | 0.72653 | 0.72855 | 0.73085 | 0.73288 | 0.73457 | 0.73611 | 0.73757 | 0.73904 | 0.74045 | 0.74179 | 0.74313 | 0.74434 | 0.7455 | 0.74671 | 0.7479 | 0.74906 | 0.7502 | 0.7513 | 0.75235 | 0 | 0 | 0 | 0 | 0 | 0 | 0 | 0
F5_Commercial_Lodging_New_Food Preparation_Natural Gas_Steamer_E3 | F5 | Commercial | Lodging | New | Food Preparation | Natural Gas | Steamer | E3 | RIM BC Ratio | 0 | 0 | 0 | 0 | 0 | 0 | 0 | 0 | 0 | 0 | 0 | 0 | 0 | 0 | 0 | 0 | 0 | 0 | 0 | 0 | 0 | 0 | 0 | 0 | 0 | 0 | 0 | 0 | 0 | 0
F5_Commercial_Lodging_New_Food Preparation_Natural Gas_Steamer_E4 | F5 | Commercial | Lodging | New | Food Preparation | Natural Gas | Steamer | E4 | RIM BC Ratio | 0 | 0 | 0 | 0 | 0 | 0 | 0 | 0 | 0 | 0 | 0 | 0 | 0 | 0 | 0 | 0 | 0 | 0 | 0 | 0 | 0 | 0 | 0 | 0 | 0 | 0 | 0 | 0 | 0 | 0
F5_Commercial_Lodging_New_Food Preparation_Natural Gas_Steamer_E5 | F5 | Commercial | Lodging | New | Food Preparation | Natural Gas | Steamer | E5 | RIM BC Ratio | 0 | 0 | 0 | 0 | 0 | 0 | 0 | 0 | 0 | 0 | 0 | 0 | 0 | 0 | 0 | 0 | 0 | 0 | 0 | 0 | 0 | 0 | 0 | 0 | 0 | 0 | 0 | 0 | 0 | 0
F5_Commercial_Lodging_New_Food Preparation_Natural Gas_Steamer_E6 | F5 | Commercial | Lodging | New | Food Preparation | Natural Gas | Steamer | E6 | RIM BC Ratio | 0 | 0 | 0 | 0 | 0 | 0 | 0 | 0 | 0 | 0 | 0 | 0 | 0 | 0 | 0 | 0 | 0 | 0 | 0 | 0 | 0 | 0 | 0 | 0 | 0 | 0 | 0 | 0 | 0 | 0
F5_Commercial_Lodging_New_Food Preparation_Natural Gas_Steamer_E7 | F5 | Commercial | Lodging | New | Food Preparation | Natural Gas | Steamer | E7 | RIM BC Ratio | 0 | 0 | 0 | 0 | 0 | 0 | 0 | 0 | 0 | 0 | 0 | 0 | 0 | 0 | 0 | 0 | 0 | 0 | 0 | 0 | 0 | 0 | 0 | 0 | 0 | 0 | 0 | 0 | 0 | 0
F5_Commercial_Lodging_New_Food Preparation_Natural Gas_Steamer_E8 | F5 | Commercial | Lodging | New | Food Preparation | Natural Gas | Steamer | E8 | RIM BC Ratio | 0 | 0 | 0 | 0 | 0 | 0 | 0 | 0 | 0 | 0 | 0 | 0 | 0 | 0 | 0 | 0 | 0 | 0 | 0 | 0 | 0 | 0 | 0 | 0 | 0 | 0 | 0 | 0 | 0 | 0
F5_Commercial_Lodging_New_Food Preparation_Natural Gas_Steamer_E9 | F5 | Commercial | Lodging | New | Food Preparation | Natural Gas | Steamer | E9 | RIM BC Ratio | 0 | 0 | 0 | 0 | 0 | 0 | 0 | 0 | 0 | 0 | 0 | 0 | 0 | 0 | 0 | 0 | 0 | 0 | 0 | 0 | 0 | 0 | 0 | 0 | 0 | 0 | 0 | 0 | 0 | 0
F5_Commercial_Lodging_New_Food Preparation_Natural Gas_Steamer_E10 | F5 | Commercial | Lodging | New | Food Preparation | Natural Gas | Steamer | E10 | RIM BC Ratio | 0 | 0 | 0 | 0 | 0 | 0 | 0 | 0 | 0 | 0 | 0 | 0 | 0 | 0 | 0 | 0 | 0 | 0 | 0 | 0 | 0 | 0 | 0 | 0 | 0 | 0 | 0 | 0 | 0 | 0
F0_Commercial_Lodging_New_Food Preparation_Natural Gas_Food Prep Other_E0 | F0 | Commercial | Lodging | New | Food Preparation | Natural Gas | Food Prep Other | E0 | Economic Unit | ENERGY STAR | ENERGY STAR | ENERGY STAR | ENERGY STAR | ENERGY STAR | ENERGY STAR | ENERGY STAR | ENERGY STAR | ENERGY STAR | ENERGY STAR | ENERGY STAR | ENERGY STAR | ENERGY STAR | ENERGY STAR | ENERGY STAR | ENERGY STAR | ENERGY STAR | ENERGY STAR | ENERGY STAR | ENERGY STAR | ENERGY STAR | ENERGY STAR | 0 | 0 | 0 | 0 | 0 | 0 | 0 | 0
F1_Commercial_Lodging_New_Food Preparation_Natural Gas_Food Prep Other_E1 | F1 | Commercial | Lodging | New | Food Preparation | Natural Gas | Food Prep Other | E1 | CCE | 0 | 0 | 0 | 0 | 0 | 0 | 0 | 0 | 0 | 0 | 0 | 0 | 0 | 0 | 0 | 0 | 0 | 0 | 0 | 0 | 0 | 0 | 0 | 0 | 0 | 0 | 0 | 0 | 0 | 0
F1_Commercial_Lodging_New_Food Preparation_Natural Gas_Food Prep Other_E2 | F1 | Commercial | Lodging | New | Food Preparation | Natural Gas | Food Prep Other | E2 | CCE | 0.14135 | 0.14135 | 0.1485 | 0.14624 | 0.14404 | 0.1413 | 0.14092 | 0.14001 | 0.13917 | 0.1379 | 0.1377 | 0.13707 | 0.1365 | 0.13542 | 0.13557 | 0.13515 | 0.13475 | 0.13386 | 0.13412 | 0.13386 | 0.13366 | 0.13291 | 0 | 0 | 0 | 0 | 0 | 0 | 0 | 0
F1_Commercial_Lodging_New_Food Preparation_Natural Gas_Food Prep Other_E3 | F1 | Commercial | Lodging | New | Food Preparation | Natural Gas | Food Prep Other | E3 | CCE | 0 | 0 | 0 | 0 | 0 | 0 | 0 | 0 | 0 | 0 | 0 | 0 | 0 | 0 | 0 | 0 | 0 | 0 | 0 | 0 | 0 | 0 | 0 | 0 | 0 | 0 | 0 | 0 | 0 | 0
F1_Commercial_Lodging_New_Food Preparation_Natural Gas_Food Prep Other_E4 | F1 | Commercial | Lodging | New | Food Preparation | Natural Gas | Food Prep Other | E4 | CCE | 0 | 0 | 0 | 0 | 0 | 0 | 0 | 0 | 0 | 0 | 0 | 0 | 0 | 0 | 0 | 0 | 0 | 0 | 0 | 0 | 0 | 0 | 0 | 0 | 0 | 0 | 0 | 0 | 0 | 0
F1_Commercial_Lodging_New_Food Preparation_Natural Gas_Food Prep Other_E5 | F1 | Commercial | Lodging | New | Food Preparation | Natural Gas | Food Prep Other | E5 | CCE | 0 | 0 | 0 | 0 | 0 | 0 | 0 | 0 | 0 | 0 | 0 | 0 | 0 | 0 | 0 | 0 | 0 | 0 | 0 | 0 | 0 | 0 | 0 | 0 | 0 | 0 | 0 | 0 | 0 | 0
F1_Commercial_Lodging_New_Food Preparation_Natural Gas_Food Prep Other_E6 | F1 | Commercial | Lodging | New | Food Preparation | Natural Gas | Food Prep Other | E6 | CCE | 0 | 0 | 0 | 0 | 0 | 0 | 0 | 0 | 0 | 0 | 0 | 0 | 0 | 0 | 0 | 0 | 0 | 0 | 0 | 0 | 0 | 0 | 0 | 0 | 0 | 0 | 0 | 0 | 0 | 0
F1_Commercial_Lodging_New_Food Preparation_Natural Gas_Food Prep Other_E7 | F1 | Commercial | Lodging | New | Food Preparation | Natural Gas | Food Prep Other | E7 | CCE | 0 | 0 | 0 | 0 | 0 | 0 | 0 | 0 | 0 | 0 | 0 | 0 | 0 | 0 | 0 | 0 | 0 | 0 | 0 | 0 | 0 | 0 | 0 | 0 | 0 | 0 | 0 | 0 | 0 | 0
F1_Commercial_Lodging_New_Food Preparation_Natural Gas_Food Prep Other_E8 | F1 | Commercial | Lodging | New | Food Preparation | Natural Gas | Food Prep Other | E8 | CCE | 0 | 0 | 0 | 0 | 0 | 0 | 0 | 0 | 0 | 0 | 0 | 0 | 0 | 0 | 0 | 0 | 0 | 0 | 0 | 0 | 0 | 0 | 0 | 0 | 0 | 0 | 0 | 0 | 0 | 0
F1_Commercial_Lodging_New_Food Preparation_Natural Gas_Food Prep Other_E9 | F1 | Commercial | Lodging | New | Food Preparation | Natural Gas | Food Prep Other | E9 | CCE | 0 | 0 | 0 | 0 | 0 | 0 | 0 | 0 | 0 | 0 | 0 | 0 | 0 | 0 | 0 | 0 | 0 | 0 | 0 | 0 | 0 | 0 | 0 | 0 | 0 | 0 | 0 | 0 | 0 | 0
F1_Commercial_Lodging_New_Food Preparation_Natural Gas_Food Prep Other_E10 | F1 | Commercial | Lodging | New | Food Preparation | Natural Gas | Food Prep Other | E10 | CCE | 0 | 0 | 0 | 0 | 0 | 0 | 0 | 0 | 0 | 0 | 0 | 0 | 0 | 0 | 0 | 0 | 0 | 0 | 0 | 0 | 0 | 0 | 0 | 0 | 0 | 0 | 0 | 0 | 0 | 0
F2_Commercial_Lodging_New_Food Preparation_Natural Gas_Food Prep Other_E1 | F2 | Commercial | Lodging | New | Food Preparation | Natural Gas | Food Prep Other | E1 | TRC BC Ratio | 0.9 | 0.9 | 0.9 | 0.9 | 0.9 | 0.9 | 0.9 | 0.9 | 0.9 | 0.9 | 0.9 | 0.9 | 0.9 | 0.9 | 0.9 | 0.9 | 0.9 | 0.9 | 0.9 | 0.9 | 0.9 | 0.9 | 0 | 0 | 0 | 0 | 0 | 0 | 0 | 0
F2_Commercial_Lodging_New_Food Preparation_Natural Gas_Food Prep Other_E2 | F2 | Commercial | Lodging | New | Food Preparation | Natural Gas | Food Prep Other | E2 | TRC BC Ratio | 0.061956 | 0.062369 | 0.062904 | 0.063937 | 0.06537 | 0.067096 | 0.068663 | 0.070005 | 0.071279 | 0.07258 | 0.073973 | 0.075332 | 0.076617 | 0.077911 | 0.079055 | 0.080138 | 0.081309 | 0.082485 | 0.083667 | 0.084849 | 0.08601 | 0.087142 | 0 | 0 | 0 | 0 | 0 | 0 | 0 | 0
F2_Commercial_Lodging_New_Food Preparation_Natural Gas_Food Prep Other_E3 | F2 | Commercial | Lodging | New | Food Preparation | Natural Gas | Food Prep Other | E3 | TRC BC Ratio | 0 | 0 | 0 | 0 | 0 | 0 | 0 | 0 | 0 | 0 | 0 | 0 | 0 | 0 | 0 | 0 | 0 | 0 | 0 | 0 | 0 | 0 | 0 | 0 | 0 | 0 | 0 | 0 | 0 | 0
F2_Commercial_Lodging_New_Food Preparation_Natural Gas_Food Prep Other_E4 | F2 | Commercial | Lodging | New | Food Preparation | Natural Gas | Food Prep Other | E4 | TRC BC Ratio | 0 | 0 | 0 | 0 | 0 | 0 | 0 | 0 | 0 | 0 | 0 | 0 | 0 | 0 | 0 | 0 | 0 | 0 | 0 | 0 | 0 | 0 | 0 | 0 | 0 | 0 | 0 | 0 | 0 | 0
F2_Commercial_Lodging_New_Food Preparation_Natural Gas_Food Prep Other_E5 | F2 | Commercial | Lodging | New | Food Preparation | Natural Gas | Food Prep Other | E5 | TRC BC Ratio | 0 | 0 | 0 | 0 | 0 | 0 | 0 | 0 | 0 | 0 | 0 | 0 | 0 | 0 | 0 | 0 | 0 | 0 | 0 | 0 | 0 | 0 | 0 | 0 | 0 | 0 | 0 | 0 | 0 | 0
F2_Commercial_Lodging_New_Food Preparation_Natural Gas_Food Prep Other_E6 | F2 | Commercial | Lodging | New | Food Preparation | Natural Gas | Food Prep Other | E6 | TRC BC Ratio | 0 | 0 | 0 | 0 | 0 | 0 | 0 | 0 | 0 | 0 | 0 | 0 | 0 | 0 | 0 | 0 | 0 | 0 | 0 | 0 | 0 | 0 | 0 | 0 | 0 | 0 | 0 | 0 | 0 | 0
F2_Commercial_Lodging_New_Food Preparation_Natural Gas_Food Prep Other_E7 | F2 | Commercial | Lodging | New | Food Preparation | Natural Gas | Food Prep Other | E7 | TRC BC Ratio | 0 | 0 | 0 | 0 | 0 | 0 | 0 | 0 | 0 | 0 | 0 | 0 | 0 | 0 | 0 | 0 | 0 | 0 | 0 | 0 | 0 | 0 | 0 | 0 | 0 | 0 | 0 | 0 | 0 | 0
F2_Commercial_Lodging_New_Food Preparation_Natural Gas_Food Prep Other_E8 | F2 | Commercial | Lodging | New | Food Preparation | Natural Gas | Food Prep Other | E8 | TRC BC Ratio | 0 | 0 | 0 | 0 | 0 | 0 | 0 | 0 | 0 | 0 | 0 | 0 | 0 | 0 | 0 | 0 | 0 | 0 | 0 | 0 | 0 | 0 | 0 | 0 | 0 | 0 | 0 | 0 | 0 | 0
F2_Commercial_Lodging_New_Food Preparation_Natural Gas_Food Prep Other_E9 | F2 | Commercial | Lodging | New | Food Preparation | Natural Gas | Food Prep Other | E9 | TRC BC Ratio | 0 | 0 | 0 | 0 | 0 | 0 | 0 | 0 | 0 | 0 | 0 | 0 | 0 | 0 | 0 | 0 | 0 | 0 | 0 | 0 | 0 | 0 | 0 | 0 | 0 | 0 | 0 | 0 | 0 | 0
F2_Commercial_Lodging_New_Food Preparation_Natural Gas_Food Prep Other_E10 | F2 | Commercial | Lodging | New | Food Preparation | Natural Gas | Food Prep Other | E10 | TRC BC Ratio | 0 | 0 | 0 | 0 | 0 | 0 | 0 | 0 | 0 | 0 | 0 | 0 | 0 | 0 | 0 | 0 | 0 | 0 | 0 | 0 | 0 | 0 | 0 | 0 | 0 | 0 | 0 | 0 | 0 | 0
F3_Commercial_Lodging_New_Food Preparation_Natural Gas_Food Prep Other_E1 | F3 | Commercial | Lodging | New | Food Preparation | Natural Gas | Food Prep Other | E1 | PACT BC Ratio | 0.9 | 0.9 | 0.9 | 0.9 | 0.9 | 0.9 | 0.9 | 0.9 | 0.9 | 0.9 | 0.9 | 0.9 | 0.9 | 0.9 | 0.9 | 0.9 | 0.9 | 0.9 | 0.9 | 0.9 | 0.9 | 0.9 | 0 | 0 | 0 | 0 | 0 | 0 | 0 | 0
F3_Commercial_Lodging_New_Food Preparation_Natural Gas_Food Prep Other_E2 | F3 | Commercial | Lodging | New | Food Preparation | Natural Gas | Food Prep Other | E2 | PACT BC Ratio | 1.0937 | 1.101 | 1.1104 | 1.1287 | 1.154 | 1.1844 | 1.2121 | 1.2358 | 1.2583 | 1.2813 | 1.3058 | 1.3298 | 1.3525 | 1.3754 | 1.3956 | 1.4147 | 1.4353 | 1.4561 | 1.477 | 1.4978 | 1.5183 | 1.5383 | 0 | 0 | 0 | 0 | 0 | 0 | 0 | 0
F3_Commercial_Lodging_New_Food Preparation_Natural Gas_Food Prep Other_E3 | F3 | Commercial | Lodging | New | Food Preparation | Natural Gas | Food Prep Other | E3 | PACT BC Ratio | 0 | 0 | 0 | 0 | 0 | 0 | 0 | 0 | 0 | 0 | 0 | 0 | 0 | 0 | 0 | 0 | 0 | 0 | 0 | 0 | 0 | 0 | 0 | 0 | 0 | 0 | 0 | 0 | 0 | 0
F3_Commercial_Lodging_New_Food Preparation_Natural Gas_Food Prep Other_E4 | F3 | Commercial | Lodging | New | Food Preparation | Natural Gas | Food Prep Other | E4 | PACT BC Ratio | 0 | 0 | 0 | 0 | 0 | 0 | 0 | 0 | 0 | 0 | 0 | 0 | 0 | 0 | 0 | 0 | 0 | 0 | 0 | 0 | 0 | 0 | 0 | 0 | 0 | 0 | 0 | 0 | 0 | 0
F3_Commercial_Lodging_New_Food Preparation_Natural Gas_Food Prep Other_E5 | F3 | Commercial | Lodging | New | Food Preparation | Natural Gas | Food Prep Other | E5 | PACT BC Ratio | 0 | 0 | 0 | 0 | 0 | 0 | 0 | 0 | 0 | 0 | 0 | 0 | 0 | 0 | 0 | 0 | 0 | 0 | 0 | 0 | 0 | 0 | 0 | 0 | 0 | 0 | 0 | 0 | 0 | 0
F3_Commercial_Lodging_New_Food Preparation_Natural Gas_Food Prep Other_E6 | F3 | Commercial | Lodging | New | Food Preparation | Natural Gas | Food Prep Other | E6 | PACT BC Ratio | 0 | 0 | 0 | 0 | 0 | 0 | 0 | 0 | 0 | 0 | 0 | 0 | 0 | 0 | 0 | 0 | 0 | 0 | 0 | 0 | 0 | 0 | 0 | 0 | 0 | 0 | 0 | 0 | 0 | 0
F3_Commercial_Lodging_New_Food Preparation_Natural Gas_Food Prep Other_E7 | F3 | Commercial | Lodging | New | Food Preparation | Natural Gas | Food Prep Other | E7 | PACT BC Ratio | 0 | 0 | 0 | 0 | 0 | 0 | 0 | 0 | 0 | 0 | 0 | 0 | 0 | 0 | 0 | 0 | 0 | 0 | 0 | 0 | 0 | 0 | 0 | 0 | 0 | 0 | 0 | 0 | 0 | 0
F3_Commercial_Lodging_New_Food Preparation_Natural Gas_Food Prep Other_E8 | F3 | Commercial | Lodging | New | Food Preparation | Natural Gas | Food Prep Other | E8 | PACT BC Ratio | 0 | 0 | 0 | 0 | 0 | 0 | 0 | 0 | 0 | 0 | 0 | 0 | 0 | 0 | 0 | 0 | 0 | 0 | 0 | 0 | 0 | 0 | 0 | 0 | 0 | 0 | 0 | 0 | 0 | 0
F3_Commercial_Lodging_New_Food Preparation_Natural Gas_Food Prep Other_E9 | F3 | Commercial | Lodging | New | Food Preparation | Natural Gas | Food Prep Other | E9 | PACT BC Ratio | 0 | 0 | 0 | 0 | 0 | 0 | 0 | 0 | 0 | 0 | 0 | 0 | 0 | 0 | 0 | 0 | 0 | 0 | 0 | 0 | 0 | 0 | 0 | 0 | 0 | 0 | 0 | 0 | 0 | 0
F3_Commercial_Lodging_New_Food Preparation_Natural Gas_Food Prep Other_E10 | F3 | Commercial | Lodging | New | Food Preparation | Natural Gas | Food Prep Other | E10 | PACT BC Ratio | 0 | 0 | 0 | 0 | 0 | 0 | 0 | 0 | 0 | 0 | 0 | 0 | 0 | 0 | 0 | 0 | 0 | 0 | 0 | 0 | 0 | 0 | 0 | 0 | 0 | 0 | 0 | 0 | 0 | 0
F4_Commercial_Lodging_New_Food Preparation_Natural Gas_Food Prep Other_E1 | F4 | Commercial | Lodging | New | Food Preparation | Natural Gas | Food Prep Other | E1 | PCT BC Ratio | 0.9 | 0.9 | 0.9 | 0.9 | 0.9 | 0.9 | 0.9 | 0.9 | 0.9 | 0.9 | 0.9 | 0.9 | 0.9 | 0.9 | 0.9 | 0.9 | 0.9 | 0.9 | 0.9 | 0.9 | 0.9 | 0.9 | 0 | 0 | 0 | 0 | 0 | 0 | 0 | 0
F4_Commercial_Lodging_New_Food Preparation_Natural Gas_Food Prep Other_E2 | F4 | Commercial | Lodging | New | Food Preparation | Natural Gas | Food Prep Other | E2 | PCT BC Ratio | 0.1043 | 0.10481 | 0.10547 | 0.10674 | 0.10851 | 0.11064 | 0.11258 | 0.11424 | 0.11581 | 0.11741 | 0.11913 | 0.12081 | 0.1224 | 0.124 | 0.12541 | 0.12675 | 0.12819 | 0.12964 | 0.1311 | 0.13256 | 0.134 | 0.13539 | 0 | 0 | 0 | 0 | 0 | 0 | 0 | 0
F4_Commercial_Lodging_New_Food Preparation_Natural Gas_Food Prep Other_E3 | F4 | Commercial | Lodging | New | Food Preparation | Natural Gas | Food Prep Other | E3 | PCT BC Ratio | 0 | 0 | 0 | 0 | 0 | 0 | 0 | 0 | 0 | 0 | 0 | 0 | 0 | 0 | 0 | 0 | 0 | 0 | 0 | 0 | 0 | 0 | 0 | 0 | 0 | 0 | 0 | 0 | 0 | 0
F4_Commercial_Lodging_New_Food Preparation_Natural Gas_Food Prep Other_E4 | F4 | Commercial | Lodging | New | Food Preparation | Natural Gas | Food Prep Other | E4 | PCT BC Ratio | 0 | 0 | 0 | 0 | 0 | 0 | 0 | 0 | 0 | 0 | 0 | 0 | 0 | 0 | 0 | 0 | 0 | 0 | 0 | 0 | 0 | 0 | 0 | 0 | 0 | 0 | 0 | 0 | 0 | 0
F4_Commercial_Lodging_New_Food Preparation_Natural Gas_Food Prep Other_E5 | F4 | Commercial | Lodging | New | Food Preparation | Natural Gas | Food Prep Other | E5 | PCT BC Ratio | 0 | 0 | 0 | 0 | 0 | 0 | 0 | 0 | 0 | 0 | 0 | 0 | 0 | 0 | 0 | 0 | 0 | 0 | 0 | 0 | 0 | 0 | 0 | 0 | 0 | 0 | 0 | 0 | 0 | 0
F4_Commercial_Lodging_New_Food Preparation_Natural Gas_Food Prep Other_E6 | F4 | Commercial | Lodging | New | Food Preparation | Natural Gas | Food Prep Other | E6 | PCT BC Ratio | 0 | 0 | 0 | 0 | 0 | 0 | 0 | 0 | 0 | 0 | 0 | 0 | 0 | 0 | 0 | 0 | 0 | 0 | 0 | 0 | 0 | 0 | 0 | 0 | 0 | 0 | 0 | 0 | 0 | 0
F4_Commercial_Lodging_New_Food Preparation_Natural Gas_Food Prep Other_E7 | F4 | Commercial | Lodging | New | Food Preparation | Natural Gas | Food Prep Other | E7 | PCT BC Ratio | 0 | 0 | 0 | 0 | 0 | 0 | 0 | 0 | 0 | 0 | 0 | 0 | 0 | 0 | 0 | 0 | 0 | 0 | 0 | 0 | 0 | 0 | 0 | 0 | 0 | 0 | 0 | 0 | 0 | 0
F4_Commercial_Lodging_New_Food Preparation_Natural Gas_Food Prep Other_E8 | F4 | Commercial | Lodging | New | Food Preparation | Natural Gas | Food Prep Other | E8 | PCT BC Ratio | 0 | 0 | 0 | 0 | 0 | 0 | 0 | 0 | 0 | 0 | 0 | 0 | 0 | 0 | 0 | 0 | 0 | 0 | 0 | 0 | 0 | 0 | 0 | 0 | 0 | 0 | 0 | 0 | 0 | 0
F4_Commercial_Lodging_New_Food Preparation_Natural Gas_Food Prep Other_E9 | F4 | Commercial | Lodging | New | Food Preparation | Natural Gas | Food Prep Other | E9 | PCT BC Ratio | 0 | 0 | 0 | 0 | 0 | 0 | 0 | 0 | 0 | 0 | 0 | 0 | 0 | 0 | 0 | 0 | 0 | 0 | 0 | 0 | 0 | 0 | 0 | 0 | 0 | 0 | 0 | 0 | 0 | 0
F4_Commercial_Lodging_New_Food Preparation_Natural Gas_Food Prep Other_E10 | F4 | Commercial | Lodging | New | Food Preparation | Natural Gas | Food Prep Other | E10 | PCT BC Ratio | 0 | 0 | 0 | 0 | 0 | 0 | 0 | 0 | 0 | 0 | 0 | 0 | 0 | 0 | 0 | 0 | 0 | 0 | 0 | 0 | 0 | 0 | 0 | 0 | 0 | 0 | 0 | 0 | 0 | 0
F5_Commercial_Lodging_New_Food Preparation_Natural Gas_Food Prep Other_E1 | F5 | Commercial | Lodging | New | Food Preparation | Natural Gas | Food Prep Other | E1 | RIM BC Ratio | 0.9 | 0.9 | 0.9 | 0.9 | 0.9 | 0.9 | 0.9 | 0.9 | 0.9 | 0.9 | 0.9 | 0.9 | 0.9 | 0.9 | 0.9 | 0.9 | 0.9 | 0.9 | 0.9 | 0.9 | 0.9 | 0.9 | 0 | 0 | 0 | 0 | 0 | 0 | 0 | 0
F5_Commercial_Lodging_New_Food Preparation_Natural Gas_Food Prep Other_E2 | F5 | Commercial | Lodging | New | Food Preparation | Natural Gas | Food Prep Other | E2 | RIM BC Ratio | 0.4734 | 0.47476 | 0.47651 | 0.47983 | 0.48435 | 0.48963 | 0.4943 | 0.49819 | 0.50181 | 0.50542 | 0.5092 | 0.51281 | 0.51615 | 0.51944 | 0.5223 | 0.52495 | 0.52777 | 0.53055 | 0.5333 | 0.53599 | 0.53859 | 0.54109 | 0 | 0 | 0 | 0 | 0 | 0 | 0 | 0
F5_Commercial_Lodging_New_Food Preparation_Natural Gas_Food Prep Other_E3 | F5 | Commercial | Lodging | New | Food Preparation | Natural Gas | Food Prep Other | E3 | RIM BC Ratio | 0 | 0 | 0 | 0 | 0 | 0 | 0 | 0 | 0 | 0 | 0 | 0 | 0 | 0 | 0 | 0 | 0 | 0 | 0 | 0 | 0 | 0 | 0 | 0 | 0 | 0 | 0 | 0 | 0 | 0
F5_Commercial_Lodging_New_Food Preparation_Natural Gas_Food Prep Other_E4 | F5 | Commercial | Lodging | New | Food Preparation | Natural Gas | Food Prep Other | E4 | RIM BC Ratio | 0 | 0 | 0 | 0 | 0 | 0 | 0 | 0 | 0 | 0 | 0 | 0 | 0 | 0 | 0 | 0 | 0 | 0 | 0 | 0 | 0 | 0 | 0 | 0 | 0 | 0 | 0 | 0 | 0 | 0
F5_Commercial_Lodging_New_Food Preparation_Natural Gas_Food Prep Other_E5 | F5 | Commercial | Lodging | New | Food Preparation | Natural Gas | Food Prep Other | E5 | RIM BC Ratio | 0 | 0 | 0 | 0 | 0 | 0 | 0 | 0 | 0 | 0 | 0 | 0 | 0 | 0 | 0 | 0 | 0 | 0 | 0 | 0 | 0 | 0 | 0 | 0 | 0 | 0 | 0 | 0 | 0 | 0
F5_Commercial_Lodging_New_Food Preparation_Natural Gas_Food Prep Other_E6 | F5 | Commercial | Lodging | New | Food Preparation | Natural Gas | Food Prep Other | E6 | RIM BC Ratio | 0 | 0 | 0 | 0 | 0 | 0 | 0 | 0 | 0 | 0 | 0 | 0 | 0 | 0 | 0 | 0 | 0 | 0 | 0 | 0 | 0 | 0 | 0 | 0 | 0 | 0 | 0 | 0 | 0 | 0
F5_Commercial_Lodging_New_Food Preparation_Natural Gas_Food Prep Other_E7 | F5 | Commercial | Lodging | New | Food Preparation | Natural Gas | Food Prep Other | E7 | RIM BC Ratio | 0 | 0 | 0 | 0 | 0 | 0 | 0 | 0 | 0 | 0 | 0 | 0 | 0 | 0 | 0 | 0 | 0 | 0 | 0 | 0 | 0 | 0 | 0 | 0 | 0 | 0 | 0 | 0 | 0 | 0
F5_Commercial_Lodging_New_Food Preparation_Natural Gas_Food Prep Other_E8 | F5 | Commercial | Lodging | New | Food Preparation | Natural Gas | Food Prep Other | E8 | RIM BC Ratio | 0 | 0 | 0 | 0 | 0 | 0 | 0 | 0 | 0 | 0 | 0 | 0 | 0 | 0 | 0 | 0 | 0 | 0 | 0 | 0 | 0 | 0 | 0 | 0 | 0 | 0 | 0 | 0 | 0 | 0
F5_Commercial_Lodging_New_Food Preparation_Natural Gas_Food Prep Other_E9 | F5 | Commercial | Lodging | New | Food Preparation | Natural Gas | Food Prep Other | E9 | RIM BC Ratio | 0 | 0 | 0 | 0 | 0 | 0 | 0 | 0 | 0 | 0 | 0 | 0 | 0 | 0 | 0 | 0 | 0 | 0 | 0 | 0 | 0 | 0 | 0 | 0 | 0 | 0 | 0 | 0 | 0 | 0
F5_Commercial_Lodging_New_Food Preparation_Natural Gas_Food Prep Other_E10 | F5 | Commercial | Lodging | New | Food Preparation | Natural Gas | Food Prep Other | E10 | RIM BC Ratio | 0 | 0 | 0 | 0 | 0 | 0 | 0 | 0 | 0 | 0 | 0 | 0 | 0 | 0 | 0 | 0 | 0 | 0 | 0 | 0 | 0 | 0 | 0 | 0 | 0 | 0 | 0 | 0 | 0 | 0
F0_Commercial_Lodging_New_Miscellaneous_Natural Gas_Pool Heater_E0 | F0 | Commercial | Lodging | New | Miscellaneous | Natural Gas | Pool Heater | E0 | Economic Unit | Standard (EF .78) | Standard (EF .78) | Standard (EF .78) | Standard (EF .78) | Standard (EF .78) | Standard (EF .78) | Standard (EF .78) | Standard (EF .78) | Standard (EF .78) | Standard (EF .78) | Standard (EF .78) | Standard (EF .78) | Condensing (EF .90) | Condensing (EF .90) | Condensing (EF .90) | Condensing (EF .90) | Condensing (EF .90) | Condensing (EF .90) | Condensing (EF .90) | Condensing (EF .90) | Condensing (EF .90) | Condensing (EF .90) | 0 | 0 | 0 | 0 | 0 | 0 | 0 | 0
F1_Commercial_Lodging_New_Miscellaneous_Natural Gas_Pool Heater_E1 | F1 | Commercial | Lodging | New | Miscellaneous | Natural Gas | Pool Heater | E1 | CCE | 0 | 0 | 0 | 0 | 0 | 0 | 0 | 0 | 0 | 0 | 0 | 0 | 0 | 0 | 0 | 0 | 0 | 0 | 0 | 0 | 0 | 0 | 0 | 0 | 0 | 0 | 0 | 0 | 0 | 0
F1_Commercial_Lodging_New_Miscellaneous_Natural Gas_Pool Heater_E2 | F1 | Commercial | Lodging | New | Miscellaneous | Natural Gas | Pool Heater | E2 | CCE | 0.016289 | 0.016289 | 0.017113 | 0.016853 | 0.0166 | 0.016284 | 0.016239 | 0.016135 | 0.016038 | 0.015891 | 0.015869 | 0.015796 | 0.015731 | 0.015606 | 0.015623 | 0.015575 | 0.015528 | 0.015425 | 0.015456 | 0.015426 | 0.015403 | 0.015317 | 0 | 0 | 0 | 0 | 0 | 0 | 0 | 0
F1_Commercial_Lodging_New_Miscellaneous_Natural Gas_Pool Heater_E3 | F1 | Commercial | Lodging | New | Miscellaneous | Natural Gas | Pool Heater | E3 | CCE | 0 | 0 | 0 | 0 | 0 | 0 | 0 | 0 | 0 | 0 | 0 | 0 | 0 | 0 | 0 | 0 | 0 | 0 | 0 | 0 | 0 | 0 | 0 | 0 | 0 | 0 | 0 | 0 | 0 | 0
F1_Commercial_Lodging_New_Miscellaneous_Natural Gas_Pool Heater_E4 | F1 | Commercial | Lodging | New | Miscellaneous | Natural Gas | Pool Heater | E4 | CCE | 0 | 0 | 0 | 0 | 0 | 0 | 0 | 0 | 0 | 0 | 0 | 0 | 0 | 0 | 0 | 0 | 0 | 0 | 0 | 0 | 0 | 0 | 0 | 0 | 0 | 0 | 0 | 0 | 0 | 0
F1_Commercial_Lodging_New_Miscellaneous_Natural Gas_Pool Heater_E5 | F1 | Commercial | Lodging | New | Miscellaneous | Natural Gas | Pool Heater | E5 | CCE | 0 | 0 | 0 | 0 | 0 | 0 | 0 | 0 | 0 | 0 | 0 | 0 | 0 | 0 | 0 | 0 | 0 | 0 | 0 | 0 | 0 | 0 | 0 | 0 | 0 | 0 | 0 | 0 | 0 | 0
F1_Commercial_Lodging_New_Miscellaneous_Natural Gas_Pool Heater_E6 | F1 | Commercial | Lodging | New | Miscellaneous | Natural Gas | Pool Heater | E6 | CCE | 0 | 0 | 0 | 0 | 0 | 0 | 0 | 0 | 0 | 0 | 0 | 0 | 0 | 0 | 0 | 0 | 0 | 0 | 0 | 0 | 0 | 0 | 0 | 0 | 0 | 0 | 0 | 0 | 0 | 0
F1_Commercial_Lodging_New_Miscellaneous_Natural Gas_Pool Heater_E7 | F1 | Commercial | Lodging | New | Miscellaneous | Natural Gas | Pool Heater | E7 | CCE | 0 | 0 | 0 | 0 | 0 | 0 | 0 | 0 | 0 | 0 | 0 | 0 | 0 | 0 | 0 | 0 | 0 | 0 | 0 | 0 | 0 | 0 | 0 | 0 | 0 | 0 | 0 | 0 | 0 | 0
F1_Commercial_Lodging_New_Miscellaneous_Natural Gas_Pool Heater_E8 | F1 | Commercial | Lodging | New | Miscellaneous | Natural Gas | Pool Heater | E8 | CCE | 0 | 0 | 0 | 0 | 0 | 0 | 0 | 0 | 0 | 0 | 0 | 0 | 0 | 0 | 0 | 0 | 0 | 0 | 0 | 0 | 0 | 0 | 0 | 0 | 0 | 0 | 0 | 0 | 0 | 0
F1_Commercial_Lodging_New_Miscellaneous_Natural Gas_Pool Heater_E9 | F1 | Commercial | Lodging | New | Miscellaneous | Natural Gas | Pool Heater | E9 | CCE | 0 | 0 | 0 | 0 | 0 | 0 | 0 | 0 | 0 | 0 | 0 | 0 | 0 | 0 | 0 | 0 | 0 | 0 | 0 | 0 | 0 | 0 | 0 | 0 | 0 | 0 | 0 | 0 | 0 | 0
F1_Commercial_Lodging_New_Miscellaneous_Natural Gas_Pool Heater_E10 | F1 | Commercial | Lodging | New | Miscellaneous | Natural Gas | Pool Heater | E10 | CCE | 0 | 0 | 0 | 0 | 0 | 0 | 0 | 0 | 0 | 0 | 0 | 0 | 0 | 0 | 0 | 0 | 0 | 0 | 0 | 0 | 0 | 0 | 0 | 0 | 0 | 0 | 0 | 0 | 0 | 0
F2_Commercial_Lodging_New_Miscellaneous_Natural Gas_Pool Heater_E1 | F2 | Commercial | Lodging | New | Miscellaneous | Natural Gas | Pool Heater | E1 | TRC BC Ratio | 0.9 | 0.9 | 0.9 | 0.9 | 0.9 | 0.9 | 0.9 | 0.9 | 0.9 | 0.9 | 0.9 | 0.9 | 0.9 | 0.9 | 0.9 | 0.9 | 0.9 | 0.9 | 0.9 | 0.9 | 0.9 | 0.9 | 0 | 0 | 0 | 0 | 0 | 0 | 0 | 0
F2_Commercial_Lodging_New_Miscellaneous_Natural Gas_Pool Heater_E2 | F2 | Commercial | Lodging | New | Miscellaneous | Natural Gas | Pool Heater | E2 | TRC BC Ratio | 0.5239 | 0.52164 | 0.52208 | 0.52981 | 0.54312 | 0.56021 | 0.57494 | 0.58666 | 0.59726 | 0.60773 | 0.61914 | 0.63073 | 0.64215 | 0.65494 | 0.66711 | 0.67867 | 0.69034 | 0.7008 | 0.70989 | 0.71743 | 0.72449 | 0.73101 | 0 | 0 | 0 | 0 | 0 | 0 | 0 | 0
F2_Commercial_Lodging_New_Miscellaneous_Natural Gas_Pool Heater_E3 | F2 | Commercial | Lodging | New | Miscellaneous | Natural Gas | Pool Heater | E3 | TRC BC Ratio | 0 | 0 | 0 | 0 | 0 | 0 | 0 | 0 | 0 | 0 | 0 | 0 | 0 | 0 | 0 | 0 | 0 | 0 | 0 | 0 | 0 | 0 | 0 | 0 | 0 | 0 | 0 | 0 | 0 | 0
F2_Commercial_Lodging_New_Miscellaneous_Natural Gas_Pool Heater_E4 | F2 | Commercial | Lodging | New | Miscellaneous | Natural Gas | Pool Heater | E4 | TRC BC Ratio | 0 | 0 | 0 | 0 | 0 | 0 | 0 | 0 | 0 | 0 | 0 | 0 | 0 | 0 | 0 | 0 | 0 | 0 | 0 | 0 | 0 | 0 | 0 | 0 | 0 | 0 | 0 | 0 | 0 | 0
F2_Commercial_Lodging_New_Miscellaneous_Natural Gas_Pool Heater_E5 | F2 | Commercial | Lodging | New | Miscellaneous | Natural Gas | Pool Heater | E5 | TRC BC Ratio | 0 | 0 | 0 | 0 | 0 | 0 | 0 | 0 | 0 | 0 | 0 | 0 | 0 | 0 | 0 | 0 | 0 | 0 | 0 | 0 | 0 | 0 | 0 | 0 | 0 | 0 | 0 | 0 | 0 | 0
F2_Commercial_Lodging_New_Miscellaneous_Natural Gas_Pool Heater_E6 | F2 | Commercial | Lodging | New | Miscellaneous | Natural Gas | Pool Heater | E6 | TRC BC Ratio | 0 | 0 | 0 | 0 | 0 | 0 | 0 | 0 | 0 | 0 | 0 | 0 | 0 | 0 | 0 | 0 | 0 | 0 | 0 | 0 | 0 | 0 | 0 | 0 | 0 | 0 | 0 | 0 | 0 | 0
F2_Commercial_Lodging_New_Miscellaneous_Natural Gas_Pool Heater_E7 | F2 | Commercial | Lodging | New | Miscellaneous | Natural Gas | Pool Heater | E7 | TRC BC Ratio | 0 | 0 | 0 | 0 | 0 | 0 | 0 | 0 | 0 | 0 | 0 | 0 | 0 | 0 | 0 | 0 | 0 | 0 | 0 | 0 | 0 | 0 | 0 | 0 | 0 | 0 | 0 | 0 | 0 | 0
F2_Commercial_Lodging_New_Miscellaneous_Natural Gas_Pool Heater_E8 | F2 | Commercial | Lodging | New | Miscellaneous | Natural Gas | Pool Heater | E8 | TRC BC Ratio | 0 | 0 | 0 | 0 | 0 | 0 | 0 | 0 | 0 | 0 | 0 | 0 | 0 | 0 | 0 | 0 | 0 | 0 | 0 | 0 | 0 | 0 | 0 | 0 | 0 | 0 | 0 | 0 | 0 | 0
F2_Commercial_Lodging_New_Miscellaneous_Natural Gas_Pool Heater_E9 | F2 | Commercial | Lodging | New | Miscellaneous | Natural Gas | Pool Heater | E9 | TRC BC Ratio | 0 | 0 | 0 | 0 | 0 | 0 | 0 | 0 | 0 | 0 | 0 | 0 | 0 | 0 | 0 | 0 | 0 | 0 | 0 | 0 | 0 | 0 | 0 | 0 | 0 | 0 | 0 | 0 | 0 | 0
F2_Commercial_Lodging_New_Miscellaneous_Natural Gas_Pool Heater_E10 | F2 | Commercial | Lodging | New | Miscellaneous | Natural Gas | Pool Heater | E10 | TRC BC Ratio | 0 | 0 | 0 | 0 | 0 | 0 | 0 | 0 | 0 | 0 | 0 | 0 | 0 | 0 | 0 | 0 | 0 | 0 | 0 | 0 | 0 | 0 | 0 | 0 | 0 | 0 | 0 | 0 | 0 | 0
F3_Commercial_Lodging_New_Miscellaneous_Natural Gas_Pool Heater_E1 | F3 | Commercial | Lodging | New | Miscellaneous | Natural Gas | Pool Heater | E1 | PACT BC Ratio | 0.9 | 0.9 | 0.9 | 0.9 | 0.9 | 0.9 | 0.9 | 0.9 | 0.9 | 0.9 | 0.9 | 0.9 | 0.9 | 0.9 | 0.9 | 0.9 | 0.9 | 0.9 | 0.9 | 0.9 | 0.9 | 0.9 | 0 | 0 | 0 | 0 | 0 | 0 | 0 | 0
F3_Commercial_Lodging_New_Miscellaneous_Natural Gas_Pool Heater_E2 | F3 | Commercial | Lodging | New | Miscellaneous | Natural Gas | Pool Heater | E2 | PACT BC Ratio | 0.73673 | 0.73355 | 0.73416 | 0.74503 | 0.76375 | 0.78778 | 0.8085 | 0.82498 | 0.83988 | 0.8546 | 0.87065 | 0.88694 | 0.903 | 0.921 | 0.93811 | 0.95437 | 0.97078 | 0.98549 | 0.99827 | 1.0089 | 1.0188 | 1.028 | 0 | 0 | 0 | 0 | 0 | 0 | 0 | 0
F3_Commercial_Lodging_New_Miscellaneous_Natural Gas_Pool Heater_E3 | F3 | Commercial | Lodging | New | Miscellaneous | Natural Gas | Pool Heater | E3 | PACT BC Ratio | 0 | 0 | 0 | 0 | 0 | 0 | 0 | 0 | 0 | 0 | 0 | 0 | 0 | 0 | 0 | 0 | 0 | 0 | 0 | 0 | 0 | 0 | 0 | 0 | 0 | 0 | 0 | 0 | 0 | 0
F3_Commercial_Lodging_New_Miscellaneous_Natural Gas_Pool Heater_E4 | F3 | Commercial | Lodging | New | Miscellaneous | Natural Gas | Pool Heater | E4 | PACT BC Ratio | 0 | 0 | 0 | 0 | 0 | 0 | 0 | 0 | 0 | 0 | 0 | 0 | 0 | 0 | 0 | 0 | 0 | 0 | 0 | 0 | 0 | 0 | 0 | 0 | 0 | 0 | 0 | 0 | 0 | 0
F3_Commercial_Lodging_New_Miscellaneous_Natural Gas_Pool Heater_E5 | F3 | Commercial | Lodging | New | Miscellaneous | Natural Gas | Pool Heater | E5 | PACT BC Ratio | 0 | 0 | 0 | 0 | 0 | 0 | 0 | 0 | 0 | 0 | 0 | 0 | 0 | 0 | 0 | 0 | 0 | 0 | 0 | 0 | 0 | 0 | 0 | 0 | 0 | 0 | 0 | 0 | 0 | 0
F3_Commercial_Lodging_New_Miscellaneous_Natural Gas_Pool Heater_E6 | F3 | Commercial | Lodging | New | Miscellaneous | Natural Gas | Pool Heater | E6 | PACT BC Ratio | 0 | 0 | 0 | 0 | 0 | 0 | 0 | 0 | 0 | 0 | 0 | 0 | 0 | 0 | 0 | 0 | 0 | 0 | 0 | 0 | 0 | 0 | 0 | 0 | 0 | 0 | 0 | 0 | 0 | 0
F3_Commercial_Lodging_New_Miscellaneous_Natural Gas_Pool Heater_E7 | F3 | Commercial | Lodging | New | Miscellaneous | Natural Gas | Pool Heater | E7 | PACT BC Ratio | 0 | 0 | 0 | 0 | 0 | 0 | 0 | 0 | 0 | 0 | 0 | 0 | 0 | 0 | 0 | 0 | 0 | 0 | 0 | 0 | 0 | 0 | 0 | 0 | 0 | 0 | 0 | 0 | 0 | 0
F3_Commercial_Lodging_New_Miscellaneous_Natural Gas_Pool Heater_E8 | F3 | Commercial | Lodging | New | Miscellaneous | Natural Gas | Pool Heater | E8 | PACT BC Ratio | 0 | 0 | 0 | 0 | 0 | 0 | 0 | 0 | 0 | 0 | 0 | 0 | 0 | 0 | 0 | 0 | 0 | 0 | 0 | 0 | 0 | 0 | 0 | 0 | 0 | 0 | 0 | 0 | 0 | 0
F3_Commercial_Lodging_New_Miscellaneous_Natural Gas_Pool Heater_E9 | F3 | Commercial | Lodging | New | Miscellaneous | Natural Gas | Pool Heater | E9 | PACT BC Ratio | 0 | 0 | 0 | 0 | 0 | 0 | 0 | 0 | 0 | 0 | 0 | 0 | 0 | 0 | 0 | 0 | 0 | 0 | 0 | 0 | 0 | 0 | 0 | 0 | 0 | 0 | 0 | 0 | 0 | 0
F3_Commercial_Lodging_New_Miscellaneous_Natural Gas_Pool Heater_E10 | F3 | Commercial | Lodging | New | Miscellaneous | Natural Gas | Pool Heater | E10 | PACT BC Ratio | 0 | 0 | 0 | 0 | 0 | 0 | 0 | 0 | 0 | 0 | 0 | 0 | 0 | 0 | 0 | 0 | 0 | 0 | 0 | 0 | 0 | 0 | 0 | 0 | 0 | 0 | 0 | 0 | 0 | 0
F4_Commercial_Lodging_New_Miscellaneous_Natural Gas_Pool Heater_E1 | F4 | Commercial | Lodging | New | Miscellaneous | Natural Gas | Pool Heater | E1 | PCT BC Ratio | 0.9 | 0.9 | 0.9 | 0.9 | 0.9 | 0.9 | 0.9 | 0.9 | 0.9 | 0.9 | 0.9 | 0.9 | 0.9 | 0.9 | 0.9 | 0.9 | 0.9 | 0.9 | 0.9 | 0.9 | 0.9 | 0.9 | 0 | 0 | 0 | 0 | 0 | 0 | 0 | 0
F4_Commercial_Lodging_New_Miscellaneous_Natural Gas_Pool Heater_E2 | F4 | Commercial | Lodging | New | Miscellaneous | Natural Gas | Pool Heater | E2 | PCT BC Ratio | 1.5399 | 1.5356 | 1.5364 | 1.5512 | 1.5766 | 1.6092 | 1.6373 | 1.6597 | 1.6799 | 1.6999 | 1.7217 | 1.7439 | 1.7657 | 1.7901 | 1.8133 | 1.8354 | 1.8577 | 1.8776 | 1.895 | 1.9094 | 1.9229 | 1.9353 | 0 | 0 | 0 | 0 | 0 | 0 | 0 | 0
F4_Commercial_Lodging_New_Miscellaneous_Natural Gas_Pool Heater_E3 | F4 | Commercial | Lodging | New | Miscellaneous | Natural Gas | Pool Heater | E3 | PCT BC Ratio | 0 | 0 | 0 | 0 | 0 | 0 | 0 | 0 | 0 | 0 | 0 | 0 | 0 | 0 | 0 | 0 | 0 | 0 | 0 | 0 | 0 | 0 | 0 | 0 | 0 | 0 | 0 | 0 | 0 | 0
F4_Commercial_Lodging_New_Miscellaneous_Natural Gas_Pool Heater_E4 | F4 | Commercial | Lodging | New | Miscellaneous | Natural Gas | Pool Heater | E4 | PCT BC Ratio | 0 | 0 | 0 | 0 | 0 | 0 | 0 | 0 | 0 | 0 | 0 | 0 | 0 | 0 | 0 | 0 | 0 | 0 | 0 | 0 | 0 | 0 | 0 | 0 | 0 | 0 | 0 | 0 | 0 | 0
F4_Commercial_Lodging_New_Miscellaneous_Natural Gas_Pool Heater_E5 | F4 | Commercial | Lodging | New | Miscellaneous | Natural Gas | Pool Heater | E5 | PCT BC Ratio | 0 | 0 | 0 | 0 | 0 | 0 | 0 | 0 | 0 | 0 | 0 | 0 | 0 | 0 | 0 | 0 | 0 | 0 | 0 | 0 | 0 | 0 | 0 | 0 | 0 | 0 | 0 | 0 | 0 | 0
F4_Commercial_Lodging_New_Miscellaneous_Natural Gas_Pool Heater_E6 | F4 | Commercial | Lodging | New | Miscellaneous | Natural Gas | Pool Heater | E6 | PCT BC Ratio | 0 | 0 | 0 | 0 | 0 | 0 | 0 | 0 | 0 | 0 | 0 | 0 | 0 | 0 | 0 | 0 | 0 | 0 | 0 | 0 | 0 | 0 | 0 | 0 | 0 | 0 | 0 | 0 | 0 | 0
F4_Commercial_Lodging_New_Miscellaneous_Natural Gas_Pool Heater_E7 | F4 | Commercial | Lodging | New | Miscellaneous | Natural Gas | Pool Heater | E7 | PCT BC Ratio | 0 | 0 | 0 | 0 | 0 | 0 | 0 | 0 | 0 | 0 | 0 | 0 | 0 | 0 | 0 | 0 | 0 | 0 | 0 | 0 | 0 | 0 | 0 | 0 | 0 | 0 | 0 | 0 | 0 | 0
F4_Commercial_Lodging_New_Miscellaneous_Natural Gas_Pool Heater_E8 | F4 | Commercial | Lodging | New | Miscellaneous | Natural Gas | Pool Heater | E8 | PCT BC Ratio | 0 | 0 | 0 | 0 | 0 | 0 | 0 | 0 | 0 | 0 | 0 | 0 | 0 | 0 | 0 | 0 | 0 | 0 | 0 | 0 | 0 | 0 | 0 | 0 | 0 | 0 | 0 | 0 | 0 | 0
F4_Commercial_Lodging_New_Miscellaneous_Natural Gas_Pool Heater_E9 | F4 | Commercial | Lodging | New | Miscellaneous | Natural Gas | Pool Heater | E9 | PCT BC Ratio | 0 | 0 | 0 | 0 | 0 | 0 | 0 | 0 | 0 | 0 | 0 | 0 | 0 | 0 | 0 | 0 | 0 | 0 | 0 | 0 | 0 | 0 | 0 | 0 | 0 | 0 | 0 | 0 | 0 | 0
F4_Commercial_Lodging_New_Miscellaneous_Natural Gas_Pool Heater_E10 | F4 | Commercial | Lodging | New | Miscellaneous | Natural Gas | Pool Heater | E10 | PCT BC Ratio | 0 | 0 | 0 | 0 | 0 | 0 | 0 | 0 | 0 | 0 | 0 | 0 | 0 | 0 | 0 | 0 | 0 | 0 | 0 | 0 | 0 | 0 | 0 | 0 | 0 | 0 | 0 | 0 | 0 | 0
F5_Commercial_Lodging_New_Miscellaneous_Natural Gas_Pool Heater_E1 | F5 | Commercial | Lodging | New | Miscellaneous | Natural Gas | Pool Heater | E1 | RIM BC Ratio | 0.9 | 0.9 | 0.9 | 0.9 | 0.9 | 0.9 | 0.9 | 0.9 | 0.9 | 0.9 | 0.9 | 0.9 | 0.9 | 0.9 | 0.9 | 0.9 | 0.9 | 0.9 | 0.9 | 0.9 | 0.9 | 0.9 | 0 | 0 | 0 | 0 | 0 | 0 | 0 | 0
F5_Commercial_Lodging_New_Miscellaneous_Natural Gas_Pool Heater_E2 | F5 | Commercial | Lodging | New | Miscellaneous | Natural Gas | Pool Heater | E2 | RIM BC Ratio | 0.39133 | 0.39043 | 0.3906 | 0.39366 | 0.39882 | 0.40528 | 0.41069 | 0.4149 | 0.41863 | 0.42226 | 0.42614 | 0.43001 | 0.43375 | 0.43786 | 0.44169 | 0.44526 | 0.4488 | 0.45192 | 0.45459 | 0.45677 | 0.4588 | 0.46065 | 0 | 0 | 0 | 0 | 0 | 0 | 0 | 0
F5_Commercial_Lodging_New_Miscellaneous_Natural Gas_Pool Heater_E3 | F5 | Commercial | Lodging | New | Miscellaneous | Natural Gas | Pool Heater | E3 | RIM BC Ratio | 0 | 0 | 0 | 0 | 0 | 0 | 0 | 0 | 0 | 0 | 0 | 0 | 0 | 0 | 0 | 0 | 0 | 0 | 0 | 0 | 0 | 0 | 0 | 0 | 0 | 0 | 0 | 0 | 0 | 0
F5_Commercial_Lodging_New_Miscellaneous_Natural Gas_Pool Heater_E4 | F5 | Commercial | Lodging | New | Miscellaneous | Natural Gas | Pool Heater | E4 | RIM BC Ratio | 0 | 0 | 0 | 0 | 0 | 0 | 0 | 0 | 0 | 0 | 0 | 0 | 0 | 0 | 0 | 0 | 0 | 0 | 0 | 0 | 0 | 0 | 0 | 0 | 0 | 0 | 0 | 0 | 0 | 0
F5_Commercial_Lodging_New_Miscellaneous_Natural Gas_Pool Heater_E5 | F5 | Commercial | Lodging | New | Miscellaneous | Natural Gas | Pool Heater | E5 | RIM BC Ratio | 0 | 0 | 0 | 0 | 0 | 0 | 0 | 0 | 0 | 0 | 0 | 0 | 0 | 0 | 0 | 0 | 0 | 0 | 0 | 0 | 0 | 0 | 0 | 0 | 0 | 0 | 0 | 0 | 0 | 0
F5_Commercial_Lodging_New_Miscellaneous_Natural Gas_Pool Heater_E6 | F5 | Commercial | Lodging | New | Miscellaneous | Natural Gas | Pool Heater | E6 | RIM BC Ratio | 0 | 0 | 0 | 0 | 0 | 0 | 0 | 0 | 0 | 0 | 0 | 0 | 0 | 0 | 0 | 0 | 0 | 0 | 0 | 0 | 0 | 0 | 0 | 0 | 0 | 0 | 0 | 0 | 0 | 0
F5_Commercial_Lodging_New_Miscellaneous_Natural Gas_Pool Heater_E7 | F5 | Commercial | Lodging | New | Miscellaneous | Natural Gas | Pool Heater | E7 | RIM BC Ratio | 0 | 0 | 0 | 0 | 0 | 0 | 0 | 0 | 0 | 0 | 0 | 0 | 0 | 0 | 0 | 0 | 0 | 0 | 0 | 0 | 0 | 0 | 0 | 0 | 0 | 0 | 0 | 0 | 0 | 0
F5_Commercial_Lodging_New_Miscellaneous_Natural Gas_Pool Heater_E8 | F5 | Commercial | Lodging | New | Miscellaneous | Natural Gas | Pool Heater | E8 | RIM BC Ratio | 0 | 0 | 0 | 0 | 0 | 0 | 0 | 0 | 0 | 0 | 0 | 0 | 0 | 0 | 0 | 0 | 0 | 0 | 0 | 0 | 0 | 0 | 0 | 0 | 0 | 0 | 0 | 0 | 0 | 0
F5_Commercial_Lodging_New_Miscellaneous_Natural Gas_Pool Heater_E9 | F5 | Commercial | Lodging | New | Miscellaneous | Natural Gas | Pool Heater | E9 | RIM BC Ratio | 0 | 0 | 0 | 0 | 0 | 0 | 0 | 0 | 0 | 0 | 0 | 0 | 0 | 0 | 0 | 0 | 0 | 0 | 0 | 0 | 0 | 0 | 0 | 0 | 0 | 0 | 0 | 0 | 0 | 0
F5_Commercial_Lodging_New_Miscellaneous_Natural Gas_Pool Heater_E10 | F5 | Commercial | Lodging | New | Miscellaneous | Natural Gas | Pool Heater | E10 | RIM BC Ratio | 0 | 0 | 0 | 0 | 0 | 0 | 0 | 0 | 0 | 0 | 0 | 0 | 0 | 0 | 0 | 0 | 0 | 0 | 0 | 0 | 0 | 0 | 0 | 0 | 0 | 0 | 0 | 0 | 0 | 0
F0_Commercial_Lodging_New_Miscellaneous_Natural Gas_Miscellaneous_E0 | F0 | Commercial | Lodging | New | Miscellaneous | Natural Gas | Miscellaneous | E0 | Economic Unit | Miscellaneous | Miscellaneous | Miscellaneous | Miscellaneous | Miscellaneous | Miscellaneous | Miscellaneous | Miscellaneous | Miscellaneous | Miscellaneous | Miscellaneous | Miscellaneous | Miscellaneous | Miscellaneous | Miscellaneous | Miscellaneous | Miscellaneous | Miscellaneous | Miscellaneous | Miscellaneous | Miscellaneous | Miscellaneous | 0 | 0 | 0 | 0 | 0 | 0 | 0 | 0
F1_Commercial_Lodging_New_Miscellaneous_Natural Gas_Miscellaneous_E1 | F1 | Commercial | Lodging | New | Miscellaneous | Natural Gas | Miscellaneous | E1 | CCE | 0 | 0 | 0 | 0 | 0 | 0 | 0 | 0 | 0 | 0 | 0 | 0 | 0 | 0 | 0 | 0 | 0 | 0 | 0 | 0 | 0 | 0 | 0 | 0 | 0 | 0 | 0 | 0 | 0 | 0
F1_Commercial_Lodging_New_Miscellaneous_Natural Gas_Miscellaneous_E2 | F1 | Commercial | Lodging | New | Miscellaneous | Natural Gas | Miscellaneous | E2 | CCE | 0 | 0 | 0 | 0 | 0 | 0 | 0 | 0 | 0 | 0 | 0 | 0 | 0 | 0 | 0 | 0 | 0 | 0 | 0 | 0 | 0 | 0 | 0 | 0 | 0 | 0 | 0 | 0 | 0 | 0
F1_Commercial_Lodging_New_Miscellaneous_Natural Gas_Miscellaneous_E3 | F1 | Commercial | Lodging | New | Miscellaneous | Natural Gas | Miscellaneous | E3 | CCE | 0 | 0 | 0 | 0 | 0 | 0 | 0 | 0 | 0 | 0 | 0 | 0 | 0 | 0 | 0 | 0 | 0 | 0 | 0 | 0 | 0 | 0 | 0 | 0 | 0 | 0 | 0 | 0 | 0 | 0
F1_Commercial_Lodging_New_Miscellaneous_Natural Gas_Miscellaneous_E4 | F1 | Commercial | Lodging | New | Miscellaneous | Natural Gas | Miscellaneous | E4 | CCE | 0 | 0 | 0 | 0 | 0 | 0 | 0 | 0 | 0 | 0 | 0 | 0 | 0 | 0 | 0 | 0 | 0 | 0 | 0 | 0 | 0 | 0 | 0 | 0 | 0 | 0 | 0 | 0 | 0 | 0
F1_Commercial_Lodging_New_Miscellaneous_Natural Gas_Miscellaneous_E5 | F1 | Commercial | Lodging | New | Miscellaneous | Natural Gas | Miscellaneous | E5 | CCE | 0 | 0 | 0 | 0 | 0 | 0 | 0 | 0 | 0 | 0 | 0 | 0 | 0 | 0 | 0 | 0 | 0 | 0 | 0 | 0 | 0 | 0 | 0 | 0 | 0 | 0 | 0 | 0 | 0 | 0
F1_Commercial_Lodging_New_Miscellaneous_Natural Gas_Miscellaneous_E6 | F1 | Commercial | Lodging | New | Miscellaneous | Natural Gas | Miscellaneous | E6 | CCE | 0 | 0 | 0 | 0 | 0 | 0 | 0 | 0 | 0 | 0 | 0 | 0 | 0 | 0 | 0 | 0 | 0 | 0 | 0 | 0 | 0 | 0 | 0 | 0 | 0 | 0 | 0 | 0 | 0 | 0
F1_Commercial_Lodging_New_Miscellaneous_Natural Gas_Miscellaneous_E7 | F1 | Commercial | Lodging | New | Miscellaneous | Natural Gas | Miscellaneous | E7 | CCE | 0 | 0 | 0 | 0 | 0 | 0 | 0 | 0 | 0 | 0 | 0 | 0 | 0 | 0 | 0 | 0 | 0 | 0 | 0 | 0 | 0 | 0 | 0 | 0 | 0 | 0 | 0 | 0 | 0 | 0
F1_Commercial_Lodging_New_Miscellaneous_Natural Gas_Miscellaneous_E8 | F1 | Commercial | Lodging | New | Miscellaneous | Natural Gas | Miscellaneous | E8 | CCE | 0 | 0 | 0 | 0 | 0 | 0 | 0 | 0 | 0 | 0 | 0 | 0 | 0 | 0 | 0 | 0 | 0 | 0 | 0 | 0 | 0 | 0 | 0 | 0 | 0 | 0 | 0 | 0 | 0 | 0
F1_Commercial_Lodging_New_Miscellaneous_Natural Gas_Miscellaneous_E9 | F1 | Commercial | Lodging | New | Miscellaneous | Natural Gas | Miscellaneous | E9 | CCE | 0 | 0 | 0 | 0 | 0 | 0 | 0 | 0 | 0 | 0 | 0 | 0 | 0 | 0 | 0 | 0 | 0 | 0 | 0 | 0 | 0 | 0 | 0 | 0 | 0 | 0 | 0 | 0 | 0 | 0
F1_Commercial_Lodging_New_Miscellaneous_Natural Gas_Miscellaneous_E10 | F1 | Commercial | Lodging | New | Miscellaneous | Natural Gas | Miscellaneous | E10 | CCE | 0 | 0 | 0 | 0 | 0 | 0 | 0 | 0 | 0 | 0 | 0 | 0 | 0 | 0 | 0 | 0 | 0 | 0 | 0 | 0 | 0 | 0 | 0 | 0 | 0 | 0 | 0 | 0 | 0 | 0
F2_Commercial_Lodging_New_Miscellaneous_Natural Gas_Miscellaneous_E1 | F2 | Commercial | Lodging | New | Miscellaneous | Natural Gas | Miscellaneous | E1 | TRC BC Ratio | 0.9 | 0.9 | 0.9 | 0.9 | 0.9 | 0.9 | 0.9 | 0.9 | 0.9 | 0.9 | 0.9 | 0.9 | 0.9 | 0.9 | 0.9 | 0.9 | 0.9 | 0.9 | 0.9 | 0.9 | 0.9 | 0.9 | 0 | 0 | 0 | 0 | 0 | 0 | 0 | 0
F2_Commercial_Lodging_New_Miscellaneous_Natural Gas_Miscellaneous_E2 | F2 | Commercial | Lodging | New | Miscellaneous | Natural Gas | Miscellaneous | E2 | TRC BC Ratio | 0 | 0 | 0 | 0 | 0 | 0 | 0 | 0 | 0 | 0 | 0 | 0 | 0 | 0 | 0 | 0 | 0 | 0 | 0 | 0 | 0 | 0 | 0 | 0 | 0 | 0 | 0 | 0 | 0 | 0
F2_Commercial_Lodging_New_Miscellaneous_Natural Gas_Miscellaneous_E3 | F2 | Commercial | Lodging | New | Miscellaneous | Natural Gas | Miscellaneous | E3 | TRC BC Ratio | 0 | 0 | 0 | 0 | 0 | 0 | 0 | 0 | 0 | 0 | 0 | 0 | 0 | 0 | 0 | 0 | 0 | 0 | 0 | 0 | 0 | 0 | 0 | 0 | 0 | 0 | 0 | 0 | 0 | 0
F2_Commercial_Lodging_New_Miscellaneous_Natural Gas_Miscellaneous_E4 | F2 | Commercial | Lodging | New | Miscellaneous | Natural Gas | Miscellaneous | E4 | TRC BC Ratio | 0 | 0 | 0 | 0 | 0 | 0 | 0 | 0 | 0 | 0 | 0 | 0 | 0 | 0 | 0 | 0 | 0 | 0 | 0 | 0 | 0 | 0 | 0 | 0 | 0 | 0 | 0 | 0 | 0 | 0
F2_Commercial_Lodging_New_Miscellaneous_Natural Gas_Miscellaneous_E5 | F2 | Commercial | Lodging | New | Miscellaneous | Natural Gas | Miscellaneous | E5 | TRC BC Ratio | 0 | 0 | 0 | 0 | 0 | 0 | 0 | 0 | 0 | 0 | 0 | 0 | 0 | 0 | 0 | 0 | 0 | 0 | 0 | 0 | 0 | 0 | 0 | 0 | 0 | 0 | 0 | 0 | 0 | 0
F2_Commercial_Lodging_New_Miscellaneous_Natural Gas_Miscellaneous_E6 | F2 | Commercial | Lodging | New | Miscellaneous | Natural Gas | Miscellaneous | E6 | TRC BC Ratio | 0 | 0 | 0 | 0 | 0 | 0 | 0 | 0 | 0 | 0 | 0 | 0 | 0 | 0 | 0 | 0 | 0 | 0 | 0 | 0 | 0 | 0 | 0 | 0 | 0 | 0 | 0 | 0 | 0 | 0
F2_Commercial_Lodging_New_Miscellaneous_Natural Gas_Miscellaneous_E7 | F2 | Commercial | Lodging | New | Miscellaneous | Natural Gas | Miscellaneous | E7 | TRC BC Ratio | 0 | 0 | 0 | 0 | 0 | 0 | 0 | 0 | 0 | 0 | 0 | 0 | 0 | 0 | 0 | 0 | 0 | 0 | 0 | 0 | 0 | 0 | 0 | 0 | 0 | 0 | 0 | 0 | 0 | 0
F2_Commercial_Lodging_New_Miscellaneous_Natural Gas_Miscellaneous_E8 | F2 | Commercial | Lodging | New | Miscellaneous | Natural Gas | Miscellaneous | E8 | TRC BC Ratio | 0 | 0 | 0 | 0 | 0 | 0 | 0 | 0 | 0 | 0 | 0 | 0 | 0 | 0 | 0 | 0 | 0 | 0 | 0 | 0 | 0 | 0 | 0 | 0 | 0 | 0 | 0 | 0 | 0 | 0
F2_Commercial_Lodging_New_Miscellaneous_Natural Gas_Miscellaneous_E9 | F2 | Commercial | Lodging | New | Miscellaneous | Natural Gas | Miscellaneous | E9 | TRC BC Ratio | 0 | 0 | 0 | 0 | 0 | 0 | 0 | 0 | 0 | 0 | 0 | 0 | 0 | 0 | 0 | 0 | 0 | 0 | 0 | 0 | 0 | 0 | 0 | 0 | 0 | 0 | 0 | 0 | 0 | 0
F2_Commercial_Lodging_New_Miscellaneous_Natural Gas_Miscellaneous_E10 | F2 | Commercial | Lodging | New | Miscellaneous | Natural Gas | Miscellaneous | E10 | TRC BC Ratio | 0 | 0 | 0 | 0 | 0 | 0 | 0 | 0 | 0 | 0 | 0 | 0 | 0 | 0 | 0 | 0 | 0 | 0 | 0 | 0 | 0 | 0 | 0 | 0 | 0 | 0 | 0 | 0 | 0 | 0
F3_Commercial_Lodging_New_Miscellaneous_Natural Gas_Miscellaneous_E1 | F3 | Commercial | Lodging | New | Miscellaneous | Natural Gas | Miscellaneous | E1 | PACT BC Ratio | 0.9 | 0.9 | 0.9 | 0.9 | 0.9 | 0.9 | 0.9 | 0.9 | 0.9 | 0.9 | 0.9 | 0.9 | 0.9 | 0.9 | 0.9 | 0.9 | 0.9 | 0.9 | 0.9 | 0.9 | 0.9 | 0.9 | 0 | 0 | 0 | 0 | 0 | 0 | 0 | 0
F3_Commercial_Lodging_New_Miscellaneous_Natural Gas_Miscellaneous_E2 | F3 | Commercial | Lodging | New | Miscellaneous | Natural Gas | Miscellaneous | E2 | PACT BC Ratio | 0 | 0 | 0 | 0 | 0 | 0 | 0 | 0 | 0 | 0 | 0 | 0 | 0 | 0 | 0 | 0 | 0 | 0 | 0 | 0 | 0 | 0 | 0 | 0 | 0 | 0 | 0 | 0 | 0 | 0
F3_Commercial_Lodging_New_Miscellaneous_Natural Gas_Miscellaneous_E3 | F3 | Commercial | Lodging | New | Miscellaneous | Natural Gas | Miscellaneous | E3 | PACT BC Ratio | 0 | 0 | 0 | 0 | 0 | 0 | 0 | 0 | 0 | 0 | 0 | 0 | 0 | 0 | 0 | 0 | 0 | 0 | 0 | 0 | 0 | 0 | 0 | 0 | 0 | 0 | 0 | 0 | 0 | 0
F3_Commercial_Lodging_New_Miscellaneous_Natural Gas_Miscellaneous_E4 | F3 | Commercial | Lodging | New | Miscellaneous | Natural Gas | Miscellaneous | E4 | PACT BC Ratio | 0 | 0 | 0 | 0 | 0 | 0 | 0 | 0 | 0 | 0 | 0 | 0 | 0 | 0 | 0 | 0 | 0 | 0 | 0 | 0 | 0 | 0 | 0 | 0 | 0 | 0 | 0 | 0 | 0 | 0
F3_Commercial_Lodging_New_Miscellaneous_Natural Gas_Miscellaneous_E5 | F3 | Commercial | Lodging | New | Miscellaneous | Natural Gas | Miscellaneous | E5 | PACT BC Ratio | 0 | 0 | 0 | 0 | 0 | 0 | 0 | 0 | 0 | 0 | 0 | 0 | 0 | 0 | 0 | 0 | 0 | 0 | 0 | 0 | 0 | 0 | 0 | 0 | 0 | 0 | 0 | 0 | 0 | 0
F3_Commercial_Lodging_New_Miscellaneous_Natural Gas_Miscellaneous_E6 | F3 | Commercial | Lodging | New | Miscellaneous | Natural Gas | Miscellaneous | E6 | PACT BC Ratio | 0 | 0 | 0 | 0 | 0 | 0 | 0 | 0 | 0 | 0 | 0 | 0 | 0 | 0 | 0 | 0 | 0 | 0 | 0 | 0 | 0 | 0 | 0 | 0 | 0 | 0 | 0 | 0 | 0 | 0
F3_Commercial_Lodging_New_Miscellaneous_Natural Gas_Miscellaneous_E7 | F3 | Commercial | Lodging | New | Miscellaneous | Natural Gas | Miscellaneous | E7 | PACT BC Ratio | 0 | 0 | 0 | 0 | 0 | 0 | 0 | 0 | 0 | 0 | 0 | 0 | 0 | 0 | 0 | 0 | 0 | 0 | 0 | 0 | 0 | 0 | 0 | 0 | 0 | 0 | 0 | 0 | 0 | 0
F3_Commercial_Lodging_New_Miscellaneous_Natural Gas_Miscellaneous_E8 | F3 | Commercial | Lodging | New | Miscellaneous | Natural Gas | Miscellaneous | E8 | PACT BC Ratio | 0 | 0 | 0 | 0 | 0 | 0 | 0 | 0 | 0 | 0 | 0 | 0 | 0 | 0 | 0 | 0 | 0 | 0 | 0 | 0 | 0 | 0 | 0 | 0 | 0 | 0 | 0 | 0 | 0 | 0
F3_Commercial_Lodging_New_Miscellaneous_Natural Gas_Miscellaneous_E9 | F3 | Commercial | Lodging | New | Miscellaneous | Natural Gas | Miscellaneous | E9 | PACT BC Ratio | 0 | 0 | 0 | 0 | 0 | 0 | 0 | 0 | 0 | 0 | 0 | 0 | 0 | 0 | 0 | 0 | 0 | 0 | 0 | 0 | 0 | 0 | 0 | 0 | 0 | 0 | 0 | 0 | 0 | 0
F3_Commercial_Lodging_New_Miscellaneous_Natural Gas_Miscellaneous_E10 | F3 | Commercial | Lodging | New | Miscellaneous | Natural Gas | Miscellaneous | E10 | PACT BC Ratio | 0 | 0 | 0 | 0 | 0 | 0 | 0 | 0 | 0 | 0 | 0 | 0 | 0 | 0 | 0 | 0 | 0 | 0 | 0 | 0 | 0 | 0 | 0 | 0 | 0 | 0 | 0 | 0 | 0 | 0
F4_Commercial_Lodging_New_Miscellaneous_Natural Gas_Miscellaneous_E1 | F4 | Commercial | Lodging | New | Miscellaneous | Natural Gas | Miscellaneous | E1 | PCT BC Ratio | 0.9 | 0.9 | 0.9 | 0.9 | 0.9 | 0.9 | 0.9 | 0.9 | 0.9 | 0.9 | 0.9 | 0.9 | 0.9 | 0.9 | 0.9 | 0.9 | 0.9 | 0.9 | 0.9 | 0.9 | 0.9 | 0.9 | 0 | 0 | 0 | 0 | 0 | 0 | 0 | 0
F4_Commercial_Lodging_New_Miscellaneous_Natural Gas_Miscellaneous_E2 | F4 | Commercial | Lodging | New | Miscellaneous | Natural Gas | Miscellaneous | E2 | PCT BC Ratio | 0 | 0 | 0 | 0 | 0 | 0 | 0 | 0 | 0 | 0 | 0 | 0 | 0 | 0 | 0 | 0 | 0 | 0 | 0 | 0 | 0 | 0 | 0 | 0 | 0 | 0 | 0 | 0 | 0 | 0
F4_Commercial_Lodging_New_Miscellaneous_Natural Gas_Miscellaneous_E3 | F4 | Commercial | Lodging | New | Miscellaneous | Natural Gas | Miscellaneous | E3 | PCT BC Ratio | 0 | 0 | 0 | 0 | 0 | 0 | 0 | 0 | 0 | 0 | 0 | 0 | 0 | 0 | 0 | 0 | 0 | 0 | 0 | 0 | 0 | 0 | 0 | 0 | 0 | 0 | 0 | 0 | 0 | 0
F4_Commercial_Lodging_New_Miscellaneous_Natural Gas_Miscellaneous_E4 | F4 | Commercial | Lodging | New | Miscellaneous | Natural Gas | Miscellaneous | E4 | PCT BC Ratio | 0 | 0 | 0 | 0 | 0 | 0 | 0 | 0 | 0 | 0 | 0 | 0 | 0 | 0 | 0 | 0 | 0 | 0 | 0 | 0 | 0 | 0 | 0 | 0 | 0 | 0 | 0 | 0 | 0 | 0
F4_Commercial_Lodging_New_Miscellaneous_Natural Gas_Miscellaneous_E5 | F4 | Commercial | Lodging | New | Miscellaneous | Natural Gas | Miscellaneous | E5 | PCT BC Ratio | 0 | 0 | 0 | 0 | 0 | 0 | 0 | 0 | 0 | 0 | 0 | 0 | 0 | 0 | 0 | 0 | 0 | 0 | 0 | 0 | 0 | 0 | 0 | 0 | 0 | 0 | 0 | 0 | 0 | 0
F4_Commercial_Lodging_New_Miscellaneous_Natural Gas_Miscellaneous_E6 | F4 | Commercial | Lodging | New | Miscellaneous | Natural Gas | Miscellaneous | E6 | PCT BC Ratio | 0 | 0 | 0 | 0 | 0 | 0 | 0 | 0 | 0 | 0 | 0 | 0 | 0 | 0 | 0 | 0 | 0 | 0 | 0 | 0 | 0 | 0 | 0 | 0 | 0 | 0 | 0 | 0 | 0 | 0
F4_Commercial_Lodging_New_Miscellaneous_Natural Gas_Miscellaneous_E7 | F4 | Commercial | Lodging | New | Miscellaneous | Natural Gas | Miscellaneous | E7 | PCT BC Ratio | 0 | 0 | 0 | 0 | 0 | 0 | 0 | 0 | 0 | 0 | 0 | 0 | 0 | 0 | 0 | 0 | 0 | 0 | 0 | 0 | 0 | 0 | 0 | 0 | 0 | 0 | 0 | 0 | 0 | 0
F4_Commercial_Lodging_New_Miscellaneous_Natural Gas_Miscellaneous_E8 | F4 | Commercial | Lodging | New | Miscellaneous | Natural Gas | Miscellaneous | E8 | PCT BC Ratio | 0 | 0 | 0 | 0 | 0 | 0 | 0 | 0 | 0 | 0 | 0 | 0 | 0 | 0 | 0 | 0 | 0 | 0 | 0 | 0 | 0 | 0 | 0 | 0 | 0 | 0 | 0 | 0 | 0 | 0
F4_Commercial_Lodging_New_Miscellaneous_Natural Gas_Miscellaneous_E9 | F4 | Commercial | Lodging | New | Miscellaneous | Natural Gas | Miscellaneous | E9 | PCT BC Ratio | 0 | 0 | 0 | 0 | 0 | 0 | 0 | 0 | 0 | 0 | 0 | 0 | 0 | 0 | 0 | 0 | 0 | 0 | 0 | 0 | 0 | 0 | 0 | 0 | 0 | 0 | 0 | 0 | 0 | 0
F4_Commercial_Lodging_New_Miscellaneous_Natural Gas_Miscellaneous_E10 | F4 | Commercial | Lodging | New | Miscellaneous | Natural Gas | Miscellaneous | E10 | PCT BC Ratio | 0 | 0 | 0 | 0 | 0 | 0 | 0 | 0 | 0 | 0 | 0 | 0 | 0 | 0 | 0 | 0 | 0 | 0 | 0 | 0 | 0 | 0 | 0 | 0 | 0 | 0 | 0 | 0 | 0 | 0
F5_Commercial_Lodging_New_Miscellaneous_Natural Gas_Miscellaneous_E1 | F5 | Commercial | Lodging | New | Miscellaneous | Natural Gas | Miscellaneous | E1 | RIM BC Ratio | 0.9 | 0.9 | 0.9 | 0.9 | 0.9 | 0.9 | 0.9 | 0.9 | 0.9 | 0.9 | 0.9 | 0.9 | 0.9 | 0.9 | 0.9 | 0.9 | 0.9 | 0.9 | 0.9 | 0.9 | 0.9 | 0.9 | 0 | 0 | 0 | 0 | 0 | 0 | 0 | 0
F5_Commercial_Lodging_New_Miscellaneous_Natural Gas_Miscellaneous_E2 | F5 | Commercial | Lodging | New | Miscellaneous | Natural Gas | Miscellaneous | E2 | RIM BC Ratio | 0 | 0 | 0 | 0 | 0 | 0 | 0 | 0 | 0 | 0 | 0 | 0 | 0 | 0 | 0 | 0 | 0 | 0 | 0 | 0 | 0 | 0 | 0 | 0 | 0 | 0 | 0 | 0 | 0 | 0
F5_Commercial_Lodging_New_Miscellaneous_Natural Gas_Miscellaneous_E3 | F5 | Commercial | Lodging | New | Miscellaneous | Natural Gas | Miscellaneous | E3 | RIM BC Ratio | 0 | 0 | 0 | 0 | 0 | 0 | 0 | 0 | 0 | 0 | 0 | 0 | 0 | 0 | 0 | 0 | 0 | 0 | 0 | 0 | 0 | 0 | 0 | 0 | 0 | 0 | 0 | 0 | 0 | 0
F5_Commercial_Lodging_New_Miscellaneous_Natural Gas_Miscellaneous_E4 | F5 | Commercial | Lodging | New | Miscellaneous | Natural Gas | Miscellaneous | E4 | RIM BC Ratio | 0 | 0 | 0 | 0 | 0 | 0 | 0 | 0 | 0 | 0 | 0 | 0 | 0 | 0 | 0 | 0 | 0 | 0 | 0 | 0 | 0 | 0 | 0 | 0 | 0 | 0 | 0 | 0 | 0 | 0
F5_Commercial_Lodging_New_Miscellaneous_Natural Gas_Miscellaneous_E5 | F5 | Commercial | Lodging | New | Miscellaneous | Natural Gas | Miscellaneous | E5 | RIM BC Ratio | 0 | 0 | 0 | 0 | 0 | 0 | 0 | 0 | 0 | 0 | 0 | 0 | 0 | 0 | 0 | 0 | 0 | 0 | 0 | 0 | 0 | 0 | 0 | 0 | 0 | 0 | 0 | 0 | 0 | 0
F5_Commercial_Lodging_New_Miscellaneous_Natural Gas_Miscellaneous_E6 | F5 | Commercial | Lodging | New | Miscellaneous | Natural Gas | Miscellaneous | E6 | RIM BC Ratio | 0 | 0 | 0 | 0 | 0 | 0 | 0 | 0 | 0 | 0 | 0 | 0 | 0 | 0 | 0 | 0 | 0 | 0 | 0 | 0 | 0 | 0 | 0 | 0 | 0 | 0 | 0 | 0 | 0 | 0
F5_Commercial_Lodging_New_Miscellaneous_Natural Gas_Miscellaneous_E7 | F5 | Commercial | Lodging | New | Miscellaneous | Natural Gas | Miscellaneous | E7 | RIM BC Ratio | 0 | 0 | 0 | 0 | 0 | 0 | 0 | 0 | 0 | 0 | 0 | 0 | 0 | 0 | 0 | 0 | 0 | 0 | 0 | 0 | 0 | 0 | 0 | 0 | 0 | 0 | 0 | 0 | 0 | 0
F5_Commercial_Lodging_New_Miscellaneous_Natural Gas_Miscellaneous_E8 | F5 | Commercial | Lodging | New | Miscellaneous | Natural Gas | Miscellaneous | E8 | RIM BC Ratio | 0 | 0 | 0 | 0 | 0 | 0 | 0 | 0 | 0 | 0 | 0 | 0 | 0 | 0 | 0 | 0 | 0 | 0 | 0 | 0 | 0 | 0 | 0 | 0 | 0 | 0 | 0 | 0 | 0 | 0
F5_Commercial_Lodging_New_Miscellaneous_Natural Gas_Miscellaneous_E9 | F5 | Commercial | Lodging | New | Miscellaneous | Natural Gas | Miscellaneous | E9 | RIM BC Ratio | 0 | 0 | 0 | 0 | 0 | 0 | 0 | 0 | 0 | 0 | 0 | 0 | 0 | 0 | 0 | 0 | 0 | 0 | 0 | 0 | 0 | 0 | 0 | 0 | 0 | 0 | 0 | 0 | 0 | 0
F5_Commercial_Lodging_New_Miscellaneous_Natural Gas_Miscellaneous_E10 | F5 | Commercial | Lodging | New | Miscellaneous | Natural Gas | Miscellaneous | E10 | RIM BC Ratio | 0 | 0 | 0 | 0 | 0 | 0 | 0 | 0 | 0 | 0 | 0 | 0 | 0 | 0 | 0 | 0 | 0 | 0 | 0 | 0 | 0 | 0 | 0 | 0 | 0 | 0 | 0 | 0 | 0 | 0
F0_Commercial_Warehouse_Existing_Space Heating_Natural Gas_Furnace_E0 | F0 | Commercial | Warehouse | Existing | Space Heating | Natural Gas | Furnace | E0 | Economic Unit | AFUE 96% | AFUE 96% | AFUE 96% | AFUE 96% | AFUE 96% | AFUE 96% | AFUE 96% | AFUE 96% | AFUE 96% | AFUE 96% | AFUE 96% | AFUE 96% | AFUE 96% | AFUE 96% | AFUE 96% | AFUE 96% | AFUE 96% | AFUE 96% | AFUE 96% | AFUE 96% | AFUE 96% | AFUE 96% | 0 | 0 | 0 | 0 | 0 | 0 | 0 | 0
F1_Commercial_Warehouse_Existing_Space Heating_Natural Gas_Furnace_E1 | F1 | Commercial | Warehouse | Existing | Space Heating | Natural Gas | Furnace | E1 | CCE | 0 | 0 | 0 | 0 | 0 | 0 | 0 | 0 | 0 | 0 | 0 | 0 | 0 | 0 | 0 | 0 | 0 | 0 | 0 | 0 | 0 | 0 | 0 | 0 | 0 | 0 | 0 | 0 | 0 | 0
F1_Commercial_Warehouse_Existing_Space Heating_Natural Gas_Furnace_E2 | F1 | Commercial | Warehouse | Existing | Space Heating | Natural Gas | Furnace | E2 | CCE | 0.0029076 | 0.0029076 | 0.0030547 | 0.0030082 | 0.0029631 | 0.0029067 | 0.0028988 | 0.0028802 | 0.0028628 | 0.0028367 | 0.0028326 | 0.0028196 | 0.002808 | 0.0027858 | 0.0027887 | 0.0027802 | 0.0027718 | 0.0027535 | 0.0027589 | 0.0027535 | 0.0027495 | 0.0027341 | 0 | 0 | 0 | 0 | 0 | 0 | 0 | 0
F1_Commercial_Warehouse_Existing_Space Heating_Natural Gas_Furnace_E3 | F1 | Commercial | Warehouse | Existing | Space Heating | Natural Gas | Furnace | E3 | CCE | 0.004091 | 0.004091 | 0.0042979 | 0.0042326 | 0.0041691 | 0.0040898 | 0.0040786 | 0.0040524 | 0.004028 | 0.0039912 | 0.0039855 | 0.0039671 | 0.0039508 | 0.0039195 | 0.0039237 | 0.0039117 | 0.0038999 | 0.0038741 | 0.0038817 | 0.0038742 | 0.0038685 | 0.0038469 | 0 | 0 | 0 | 0 | 0 | 0 | 0 | 0
F1_Commercial_Warehouse_Existing_Space Heating_Natural Gas_Furnace_E4 | F1 | Commercial | Warehouse | Existing | Space Heating | Natural Gas | Furnace | E4 | CCE | 0 | 0 | 0 | 0 | 0 | 0 | 0 | 0 | 0 | 0 | 0 | 0 | 0 | 0 | 0 | 0 | 0 | 0 | 0 | 0 | 0 | 0 | 0 | 0 | 0 | 0 | 0 | 0 | 0 | 0
F1_Commercial_Warehouse_Existing_Space Heating_Natural Gas_Furnace_E5 | F1 | Commercial | Warehouse | Existing | Space Heating | Natural Gas | Furnace | E5 | CCE | 0 | 0 | 0 | 0 | 0 | 0 | 0 | 0 | 0 | 0 | 0 | 0 | 0 | 0 | 0 | 0 | 0 | 0 | 0 | 0 | 0 | 0 | 0 | 0 | 0 | 0 | 0 | 0 | 0 | 0
F1_Commercial_Warehouse_Existing_Space Heating_Natural Gas_Furnace_E6 | F1 | Commercial | Warehouse | Existing | Space Heating | Natural Gas | Furnace | E6 | CCE | 0 | 0 | 0 | 0 | 0 | 0 | 0 | 0 | 0 | 0 | 0 | 0 | 0 | 0 | 0 | 0 | 0 | 0 | 0 | 0 | 0 | 0 | 0 | 0 | 0 | 0 | 0 | 0 | 0 | 0
F1_Commercial_Warehouse_Existing_Space Heating_Natural Gas_Furnace_E7 | F1 | Commercial | Warehouse | Existing | Space Heating | Natural Gas | Furnace | E7 | CCE | 0 | 0 | 0 | 0 | 0 | 0 | 0 | 0 | 0 | 0 | 0 | 0 | 0 | 0 | 0 | 0 | 0 | 0 | 0 | 0 | 0 | 0 | 0 | 0 | 0 | 0 | 0 | 0 | 0 | 0
F1_Commercial_Warehouse_Existing_Space Heating_Natural Gas_Furnace_E8 | F1 | Commercial | Warehouse | Existing | Space Heating | Natural Gas | Furnace | E8 | CCE | 0 | 0 | 0 | 0 | 0 | 0 | 0 | 0 | 0 | 0 | 0 | 0 | 0 | 0 | 0 | 0 | 0 | 0 | 0 | 0 | 0 | 0 | 0 | 0 | 0 | 0 | 0 | 0 | 0 | 0
F1_Commercial_Warehouse_Existing_Space Heating_Natural Gas_Furnace_E9 | F1 | Commercial | Warehouse | Existing | Space Heating | Natural Gas | Furnace | E9 | CCE | 0 | 0 | 0 | 0 | 0 | 0 | 0 | 0 | 0 | 0 | 0 | 0 | 0 | 0 | 0 | 0 | 0 | 0 | 0 | 0 | 0 | 0 | 0 | 0 | 0 | 0 | 0 | 0 | 0 | 0
F1_Commercial_Warehouse_Existing_Space Heating_Natural Gas_Furnace_E10 | F1 | Commercial | Warehouse | Existing | Space Heating | Natural Gas | Furnace | E10 | CCE | 0 | 0 | 0 | 0 | 0 | 0 | 0 | 0 | 0 | 0 | 0 | 0 | 0 | 0 | 0 | 0 | 0 | 0 | 0 | 0 | 0 | 0 | 0 | 0 | 0 | 0 | 0 | 0 | 0 | 0
F2_Commercial_Warehouse_Existing_Space Heating_Natural Gas_Furnace_E1 | F2 | Commercial | Warehouse | Existing | Space Heating | Natural Gas | Furnace | E1 | TRC BC Ratio | 0.9 | 0.9 | 0.9 | 0.9 | 0.9 | 0.9 | 0.9 | 0.9 | 0.9 | 0.9 | 0.9 | 0.9 | 0.9 | 0.9 | 0.9 | 0.9 | 0.9 | 0.9 | 0.9 | 0.9 | 0.9 | 0.9 | 0 | 0 | 0 | 0 | 0 | 0 | 0 | 0
F2_Commercial_Warehouse_Existing_Space Heating_Natural Gas_Furnace_E2 | F2 | Commercial | Warehouse | Existing | Space Heating | Natural Gas | Furnace | E2 | TRC BC Ratio | 3.3107 | 3.3501 | 3.3927 | 3.448 | 3.5137 | 3.5869 | 3.6557 | 3.7194 | 3.7818 | 3.8449 | 3.9105 | 3.9773 | 4.0446 | 4.1147 | 4.184 | 4.2549 | 4.3288 | 4.4038 | 4.4799 | 4.5568 | 4.6339 | 4.7107 | 0 | 0 | 0 | 0 | 0 | 0 | 0 | 0
F2_Commercial_Warehouse_Existing_Space Heating_Natural Gas_Furnace_E3 | F2 | Commercial | Warehouse | Existing | Space Heating | Natural Gas | Furnace | E3 | TRC BC Ratio | 2.353 | 2.381 | 2.4113 | 2.4506 | 2.4973 | 2.5493 | 2.5982 | 2.6435 | 2.6878 | 2.7327 | 2.7793 | 2.8268 | 2.8746 | 2.9245 | 2.9737 | 3.0241 | 3.0767 | 3.13 | 3.184 | 3.2387 | 3.2935 | 3.3481 | 0 | 0 | 0 | 0 | 0 | 0 | 0 | 0
F2_Commercial_Warehouse_Existing_Space Heating_Natural Gas_Furnace_E4 | F2 | Commercial | Warehouse | Existing | Space Heating | Natural Gas | Furnace | E4 | TRC BC Ratio | 0 | 0 | 0 | 0 | 0 | 0 | 0 | 0 | 0 | 0 | 0 | 0 | 0 | 0 | 0 | 0 | 0 | 0 | 0 | 0 | 0 | 0 | 0 | 0 | 0 | 0 | 0 | 0 | 0 | 0
F2_Commercial_Warehouse_Existing_Space Heating_Natural Gas_Furnace_E5 | F2 | Commercial | Warehouse | Existing | Space Heating | Natural Gas | Furnace | E5 | TRC BC Ratio | 0 | 0 | 0 | 0 | 0 | 0 | 0 | 0 | 0 | 0 | 0 | 0 | 0 | 0 | 0 | 0 | 0 | 0 | 0 | 0 | 0 | 0 | 0 | 0 | 0 | 0 | 0 | 0 | 0 | 0
F2_Commercial_Warehouse_Existing_Space Heating_Natural Gas_Furnace_E6 | F2 | Commercial | Warehouse | Existing | Space Heating | Natural Gas | Furnace | E6 | TRC BC Ratio | 0 | 0 | 0 | 0 | 0 | 0 | 0 | 0 | 0 | 0 | 0 | 0 | 0 | 0 | 0 | 0 | 0 | 0 | 0 | 0 | 0 | 0 | 0 | 0 | 0 | 0 | 0 | 0 | 0 | 0
F2_Commercial_Warehouse_Existing_Space Heating_Natural Gas_Furnace_E7 | F2 | Commercial | Warehouse | Existing | Space Heating | Natural Gas | Furnace | E7 | TRC BC Ratio | 0 | 0 | 0 | 0 | 0 | 0 | 0 | 0 | 0 | 0 | 0 | 0 | 0 | 0 | 0 | 0 | 0 | 0 | 0 | 0 | 0 | 0 | 0 | 0 | 0 | 0 | 0 | 0 | 0 | 0
F2_Commercial_Warehouse_Existing_Space Heating_Natural Gas_Furnace_E8 | F2 | Commercial | Warehouse | Existing | Space Heating | Natural Gas | Furnace | E8 | TRC BC Ratio | 0 | 0 | 0 | 0 | 0 | 0 | 0 | 0 | 0 | 0 | 0 | 0 | 0 | 0 | 0 | 0 | 0 | 0 | 0 | 0 | 0 | 0 | 0 | 0 | 0 | 0 | 0 | 0 | 0 | 0
F2_Commercial_Warehouse_Existing_Space Heating_Natural Gas_Furnace_E9 | F2 | Commercial | Warehouse | Existing | Space Heating | Natural Gas | Furnace | E9 | TRC BC Ratio | 0 | 0 | 0 | 0 | 0 | 0 | 0 | 0 | 0 | 0 | 0 | 0 | 0 | 0 | 0 | 0 | 0 | 0 | 0 | 0 | 0 | 0 | 0 | 0 | 0 | 0 | 0 | 0 | 0 | 0
F2_Commercial_Warehouse_Existing_Space Heating_Natural Gas_Furnace_E10 | F2 | Commercial | Warehouse | Existing | Space Heating | Natural Gas | Furnace | E10 | TRC BC Ratio | 0 | 0 | 0 | 0 | 0 | 0 | 0 | 0 | 0 | 0 | 0 | 0 | 0 | 0 | 0 | 0 | 0 | 0 | 0 | 0 | 0 | 0 | 0 | 0 | 0 | 0 | 0 | 0 | 0 | 0
F3_Commercial_Warehouse_Existing_Space Heating_Natural Gas_Furnace_E1 | F3 | Commercial | Warehouse | Existing | Space Heating | Natural Gas | Furnace | E1 | PACT BC Ratio | 0.9 | 0.9 | 0.9 | 0.9 | 0.9 | 0.9 | 0.9 | 0.9 | 0.9 | 0.9 | 0.9 | 0.9 | 0.9 | 0.9 | 0.9 | 0.9 | 0.9 | 0.9 | 0.9 | 0.9 | 0.9 | 0.9 | 0 | 0 | 0 | 0 | 0 | 0 | 0 | 0
F3_Commercial_Warehouse_Existing_Space Heating_Natural Gas_Furnace_E2 | F3 | Commercial | Warehouse | Existing | Space Heating | Natural Gas | Furnace | E2 | PACT BC Ratio | 9.5537 | 9.6674 | 9.7903 | 9.9499 | 10.1394 | 10.3507 | 10.5493 | 10.7331 | 10.9131 | 11.0953 | 11.2845 | 11.4773 | 11.6715 | 11.874 | 12.0738 | 12.2783 | 12.4918 | 12.7082 | 12.9276 | 13.1497 | 13.3721 | 13.5937 | 0 | 0 | 0 | 0 | 0 | 0 | 0 | 0
F3_Commercial_Warehouse_Existing_Space Heating_Natural Gas_Furnace_E3 | F3 | Commercial | Warehouse | Existing | Space Heating | Natural Gas | Furnace | E3 | PACT BC Ratio | 6.7902 | 6.8709 | 6.9583 | 7.0718 | 7.2064 | 7.3566 | 7.4977 | 7.6284 | 7.7564 | 7.8858 | 8.0203 | 8.1573 | 8.2953 | 8.4392 | 8.5813 | 8.7266 | 8.8784 | 9.0322 | 9.1881 | 9.3459 | 9.504 | 9.6615 | 0 | 0 | 0 | 0 | 0 | 0 | 0 | 0
F3_Commercial_Warehouse_Existing_Space Heating_Natural Gas_Furnace_E4 | F3 | Commercial | Warehouse | Existing | Space Heating | Natural Gas | Furnace | E4 | PACT BC Ratio | 0 | 0 | 0 | 0 | 0 | 0 | 0 | 0 | 0 | 0 | 0 | 0 | 0 | 0 | 0 | 0 | 0 | 0 | 0 | 0 | 0 | 0 | 0 | 0 | 0 | 0 | 0 | 0 | 0 | 0
F3_Commercial_Warehouse_Existing_Space Heating_Natural Gas_Furnace_E5 | F3 | Commercial | Warehouse | Existing | Space Heating | Natural Gas | Furnace | E5 | PACT BC Ratio | 0 | 0 | 0 | 0 | 0 | 0 | 0 | 0 | 0 | 0 | 0 | 0 | 0 | 0 | 0 | 0 | 0 | 0 | 0 | 0 | 0 | 0 | 0 | 0 | 0 | 0 | 0 | 0 | 0 | 0
F3_Commercial_Warehouse_Existing_Space Heating_Natural Gas_Furnace_E6 | F3 | Commercial | Warehouse | Existing | Space Heating | Natural Gas | Furnace | E6 | PACT BC Ratio | 0 | 0 | 0 | 0 | 0 | 0 | 0 | 0 | 0 | 0 | 0 | 0 | 0 | 0 | 0 | 0 | 0 | 0 | 0 | 0 | 0 | 0 | 0 | 0 | 0 | 0 | 0 | 0 | 0 | 0
F3_Commercial_Warehouse_Existing_Space Heating_Natural Gas_Furnace_E7 | F3 | Commercial | Warehouse | Existing | Space Heating | Natural Gas | Furnace | E7 | PACT BC Ratio | 0 | 0 | 0 | 0 | 0 | 0 | 0 | 0 | 0 | 0 | 0 | 0 | 0 | 0 | 0 | 0 | 0 | 0 | 0 | 0 | 0 | 0 | 0 | 0 | 0 | 0 | 0 | 0 | 0 | 0
F3_Commercial_Warehouse_Existing_Space Heating_Natural Gas_Furnace_E8 | F3 | Commercial | Warehouse | Existing | Space Heating | Natural Gas | Furnace | E8 | PACT BC Ratio | 0 | 0 | 0 | 0 | 0 | 0 | 0 | 0 | 0 | 0 | 0 | 0 | 0 | 0 | 0 | 0 | 0 | 0 | 0 | 0 | 0 | 0 | 0 | 0 | 0 | 0 | 0 | 0 | 0 | 0
F3_Commercial_Warehouse_Existing_Space Heating_Natural Gas_Furnace_E9 | F3 | Commercial | Warehouse | Existing | Space Heating | Natural Gas | Furnace | E9 | PACT BC Ratio | 0 | 0 | 0 | 0 | 0 | 0 | 0 | 0 | 0 | 0 | 0 | 0 | 0 | 0 | 0 | 0 | 0 | 0 | 0 | 0 | 0 | 0 | 0 | 0 | 0 | 0 | 0 | 0 | 0 | 0
F3_Commercial_Warehouse_Existing_Space Heating_Natural Gas_Furnace_E10 | F3 | Commercial | Warehouse | Existing | Space Heating | Natural Gas | Furnace | E10 | PACT BC Ratio | 0 | 0 | 0 | 0 | 0 | 0 | 0 | 0 | 0 | 0 | 0 | 0 | 0 | 0 | 0 | 0 | 0 | 0 | 0 | 0 | 0 | 0 | 0 | 0 | 0 | 0 | 0 | 0 | 0 | 0
F4_Commercial_Warehouse_Existing_Space Heating_Natural Gas_Furnace_E1 | F4 | Commercial | Warehouse | Existing | Space Heating | Natural Gas | Furnace | E1 | PCT BC Ratio | 0.9 | 0.9 | 0.9 | 0.9 | 0.9 | 0.9 | 0.9 | 0.9 | 0.9 | 0.9 | 0.9 | 0.9 | 0.9 | 0.9 | 0.9 | 0.9 | 0.9 | 0.9 | 0.9 | 0.9 | 0.9 | 0.9 | 0 | 0 | 0 | 0 | 0 | 0 | 0 | 0
F4_Commercial_Warehouse_Existing_Space Heating_Natural Gas_Furnace_E2 | F4 | Commercial | Warehouse | Existing | Space Heating | Natural Gas | Furnace | E2 | PCT BC Ratio | 5.0477 | 5.1053 | 5.1677 | 5.2487 | 5.3448 | 5.4519 | 5.5527 | 5.6459 | 5.7372 | 5.8297 | 5.9256 | 6.0234 | 6.1219 | 6.2246 | 6.326 | 6.4297 | 6.538 | 6.6478 | 6.7591 | 6.8717 | 6.9845 | 7.097 | 0 | 0 | 0 | 0 | 0 | 0 | 0 | 0
F4_Commercial_Warehouse_Existing_Space Heating_Natural Gas_Furnace_E3 | F4 | Commercial | Warehouse | Existing | Space Heating | Natural Gas | Furnace | E3 | PCT BC Ratio | 3.6459 | 3.6869 | 3.7312 | 3.7887 | 3.857 | 3.9332 | 4.0048 | 4.0711 | 4.136 | 4.2017 | 4.2699 | 4.3394 | 4.4094 | 4.4824 | 4.5544 | 4.6281 | 4.7051 | 4.7831 | 4.8622 | 4.9423 | 5.0225 | 5.1024 | 0 | 0 | 0 | 0 | 0 | 0 | 0 | 0
F4_Commercial_Warehouse_Existing_Space Heating_Natural Gas_Furnace_E4 | F4 | Commercial | Warehouse | Existing | Space Heating | Natural Gas | Furnace | E4 | PCT BC Ratio | 0 | 0 | 0 | 0 | 0 | 0 | 0 | 0 | 0 | 0 | 0 | 0 | 0 | 0 | 0 | 0 | 0 | 0 | 0 | 0 | 0 | 0 | 0 | 0 | 0 | 0 | 0 | 0 | 0 | 0
F4_Commercial_Warehouse_Existing_Space Heating_Natural Gas_Furnace_E5 | F4 | Commercial | Warehouse | Existing | Space Heating | Natural Gas | Furnace | E5 | PCT BC Ratio | 0 | 0 | 0 | 0 | 0 | 0 | 0 | 0 | 0 | 0 | 0 | 0 | 0 | 0 | 0 | 0 | 0 | 0 | 0 | 0 | 0 | 0 | 0 | 0 | 0 | 0 | 0 | 0 | 0 | 0
F4_Commercial_Warehouse_Existing_Space Heating_Natural Gas_Furnace_E6 | F4 | Commercial | Warehouse | Existing | Space Heating | Natural Gas | Furnace | E6 | PCT BC Ratio | 0 | 0 | 0 | 0 | 0 | 0 | 0 | 0 | 0 | 0 | 0 | 0 | 0 | 0 | 0 | 0 | 0 | 0 | 0 | 0 | 0 | 0 | 0 | 0 | 0 | 0 | 0 | 0 | 0 | 0
F4_Commercial_Warehouse_Existing_Space Heating_Natural Gas_Furnace_E7 | F4 | Commercial | Warehouse | Existing | Space Heating | Natural Gas | Furnace | E7 | PCT BC Ratio | 0 | 0 | 0 | 0 | 0 | 0 | 0 | 0 | 0 | 0 | 0 | 0 | 0 | 0 | 0 | 0 | 0 | 0 | 0 | 0 | 0 | 0 | 0 | 0 | 0 | 0 | 0 | 0 | 0 | 0
F4_Commercial_Warehouse_Existing_Space Heating_Natural Gas_Furnace_E8 | F4 | Commercial | Warehouse | Existing | Space Heating | Natural Gas | Furnace | E8 | PCT BC Ratio | 0 | 0 | 0 | 0 | 0 | 0 | 0 | 0 | 0 | 0 | 0 | 0 | 0 | 0 | 0 | 0 | 0 | 0 | 0 | 0 | 0 | 0 | 0 | 0 | 0 | 0 | 0 | 0 | 0 | 0
F4_Commercial_Warehouse_Existing_Space Heating_Natural Gas_Furnace_E9 | F4 | Commercial | Warehouse | Existing | Space Heating | Natural Gas | Furnace | E9 | PCT BC Ratio | 0 | 0 | 0 | 0 | 0 | 0 | 0 | 0 | 0 | 0 | 0 | 0 | 0 | 0 | 0 | 0 | 0 | 0 | 0 | 0 | 0 | 0 | 0 | 0 | 0 | 0 | 0 | 0 | 0 | 0
F4_Commercial_Warehouse_Existing_Space Heating_Natural Gas_Furnace_E10 | F4 | Commercial | Warehouse | Existing | Space Heating | Natural Gas | Furnace | E10 | PCT BC Ratio | 0 | 0 | 0 | 0 | 0 | 0 | 0 | 0 | 0 | 0 | 0 | 0 | 0 | 0 | 0 | 0 | 0 | 0 | 0 | 0 | 0 | 0 | 0 | 0 | 0 | 0 | 0 | 0 | 0 | 0
F5_Commercial_Warehouse_Existing_Space Heating_Natural Gas_Furnace_E1 | F5 | Commercial | Warehouse | Existing | Space Heating | Natural Gas | Furnace | E1 | RIM BC Ratio | 0.9 | 0.9 | 0.9 | 0.9 | 0.9 | 0.9 | 0.9 | 0.9 | 0.9 | 0.9 | 0.9 | 0.9 | 0.9 | 0.9 | 0.9 | 0.9 | 0.9 | 0.9 | 0.9 | 0.9 | 0.9 | 0.9 | 0 | 0 | 0 | 0 | 0 | 0 | 0 | 0
F5_Commercial_Warehouse_Existing_Space Heating_Natural Gas_Furnace_E2 | F5 | Commercial | Warehouse | Existing | Space Heating | Natural Gas | Furnace | E2 | RIM BC Ratio | 0.76761 | 0.76834 | 0.76911 | 0.77008 | 0.77119 | 0.77239 | 0.77348 | 0.77445 | 0.77538 | 0.77628 | 0.77719 | 0.77809 | 0.77897 | 0.77986 | 0.78071 | 0.78155 | 0.7824 | 0.78324 | 0.78406 | 0.78486 | 0.78564 | 0.78639 | 0 | 0 | 0 | 0 | 0 | 0 | 0 | 0
F5_Commercial_Warehouse_Existing_Space Heating_Natural Gas_Furnace_E3 | F5 | Commercial | Warehouse | Existing | Space Heating | Natural Gas | Furnace | E3 | RIM BC Ratio | 0.74331 | 0.74427 | 0.74528 | 0.74656 | 0.74804 | 0.74963 | 0.75107 | 0.75236 | 0.75358 | 0.75479 | 0.756 | 0.7572 | 0.75837 | 0.75956 | 0.76069 | 0.76181 | 0.76295 | 0.76407 | 0.76517 | 0.76625 | 0.76729 | 0.7683 | 0 | 0 | 0 | 0 | 0 | 0 | 0 | 0
F5_Commercial_Warehouse_Existing_Space Heating_Natural Gas_Furnace_E4 | F5 | Commercial | Warehouse | Existing | Space Heating | Natural Gas | Furnace | E4 | RIM BC Ratio | 0 | 0 | 0 | 0 | 0 | 0 | 0 | 0 | 0 | 0 | 0 | 0 | 0 | 0 | 0 | 0 | 0 | 0 | 0 | 0 | 0 | 0 | 0 | 0 | 0 | 0 | 0 | 0 | 0 | 0
F5_Commercial_Warehouse_Existing_Space Heating_Natural Gas_Furnace_E5 | F5 | Commercial | Warehouse | Existing | Space Heating | Natural Gas | Furnace | E5 | RIM BC Ratio | 0 | 0 | 0 | 0 | 0 | 0 | 0 | 0 | 0 | 0 | 0 | 0 | 0 | 0 | 0 | 0 | 0 | 0 | 0 | 0 | 0 | 0 | 0 | 0 | 0 | 0 | 0 | 0 | 0 | 0
F5_Commercial_Warehouse_Existing_Space Heating_Natural Gas_Furnace_E6 | F5 | Commercial | Warehouse | Existing | Space Heating | Natural Gas | Furnace | E6 | RIM BC Ratio | 0 | 0 | 0 | 0 | 0 | 0 | 0 | 0 | 0 | 0 | 0 | 0 | 0 | 0 | 0 | 0 | 0 | 0 | 0 | 0 | 0 | 0 | 0 | 0 | 0 | 0 | 0 | 0 | 0 | 0
F5_Commercial_Warehouse_Existing_Space Heating_Natural Gas_Furnace_E7 | F5 | Commercial | Warehouse | Existing | Space Heating | Natural Gas | Furnace | E7 | RIM BC Ratio | 0 | 0 | 0 | 0 | 0 | 0 | 0 | 0 | 0 | 0 | 0 | 0 | 0 | 0 | 0 | 0 | 0 | 0 | 0 | 0 | 0 | 0 | 0 | 0 | 0 | 0 | 0 | 0 | 0 | 0
F5_Commercial_Warehouse_Existing_Space Heating_Natural Gas_Furnace_E8 | F5 | Commercial | Warehouse | Existing | Space Heating | Natural Gas | Furnace | E8 | RIM BC Ratio | 0 | 0 | 0 | 0 | 0 | 0 | 0 | 0 | 0 | 0 | 0 | 0 | 0 | 0 | 0 | 0 | 0 | 0 | 0 | 0 | 0 | 0 | 0 | 0 | 0 | 0 | 0 | 0 | 0 | 0
F5_Commercial_Warehouse_Existing_Space Heating_Natural Gas_Furnace_E9 | F5 | Commercial | Warehouse | Existing | Space Heating | Natural Gas | Furnace | E9 | RIM BC Ratio | 0 | 0 | 0 | 0 | 0 | 0 | 0 | 0 | 0 | 0 | 0 | 0 | 0 | 0 | 0 | 0 | 0 | 0 | 0 | 0 | 0 | 0 | 0 | 0 | 0 | 0 | 0 | 0 | 0 | 0
F5_Commercial_Warehouse_Existing_Space Heating_Natural Gas_Furnace_E10 | F5 | Commercial | Warehouse | Existing | Space Heating | Natural Gas | Furnace | E10 | RIM BC Ratio | 0 | 0 | 0 | 0 | 0 | 0 | 0 | 0 | 0 | 0 | 0 | 0 | 0 | 0 | 0 | 0 | 0 | 0 | 0 | 0 | 0 | 0 | 0 | 0 | 0 | 0 | 0 | 0 | 0 | 0
F0_Commercial_Warehouse_Existing_Space Heating_Natural Gas_Boiler_E0 | F0 | Commercial | Warehouse | Existing | Space Heating | Natural Gas | Boiler | E0 | Economic Unit | AFUE 80% (Standard) | AFUE 80% (Standard) | AFUE 80% (Standard) | AFUE 80% (Standard) | AFUE 80% (Standard) | AFUE 80% (Standard) | AFUE 80% (Standard) | AFUE 80% (Standard) | AFUE 80% (Standard) | AFUE 80% (Standard) | AFUE 80% (Standard) | AFUE 80% (Standard) | AFUE 80% (Standard) | AFUE 80% (Standard) | AFUE 80% (Standard) | AFUE 80% (Standard) | AFUE 80% (Standard) | AFUE 97% | AFUE 97% | AFUE 97% | AFUE 97% | AFUE 97% | 0 | 0 | 0 | 0 | 0 | 0 | 0 | 0
F1_Commercial_Warehouse_Existing_Space Heating_Natural Gas_Boiler_E1 | F1 | Commercial | Warehouse | Existing | Space Heating | Natural Gas | Boiler | E1 | CCE | 0 | 0 | 0 | 0 | 0 | 0 | 0 | 0 | 0 | 0 | 0 | 0 | 0 | 0 | 0 | 0 | 0 | 0 | 0 | 0 | 0 | 0 | 0 | 0 | 0 | 0 | 0 | 0 | 0 | 0
F1_Commercial_Warehouse_Existing_Space Heating_Natural Gas_Boiler_E2 | F1 | Commercial | Warehouse | Existing | Space Heating | Natural Gas | Boiler | E2 | CCE | 0.014711 | 0.014711 | 0.015455 | 0.01522 | 0.014992 | 0.014707 | 0.014667 | 0.014572 | 0.014485 | 0.014352 | 0.014332 | 0.014266 | 0.014207 | 0.014095 | 0.01411 | 0.014066 | 0.014024 | 0.013931 | 0.013959 | 0.013932 | 0.013911 | 0.013833 | 0 | 0 | 0 | 0 | 0 | 0 | 0 | 0
F1_Commercial_Warehouse_Existing_Space Heating_Natural Gas_Boiler_E3 | F1 | Commercial | Warehouse | Existing | Space Heating | Natural Gas | Boiler | E3 | CCE | 0.014854 | 0.014854 | 0.015606 | 0.015368 | 0.015138 | 0.01485 | 0.014809 | 0.014714 | 0.014625 | 0.014492 | 0.014471 | 0.014405 | 0.014345 | 0.014232 | 0.014247 | 0.014203 | 0.014161 | 0.014067 | 0.014095 | 0.014067 | 0.014046 | 0.013968 | 0 | 0 | 0 | 0 | 0 | 0 | 0 | 0
F1_Commercial_Warehouse_Existing_Space Heating_Natural Gas_Boiler_E4 | F1 | Commercial | Warehouse | Existing | Space Heating | Natural Gas | Boiler | E4 | CCE | 0.10166 | 0.10166 | 0.1068 | 0.10517 | 0.1036 | 0.10163 | 0.10135 | 0.1007 | 0.10009 | 0.099176 | 0.099035 | 0.098579 | 0.098173 | 0.097396 | 0.097499 | 0.097201 | 0.096909 | 0.096269 | 0.096457 | 0.096269 | 0.096128 | 0.095591 | 0 | 0 | 0 | 0 | 0 | 0 | 0 | 0
F1_Commercial_Warehouse_Existing_Space Heating_Natural Gas_Boiler_E5 | F1 | Commercial | Warehouse | Existing | Space Heating | Natural Gas | Boiler | E5 | CCE | 0 | 0 | 0 | 0 | 0 | 0 | 0 | 0 | 0 | 0 | 0 | 0 | 0 | 0 | 0 | 0 | 0 | 0 | 0 | 0 | 0 | 0 | 0 | 0 | 0 | 0 | 0 | 0 | 0 | 0
F1_Commercial_Warehouse_Existing_Space Heating_Natural Gas_Boiler_E6 | F1 | Commercial | Warehouse | Existing | Space Heating | Natural Gas | Boiler | E6 | CCE | 0 | 0 | 0 | 0 | 0 | 0 | 0 | 0 | 0 | 0 | 0 | 0 | 0 | 0 | 0 | 0 | 0 | 0 | 0 | 0 | 0 | 0 | 0 | 0 | 0 | 0 | 0 | 0 | 0 | 0
F1_Commercial_Warehouse_Existing_Space Heating_Natural Gas_Boiler_E7 | F1 | Commercial | Warehouse | Existing | Space Heating | Natural Gas | Boiler | E7 | CCE | 0 | 0 | 0 | 0 | 0 | 0 | 0 | 0 | 0 | 0 | 0 | 0 | 0 | 0 | 0 | 0 | 0 | 0 | 0 | 0 | 0 | 0 | 0 | 0 | 0 | 0 | 0 | 0 | 0 | 0
F1_Commercial_Warehouse_Existing_Space Heating_Natural Gas_Boiler_E8 | F1 | Commercial | Warehouse | Existing | Space Heating | Natural Gas | Boiler | E8 | CCE | 0 | 0 | 0 | 0 | 0 | 0 | 0 | 0 | 0 | 0 | 0 | 0 | 0 | 0 | 0 | 0 | 0 | 0 | 0 | 0 | 0 | 0 | 0 | 0 | 0 | 0 | 0 | 0 | 0 | 0
F1_Commercial_Warehouse_Existing_Space Heating_Natural Gas_Boiler_E9 | F1 | Commercial | Warehouse | Existing | Space Heating | Natural Gas | Boiler | E9 | CCE | 0 | 0 | 0 | 0 | 0 | 0 | 0 | 0 | 0 | 0 | 0 | 0 | 0 | 0 | 0 | 0 | 0 | 0 | 0 | 0 | 0 | 0 | 0 | 0 | 0 | 0 | 0 | 0 | 0 | 0
F1_Commercial_Warehouse_Existing_Space Heating_Natural Gas_Boiler_E10 | F1 | Commercial | Warehouse | Existing | Space Heating | Natural Gas | Boiler | E10 | CCE | 0 | 0 | 0 | 0 | 0 | 0 | 0 | 0 | 0 | 0 | 0 | 0 | 0 | 0 | 0 | 0 | 0 | 0 | 0 | 0 | 0 | 0 | 0 | 0 | 0 | 0 | 0 | 0 | 0 | 0
F2_Commercial_Warehouse_Existing_Space Heating_Natural Gas_Boiler_E1 | F2 | Commercial | Warehouse | Existing | Space Heating | Natural Gas | Boiler | E1 | TRC BC Ratio | 0.9 | 0.9 | 0.9 | 0.9 | 0.9 | 0.9 | 0.9 | 0.9 | 0.9 | 0.9 | 0.9 | 0.9 | 0.9 | 0.9 | 0.9 | 0.9 | 0.9 | 0.9 | 0.9 | 0.9 | 0.9 | 0.9 | 0 | 0 | 0 | 0 | 0 | 0 | 0 | 0
F2_Commercial_Warehouse_Existing_Space Heating_Natural Gas_Boiler_E2 | F2 | Commercial | Warehouse | Existing | Space Heating | Natural Gas | Boiler | E2 | TRC BC Ratio | 0.66408 | 0.67207 | 0.68064 | 0.69156 | 0.70453 | 0.71904 | 0.73288 | 0.74577 | 0.75844 | 0.77127 | 0.78457 | 0.79813 | 0.8118 | 0.82603 | 0.84011 | 0.85451 | 0.86953 | 0.88475 | 0.90019 | 0.91577 | 0.93134 | 0.94681 | 0 | 0 | 0 | 0 | 0 | 0 | 0 | 0
F2_Commercial_Warehouse_Existing_Space Heating_Natural Gas_Boiler_E3 | F2 | Commercial | Warehouse | Existing | Space Heating | Natural Gas | Boiler | E3 | TRC BC Ratio | 0.65768 | 0.6656 | 0.67409 | 0.6849 | 0.69774 | 0.71212 | 0.72582 | 0.73859 | 0.75114 | 0.76384 | 0.77702 | 0.79045 | 0.80398 | 0.81808 | 0.83202 | 0.84628 | 0.86115 | 0.87622 | 0.89152 | 0.90695 | 0.92237 | 0.9377 | 0 | 0 | 0 | 0 | 0 | 0 | 0 | 0
F2_Commercial_Warehouse_Existing_Space Heating_Natural Gas_Boiler_E4 | F2 | Commercial | Warehouse | Existing | Space Heating | Natural Gas | Boiler | E4 | TRC BC Ratio | 0.10516 | 0.10663 | 0.1081 | 0.10973 | 0.11152 | 0.11347 | 0.11543 | 0.11738 | 0.11937 | 0.12144 | 0.12359 | 0.12583 | 0.12816 | 0.1306 | 0.13307 | 0.13558 | 0.13817 | 0.1408 | 0.14348 | 0.14619 | 0.1489 | 0.1516 | 0 | 0 | 0 | 0 | 0 | 0 | 0 | 0
F2_Commercial_Warehouse_Existing_Space Heating_Natural Gas_Boiler_E5 | F2 | Commercial | Warehouse | Existing | Space Heating | Natural Gas | Boiler | E5 | TRC BC Ratio | 0 | 0 | 0 | 0 | 0 | 0 | 0 | 0 | 0 | 0 | 0 | 0 | 0 | 0 | 0 | 0 | 0 | 0 | 0 | 0 | 0 | 0 | 0 | 0 | 0 | 0 | 0 | 0 | 0 | 0
F2_Commercial_Warehouse_Existing_Space Heating_Natural Gas_Boiler_E6 | F2 | Commercial | Warehouse | Existing | Space Heating | Natural Gas | Boiler | E6 | TRC BC Ratio | 0 | 0 | 0 | 0 | 0 | 0 | 0 | 0 | 0 | 0 | 0 | 0 | 0 | 0 | 0 | 0 | 0 | 0 | 0 | 0 | 0 | 0 | 0 | 0 | 0 | 0 | 0 | 0 | 0 | 0
F2_Commercial_Warehouse_Existing_Space Heating_Natural Gas_Boiler_E7 | F2 | Commercial | Warehouse | Existing | Space Heating | Natural Gas | Boiler | E7 | TRC BC Ratio | 0 | 0 | 0 | 0 | 0 | 0 | 0 | 0 | 0 | 0 | 0 | 0 | 0 | 0 | 0 | 0 | 0 | 0 | 0 | 0 | 0 | 0 | 0 | 0 | 0 | 0 | 0 | 0 | 0 | 0
F2_Commercial_Warehouse_Existing_Space Heating_Natural Gas_Boiler_E8 | F2 | Commercial | Warehouse | Existing | Space Heating | Natural Gas | Boiler | E8 | TRC BC Ratio | 0 | 0 | 0 | 0 | 0 | 0 | 0 | 0 | 0 | 0 | 0 | 0 | 0 | 0 | 0 | 0 | 0 | 0 | 0 | 0 | 0 | 0 | 0 | 0 | 0 | 0 | 0 | 0 | 0 | 0
F2_Commercial_Warehouse_Existing_Space Heating_Natural Gas_Boiler_E9 | F2 | Commercial | Warehouse | Existing | Space Heating | Natural Gas | Boiler | E9 | TRC BC Ratio | 0 | 0 | 0 | 0 | 0 | 0 | 0 | 0 | 0 | 0 | 0 | 0 | 0 | 0 | 0 | 0 | 0 | 0 | 0 | 0 | 0 | 0 | 0 | 0 | 0 | 0 | 0 | 0 | 0 | 0
F2_Commercial_Warehouse_Existing_Space Heating_Natural Gas_Boiler_E10 | F2 | Commercial | Warehouse | Existing | Space Heating | Natural Gas | Boiler | E10 | TRC BC Ratio | 0 | 0 | 0 | 0 | 0 | 0 | 0 | 0 | 0 | 0 | 0 | 0 | 0 | 0 | 0 | 0 | 0 | 0 | 0 | 0 | 0 | 0 | 0 | 0 | 0 | 0 | 0 | 0 | 0 | 0
F3_Commercial_Warehouse_Existing_Space Heating_Natural Gas_Boiler_E1 | F3 | Commercial | Warehouse | Existing | Space Heating | Natural Gas | Boiler | E1 | PACT BC Ratio | 0.9 | 0.9 | 0.9 | 0.9 | 0.9 | 0.9 | 0.9 | 0.9 | 0.9 | 0.9 | 0.9 | 0.9 | 0.9 | 0.9 | 0.9 | 0.9 | 0.9 | 0.9 | 0.9 | 0.9 | 0.9 | 0.9 | 0 | 0 | 0 | 0 | 0 | 0 | 0 | 0
F3_Commercial_Warehouse_Existing_Space Heating_Natural Gas_Boiler_E2 | F3 | Commercial | Warehouse | Existing | Space Heating | Natural Gas | Boiler | E2 | PACT BC Ratio | 0.68384 | 0.69208 | 0.7009 | 0.71214 | 0.7255 | 0.74044 | 0.75469 | 0.76797 | 0.78102 | 0.79423 | 0.80792 | 0.82189 | 0.83596 | 0.85061 | 0.86512 | 0.87994 | 0.8954 | 0.91108 | 0.92698 | 0.94303 | 0.95906 | 0.97499 | 0 | 0 | 0 | 0 | 0 | 0 | 0 | 0
F3_Commercial_Warehouse_Existing_Space Heating_Natural Gas_Boiler_E3 | F3 | Commercial | Warehouse | Existing | Space Heating | Natural Gas | Boiler | E3 | PACT BC Ratio | 0.67726 | 0.68541 | 0.69415 | 0.70528 | 0.71851 | 0.73331 | 0.74742 | 0.76057 | 0.7735 | 0.78658 | 0.80014 | 0.81397 | 0.82791 | 0.84242 | 0.85678 | 0.87147 | 0.88678 | 0.9023 | 0.91805 | 0.93394 | 0.94982 | 0.9656 | 0 | 0 | 0 | 0 | 0 | 0 | 0 | 0
F3_Commercial_Warehouse_Existing_Space Heating_Natural Gas_Boiler_E4 | F3 | Commercial | Warehouse | Existing | Space Heating | Natural Gas | Boiler | E4 | PACT BC Ratio | 0.10829 | 0.1098 | 0.11132 | 0.11299 | 0.11484 | 0.11685 | 0.11886 | 0.12087 | 0.12293 | 0.12505 | 0.12727 | 0.12958 | 0.13197 | 0.13449 | 0.13703 | 0.13962 | 0.14228 | 0.14499 | 0.14775 | 0.15054 | 0.15333 | 0.15611 | 0 | 0 | 0 | 0 | 0 | 0 | 0 | 0
F3_Commercial_Warehouse_Existing_Space Heating_Natural Gas_Boiler_E5 | F3 | Commercial | Warehouse | Existing | Space Heating | Natural Gas | Boiler | E5 | PACT BC Ratio | 0 | 0 | 0 | 0 | 0 | 0 | 0 | 0 | 0 | 0 | 0 | 0 | 0 | 0 | 0 | 0 | 0 | 0 | 0 | 0 | 0 | 0 | 0 | 0 | 0 | 0 | 0 | 0 | 0 | 0
F3_Commercial_Warehouse_Existing_Space Heating_Natural Gas_Boiler_E6 | F3 | Commercial | Warehouse | Existing | Space Heating | Natural Gas | Boiler | E6 | PACT BC Ratio | 0 | 0 | 0 | 0 | 0 | 0 | 0 | 0 | 0 | 0 | 0 | 0 | 0 | 0 | 0 | 0 | 0 | 0 | 0 | 0 | 0 | 0 | 0 | 0 | 0 | 0 | 0 | 0 | 0 | 0
F3_Commercial_Warehouse_Existing_Space Heating_Natural Gas_Boiler_E7 | F3 | Commercial | Warehouse | Existing | Space Heating | Natural Gas | Boiler | E7 | PACT BC Ratio | 0 | 0 | 0 | 0 | 0 | 0 | 0 | 0 | 0 | 0 | 0 | 0 | 0 | 0 | 0 | 0 | 0 | 0 | 0 | 0 | 0 | 0 | 0 | 0 | 0 | 0 | 0 | 0 | 0 | 0
F3_Commercial_Warehouse_Existing_Space Heating_Natural Gas_Boiler_E8 | F3 | Commercial | Warehouse | Existing | Space Heating | Natural Gas | Boiler | E8 | PACT BC Ratio | 0 | 0 | 0 | 0 | 0 | 0 | 0 | 0 | 0 | 0 | 0 | 0 | 0 | 0 | 0 | 0 | 0 | 0 | 0 | 0 | 0 | 0 | 0 | 0 | 0 | 0 | 0 | 0 | 0 | 0
F3_Commercial_Warehouse_Existing_Space Heating_Natural Gas_Boiler_E9 | F3 | Commercial | Warehouse | Existing | Space Heating | Natural Gas | Boiler | E9 | PACT BC Ratio | 0 | 0 | 0 | 0 | 0 | 0 | 0 | 0 | 0 | 0 | 0 | 0 | 0 | 0 | 0 | 0 | 0 | 0 | 0 | 0 | 0 | 0 | 0 | 0 | 0 | 0 | 0 | 0 | 0 | 0
F3_Commercial_Warehouse_Existing_Space Heating_Natural Gas_Boiler_E10 | F3 | Commercial | Warehouse | Existing | Space Heating | Natural Gas | Boiler | E10 | PACT BC Ratio | 0 | 0 | 0 | 0 | 0 | 0 | 0 | 0 | 0 | 0 | 0 | 0 | 0 | 0 | 0 | 0 | 0 | 0 | 0 | 0 | 0 | 0 | 0 | 0 | 0 | 0 | 0 | 0 | 0 | 0
F4_Commercial_Warehouse_Existing_Space Heating_Natural Gas_Boiler_E1 | F4 | Commercial | Warehouse | Existing | Space Heating | Natural Gas | Boiler | E1 | PCT BC Ratio | 0.9 | 0.9 | 0.9 | 0.9 | 0.9 | 0.9 | 0.9 | 0.9 | 0.9 | 0.9 | 0.9 | 0.9 | 0.9 | 0.9 | 0.9 | 0.9 | 0.9 | 0.9 | 0.9 | 0.9 | 0.9 | 0.9 | 0 | 0 | 0 | 0 | 0 | 0 | 0 | 0
F4_Commercial_Warehouse_Existing_Space Heating_Natural Gas_Boiler_E2 | F4 | Commercial | Warehouse | Existing | Space Heating | Natural Gas | Boiler | E2 | PCT BC Ratio | 2.5605 | 2.58 | 2.6009 | 2.6275 | 2.6591 | 2.6945 | 2.7282 | 2.7597 | 2.7906 | 2.8219 | 2.8543 | 2.8874 | 2.9207 | 2.9554 | 2.9897 | 3.0248 | 3.0614 | 3.0986 | 3.1362 | 3.1742 | 3.2122 | 3.2499 | 0 | 0 | 0 | 0 | 0 | 0 | 0 | 0
F4_Commercial_Warehouse_Existing_Space Heating_Natural Gas_Boiler_E3 | F4 | Commercial | Warehouse | Existing | Space Heating | Natural Gas | Boiler | E3 | PCT BC Ratio | 2.5449 | 2.5642 | 2.5849 | 2.6112 | 2.6426 | 2.6776 | 2.711 | 2.7422 | 2.7728 | 2.8037 | 2.8359 | 2.8686 | 2.9016 | 2.936 | 2.97 | 3.0048 | 3.041 | 3.0778 | 3.1151 | 3.1527 | 3.1903 | 3.2277 | 0 | 0 | 0 | 0 | 0 | 0 | 0 | 0
F4_Commercial_Warehouse_Existing_Space Heating_Natural Gas_Boiler_E4 | F4 | Commercial | Warehouse | Existing | Space Heating | Natural Gas | Boiler | E4 | PCT BC Ratio | 1.1976 | 1.2012 | 1.2048 | 1.2087 | 1.2131 | 1.2179 | 1.2226 | 1.2274 | 1.2323 | 1.2373 | 1.2425 | 1.248 | 1.2537 | 1.2596 | 1.2656 | 1.2718 | 1.2781 | 1.2845 | 1.291 | 1.2976 | 1.3043 | 1.3108 | 0 | 0 | 0 | 0 | 0 | 0 | 0 | 0
F4_Commercial_Warehouse_Existing_Space Heating_Natural Gas_Boiler_E5 | F4 | Commercial | Warehouse | Existing | Space Heating | Natural Gas | Boiler | E5 | PCT BC Ratio | 0 | 0 | 0 | 0 | 0 | 0 | 0 | 0 | 0 | 0 | 0 | 0 | 0 | 0 | 0 | 0 | 0 | 0 | 0 | 0 | 0 | 0 | 0 | 0 | 0 | 0 | 0 | 0 | 0 | 0
F4_Commercial_Warehouse_Existing_Space Heating_Natural Gas_Boiler_E6 | F4 | Commercial | Warehouse | Existing | Space Heating | Natural Gas | Boiler | E6 | PCT BC Ratio | 0 | 0 | 0 | 0 | 0 | 0 | 0 | 0 | 0 | 0 | 0 | 0 | 0 | 0 | 0 | 0 | 0 | 0 | 0 | 0 | 0 | 0 | 0 | 0 | 0 | 0 | 0 | 0 | 0 | 0
F4_Commercial_Warehouse_Existing_Space Heating_Natural Gas_Boiler_E7 | F4 | Commercial | Warehouse | Existing | Space Heating | Natural Gas | Boiler | E7 | PCT BC Ratio | 0 | 0 | 0 | 0 | 0 | 0 | 0 | 0 | 0 | 0 | 0 | 0 | 0 | 0 | 0 | 0 | 0 | 0 | 0 | 0 | 0 | 0 | 0 | 0 | 0 | 0 | 0 | 0 | 0 | 0
F4_Commercial_Warehouse_Existing_Space Heating_Natural Gas_Boiler_E8 | F4 | Commercial | Warehouse | Existing | Space Heating | Natural Gas | Boiler | E8 | PCT BC Ratio | 0 | 0 | 0 | 0 | 0 | 0 | 0 | 0 | 0 | 0 | 0 | 0 | 0 | 0 | 0 | 0 | 0 | 0 | 0 | 0 | 0 | 0 | 0 | 0 | 0 | 0 | 0 | 0 | 0 | 0
F4_Commercial_Warehouse_Existing_Space Heating_Natural Gas_Boiler_E9 | F4 | Commercial | Warehouse | Existing | Space Heating | Natural Gas | Boiler | E9 | PCT BC Ratio | 0 | 0 | 0 | 0 | 0 | 0 | 0 | 0 | 0 | 0 | 0 | 0 | 0 | 0 | 0 | 0 | 0 | 0 | 0 | 0 | 0 | 0 | 0 | 0 | 0 | 0 | 0 | 0 | 0 | 0
F4_Commercial_Warehouse_Existing_Space Heating_Natural Gas_Boiler_E10 | F4 | Commercial | Warehouse | Existing | Space Heating | Natural Gas | Boiler | E10 | PCT BC Ratio | 0 | 0 | 0 | 0 | 0 | 0 | 0 | 0 | 0 | 0 | 0 | 0 | 0 | 0 | 0 | 0 | 0 | 0 | 0 | 0 | 0 | 0 | 0 | 0 | 0 | 0 | 0 | 0 | 0 | 0
F5_Commercial_Warehouse_Existing_Space Heating_Natural Gas_Boiler_E1 | F5 | Commercial | Warehouse | Existing | Space Heating | Natural Gas | Boiler | E1 | RIM BC Ratio | 0.9 | 0.9 | 0.9 | 0.9 | 0.9 | 0.9 | 0.9 | 0.9 | 0.9 | 0.9 | 0.9 | 0.9 | 0.9 | 0.9 | 0.9 | 0.9 | 0.9 | 0.9 | 0.9 | 0.9 | 0.9 | 0.9 | 0 | 0 | 0 | 0 | 0 | 0 | 0 | 0
F5_Commercial_Warehouse_Existing_Space Heating_Natural Gas_Boiler_E2 | F5 | Commercial | Warehouse | Existing | Space Heating | Natural Gas | Boiler | E2 | RIM BC Ratio | 0.37588 | 0.37836 | 0.38098 | 0.38428 | 0.38813 | 0.39237 | 0.39634 | 0.39997 | 0.40348 | 0.40698 | 0.41054 | 0.41412 | 0.41766 | 0.42129 | 0.42481 | 0.42836 | 0.43199 | 0.4356 | 0.43921 | 0.44278 | 0.44628 | 0.4497 | 0 | 0 | 0 | 0 | 0 | 0 | 0 | 0
F5_Commercial_Warehouse_Existing_Space Heating_Natural Gas_Boiler_E3 | F5 | Commercial | Warehouse | Existing | Space Heating | Natural Gas | Boiler | E3 | RIM BC Ratio | 0.37389 | 0.37636 | 0.37898 | 0.38227 | 0.38613 | 0.39036 | 0.39432 | 0.39795 | 0.40146 | 0.40496 | 0.40852 | 0.4121 | 0.41564 | 0.41927 | 0.42279 | 0.42634 | 0.42997 | 0.43359 | 0.43719 | 0.44076 | 0.44427 | 0.44769 | 0 | 0 | 0 | 0 | 0 | 0 | 0 | 0
F5_Commercial_Warehouse_Existing_Space Heating_Natural Gas_Boiler_E4 | F5 | Commercial | Warehouse | Existing | Space Heating | Natural Gas | Boiler | E4 | RIM BC Ratio | 0.095854 | 0.097035 | 0.098219 | 0.099522 | 0.10095 | 0.1025 | 0.10405 | 0.10558 | 0.10715 | 0.10876 | 0.11043 | 0.11217 | 0.11396 | 0.11583 | 0.1177 | 0.11961 | 0.12156 | 0.12353 | 0.12553 | 0.12754 | 0.12954 | 0.13152 | 0 | 0 | 0 | 0 | 0 | 0 | 0 | 0
F5_Commercial_Warehouse_Existing_Space Heating_Natural Gas_Boiler_E5 | F5 | Commercial | Warehouse | Existing | Space Heating | Natural Gas | Boiler | E5 | RIM BC Ratio | 0 | 0 | 0 | 0 | 0 | 0 | 0 | 0 | 0 | 0 | 0 | 0 | 0 | 0 | 0 | 0 | 0 | 0 | 0 | 0 | 0 | 0 | 0 | 0 | 0 | 0 | 0 | 0 | 0 | 0
F5_Commercial_Warehouse_Existing_Space Heating_Natural Gas_Boiler_E6 | F5 | Commercial | Warehouse | Existing | Space Heating | Natural Gas | Boiler | E6 | RIM BC Ratio | 0 | 0 | 0 | 0 | 0 | 0 | 0 | 0 | 0 | 0 | 0 | 0 | 0 | 0 | 0 | 0 | 0 | 0 | 0 | 0 | 0 | 0 | 0 | 0 | 0 | 0 | 0 | 0 | 0 | 0
F5_Commercial_Warehouse_Existing_Space Heating_Natural Gas_Boiler_E7 | F5 | Commercial | Warehouse | Existing | Space Heating | Natural Gas | Boiler | E7 | RIM BC Ratio | 0 | 0 | 0 | 0 | 0 | 0 | 0 | 0 | 0 | 0 | 0 | 0 | 0 | 0 | 0 | 0 | 0 | 0 | 0 | 0 | 0 | 0 | 0 | 0 | 0 | 0 | 0 | 0 | 0 | 0
F5_Commercial_Warehouse_Existing_Space Heating_Natural Gas_Boiler_E8 | F5 | Commercial | Warehouse | Existing | Space Heating | Natural Gas | Boiler | E8 | RIM BC Ratio | 0 | 0 | 0 | 0 | 0 | 0 | 0 | 0 | 0 | 0 | 0 | 0 | 0 | 0 | 0 | 0 | 0 | 0 | 0 | 0 | 0 | 0 | 0 | 0 | 0 | 0 | 0 | 0 | 0 | 0
F5_Commercial_Warehouse_Existing_Space Heating_Natural Gas_Boiler_E9 | F5 | Commercial | Warehouse | Existing | Space Heating | Natural Gas | Boiler | E9 | RIM BC Ratio | 0 | 0 | 0 | 0 | 0 | 0 | 0 | 0 | 0 | 0 | 0 | 0 | 0 | 0 | 0 | 0 | 0 | 0 | 0 | 0 | 0 | 0 | 0 | 0 | 0 | 0 | 0 | 0 | 0 | 0
F5_Commercial_Warehouse_Existing_Space Heating_Natural Gas_Boiler_E10 | F5 | Commercial | Warehouse | Existing | Space Heating | Natural Gas | Boiler | E10 | RIM BC Ratio | 0 | 0 | 0 | 0 | 0 | 0 | 0 | 0 | 0 | 0 | 0 | 0 | 0 | 0 | 0 | 0 | 0 | 0 | 0 | 0 | 0 | 0 | 0 | 0 | 0 | 0 | 0 | 0 | 0 | 0
F0_Commercial_Warehouse_Existing_Space Heating_Natural Gas_Unit Heater_E0 | F0 | Commercial | Warehouse | Existing | Space Heating | Natural Gas | Unit Heater | E0 | Economic Unit | Infrared Radiant | Infrared Radiant | Infrared Radiant | Infrared Radiant | Infrared Radiant | Infrared Radiant | Infrared Radiant | Infrared Radiant | Infrared Radiant | Infrared Radiant | Infrared Radiant | Infrared Radiant | Infrared Radiant | Infrared Radiant | Infrared Radiant | Infrared Radiant | Infrared Radiant | Infrared Radiant | Infrared Radiant | Infrared Radiant | Infrared Radiant | Infrared Radiant | 0 | 0 | 0 | 0 | 0 | 0 | 0 | 0
F1_Commercial_Warehouse_Existing_Space Heating_Natural Gas_Unit Heater_E1 | F1 | Commercial | Warehouse | Existing | Space Heating | Natural Gas | Unit Heater | E1 | CCE | 0 | 0 | 0 | 0 | 0 | 0 | 0 | 0 | 0 | 0 | 0 | 0 | 0 | 0 | 0 | 0 | 0 | 0 | 0 | 0 | 0 | 0 | 0 | 0 | 0 | 0 | 0 | 0 | 0 | 0
F1_Commercial_Warehouse_Existing_Space Heating_Natural Gas_Unit Heater_E2 | F1 | Commercial | Warehouse | Existing | Space Heating | Natural Gas | Unit Heater | E2 | CCE | 0.025298 | 0.025298 | 0.026577 | 0.026173 | 0.025781 | 0.02529 | 0.025221 | 0.025059 | 0.024908 | 0.024681 | 0.024645 | 0.024532 | 0.024431 | 0.024238 | 0.024263 | 0.024189 | 0.024116 | 0.023957 | 0.024004 | 0.023957 | 0.023922 | 0.023788 | 0 | 0 | 0 | 0 | 0 | 0 | 0 | 0
F1_Commercial_Warehouse_Existing_Space Heating_Natural Gas_Unit Heater_E3 | F1 | Commercial | Warehouse | Existing | Space Heating | Natural Gas | Unit Heater | E3 | CCE | 0.0011378 | 0.0011378 | 0.0011954 | 0.0011772 | 0.0011596 | 0.0011375 | 0.0011344 | 0.0011271 | 0.0011203 | 0.0011101 | 0.0011085 | 0.0011034 | 0.0010988 | 0.0010902 | 0.0010913 | 0.001088 | 0.0010847 | 0.0010775 | 0.0010796 | 0.0010775 | 0.001076 | 0.0010699 | 0 | 0 | 0 | 0 | 0 | 0 | 0 | 0
F1_Commercial_Warehouse_Existing_Space Heating_Natural Gas_Unit Heater_E4 | F1 | Commercial | Warehouse | Existing | Space Heating | Natural Gas | Unit Heater | E4 | CCE | 0 | 0 | 0 | 0 | 0 | 0 | 0 | 0 | 0 | 0 | 0 | 0 | 0 | 0 | 0 | 0 | 0 | 0 | 0 | 0 | 0 | 0 | 0 | 0 | 0 | 0 | 0 | 0 | 0 | 0
F1_Commercial_Warehouse_Existing_Space Heating_Natural Gas_Unit Heater_E5 | F1 | Commercial | Warehouse | Existing | Space Heating | Natural Gas | Unit Heater | E5 | CCE | 0 | 0 | 0 | 0 | 0 | 0 | 0 | 0 | 0 | 0 | 0 | 0 | 0 | 0 | 0 | 0 | 0 | 0 | 0 | 0 | 0 | 0 | 0 | 0 | 0 | 0 | 0 | 0 | 0 | 0
F1_Commercial_Warehouse_Existing_Space Heating_Natural Gas_Unit Heater_E6 | F1 | Commercial | Warehouse | Existing | Space Heating | Natural Gas | Unit Heater | E6 | CCE | 0 | 0 | 0 | 0 | 0 | 0 | 0 | 0 | 0 | 0 | 0 | 0 | 0 | 0 | 0 | 0 | 0 | 0 | 0 | 0 | 0 | 0 | 0 | 0 | 0 | 0 | 0 | 0 | 0 | 0
F1_Commercial_Warehouse_Existing_Space Heating_Natural Gas_Unit Heater_E7 | F1 | Commercial | Warehouse | Existing | Space Heating | Natural Gas | Unit Heater | E7 | CCE | 0 | 0 | 0 | 0 | 0 | 0 | 0 | 0 | 0 | 0 | 0 | 0 | 0 | 0 | 0 | 0 | 0 | 0 | 0 | 0 | 0 | 0 | 0 | 0 | 0 | 0 | 0 | 0 | 0 | 0
F1_Commercial_Warehouse_Existing_Space Heating_Natural Gas_Unit Heater_E8 | F1 | Commercial | Warehouse | Existing | Space Heating | Natural Gas | Unit Heater | E8 | CCE | 0 | 0 | 0 | 0 | 0 | 0 | 0 | 0 | 0 | 0 | 0 | 0 | 0 | 0 | 0 | 0 | 0 | 0 | 0 | 0 | 0 | 0 | 0 | 0 | 0 | 0 | 0 | 0 | 0 | 0
F1_Commercial_Warehouse_Existing_Space Heating_Natural Gas_Unit Heater_E9 | F1 | Commercial | Warehouse | Existing | Space Heating | Natural Gas | Unit Heater | E9 | CCE | 0 | 0 | 0 | 0 | 0 | 0 | 0 | 0 | 0 | 0 | 0 | 0 | 0 | 0 | 0 | 0 | 0 | 0 | 0 | 0 | 0 | 0 | 0 | 0 | 0 | 0 | 0 | 0 | 0 | 0
F1_Commercial_Warehouse_Existing_Space Heating_Natural Gas_Unit Heater_E10 | F1 | Commercial | Warehouse | Existing | Space Heating | Natural Gas | Unit Heater | E10 | CCE | 0 | 0 | 0 | 0 | 0 | 0 | 0 | 0 | 0 | 0 | 0 | 0 | 0 | 0 | 0 | 0 | 0 | 0 | 0 | 0 | 0 | 0 | 0 | 0 | 0 | 0 | 0 | 0 | 0 | 0
F2_Commercial_Warehouse_Existing_Space Heating_Natural Gas_Unit Heater_E1 | F2 | Commercial | Warehouse | Existing | Space Heating | Natural Gas | Unit Heater | E1 | TRC BC Ratio | 0.9 | 0.9 | 0.9 | 0.9 | 0.9 | 0.9 | 0.9 | 0.9 | 0.9 | 0.9 | 0.9 | 0.9 | 0.9 | 0.9 | 0.9 | 0.9 | 0.9 | 0.9 | 0.9 | 0.9 | 0.9 | 0.9 | 0 | 0 | 0 | 0 | 0 | 0 | 0 | 0
F2_Commercial_Warehouse_Existing_Space Heating_Natural Gas_Unit Heater_E2 | F2 | Commercial | Warehouse | Existing | Space Heating | Natural Gas | Unit Heater | E2 | TRC BC Ratio | 0.35171 | 0.35472 | 0.35832 | 0.36428 | 0.37222 | 0.3816 | 0.39021 | 0.39788 | 0.40532 | 0.41254 | 0.41981 | 0.42689 | 0.43355 | 0.44022 | 0.44659 | 0.45313 | 0.46012 | 0.46716 | 0.47426 | 0.48138 | 0.48843 | 0.49538 | 0 | 0 | 0 | 0 | 0 | 0 | 0 | 0
F2_Commercial_Warehouse_Existing_Space Heating_Natural Gas_Unit Heater_E3 | F2 | Commercial | Warehouse | Existing | Space Heating | Natural Gas | Unit Heater | E3 | TRC BC Ratio | 6.8506 | 6.8286 | 6.8252 | 6.9114 | 7.0978 | 7.356 | 7.5942 | 7.8144 | 8.0481 | 8.2587 | 8.4576 | 8.6317 | 8.7675 | 8.8576 | 8.9311 | 9.0076 | 9.0994 | 9.1891 | 9.2771 | 9.362 | 9.4392 | 9.5076 | 0 | 0 | 0 | 0 | 0 | 0 | 0 | 0
F2_Commercial_Warehouse_Existing_Space Heating_Natural Gas_Unit Heater_E4 | F2 | Commercial | Warehouse | Existing | Space Heating | Natural Gas | Unit Heater | E4 | TRC BC Ratio | 0 | 0 | 0 | 0 | 0 | 0 | 0 | 0 | 0 | 0 | 0 | 0 | 0 | 0 | 0 | 0 | 0 | 0 | 0 | 0 | 0 | 0 | 0 | 0 | 0 | 0 | 0 | 0 | 0 | 0
F2_Commercial_Warehouse_Existing_Space Heating_Natural Gas_Unit Heater_E5 | F2 | Commercial | Warehouse | Existing | Space Heating | Natural Gas | Unit Heater | E5 | TRC BC Ratio | 0 | 0 | 0 | 0 | 0 | 0 | 0 | 0 | 0 | 0 | 0 | 0 | 0 | 0 | 0 | 0 | 0 | 0 | 0 | 0 | 0 | 0 | 0 | 0 | 0 | 0 | 0 | 0 | 0 | 0
F2_Commercial_Warehouse_Existing_Space Heating_Natural Gas_Unit Heater_E6 | F2 | Commercial | Warehouse | Existing | Space Heating | Natural Gas | Unit Heater | E6 | TRC BC Ratio | 0 | 0 | 0 | 0 | 0 | 0 | 0 | 0 | 0 | 0 | 0 | 0 | 0 | 0 | 0 | 0 | 0 | 0 | 0 | 0 | 0 | 0 | 0 | 0 | 0 | 0 | 0 | 0 | 0 | 0
F2_Commercial_Warehouse_Existing_Space Heating_Natural Gas_Unit Heater_E7 | F2 | Commercial | Warehouse | Existing | Space Heating | Natural Gas | Unit Heater | E7 | TRC BC Ratio | 0 | 0 | 0 | 0 | 0 | 0 | 0 | 0 | 0 | 0 | 0 | 0 | 0 | 0 | 0 | 0 | 0 | 0 | 0 | 0 | 0 | 0 | 0 | 0 | 0 | 0 | 0 | 0 | 0 | 0
F2_Commercial_Warehouse_Existing_Space Heating_Natural Gas_Unit Heater_E8 | F2 | Commercial | Warehouse | Existing | Space Heating | Natural Gas | Unit Heater | E8 | TRC BC Ratio | 0 | 0 | 0 | 0 | 0 | 0 | 0 | 0 | 0 | 0 | 0 | 0 | 0 | 0 | 0 | 0 | 0 | 0 | 0 | 0 | 0 | 0 | 0 | 0 | 0 | 0 | 0 | 0 | 0 | 0
F2_Commercial_Warehouse_Existing_Space Heating_Natural Gas_Unit Heater_E9 | F2 | Commercial | Warehouse | Existing | Space Heating | Natural Gas | Unit Heater | E9 | TRC BC Ratio | 0 | 0 | 0 | 0 | 0 | 0 | 0 | 0 | 0 | 0 | 0 | 0 | 0 | 0 | 0 | 0 | 0 | 0 | 0 | 0 | 0 | 0 | 0 | 0 | 0 | 0 | 0 | 0 | 0 | 0
F2_Commercial_Warehouse_Existing_Space Heating_Natural Gas_Unit Heater_E10 | F2 | Commercial | Warehouse | Existing | Space Heating | Natural Gas | Unit Heater | E10 | TRC BC Ratio | 0 | 0 | 0 | 0 | 0 | 0 | 0 | 0 | 0 | 0 | 0 | 0 | 0 | 0 | 0 | 0 | 0 | 0 | 0 | 0 | 0 | 0 | 0 | 0 | 0 | 0 | 0 | 0 | 0 | 0
F3_Commercial_Warehouse_Existing_Space Heating_Natural Gas_Unit Heater_E1 | F3 | Commercial | Warehouse | Existing | Space Heating | Natural Gas | Unit Heater | E1 | PACT BC Ratio | 0.9 | 0.9 | 0.9 | 0.9 | 0.9 | 0.9 | 0.9 | 0.9 | 0.9 | 0.9 | 0.9 | 0.9 | 0.9 | 0.9 | 0.9 | 0.9 | 0.9 | 0.9 | 0.9 | 0.9 | 0.9 | 0.9 | 0 | 0 | 0 | 0 | 0 | 0 | 0 | 0
F3_Commercial_Warehouse_Existing_Space Heating_Natural Gas_Unit Heater_E2 | F3 | Commercial | Warehouse | Existing | Space Heating | Natural Gas | Unit Heater | E2 | PACT BC Ratio | 0.74493 | 0.75131 | 0.75894 | 0.77156 | 0.78839 | 0.80825 | 0.82649 | 0.84273 | 0.85849 | 0.87378 | 0.88919 | 0.90417 | 0.91828 | 0.93241 | 0.94591 | 0.95975 | 0.97456 | 0.98947 | 1.0045 | 1.0196 | 1.0345 | 1.0492 | 0 | 0 | 0 | 0 | 0 | 0 | 0 | 0
F3_Commercial_Warehouse_Existing_Space Heating_Natural Gas_Unit Heater_E3 | F3 | Commercial | Warehouse | Existing | Space Heating | Natural Gas | Unit Heater | E3 | PACT BC Ratio | 14.5099 | 14.4632 | 14.4561 | 14.6387 | 15.0334 | 15.5804 | 16.085 | 16.5514 | 17.0463 | 17.4923 | 17.9137 | 18.2824 | 18.5701 | 18.7607 | 18.9164 | 19.0784 | 19.273 | 19.463 | 19.6493 | 19.8292 | 19.9928 | 20.1376 | 0 | 0 | 0 | 0 | 0 | 0 | 0 | 0
F3_Commercial_Warehouse_Existing_Space Heating_Natural Gas_Unit Heater_E4 | F3 | Commercial | Warehouse | Existing | Space Heating | Natural Gas | Unit Heater | E4 | PACT BC Ratio | 0 | 0 | 0 | 0 | 0 | 0 | 0 | 0 | 0 | 0 | 0 | 0 | 0 | 0 | 0 | 0 | 0 | 0 | 0 | 0 | 0 | 0 | 0 | 0 | 0 | 0 | 0 | 0 | 0 | 0
F3_Commercial_Warehouse_Existing_Space Heating_Natural Gas_Unit Heater_E5 | F3 | Commercial | Warehouse | Existing | Space Heating | Natural Gas | Unit Heater | E5 | PACT BC Ratio | 0 | 0 | 0 | 0 | 0 | 0 | 0 | 0 | 0 | 0 | 0 | 0 | 0 | 0 | 0 | 0 | 0 | 0 | 0 | 0 | 0 | 0 | 0 | 0 | 0 | 0 | 0 | 0 | 0 | 0
F3_Commercial_Warehouse_Existing_Space Heating_Natural Gas_Unit Heater_E6 | F3 | Commercial | Warehouse | Existing | Space Heating | Natural Gas | Unit Heater | E6 | PACT BC Ratio | 0 | 0 | 0 | 0 | 0 | 0 | 0 | 0 | 0 | 0 | 0 | 0 | 0 | 0 | 0 | 0 | 0 | 0 | 0 | 0 | 0 | 0 | 0 | 0 | 0 | 0 | 0 | 0 | 0 | 0
F3_Commercial_Warehouse_Existing_Space Heating_Natural Gas_Unit Heater_E7 | F3 | Commercial | Warehouse | Existing | Space Heating | Natural Gas | Unit Heater | E7 | PACT BC Ratio | 0 | 0 | 0 | 0 | 0 | 0 | 0 | 0 | 0 | 0 | 0 | 0 | 0 | 0 | 0 | 0 | 0 | 0 | 0 | 0 | 0 | 0 | 0 | 0 | 0 | 0 | 0 | 0 | 0 | 0
F3_Commercial_Warehouse_Existing_Space Heating_Natural Gas_Unit Heater_E8 | F3 | Commercial | Warehouse | Existing | Space Heating | Natural Gas | Unit Heater | E8 | PACT BC Ratio | 0 | 0 | 0 | 0 | 0 | 0 | 0 | 0 | 0 | 0 | 0 | 0 | 0 | 0 | 0 | 0 | 0 | 0 | 0 | 0 | 0 | 0 | 0 | 0 | 0 | 0 | 0 | 0 | 0 | 0
F3_Commercial_Warehouse_Existing_Space Heating_Natural Gas_Unit Heater_E9 | F3 | Commercial | Warehouse | Existing | Space Heating | Natural Gas | Unit Heater | E9 | PACT BC Ratio | 0 | 0 | 0 | 0 | 0 | 0 | 0 | 0 | 0 | 0 | 0 | 0 | 0 | 0 | 0 | 0 | 0 | 0 | 0 | 0 | 0 | 0 | 0 | 0 | 0 | 0 | 0 | 0 | 0 | 0
F3_Commercial_Warehouse_Existing_Space Heating_Natural Gas_Unit Heater_E10 | F3 | Commercial | Warehouse | Existing | Space Heating | Natural Gas | Unit Heater | E10 | PACT BC Ratio | 0 | 0 | 0 | 0 | 0 | 0 | 0 | 0 | 0 | 0 | 0 | 0 | 0 | 0 | 0 | 0 | 0 | 0 | 0 | 0 | 0 | 0 | 0 | 0 | 0 | 0 | 0 | 0 | 0 | 0
F4_Commercial_Warehouse_Existing_Space Heating_Natural Gas_Unit Heater_E1 | F4 | Commercial | Warehouse | Existing | Space Heating | Natural Gas | Unit Heater | E1 | PCT BC Ratio | 0.9 | 0.9 | 0.9 | 0.9 | 0.9 | 0.9 | 0.9 | 0.9 | 0.9 | 0.9 | 0.9 | 0.9 | 0.9 | 0.9 | 0.9 | 0.9 | 0.9 | 0.9 | 0.9 | 0.9 | 0.9 | 0.9 | 0 | 0 | 0 | 0 | 0 | 0 | 0 | 0
F4_Commercial_Warehouse_Existing_Space Heating_Natural Gas_Unit Heater_E2 | F4 | Commercial | Warehouse | Existing | Space Heating | Natural Gas | Unit Heater | E2 | PCT BC Ratio | 0.85851 | 0.8633 | 0.86903 | 0.87852 | 0.89117 | 0.90609 | 0.9198 | 0.93201 | 0.94385 | 0.95533 | 0.96692 | 0.97818 | 0.98878 | 0.99939 | 1.0095 | 1.0199 | 1.0311 | 1.0423 | 1.0536 | 1.0649 | 1.0761 | 1.0872 | 0 | 0 | 0 | 0 | 0 | 0 | 0 | 0
F4_Commercial_Warehouse_Existing_Space Heating_Natural Gas_Unit Heater_E3 | F4 | Commercial | Warehouse | Existing | Space Heating | Natural Gas | Unit Heater | E3 | PCT BC Ratio | 11.2028 | 11.1678 | 11.1624 | 11.2996 | 11.5963 | 12.0073 | 12.3865 | 12.737 | 13.1089 | 13.4441 | 13.7607 | 14.0378 | 14.254 | 14.3973 | 14.5143 | 14.6361 | 14.7822 | 14.925 | 15.0651 | 15.2002 | 15.3232 | 15.432 | 0 | 0 | 0 | 0 | 0 | 0 | 0 | 0
F4_Commercial_Warehouse_Existing_Space Heating_Natural Gas_Unit Heater_E4 | F4 | Commercial | Warehouse | Existing | Space Heating | Natural Gas | Unit Heater | E4 | PCT BC Ratio | 0 | 0 | 0 | 0 | 0 | 0 | 0 | 0 | 0 | 0 | 0 | 0 | 0 | 0 | 0 | 0 | 0 | 0 | 0 | 0 | 0 | 0 | 0 | 0 | 0 | 0 | 0 | 0 | 0 | 0
F4_Commercial_Warehouse_Existing_Space Heating_Natural Gas_Unit Heater_E5 | F4 | Commercial | Warehouse | Existing | Space Heating | Natural Gas | Unit Heater | E5 | PCT BC Ratio | 0 | 0 | 0 | 0 | 0 | 0 | 0 | 0 | 0 | 0 | 0 | 0 | 0 | 0 | 0 | 0 | 0 | 0 | 0 | 0 | 0 | 0 | 0 | 0 | 0 | 0 | 0 | 0 | 0 | 0
F4_Commercial_Warehouse_Existing_Space Heating_Natural Gas_Unit Heater_E6 | F4 | Commercial | Warehouse | Existing | Space Heating | Natural Gas | Unit Heater | E6 | PCT BC Ratio | 0 | 0 | 0 | 0 | 0 | 0 | 0 | 0 | 0 | 0 | 0 | 0 | 0 | 0 | 0 | 0 | 0 | 0 | 0 | 0 | 0 | 0 | 0 | 0 | 0 | 0 | 0 | 0 | 0 | 0
F4_Commercial_Warehouse_Existing_Space Heating_Natural Gas_Unit Heater_E7 | F4 | Commercial | Warehouse | Existing | Space Heating | Natural Gas | Unit Heater | E7 | PCT BC Ratio | 0 | 0 | 0 | 0 | 0 | 0 | 0 | 0 | 0 | 0 | 0 | 0 | 0 | 0 | 0 | 0 | 0 | 0 | 0 | 0 | 0 | 0 | 0 | 0 | 0 | 0 | 0 | 0 | 0 | 0
F4_Commercial_Warehouse_Existing_Space Heating_Natural Gas_Unit Heater_E8 | F4 | Commercial | Warehouse | Existing | Space Heating | Natural Gas | Unit Heater | E8 | PCT BC Ratio | 0 | 0 | 0 | 0 | 0 | 0 | 0 | 0 | 0 | 0 | 0 | 0 | 0 | 0 | 0 | 0 | 0 | 0 | 0 | 0 | 0 | 0 | 0 | 0 | 0 | 0 | 0 | 0 | 0 | 0
F4_Commercial_Warehouse_Existing_Space Heating_Natural Gas_Unit Heater_E9 | F4 | Commercial | Warehouse | Existing | Space Heating | Natural Gas | Unit Heater | E9 | PCT BC Ratio | 0 | 0 | 0 | 0 | 0 | 0 | 0 | 0 | 0 | 0 | 0 | 0 | 0 | 0 | 0 | 0 | 0 | 0 | 0 | 0 | 0 | 0 | 0 | 0 | 0 | 0 | 0 | 0 | 0 | 0
F4_Commercial_Warehouse_Existing_Space Heating_Natural Gas_Unit Heater_E10 | F4 | Commercial | Warehouse | Existing | Space Heating | Natural Gas | Unit Heater | E10 | PCT BC Ratio | 0 | 0 | 0 | 0 | 0 | 0 | 0 | 0 | 0 | 0 | 0 | 0 | 0 | 0 | 0 | 0 | 0 | 0 | 0 | 0 | 0 | 0 | 0 | 0 | 0 | 0 | 0 | 0 | 0 | 0
F5_Commercial_Warehouse_Existing_Space Heating_Natural Gas_Unit Heater_E1 | F5 | Commercial | Warehouse | Existing | Space Heating | Natural Gas | Unit Heater | E1 | RIM BC Ratio | 0.9 | 0.9 | 0.9 | 0.9 | 0.9 | 0.9 | 0.9 | 0.9 | 0.9 | 0.9 | 0.9 | 0.9 | 0.9 | 0.9 | 0.9 | 0.9 | 0.9 | 0.9 | 0.9 | 0.9 | 0.9 | 0.9 | 0 | 0 | 0 | 0 | 0 | 0 | 0 | 0
F5_Commercial_Warehouse_Existing_Space Heating_Natural Gas_Unit Heater_E2 | F5 | Commercial | Warehouse | Existing | Space Heating | Natural Gas | Unit Heater | E2 | RIM BC Ratio | 0.39363 | 0.3954 | 0.3975 | 0.40094 | 0.40544 | 0.41062 | 0.41528 | 0.41934 | 0.42321 | 0.42689 | 0.43054 | 0.43402 | 0.43724 | 0.44042 | 0.44341 | 0.44643 | 0.44961 | 0.45275 | 0.45587 | 0.45896 | 0.46196 | 0.46487 | 0 | 0 | 0 | 0 | 0 | 0 | 0 | 0
F5_Commercial_Warehouse_Existing_Space Heating_Natural Gas_Unit Heater_E3 | F5 | Commercial | Warehouse | Existing | Space Heating | Natural Gas | Unit Heater | E3 | RIM BC Ratio | 0.78928 | 0.78914 | 0.78912 | 0.78965 | 0.79077 | 0.79224 | 0.7935 | 0.79461 | 0.79572 | 0.79666 | 0.79752 | 0.79824 | 0.79878 | 0.79913 | 0.79941 | 0.79969 | 0.80003 | 0.80036 | 0.80067 | 0.80096 | 0.80123 | 0.80146 | 0 | 0 | 0 | 0 | 0 | 0 | 0 | 0
F5_Commercial_Warehouse_Existing_Space Heating_Natural Gas_Unit Heater_E4 | F5 | Commercial | Warehouse | Existing | Space Heating | Natural Gas | Unit Heater | E4 | RIM BC Ratio | 0 | 0 | 0 | 0 | 0 | 0 | 0 | 0 | 0 | 0 | 0 | 0 | 0 | 0 | 0 | 0 | 0 | 0 | 0 | 0 | 0 | 0 | 0 | 0 | 0 | 0 | 0 | 0 | 0 | 0
F5_Commercial_Warehouse_Existing_Space Heating_Natural Gas_Unit Heater_E5 | F5 | Commercial | Warehouse | Existing | Space Heating | Natural Gas | Unit Heater | E5 | RIM BC Ratio | 0 | 0 | 0 | 0 | 0 | 0 | 0 | 0 | 0 | 0 | 0 | 0 | 0 | 0 | 0 | 0 | 0 | 0 | 0 | 0 | 0 | 0 | 0 | 0 | 0 | 0 | 0 | 0 | 0 | 0
F5_Commercial_Warehouse_Existing_Space Heating_Natural Gas_Unit Heater_E6 | F5 | Commercial | Warehouse | Existing | Space Heating | Natural Gas | Unit Heater | E6 | RIM BC Ratio | 0 | 0 | 0 | 0 | 0 | 0 | 0 | 0 | 0 | 0 | 0 | 0 | 0 | 0 | 0 | 0 | 0 | 0 | 0 | 0 | 0 | 0 | 0 | 0 | 0 | 0 | 0 | 0 | 0 | 0
F5_Commercial_Warehouse_Existing_Space Heating_Natural Gas_Unit Heater_E7 | F5 | Commercial | Warehouse | Existing | Space Heating | Natural Gas | Unit Heater | E7 | RIM BC Ratio | 0 | 0 | 0 | 0 | 0 | 0 | 0 | 0 | 0 | 0 | 0 | 0 | 0 | 0 | 0 | 0 | 0 | 0 | 0 | 0 | 0 | 0 | 0 | 0 | 0 | 0 | 0 | 0 | 0 | 0
F5_Commercial_Warehouse_Existing_Space Heating_Natural Gas_Unit Heater_E8 | F5 | Commercial | Warehouse | Existing | Space Heating | Natural Gas | Unit Heater | E8 | RIM BC Ratio | 0 | 0 | 0 | 0 | 0 | 0 | 0 | 0 | 0 | 0 | 0 | 0 | 0 | 0 | 0 | 0 | 0 | 0 | 0 | 0 | 0 | 0 | 0 | 0 | 0 | 0 | 0 | 0 | 0 | 0
F5_Commercial_Warehouse_Existing_Space Heating_Natural Gas_Unit Heater_E9 | F5 | Commercial | Warehouse | Existing | Space Heating | Natural Gas | Unit Heater | E9 | RIM BC Ratio | 0 | 0 | 0 | 0 | 0 | 0 | 0 | 0 | 0 | 0 | 0 | 0 | 0 | 0 | 0 | 0 | 0 | 0 | 0 | 0 | 0 | 0 | 0 | 0 | 0 | 0 | 0 | 0 | 0 | 0
F5_Commercial_Warehouse_Existing_Space Heating_Natural Gas_Unit Heater_E10 | F5 | Commercial | Warehouse | Existing | Space Heating | Natural Gas | Unit Heater | E10 | RIM BC Ratio | 0 | 0 | 0 | 0 | 0 | 0 | 0 | 0 | 0 | 0 | 0 | 0 | 0 | 0 | 0 | 0 | 0 | 0 | 0 | 0 | 0 | 0 | 0 | 0 | 0 | 0 | 0 | 0 | 0 | 0
F0_Commercial_Warehouse_Existing_Water Heating_Natural Gas_Water Heater_E0 | F0 | Commercial | Warehouse | Existing | Water Heating | Natural Gas | Water Heater | E0 | Economic Unit | Gas-Fired Absorption HPWH | Gas-Fired Absorption HPWH | Gas-Fired Absorption HPWH | Gas-Fired Absorption HPWH | Gas-Fired Absorption HPWH | Gas-Fired Absorption HPWH | Gas-Fired Absorption HPWH | Gas-Fired Absorption HPWH | Gas-Fired Absorption HPWH | Gas-Fired Absorption HPWH | Gas-Fired Absorption HPWH | Gas-Fired Absorption HPWH | Gas-Fired Absorption HPWH | Gas-Fired Absorption HPWH | Gas-Fired Absorption HPWH | Gas-Fired Absorption HPWH | Gas-Fired Absorption HPWH | Gas-Fired Absorption HPWH | Gas-Fired Absorption HPWH | Gas-Fired Absorption HPWH | Gas-Fired Absorption HPWH | Gas-Fired Absorption HPWH | 0 | 0 | 0 | 0 | 0 | 0 | 0 | 0
F1_Commercial_Warehouse_Existing_Water Heating_Natural Gas_Water Heater_E1 | F1 | Commercial | Warehouse | Existing | Water Heating | Natural Gas | Water Heater | E1 | CCE | 0 | 0 | 0 | 0 | 0 | 0 | 0 | 0 | 0 | 0 | 0 | 0 | 0 | 0 | 0 | 0 | 0 | 0 | 0 | 0 | 0 | 0 | 0 | 0 | 0 | 0 | 0 | 0 | 0 | 0
F1_Commercial_Warehouse_Existing_Water Heating_Natural Gas_Water Heater_E2 | F1 | Commercial | Warehouse | Existing | Water Heating | Natural Gas | Water Heater | E2 | CCE | -0.00023516 | -0.00023516 | -0.00024705 | -0.00024329 | -0.00023964 | -0.00023509 | -0.00023444 | -0.00023294 | -0.00023153 | -0.00022942 | -0.00022909 | -0.00022804 | -0.0002271 | -0.0002253 | -0.00022554 | -0.00022485 | -0.00022417 | -0.00022269 | -0.00022313 | -0.00022269 | -0.00022237 | -0.00022112 | 0 | 0 | 0 | 0 | 0 | 0 | 0 | 0
F1_Commercial_Warehouse_Existing_Water Heating_Natural Gas_Water Heater_E3 | F1 | Commercial | Warehouse | Existing | Water Heating | Natural Gas | Water Heater | E3 | CCE | 0.00021899 | 0.00021899 | 0.00023007 | 0.00022657 | 0.00022317 | 0.00021892 | 0.00021833 | 0.00021692 | 0.00021562 | 0.00021365 | 0.00021334 | 0.00021236 | 0.00021149 | 0.00020981 | 0.00021003 | 0.00020939 | 0.00020876 | 0.00020738 | 0.00020779 | 0.00020738 | 0.00020708 | 0.00020592 | 0 | 0 | 0 | 0 | 0 | 0 | 0 | 0
F1_Commercial_Warehouse_Existing_Water Heating_Natural Gas_Water Heater_E4 | F1 | Commercial | Warehouse | Existing | Water Heating | Natural Gas | Water Heater | E4 | CCE | -0.00094869 | -0.00094869 | -0.00099667 | -0.00098152 | -0.00096679 | -0.0009484 | -0.00094581 | -0.00093973 | -0.00093407 | -0.00092554 | -0.00092422 | -0.00091997 | -0.00091618 | -0.00090893 | -0.00090989 | -0.00090711 | -0.00090438 | -0.00089841 | -0.00090017 | -0.00089841 | -0.00089709 | -0.00089208 | 0 | 0 | 0 | 0 | 0 | 0 | 0 | 0
F1_Commercial_Warehouse_Existing_Water Heating_Natural Gas_Water Heater_E5 | F1 | Commercial | Warehouse | Existing | Water Heating | Natural Gas | Water Heater | E5 | CCE | 0 | 0 | 0 | 0 | 0 | 0 | 0 | 0 | 0 | 0 | 0 | 0 | 0 | 0 | 0 | 0 | 0 | 0 | 0 | 0 | 0 | 0 | 0 | 0 | 0 | 0 | 0 | 0 | 0 | 0
F1_Commercial_Warehouse_Existing_Water Heating_Natural Gas_Water Heater_E6 | F1 | Commercial | Warehouse | Existing | Water Heating | Natural Gas | Water Heater | E6 | CCE | 0 | 0 | 0 | 0 | 0 | 0 | 0 | 0 | 0 | 0 | 0 | 0 | 0 | 0 | 0 | 0 | 0 | 0 | 0 | 0 | 0 | 0 | 0 | 0 | 0 | 0 | 0 | 0 | 0 | 0
F1_Commercial_Warehouse_Existing_Water Heating_Natural Gas_Water Heater_E7 | F1 | Commercial | Warehouse | Existing | Water Heating | Natural Gas | Water Heater | E7 | CCE | 0 | 0 | 0 | 0 | 0 | 0 | 0 | 0 | 0 | 0 | 0 | 0 | 0 | 0 | 0 | 0 | 0 | 0 | 0 | 0 | 0 | 0 | 0 | 0 | 0 | 0 | 0 | 0 | 0 | 0
F1_Commercial_Warehouse_Existing_Water Heating_Natural Gas_Water Heater_E8 | F1 | Commercial | Warehouse | Existing | Water Heating | Natural Gas | Water Heater | E8 | CCE | 0 | 0 | 0 | 0 | 0 | 0 | 0 | 0 | 0 | 0 | 0 | 0 | 0 | 0 | 0 | 0 | 0 | 0 | 0 | 0 | 0 | 0 | 0 | 0 | 0 | 0 | 0 | 0 | 0 | 0
F1_Commercial_Warehouse_Existing_Water Heating_Natural Gas_Water Heater_E9 | F1 | Commercial | Warehouse | Existing | Water Heating | Natural Gas | Water Heater | E9 | CCE | 0 | 0 | 0 | 0 | 0 | 0 | 0 | 0 | 0 | 0 | 0 | 0 | 0 | 0 | 0 | 0 | 0 | 0 | 0 | 0 | 0 | 0 | 0 | 0 | 0 | 0 | 0 | 0 | 0 | 0
F1_Commercial_Warehouse_Existing_Water Heating_Natural Gas_Water Heater_E10 | F1 | Commercial | Warehouse | Existing | Water Heating | Natural Gas | Water Heater | E10 | CCE | 0 | 0 | 0 | 0 | 0 | 0 | 0 | 0 | 0 | 0 | 0 | 0 | 0 | 0 | 0 | 0 | 0 | 0 | 0 | 0 | 0 | 0 | 0 | 0 | 0 | 0 | 0 | 0 | 0 | 0
F2_Commercial_Warehouse_Existing_Water Heating_Natural Gas_Water Heater_E1 | F2 | Commercial | Warehouse | Existing | Water Heating | Natural Gas | Water Heater | E1 | TRC BC Ratio | 0.9 | 0.9 | 0.9 | 0.9 | 0.9 | 0.9 | 0.9 | 0.9 | 0.9 | 0.9 | 0.9 | 0.9 | 0.9 | 0.9 | 0.9 | 0.9 | 0.9 | 0.9 | 0.9 | 0.9 | 0.9 | 0.9 | 0 | 0 | 0 | 0 | 0 | 0 | 0 | 0
F2_Commercial_Warehouse_Existing_Water Heating_Natural Gas_Water Heater_E2 | F2 | Commercial | Warehouse | Existing | Water Heating | Natural Gas | Water Heater | E2 | TRC BC Ratio | 0.9 | 0.9 | 0.9 | 0.9 | 0.9 | 0.9 | 0.9 | 0.9 | 0.9 | 0.9 | 0.9 | 0.9 | 0.9 | 0.9 | 0.9 | 0.9 | 0.9 | 0.9 | 0.9 | 0.9 | 0.9 | 0.9 | 0 | 0 | 0 | 0 | 0 | 0 | 0 | 0
F2_Commercial_Warehouse_Existing_Water Heating_Natural Gas_Water Heater_E3 | F2 | Commercial | Warehouse | Existing | Water Heating | Natural Gas | Water Heater | E3 | TRC BC Ratio | 39.9893 | 40.2558 | 40.601 | 41.2678 | 42.1932 | 43.307 | 44.3182 | 45.1845 | 46.0069 | 46.8467 | 47.7459 | 48.6231 | 49.4525 | 50.2877 | 51.0259 | 51.7247 | 52.481 | 53.2399 | 54.0029 | 54.766 | 55.5148 | 56.2457 | 0 | 0 | 0 | 0 | 0 | 0 | 0 | 0
F2_Commercial_Warehouse_Existing_Water Heating_Natural Gas_Water Heater_E4 | F2 | Commercial | Warehouse | Existing | Water Heating | Natural Gas | Water Heater | E4 | TRC BC Ratio | 0.9 | 0.9 | 0.9 | 0.9 | 0.9 | 0.9 | 0.9 | 0.9 | 0.9 | 0.9 | 0.9 | 0.9 | 0.9 | 0.9 | 0.9 | 0.9 | 0.9 | 0.9 | 0.9 | 0.9 | 0.9 | 0.9 | 0 | 0 | 0 | 0 | 0 | 0 | 0 | 0
F2_Commercial_Warehouse_Existing_Water Heating_Natural Gas_Water Heater_E5 | F2 | Commercial | Warehouse | Existing | Water Heating | Natural Gas | Water Heater | E5 | TRC BC Ratio | 0 | 0 | 0 | 0 | 0 | 0 | 0 | 0 | 0 | 0 | 0 | 0 | 0 | 0 | 0 | 0 | 0 | 0 | 0 | 0 | 0 | 0 | 0 | 0 | 0 | 0 | 0 | 0 | 0 | 0
F2_Commercial_Warehouse_Existing_Water Heating_Natural Gas_Water Heater_E6 | F2 | Commercial | Warehouse | Existing | Water Heating | Natural Gas | Water Heater | E6 | TRC BC Ratio | 0 | 0 | 0 | 0 | 0 | 0 | 0 | 0 | 0 | 0 | 0 | 0 | 0 | 0 | 0 | 0 | 0 | 0 | 0 | 0 | 0 | 0 | 0 | 0 | 0 | 0 | 0 | 0 | 0 | 0
F2_Commercial_Warehouse_Existing_Water Heating_Natural Gas_Water Heater_E7 | F2 | Commercial | Warehouse | Existing | Water Heating | Natural Gas | Water Heater | E7 | TRC BC Ratio | 0 | 0 | 0 | 0 | 0 | 0 | 0 | 0 | 0 | 0 | 0 | 0 | 0 | 0 | 0 | 0 | 0 | 0 | 0 | 0 | 0 | 0 | 0 | 0 | 0 | 0 | 0 | 0 | 0 | 0
F2_Commercial_Warehouse_Existing_Water Heating_Natural Gas_Water Heater_E8 | F2 | Commercial | Warehouse | Existing | Water Heating | Natural Gas | Water Heater | E8 | TRC BC Ratio | 0 | 0 | 0 | 0 | 0 | 0 | 0 | 0 | 0 | 0 | 0 | 0 | 0 | 0 | 0 | 0 | 0 | 0 | 0 | 0 | 0 | 0 | 0 | 0 | 0 | 0 | 0 | 0 | 0 | 0
F2_Commercial_Warehouse_Existing_Water Heating_Natural Gas_Water Heater_E9 | F2 | Commercial | Warehouse | Existing | Water Heating | Natural Gas | Water Heater | E9 | TRC BC Ratio | 0 | 0 | 0 | 0 | 0 | 0 | 0 | 0 | 0 | 0 | 0 | 0 | 0 | 0 | 0 | 0 | 0 | 0 | 0 | 0 | 0 | 0 | 0 | 0 | 0 | 0 | 0 | 0 | 0 | 0
F2_Commercial_Warehouse_Existing_Water Heating_Natural Gas_Water Heater_E10 | F2 | Commercial | Warehouse | Existing | Water Heating | Natural Gas | Water Heater | E10 | TRC BC Ratio | 0 | 0 | 0 | 0 | 0 | 0 | 0 | 0 | 0 | 0 | 0 | 0 | 0 | 0 | 0 | 0 | 0 | 0 | 0 | 0 | 0 | 0 | 0 | 0 | 0 | 0 | 0 | 0 | 0 | 0
F3_Commercial_Warehouse_Existing_Water Heating_Natural Gas_Water Heater_E1 | F3 | Commercial | Warehouse | Existing | Water Heating | Natural Gas | Water Heater | E1 | PACT BC Ratio | 0.9 | 0.9 | 0.9 | 0.9 | 0.9 | 0.9 | 0.9 | 0.9 | 0.9 | 0.9 | 0.9 | 0.9 | 0.9 | 0.9 | 0.9 | 0.9 | 0.9 | 0.9 | 0.9 | 0.9 | 0.9 | 0.9 | 0 | 0 | 0 | 0 | 0 | 0 | 0 | 0
F3_Commercial_Warehouse_Existing_Water Heating_Natural Gas_Water Heater_E2 | F3 | Commercial | Warehouse | Existing | Water Heating | Natural Gas | Water Heater | E2 | PACT BC Ratio | 0.9 | 0.9 | 0.9 | 0.9 | 0.9 | 0.9 | 0.9 | 0.9 | 0.9 | 0.9 | 0.9 | 0.9 | 0.9 | 0.9 | 0.9 | 0.9 | 0.9 | 0.9 | 0.9 | 0.9 | 0.9 | 0.9 | 0 | 0 | 0 | 0 | 0 | 0 | 0 | 0
F3_Commercial_Warehouse_Existing_Water Heating_Natural Gas_Water Heater_E3 | F3 | Commercial | Warehouse | Existing | Water Heating | Natural Gas | Water Heater | E3 | PACT BC Ratio | 65.3927 | 65.8285 | 66.3931 | 67.4834 | 68.9968 | 70.8181 | 72.4716 | 73.8883 | 75.233 | 76.6064 | 78.0769 | 79.5113 | 80.8675 | 82.2334 | 83.4404 | 84.5831 | 85.8198 | 87.0609 | 88.3086 | 89.5564 | 90.7809 | 91.9761 | 0 | 0 | 0 | 0 | 0 | 0 | 0 | 0
F3_Commercial_Warehouse_Existing_Water Heating_Natural Gas_Water Heater_E4 | F3 | Commercial | Warehouse | Existing | Water Heating | Natural Gas | Water Heater | E4 | PACT BC Ratio | 0.9 | 0.9 | 0.9 | 0.9 | 0.9 | 0.9 | 0.9 | 0.9 | 0.9 | 0.9 | 0.9 | 0.9 | 0.9 | 0.9 | 0.9 | 0.9 | 0.9 | 0.9 | 0.9 | 0.9 | 0.9 | 0.9 | 0 | 0 | 0 | 0 | 0 | 0 | 0 | 0
F3_Commercial_Warehouse_Existing_Water Heating_Natural Gas_Water Heater_E5 | F3 | Commercial | Warehouse | Existing | Water Heating | Natural Gas | Water Heater | E5 | PACT BC Ratio | 0 | 0 | 0 | 0 | 0 | 0 | 0 | 0 | 0 | 0 | 0 | 0 | 0 | 0 | 0 | 0 | 0 | 0 | 0 | 0 | 0 | 0 | 0 | 0 | 0 | 0 | 0 | 0 | 0 | 0
F3_Commercial_Warehouse_Existing_Water Heating_Natural Gas_Water Heater_E6 | F3 | Commercial | Warehouse | Existing | Water Heating | Natural Gas | Water Heater | E6 | PACT BC Ratio | 0 | 0 | 0 | 0 | 0 | 0 | 0 | 0 | 0 | 0 | 0 | 0 | 0 | 0 | 0 | 0 | 0 | 0 | 0 | 0 | 0 | 0 | 0 | 0 | 0 | 0 | 0 | 0 | 0 | 0
F3_Commercial_Warehouse_Existing_Water Heating_Natural Gas_Water Heater_E7 | F3 | Commercial | Warehouse | Existing | Water Heating | Natural Gas | Water Heater | E7 | PACT BC Ratio | 0 | 0 | 0 | 0 | 0 | 0 | 0 | 0 | 0 | 0 | 0 | 0 | 0 | 0 | 0 | 0 | 0 | 0 | 0 | 0 | 0 | 0 | 0 | 0 | 0 | 0 | 0 | 0 | 0 | 0
F3_Commercial_Warehouse_Existing_Water Heating_Natural Gas_Water Heater_E8 | F3 | Commercial | Warehouse | Existing | Water Heating | Natural Gas | Water Heater | E8 | PACT BC Ratio | 0 | 0 | 0 | 0 | 0 | 0 | 0 | 0 | 0 | 0 | 0 | 0 | 0 | 0 | 0 | 0 | 0 | 0 | 0 | 0 | 0 | 0 | 0 | 0 | 0 | 0 | 0 | 0 | 0 | 0
F3_Commercial_Warehouse_Existing_Water Heating_Natural Gas_Water Heater_E9 | F3 | Commercial | Warehouse | Existing | Water Heating | Natural Gas | Water Heater | E9 | PACT BC Ratio | 0 | 0 | 0 | 0 | 0 | 0 | 0 | 0 | 0 | 0 | 0 | 0 | 0 | 0 | 0 | 0 | 0 | 0 | 0 | 0 | 0 | 0 | 0 | 0 | 0 | 0 | 0 | 0 | 0 | 0
F3_Commercial_Warehouse_Existing_Water Heating_Natural Gas_Water Heater_E10 | F3 | Commercial | Warehouse | Existing | Water Heating | Natural Gas | Water Heater | E10 | PACT BC Ratio | 0 | 0 | 0 | 0 | 0 | 0 | 0 | 0 | 0 | 0 | 0 | 0 | 0 | 0 | 0 | 0 | 0 | 0 | 0 | 0 | 0 | 0 | 0 | 0 | 0 | 0 | 0 | 0 | 0 | 0
F4_Commercial_Warehouse_Existing_Water Heating_Natural Gas_Water Heater_E1 | F4 | Commercial | Warehouse | Existing | Water Heating | Natural Gas | Water Heater | E1 | PCT BC Ratio | 0.9 | 0.9 | 0.9 | 0.9 | 0.9 | 0.9 | 0.9 | 0.9 | 0.9 | 0.9 | 0.9 | 0.9 | 0.9 | 0.9 | 0.9 | 0.9 | 0.9 | 0.9 | 0.9 | 0.9 | 0.9 | 0.9 | 0 | 0 | 0 | 0 | 0 | 0 | 0 | 0
F4_Commercial_Warehouse_Existing_Water Heating_Natural Gas_Water Heater_E2 | F4 | Commercial | Warehouse | Existing | Water Heating | Natural Gas | Water Heater | E2 | PCT BC Ratio | 0.9 | 0.9 | 0.9 | 0.9 | 0.9 | 0.9 | 0.9 | 0.9 | 0.9 | 0.9 | 0.9 | 0.9 | 0.9 | 0.9 | 0.9 | 0.9 | 0.9 | 0.9 | 0.9 | 0.9 | 0.9 | 0.9 | 0 | 0 | 0 | 0 | 0 | 0 | 0 | 0
F4_Commercial_Warehouse_Existing_Water Heating_Natural Gas_Water Heater_E3 | F4 | Commercial | Warehouse | Existing | Water Heating | Natural Gas | Water Heater | E3 | PCT BC Ratio | 70.9174 | 71.3871 | 71.9957 | 73.171 | 74.8023 | 76.7655 | 78.5479 | 80.075 | 81.5246 | 83.005 | 84.59 | 86.1362 | 87.5982 | 89.0704 | 90.3716 | 91.6033 | 92.9364 | 94.2742 | 95.6191 | 96.9642 | 98.2841 | 99.5725 | 0 | 0 | 0 | 0 | 0 | 0 | 0 | 0
F4_Commercial_Warehouse_Existing_Water Heating_Natural Gas_Water Heater_E4 | F4 | Commercial | Warehouse | Existing | Water Heating | Natural Gas | Water Heater | E4 | PCT BC Ratio | 0.9 | 0.9 | 0.9 | 0.9 | 0.9 | 0.9 | 0.9 | 0.9 | 0.9 | 0.9 | 0.9 | 0.9 | 0.9 | 0.9 | 0.9 | 0.9 | 0.9 | 0.9 | 0.9 | 0.9 | 0.9 | 0.9 | 0 | 0 | 0 | 0 | 0 | 0 | 0 | 0
F4_Commercial_Warehouse_Existing_Water Heating_Natural Gas_Water Heater_E5 | F4 | Commercial | Warehouse | Existing | Water Heating | Natural Gas | Water Heater | E5 | PCT BC Ratio | 0 | 0 | 0 | 0 | 0 | 0 | 0 | 0 | 0 | 0 | 0 | 0 | 0 | 0 | 0 | 0 | 0 | 0 | 0 | 0 | 0 | 0 | 0 | 0 | 0 | 0 | 0 | 0 | 0 | 0
F4_Commercial_Warehouse_Existing_Water Heating_Natural Gas_Water Heater_E6 | F4 | Commercial | Warehouse | Existing | Water Heating | Natural Gas | Water Heater | E6 | PCT BC Ratio | 0 | 0 | 0 | 0 | 0 | 0 | 0 | 0 | 0 | 0 | 0 | 0 | 0 | 0 | 0 | 0 | 0 | 0 | 0 | 0 | 0 | 0 | 0 | 0 | 0 | 0 | 0 | 0 | 0 | 0
F4_Commercial_Warehouse_Existing_Water Heating_Natural Gas_Water Heater_E7 | F4 | Commercial | Warehouse | Existing | Water Heating | Natural Gas | Water Heater | E7 | PCT BC Ratio | 0 | 0 | 0 | 0 | 0 | 0 | 0 | 0 | 0 | 0 | 0 | 0 | 0 | 0 | 0 | 0 | 0 | 0 | 0 | 0 | 0 | 0 | 0 | 0 | 0 | 0 | 0 | 0 | 0 | 0
F4_Commercial_Warehouse_Existing_Water Heating_Natural Gas_Water Heater_E8 | F4 | Commercial | Warehouse | Existing | Water Heating | Natural Gas | Water Heater | E8 | PCT BC Ratio | 0 | 0 | 0 | 0 | 0 | 0 | 0 | 0 | 0 | 0 | 0 | 0 | 0 | 0 | 0 | 0 | 0 | 0 | 0 | 0 | 0 | 0 | 0 | 0 | 0 | 0 | 0 | 0 | 0 | 0
F4_Commercial_Warehouse_Existing_Water Heating_Natural Gas_Water Heater_E9 | F4 | Commercial | Warehouse | Existing | Water Heating | Natural Gas | Water Heater | E9 | PCT BC Ratio | 0 | 0 | 0 | 0 | 0 | 0 | 0 | 0 | 0 | 0 | 0 | 0 | 0 | 0 | 0 | 0 | 0 | 0 | 0 | 0 | 0 | 0 | 0 | 0 | 0 | 0 | 0 | 0 | 0 | 0
F4_Commercial_Warehouse_Existing_Water Heating_Natural Gas_Water Heater_E10 | F4 | Commercial | Warehouse | Existing | Water Heating | Natural Gas | Water Heater | E10 | PCT BC Ratio | 0 | 0 | 0 | 0 | 0 | 0 | 0 | 0 | 0 | 0 | 0 | 0 | 0 | 0 | 0 | 0 | 0 | 0 | 0 | 0 | 0 | 0 | 0 | 0 | 0 | 0 | 0 | 0 | 0 | 0
F5_Commercial_Warehouse_Existing_Water Heating_Natural Gas_Water Heater_E1 | F5 | Commercial | Warehouse | Existing | Water Heating | Natural Gas | Water Heater | E1 | RIM BC Ratio | 0.9 | 0.9 | 0.9 | 0.9 | 0.9 | 0.9 | 0.9 | 0.9 | 0.9 | 0.9 | 0.9 | 0.9 | 0.9 | 0.9 | 0.9 | 0.9 | 0.9 | 0.9 | 0.9 | 0.9 | 0.9 | 0.9 | 0 | 0 | 0 | 0 | 0 | 0 | 0 | 0
F5_Commercial_Warehouse_Existing_Water Heating_Natural Gas_Water Heater_E2 | F5 | Commercial | Warehouse | Existing | Water Heating | Natural Gas | Water Heater | E2 | RIM BC Ratio | 0.9 | 0.9 | 0.9 | 0.9 | 0.9 | 0.9 | 0.9 | 0.9 | 0.9 | 0.9 | 0.9 | 0.9 | 0.9 | 0.9 | 0.9 | 0.9 | 0.9 | 0.9 | 0.9 | 0.9 | 0.9 | 0.9 | 0 | 0 | 0 | 0 | 0 | 0 | 0 | 0
F5_Commercial_Warehouse_Existing_Water Heating_Natural Gas_Water Heater_E3 | F5 | Commercial | Warehouse | Existing | Water Heating | Natural Gas | Water Heater | E3 | RIM BC Ratio | 0.82416 | 0.82423 | 0.82432 | 0.82448 | 0.8247 | 0.82496 | 0.82518 | 0.82536 | 0.82552 | 0.82568 | 0.82585 | 0.82601 | 0.82615 | 0.82629 | 0.82641 | 0.82652 | 0.82664 | 0.82675 | 0.82686 | 0.82697 | 0.82707 | 0.82717 | 0 | 0 | 0 | 0 | 0 | 0 | 0 | 0
F5_Commercial_Warehouse_Existing_Water Heating_Natural Gas_Water Heater_E4 | F5 | Commercial | Warehouse | Existing | Water Heating | Natural Gas | Water Heater | E4 | RIM BC Ratio | 0.9 | 0.9 | 0.9 | 0.9 | 0.9 | 0.9 | 0.9 | 0.9 | 0.9 | 0.9 | 0.9 | 0.9 | 0.9 | 0.9 | 0.9 | 0.9 | 0.9 | 0.9 | 0.9 | 0.9 | 0.9 | 0.9 | 0 | 0 | 0 | 0 | 0 | 0 | 0 | 0
F5_Commercial_Warehouse_Existing_Water Heating_Natural Gas_Water Heater_E5 | F5 | Commercial | Warehouse | Existing | Water Heating | Natural Gas | Water Heater | E5 | RIM BC Ratio | 0 | 0 | 0 | 0 | 0 | 0 | 0 | 0 | 0 | 0 | 0 | 0 | 0 | 0 | 0 | 0 | 0 | 0 | 0 | 0 | 0 | 0 | 0 | 0 | 0 | 0 | 0 | 0 | 0 | 0
F5_Commercial_Warehouse_Existing_Water Heating_Natural Gas_Water Heater_E6 | F5 | Commercial | Warehouse | Existing | Water Heating | Natural Gas | Water Heater | E6 | RIM BC Ratio | 0 | 0 | 0 | 0 | 0 | 0 | 0 | 0 | 0 | 0 | 0 | 0 | 0 | 0 | 0 | 0 | 0 | 0 | 0 | 0 | 0 | 0 | 0 | 0 | 0 | 0 | 0 | 0 | 0 | 0
F5_Commercial_Warehouse_Existing_Water Heating_Natural Gas_Water Heater_E7 | F5 | Commercial | Warehouse | Existing | Water Heating | Natural Gas | Water Heater | E7 | RIM BC Ratio | 0 | 0 | 0 | 0 | 0 | 0 | 0 | 0 | 0 | 0 | 0 | 0 | 0 | 0 | 0 | 0 | 0 | 0 | 0 | 0 | 0 | 0 | 0 | 0 | 0 | 0 | 0 | 0 | 0 | 0
F5_Commercial_Warehouse_Existing_Water Heating_Natural Gas_Water Heater_E8 | F5 | Commercial | Warehouse | Existing | Water Heating | Natural Gas | Water Heater | E8 | RIM BC Ratio | 0 | 0 | 0 | 0 | 0 | 0 | 0 | 0 | 0 | 0 | 0 | 0 | 0 | 0 | 0 | 0 | 0 | 0 | 0 | 0 | 0 | 0 | 0 | 0 | 0 | 0 | 0 | 0 | 0 | 0
F5_Commercial_Warehouse_Existing_Water Heating_Natural Gas_Water Heater_E9 | F5 | Commercial | Warehouse | Existing | Water Heating | Natural Gas | Water Heater | E9 | RIM BC Ratio | 0 | 0 | 0 | 0 | 0 | 0 | 0 | 0 | 0 | 0 | 0 | 0 | 0 | 0 | 0 | 0 | 0 | 0 | 0 | 0 | 0 | 0 | 0 | 0 | 0 | 0 | 0 | 0 | 0 | 0
F5_Commercial_Warehouse_Existing_Water Heating_Natural Gas_Water Heater_E10 | F5 | Commercial | Warehouse | Existing | Water Heating | Natural Gas | Water Heater | E10 | RIM BC Ratio | 0 | 0 | 0 | 0 | 0 | 0 | 0 | 0 | 0 | 0 | 0 | 0 | 0 | 0 | 0 | 0 | 0 | 0 | 0 | 0 | 0 | 0 | 0 | 0 | 0 | 0 | 0 | 0 | 0 | 0
F0_Commercial_Warehouse_Existing_Food Preparation_Natural Gas_Oven_E0 | F0 | Commercial | Warehouse | Existing | Food Preparation | Natural Gas | Oven | E0 | Economic Unit | ENERGY STAR (>44% Baking Efficiency) | ENERGY STAR (>44% Baking Efficiency) | ENERGY STAR (>44% Baking Efficiency) | ENERGY STAR (>44% Baking Efficiency) | ENERGY STAR (>44% Baking Efficiency) | ENERGY STAR (>44% Baking Efficiency) | ENERGY STAR (>44% Baking Efficiency) | ENERGY STAR (>44% Baking Efficiency) | ENERGY STAR (>44% Baking Efficiency) | ENERGY STAR (>44% Baking Efficiency) | ENERGY STAR (>44% Baking Efficiency) | ENERGY STAR (>44% Baking Efficiency) | ENERGY STAR (>44% Baking Efficiency) | ENERGY STAR (>44% Baking Efficiency) | ENERGY STAR (>44% Baking Efficiency) | ENERGY STAR (>44% Baking Efficiency) | ENERGY STAR (>44% Baking Efficiency) | ENERGY STAR (>44% Baking Efficiency) | ENERGY STAR (>44% Baking Efficiency) | ENERGY STAR (>44% Baking Efficiency) | ENERGY STAR (>44% Baking Efficiency) | ENERGY STAR (>44% Baking Efficiency) | 0 | 0 | 0 | 0 | 0 | 0 | 0 | 0
F1_Commercial_Warehouse_Existing_Food Preparation_Natural Gas_Oven_E1 | F1 | Commercial | Warehouse | Existing | Food Preparation | Natural Gas | Oven | E1 | CCE | 0 | 0 | 0 | 0 | 0 | 0 | 0 | 0 | 0 | 0 | 0 | 0 | 0 | 0 | 0 | 0 | 0 | 0 | 0 | 0 | 0 | 0 | 0 | 0 | 0 | 0 | 0 | 0 | 0 | 0
F1_Commercial_Warehouse_Existing_Food Preparation_Natural Gas_Oven_E2 | F1 | Commercial | Warehouse | Existing | Food Preparation | Natural Gas | Oven | E2 | CCE | 0.00045896 | 0.00045896 | 0.00048217 | 0.00047484 | 0.00046772 | 0.00045882 | 0.00045757 | 0.00045463 | 0.00045189 | 0.00044776 | 0.00044712 | 0.00044507 | 0.00044323 | 0.00043973 | 0.00044019 | 0.00043885 | 0.00043753 | 0.00043464 | 0.00043549 | 0.00043464 | 0.000434 | 0.00043158 | 0 | 0 | 0 | 0 | 0 | 0 | 0 | 0
F1_Commercial_Warehouse_Existing_Food Preparation_Natural Gas_Oven_E3 | F1 | Commercial | Warehouse | Existing | Food Preparation | Natural Gas | Oven | E3 | CCE | 0 | 0 | 0 | 0 | 0 | 0 | 0 | 0 | 0 | 0 | 0 | 0 | 0 | 0 | 0 | 0 | 0 | 0 | 0 | 0 | 0 | 0 | 0 | 0 | 0 | 0 | 0 | 0 | 0 | 0
F1_Commercial_Warehouse_Existing_Food Preparation_Natural Gas_Oven_E4 | F1 | Commercial | Warehouse | Existing | Food Preparation | Natural Gas | Oven | E4 | CCE | 0 | 0 | 0 | 0 | 0 | 0 | 0 | 0 | 0 | 0 | 0 | 0 | 0 | 0 | 0 | 0 | 0 | 0 | 0 | 0 | 0 | 0 | 0 | 0 | 0 | 0 | 0 | 0 | 0 | 0
F1_Commercial_Warehouse_Existing_Food Preparation_Natural Gas_Oven_E5 | F1 | Commercial | Warehouse | Existing | Food Preparation | Natural Gas | Oven | E5 | CCE | 0 | 0 | 0 | 0 | 0 | 0 | 0 | 0 | 0 | 0 | 0 | 0 | 0 | 0 | 0 | 0 | 0 | 0 | 0 | 0 | 0 | 0 | 0 | 0 | 0 | 0 | 0 | 0 | 0 | 0
F1_Commercial_Warehouse_Existing_Food Preparation_Natural Gas_Oven_E6 | F1 | Commercial | Warehouse | Existing | Food Preparation | Natural Gas | Oven | E6 | CCE | 0 | 0 | 0 | 0 | 0 | 0 | 0 | 0 | 0 | 0 | 0 | 0 | 0 | 0 | 0 | 0 | 0 | 0 | 0 | 0 | 0 | 0 | 0 | 0 | 0 | 0 | 0 | 0 | 0 | 0
F1_Commercial_Warehouse_Existing_Food Preparation_Natural Gas_Oven_E7 | F1 | Commercial | Warehouse | Existing | Food Preparation | Natural Gas | Oven | E7 | CCE | 0 | 0 | 0 | 0 | 0 | 0 | 0 | 0 | 0 | 0 | 0 | 0 | 0 | 0 | 0 | 0 | 0 | 0 | 0 | 0 | 0 | 0 | 0 | 0 | 0 | 0 | 0 | 0 | 0 | 0
F1_Commercial_Warehouse_Existing_Food Preparation_Natural Gas_Oven_E8 | F1 | Commercial | Warehouse | Existing | Food Preparation | Natural Gas | Oven | E8 | CCE | 0 | 0 | 0 | 0 | 0 | 0 | 0 | 0 | 0 | 0 | 0 | 0 | 0 | 0 | 0 | 0 | 0 | 0 | 0 | 0 | 0 | 0 | 0 | 0 | 0 | 0 | 0 | 0 | 0 | 0
F1_Commercial_Warehouse_Existing_Food Preparation_Natural Gas_Oven_E9 | F1 | Commercial | Warehouse | Existing | Food Preparation | Natural Gas | Oven | E9 | CCE | 0 | 0 | 0 | 0 | 0 | 0 | 0 | 0 | 0 | 0 | 0 | 0 | 0 | 0 | 0 | 0 | 0 | 0 | 0 | 0 | 0 | 0 | 0 | 0 | 0 | 0 | 0 | 0 | 0 | 0
F1_Commercial_Warehouse_Existing_Food Preparation_Natural Gas_Oven_E10 | F1 | Commercial | Warehouse | Existing | Food Preparation | Natural Gas | Oven | E10 | CCE | 0 | 0 | 0 | 0 | 0 | 0 | 0 | 0 | 0 | 0 | 0 | 0 | 0 | 0 | 0 | 0 | 0 | 0 | 0 | 0 | 0 | 0 | 0 | 0 | 0 | 0 | 0 | 0 | 0 | 0
F2_Commercial_Warehouse_Existing_Food Preparation_Natural Gas_Oven_E1 | F2 | Commercial | Warehouse | Existing | Food Preparation | Natural Gas | Oven | E1 | TRC BC Ratio | 0.9 | 0.9 | 0.9 | 0.9 | 0.9 | 0.9 | 0.9 | 0.9 | 0.9 | 0.9 | 0.9 | 0.9 | 0.9 | 0.9 | 0.9 | 0.9 | 0.9 | 0.9 | 0.9 | 0.9 | 0.9 | 0.9 | 0 | 0 | 0 | 0 | 0 | 0 | 0 | 0
F2_Commercial_Warehouse_Existing_Food Preparation_Natural Gas_Oven_E2 | F2 | Commercial | Warehouse | Existing | Food Preparation | Natural Gas | Oven | E2 | TRC BC Ratio | 19.3861 | 19.5519 | 19.7505 | 20.079 | 20.517 | 21.0337 | 21.5085 | 21.9312 | 22.3413 | 22.739 | 23.1401 | 23.5301 | 23.8972 | 24.2648 | 24.6161 | 24.9765 | 25.3618 | 25.7498 | 26.141 | 26.5337 | 26.9222 | 27.305 | 0 | 0 | 0 | 0 | 0 | 0 | 0 | 0
F2_Commercial_Warehouse_Existing_Food Preparation_Natural Gas_Oven_E3 | F2 | Commercial | Warehouse | Existing | Food Preparation | Natural Gas | Oven | E3 | TRC BC Ratio | 0 | 0 | 0 | 0 | 0 | 0 | 0 | 0 | 0 | 0 | 0 | 0 | 0 | 0 | 0 | 0 | 0 | 0 | 0 | 0 | 0 | 0 | 0 | 0 | 0 | 0 | 0 | 0 | 0 | 0
F2_Commercial_Warehouse_Existing_Food Preparation_Natural Gas_Oven_E4 | F2 | Commercial | Warehouse | Existing | Food Preparation | Natural Gas | Oven | E4 | TRC BC Ratio | 0 | 0 | 0 | 0 | 0 | 0 | 0 | 0 | 0 | 0 | 0 | 0 | 0 | 0 | 0 | 0 | 0 | 0 | 0 | 0 | 0 | 0 | 0 | 0 | 0 | 0 | 0 | 0 | 0 | 0
F2_Commercial_Warehouse_Existing_Food Preparation_Natural Gas_Oven_E5 | F2 | Commercial | Warehouse | Existing | Food Preparation | Natural Gas | Oven | E5 | TRC BC Ratio | 0 | 0 | 0 | 0 | 0 | 0 | 0 | 0 | 0 | 0 | 0 | 0 | 0 | 0 | 0 | 0 | 0 | 0 | 0 | 0 | 0 | 0 | 0 | 0 | 0 | 0 | 0 | 0 | 0 | 0
F2_Commercial_Warehouse_Existing_Food Preparation_Natural Gas_Oven_E6 | F2 | Commercial | Warehouse | Existing | Food Preparation | Natural Gas | Oven | E6 | TRC BC Ratio | 0 | 0 | 0 | 0 | 0 | 0 | 0 | 0 | 0 | 0 | 0 | 0 | 0 | 0 | 0 | 0 | 0 | 0 | 0 | 0 | 0 | 0 | 0 | 0 | 0 | 0 | 0 | 0 | 0 | 0
F2_Commercial_Warehouse_Existing_Food Preparation_Natural Gas_Oven_E7 | F2 | Commercial | Warehouse | Existing | Food Preparation | Natural Gas | Oven | E7 | TRC BC Ratio | 0 | 0 | 0 | 0 | 0 | 0 | 0 | 0 | 0 | 0 | 0 | 0 | 0 | 0 | 0 | 0 | 0 | 0 | 0 | 0 | 0 | 0 | 0 | 0 | 0 | 0 | 0 | 0 | 0 | 0
F2_Commercial_Warehouse_Existing_Food Preparation_Natural Gas_Oven_E8 | F2 | Commercial | Warehouse | Existing | Food Preparation | Natural Gas | Oven | E8 | TRC BC Ratio | 0 | 0 | 0 | 0 | 0 | 0 | 0 | 0 | 0 | 0 | 0 | 0 | 0 | 0 | 0 | 0 | 0 | 0 | 0 | 0 | 0 | 0 | 0 | 0 | 0 | 0 | 0 | 0 | 0 | 0
F2_Commercial_Warehouse_Existing_Food Preparation_Natural Gas_Oven_E9 | F2 | Commercial | Warehouse | Existing | Food Preparation | Natural Gas | Oven | E9 | TRC BC Ratio | 0 | 0 | 0 | 0 | 0 | 0 | 0 | 0 | 0 | 0 | 0 | 0 | 0 | 0 | 0 | 0 | 0 | 0 | 0 | 0 | 0 | 0 | 0 | 0 | 0 | 0 | 0 | 0 | 0 | 0
F2_Commercial_Warehouse_Existing_Food Preparation_Natural Gas_Oven_E10 | F2 | Commercial | Warehouse | Existing | Food Preparation | Natural Gas | Oven | E10 | TRC BC Ratio | 0 | 0 | 0 | 0 | 0 | 0 | 0 | 0 | 0 | 0 | 0 | 0 | 0 | 0 | 0 | 0 | 0 | 0 | 0 | 0 | 0 | 0 | 0 | 0 | 0 | 0 | 0 | 0 | 0 | 0
F3_Commercial_Warehouse_Existing_Food Preparation_Natural Gas_Oven_E1 | F3 | Commercial | Warehouse | Existing | Food Preparation | Natural Gas | Oven | E1 | PACT BC Ratio | 0.9 | 0.9 | 0.9 | 0.9 | 0.9 | 0.9 | 0.9 | 0.9 | 0.9 | 0.9 | 0.9 | 0.9 | 0.9 | 0.9 | 0.9 | 0.9 | 0.9 | 0.9 | 0.9 | 0.9 | 0.9 | 0.9 | 0 | 0 | 0 | 0 | 0 | 0 | 0 | 0
F3_Commercial_Warehouse_Existing_Food Preparation_Natural Gas_Oven_E2 | F3 | Commercial | Warehouse | Existing | Food Preparation | Natural Gas | Oven | E2 | PACT BC Ratio | 19.3861 | 19.5519 | 19.7505 | 20.079 | 20.517 | 21.0337 | 21.5085 | 21.9312 | 22.3413 | 22.739 | 23.1401 | 23.5301 | 23.8972 | 24.2648 | 24.6161 | 24.9765 | 25.3618 | 25.7498 | 26.141 | 26.5337 | 26.9222 | 27.305 | 0 | 0 | 0 | 0 | 0 | 0 | 0 | 0
F3_Commercial_Warehouse_Existing_Food Preparation_Natural Gas_Oven_E3 | F3 | Commercial | Warehouse | Existing | Food Preparation | Natural Gas | Oven | E3 | PACT BC Ratio | 0 | 0 | 0 | 0 | 0 | 0 | 0 | 0 | 0 | 0 | 0 | 0 | 0 | 0 | 0 | 0 | 0 | 0 | 0 | 0 | 0 | 0 | 0 | 0 | 0 | 0 | 0 | 0 | 0 | 0
F3_Commercial_Warehouse_Existing_Food Preparation_Natural Gas_Oven_E4 | F3 | Commercial | Warehouse | Existing | Food Preparation | Natural Gas | Oven | E4 | PACT BC Ratio | 0 | 0 | 0 | 0 | 0 | 0 | 0 | 0 | 0 | 0 | 0 | 0 | 0 | 0 | 0 | 0 | 0 | 0 | 0 | 0 | 0 | 0 | 0 | 0 | 0 | 0 | 0 | 0 | 0 | 0
F3_Commercial_Warehouse_Existing_Food Preparation_Natural Gas_Oven_E5 | F3 | Commercial | Warehouse | Existing | Food Preparation | Natural Gas | Oven | E5 | PACT BC Ratio | 0 | 0 | 0 | 0 | 0 | 0 | 0 | 0 | 0 | 0 | 0 | 0 | 0 | 0 | 0 | 0 | 0 | 0 | 0 | 0 | 0 | 0 | 0 | 0 | 0 | 0 | 0 | 0 | 0 | 0
F3_Commercial_Warehouse_Existing_Food Preparation_Natural Gas_Oven_E6 | F3 | Commercial | Warehouse | Existing | Food Preparation | Natural Gas | Oven | E6 | PACT BC Ratio | 0 | 0 | 0 | 0 | 0 | 0 | 0 | 0 | 0 | 0 | 0 | 0 | 0 | 0 | 0 | 0 | 0 | 0 | 0 | 0 | 0 | 0 | 0 | 0 | 0 | 0 | 0 | 0 | 0 | 0
F3_Commercial_Warehouse_Existing_Food Preparation_Natural Gas_Oven_E7 | F3 | Commercial | Warehouse | Existing | Food Preparation | Natural Gas | Oven | E7 | PACT BC Ratio | 0 | 0 | 0 | 0 | 0 | 0 | 0 | 0 | 0 | 0 | 0 | 0 | 0 | 0 | 0 | 0 | 0 | 0 | 0 | 0 | 0 | 0 | 0 | 0 | 0 | 0 | 0 | 0 | 0 | 0
F3_Commercial_Warehouse_Existing_Food Preparation_Natural Gas_Oven_E8 | F3 | Commercial | Warehouse | Existing | Food Preparation | Natural Gas | Oven | E8 | PACT BC Ratio | 0 | 0 | 0 | 0 | 0 | 0 | 0 | 0 | 0 | 0 | 0 | 0 | 0 | 0 | 0 | 0 | 0 | 0 | 0 | 0 | 0 | 0 | 0 | 0 | 0 | 0 | 0 | 0 | 0 | 0
F3_Commercial_Warehouse_Existing_Food Preparation_Natural Gas_Oven_E9 | F3 | Commercial | Warehouse | Existing | Food Preparation | Natural Gas | Oven | E9 | PACT BC Ratio | 0 | 0 | 0 | 0 | 0 | 0 | 0 | 0 | 0 | 0 | 0 | 0 | 0 | 0 | 0 | 0 | 0 | 0 | 0 | 0 | 0 | 0 | 0 | 0 | 0 | 0 | 0 | 0 | 0 | 0
F3_Commercial_Warehouse_Existing_Food Preparation_Natural Gas_Oven_E10 | F3 | Commercial | Warehouse | Existing | Food Preparation | Natural Gas | Oven | E10 | PACT BC Ratio | 0 | 0 | 0 | 0 | 0 | 0 | 0 | 0 | 0 | 0 | 0 | 0 | 0 | 0 | 0 | 0 | 0 | 0 | 0 | 0 | 0 | 0 | 0 | 0 | 0 | 0 | 0 | 0 | 0 | 0
F4_Commercial_Warehouse_Existing_Food Preparation_Natural Gas_Oven_E1 | F4 | Commercial | Warehouse | Existing | Food Preparation | Natural Gas | Oven | E1 | PCT BC Ratio | 0.9 | 0.9 | 0.9 | 0.9 | 0.9 | 0.9 | 0.9 | 0.9 | 0.9 | 0.9 | 0.9 | 0.9 | 0.9 | 0.9 | 0.9 | 0.9 | 0.9 | 0.9 | 0.9 | 0.9 | 0.9 | 0.9 | 0 | 0 | 0 | 0 | 0 | 0 | 0 | 0
F4_Commercial_Warehouse_Existing_Food Preparation_Natural Gas_Oven_E2 | F4 | Commercial | Warehouse | Existing | Food Preparation | Natural Gas | Oven | E2 | PCT BC Ratio | 49.7741 | 50.1913 | 50.6909 | 51.5175 | 52.6194 | 53.9194 | 55.1139 | 56.1776 | 57.2092 | 58.2099 | 59.2191 | 60.2001 | 61.1237 | 62.0487 | 62.9326 | 63.8392 | 64.8088 | 65.7849 | 66.769 | 67.7572 | 68.7346 | 69.6977 | 0 | 0 | 0 | 0 | 0 | 0 | 0 | 0
F4_Commercial_Warehouse_Existing_Food Preparation_Natural Gas_Oven_E3 | F4 | Commercial | Warehouse | Existing | Food Preparation | Natural Gas | Oven | E3 | PCT BC Ratio | 0 | 0 | 0 | 0 | 0 | 0 | 0 | 0 | 0 | 0 | 0 | 0 | 0 | 0 | 0 | 0 | 0 | 0 | 0 | 0 | 0 | 0 | 0 | 0 | 0 | 0 | 0 | 0 | 0 | 0
F4_Commercial_Warehouse_Existing_Food Preparation_Natural Gas_Oven_E4 | F4 | Commercial | Warehouse | Existing | Food Preparation | Natural Gas | Oven | E4 | PCT BC Ratio | 0 | 0 | 0 | 0 | 0 | 0 | 0 | 0 | 0 | 0 | 0 | 0 | 0 | 0 | 0 | 0 | 0 | 0 | 0 | 0 | 0 | 0 | 0 | 0 | 0 | 0 | 0 | 0 | 0 | 0
F4_Commercial_Warehouse_Existing_Food Preparation_Natural Gas_Oven_E5 | F4 | Commercial | Warehouse | Existing | Food Preparation | Natural Gas | Oven | E5 | PCT BC Ratio | 0 | 0 | 0 | 0 | 0 | 0 | 0 | 0 | 0 | 0 | 0 | 0 | 0 | 0 | 0 | 0 | 0 | 0 | 0 | 0 | 0 | 0 | 0 | 0 | 0 | 0 | 0 | 0 | 0 | 0
F4_Commercial_Warehouse_Existing_Food Preparation_Natural Gas_Oven_E6 | F4 | Commercial | Warehouse | Existing | Food Preparation | Natural Gas | Oven | E6 | PCT BC Ratio | 0 | 0 | 0 | 0 | 0 | 0 | 0 | 0 | 0 | 0 | 0 | 0 | 0 | 0 | 0 | 0 | 0 | 0 | 0 | 0 | 0 | 0 | 0 | 0 | 0 | 0 | 0 | 0 | 0 | 0
F4_Commercial_Warehouse_Existing_Food Preparation_Natural Gas_Oven_E7 | F4 | Commercial | Warehouse | Existing | Food Preparation | Natural Gas | Oven | E7 | PCT BC Ratio | 0 | 0 | 0 | 0 | 0 | 0 | 0 | 0 | 0 | 0 | 0 | 0 | 0 | 0 | 0 | 0 | 0 | 0 | 0 | 0 | 0 | 0 | 0 | 0 | 0 | 0 | 0 | 0 | 0 | 0
F4_Commercial_Warehouse_Existing_Food Preparation_Natural Gas_Oven_E8 | F4 | Commercial | Warehouse | Existing | Food Preparation | Natural Gas | Oven | E8 | PCT BC Ratio | 0 | 0 | 0 | 0 | 0 | 0 | 0 | 0 | 0 | 0 | 0 | 0 | 0 | 0 | 0 | 0 | 0 | 0 | 0 | 0 | 0 | 0 | 0 | 0 | 0 | 0 | 0 | 0 | 0 | 0
F4_Commercial_Warehouse_Existing_Food Preparation_Natural Gas_Oven_E9 | F4 | Commercial | Warehouse | Existing | Food Preparation | Natural Gas | Oven | E9 | PCT BC Ratio | 0 | 0 | 0 | 0 | 0 | 0 | 0 | 0 | 0 | 0 | 0 | 0 | 0 | 0 | 0 | 0 | 0 | 0 | 0 | 0 | 0 | 0 | 0 | 0 | 0 | 0 | 0 | 0 | 0 | 0
F4_Commercial_Warehouse_Existing_Food Preparation_Natural Gas_Oven_E10 | F4 | Commercial | Warehouse | Existing | Food Preparation | Natural Gas | Oven | E10 | PCT BC Ratio | 0 | 0 | 0 | 0 | 0 | 0 | 0 | 0 | 0 | 0 | 0 | 0 | 0 | 0 | 0 | 0 | 0 | 0 | 0 | 0 | 0 | 0 | 0 | 0 | 0 | 0 | 0 | 0 | 0 | 0
F5_Commercial_Warehouse_Existing_Food Preparation_Natural Gas_Oven_E1 | F5 | Commercial | Warehouse | Existing | Food Preparation | Natural Gas | Oven | E1 | RIM BC Ratio | 0.9 | 0.9 | 0.9 | 0.9 | 0.9 | 0.9 | 0.9 | 0.9 | 0.9 | 0.9 | 0.9 | 0.9 | 0.9 | 0.9 | 0.9 | 0.9 | 0.9 | 0.9 | 0.9 | 0.9 | 0.9 | 0.9 | 0 | 0 | 0 | 0 | 0 | 0 | 0 | 0
F5_Commercial_Warehouse_Existing_Food Preparation_Natural Gas_Oven_E2 | F5 | Commercial | Warehouse | Existing | Food Preparation | Natural Gas | Oven | E2 | RIM BC Ratio | 0.80022 | 0.80051 | 0.80083 | 0.80137 | 0.80205 | 0.80282 | 0.8035 | 0.80408 | 0.80462 | 0.80513 | 0.80562 | 0.80608 | 0.80651 | 0.80692 | 0.80731 | 0.80769 | 0.80808 | 0.80847 | 0.80885 | 0.80922 | 0.80958 | 0.80992 | 0 | 0 | 0 | 0 | 0 | 0 | 0 | 0
F5_Commercial_Warehouse_Existing_Food Preparation_Natural Gas_Oven_E3 | F5 | Commercial | Warehouse | Existing | Food Preparation | Natural Gas | Oven | E3 | RIM BC Ratio | 0 | 0 | 0 | 0 | 0 | 0 | 0 | 0 | 0 | 0 | 0 | 0 | 0 | 0 | 0 | 0 | 0 | 0 | 0 | 0 | 0 | 0 | 0 | 0 | 0 | 0 | 0 | 0 | 0 | 0
F5_Commercial_Warehouse_Existing_Food Preparation_Natural Gas_Oven_E4 | F5 | Commercial | Warehouse | Existing | Food Preparation | Natural Gas | Oven | E4 | RIM BC Ratio | 0 | 0 | 0 | 0 | 0 | 0 | 0 | 0 | 0 | 0 | 0 | 0 | 0 | 0 | 0 | 0 | 0 | 0 | 0 | 0 | 0 | 0 | 0 | 0 | 0 | 0 | 0 | 0 | 0 | 0
F5_Commercial_Warehouse_Existing_Food Preparation_Natural Gas_Oven_E5 | F5 | Commercial | Warehouse | Existing | Food Preparation | Natural Gas | Oven | E5 | RIM BC Ratio | 0 | 0 | 0 | 0 | 0 | 0 | 0 | 0 | 0 | 0 | 0 | 0 | 0 | 0 | 0 | 0 | 0 | 0 | 0 | 0 | 0 | 0 | 0 | 0 | 0 | 0 | 0 | 0 | 0 | 0
F5_Commercial_Warehouse_Existing_Food Preparation_Natural Gas_Oven_E6 | F5 | Commercial | Warehouse | Existing | Food Preparation | Natural Gas | Oven | E6 | RIM BC Ratio | 0 | 0 | 0 | 0 | 0 | 0 | 0 | 0 | 0 | 0 | 0 | 0 | 0 | 0 | 0 | 0 | 0 | 0 | 0 | 0 | 0 | 0 | 0 | 0 | 0 | 0 | 0 | 0 | 0 | 0
F5_Commercial_Warehouse_Existing_Food Preparation_Natural Gas_Oven_E7 | F5 | Commercial | Warehouse | Existing | Food Preparation | Natural Gas | Oven | E7 | RIM BC Ratio | 0 | 0 | 0 | 0 | 0 | 0 | 0 | 0 | 0 | 0 | 0 | 0 | 0 | 0 | 0 | 0 | 0 | 0 | 0 | 0 | 0 | 0 | 0 | 0 | 0 | 0 | 0 | 0 | 0 | 0
F5_Commercial_Warehouse_Existing_Food Preparation_Natural Gas_Oven_E8 | F5 | Commercial | Warehouse | Existing | Food Preparation | Natural Gas | Oven | E8 | RIM BC Ratio | 0 | 0 | 0 | 0 | 0 | 0 | 0 | 0 | 0 | 0 | 0 | 0 | 0 | 0 | 0 | 0 | 0 | 0 | 0 | 0 | 0 | 0 | 0 | 0 | 0 | 0 | 0 | 0 | 0 | 0
F5_Commercial_Warehouse_Existing_Food Preparation_Natural Gas_Oven_E9 | F5 | Commercial | Warehouse | Existing | Food Preparation | Natural Gas | Oven | E9 | RIM BC Ratio | 0 | 0 | 0 | 0 | 0 | 0 | 0 | 0 | 0 | 0 | 0 | 0 | 0 | 0 | 0 | 0 | 0 | 0 | 0 | 0 | 0 | 0 | 0 | 0 | 0 | 0 | 0 | 0 | 0 | 0
F5_Commercial_Warehouse_Existing_Food Preparation_Natural Gas_Oven_E10 | F5 | Commercial | Warehouse | Existing | Food Preparation | Natural Gas | Oven | E10 | RIM BC Ratio | 0 | 0 | 0 | 0 | 0 | 0 | 0 | 0 | 0 | 0 | 0 | 0 | 0 | 0 | 0 | 0 | 0 | 0 | 0 | 0 | 0 | 0 | 0 | 0 | 0 | 0 | 0 | 0 | 0 | 0
F0_Commercial_Warehouse_Existing_Food Preparation_Natural Gas_Conveyor Oven_E0 | F0 | Commercial | Warehouse | Existing | Food Preparation | Natural Gas | Conveyor Oven | E0 | Economic Unit | Efficient (>44% Baking Efficiency) | Efficient (>44% Baking Efficiency) | Efficient (>44% Baking Efficiency) | Efficient (>44% Baking Efficiency) | Efficient (>44% Baking Efficiency) | Efficient (>44% Baking Efficiency) | Efficient (>44% Baking Efficiency) | Efficient (>44% Baking Efficiency) | Efficient (>44% Baking Efficiency) | Efficient (>44% Baking Efficiency) | Efficient (>44% Baking Efficiency) | Efficient (>44% Baking Efficiency) | Efficient (>44% Baking Efficiency) | Efficient (>44% Baking Efficiency) | Efficient (>44% Baking Efficiency) | Efficient (>44% Baking Efficiency) | Efficient (>44% Baking Efficiency) | Efficient (>44% Baking Efficiency) | Efficient (>44% Baking Efficiency) | Efficient (>44% Baking Efficiency) | Efficient (>44% Baking Efficiency) | Efficient (>44% Baking Efficiency) | 0 | 0 | 0 | 0 | 0 | 0 | 0 | 0
F1_Commercial_Warehouse_Existing_Food Preparation_Natural Gas_Conveyor Oven_E1 | F1 | Commercial | Warehouse | Existing | Food Preparation | Natural Gas | Conveyor Oven | E1 | CCE | 0 | 0 | 0 | 0 | 0 | 0 | 0 | 0 | 0 | 0 | 0 | 0 | 0 | 0 | 0 | 0 | 0 | 0 | 0 | 0 | 0 | 0 | 0 | 0 | 0 | 0 | 0 | 0 | 0 | 0
F1_Commercial_Warehouse_Existing_Food Preparation_Natural Gas_Conveyor Oven_E2 | F1 | Commercial | Warehouse | Existing | Food Preparation | Natural Gas | Conveyor Oven | E2 | CCE | 0.0034054 | 0.0034054 | 0.0035776 | 0.0035232 | 0.0034703 | 0.0034043 | 0.003395 | 0.0033732 | 0.0033529 | 0.0033223 | 0.0033175 | 0.0033023 | 0.0032887 | 0.0032626 | 0.0032661 | 0.0032561 | 0.0032463 | 0.0032249 | 0.0032312 | 0.0032249 | 0.0032202 | 0.0032022 | 0 | 0 | 0 | 0 | 0 | 0 | 0 | 0
F1_Commercial_Warehouse_Existing_Food Preparation_Natural Gas_Conveyor Oven_E3 | F1 | Commercial | Warehouse | Existing | Food Preparation | Natural Gas | Conveyor Oven | E3 | CCE | 0 | 0 | 0 | 0 | 0 | 0 | 0 | 0 | 0 | 0 | 0 | 0 | 0 | 0 | 0 | 0 | 0 | 0 | 0 | 0 | 0 | 0 | 0 | 0 | 0 | 0 | 0 | 0 | 0 | 0
F1_Commercial_Warehouse_Existing_Food Preparation_Natural Gas_Conveyor Oven_E4 | F1 | Commercial | Warehouse | Existing | Food Preparation | Natural Gas | Conveyor Oven | E4 | CCE | 0 | 0 | 0 | 0 | 0 | 0 | 0 | 0 | 0 | 0 | 0 | 0 | 0 | 0 | 0 | 0 | 0 | 0 | 0 | 0 | 0 | 0 | 0 | 0 | 0 | 0 | 0 | 0 | 0 | 0
F1_Commercial_Warehouse_Existing_Food Preparation_Natural Gas_Conveyor Oven_E5 | F1 | Commercial | Warehouse | Existing | Food Preparation | Natural Gas | Conveyor Oven | E5 | CCE | 0 | 0 | 0 | 0 | 0 | 0 | 0 | 0 | 0 | 0 | 0 | 0 | 0 | 0 | 0 | 0 | 0 | 0 | 0 | 0 | 0 | 0 | 0 | 0 | 0 | 0 | 0 | 0 | 0 | 0
F1_Commercial_Warehouse_Existing_Food Preparation_Natural Gas_Conveyor Oven_E6 | F1 | Commercial | Warehouse | Existing | Food Preparation | Natural Gas | Conveyor Oven | E6 | CCE | 0 | 0 | 0 | 0 | 0 | 0 | 0 | 0 | 0 | 0 | 0 | 0 | 0 | 0 | 0 | 0 | 0 | 0 | 0 | 0 | 0 | 0 | 0 | 0 | 0 | 0 | 0 | 0 | 0 | 0
F1_Commercial_Warehouse_Existing_Food Preparation_Natural Gas_Conveyor Oven_E7 | F1 | Commercial | Warehouse | Existing | Food Preparation | Natural Gas | Conveyor Oven | E7 | CCE | 0 | 0 | 0 | 0 | 0 | 0 | 0 | 0 | 0 | 0 | 0 | 0 | 0 | 0 | 0 | 0 | 0 | 0 | 0 | 0 | 0 | 0 | 0 | 0 | 0 | 0 | 0 | 0 | 0 | 0
F1_Commercial_Warehouse_Existing_Food Preparation_Natural Gas_Conveyor Oven_E8 | F1 | Commercial | Warehouse | Existing | Food Preparation | Natural Gas | Conveyor Oven | E8 | CCE | 0 | 0 | 0 | 0 | 0 | 0 | 0 | 0 | 0 | 0 | 0 | 0 | 0 | 0 | 0 | 0 | 0 | 0 | 0 | 0 | 0 | 0 | 0 | 0 | 0 | 0 | 0 | 0 | 0 | 0
F1_Commercial_Warehouse_Existing_Food Preparation_Natural Gas_Conveyor Oven_E9 | F1 | Commercial | Warehouse | Existing | Food Preparation | Natural Gas | Conveyor Oven | E9 | CCE | 0 | 0 | 0 | 0 | 0 | 0 | 0 | 0 | 0 | 0 | 0 | 0 | 0 | 0 | 0 | 0 | 0 | 0 | 0 | 0 | 0 | 0 | 0 | 0 | 0 | 0 | 0 | 0 | 0 | 0
F1_Commercial_Warehouse_Existing_Food Preparation_Natural Gas_Conveyor Oven_E10 | F1 | Commercial | Warehouse | Existing | Food Preparation | Natural Gas | Conveyor Oven | E10 | CCE | 0 | 0 | 0 | 0 | 0 | 0 | 0 | 0 | 0 | 0 | 0 | 0 | 0 | 0 | 0 | 0 | 0 | 0 | 0 | 0 | 0 | 0 | 0 | 0 | 0 | 0 | 0 | 0 | 0 | 0
F2_Commercial_Warehouse_Existing_Food Preparation_Natural Gas_Conveyor Oven_E1 | F2 | Commercial | Warehouse | Existing | Food Preparation | Natural Gas | Conveyor Oven | E1 | TRC BC Ratio | 0.9 | 0.9 | 0.9 | 0.9 | 0.9 | 0.9 | 0.9 | 0.9 | 0.9 | 0.9 | 0.9 | 0.9 | 0.9 | 0.9 | 0.9 | 0.9 | 0.9 | 0.9 | 0.9 | 0.9 | 0.9 | 0.9 | 0 | 0 | 0 | 0 | 0 | 0 | 0 | 0
F2_Commercial_Warehouse_Existing_Food Preparation_Natural Gas_Conveyor Oven_E2 | F2 | Commercial | Warehouse | Existing | Food Preparation | Natural Gas | Conveyor Oven | E2 | TRC BC Ratio | 2.7176 | 2.748 | 2.7824 | 2.8311 | 2.8898 | 2.9554 | 3.0153 | 3.0676 | 3.1163 | 3.1654 | 3.2167 | 3.269 | 3.3215 | 3.3766 | 3.4303 | 3.4854 | 3.5434 | 3.602 | 3.6613 | 3.7212 | 3.781 | 3.8406 | 0 | 0 | 0 | 0 | 0 | 0 | 0 | 0
F2_Commercial_Warehouse_Existing_Food Preparation_Natural Gas_Conveyor Oven_E3 | F2 | Commercial | Warehouse | Existing | Food Preparation | Natural Gas | Conveyor Oven | E3 | TRC BC Ratio | 0 | 0 | 0 | 0 | 0 | 0 | 0 | 0 | 0 | 0 | 0 | 0 | 0 | 0 | 0 | 0 | 0 | 0 | 0 | 0 | 0 | 0 | 0 | 0 | 0 | 0 | 0 | 0 | 0 | 0
F2_Commercial_Warehouse_Existing_Food Preparation_Natural Gas_Conveyor Oven_E4 | F2 | Commercial | Warehouse | Existing | Food Preparation | Natural Gas | Conveyor Oven | E4 | TRC BC Ratio | 0 | 0 | 0 | 0 | 0 | 0 | 0 | 0 | 0 | 0 | 0 | 0 | 0 | 0 | 0 | 0 | 0 | 0 | 0 | 0 | 0 | 0 | 0 | 0 | 0 | 0 | 0 | 0 | 0 | 0
F2_Commercial_Warehouse_Existing_Food Preparation_Natural Gas_Conveyor Oven_E5 | F2 | Commercial | Warehouse | Existing | Food Preparation | Natural Gas | Conveyor Oven | E5 | TRC BC Ratio | 0 | 0 | 0 | 0 | 0 | 0 | 0 | 0 | 0 | 0 | 0 | 0 | 0 | 0 | 0 | 0 | 0 | 0 | 0 | 0 | 0 | 0 | 0 | 0 | 0 | 0 | 0 | 0 | 0 | 0
F2_Commercial_Warehouse_Existing_Food Preparation_Natural Gas_Conveyor Oven_E6 | F2 | Commercial | Warehouse | Existing | Food Preparation | Natural Gas | Conveyor Oven | E6 | TRC BC Ratio | 0 | 0 | 0 | 0 | 0 | 0 | 0 | 0 | 0 | 0 | 0 | 0 | 0 | 0 | 0 | 0 | 0 | 0 | 0 | 0 | 0 | 0 | 0 | 0 | 0 | 0 | 0 | 0 | 0 | 0
F2_Commercial_Warehouse_Existing_Food Preparation_Natural Gas_Conveyor Oven_E7 | F2 | Commercial | Warehouse | Existing | Food Preparation | Natural Gas | Conveyor Oven | E7 | TRC BC Ratio | 0 | 0 | 0 | 0 | 0 | 0 | 0 | 0 | 0 | 0 | 0 | 0 | 0 | 0 | 0 | 0 | 0 | 0 | 0 | 0 | 0 | 0 | 0 | 0 | 0 | 0 | 0 | 0 | 0 | 0
F2_Commercial_Warehouse_Existing_Food Preparation_Natural Gas_Conveyor Oven_E8 | F2 | Commercial | Warehouse | Existing | Food Preparation | Natural Gas | Conveyor Oven | E8 | TRC BC Ratio | 0 | 0 | 0 | 0 | 0 | 0 | 0 | 0 | 0 | 0 | 0 | 0 | 0 | 0 | 0 | 0 | 0 | 0 | 0 | 0 | 0 | 0 | 0 | 0 | 0 | 0 | 0 | 0 | 0 | 0
F2_Commercial_Warehouse_Existing_Food Preparation_Natural Gas_Conveyor Oven_E9 | F2 | Commercial | Warehouse | Existing | Food Preparation | Natural Gas | Conveyor Oven | E9 | TRC BC Ratio | 0 | 0 | 0 | 0 | 0 | 0 | 0 | 0 | 0 | 0 | 0 | 0 | 0 | 0 | 0 | 0 | 0 | 0 | 0 | 0 | 0 | 0 | 0 | 0 | 0 | 0 | 0 | 0 | 0 | 0
F2_Commercial_Warehouse_Existing_Food Preparation_Natural Gas_Conveyor Oven_E10 | F2 | Commercial | Warehouse | Existing | Food Preparation | Natural Gas | Conveyor Oven | E10 | TRC BC Ratio | 0 | 0 | 0 | 0 | 0 | 0 | 0 | 0 | 0 | 0 | 0 | 0 | 0 | 0 | 0 | 0 | 0 | 0 | 0 | 0 | 0 | 0 | 0 | 0 | 0 | 0 | 0 | 0 | 0 | 0
F3_Commercial_Warehouse_Existing_Food Preparation_Natural Gas_Conveyor Oven_E1 | F3 | Commercial | Warehouse | Existing | Food Preparation | Natural Gas | Conveyor Oven | E1 | PACT BC Ratio | 0.9 | 0.9 | 0.9 | 0.9 | 0.9 | 0.9 | 0.9 | 0.9 | 0.9 | 0.9 | 0.9 | 0.9 | 0.9 | 0.9 | 0.9 | 0.9 | 0.9 | 0.9 | 0.9 | 0.9 | 0.9 | 0.9 | 0 | 0 | 0 | 0 | 0 | 0 | 0 | 0
F3_Commercial_Warehouse_Existing_Food Preparation_Natural Gas_Conveyor Oven_E2 | F3 | Commercial | Warehouse | Existing | Food Preparation | Natural Gas | Conveyor Oven | E2 | PACT BC Ratio | 6.4385 | 6.5104 | 6.5921 | 6.7074 | 6.8464 | 7.002 | 7.1438 | 7.2678 | 7.3831 | 7.4995 | 7.621 | 7.745 | 7.8692 | 7.9997 | 8.1271 | 8.2575 | 8.3949 | 8.5337 | 8.6743 | 8.8161 | 8.9578 | 9.0991 | 0 | 0 | 0 | 0 | 0 | 0 | 0 | 0
F3_Commercial_Warehouse_Existing_Food Preparation_Natural Gas_Conveyor Oven_E3 | F3 | Commercial | Warehouse | Existing | Food Preparation | Natural Gas | Conveyor Oven | E3 | PACT BC Ratio | 0 | 0 | 0 | 0 | 0 | 0 | 0 | 0 | 0 | 0 | 0 | 0 | 0 | 0 | 0 | 0 | 0 | 0 | 0 | 0 | 0 | 0 | 0 | 0 | 0 | 0 | 0 | 0 | 0 | 0
F3_Commercial_Warehouse_Existing_Food Preparation_Natural Gas_Conveyor Oven_E4 | F3 | Commercial | Warehouse | Existing | Food Preparation | Natural Gas | Conveyor Oven | E4 | PACT BC Ratio | 0 | 0 | 0 | 0 | 0 | 0 | 0 | 0 | 0 | 0 | 0 | 0 | 0 | 0 | 0 | 0 | 0 | 0 | 0 | 0 | 0 | 0 | 0 | 0 | 0 | 0 | 0 | 0 | 0 | 0
F3_Commercial_Warehouse_Existing_Food Preparation_Natural Gas_Conveyor Oven_E5 | F3 | Commercial | Warehouse | Existing | Food Preparation | Natural Gas | Conveyor Oven | E5 | PACT BC Ratio | 0 | 0 | 0 | 0 | 0 | 0 | 0 | 0 | 0 | 0 | 0 | 0 | 0 | 0 | 0 | 0 | 0 | 0 | 0 | 0 | 0 | 0 | 0 | 0 | 0 | 0 | 0 | 0 | 0 | 0
F3_Commercial_Warehouse_Existing_Food Preparation_Natural Gas_Conveyor Oven_E6 | F3 | Commercial | Warehouse | Existing | Food Preparation | Natural Gas | Conveyor Oven | E6 | PACT BC Ratio | 0 | 0 | 0 | 0 | 0 | 0 | 0 | 0 | 0 | 0 | 0 | 0 | 0 | 0 | 0 | 0 | 0 | 0 | 0 | 0 | 0 | 0 | 0 | 0 | 0 | 0 | 0 | 0 | 0 | 0
F3_Commercial_Warehouse_Existing_Food Preparation_Natural Gas_Conveyor Oven_E7 | F3 | Commercial | Warehouse | Existing | Food Preparation | Natural Gas | Conveyor Oven | E7 | PACT BC Ratio | 0 | 0 | 0 | 0 | 0 | 0 | 0 | 0 | 0 | 0 | 0 | 0 | 0 | 0 | 0 | 0 | 0 | 0 | 0 | 0 | 0 | 0 | 0 | 0 | 0 | 0 | 0 | 0 | 0 | 0
F3_Commercial_Warehouse_Existing_Food Preparation_Natural Gas_Conveyor Oven_E8 | F3 | Commercial | Warehouse | Existing | Food Preparation | Natural Gas | Conveyor Oven | E8 | PACT BC Ratio | 0 | 0 | 0 | 0 | 0 | 0 | 0 | 0 | 0 | 0 | 0 | 0 | 0 | 0 | 0 | 0 | 0 | 0 | 0 | 0 | 0 | 0 | 0 | 0 | 0 | 0 | 0 | 0 | 0 | 0
F3_Commercial_Warehouse_Existing_Food Preparation_Natural Gas_Conveyor Oven_E9 | F3 | Commercial | Warehouse | Existing | Food Preparation | Natural Gas | Conveyor Oven | E9 | PACT BC Ratio | 0 | 0 | 0 | 0 | 0 | 0 | 0 | 0 | 0 | 0 | 0 | 0 | 0 | 0 | 0 | 0 | 0 | 0 | 0 | 0 | 0 | 0 | 0 | 0 | 0 | 0 | 0 | 0 | 0 | 0
F3_Commercial_Warehouse_Existing_Food Preparation_Natural Gas_Conveyor Oven_E10 | F3 | Commercial | Warehouse | Existing | Food Preparation | Natural Gas | Conveyor Oven | E10 | PACT BC Ratio | 0 | 0 | 0 | 0 | 0 | 0 | 0 | 0 | 0 | 0 | 0 | 0 | 0 | 0 | 0 | 0 | 0 | 0 | 0 | 0 | 0 | 0 | 0 | 0 | 0 | 0 | 0 | 0 | 0 | 0
F4_Commercial_Warehouse_Existing_Food Preparation_Natural Gas_Conveyor Oven_E1 | F4 | Commercial | Warehouse | Existing | Food Preparation | Natural Gas | Conveyor Oven | E1 | PCT BC Ratio | 0.9 | 0.9 | 0.9 | 0.9 | 0.9 | 0.9 | 0.9 | 0.9 | 0.9 | 0.9 | 0.9 | 0.9 | 0.9 | 0.9 | 0.9 | 0.9 | 0.9 | 0.9 | 0.9 | 0.9 | 0.9 | 0.9 | 0 | 0 | 0 | 0 | 0 | 0 | 0 | 0
F4_Commercial_Warehouse_Existing_Food Preparation_Natural Gas_Conveyor Oven_E2 | F4 | Commercial | Warehouse | Existing | Food Preparation | Natural Gas | Conveyor Oven | E2 | PCT BC Ratio | 4.4381 | 4.4848 | 4.5378 | 4.6126 | 4.7029 | 4.8039 | 4.896 | 4.9765 | 5.0514 | 5.1269 | 5.2058 | 5.2863 | 5.3669 | 5.4517 | 5.5344 | 5.619 | 5.7082 | 5.7984 | 5.8896 | 5.9817 | 6.0737 | 6.1654 | 0 | 0 | 0 | 0 | 0 | 0 | 0 | 0
F4_Commercial_Warehouse_Existing_Food Preparation_Natural Gas_Conveyor Oven_E3 | F4 | Commercial | Warehouse | Existing | Food Preparation | Natural Gas | Conveyor Oven | E3 | PCT BC Ratio | 0 | 0 | 0 | 0 | 0 | 0 | 0 | 0 | 0 | 0 | 0 | 0 | 0 | 0 | 0 | 0 | 0 | 0 | 0 | 0 | 0 | 0 | 0 | 0 | 0 | 0 | 0 | 0 | 0 | 0
F4_Commercial_Warehouse_Existing_Food Preparation_Natural Gas_Conveyor Oven_E4 | F4 | Commercial | Warehouse | Existing | Food Preparation | Natural Gas | Conveyor Oven | E4 | PCT BC Ratio | 0 | 0 | 0 | 0 | 0 | 0 | 0 | 0 | 0 | 0 | 0 | 0 | 0 | 0 | 0 | 0 | 0 | 0 | 0 | 0 | 0 | 0 | 0 | 0 | 0 | 0 | 0 | 0 | 0 | 0
F4_Commercial_Warehouse_Existing_Food Preparation_Natural Gas_Conveyor Oven_E5 | F4 | Commercial | Warehouse | Existing | Food Preparation | Natural Gas | Conveyor Oven | E5 | PCT BC Ratio | 0 | 0 | 0 | 0 | 0 | 0 | 0 | 0 | 0 | 0 | 0 | 0 | 0 | 0 | 0 | 0 | 0 | 0 | 0 | 0 | 0 | 0 | 0 | 0 | 0 | 0 | 0 | 0 | 0 | 0
F4_Commercial_Warehouse_Existing_Food Preparation_Natural Gas_Conveyor Oven_E6 | F4 | Commercial | Warehouse | Existing | Food Preparation | Natural Gas | Conveyor Oven | E6 | PCT BC Ratio | 0 | 0 | 0 | 0 | 0 | 0 | 0 | 0 | 0 | 0 | 0 | 0 | 0 | 0 | 0 | 0 | 0 | 0 | 0 | 0 | 0 | 0 | 0 | 0 | 0 | 0 | 0 | 0 | 0 | 0
F4_Commercial_Warehouse_Existing_Food Preparation_Natural Gas_Conveyor Oven_E7 | F4 | Commercial | Warehouse | Existing | Food Preparation | Natural Gas | Conveyor Oven | E7 | PCT BC Ratio | 0 | 0 | 0 | 0 | 0 | 0 | 0 | 0 | 0 | 0 | 0 | 0 | 0 | 0 | 0 | 0 | 0 | 0 | 0 | 0 | 0 | 0 | 0 | 0 | 0 | 0 | 0 | 0 | 0 | 0
F4_Commercial_Warehouse_Existing_Food Preparation_Natural Gas_Conveyor Oven_E8 | F4 | Commercial | Warehouse | Existing | Food Preparation | Natural Gas | Conveyor Oven | E8 | PCT BC Ratio | 0 | 0 | 0 | 0 | 0 | 0 | 0 | 0 | 0 | 0 | 0 | 0 | 0 | 0 | 0 | 0 | 0 | 0 | 0 | 0 | 0 | 0 | 0 | 0 | 0 | 0 | 0 | 0 | 0 | 0
F4_Commercial_Warehouse_Existing_Food Preparation_Natural Gas_Conveyor Oven_E9 | F4 | Commercial | Warehouse | Existing | Food Preparation | Natural Gas | Conveyor Oven | E9 | PCT BC Ratio | 0 | 0 | 0 | 0 | 0 | 0 | 0 | 0 | 0 | 0 | 0 | 0 | 0 | 0 | 0 | 0 | 0 | 0 | 0 | 0 | 0 | 0 | 0 | 0 | 0 | 0 | 0 | 0 | 0 | 0
F4_Commercial_Warehouse_Existing_Food Preparation_Natural Gas_Conveyor Oven_E10 | F4 | Commercial | Warehouse | Existing | Food Preparation | Natural Gas | Conveyor Oven | E10 | PCT BC Ratio | 0 | 0 | 0 | 0 | 0 | 0 | 0 | 0 | 0 | 0 | 0 | 0 | 0 | 0 | 0 | 0 | 0 | 0 | 0 | 0 | 0 | 0 | 0 | 0 | 0 | 0 | 0 | 0 | 0 | 0
F5_Commercial_Warehouse_Existing_Food Preparation_Natural Gas_Conveyor Oven_E1 | F5 | Commercial | Warehouse | Existing | Food Preparation | Natural Gas | Conveyor Oven | E1 | RIM BC Ratio | 0.9 | 0.9 | 0.9 | 0.9 | 0.9 | 0.9 | 0.9 | 0.9 | 0.9 | 0.9 | 0.9 | 0.9 | 0.9 | 0.9 | 0.9 | 0.9 | 0.9 | 0.9 | 0.9 | 0.9 | 0.9 | 0.9 | 0 | 0 | 0 | 0 | 0 | 0 | 0 | 0
F5_Commercial_Warehouse_Existing_Food Preparation_Natural Gas_Conveyor Oven_E2 | F5 | Commercial | Warehouse | Existing | Food Preparation | Natural Gas | Conveyor Oven | E2 | RIM BC Ratio | 0.73889 | 0.73983 | 0.74087 | 0.74231 | 0.74398 | 0.74578 | 0.74736 | 0.74869 | 0.7499 | 0.75108 | 0.75229 | 0.75348 | 0.75464 | 0.75582 | 0.75694 | 0.75805 | 0.75919 | 0.76031 | 0.76141 | 0.76249 | 0.76353 | 0.76455 | 0 | 0 | 0 | 0 | 0 | 0 | 0 | 0
F5_Commercial_Warehouse_Existing_Food Preparation_Natural Gas_Conveyor Oven_E3 | F5 | Commercial | Warehouse | Existing | Food Preparation | Natural Gas | Conveyor Oven | E3 | RIM BC Ratio | 0 | 0 | 0 | 0 | 0 | 0 | 0 | 0 | 0 | 0 | 0 | 0 | 0 | 0 | 0 | 0 | 0 | 0 | 0 | 0 | 0 | 0 | 0 | 0 | 0 | 0 | 0 | 0 | 0 | 0
F5_Commercial_Warehouse_Existing_Food Preparation_Natural Gas_Conveyor Oven_E4 | F5 | Commercial | Warehouse | Existing | Food Preparation | Natural Gas | Conveyor Oven | E4 | RIM BC Ratio | 0 | 0 | 0 | 0 | 0 | 0 | 0 | 0 | 0 | 0 | 0 | 0 | 0 | 0 | 0 | 0 | 0 | 0 | 0 | 0 | 0 | 0 | 0 | 0 | 0 | 0 | 0 | 0 | 0 | 0
F5_Commercial_Warehouse_Existing_Food Preparation_Natural Gas_Conveyor Oven_E5 | F5 | Commercial | Warehouse | Existing | Food Preparation | Natural Gas | Conveyor Oven | E5 | RIM BC Ratio | 0 | 0 | 0 | 0 | 0 | 0 | 0 | 0 | 0 | 0 | 0 | 0 | 0 | 0 | 0 | 0 | 0 | 0 | 0 | 0 | 0 | 0 | 0 | 0 | 0 | 0 | 0 | 0 | 0 | 0
F5_Commercial_Warehouse_Existing_Food Preparation_Natural Gas_Conveyor Oven_E6 | F5 | Commercial | Warehouse | Existing | Food Preparation | Natural Gas | Conveyor Oven | E6 | RIM BC Ratio | 0 | 0 | 0 | 0 | 0 | 0 | 0 | 0 | 0 | 0 | 0 | 0 | 0 | 0 | 0 | 0 | 0 | 0 | 0 | 0 | 0 | 0 | 0 | 0 | 0 | 0 | 0 | 0 | 0 | 0
F5_Commercial_Warehouse_Existing_Food Preparation_Natural Gas_Conveyor Oven_E7 | F5 | Commercial | Warehouse | Existing | Food Preparation | Natural Gas | Conveyor Oven | E7 | RIM BC Ratio | 0 | 0 | 0 | 0 | 0 | 0 | 0 | 0 | 0 | 0 | 0 | 0 | 0 | 0 | 0 | 0 | 0 | 0 | 0 | 0 | 0 | 0 | 0 | 0 | 0 | 0 | 0 | 0 | 0 | 0
F5_Commercial_Warehouse_Existing_Food Preparation_Natural Gas_Conveyor Oven_E8 | F5 | Commercial | Warehouse | Existing | Food Preparation | Natural Gas | Conveyor Oven | E8 | RIM BC Ratio | 0 | 0 | 0 | 0 | 0 | 0 | 0 | 0 | 0 | 0 | 0 | 0 | 0 | 0 | 0 | 0 | 0 | 0 | 0 | 0 | 0 | 0 | 0 | 0 | 0 | 0 | 0 | 0 | 0 | 0
F5_Commercial_Warehouse_Existing_Food Preparation_Natural Gas_Conveyor Oven_E9 | F5 | Commercial | Warehouse | Existing | Food Preparation | Natural Gas | Conveyor Oven | E9 | RIM BC Ratio | 0 | 0 | 0 | 0 | 0 | 0 | 0 | 0 | 0 | 0 | 0 | 0 | 0 | 0 | 0 | 0 | 0 | 0 | 0 | 0 | 0 | 0 | 0 | 0 | 0 | 0 | 0 | 0 | 0 | 0
F5_Commercial_Warehouse_Existing_Food Preparation_Natural Gas_Conveyor Oven_E10 | F5 | Commercial | Warehouse | Existing | Food Preparation | Natural Gas | Conveyor Oven | E10 | RIM BC Ratio | 0 | 0 | 0 | 0 | 0 | 0 | 0 | 0 | 0 | 0 | 0 | 0 | 0 | 0 | 0 | 0 | 0 | 0 | 0 | 0 | 0 | 0 | 0 | 0 | 0 | 0 | 0 | 0 | 0 | 0
F0_Commercial_Warehouse_Existing_Food Preparation_Natural Gas_Double Rack Oven_E0 | F0 | Commercial | Warehouse | Existing | Food Preparation | Natural Gas | Double Rack Oven | E0 | Economic Unit | FTSC Qualified (>50% Cooking Efficiency) | FTSC Qualified (>50% Cooking Efficiency) | FTSC Qualified (>50% Cooking Efficiency) | FTSC Qualified (>50% Cooking Efficiency) | FTSC Qualified (>50% Cooking Efficiency) | FTSC Qualified (>50% Cooking Efficiency) | FTSC Qualified (>50% Cooking Efficiency) | FTSC Qualified (>50% Cooking Efficiency) | FTSC Qualified (>50% Cooking Efficiency) | FTSC Qualified (>50% Cooking Efficiency) | FTSC Qualified (>50% Cooking Efficiency) | FTSC Qualified (>50% Cooking Efficiency) | FTSC Qualified (>50% Cooking Efficiency) | FTSC Qualified (>50% Cooking Efficiency) | FTSC Qualified (>50% Cooking Efficiency) | FTSC Qualified (>50% Cooking Efficiency) | FTSC Qualified (>50% Cooking Efficiency) | FTSC Qualified (>50% Cooking Efficiency) | FTSC Qualified (>50% Cooking Efficiency) | FTSC Qualified (>50% Cooking Efficiency) | FTSC Qualified (>50% Cooking Efficiency) | FTSC Qualified (>50% Cooking Efficiency) | 0 | 0 | 0 | 0 | 0 | 0 | 0 | 0
F1_Commercial_Warehouse_Existing_Food Preparation_Natural Gas_Double Rack Oven_E1 | F1 | Commercial | Warehouse | Existing | Food Preparation | Natural Gas | Double Rack Oven | E1 | CCE | 0 | 0 | 0 | 0 | 0 | 0 | 0 | 0 | 0 | 0 | 0 | 0 | 0 | 0 | 0 | 0 | 0 | 0 | 0 | 0 | 0 | 0 | 0 | 0 | 0 | 0 | 0 | 0 | 0 | 0
F1_Commercial_Warehouse_Existing_Food Preparation_Natural Gas_Double Rack Oven_E2 | F1 | Commercial | Warehouse | Existing | Food Preparation | Natural Gas | Double Rack Oven | E2 | CCE | 0.0030138 | 0.0030138 | 0.0031663 | 0.0031181 | 0.0030713 | 0.0030129 | 0.0030047 | 0.0029854 | 0.0029674 | 0.0029403 | 0.0029361 | 0.0029226 | 0.0029105 | 0.0028875 | 0.0028906 | 0.0028817 | 0.0028731 | 0.0028541 | 0.0028597 | 0.0028541 | 0.0028499 | 0.002834 | 0 | 0 | 0 | 0 | 0 | 0 | 0 | 0
F1_Commercial_Warehouse_Existing_Food Preparation_Natural Gas_Double Rack Oven_E3 | F1 | Commercial | Warehouse | Existing | Food Preparation | Natural Gas | Double Rack Oven | E3 | CCE | 0 | 0 | 0 | 0 | 0 | 0 | 0 | 0 | 0 | 0 | 0 | 0 | 0 | 0 | 0 | 0 | 0 | 0 | 0 | 0 | 0 | 0 | 0 | 0 | 0 | 0 | 0 | 0 | 0 | 0
F1_Commercial_Warehouse_Existing_Food Preparation_Natural Gas_Double Rack Oven_E4 | F1 | Commercial | Warehouse | Existing | Food Preparation | Natural Gas | Double Rack Oven | E4 | CCE | 0 | 0 | 0 | 0 | 0 | 0 | 0 | 0 | 0 | 0 | 0 | 0 | 0 | 0 | 0 | 0 | 0 | 0 | 0 | 0 | 0 | 0 | 0 | 0 | 0 | 0 | 0 | 0 | 0 | 0
F1_Commercial_Warehouse_Existing_Food Preparation_Natural Gas_Double Rack Oven_E5 | F1 | Commercial | Warehouse | Existing | Food Preparation | Natural Gas | Double Rack Oven | E5 | CCE | 0 | 0 | 0 | 0 | 0 | 0 | 0 | 0 | 0 | 0 | 0 | 0 | 0 | 0 | 0 | 0 | 0 | 0 | 0 | 0 | 0 | 0 | 0 | 0 | 0 | 0 | 0 | 0 | 0 | 0
F1_Commercial_Warehouse_Existing_Food Preparation_Natural Gas_Double Rack Oven_E6 | F1 | Commercial | Warehouse | Existing | Food Preparation | Natural Gas | Double Rack Oven | E6 | CCE | 0 | 0 | 0 | 0 | 0 | 0 | 0 | 0 | 0 | 0 | 0 | 0 | 0 | 0 | 0 | 0 | 0 | 0 | 0 | 0 | 0 | 0 | 0 | 0 | 0 | 0 | 0 | 0 | 0 | 0
F1_Commercial_Warehouse_Existing_Food Preparation_Natural Gas_Double Rack Oven_E7 | F1 | Commercial | Warehouse | Existing | Food Preparation | Natural Gas | Double Rack Oven | E7 | CCE | 0 | 0 | 0 | 0 | 0 | 0 | 0 | 0 | 0 | 0 | 0 | 0 | 0 | 0 | 0 | 0 | 0 | 0 | 0 | 0 | 0 | 0 | 0 | 0 | 0 | 0 | 0 | 0 | 0 | 0
F1_Commercial_Warehouse_Existing_Food Preparation_Natural Gas_Double Rack Oven_E8 | F1 | Commercial | Warehouse | Existing | Food Preparation | Natural Gas | Double Rack Oven | E8 | CCE | 0 | 0 | 0 | 0 | 0 | 0 | 0 | 0 | 0 | 0 | 0 | 0 | 0 | 0 | 0 | 0 | 0 | 0 | 0 | 0 | 0 | 0 | 0 | 0 | 0 | 0 | 0 | 0 | 0 | 0
F1_Commercial_Warehouse_Existing_Food Preparation_Natural Gas_Double Rack Oven_E9 | F1 | Commercial | Warehouse | Existing | Food Preparation | Natural Gas | Double Rack Oven | E9 | CCE | 0 | 0 | 0 | 0 | 0 | 0 | 0 | 0 | 0 | 0 | 0 | 0 | 0 | 0 | 0 | 0 | 0 | 0 | 0 | 0 | 0 | 0 | 0 | 0 | 0 | 0 | 0 | 0 | 0 | 0
F1_Commercial_Warehouse_Existing_Food Preparation_Natural Gas_Double Rack Oven_E10 | F1 | Commercial | Warehouse | Existing | Food Preparation | Natural Gas | Double Rack Oven | E10 | CCE | 0 | 0 | 0 | 0 | 0 | 0 | 0 | 0 | 0 | 0 | 0 | 0 | 0 | 0 | 0 | 0 | 0 | 0 | 0 | 0 | 0 | 0 | 0 | 0 | 0 | 0 | 0 | 0 | 0 | 0
F2_Commercial_Warehouse_Existing_Food Preparation_Natural Gas_Double Rack Oven_E1 | F2 | Commercial | Warehouse | Existing | Food Preparation | Natural Gas | Double Rack Oven | E1 | TRC BC Ratio | 0.9 | 0.9 | 0.9 | 0.9 | 0.9 | 0.9 | 0.9 | 0.9 | 0.9 | 0.9 | 0.9 | 0.9 | 0.9 | 0.9 | 0.9 | 0.9 | 0.9 | 0.9 | 0.9 | 0.9 | 0.9 | 0.9 | 0 | 0 | 0 | 0 | 0 | 0 | 0 | 0
F2_Commercial_Warehouse_Existing_Food Preparation_Natural Gas_Double Rack Oven_E2 | F2 | Commercial | Warehouse | Existing | Food Preparation | Natural Gas | Double Rack Oven | E2 | TRC BC Ratio | 2.9522 | 2.9775 | 3.0077 | 3.0577 | 3.1244 | 3.2031 | 3.2754 | 3.3398 | 3.4022 | 3.4628 | 3.5239 | 3.5833 | 3.6392 | 3.6952 | 3.7487 | 3.8035 | 3.8622 | 3.9213 | 3.9809 | 4.0407 | 4.0999 | 4.1582 | 0 | 0 | 0 | 0 | 0 | 0 | 0 | 0
F2_Commercial_Warehouse_Existing_Food Preparation_Natural Gas_Double Rack Oven_E3 | F2 | Commercial | Warehouse | Existing | Food Preparation | Natural Gas | Double Rack Oven | E3 | TRC BC Ratio | 0 | 0 | 0 | 0 | 0 | 0 | 0 | 0 | 0 | 0 | 0 | 0 | 0 | 0 | 0 | 0 | 0 | 0 | 0 | 0 | 0 | 0 | 0 | 0 | 0 | 0 | 0 | 0 | 0 | 0
F2_Commercial_Warehouse_Existing_Food Preparation_Natural Gas_Double Rack Oven_E4 | F2 | Commercial | Warehouse | Existing | Food Preparation | Natural Gas | Double Rack Oven | E4 | TRC BC Ratio | 0 | 0 | 0 | 0 | 0 | 0 | 0 | 0 | 0 | 0 | 0 | 0 | 0 | 0 | 0 | 0 | 0 | 0 | 0 | 0 | 0 | 0 | 0 | 0 | 0 | 0 | 0 | 0 | 0 | 0
F2_Commercial_Warehouse_Existing_Food Preparation_Natural Gas_Double Rack Oven_E5 | F2 | Commercial | Warehouse | Existing | Food Preparation | Natural Gas | Double Rack Oven | E5 | TRC BC Ratio | 0 | 0 | 0 | 0 | 0 | 0 | 0 | 0 | 0 | 0 | 0 | 0 | 0 | 0 | 0 | 0 | 0 | 0 | 0 | 0 | 0 | 0 | 0 | 0 | 0 | 0 | 0 | 0 | 0 | 0
F2_Commercial_Warehouse_Existing_Food Preparation_Natural Gas_Double Rack Oven_E6 | F2 | Commercial | Warehouse | Existing | Food Preparation | Natural Gas | Double Rack Oven | E6 | TRC BC Ratio | 0 | 0 | 0 | 0 | 0 | 0 | 0 | 0 | 0 | 0 | 0 | 0 | 0 | 0 | 0 | 0 | 0 | 0 | 0 | 0 | 0 | 0 | 0 | 0 | 0 | 0 | 0 | 0 | 0 | 0
F2_Commercial_Warehouse_Existing_Food Preparation_Natural Gas_Double Rack Oven_E7 | F2 | Commercial | Warehouse | Existing | Food Preparation | Natural Gas | Double Rack Oven | E7 | TRC BC Ratio | 0 | 0 | 0 | 0 | 0 | 0 | 0 | 0 | 0 | 0 | 0 | 0 | 0 | 0 | 0 | 0 | 0 | 0 | 0 | 0 | 0 | 0 | 0 | 0 | 0 | 0 | 0 | 0 | 0 | 0
F2_Commercial_Warehouse_Existing_Food Preparation_Natural Gas_Double Rack Oven_E8 | F2 | Commercial | Warehouse | Existing | Food Preparation | Natural Gas | Double Rack Oven | E8 | TRC BC Ratio | 0 | 0 | 0 | 0 | 0 | 0 | 0 | 0 | 0 | 0 | 0 | 0 | 0 | 0 | 0 | 0 | 0 | 0 | 0 | 0 | 0 | 0 | 0 | 0 | 0 | 0 | 0 | 0 | 0 | 0
F2_Commercial_Warehouse_Existing_Food Preparation_Natural Gas_Double Rack Oven_E9 | F2 | Commercial | Warehouse | Existing | Food Preparation | Natural Gas | Double Rack Oven | E9 | TRC BC Ratio | 0 | 0 | 0 | 0 | 0 | 0 | 0 | 0 | 0 | 0 | 0 | 0 | 0 | 0 | 0 | 0 | 0 | 0 | 0 | 0 | 0 | 0 | 0 | 0 | 0 | 0 | 0 | 0 | 0 | 0
F2_Commercial_Warehouse_Existing_Food Preparation_Natural Gas_Double Rack Oven_E10 | F2 | Commercial | Warehouse | Existing | Food Preparation | Natural Gas | Double Rack Oven | E10 | TRC BC Ratio | 0 | 0 | 0 | 0 | 0 | 0 | 0 | 0 | 0 | 0 | 0 | 0 | 0 | 0 | 0 | 0 | 0 | 0 | 0 | 0 | 0 | 0 | 0 | 0 | 0 | 0 | 0 | 0 | 0 | 0
F3_Commercial_Warehouse_Existing_Food Preparation_Natural Gas_Double Rack Oven_E1 | F3 | Commercial | Warehouse | Existing | Food Preparation | Natural Gas | Double Rack Oven | E1 | PACT BC Ratio | 0.9 | 0.9 | 0.9 | 0.9 | 0.9 | 0.9 | 0.9 | 0.9 | 0.9 | 0.9 | 0.9 | 0.9 | 0.9 | 0.9 | 0.9 | 0.9 | 0.9 | 0.9 | 0.9 | 0.9 | 0.9 | 0.9 | 0 | 0 | 0 | 0 | 0 | 0 | 0 | 0
F3_Commercial_Warehouse_Existing_Food Preparation_Natural Gas_Double Rack Oven_E2 | F3 | Commercial | Warehouse | Existing | Food Preparation | Natural Gas | Double Rack Oven | E2 | PACT BC Ratio | 6.3603 | 6.4147 | 6.4799 | 6.5877 | 6.7314 | 6.9009 | 7.0567 | 7.1954 | 7.3299 | 7.4604 | 7.592 | 7.7199 | 7.8404 | 7.961 | 8.0763 | 8.1945 | 8.3209 | 8.4482 | 8.5765 | 8.7054 | 8.8329 | 8.9584 | 0 | 0 | 0 | 0 | 0 | 0 | 0 | 0
F3_Commercial_Warehouse_Existing_Food Preparation_Natural Gas_Double Rack Oven_E3 | F3 | Commercial | Warehouse | Existing | Food Preparation | Natural Gas | Double Rack Oven | E3 | PACT BC Ratio | 0 | 0 | 0 | 0 | 0 | 0 | 0 | 0 | 0 | 0 | 0 | 0 | 0 | 0 | 0 | 0 | 0 | 0 | 0 | 0 | 0 | 0 | 0 | 0 | 0 | 0 | 0 | 0 | 0 | 0
F3_Commercial_Warehouse_Existing_Food Preparation_Natural Gas_Double Rack Oven_E4 | F3 | Commercial | Warehouse | Existing | Food Preparation | Natural Gas | Double Rack Oven | E4 | PACT BC Ratio | 0 | 0 | 0 | 0 | 0 | 0 | 0 | 0 | 0 | 0 | 0 | 0 | 0 | 0 | 0 | 0 | 0 | 0 | 0 | 0 | 0 | 0 | 0 | 0 | 0 | 0 | 0 | 0 | 0 | 0
F3_Commercial_Warehouse_Existing_Food Preparation_Natural Gas_Double Rack Oven_E5 | F3 | Commercial | Warehouse | Existing | Food Preparation | Natural Gas | Double Rack Oven | E5 | PACT BC Ratio | 0 | 0 | 0 | 0 | 0 | 0 | 0 | 0 | 0 | 0 | 0 | 0 | 0 | 0 | 0 | 0 | 0 | 0 | 0 | 0 | 0 | 0 | 0 | 0 | 0 | 0 | 0 | 0 | 0 | 0
F3_Commercial_Warehouse_Existing_Food Preparation_Natural Gas_Double Rack Oven_E6 | F3 | Commercial | Warehouse | Existing | Food Preparation | Natural Gas | Double Rack Oven | E6 | PACT BC Ratio | 0 | 0 | 0 | 0 | 0 | 0 | 0 | 0 | 0 | 0 | 0 | 0 | 0 | 0 | 0 | 0 | 0 | 0 | 0 | 0 | 0 | 0 | 0 | 0 | 0 | 0 | 0 | 0 | 0 | 0
F3_Commercial_Warehouse_Existing_Food Preparation_Natural Gas_Double Rack Oven_E7 | F3 | Commercial | Warehouse | Existing | Food Preparation | Natural Gas | Double Rack Oven | E7 | PACT BC Ratio | 0 | 0 | 0 | 0 | 0 | 0 | 0 | 0 | 0 | 0 | 0 | 0 | 0 | 0 | 0 | 0 | 0 | 0 | 0 | 0 | 0 | 0 | 0 | 0 | 0 | 0 | 0 | 0 | 0 | 0
F3_Commercial_Warehouse_Existing_Food Preparation_Natural Gas_Double Rack Oven_E8 | F3 | Commercial | Warehouse | Existing | Food Preparation | Natural Gas | Double Rack Oven | E8 | PACT BC Ratio | 0 | 0 | 0 | 0 | 0 | 0 | 0 | 0 | 0 | 0 | 0 | 0 | 0 | 0 | 0 | 0 | 0 | 0 | 0 | 0 | 0 | 0 | 0 | 0 | 0 | 0 | 0 | 0 | 0 | 0
F3_Commercial_Warehouse_Existing_Food Preparation_Natural Gas_Double Rack Oven_E9 | F3 | Commercial | Warehouse | Existing | Food Preparation | Natural Gas | Double Rack Oven | E9 | PACT BC Ratio | 0 | 0 | 0 | 0 | 0 | 0 | 0 | 0 | 0 | 0 | 0 | 0 | 0 | 0 | 0 | 0 | 0 | 0 | 0 | 0 | 0 | 0 | 0 | 0 | 0 | 0 | 0 | 0 | 0 | 0
F3_Commercial_Warehouse_Existing_Food Preparation_Natural Gas_Double Rack Oven_E10 | F3 | Commercial | Warehouse | Existing | Food Preparation | Natural Gas | Double Rack Oven | E10 | PACT BC Ratio | 0 | 0 | 0 | 0 | 0 | 0 | 0 | 0 | 0 | 0 | 0 | 0 | 0 | 0 | 0 | 0 | 0 | 0 | 0 | 0 | 0 | 0 | 0 | 0 | 0 | 0 | 0 | 0 | 0 | 0
F4_Commercial_Warehouse_Existing_Food Preparation_Natural Gas_Double Rack Oven_E1 | F4 | Commercial | Warehouse | Existing | Food Preparation | Natural Gas | Double Rack Oven | E1 | PCT BC Ratio | 0.9 | 0.9 | 0.9 | 0.9 | 0.9 | 0.9 | 0.9 | 0.9 | 0.9 | 0.9 | 0.9 | 0.9 | 0.9 | 0.9 | 0.9 | 0.9 | 0.9 | 0.9 | 0.9 | 0.9 | 0.9 | 0.9 | 0 | 0 | 0 | 0 | 0 | 0 | 0 | 0
F4_Commercial_Warehouse_Existing_Food Preparation_Natural Gas_Double Rack Oven_E2 | F4 | Commercial | Warehouse | Existing | Food Preparation | Natural Gas | Double Rack Oven | E2 | PCT BC Ratio | 4.9652 | 5.0051 | 5.053 | 5.1322 | 5.2378 | 5.3623 | 5.4768 | 5.5787 | 5.6775 | 5.7734 | 5.8701 | 5.9641 | 6.0526 | 6.1412 | 6.2259 | 6.3128 | 6.4057 | 6.4992 | 6.5935 | 6.6882 | 6.7818 | 6.8741 | 0 | 0 | 0 | 0 | 0 | 0 | 0 | 0
F4_Commercial_Warehouse_Existing_Food Preparation_Natural Gas_Double Rack Oven_E3 | F4 | Commercial | Warehouse | Existing | Food Preparation | Natural Gas | Double Rack Oven | E3 | PCT BC Ratio | 0 | 0 | 0 | 0 | 0 | 0 | 0 | 0 | 0 | 0 | 0 | 0 | 0 | 0 | 0 | 0 | 0 | 0 | 0 | 0 | 0 | 0 | 0 | 0 | 0 | 0 | 0 | 0 | 0 | 0
F4_Commercial_Warehouse_Existing_Food Preparation_Natural Gas_Double Rack Oven_E4 | F4 | Commercial | Warehouse | Existing | Food Preparation | Natural Gas | Double Rack Oven | E4 | PCT BC Ratio | 0 | 0 | 0 | 0 | 0 | 0 | 0 | 0 | 0 | 0 | 0 | 0 | 0 | 0 | 0 | 0 | 0 | 0 | 0 | 0 | 0 | 0 | 0 | 0 | 0 | 0 | 0 | 0 | 0 | 0
F4_Commercial_Warehouse_Existing_Food Preparation_Natural Gas_Double Rack Oven_E5 | F4 | Commercial | Warehouse | Existing | Food Preparation | Natural Gas | Double Rack Oven | E5 | PCT BC Ratio | 0 | 0 | 0 | 0 | 0 | 0 | 0 | 0 | 0 | 0 | 0 | 0 | 0 | 0 | 0 | 0 | 0 | 0 | 0 | 0 | 0 | 0 | 0 | 0 | 0 | 0 | 0 | 0 | 0 | 0
F4_Commercial_Warehouse_Existing_Food Preparation_Natural Gas_Double Rack Oven_E6 | F4 | Commercial | Warehouse | Existing | Food Preparation | Natural Gas | Double Rack Oven | E6 | PCT BC Ratio | 0 | 0 | 0 | 0 | 0 | 0 | 0 | 0 | 0 | 0 | 0 | 0 | 0 | 0 | 0 | 0 | 0 | 0 | 0 | 0 | 0 | 0 | 0 | 0 | 0 | 0 | 0 | 0 | 0 | 0
F4_Commercial_Warehouse_Existing_Food Preparation_Natural Gas_Double Rack Oven_E7 | F4 | Commercial | Warehouse | Existing | Food Preparation | Natural Gas | Double Rack Oven | E7 | PCT BC Ratio | 0 | 0 | 0 | 0 | 0 | 0 | 0 | 0 | 0 | 0 | 0 | 0 | 0 | 0 | 0 | 0 | 0 | 0 | 0 | 0 | 0 | 0 | 0 | 0 | 0 | 0 | 0 | 0 | 0 | 0
F4_Commercial_Warehouse_Existing_Food Preparation_Natural Gas_Double Rack Oven_E8 | F4 | Commercial | Warehouse | Existing | Food Preparation | Natural Gas | Double Rack Oven | E8 | PCT BC Ratio | 0 | 0 | 0 | 0 | 0 | 0 | 0 | 0 | 0 | 0 | 0 | 0 | 0 | 0 | 0 | 0 | 0 | 0 | 0 | 0 | 0 | 0 | 0 | 0 | 0 | 0 | 0 | 0 | 0 | 0
F4_Commercial_Warehouse_Existing_Food Preparation_Natural Gas_Double Rack Oven_E9 | F4 | Commercial | Warehouse | Existing | Food Preparation | Natural Gas | Double Rack Oven | E9 | PCT BC Ratio | 0 | 0 | 0 | 0 | 0 | 0 | 0 | 0 | 0 | 0 | 0 | 0 | 0 | 0 | 0 | 0 | 0 | 0 | 0 | 0 | 0 | 0 | 0 | 0 | 0 | 0 | 0 | 0 | 0 | 0
F4_Commercial_Warehouse_Existing_Food Preparation_Natural Gas_Double Rack Oven_E10 | F4 | Commercial | Warehouse | Existing | Food Preparation | Natural Gas | Double Rack Oven | E10 | PCT BC Ratio | 0 | 0 | 0 | 0 | 0 | 0 | 0 | 0 | 0 | 0 | 0 | 0 | 0 | 0 | 0 | 0 | 0 | 0 | 0 | 0 | 0 | 0 | 0 | 0 | 0 | 0 | 0 | 0 | 0 | 0
F5_Commercial_Warehouse_Existing_Food Preparation_Natural Gas_Double Rack Oven_E1 | F5 | Commercial | Warehouse | Existing | Food Preparation | Natural Gas | Double Rack Oven | E1 | RIM BC Ratio | 0.9 | 0.9 | 0.9 | 0.9 | 0.9 | 0.9 | 0.9 | 0.9 | 0.9 | 0.9 | 0.9 | 0.9 | 0.9 | 0.9 | 0.9 | 0.9 | 0.9 | 0.9 | 0.9 | 0.9 | 0.9 | 0.9 | 0 | 0 | 0 | 0 | 0 | 0 | 0 | 0
F5_Commercial_Warehouse_Existing_Food Preparation_Natural Gas_Double Rack Oven_E2 | F5 | Commercial | Warehouse | Existing | Food Preparation | Natural Gas | Double Rack Oven | E2 | RIM BC Ratio | 0.73785 | 0.73858 | 0.73943 | 0.74082 | 0.7426 | 0.74462 | 0.74639 | 0.74792 | 0.74935 | 0.75069 | 0.752 | 0.75324 | 0.75437 | 0.75547 | 0.7565 | 0.75752 | 0.75858 | 0.75963 | 0.76065 | 0.76165 | 0.76261 | 0.76354 | 0 | 0 | 0 | 0 | 0 | 0 | 0 | 0
F5_Commercial_Warehouse_Existing_Food Preparation_Natural Gas_Double Rack Oven_E3 | F5 | Commercial | Warehouse | Existing | Food Preparation | Natural Gas | Double Rack Oven | E3 | RIM BC Ratio | 0 | 0 | 0 | 0 | 0 | 0 | 0 | 0 | 0 | 0 | 0 | 0 | 0 | 0 | 0 | 0 | 0 | 0 | 0 | 0 | 0 | 0 | 0 | 0 | 0 | 0 | 0 | 0 | 0 | 0
F5_Commercial_Warehouse_Existing_Food Preparation_Natural Gas_Double Rack Oven_E4 | F5 | Commercial | Warehouse | Existing | Food Preparation | Natural Gas | Double Rack Oven | E4 | RIM BC Ratio | 0 | 0 | 0 | 0 | 0 | 0 | 0 | 0 | 0 | 0 | 0 | 0 | 0 | 0 | 0 | 0 | 0 | 0 | 0 | 0 | 0 | 0 | 0 | 0 | 0 | 0 | 0 | 0 | 0 | 0
F5_Commercial_Warehouse_Existing_Food Preparation_Natural Gas_Double Rack Oven_E5 | F5 | Commercial | Warehouse | Existing | Food Preparation | Natural Gas | Double Rack Oven | E5 | RIM BC Ratio | 0 | 0 | 0 | 0 | 0 | 0 | 0 | 0 | 0 | 0 | 0 | 0 | 0 | 0 | 0 | 0 | 0 | 0 | 0 | 0 | 0 | 0 | 0 | 0 | 0 | 0 | 0 | 0 | 0 | 0
F5_Commercial_Warehouse_Existing_Food Preparation_Natural Gas_Double Rack Oven_E6 | F5 | Commercial | Warehouse | Existing | Food Preparation | Natural Gas | Double Rack Oven | E6 | RIM BC Ratio | 0 | 0 | 0 | 0 | 0 | 0 | 0 | 0 | 0 | 0 | 0 | 0 | 0 | 0 | 0 | 0 | 0 | 0 | 0 | 0 | 0 | 0 | 0 | 0 | 0 | 0 | 0 | 0 | 0 | 0
F5_Commercial_Warehouse_Existing_Food Preparation_Natural Gas_Double Rack Oven_E7 | F5 | Commercial | Warehouse | Existing | Food Preparation | Natural Gas | Double Rack Oven | E7 | RIM BC Ratio | 0 | 0 | 0 | 0 | 0 | 0 | 0 | 0 | 0 | 0 | 0 | 0 | 0 | 0 | 0 | 0 | 0 | 0 | 0 | 0 | 0 | 0 | 0 | 0 | 0 | 0 | 0 | 0 | 0 | 0
F5_Commercial_Warehouse_Existing_Food Preparation_Natural Gas_Double Rack Oven_E8 | F5 | Commercial | Warehouse | Existing | Food Preparation | Natural Gas | Double Rack Oven | E8 | RIM BC Ratio | 0 | 0 | 0 | 0 | 0 | 0 | 0 | 0 | 0 | 0 | 0 | 0 | 0 | 0 | 0 | 0 | 0 | 0 | 0 | 0 | 0 | 0 | 0 | 0 | 0 | 0 | 0 | 0 | 0 | 0
F5_Commercial_Warehouse_Existing_Food Preparation_Natural Gas_Double Rack Oven_E9 | F5 | Commercial | Warehouse | Existing | Food Preparation | Natural Gas | Double Rack Oven | E9 | RIM BC Ratio | 0 | 0 | 0 | 0 | 0 | 0 | 0 | 0 | 0 | 0 | 0 | 0 | 0 | 0 | 0 | 0 | 0 | 0 | 0 | 0 | 0 | 0 | 0 | 0 | 0 | 0 | 0 | 0 | 0 | 0
F5_Commercial_Warehouse_Existing_Food Preparation_Natural Gas_Double Rack Oven_E10 | F5 | Commercial | Warehouse | Existing | Food Preparation | Natural Gas | Double Rack Oven | E10 | RIM BC Ratio | 0 | 0 | 0 | 0 | 0 | 0 | 0 | 0 | 0 | 0 | 0 | 0 | 0 | 0 | 0 | 0 | 0 | 0 | 0 | 0 | 0 | 0 | 0 | 0 | 0 | 0 | 0 | 0 | 0 | 0
F0_Commercial_Warehouse_Existing_Food Preparation_Natural Gas_Fryer_E0 | F0 | Commercial | Warehouse | Existing | Food Preparation | Natural Gas | Fryer | E0 | Economic Unit | ENERGY STAR | ENERGY STAR | ENERGY STAR | ENERGY STAR | ENERGY STAR | ENERGY STAR | ENERGY STAR | ENERGY STAR | ENERGY STAR | ENERGY STAR | ENERGY STAR | ENERGY STAR | ENERGY STAR | ENERGY STAR | ENERGY STAR | ENERGY STAR | ENERGY STAR | ENERGY STAR | ENERGY STAR | ENERGY STAR | ENERGY STAR | ENERGY STAR | 0 | 0 | 0 | 0 | 0 | 0 | 0 | 0
F1_Commercial_Warehouse_Existing_Food Preparation_Natural Gas_Fryer_E1 | F1 | Commercial | Warehouse | Existing | Food Preparation | Natural Gas | Fryer | E1 | CCE | 0 | 0 | 0 | 0 | 0 | 0 | 0 | 0 | 0 | 0 | 0 | 0 | 0 | 0 | 0 | 0 | 0 | 0 | 0 | 0 | 0 | 0 | 0 | 0 | 0 | 0 | 0 | 0 | 0 | 0
F1_Commercial_Warehouse_Existing_Food Preparation_Natural Gas_Fryer_E2 | F1 | Commercial | Warehouse | Existing | Food Preparation | Natural Gas | Fryer | E2 | CCE | 0.0070192 | 0.0070192 | 0.0073742 | 0.0072621 | 0.0071531 | 0.0070171 | 0.0069979 | 0.0069529 | 0.006911 | 0.0068479 | 0.0068381 | 0.0068066 | 0.0067786 | 0.006725 | 0.0067321 | 0.0067115 | 0.0066913 | 0.0066471 | 0.0066602 | 0.0066472 | 0.0066374 | 0.0066003 | 0 | 0 | 0 | 0 | 0 | 0 | 0 | 0
F1_Commercial_Warehouse_Existing_Food Preparation_Natural Gas_Fryer_E3 | F1 | Commercial | Warehouse | Existing | Food Preparation | Natural Gas | Fryer | E3 | CCE | 0 | 0 | 0 | 0 | 0 | 0 | 0 | 0 | 0 | 0 | 0 | 0 | 0 | 0 | 0 | 0 | 0 | 0 | 0 | 0 | 0 | 0 | 0 | 0 | 0 | 0 | 0 | 0 | 0 | 0
F1_Commercial_Warehouse_Existing_Food Preparation_Natural Gas_Fryer_E4 | F1 | Commercial | Warehouse | Existing | Food Preparation | Natural Gas | Fryer | E4 | CCE | 0 | 0 | 0 | 0 | 0 | 0 | 0 | 0 | 0 | 0 | 0 | 0 | 0 | 0 | 0 | 0 | 0 | 0 | 0 | 0 | 0 | 0 | 0 | 0 | 0 | 0 | 0 | 0 | 0 | 0
F1_Commercial_Warehouse_Existing_Food Preparation_Natural Gas_Fryer_E5 | F1 | Commercial | Warehouse | Existing | Food Preparation | Natural Gas | Fryer | E5 | CCE | 0 | 0 | 0 | 0 | 0 | 0 | 0 | 0 | 0 | 0 | 0 | 0 | 0 | 0 | 0 | 0 | 0 | 0 | 0 | 0 | 0 | 0 | 0 | 0 | 0 | 0 | 0 | 0 | 0 | 0
F1_Commercial_Warehouse_Existing_Food Preparation_Natural Gas_Fryer_E6 | F1 | Commercial | Warehouse | Existing | Food Preparation | Natural Gas | Fryer | E6 | CCE | 0 | 0 | 0 | 0 | 0 | 0 | 0 | 0 | 0 | 0 | 0 | 0 | 0 | 0 | 0 | 0 | 0 | 0 | 0 | 0 | 0 | 0 | 0 | 0 | 0 | 0 | 0 | 0 | 0 | 0
F1_Commercial_Warehouse_Existing_Food Preparation_Natural Gas_Fryer_E7 | F1 | Commercial | Warehouse | Existing | Food Preparation | Natural Gas | Fryer | E7 | CCE | 0 | 0 | 0 | 0 | 0 | 0 | 0 | 0 | 0 | 0 | 0 | 0 | 0 | 0 | 0 | 0 | 0 | 0 | 0 | 0 | 0 | 0 | 0 | 0 | 0 | 0 | 0 | 0 | 0 | 0
F1_Commercial_Warehouse_Existing_Food Preparation_Natural Gas_Fryer_E8 | F1 | Commercial | Warehouse | Existing | Food Preparation | Natural Gas | Fryer | E8 | CCE | 0 | 0 | 0 | 0 | 0 | 0 | 0 | 0 | 0 | 0 | 0 | 0 | 0 | 0 | 0 | 0 | 0 | 0 | 0 | 0 | 0 | 0 | 0 | 0 | 0 | 0 | 0 | 0 | 0 | 0
F1_Commercial_Warehouse_Existing_Food Preparation_Natural Gas_Fryer_E9 | F1 | Commercial | Warehouse | Existing | Food Preparation | Natural Gas | Fryer | E9 | CCE | 0 | 0 | 0 | 0 | 0 | 0 | 0 | 0 | 0 | 0 | 0 | 0 | 0 | 0 | 0 | 0 | 0 | 0 | 0 | 0 | 0 | 0 | 0 | 0 | 0 | 0 | 0 | 0 | 0 | 0
F1_Commercial_Warehouse_Existing_Food Preparation_Natural Gas_Fryer_E10 | F1 | Commercial | Warehouse | Existing | Food Preparation | Natural Gas | Fryer | E10 | CCE | 0 | 0 | 0 | 0 | 0 | 0 | 0 | 0 | 0 | 0 | 0 | 0 | 0 | 0 | 0 | 0 | 0 | 0 | 0 | 0 | 0 | 0 | 0 | 0 | 0 | 0 | 0 | 0 | 0 | 0
F2_Commercial_Warehouse_Existing_Food Preparation_Natural Gas_Fryer_E1 | F2 | Commercial | Warehouse | Existing | Food Preparation | Natural Gas | Fryer | E1 | TRC BC Ratio | 0.9 | 0.9 | 0.9 | 0.9 | 0.9 | 0.9 | 0.9 | 0.9 | 0.9 | 0.9 | 0.9 | 0.9 | 0.9 | 0.9 | 0.9 | 0.9 | 0.9 | 0.9 | 0.9 | 0.9 | 0.9 | 0.9 | 0 | 0 | 0 | 0 | 0 | 0 | 0 | 0
F2_Commercial_Warehouse_Existing_Food Preparation_Natural Gas_Fryer_E2 | F2 | Commercial | Warehouse | Existing | Food Preparation | Natural Gas | Fryer | E2 | TRC BC Ratio | 1.215 | 1.2059 | 1.2046 | 1.2221 | 1.2535 | 1.2946 | 1.3292 | 1.3564 | 1.3811 | 1.4053 | 1.4318 | 1.4585 | 1.4845 | 1.5137 | 1.5415 | 1.571 | 1.6001 | 1.6254 | 1.6465 | 1.6626 | 1.6776 | 1.6911 | 0 | 0 | 0 | 0 | 0 | 0 | 0 | 0
F2_Commercial_Warehouse_Existing_Food Preparation_Natural Gas_Fryer_E3 | F2 | Commercial | Warehouse | Existing | Food Preparation | Natural Gas | Fryer | E3 | TRC BC Ratio | 0 | 0 | 0 | 0 | 0 | 0 | 0 | 0 | 0 | 0 | 0 | 0 | 0 | 0 | 0 | 0 | 0 | 0 | 0 | 0 | 0 | 0 | 0 | 0 | 0 | 0 | 0 | 0 | 0 | 0
F2_Commercial_Warehouse_Existing_Food Preparation_Natural Gas_Fryer_E4 | F2 | Commercial | Warehouse | Existing | Food Preparation | Natural Gas | Fryer | E4 | TRC BC Ratio | 0 | 0 | 0 | 0 | 0 | 0 | 0 | 0 | 0 | 0 | 0 | 0 | 0 | 0 | 0 | 0 | 0 | 0 | 0 | 0 | 0 | 0 | 0 | 0 | 0 | 0 | 0 | 0 | 0 | 0
F2_Commercial_Warehouse_Existing_Food Preparation_Natural Gas_Fryer_E5 | F2 | Commercial | Warehouse | Existing | Food Preparation | Natural Gas | Fryer | E5 | TRC BC Ratio | 0 | 0 | 0 | 0 | 0 | 0 | 0 | 0 | 0 | 0 | 0 | 0 | 0 | 0 | 0 | 0 | 0 | 0 | 0 | 0 | 0 | 0 | 0 | 0 | 0 | 0 | 0 | 0 | 0 | 0
F2_Commercial_Warehouse_Existing_Food Preparation_Natural Gas_Fryer_E6 | F2 | Commercial | Warehouse | Existing | Food Preparation | Natural Gas | Fryer | E6 | TRC BC Ratio | 0 | 0 | 0 | 0 | 0 | 0 | 0 | 0 | 0 | 0 | 0 | 0 | 0 | 0 | 0 | 0 | 0 | 0 | 0 | 0 | 0 | 0 | 0 | 0 | 0 | 0 | 0 | 0 | 0 | 0
F2_Commercial_Warehouse_Existing_Food Preparation_Natural Gas_Fryer_E7 | F2 | Commercial | Warehouse | Existing | Food Preparation | Natural Gas | Fryer | E7 | TRC BC Ratio | 0 | 0 | 0 | 0 | 0 | 0 | 0 | 0 | 0 | 0 | 0 | 0 | 0 | 0 | 0 | 0 | 0 | 0 | 0 | 0 | 0 | 0 | 0 | 0 | 0 | 0 | 0 | 0 | 0 | 0
F2_Commercial_Warehouse_Existing_Food Preparation_Natural Gas_Fryer_E8 | F2 | Commercial | Warehouse | Existing | Food Preparation | Natural Gas | Fryer | E8 | TRC BC Ratio | 0 | 0 | 0 | 0 | 0 | 0 | 0 | 0 | 0 | 0 | 0 | 0 | 0 | 0 | 0 | 0 | 0 | 0 | 0 | 0 | 0 | 0 | 0 | 0 | 0 | 0 | 0 | 0 | 0 | 0
F2_Commercial_Warehouse_Existing_Food Preparation_Natural Gas_Fryer_E9 | F2 | Commercial | Warehouse | Existing | Food Preparation | Natural Gas | Fryer | E9 | TRC BC Ratio | 0 | 0 | 0 | 0 | 0 | 0 | 0 | 0 | 0 | 0 | 0 | 0 | 0 | 0 | 0 | 0 | 0 | 0 | 0 | 0 | 0 | 0 | 0 | 0 | 0 | 0 | 0 | 0 | 0 | 0
F2_Commercial_Warehouse_Existing_Food Preparation_Natural Gas_Fryer_E10 | F2 | Commercial | Warehouse | Existing | Food Preparation | Natural Gas | Fryer | E10 | TRC BC Ratio | 0 | 0 | 0 | 0 | 0 | 0 | 0 | 0 | 0 | 0 | 0 | 0 | 0 | 0 | 0 | 0 | 0 | 0 | 0 | 0 | 0 | 0 | 0 | 0 | 0 | 0 | 0 | 0 | 0 | 0
F3_Commercial_Warehouse_Existing_Food Preparation_Natural Gas_Fryer_E1 | F3 | Commercial | Warehouse | Existing | Food Preparation | Natural Gas | Fryer | E1 | PACT BC Ratio | 0.9 | 0.9 | 0.9 | 0.9 | 0.9 | 0.9 | 0.9 | 0.9 | 0.9 | 0.9 | 0.9 | 0.9 | 0.9 | 0.9 | 0.9 | 0.9 | 0.9 | 0.9 | 0.9 | 0.9 | 0.9 | 0.9 | 0 | 0 | 0 | 0 | 0 | 0 | 0 | 0
F3_Commercial_Warehouse_Existing_Food Preparation_Natural Gas_Fryer_E2 | F3 | Commercial | Warehouse | Existing | Food Preparation | Natural Gas | Fryer | E2 | PACT BC Ratio | 1.5621 | 1.5504 | 1.5488 | 1.5712 | 1.6116 | 1.6645 | 1.709 | 1.7439 | 1.7757 | 1.8068 | 1.8409 | 1.8752 | 1.9086 | 1.9462 | 1.9819 | 2.0198 | 2.0573 | 2.0898 | 2.1169 | 2.1377 | 2.1569 | 2.1743 | 0 | 0 | 0 | 0 | 0 | 0 | 0 | 0
F3_Commercial_Warehouse_Existing_Food Preparation_Natural Gas_Fryer_E3 | F3 | Commercial | Warehouse | Existing | Food Preparation | Natural Gas | Fryer | E3 | PACT BC Ratio | 0 | 0 | 0 | 0 | 0 | 0 | 0 | 0 | 0 | 0 | 0 | 0 | 0 | 0 | 0 | 0 | 0 | 0 | 0 | 0 | 0 | 0 | 0 | 0 | 0 | 0 | 0 | 0 | 0 | 0
F3_Commercial_Warehouse_Existing_Food Preparation_Natural Gas_Fryer_E4 | F3 | Commercial | Warehouse | Existing | Food Preparation | Natural Gas | Fryer | E4 | PACT BC Ratio | 0 | 0 | 0 | 0 | 0 | 0 | 0 | 0 | 0 | 0 | 0 | 0 | 0 | 0 | 0 | 0 | 0 | 0 | 0 | 0 | 0 | 0 | 0 | 0 | 0 | 0 | 0 | 0 | 0 | 0
F3_Commercial_Warehouse_Existing_Food Preparation_Natural Gas_Fryer_E5 | F3 | Commercial | Warehouse | Existing | Food Preparation | Natural Gas | Fryer | E5 | PACT BC Ratio | 0 | 0 | 0 | 0 | 0 | 0 | 0 | 0 | 0 | 0 | 0 | 0 | 0 | 0 | 0 | 0 | 0 | 0 | 0 | 0 | 0 | 0 | 0 | 0 | 0 | 0 | 0 | 0 | 0 | 0
F3_Commercial_Warehouse_Existing_Food Preparation_Natural Gas_Fryer_E6 | F3 | Commercial | Warehouse | Existing | Food Preparation | Natural Gas | Fryer | E6 | PACT BC Ratio | 0 | 0 | 0 | 0 | 0 | 0 | 0 | 0 | 0 | 0 | 0 | 0 | 0 | 0 | 0 | 0 | 0 | 0 | 0 | 0 | 0 | 0 | 0 | 0 | 0 | 0 | 0 | 0 | 0 | 0
F3_Commercial_Warehouse_Existing_Food Preparation_Natural Gas_Fryer_E7 | F3 | Commercial | Warehouse | Existing | Food Preparation | Natural Gas | Fryer | E7 | PACT BC Ratio | 0 | 0 | 0 | 0 | 0 | 0 | 0 | 0 | 0 | 0 | 0 | 0 | 0 | 0 | 0 | 0 | 0 | 0 | 0 | 0 | 0 | 0 | 0 | 0 | 0 | 0 | 0 | 0 | 0 | 0
F3_Commercial_Warehouse_Existing_Food Preparation_Natural Gas_Fryer_E8 | F3 | Commercial | Warehouse | Existing | Food Preparation | Natural Gas | Fryer | E8 | PACT BC Ratio | 0 | 0 | 0 | 0 | 0 | 0 | 0 | 0 | 0 | 0 | 0 | 0 | 0 | 0 | 0 | 0 | 0 | 0 | 0 | 0 | 0 | 0 | 0 | 0 | 0 | 0 | 0 | 0 | 0 | 0
F3_Commercial_Warehouse_Existing_Food Preparation_Natural Gas_Fryer_E9 | F3 | Commercial | Warehouse | Existing | Food Preparation | Natural Gas | Fryer | E9 | PACT BC Ratio | 0 | 0 | 0 | 0 | 0 | 0 | 0 | 0 | 0 | 0 | 0 | 0 | 0 | 0 | 0 | 0 | 0 | 0 | 0 | 0 | 0 | 0 | 0 | 0 | 0 | 0 | 0 | 0 | 0 | 0
F3_Commercial_Warehouse_Existing_Food Preparation_Natural Gas_Fryer_E10 | F3 | Commercial | Warehouse | Existing | Food Preparation | Natural Gas | Fryer | E10 | PACT BC Ratio | 0 | 0 | 0 | 0 | 0 | 0 | 0 | 0 | 0 | 0 | 0 | 0 | 0 | 0 | 0 | 0 | 0 | 0 | 0 | 0 | 0 | 0 | 0 | 0 | 0 | 0 | 0 | 0 | 0 | 0
F4_Commercial_Warehouse_Existing_Food Preparation_Natural Gas_Fryer_E1 | F4 | Commercial | Warehouse | Existing | Food Preparation | Natural Gas | Fryer | E1 | PCT BC Ratio | 0.9 | 0.9 | 0.9 | 0.9 | 0.9 | 0.9 | 0.9 | 0.9 | 0.9 | 0.9 | 0.9 | 0.9 | 0.9 | 0.9 | 0.9 | 0.9 | 0.9 | 0.9 | 0.9 | 0.9 | 0.9 | 0.9 | 0 | 0 | 0 | 0 | 0 | 0 | 0 | 0
F4_Commercial_Warehouse_Existing_Food Preparation_Natural Gas_Fryer_E2 | F4 | Commercial | Warehouse | Existing | Food Preparation | Natural Gas | Fryer | E2 | PCT BC Ratio | 3.0813 | 3.063 | 3.0604 | 3.0957 | 3.1592 | 3.2424 | 3.3124 | 3.3673 | 3.4172 | 3.4661 | 3.5197 | 3.5737 | 3.6262 | 3.6853 | 3.7415 | 3.8011 | 3.86 | 3.9112 | 3.9537 | 3.9864 | 4.0167 | 4.044 | 0 | 0 | 0 | 0 | 0 | 0 | 0 | 0
F4_Commercial_Warehouse_Existing_Food Preparation_Natural Gas_Fryer_E3 | F4 | Commercial | Warehouse | Existing | Food Preparation | Natural Gas | Fryer | E3 | PCT BC Ratio | 0 | 0 | 0 | 0 | 0 | 0 | 0 | 0 | 0 | 0 | 0 | 0 | 0 | 0 | 0 | 0 | 0 | 0 | 0 | 0 | 0 | 0 | 0 | 0 | 0 | 0 | 0 | 0 | 0 | 0
F4_Commercial_Warehouse_Existing_Food Preparation_Natural Gas_Fryer_E4 | F4 | Commercial | Warehouse | Existing | Food Preparation | Natural Gas | Fryer | E4 | PCT BC Ratio | 0 | 0 | 0 | 0 | 0 | 0 | 0 | 0 | 0 | 0 | 0 | 0 | 0 | 0 | 0 | 0 | 0 | 0 | 0 | 0 | 0 | 0 | 0 | 0 | 0 | 0 | 0 | 0 | 0 | 0
F4_Commercial_Warehouse_Existing_Food Preparation_Natural Gas_Fryer_E5 | F4 | Commercial | Warehouse | Existing | Food Preparation | Natural Gas | Fryer | E5 | PCT BC Ratio | 0 | 0 | 0 | 0 | 0 | 0 | 0 | 0 | 0 | 0 | 0 | 0 | 0 | 0 | 0 | 0 | 0 | 0 | 0 | 0 | 0 | 0 | 0 | 0 | 0 | 0 | 0 | 0 | 0 | 0
F4_Commercial_Warehouse_Existing_Food Preparation_Natural Gas_Fryer_E6 | F4 | Commercial | Warehouse | Existing | Food Preparation | Natural Gas | Fryer | E6 | PCT BC Ratio | 0 | 0 | 0 | 0 | 0 | 0 | 0 | 0 | 0 | 0 | 0 | 0 | 0 | 0 | 0 | 0 | 0 | 0 | 0 | 0 | 0 | 0 | 0 | 0 | 0 | 0 | 0 | 0 | 0 | 0
F4_Commercial_Warehouse_Existing_Food Preparation_Natural Gas_Fryer_E7 | F4 | Commercial | Warehouse | Existing | Food Preparation | Natural Gas | Fryer | E7 | PCT BC Ratio | 0 | 0 | 0 | 0 | 0 | 0 | 0 | 0 | 0 | 0 | 0 | 0 | 0 | 0 | 0 | 0 | 0 | 0 | 0 | 0 | 0 | 0 | 0 | 0 | 0 | 0 | 0 | 0 | 0 | 0
F4_Commercial_Warehouse_Existing_Food Preparation_Natural Gas_Fryer_E8 | F4 | Commercial | Warehouse | Existing | Food Preparation | Natural Gas | Fryer | E8 | PCT BC Ratio | 0 | 0 | 0 | 0 | 0 | 0 | 0 | 0 | 0 | 0 | 0 | 0 | 0 | 0 | 0 | 0 | 0 | 0 | 0 | 0 | 0 | 0 | 0 | 0 | 0 | 0 | 0 | 0 | 0 | 0
F4_Commercial_Warehouse_Existing_Food Preparation_Natural Gas_Fryer_E9 | F4 | Commercial | Warehouse | Existing | Food Preparation | Natural Gas | Fryer | E9 | PCT BC Ratio | 0 | 0 | 0 | 0 | 0 | 0 | 0 | 0 | 0 | 0 | 0 | 0 | 0 | 0 | 0 | 0 | 0 | 0 | 0 | 0 | 0 | 0 | 0 | 0 | 0 | 0 | 0 | 0 | 0 | 0
F4_Commercial_Warehouse_Existing_Food Preparation_Natural Gas_Fryer_E10 | F4 | Commercial | Warehouse | Existing | Food Preparation | Natural Gas | Fryer | E10 | PCT BC Ratio | 0 | 0 | 0 | 0 | 0 | 0 | 0 | 0 | 0 | 0 | 0 | 0 | 0 | 0 | 0 | 0 | 0 | 0 | 0 | 0 | 0 | 0 | 0 | 0 | 0 | 0 | 0 | 0 | 0 | 0
F5_Commercial_Warehouse_Existing_Food Preparation_Natural Gas_Fryer_E1 | F5 | Commercial | Warehouse | Existing | Food Preparation | Natural Gas | Fryer | E1 | RIM BC Ratio | 0.9 | 0.9 | 0.9 | 0.9 | 0.9 | 0.9 | 0.9 | 0.9 | 0.9 | 0.9 | 0.9 | 0.9 | 0.9 | 0.9 | 0.9 | 0.9 | 0.9 | 0.9 | 0.9 | 0.9 | 0.9 | 0.9 | 0 | 0 | 0 | 0 | 0 | 0 | 0 | 0
F5_Commercial_Warehouse_Existing_Food Preparation_Natural Gas_Fryer_E2 | F5 | Commercial | Warehouse | Existing | Food Preparation | Natural Gas | Fryer | E2 | RIM BC Ratio | 0.544 | 0.54258 | 0.54238 | 0.54511 | 0.54988 | 0.55591 | 0.56079 | 0.5645 | 0.56779 | 0.57093 | 0.57429 | 0.57759 | 0.58072 | 0.58415 | 0.58733 | 0.59061 | 0.59377 | 0.59646 | 0.59864 | 0.60029 | 0.6018 | 0.60314 | 0 | 0 | 0 | 0 | 0 | 0 | 0 | 0
F5_Commercial_Warehouse_Existing_Food Preparation_Natural Gas_Fryer_E3 | F5 | Commercial | Warehouse | Existing | Food Preparation | Natural Gas | Fryer | E3 | RIM BC Ratio | 0 | 0 | 0 | 0 | 0 | 0 | 0 | 0 | 0 | 0 | 0 | 0 | 0 | 0 | 0 | 0 | 0 | 0 | 0 | 0 | 0 | 0 | 0 | 0 | 0 | 0 | 0 | 0 | 0 | 0
F5_Commercial_Warehouse_Existing_Food Preparation_Natural Gas_Fryer_E4 | F5 | Commercial | Warehouse | Existing | Food Preparation | Natural Gas | Fryer | E4 | RIM BC Ratio | 0 | 0 | 0 | 0 | 0 | 0 | 0 | 0 | 0 | 0 | 0 | 0 | 0 | 0 | 0 | 0 | 0 | 0 | 0 | 0 | 0 | 0 | 0 | 0 | 0 | 0 | 0 | 0 | 0 | 0
F5_Commercial_Warehouse_Existing_Food Preparation_Natural Gas_Fryer_E5 | F5 | Commercial | Warehouse | Existing | Food Preparation | Natural Gas | Fryer | E5 | RIM BC Ratio | 0 | 0 | 0 | 0 | 0 | 0 | 0 | 0 | 0 | 0 | 0 | 0 | 0 | 0 | 0 | 0 | 0 | 0 | 0 | 0 | 0 | 0 | 0 | 0 | 0 | 0 | 0 | 0 | 0 | 0
F5_Commercial_Warehouse_Existing_Food Preparation_Natural Gas_Fryer_E6 | F5 | Commercial | Warehouse | Existing | Food Preparation | Natural Gas | Fryer | E6 | RIM BC Ratio | 0 | 0 | 0 | 0 | 0 | 0 | 0 | 0 | 0 | 0 | 0 | 0 | 0 | 0 | 0 | 0 | 0 | 0 | 0 | 0 | 0 | 0 | 0 | 0 | 0 | 0 | 0 | 0 | 0 | 0
F5_Commercial_Warehouse_Existing_Food Preparation_Natural Gas_Fryer_E7 | F5 | Commercial | Warehouse | Existing | Food Preparation | Natural Gas | Fryer | E7 | RIM BC Ratio | 0 | 0 | 0 | 0 | 0 | 0 | 0 | 0 | 0 | 0 | 0 | 0 | 0 | 0 | 0 | 0 | 0 | 0 | 0 | 0 | 0 | 0 | 0 | 0 | 0 | 0 | 0 | 0 | 0 | 0
F5_Commercial_Warehouse_Existing_Food Preparation_Natural Gas_Fryer_E8 | F5 | Commercial | Warehouse | Existing | Food Preparation | Natural Gas | Fryer | E8 | RIM BC Ratio | 0 | 0 | 0 | 0 | 0 | 0 | 0 | 0 | 0 | 0 | 0 | 0 | 0 | 0 | 0 | 0 | 0 | 0 | 0 | 0 | 0 | 0 | 0 | 0 | 0 | 0 | 0 | 0 | 0 | 0
F5_Commercial_Warehouse_Existing_Food Preparation_Natural Gas_Fryer_E9 | F5 | Commercial | Warehouse | Existing | Food Preparation | Natural Gas | Fryer | E9 | RIM BC Ratio | 0 | 0 | 0 | 0 | 0 | 0 | 0 | 0 | 0 | 0 | 0 | 0 | 0 | 0 | 0 | 0 | 0 | 0 | 0 | 0 | 0 | 0 | 0 | 0 | 0 | 0 | 0 | 0 | 0 | 0
F5_Commercial_Warehouse_Existing_Food Preparation_Natural Gas_Fryer_E10 | F5 | Commercial | Warehouse | Existing | Food Preparation | Natural Gas | Fryer | E10 | RIM BC Ratio | 0 | 0 | 0 | 0 | 0 | 0 | 0 | 0 | 0 | 0 | 0 | 0 | 0 | 0 | 0 | 0 | 0 | 0 | 0 | 0 | 0 | 0 | 0 | 0 | 0 | 0 | 0 | 0 | 0 | 0
F0_Commercial_Warehouse_Existing_Food Preparation_Natural Gas_Broiler_E0 | F0 | Commercial | Warehouse | Existing | Food Preparation | Natural Gas | Broiler | E0 | Economic Unit | Infrared Burners | Infrared Burners | Infrared Burners | Infrared Burners | Infrared Burners | Infrared Burners | Infrared Burners | Infrared Burners | Infrared Burners | Infrared Burners | Infrared Burners | Infrared Burners | Infrared Burners | Infrared Burners | Infrared Burners | Infrared Burners | Infrared Burners | Infrared Burners | Infrared Burners | Infrared Burners | Infrared Burners | Infrared Burners | 0 | 0 | 0 | 0 | 0 | 0 | 0 | 0
F1_Commercial_Warehouse_Existing_Food Preparation_Natural Gas_Broiler_E1 | F1 | Commercial | Warehouse | Existing | Food Preparation | Natural Gas | Broiler | E1 | CCE | 0 | 0 | 0 | 0 | 0 | 0 | 0 | 0 | 0 | 0 | 0 | 0 | 0 | 0 | 0 | 0 | 0 | 0 | 0 | 0 | 0 | 0 | 0 | 0 | 0 | 0 | 0 | 0 | 0 | 0
F1_Commercial_Warehouse_Existing_Food Preparation_Natural Gas_Broiler_E2 | F1 | Commercial | Warehouse | Existing | Food Preparation | Natural Gas | Broiler | E2 | CCE | 0.0083589 | 0.0083589 | 0.0087817 | 0.0086482 | 0.0085184 | 0.0083564 | 0.0083336 | 0.00828 | 0.0082301 | 0.0081549 | 0.0081433 | 0.0081058 | 0.0080724 | 0.0080086 | 0.008017 | 0.0079925 | 0.0079685 | 0.0079158 | 0.0079314 | 0.0079159 | 0.0079043 | 0.0078601 | 0 | 0 | 0 | 0 | 0 | 0 | 0 | 0
F1_Commercial_Warehouse_Existing_Food Preparation_Natural Gas_Broiler_E3 | F1 | Commercial | Warehouse | Existing | Food Preparation | Natural Gas | Broiler | E3 | CCE | 0 | 0 | 0 | 0 | 0 | 0 | 0 | 0 | 0 | 0 | 0 | 0 | 0 | 0 | 0 | 0 | 0 | 0 | 0 | 0 | 0 | 0 | 0 | 0 | 0 | 0 | 0 | 0 | 0 | 0
F1_Commercial_Warehouse_Existing_Food Preparation_Natural Gas_Broiler_E4 | F1 | Commercial | Warehouse | Existing | Food Preparation | Natural Gas | Broiler | E4 | CCE | 0 | 0 | 0 | 0 | 0 | 0 | 0 | 0 | 0 | 0 | 0 | 0 | 0 | 0 | 0 | 0 | 0 | 0 | 0 | 0 | 0 | 0 | 0 | 0 | 0 | 0 | 0 | 0 | 0 | 0
F1_Commercial_Warehouse_Existing_Food Preparation_Natural Gas_Broiler_E5 | F1 | Commercial | Warehouse | Existing | Food Preparation | Natural Gas | Broiler | E5 | CCE | 0 | 0 | 0 | 0 | 0 | 0 | 0 | 0 | 0 | 0 | 0 | 0 | 0 | 0 | 0 | 0 | 0 | 0 | 0 | 0 | 0 | 0 | 0 | 0 | 0 | 0 | 0 | 0 | 0 | 0
F1_Commercial_Warehouse_Existing_Food Preparation_Natural Gas_Broiler_E6 | F1 | Commercial | Warehouse | Existing | Food Preparation | Natural Gas | Broiler | E6 | CCE | 0 | 0 | 0 | 0 | 0 | 0 | 0 | 0 | 0 | 0 | 0 | 0 | 0 | 0 | 0 | 0 | 0 | 0 | 0 | 0 | 0 | 0 | 0 | 0 | 0 | 0 | 0 | 0 | 0 | 0
F1_Commercial_Warehouse_Existing_Food Preparation_Natural Gas_Broiler_E7 | F1 | Commercial | Warehouse | Existing | Food Preparation | Natural Gas | Broiler | E7 | CCE | 0 | 0 | 0 | 0 | 0 | 0 | 0 | 0 | 0 | 0 | 0 | 0 | 0 | 0 | 0 | 0 | 0 | 0 | 0 | 0 | 0 | 0 | 0 | 0 | 0 | 0 | 0 | 0 | 0 | 0
F1_Commercial_Warehouse_Existing_Food Preparation_Natural Gas_Broiler_E8 | F1 | Commercial | Warehouse | Existing | Food Preparation | Natural Gas | Broiler | E8 | CCE | 0 | 0 | 0 | 0 | 0 | 0 | 0 | 0 | 0 | 0 | 0 | 0 | 0 | 0 | 0 | 0 | 0 | 0 | 0 | 0 | 0 | 0 | 0 | 0 | 0 | 0 | 0 | 0 | 0 | 0
F1_Commercial_Warehouse_Existing_Food Preparation_Natural Gas_Broiler_E9 | F1 | Commercial | Warehouse | Existing | Food Preparation | Natural Gas | Broiler | E9 | CCE | 0 | 0 | 0 | 0 | 0 | 0 | 0 | 0 | 0 | 0 | 0 | 0 | 0 | 0 | 0 | 0 | 0 | 0 | 0 | 0 | 0 | 0 | 0 | 0 | 0 | 0 | 0 | 0 | 0 | 0
F1_Commercial_Warehouse_Existing_Food Preparation_Natural Gas_Broiler_E10 | F1 | Commercial | Warehouse | Existing | Food Preparation | Natural Gas | Broiler | E10 | CCE | 0 | 0 | 0 | 0 | 0 | 0 | 0 | 0 | 0 | 0 | 0 | 0 | 0 | 0 | 0 | 0 | 0 | 0 | 0 | 0 | 0 | 0 | 0 | 0 | 0 | 0 | 0 | 0 | 0 | 0
F2_Commercial_Warehouse_Existing_Food Preparation_Natural Gas_Broiler_E1 | F2 | Commercial | Warehouse | Existing | Food Preparation | Natural Gas | Broiler | E1 | TRC BC Ratio | 0.9 | 0.9 | 0.9 | 0.9 | 0.9 | 0.9 | 0.9 | 0.9 | 0.9 | 0.9 | 0.9 | 0.9 | 0.9 | 0.9 | 0.9 | 0.9 | 0.9 | 0.9 | 0.9 | 0.9 | 0.9 | 0.9 | 0 | 0 | 0 | 0 | 0 | 0 | 0 | 0
F2_Commercial_Warehouse_Existing_Food Preparation_Natural Gas_Broiler_E2 | F2 | Commercial | Warehouse | Existing | Food Preparation | Natural Gas | Broiler | E2 | TRC BC Ratio | 1.0644 | 1.0735 | 1.0844 | 1.1025 | 1.1265 | 1.1549 | 1.181 | 1.2042 | 1.2267 | 1.2485 | 1.2706 | 1.292 | 1.3121 | 1.3323 | 1.3516 | 1.3714 | 1.3925 | 1.4138 | 1.4353 | 1.4569 | 1.4782 | 1.4992 | 0 | 0 | 0 | 0 | 0 | 0 | 0 | 0
F2_Commercial_Warehouse_Existing_Food Preparation_Natural Gas_Broiler_E3 | F2 | Commercial | Warehouse | Existing | Food Preparation | Natural Gas | Broiler | E3 | TRC BC Ratio | 0 | 0 | 0 | 0 | 0 | 0 | 0 | 0 | 0 | 0 | 0 | 0 | 0 | 0 | 0 | 0 | 0 | 0 | 0 | 0 | 0 | 0 | 0 | 0 | 0 | 0 | 0 | 0 | 0 | 0
F2_Commercial_Warehouse_Existing_Food Preparation_Natural Gas_Broiler_E4 | F2 | Commercial | Warehouse | Existing | Food Preparation | Natural Gas | Broiler | E4 | TRC BC Ratio | 0 | 0 | 0 | 0 | 0 | 0 | 0 | 0 | 0 | 0 | 0 | 0 | 0 | 0 | 0 | 0 | 0 | 0 | 0 | 0 | 0 | 0 | 0 | 0 | 0 | 0 | 0 | 0 | 0 | 0
F2_Commercial_Warehouse_Existing_Food Preparation_Natural Gas_Broiler_E5 | F2 | Commercial | Warehouse | Existing | Food Preparation | Natural Gas | Broiler | E5 | TRC BC Ratio | 0 | 0 | 0 | 0 | 0 | 0 | 0 | 0 | 0 | 0 | 0 | 0 | 0 | 0 | 0 | 0 | 0 | 0 | 0 | 0 | 0 | 0 | 0 | 0 | 0 | 0 | 0 | 0 | 0 | 0
F2_Commercial_Warehouse_Existing_Food Preparation_Natural Gas_Broiler_E6 | F2 | Commercial | Warehouse | Existing | Food Preparation | Natural Gas | Broiler | E6 | TRC BC Ratio | 0 | 0 | 0 | 0 | 0 | 0 | 0 | 0 | 0 | 0 | 0 | 0 | 0 | 0 | 0 | 0 | 0 | 0 | 0 | 0 | 0 | 0 | 0 | 0 | 0 | 0 | 0 | 0 | 0 | 0
F2_Commercial_Warehouse_Existing_Food Preparation_Natural Gas_Broiler_E7 | F2 | Commercial | Warehouse | Existing | Food Preparation | Natural Gas | Broiler | E7 | TRC BC Ratio | 0 | 0 | 0 | 0 | 0 | 0 | 0 | 0 | 0 | 0 | 0 | 0 | 0 | 0 | 0 | 0 | 0 | 0 | 0 | 0 | 0 | 0 | 0 | 0 | 0 | 0 | 0 | 0 | 0 | 0
F2_Commercial_Warehouse_Existing_Food Preparation_Natural Gas_Broiler_E8 | F2 | Commercial | Warehouse | Existing | Food Preparation | Natural Gas | Broiler | E8 | TRC BC Ratio | 0 | 0 | 0 | 0 | 0 | 0 | 0 | 0 | 0 | 0 | 0 | 0 | 0 | 0 | 0 | 0 | 0 | 0 | 0 | 0 | 0 | 0 | 0 | 0 | 0 | 0 | 0 | 0 | 0 | 0
F2_Commercial_Warehouse_Existing_Food Preparation_Natural Gas_Broiler_E9 | F2 | Commercial | Warehouse | Existing | Food Preparation | Natural Gas | Broiler | E9 | TRC BC Ratio | 0 | 0 | 0 | 0 | 0 | 0 | 0 | 0 | 0 | 0 | 0 | 0 | 0 | 0 | 0 | 0 | 0 | 0 | 0 | 0 | 0 | 0 | 0 | 0 | 0 | 0 | 0 | 0 | 0 | 0
F2_Commercial_Warehouse_Existing_Food Preparation_Natural Gas_Broiler_E10 | F2 | Commercial | Warehouse | Existing | Food Preparation | Natural Gas | Broiler | E10 | TRC BC Ratio | 0 | 0 | 0 | 0 | 0 | 0 | 0 | 0 | 0 | 0 | 0 | 0 | 0 | 0 | 0 | 0 | 0 | 0 | 0 | 0 | 0 | 0 | 0 | 0 | 0 | 0 | 0 | 0 | 0 | 0
F3_Commercial_Warehouse_Existing_Food Preparation_Natural Gas_Broiler_E1 | F3 | Commercial | Warehouse | Existing | Food Preparation | Natural Gas | Broiler | E1 | PACT BC Ratio | 0.9 | 0.9 | 0.9 | 0.9 | 0.9 | 0.9 | 0.9 | 0.9 | 0.9 | 0.9 | 0.9 | 0.9 | 0.9 | 0.9 | 0.9 | 0.9 | 0.9 | 0.9 | 0.9 | 0.9 | 0.9 | 0.9 | 0 | 0 | 0 | 0 | 0 | 0 | 0 | 0
F3_Commercial_Warehouse_Existing_Food Preparation_Natural Gas_Broiler_E2 | F3 | Commercial | Warehouse | Existing | Food Preparation | Natural Gas | Broiler | E2 | PACT BC Ratio | 1.3204 | 1.3317 | 1.3453 | 1.3676 | 1.3975 | 1.4327 | 1.465 | 1.4938 | 1.5217 | 1.5488 | 1.5761 | 1.6027 | 1.6277 | 1.6527 | 1.6767 | 1.7012 | 1.7275 | 1.7539 | 1.7805 | 1.8073 | 1.8337 | 1.8598 | 0 | 0 | 0 | 0 | 0 | 0 | 0 | 0
F3_Commercial_Warehouse_Existing_Food Preparation_Natural Gas_Broiler_E3 | F3 | Commercial | Warehouse | Existing | Food Preparation | Natural Gas | Broiler | E3 | PACT BC Ratio | 0 | 0 | 0 | 0 | 0 | 0 | 0 | 0 | 0 | 0 | 0 | 0 | 0 | 0 | 0 | 0 | 0 | 0 | 0 | 0 | 0 | 0 | 0 | 0 | 0 | 0 | 0 | 0 | 0 | 0
F3_Commercial_Warehouse_Existing_Food Preparation_Natural Gas_Broiler_E4 | F3 | Commercial | Warehouse | Existing | Food Preparation | Natural Gas | Broiler | E4 | PACT BC Ratio | 0 | 0 | 0 | 0 | 0 | 0 | 0 | 0 | 0 | 0 | 0 | 0 | 0 | 0 | 0 | 0 | 0 | 0 | 0 | 0 | 0 | 0 | 0 | 0 | 0 | 0 | 0 | 0 | 0 | 0
F3_Commercial_Warehouse_Existing_Food Preparation_Natural Gas_Broiler_E5 | F3 | Commercial | Warehouse | Existing | Food Preparation | Natural Gas | Broiler | E5 | PACT BC Ratio | 0 | 0 | 0 | 0 | 0 | 0 | 0 | 0 | 0 | 0 | 0 | 0 | 0 | 0 | 0 | 0 | 0 | 0 | 0 | 0 | 0 | 0 | 0 | 0 | 0 | 0 | 0 | 0 | 0 | 0
F3_Commercial_Warehouse_Existing_Food Preparation_Natural Gas_Broiler_E6 | F3 | Commercial | Warehouse | Existing | Food Preparation | Natural Gas | Broiler | E6 | PACT BC Ratio | 0 | 0 | 0 | 0 | 0 | 0 | 0 | 0 | 0 | 0 | 0 | 0 | 0 | 0 | 0 | 0 | 0 | 0 | 0 | 0 | 0 | 0 | 0 | 0 | 0 | 0 | 0 | 0 | 0 | 0
F3_Commercial_Warehouse_Existing_Food Preparation_Natural Gas_Broiler_E7 | F3 | Commercial | Warehouse | Existing | Food Preparation | Natural Gas | Broiler | E7 | PACT BC Ratio | 0 | 0 | 0 | 0 | 0 | 0 | 0 | 0 | 0 | 0 | 0 | 0 | 0 | 0 | 0 | 0 | 0 | 0 | 0 | 0 | 0 | 0 | 0 | 0 | 0 | 0 | 0 | 0 | 0 | 0
F3_Commercial_Warehouse_Existing_Food Preparation_Natural Gas_Broiler_E8 | F3 | Commercial | Warehouse | Existing | Food Preparation | Natural Gas | Broiler | E8 | PACT BC Ratio | 0 | 0 | 0 | 0 | 0 | 0 | 0 | 0 | 0 | 0 | 0 | 0 | 0 | 0 | 0 | 0 | 0 | 0 | 0 | 0 | 0 | 0 | 0 | 0 | 0 | 0 | 0 | 0 | 0 | 0
F3_Commercial_Warehouse_Existing_Food Preparation_Natural Gas_Broiler_E9 | F3 | Commercial | Warehouse | Existing | Food Preparation | Natural Gas | Broiler | E9 | PACT BC Ratio | 0 | 0 | 0 | 0 | 0 | 0 | 0 | 0 | 0 | 0 | 0 | 0 | 0 | 0 | 0 | 0 | 0 | 0 | 0 | 0 | 0 | 0 | 0 | 0 | 0 | 0 | 0 | 0 | 0 | 0
F3_Commercial_Warehouse_Existing_Food Preparation_Natural Gas_Broiler_E10 | F3 | Commercial | Warehouse | Existing | Food Preparation | Natural Gas | Broiler | E10 | PACT BC Ratio | 0 | 0 | 0 | 0 | 0 | 0 | 0 | 0 | 0 | 0 | 0 | 0 | 0 | 0 | 0 | 0 | 0 | 0 | 0 | 0 | 0 | 0 | 0 | 0 | 0 | 0 | 0 | 0 | 0 | 0
F4_Commercial_Warehouse_Existing_Food Preparation_Natural Gas_Broiler_E1 | F4 | Commercial | Warehouse | Existing | Food Preparation | Natural Gas | Broiler | E1 | PCT BC Ratio | 0.9 | 0.9 | 0.9 | 0.9 | 0.9 | 0.9 | 0.9 | 0.9 | 0.9 | 0.9 | 0.9 | 0.9 | 0.9 | 0.9 | 0.9 | 0.9 | 0.9 | 0.9 | 0.9 | 0.9 | 0.9 | 0.9 | 0 | 0 | 0 | 0 | 0 | 0 | 0 | 0
F4_Commercial_Warehouse_Existing_Food Preparation_Natural Gas_Broiler_E2 | F4 | Commercial | Warehouse | Existing | Food Preparation | Natural Gas | Broiler | E2 | PCT BC Ratio | 2.8717 | 2.8906 | 2.9132 | 2.9506 | 3.0005 | 3.0593 | 3.1134 | 3.1615 | 3.2082 | 3.2535 | 3.2991 | 3.3435 | 3.3853 | 3.4272 | 3.4672 | 3.5082 | 3.5521 | 3.5963 | 3.6408 | 3.6855 | 3.7298 | 3.7734 | 0 | 0 | 0 | 0 | 0 | 0 | 0 | 0
F4_Commercial_Warehouse_Existing_Food Preparation_Natural Gas_Broiler_E3 | F4 | Commercial | Warehouse | Existing | Food Preparation | Natural Gas | Broiler | E3 | PCT BC Ratio | 0 | 0 | 0 | 0 | 0 | 0 | 0 | 0 | 0 | 0 | 0 | 0 | 0 | 0 | 0 | 0 | 0 | 0 | 0 | 0 | 0 | 0 | 0 | 0 | 0 | 0 | 0 | 0 | 0 | 0
F4_Commercial_Warehouse_Existing_Food Preparation_Natural Gas_Broiler_E4 | F4 | Commercial | Warehouse | Existing | Food Preparation | Natural Gas | Broiler | E4 | PCT BC Ratio | 0 | 0 | 0 | 0 | 0 | 0 | 0 | 0 | 0 | 0 | 0 | 0 | 0 | 0 | 0 | 0 | 0 | 0 | 0 | 0 | 0 | 0 | 0 | 0 | 0 | 0 | 0 | 0 | 0 | 0
F4_Commercial_Warehouse_Existing_Food Preparation_Natural Gas_Broiler_E5 | F4 | Commercial | Warehouse | Existing | Food Preparation | Natural Gas | Broiler | E5 | PCT BC Ratio | 0 | 0 | 0 | 0 | 0 | 0 | 0 | 0 | 0 | 0 | 0 | 0 | 0 | 0 | 0 | 0 | 0 | 0 | 0 | 0 | 0 | 0 | 0 | 0 | 0 | 0 | 0 | 0 | 0 | 0
F4_Commercial_Warehouse_Existing_Food Preparation_Natural Gas_Broiler_E6 | F4 | Commercial | Warehouse | Existing | Food Preparation | Natural Gas | Broiler | E6 | PCT BC Ratio | 0 | 0 | 0 | 0 | 0 | 0 | 0 | 0 | 0 | 0 | 0 | 0 | 0 | 0 | 0 | 0 | 0 | 0 | 0 | 0 | 0 | 0 | 0 | 0 | 0 | 0 | 0 | 0 | 0 | 0
F4_Commercial_Warehouse_Existing_Food Preparation_Natural Gas_Broiler_E7 | F4 | Commercial | Warehouse | Existing | Food Preparation | Natural Gas | Broiler | E7 | PCT BC Ratio | 0 | 0 | 0 | 0 | 0 | 0 | 0 | 0 | 0 | 0 | 0 | 0 | 0 | 0 | 0 | 0 | 0 | 0 | 0 | 0 | 0 | 0 | 0 | 0 | 0 | 0 | 0 | 0 | 0 | 0
F4_Commercial_Warehouse_Existing_Food Preparation_Natural Gas_Broiler_E8 | F4 | Commercial | Warehouse | Existing | Food Preparation | Natural Gas | Broiler | E8 | PCT BC Ratio | 0 | 0 | 0 | 0 | 0 | 0 | 0 | 0 | 0 | 0 | 0 | 0 | 0 | 0 | 0 | 0 | 0 | 0 | 0 | 0 | 0 | 0 | 0 | 0 | 0 | 0 | 0 | 0 | 0 | 0
F4_Commercial_Warehouse_Existing_Food Preparation_Natural Gas_Broiler_E9 | F4 | Commercial | Warehouse | Existing | Food Preparation | Natural Gas | Broiler | E9 | PCT BC Ratio | 0 | 0 | 0 | 0 | 0 | 0 | 0 | 0 | 0 | 0 | 0 | 0 | 0 | 0 | 0 | 0 | 0 | 0 | 0 | 0 | 0 | 0 | 0 | 0 | 0 | 0 | 0 | 0 | 0 | 0
F4_Commercial_Warehouse_Existing_Food Preparation_Natural Gas_Broiler_E10 | F4 | Commercial | Warehouse | Existing | Food Preparation | Natural Gas | Broiler | E10 | PCT BC Ratio | 0 | 0 | 0 | 0 | 0 | 0 | 0 | 0 | 0 | 0 | 0 | 0 | 0 | 0 | 0 | 0 | 0 | 0 | 0 | 0 | 0 | 0 | 0 | 0 | 0 | 0 | 0 | 0 | 0 | 0
F5_Commercial_Warehouse_Existing_Food Preparation_Natural Gas_Broiler_E1 | F5 | Commercial | Warehouse | Existing | Food Preparation | Natural Gas | Broiler | E1 | RIM BC Ratio | 0.9 | 0.9 | 0.9 | 0.9 | 0.9 | 0.9 | 0.9 | 0.9 | 0.9 | 0.9 | 0.9 | 0.9 | 0.9 | 0.9 | 0.9 | 0.9 | 0.9 | 0.9 | 0.9 | 0.9 | 0.9 | 0.9 | 0 | 0 | 0 | 0 | 0 | 0 | 0 | 0
F5_Commercial_Warehouse_Existing_Food Preparation_Natural Gas_Broiler_E2 | F5 | Commercial | Warehouse | Existing | Food Preparation | Natural Gas | Broiler | E2 | RIM BC Ratio | 0.51141 | 0.51309 | 0.51509 | 0.51833 | 0.52256 | 0.52741 | 0.53173 | 0.53547 | 0.53902 | 0.54238 | 0.54569 | 0.54884 | 0.55175 | 0.55459 | 0.55726 | 0.55995 | 0.56276 | 0.56554 | 0.56828 | 0.57098 | 0.57359 | 0.57612 | 0 | 0 | 0 | 0 | 0 | 0 | 0 | 0
F5_Commercial_Warehouse_Existing_Food Preparation_Natural Gas_Broiler_E3 | F5 | Commercial | Warehouse | Existing | Food Preparation | Natural Gas | Broiler | E3 | RIM BC Ratio | 0 | 0 | 0 | 0 | 0 | 0 | 0 | 0 | 0 | 0 | 0 | 0 | 0 | 0 | 0 | 0 | 0 | 0 | 0 | 0 | 0 | 0 | 0 | 0 | 0 | 0 | 0 | 0 | 0 | 0
F5_Commercial_Warehouse_Existing_Food Preparation_Natural Gas_Broiler_E4 | F5 | Commercial | Warehouse | Existing | Food Preparation | Natural Gas | Broiler | E4 | RIM BC Ratio | 0 | 0 | 0 | 0 | 0 | 0 | 0 | 0 | 0 | 0 | 0 | 0 | 0 | 0 | 0 | 0 | 0 | 0 | 0 | 0 | 0 | 0 | 0 | 0 | 0 | 0 | 0 | 0 | 0 | 0
F5_Commercial_Warehouse_Existing_Food Preparation_Natural Gas_Broiler_E5 | F5 | Commercial | Warehouse | Existing | Food Preparation | Natural Gas | Broiler | E5 | RIM BC Ratio | 0 | 0 | 0 | 0 | 0 | 0 | 0 | 0 | 0 | 0 | 0 | 0 | 0 | 0 | 0 | 0 | 0 | 0 | 0 | 0 | 0 | 0 | 0 | 0 | 0 | 0 | 0 | 0 | 0 | 0
F5_Commercial_Warehouse_Existing_Food Preparation_Natural Gas_Broiler_E6 | F5 | Commercial | Warehouse | Existing | Food Preparation | Natural Gas | Broiler | E6 | RIM BC Ratio | 0 | 0 | 0 | 0 | 0 | 0 | 0 | 0 | 0 | 0 | 0 | 0 | 0 | 0 | 0 | 0 | 0 | 0 | 0 | 0 | 0 | 0 | 0 | 0 | 0 | 0 | 0 | 0 | 0 | 0
F5_Commercial_Warehouse_Existing_Food Preparation_Natural Gas_Broiler_E7 | F5 | Commercial | Warehouse | Existing | Food Preparation | Natural Gas | Broiler | E7 | RIM BC Ratio | 0 | 0 | 0 | 0 | 0 | 0 | 0 | 0 | 0 | 0 | 0 | 0 | 0 | 0 | 0 | 0 | 0 | 0 | 0 | 0 | 0 | 0 | 0 | 0 | 0 | 0 | 0 | 0 | 0 | 0
F5_Commercial_Warehouse_Existing_Food Preparation_Natural Gas_Broiler_E8 | F5 | Commercial | Warehouse | Existing | Food Preparation | Natural Gas | Broiler | E8 | RIM BC Ratio | 0 | 0 | 0 | 0 | 0 | 0 | 0 | 0 | 0 | 0 | 0 | 0 | 0 | 0 | 0 | 0 | 0 | 0 | 0 | 0 | 0 | 0 | 0 | 0 | 0 | 0 | 0 | 0 | 0 | 0
F5_Commercial_Warehouse_Existing_Food Preparation_Natural Gas_Broiler_E9 | F5 | Commercial | Warehouse | Existing | Food Preparation | Natural Gas | Broiler | E9 | RIM BC Ratio | 0 | 0 | 0 | 0 | 0 | 0 | 0 | 0 | 0 | 0 | 0 | 0 | 0 | 0 | 0 | 0 | 0 | 0 | 0 | 0 | 0 | 0 | 0 | 0 | 0 | 0 | 0 | 0 | 0 | 0
F5_Commercial_Warehouse_Existing_Food Preparation_Natural Gas_Broiler_E10 | F5 | Commercial | Warehouse | Existing | Food Preparation | Natural Gas | Broiler | E10 | RIM BC Ratio | 0 | 0 | 0 | 0 | 0 | 0 | 0 | 0 | 0 | 0 | 0 | 0 | 0 | 0 | 0 | 0 | 0 | 0 | 0 | 0 | 0 | 0 | 0 | 0 | 0 | 0 | 0 | 0 | 0 | 0
F0_Commercial_Warehouse_Existing_Food Preparation_Natural Gas_Griddle_E0 | F0 | Commercial | Warehouse | Existing | Food Preparation | Natural Gas | Griddle | E0 | Economic Unit | ENERGY STAR | ENERGY STAR | ENERGY STAR | ENERGY STAR | ENERGY STAR | ENERGY STAR | ENERGY STAR | ENERGY STAR | ENERGY STAR | ENERGY STAR | ENERGY STAR | ENERGY STAR | ENERGY STAR | ENERGY STAR | ENERGY STAR | ENERGY STAR | ENERGY STAR | ENERGY STAR | ENERGY STAR | ENERGY STAR | ENERGY STAR | ENERGY STAR | 0 | 0 | 0 | 0 | 0 | 0 | 0 | 0
F1_Commercial_Warehouse_Existing_Food Preparation_Natural Gas_Griddle_E1 | F1 | Commercial | Warehouse | Existing | Food Preparation | Natural Gas | Griddle | E1 | CCE | 0 | 0 | 0 | 0 | 0 | 0 | 0 | 0 | 0 | 0 | 0 | 0 | 0 | 0 | 0 | 0 | 0 | 0 | 0 | 0 | 0 | 0 | 0 | 0 | 0 | 0 | 0 | 0 | 0 | 0
F1_Commercial_Warehouse_Existing_Food Preparation_Natural Gas_Griddle_E2 | F1 | Commercial | Warehouse | Existing | Food Preparation | Natural Gas | Griddle | E2 | CCE | 0.0050309 | 0.0050309 | 0.0052853 | 0.0052049 | 0.0051268 | 0.0050293 | 0.0050156 | 0.0049833 | 0.0049533 | 0.0049081 | 0.0049011 | 0.0048785 | 0.0048584 | 0.00482 | 0.0048251 | 0.0048103 | 0.0047959 | 0.0047642 | 0.0047735 | 0.0047642 | 0.0047572 | 0.0047306 | 0 | 0 | 0 | 0 | 0 | 0 | 0 | 0
F1_Commercial_Warehouse_Existing_Food Preparation_Natural Gas_Griddle_E3 | F1 | Commercial | Warehouse | Existing | Food Preparation | Natural Gas | Griddle | E3 | CCE | 0 | 0 | 0 | 0 | 0 | 0 | 0 | 0 | 0 | 0 | 0 | 0 | 0 | 0 | 0 | 0 | 0 | 0 | 0 | 0 | 0 | 0 | 0 | 0 | 0 | 0 | 0 | 0 | 0 | 0
F1_Commercial_Warehouse_Existing_Food Preparation_Natural Gas_Griddle_E4 | F1 | Commercial | Warehouse | Existing | Food Preparation | Natural Gas | Griddle | E4 | CCE | 0 | 0 | 0 | 0 | 0 | 0 | 0 | 0 | 0 | 0 | 0 | 0 | 0 | 0 | 0 | 0 | 0 | 0 | 0 | 0 | 0 | 0 | 0 | 0 | 0 | 0 | 0 | 0 | 0 | 0
F1_Commercial_Warehouse_Existing_Food Preparation_Natural Gas_Griddle_E5 | F1 | Commercial | Warehouse | Existing | Food Preparation | Natural Gas | Griddle | E5 | CCE | 0 | 0 | 0 | 0 | 0 | 0 | 0 | 0 | 0 | 0 | 0 | 0 | 0 | 0 | 0 | 0 | 0 | 0 | 0 | 0 | 0 | 0 | 0 | 0 | 0 | 0 | 0 | 0 | 0 | 0
F1_Commercial_Warehouse_Existing_Food Preparation_Natural Gas_Griddle_E6 | F1 | Commercial | Warehouse | Existing | Food Preparation | Natural Gas | Griddle | E6 | CCE | 0 | 0 | 0 | 0 | 0 | 0 | 0 | 0 | 0 | 0 | 0 | 0 | 0 | 0 | 0 | 0 | 0 | 0 | 0 | 0 | 0 | 0 | 0 | 0 | 0 | 0 | 0 | 0 | 0 | 0
F1_Commercial_Warehouse_Existing_Food Preparation_Natural Gas_Griddle_E7 | F1 | Commercial | Warehouse | Existing | Food Preparation | Natural Gas | Griddle | E7 | CCE | 0 | 0 | 0 | 0 | 0 | 0 | 0 | 0 | 0 | 0 | 0 | 0 | 0 | 0 | 0 | 0 | 0 | 0 | 0 | 0 | 0 | 0 | 0 | 0 | 0 | 0 | 0 | 0 | 0 | 0
F1_Commercial_Warehouse_Existing_Food Preparation_Natural Gas_Griddle_E8 | F1 | Commercial | Warehouse | Existing | Food Preparation | Natural Gas | Griddle | E8 | CCE | 0 | 0 | 0 | 0 | 0 | 0 | 0 | 0 | 0 | 0 | 0 | 0 | 0 | 0 | 0 | 0 | 0 | 0 | 0 | 0 | 0 | 0 | 0 | 0 | 0 | 0 | 0 | 0 | 0 | 0
F1_Commercial_Warehouse_Existing_Food Preparation_Natural Gas_Griddle_E9 | F1 | Commercial | Warehouse | Existing | Food Preparation | Natural Gas | Griddle | E9 | CCE | 0 | 0 | 0 | 0 | 0 | 0 | 0 | 0 | 0 | 0 | 0 | 0 | 0 | 0 | 0 | 0 | 0 | 0 | 0 | 0 | 0 | 0 | 0 | 0 | 0 | 0 | 0 | 0 | 0 | 0
F1_Commercial_Warehouse_Existing_Food Preparation_Natural Gas_Griddle_E10 | F1 | Commercial | Warehouse | Existing | Food Preparation | Natural Gas | Griddle | E10 | CCE | 0 | 0 | 0 | 0 | 0 | 0 | 0 | 0 | 0 | 0 | 0 | 0 | 0 | 0 | 0 | 0 | 0 | 0 | 0 | 0 | 0 | 0 | 0 | 0 | 0 | 0 | 0 | 0 | 0 | 0
F2_Commercial_Warehouse_Existing_Food Preparation_Natural Gas_Griddle_E1 | F2 | Commercial | Warehouse | Existing | Food Preparation | Natural Gas | Griddle | E1 | TRC BC Ratio | 0.9 | 0.9 | 0.9 | 0.9 | 0.9 | 0.9 | 0.9 | 0.9 | 0.9 | 0.9 | 0.9 | 0.9 | 0.9 | 0.9 | 0.9 | 0.9 | 0.9 | 0.9 | 0.9 | 0.9 | 0.9 | 0.9 | 0 | 0 | 0 | 0 | 0 | 0 | 0 | 0
F2_Commercial_Warehouse_Existing_Food Preparation_Natural Gas_Griddle_E2 | F2 | Commercial | Warehouse | Existing | Food Preparation | Natural Gas | Griddle | E2 | TRC BC Ratio | 1.7686 | 1.7837 | 1.8018 | 1.8318 | 1.8718 | 1.9189 | 1.9622 | 2.0008 | 2.0382 | 2.0745 | 2.1111 | 2.1466 | 2.1801 | 2.2137 | 2.2457 | 2.2786 | 2.3138 | 2.3491 | 2.3848 | 2.4207 | 2.4561 | 2.491 | 0 | 0 | 0 | 0 | 0 | 0 | 0 | 0
F2_Commercial_Warehouse_Existing_Food Preparation_Natural Gas_Griddle_E3 | F2 | Commercial | Warehouse | Existing | Food Preparation | Natural Gas | Griddle | E3 | TRC BC Ratio | 0 | 0 | 0 | 0 | 0 | 0 | 0 | 0 | 0 | 0 | 0 | 0 | 0 | 0 | 0 | 0 | 0 | 0 | 0 | 0 | 0 | 0 | 0 | 0 | 0 | 0 | 0 | 0 | 0 | 0
F2_Commercial_Warehouse_Existing_Food Preparation_Natural Gas_Griddle_E4 | F2 | Commercial | Warehouse | Existing | Food Preparation | Natural Gas | Griddle | E4 | TRC BC Ratio | 0 | 0 | 0 | 0 | 0 | 0 | 0 | 0 | 0 | 0 | 0 | 0 | 0 | 0 | 0 | 0 | 0 | 0 | 0 | 0 | 0 | 0 | 0 | 0 | 0 | 0 | 0 | 0 | 0 | 0
F2_Commercial_Warehouse_Existing_Food Preparation_Natural Gas_Griddle_E5 | F2 | Commercial | Warehouse | Existing | Food Preparation | Natural Gas | Griddle | E5 | TRC BC Ratio | 0 | 0 | 0 | 0 | 0 | 0 | 0 | 0 | 0 | 0 | 0 | 0 | 0 | 0 | 0 | 0 | 0 | 0 | 0 | 0 | 0 | 0 | 0 | 0 | 0 | 0 | 0 | 0 | 0 | 0
F2_Commercial_Warehouse_Existing_Food Preparation_Natural Gas_Griddle_E6 | F2 | Commercial | Warehouse | Existing | Food Preparation | Natural Gas | Griddle | E6 | TRC BC Ratio | 0 | 0 | 0 | 0 | 0 | 0 | 0 | 0 | 0 | 0 | 0 | 0 | 0 | 0 | 0 | 0 | 0 | 0 | 0 | 0 | 0 | 0 | 0 | 0 | 0 | 0 | 0 | 0 | 0 | 0
F2_Commercial_Warehouse_Existing_Food Preparation_Natural Gas_Griddle_E7 | F2 | Commercial | Warehouse | Existing | Food Preparation | Natural Gas | Griddle | E7 | TRC BC Ratio | 0 | 0 | 0 | 0 | 0 | 0 | 0 | 0 | 0 | 0 | 0 | 0 | 0 | 0 | 0 | 0 | 0 | 0 | 0 | 0 | 0 | 0 | 0 | 0 | 0 | 0 | 0 | 0 | 0 | 0
F2_Commercial_Warehouse_Existing_Food Preparation_Natural Gas_Griddle_E8 | F2 | Commercial | Warehouse | Existing | Food Preparation | Natural Gas | Griddle | E8 | TRC BC Ratio | 0 | 0 | 0 | 0 | 0 | 0 | 0 | 0 | 0 | 0 | 0 | 0 | 0 | 0 | 0 | 0 | 0 | 0 | 0 | 0 | 0 | 0 | 0 | 0 | 0 | 0 | 0 | 0 | 0 | 0
F2_Commercial_Warehouse_Existing_Food Preparation_Natural Gas_Griddle_E9 | F2 | Commercial | Warehouse | Existing | Food Preparation | Natural Gas | Griddle | E9 | TRC BC Ratio | 0 | 0 | 0 | 0 | 0 | 0 | 0 | 0 | 0 | 0 | 0 | 0 | 0 | 0 | 0 | 0 | 0 | 0 | 0 | 0 | 0 | 0 | 0 | 0 | 0 | 0 | 0 | 0 | 0 | 0
F2_Commercial_Warehouse_Existing_Food Preparation_Natural Gas_Griddle_E10 | F2 | Commercial | Warehouse | Existing | Food Preparation | Natural Gas | Griddle | E10 | TRC BC Ratio | 0 | 0 | 0 | 0 | 0 | 0 | 0 | 0 | 0 | 0 | 0 | 0 | 0 | 0 | 0 | 0 | 0 | 0 | 0 | 0 | 0 | 0 | 0 | 0 | 0 | 0 | 0 | 0 | 0 | 0
F3_Commercial_Warehouse_Existing_Food Preparation_Natural Gas_Griddle_E1 | F3 | Commercial | Warehouse | Existing | Food Preparation | Natural Gas | Griddle | E1 | PACT BC Ratio | 0.9 | 0.9 | 0.9 | 0.9 | 0.9 | 0.9 | 0.9 | 0.9 | 0.9 | 0.9 | 0.9 | 0.9 | 0.9 | 0.9 | 0.9 | 0.9 | 0.9 | 0.9 | 0.9 | 0.9 | 0.9 | 0.9 | 0 | 0 | 0 | 0 | 0 | 0 | 0 | 0
F3_Commercial_Warehouse_Existing_Food Preparation_Natural Gas_Griddle_E2 | F3 | Commercial | Warehouse | Existing | Food Preparation | Natural Gas | Griddle | E2 | PACT BC Ratio | 1.7686 | 1.7837 | 1.8018 | 1.8318 | 1.8718 | 1.9189 | 1.9622 | 2.0008 | 2.0382 | 2.0745 | 2.1111 | 2.1466 | 2.1801 | 2.2137 | 2.2457 | 2.2786 | 2.3138 | 2.3491 | 2.3848 | 2.4207 | 2.4561 | 2.491 | 0 | 0 | 0 | 0 | 0 | 0 | 0 | 0
F3_Commercial_Warehouse_Existing_Food Preparation_Natural Gas_Griddle_E3 | F3 | Commercial | Warehouse | Existing | Food Preparation | Natural Gas | Griddle | E3 | PACT BC Ratio | 0 | 0 | 0 | 0 | 0 | 0 | 0 | 0 | 0 | 0 | 0 | 0 | 0 | 0 | 0 | 0 | 0 | 0 | 0 | 0 | 0 | 0 | 0 | 0 | 0 | 0 | 0 | 0 | 0 | 0
F3_Commercial_Warehouse_Existing_Food Preparation_Natural Gas_Griddle_E4 | F3 | Commercial | Warehouse | Existing | Food Preparation | Natural Gas | Griddle | E4 | PACT BC Ratio | 0 | 0 | 0 | 0 | 0 | 0 | 0 | 0 | 0 | 0 | 0 | 0 | 0 | 0 | 0 | 0 | 0 | 0 | 0 | 0 | 0 | 0 | 0 | 0 | 0 | 0 | 0 | 0 | 0 | 0
F3_Commercial_Warehouse_Existing_Food Preparation_Natural Gas_Griddle_E5 | F3 | Commercial | Warehouse | Existing | Food Preparation | Natural Gas | Griddle | E5 | PACT BC Ratio | 0 | 0 | 0 | 0 | 0 | 0 | 0 | 0 | 0 | 0 | 0 | 0 | 0 | 0 | 0 | 0 | 0 | 0 | 0 | 0 | 0 | 0 | 0 | 0 | 0 | 0 | 0 | 0 | 0 | 0
F3_Commercial_Warehouse_Existing_Food Preparation_Natural Gas_Griddle_E6 | F3 | Commercial | Warehouse | Existing | Food Preparation | Natural Gas | Griddle | E6 | PACT BC Ratio | 0 | 0 | 0 | 0 | 0 | 0 | 0 | 0 | 0 | 0 | 0 | 0 | 0 | 0 | 0 | 0 | 0 | 0 | 0 | 0 | 0 | 0 | 0 | 0 | 0 | 0 | 0 | 0 | 0 | 0
F3_Commercial_Warehouse_Existing_Food Preparation_Natural Gas_Griddle_E7 | F3 | Commercial | Warehouse | Existing | Food Preparation | Natural Gas | Griddle | E7 | PACT BC Ratio | 0 | 0 | 0 | 0 | 0 | 0 | 0 | 0 | 0 | 0 | 0 | 0 | 0 | 0 | 0 | 0 | 0 | 0 | 0 | 0 | 0 | 0 | 0 | 0 | 0 | 0 | 0 | 0 | 0 | 0
F3_Commercial_Warehouse_Existing_Food Preparation_Natural Gas_Griddle_E8 | F3 | Commercial | Warehouse | Existing | Food Preparation | Natural Gas | Griddle | E8 | PACT BC Ratio | 0 | 0 | 0 | 0 | 0 | 0 | 0 | 0 | 0 | 0 | 0 | 0 | 0 | 0 | 0 | 0 | 0 | 0 | 0 | 0 | 0 | 0 | 0 | 0 | 0 | 0 | 0 | 0 | 0 | 0
F3_Commercial_Warehouse_Existing_Food Preparation_Natural Gas_Griddle_E9 | F3 | Commercial | Warehouse | Existing | Food Preparation | Natural Gas | Griddle | E9 | PACT BC Ratio | 0 | 0 | 0 | 0 | 0 | 0 | 0 | 0 | 0 | 0 | 0 | 0 | 0 | 0 | 0 | 0 | 0 | 0 | 0 | 0 | 0 | 0 | 0 | 0 | 0 | 0 | 0 | 0 | 0 | 0
F3_Commercial_Warehouse_Existing_Food Preparation_Natural Gas_Griddle_E10 | F3 | Commercial | Warehouse | Existing | Food Preparation | Natural Gas | Griddle | E10 | PACT BC Ratio | 0 | 0 | 0 | 0 | 0 | 0 | 0 | 0 | 0 | 0 | 0 | 0 | 0 | 0 | 0 | 0 | 0 | 0 | 0 | 0 | 0 | 0 | 0 | 0 | 0 | 0 | 0 | 0 | 0 | 0
F4_Commercial_Warehouse_Existing_Food Preparation_Natural Gas_Griddle_E1 | F4 | Commercial | Warehouse | Existing | Food Preparation | Natural Gas | Griddle | E1 | PCT BC Ratio | 0.9 | 0.9 | 0.9 | 0.9 | 0.9 | 0.9 | 0.9 | 0.9 | 0.9 | 0.9 | 0.9 | 0.9 | 0.9 | 0.9 | 0.9 | 0.9 | 0.9 | 0.9 | 0.9 | 0.9 | 0.9 | 0.9 | 0 | 0 | 0 | 0 | 0 | 0 | 0 | 0
F4_Commercial_Warehouse_Existing_Food Preparation_Natural Gas_Griddle_E2 | F4 | Commercial | Warehouse | Existing | Food Preparation | Natural Gas | Griddle | E2 | PCT BC Ratio | 5.4497 | 5.4877 | 5.5333 | 5.6087 | 5.7092 | 5.8278 | 5.9368 | 6.0338 | 6.128 | 6.2192 | 6.3113 | 6.4008 | 6.4851 | 6.5695 | 6.6501 | 6.7328 | 6.8213 | 6.9103 | 7.0001 | 7.0902 | 7.1794 | 7.2673 | 0 | 0 | 0 | 0 | 0 | 0 | 0 | 0
F4_Commercial_Warehouse_Existing_Food Preparation_Natural Gas_Griddle_E3 | F4 | Commercial | Warehouse | Existing | Food Preparation | Natural Gas | Griddle | E3 | PCT BC Ratio | 0 | 0 | 0 | 0 | 0 | 0 | 0 | 0 | 0 | 0 | 0 | 0 | 0 | 0 | 0 | 0 | 0 | 0 | 0 | 0 | 0 | 0 | 0 | 0 | 0 | 0 | 0 | 0 | 0 | 0
F4_Commercial_Warehouse_Existing_Food Preparation_Natural Gas_Griddle_E4 | F4 | Commercial | Warehouse | Existing | Food Preparation | Natural Gas | Griddle | E4 | PCT BC Ratio | 0 | 0 | 0 | 0 | 0 | 0 | 0 | 0 | 0 | 0 | 0 | 0 | 0 | 0 | 0 | 0 | 0 | 0 | 0 | 0 | 0 | 0 | 0 | 0 | 0 | 0 | 0 | 0 | 0 | 0
F4_Commercial_Warehouse_Existing_Food Preparation_Natural Gas_Griddle_E5 | F4 | Commercial | Warehouse | Existing | Food Preparation | Natural Gas | Griddle | E5 | PCT BC Ratio | 0 | 0 | 0 | 0 | 0 | 0 | 0 | 0 | 0 | 0 | 0 | 0 | 0 | 0 | 0 | 0 | 0 | 0 | 0 | 0 | 0 | 0 | 0 | 0 | 0 | 0 | 0 | 0 | 0 | 0
F4_Commercial_Warehouse_Existing_Food Preparation_Natural Gas_Griddle_E6 | F4 | Commercial | Warehouse | Existing | Food Preparation | Natural Gas | Griddle | E6 | PCT BC Ratio | 0 | 0 | 0 | 0 | 0 | 0 | 0 | 0 | 0 | 0 | 0 | 0 | 0 | 0 | 0 | 0 | 0 | 0 | 0 | 0 | 0 | 0 | 0 | 0 | 0 | 0 | 0 | 0 | 0 | 0
F4_Commercial_Warehouse_Existing_Food Preparation_Natural Gas_Griddle_E7 | F4 | Commercial | Warehouse | Existing | Food Preparation | Natural Gas | Griddle | E7 | PCT BC Ratio | 0 | 0 | 0 | 0 | 0 | 0 | 0 | 0 | 0 | 0 | 0 | 0 | 0 | 0 | 0 | 0 | 0 | 0 | 0 | 0 | 0 | 0 | 0 | 0 | 0 | 0 | 0 | 0 | 0 | 0
F4_Commercial_Warehouse_Existing_Food Preparation_Natural Gas_Griddle_E8 | F4 | Commercial | Warehouse | Existing | Food Preparation | Natural Gas | Griddle | E8 | PCT BC Ratio | 0 | 0 | 0 | 0 | 0 | 0 | 0 | 0 | 0 | 0 | 0 | 0 | 0 | 0 | 0 | 0 | 0 | 0 | 0 | 0 | 0 | 0 | 0 | 0 | 0 | 0 | 0 | 0 | 0 | 0
F4_Commercial_Warehouse_Existing_Food Preparation_Natural Gas_Griddle_E9 | F4 | Commercial | Warehouse | Existing | Food Preparation | Natural Gas | Griddle | E9 | PCT BC Ratio | 0 | 0 | 0 | 0 | 0 | 0 | 0 | 0 | 0 | 0 | 0 | 0 | 0 | 0 | 0 | 0 | 0 | 0 | 0 | 0 | 0 | 0 | 0 | 0 | 0 | 0 | 0 | 0 | 0 | 0
F4_Commercial_Warehouse_Existing_Food Preparation_Natural Gas_Griddle_E10 | F4 | Commercial | Warehouse | Existing | Food Preparation | Natural Gas | Griddle | E10 | PCT BC Ratio | 0 | 0 | 0 | 0 | 0 | 0 | 0 | 0 | 0 | 0 | 0 | 0 | 0 | 0 | 0 | 0 | 0 | 0 | 0 | 0 | 0 | 0 | 0 | 0 | 0 | 0 | 0 | 0 | 0 | 0
F5_Commercial_Warehouse_Existing_Food Preparation_Natural Gas_Griddle_E1 | F5 | Commercial | Warehouse | Existing | Food Preparation | Natural Gas | Griddle | E1 | RIM BC Ratio | 0.9 | 0.9 | 0.9 | 0.9 | 0.9 | 0.9 | 0.9 | 0.9 | 0.9 | 0.9 | 0.9 | 0.9 | 0.9 | 0.9 | 0.9 | 0.9 | 0.9 | 0.9 | 0.9 | 0.9 | 0.9 | 0.9 | 0 | 0 | 0 | 0 | 0 | 0 | 0 | 0
F5_Commercial_Warehouse_Existing_Food Preparation_Natural Gas_Griddle_E2 | F5 | Commercial | Warehouse | Existing | Food Preparation | Natural Gas | Griddle | E2 | RIM BC Ratio | 0.56706 | 0.5686 | 0.57043 | 0.5734 | 0.57726 | 0.58167 | 0.58559 | 0.58897 | 0.59217 | 0.5952 | 0.59817 | 0.60099 | 0.60359 | 0.60613 | 0.60851 | 0.6109 | 0.6134 | 0.61586 | 0.61828 | 0.62067 | 0.62297 | 0.62519 | 0 | 0 | 0 | 0 | 0 | 0 | 0 | 0
F5_Commercial_Warehouse_Existing_Food Preparation_Natural Gas_Griddle_E3 | F5 | Commercial | Warehouse | Existing | Food Preparation | Natural Gas | Griddle | E3 | RIM BC Ratio | 0 | 0 | 0 | 0 | 0 | 0 | 0 | 0 | 0 | 0 | 0 | 0 | 0 | 0 | 0 | 0 | 0 | 0 | 0 | 0 | 0 | 0 | 0 | 0 | 0 | 0 | 0 | 0 | 0 | 0
F5_Commercial_Warehouse_Existing_Food Preparation_Natural Gas_Griddle_E4 | F5 | Commercial | Warehouse | Existing | Food Preparation | Natural Gas | Griddle | E4 | RIM BC Ratio | 0 | 0 | 0 | 0 | 0 | 0 | 0 | 0 | 0 | 0 | 0 | 0 | 0 | 0 | 0 | 0 | 0 | 0 | 0 | 0 | 0 | 0 | 0 | 0 | 0 | 0 | 0 | 0 | 0 | 0
F5_Commercial_Warehouse_Existing_Food Preparation_Natural Gas_Griddle_E5 | F5 | Commercial | Warehouse | Existing | Food Preparation | Natural Gas | Griddle | E5 | RIM BC Ratio | 0 | 0 | 0 | 0 | 0 | 0 | 0 | 0 | 0 | 0 | 0 | 0 | 0 | 0 | 0 | 0 | 0 | 0 | 0 | 0 | 0 | 0 | 0 | 0 | 0 | 0 | 0 | 0 | 0 | 0
F5_Commercial_Warehouse_Existing_Food Preparation_Natural Gas_Griddle_E6 | F5 | Commercial | Warehouse | Existing | Food Preparation | Natural Gas | Griddle | E6 | RIM BC Ratio | 0 | 0 | 0 | 0 | 0 | 0 | 0 | 0 | 0 | 0 | 0 | 0 | 0 | 0 | 0 | 0 | 0 | 0 | 0 | 0 | 0 | 0 | 0 | 0 | 0 | 0 | 0 | 0 | 0 | 0
F5_Commercial_Warehouse_Existing_Food Preparation_Natural Gas_Griddle_E7 | F5 | Commercial | Warehouse | Existing | Food Preparation | Natural Gas | Griddle | E7 | RIM BC Ratio | 0 | 0 | 0 | 0 | 0 | 0 | 0 | 0 | 0 | 0 | 0 | 0 | 0 | 0 | 0 | 0 | 0 | 0 | 0 | 0 | 0 | 0 | 0 | 0 | 0 | 0 | 0 | 0 | 0 | 0
F5_Commercial_Warehouse_Existing_Food Preparation_Natural Gas_Griddle_E8 | F5 | Commercial | Warehouse | Existing | Food Preparation | Natural Gas | Griddle | E8 | RIM BC Ratio | 0 | 0 | 0 | 0 | 0 | 0 | 0 | 0 | 0 | 0 | 0 | 0 | 0 | 0 | 0 | 0 | 0 | 0 | 0 | 0 | 0 | 0 | 0 | 0 | 0 | 0 | 0 | 0 | 0 | 0
F5_Commercial_Warehouse_Existing_Food Preparation_Natural Gas_Griddle_E9 | F5 | Commercial | Warehouse | Existing | Food Preparation | Natural Gas | Griddle | E9 | RIM BC Ratio | 0 | 0 | 0 | 0 | 0 | 0 | 0 | 0 | 0 | 0 | 0 | 0 | 0 | 0 | 0 | 0 | 0 | 0 | 0 | 0 | 0 | 0 | 0 | 0 | 0 | 0 | 0 | 0 | 0 | 0
F5_Commercial_Warehouse_Existing_Food Preparation_Natural Gas_Griddle_E10 | F5 | Commercial | Warehouse | Existing | Food Preparation | Natural Gas | Griddle | E10 | RIM BC Ratio | 0 | 0 | 0 | 0 | 0 | 0 | 0 | 0 | 0 | 0 | 0 | 0 | 0 | 0 | 0 | 0 | 0 | 0 | 0 | 0 | 0 | 0 | 0 | 0 | 0 | 0 | 0 | 0 | 0 | 0
F0_Commercial_Warehouse_Existing_Food Preparation_Natural Gas_Range_E0 | F0 | Commercial | Warehouse | Existing | Food Preparation | Natural Gas | Range | E0 | Economic Unit | High Efficiency | High Efficiency | High Efficiency | High Efficiency | High Efficiency | High Efficiency | High Efficiency | High Efficiency | High Efficiency | High Efficiency | High Efficiency | High Efficiency | High Efficiency | High Efficiency | High Efficiency | High Efficiency | High Efficiency | High Efficiency | High Efficiency | High Efficiency | High Efficiency | High Efficiency | 0 | 0 | 0 | 0 | 0 | 0 | 0 | 0
F1_Commercial_Warehouse_Existing_Food Preparation_Natural Gas_Range_E1 | F1 | Commercial | Warehouse | Existing | Food Preparation | Natural Gas | Range | E1 | CCE | 0 | 0 | 0 | 0 | 0 | 0 | 0 | 0 | 0 | 0 | 0 | 0 | 0 | 0 | 0 | 0 | 0 | 0 | 0 | 0 | 0 | 0 | 0 | 0 | 0 | 0 | 0 | 0 | 0 | 0
F1_Commercial_Warehouse_Existing_Food Preparation_Natural Gas_Range_E2 | F1 | Commercial | Warehouse | Existing | Food Preparation | Natural Gas | Range | E2 | CCE | 8.5926e-06 | 8.5926e-06 | 9.0272e-06 | 8.8899e-06 | 8.7566e-06 | 8.59e-06 | 8.5665e-06 | 8.5115e-06 | 8.4602e-06 | 8.3829e-06 | 8.3709e-06 | 8.3324e-06 | 8.2981e-06 | 8.2325e-06 | 8.2412e-06 | 8.216e-06 | 8.1913e-06 | 8.1372e-06 | 8.1531e-06 | 8.1372e-06 | 8.1253e-06 | 8.0799e-06 | 0 | 0 | 0 | 0 | 0 | 0 | 0 | 0
F1_Commercial_Warehouse_Existing_Food Preparation_Natural Gas_Range_E3 | F1 | Commercial | Warehouse | Existing | Food Preparation | Natural Gas | Range | E3 | CCE | 0 | 0 | 0 | 0 | 0 | 0 | 0 | 0 | 0 | 0 | 0 | 0 | 0 | 0 | 0 | 0 | 0 | 0 | 0 | 0 | 0 | 0 | 0 | 0 | 0 | 0 | 0 | 0 | 0 | 0
F1_Commercial_Warehouse_Existing_Food Preparation_Natural Gas_Range_E4 | F1 | Commercial | Warehouse | Existing | Food Preparation | Natural Gas | Range | E4 | CCE | 0 | 0 | 0 | 0 | 0 | 0 | 0 | 0 | 0 | 0 | 0 | 0 | 0 | 0 | 0 | 0 | 0 | 0 | 0 | 0 | 0 | 0 | 0 | 0 | 0 | 0 | 0 | 0 | 0 | 0
F1_Commercial_Warehouse_Existing_Food Preparation_Natural Gas_Range_E5 | F1 | Commercial | Warehouse | Existing | Food Preparation | Natural Gas | Range | E5 | CCE | 0 | 0 | 0 | 0 | 0 | 0 | 0 | 0 | 0 | 0 | 0 | 0 | 0 | 0 | 0 | 0 | 0 | 0 | 0 | 0 | 0 | 0 | 0 | 0 | 0 | 0 | 0 | 0 | 0 | 0
F1_Commercial_Warehouse_Existing_Food Preparation_Natural Gas_Range_E6 | F1 | Commercial | Warehouse | Existing | Food Preparation | Natural Gas | Range | E6 | CCE | 0 | 0 | 0 | 0 | 0 | 0 | 0 | 0 | 0 | 0 | 0 | 0 | 0 | 0 | 0 | 0 | 0 | 0 | 0 | 0 | 0 | 0 | 0 | 0 | 0 | 0 | 0 | 0 | 0 | 0
F1_Commercial_Warehouse_Existing_Food Preparation_Natural Gas_Range_E7 | F1 | Commercial | Warehouse | Existing | Food Preparation | Natural Gas | Range | E7 | CCE | 0 | 0 | 0 | 0 | 0 | 0 | 0 | 0 | 0 | 0 | 0 | 0 | 0 | 0 | 0 | 0 | 0 | 0 | 0 | 0 | 0 | 0 | 0 | 0 | 0 | 0 | 0 | 0 | 0 | 0
F1_Commercial_Warehouse_Existing_Food Preparation_Natural Gas_Range_E8 | F1 | Commercial | Warehouse | Existing | Food Preparation | Natural Gas | Range | E8 | CCE | 0 | 0 | 0 | 0 | 0 | 0 | 0 | 0 | 0 | 0 | 0 | 0 | 0 | 0 | 0 | 0 | 0 | 0 | 0 | 0 | 0 | 0 | 0 | 0 | 0 | 0 | 0 | 0 | 0 | 0
F1_Commercial_Warehouse_Existing_Food Preparation_Natural Gas_Range_E9 | F1 | Commercial | Warehouse | Existing | Food Preparation | Natural Gas | Range | E9 | CCE | 0 | 0 | 0 | 0 | 0 | 0 | 0 | 0 | 0 | 0 | 0 | 0 | 0 | 0 | 0 | 0 | 0 | 0 | 0 | 0 | 0 | 0 | 0 | 0 | 0 | 0 | 0 | 0 | 0 | 0
F1_Commercial_Warehouse_Existing_Food Preparation_Natural Gas_Range_E10 | F1 | Commercial | Warehouse | Existing | Food Preparation | Natural Gas | Range | E10 | CCE | 0 | 0 | 0 | 0 | 0 | 0 | 0 | 0 | 0 | 0 | 0 | 0 | 0 | 0 | 0 | 0 | 0 | 0 | 0 | 0 | 0 | 0 | 0 | 0 | 0 | 0 | 0 | 0 | 0 | 0
F2_Commercial_Warehouse_Existing_Food Preparation_Natural Gas_Range_E1 | F2 | Commercial | Warehouse | Existing | Food Preparation | Natural Gas | Range | E1 | TRC BC Ratio | 0.9 | 0.9 | 0.9 | 0.9 | 0.9 | 0.9 | 0.9 | 0.9 | 0.9 | 0.9 | 0.9 | 0.9 | 0.9 | 0.9 | 0.9 | 0.9 | 0.9 | 0.9 | 0.9 | 0.9 | 0.9 | 0.9 | 0 | 0 | 0 | 0 | 0 | 0 | 0 | 0
F2_Commercial_Warehouse_Existing_Food Preparation_Natural Gas_Range_E2 | F2 | Commercial | Warehouse | Existing | Food Preparation | Natural Gas | Range | E2 | TRC BC Ratio | 1019.1653 | 1025.957 | 1034.7565 | 1051.749 | 1075.3352 | 1103.7208 | 1129.4917 | 1151.5715 | 1172.5295 | 1193.9346 | 1216.8518 | 1239.2069 | 1260.3448 | 1281.6317 | 1300.4442 | 1318.2534 | 1337.5282 | 1356.8704 | 1376.316 | 1395.7637 | 1414.8475 | 1433.4759 | 0 | 0 | 0 | 0 | 0 | 0 | 0 | 0
F2_Commercial_Warehouse_Existing_Food Preparation_Natural Gas_Range_E3 | F2 | Commercial | Warehouse | Existing | Food Preparation | Natural Gas | Range | E3 | TRC BC Ratio | 0 | 0 | 0 | 0 | 0 | 0 | 0 | 0 | 0 | 0 | 0 | 0 | 0 | 0 | 0 | 0 | 0 | 0 | 0 | 0 | 0 | 0 | 0 | 0 | 0 | 0 | 0 | 0 | 0 | 0
F2_Commercial_Warehouse_Existing_Food Preparation_Natural Gas_Range_E4 | F2 | Commercial | Warehouse | Existing | Food Preparation | Natural Gas | Range | E4 | TRC BC Ratio | 0 | 0 | 0 | 0 | 0 | 0 | 0 | 0 | 0 | 0 | 0 | 0 | 0 | 0 | 0 | 0 | 0 | 0 | 0 | 0 | 0 | 0 | 0 | 0 | 0 | 0 | 0 | 0 | 0 | 0
F2_Commercial_Warehouse_Existing_Food Preparation_Natural Gas_Range_E5 | F2 | Commercial | Warehouse | Existing | Food Preparation | Natural Gas | Range | E5 | TRC BC Ratio | 0 | 0 | 0 | 0 | 0 | 0 | 0 | 0 | 0 | 0 | 0 | 0 | 0 | 0 | 0 | 0 | 0 | 0 | 0 | 0 | 0 | 0 | 0 | 0 | 0 | 0 | 0 | 0 | 0 | 0
F2_Commercial_Warehouse_Existing_Food Preparation_Natural Gas_Range_E6 | F2 | Commercial | Warehouse | Existing | Food Preparation | Natural Gas | Range | E6 | TRC BC Ratio | 0 | 0 | 0 | 0 | 0 | 0 | 0 | 0 | 0 | 0 | 0 | 0 | 0 | 0 | 0 | 0 | 0 | 0 | 0 | 0 | 0 | 0 | 0 | 0 | 0 | 0 | 0 | 0 | 0 | 0
F2_Commercial_Warehouse_Existing_Food Preparation_Natural Gas_Range_E7 | F2 | Commercial | Warehouse | Existing | Food Preparation | Natural Gas | Range | E7 | TRC BC Ratio | 0 | 0 | 0 | 0 | 0 | 0 | 0 | 0 | 0 | 0 | 0 | 0 | 0 | 0 | 0 | 0 | 0 | 0 | 0 | 0 | 0 | 0 | 0 | 0 | 0 | 0 | 0 | 0 | 0 | 0
F2_Commercial_Warehouse_Existing_Food Preparation_Natural Gas_Range_E8 | F2 | Commercial | Warehouse | Existing | Food Preparation | Natural Gas | Range | E8 | TRC BC Ratio | 0 | 0 | 0 | 0 | 0 | 0 | 0 | 0 | 0 | 0 | 0 | 0 | 0 | 0 | 0 | 0 | 0 | 0 | 0 | 0 | 0 | 0 | 0 | 0 | 0 | 0 | 0 | 0 | 0 | 0
F2_Commercial_Warehouse_Existing_Food Preparation_Natural Gas_Range_E9 | F2 | Commercial | Warehouse | Existing | Food Preparation | Natural Gas | Range | E9 | TRC BC Ratio | 0 | 0 | 0 | 0 | 0 | 0 | 0 | 0 | 0 | 0 | 0 | 0 | 0 | 0 | 0 | 0 | 0 | 0 | 0 | 0 | 0 | 0 | 0 | 0 | 0 | 0 | 0 | 0 | 0 | 0
F2_Commercial_Warehouse_Existing_Food Preparation_Natural Gas_Range_E10 | F2 | Commercial | Warehouse | Existing | Food Preparation | Natural Gas | Range | E10 | TRC BC Ratio | 0 | 0 | 0 | 0 | 0 | 0 | 0 | 0 | 0 | 0 | 0 | 0 | 0 | 0 | 0 | 0 | 0 | 0 | 0 | 0 | 0 | 0 | 0 | 0 | 0 | 0 | 0 | 0 | 0 | 0
F3_Commercial_Warehouse_Existing_Food Preparation_Natural Gas_Range_E1 | F3 | Commercial | Warehouse | Existing | Food Preparation | Natural Gas | Range | E1 | PACT BC Ratio | 0.9 | 0.9 | 0.9 | 0.9 | 0.9 | 0.9 | 0.9 | 0.9 | 0.9 | 0.9 | 0.9 | 0.9 | 0.9 | 0.9 | 0.9 | 0.9 | 0.9 | 0.9 | 0.9 | 0.9 | 0.9 | 0.9 | 0 | 0 | 0 | 0 | 0 | 0 | 0 | 0
F3_Commercial_Warehouse_Existing_Food Preparation_Natural Gas_Range_E2 | F3 | Commercial | Warehouse | Existing | Food Preparation | Natural Gas | Range | E2 | PACT BC Ratio | 1019.1653 | 1025.957 | 1034.7565 | 1051.749 | 1075.3352 | 1103.7208 | 1129.4917 | 1151.5715 | 1172.5295 | 1193.9346 | 1216.8518 | 1239.2069 | 1260.3448 | 1281.6317 | 1300.4442 | 1318.2534 | 1337.5282 | 1356.8704 | 1376.316 | 1395.7637 | 1414.8475 | 1433.4759 | 0 | 0 | 0 | 0 | 0 | 0 | 0 | 0
F3_Commercial_Warehouse_Existing_Food Preparation_Natural Gas_Range_E3 | F3 | Commercial | Warehouse | Existing | Food Preparation | Natural Gas | Range | E3 | PACT BC Ratio | 0 | 0 | 0 | 0 | 0 | 0 | 0 | 0 | 0 | 0 | 0 | 0 | 0 | 0 | 0 | 0 | 0 | 0 | 0 | 0 | 0 | 0 | 0 | 0 | 0 | 0 | 0 | 0 | 0 | 0
F3_Commercial_Warehouse_Existing_Food Preparation_Natural Gas_Range_E4 | F3 | Commercial | Warehouse | Existing | Food Preparation | Natural Gas | Range | E4 | PACT BC Ratio | 0 | 0 | 0 | 0 | 0 | 0 | 0 | 0 | 0 | 0 | 0 | 0 | 0 | 0 | 0 | 0 | 0 | 0 | 0 | 0 | 0 | 0 | 0 | 0 | 0 | 0 | 0 | 0 | 0 | 0
F3_Commercial_Warehouse_Existing_Food Preparation_Natural Gas_Range_E5 | F3 | Commercial | Warehouse | Existing | Food Preparation | Natural Gas | Range | E5 | PACT BC Ratio | 0 | 0 | 0 | 0 | 0 | 0 | 0 | 0 | 0 | 0 | 0 | 0 | 0 | 0 | 0 | 0 | 0 | 0 | 0 | 0 | 0 | 0 | 0 | 0 | 0 | 0 | 0 | 0 | 0 | 0
F3_Commercial_Warehouse_Existing_Food Preparation_Natural Gas_Range_E6 | F3 | Commercial | Warehouse | Existing | Food Preparation | Natural Gas | Range | E6 | PACT BC Ratio | 0 | 0 | 0 | 0 | 0 | 0 | 0 | 0 | 0 | 0 | 0 | 0 | 0 | 0 | 0 | 0 | 0 | 0 | 0 | 0 | 0 | 0 | 0 | 0 | 0 | 0 | 0 | 0 | 0 | 0
F3_Commercial_Warehouse_Existing_Food Preparation_Natural Gas_Range_E7 | F3 | Commercial | Warehouse | Existing | Food Preparation | Natural Gas | Range | E7 | PACT BC Ratio | 0 | 0 | 0 | 0 | 0 | 0 | 0 | 0 | 0 | 0 | 0 | 0 | 0 | 0 | 0 | 0 | 0 | 0 | 0 | 0 | 0 | 0 | 0 | 0 | 0 | 0 | 0 | 0 | 0 | 0
F3_Commercial_Warehouse_Existing_Food Preparation_Natural Gas_Range_E8 | F3 | Commercial | Warehouse | Existing | Food Preparation | Natural Gas | Range | E8 | PACT BC Ratio | 0 | 0 | 0 | 0 | 0 | 0 | 0 | 0 | 0 | 0 | 0 | 0 | 0 | 0 | 0 | 0 | 0 | 0 | 0 | 0 | 0 | 0 | 0 | 0 | 0 | 0 | 0 | 0 | 0 | 0
F3_Commercial_Warehouse_Existing_Food Preparation_Natural Gas_Range_E9 | F3 | Commercial | Warehouse | Existing | Food Preparation | Natural Gas | Range | E9 | PACT BC Ratio | 0 | 0 | 0 | 0 | 0 | 0 | 0 | 0 | 0 | 0 | 0 | 0 | 0 | 0 | 0 | 0 | 0 | 0 | 0 | 0 | 0 | 0 | 0 | 0 | 0 | 0 | 0 | 0 | 0 | 0
F3_Commercial_Warehouse_Existing_Food Preparation_Natural Gas_Range_E10 | F3 | Commercial | Warehouse | Existing | Food Preparation | Natural Gas | Range | E10 | PACT BC Ratio | 0 | 0 | 0 | 0 | 0 | 0 | 0 | 0 | 0 | 0 | 0 | 0 | 0 | 0 | 0 | 0 | 0 | 0 | 0 | 0 | 0 | 0 | 0 | 0 | 0 | 0 | 0 | 0 | 0 | 0
F4_Commercial_Warehouse_Existing_Food Preparation_Natural Gas_Range_E1 | F4 | Commercial | Warehouse | Existing | Food Preparation | Natural Gas | Range | E1 | PCT BC Ratio | 0.9 | 0.9 | 0.9 | 0.9 | 0.9 | 0.9 | 0.9 | 0.9 | 0.9 | 0.9 | 0.9 | 0.9 | 0.9 | 0.9 | 0.9 | 0.9 | 0.9 | 0.9 | 0.9 | 0.9 | 0.9 | 0.9 | 0 | 0 | 0 | 0 | 0 | 0 | 0 | 0
F4_Commercial_Warehouse_Existing_Food Preparation_Natural Gas_Range_E2 | F4 | Commercial | Warehouse | Existing | Food Preparation | Natural Gas | Range | E2 | PCT BC Ratio | 2565.1554 | 2582.2429 | 2604.3819 | 2647.1341 | 2706.4754 | 2777.8917 | 2842.7298 | 2898.2811 | 2951.01 | 3004.864 | 3062.5221 | 3118.7661 | 3171.9478 | 3225.5042 | 3272.8355 | 3317.6421 | 3366.1364 | 3414.8 | 3463.724 | 3512.6533 | 3560.6668 | 3607.5346 | 0 | 0 | 0 | 0 | 0 | 0 | 0 | 0
F4_Commercial_Warehouse_Existing_Food Preparation_Natural Gas_Range_E3 | F4 | Commercial | Warehouse | Existing | Food Preparation | Natural Gas | Range | E3 | PCT BC Ratio | 0 | 0 | 0 | 0 | 0 | 0 | 0 | 0 | 0 | 0 | 0 | 0 | 0 | 0 | 0 | 0 | 0 | 0 | 0 | 0 | 0 | 0 | 0 | 0 | 0 | 0 | 0 | 0 | 0 | 0
F4_Commercial_Warehouse_Existing_Food Preparation_Natural Gas_Range_E4 | F4 | Commercial | Warehouse | Existing | Food Preparation | Natural Gas | Range | E4 | PCT BC Ratio | 0 | 0 | 0 | 0 | 0 | 0 | 0 | 0 | 0 | 0 | 0 | 0 | 0 | 0 | 0 | 0 | 0 | 0 | 0 | 0 | 0 | 0 | 0 | 0 | 0 | 0 | 0 | 0 | 0 | 0
F4_Commercial_Warehouse_Existing_Food Preparation_Natural Gas_Range_E5 | F4 | Commercial | Warehouse | Existing | Food Preparation | Natural Gas | Range | E5 | PCT BC Ratio | 0 | 0 | 0 | 0 | 0 | 0 | 0 | 0 | 0 | 0 | 0 | 0 | 0 | 0 | 0 | 0 | 0 | 0 | 0 | 0 | 0 | 0 | 0 | 0 | 0 | 0 | 0 | 0 | 0 | 0
F4_Commercial_Warehouse_Existing_Food Preparation_Natural Gas_Range_E6 | F4 | Commercial | Warehouse | Existing | Food Preparation | Natural Gas | Range | E6 | PCT BC Ratio | 0 | 0 | 0 | 0 | 0 | 0 | 0 | 0 | 0 | 0 | 0 | 0 | 0 | 0 | 0 | 0 | 0 | 0 | 0 | 0 | 0 | 0 | 0 | 0 | 0 | 0 | 0 | 0 | 0 | 0
F4_Commercial_Warehouse_Existing_Food Preparation_Natural Gas_Range_E7 | F4 | Commercial | Warehouse | Existing | Food Preparation | Natural Gas | Range | E7 | PCT BC Ratio | 0 | 0 | 0 | 0 | 0 | 0 | 0 | 0 | 0 | 0 | 0 | 0 | 0 | 0 | 0 | 0 | 0 | 0 | 0 | 0 | 0 | 0 | 0 | 0 | 0 | 0 | 0 | 0 | 0 | 0
F4_Commercial_Warehouse_Existing_Food Preparation_Natural Gas_Range_E8 | F4 | Commercial | Warehouse | Existing | Food Preparation | Natural Gas | Range | E8 | PCT BC Ratio | 0 | 0 | 0 | 0 | 0 | 0 | 0 | 0 | 0 | 0 | 0 | 0 | 0 | 0 | 0 | 0 | 0 | 0 | 0 | 0 | 0 | 0 | 0 | 0 | 0 | 0 | 0 | 0 | 0 | 0
F4_Commercial_Warehouse_Existing_Food Preparation_Natural Gas_Range_E9 | F4 | Commercial | Warehouse | Existing | Food Preparation | Natural Gas | Range | E9 | PCT BC Ratio | 0 | 0 | 0 | 0 | 0 | 0 | 0 | 0 | 0 | 0 | 0 | 0 | 0 | 0 | 0 | 0 | 0 | 0 | 0 | 0 | 0 | 0 | 0 | 0 | 0 | 0 | 0 | 0 | 0 | 0
F4_Commercial_Warehouse_Existing_Food Preparation_Natural Gas_Range_E10 | F4 | Commercial | Warehouse | Existing | Food Preparation | Natural Gas | Range | E10 | PCT BC Ratio | 0 | 0 | 0 | 0 | 0 | 0 | 0 | 0 | 0 | 0 | 0 | 0 | 0 | 0 | 0 | 0 | 0 | 0 | 0 | 0 | 0 | 0 | 0 | 0 | 0 | 0 | 0 | 0 | 0 | 0
F5_Commercial_Warehouse_Existing_Food Preparation_Natural Gas_Range_E1 | F5 | Commercial | Warehouse | Existing | Food Preparation | Natural Gas | Range | E1 | RIM BC Ratio | 0.9 | 0.9 | 0.9 | 0.9 | 0.9 | 0.9 | 0.9 | 0.9 | 0.9 | 0.9 | 0.9 | 0.9 | 0.9 | 0.9 | 0.9 | 0.9 | 0.9 | 0.9 | 0.9 | 0.9 | 0.9 | 0.9 | 0 | 0 | 0 | 0 | 0 | 0 | 0 | 0
F5_Commercial_Warehouse_Existing_Food Preparation_Natural Gas_Range_E2 | F5 | Commercial | Warehouse | Existing | Food Preparation | Natural Gas | Range | E2 | RIM BC Ratio | 0.834 | 0.834 | 0.83401 | 0.83402 | 0.83403 | 0.83405 | 0.83406 | 0.83407 | 0.83409 | 0.8341 | 0.83411 | 0.83412 | 0.83413 | 0.83414 | 0.83414 | 0.83415 | 0.83416 | 0.83417 | 0.83417 | 0.83418 | 0.83419 | 0.83419 | 0 | 0 | 0 | 0 | 0 | 0 | 0 | 0
F5_Commercial_Warehouse_Existing_Food Preparation_Natural Gas_Range_E3 | F5 | Commercial | Warehouse | Existing | Food Preparation | Natural Gas | Range | E3 | RIM BC Ratio | 0 | 0 | 0 | 0 | 0 | 0 | 0 | 0 | 0 | 0 | 0 | 0 | 0 | 0 | 0 | 0 | 0 | 0 | 0 | 0 | 0 | 0 | 0 | 0 | 0 | 0 | 0 | 0 | 0 | 0
F5_Commercial_Warehouse_Existing_Food Preparation_Natural Gas_Range_E4 | F5 | Commercial | Warehouse | Existing | Food Preparation | Natural Gas | Range | E4 | RIM BC Ratio | 0 | 0 | 0 | 0 | 0 | 0 | 0 | 0 | 0 | 0 | 0 | 0 | 0 | 0 | 0 | 0 | 0 | 0 | 0 | 0 | 0 | 0 | 0 | 0 | 0 | 0 | 0 | 0 | 0 | 0
F5_Commercial_Warehouse_Existing_Food Preparation_Natural Gas_Range_E5 | F5 | Commercial | Warehouse | Existing | Food Preparation | Natural Gas | Range | E5 | RIM BC Ratio | 0 | 0 | 0 | 0 | 0 | 0 | 0 | 0 | 0 | 0 | 0 | 0 | 0 | 0 | 0 | 0 | 0 | 0 | 0 | 0 | 0 | 0 | 0 | 0 | 0 | 0 | 0 | 0 | 0 | 0
F5_Commercial_Warehouse_Existing_Food Preparation_Natural Gas_Range_E6 | F5 | Commercial | Warehouse | Existing | Food Preparation | Natural Gas | Range | E6 | RIM BC Ratio | 0 | 0 | 0 | 0 | 0 | 0 | 0 | 0 | 0 | 0 | 0 | 0 | 0 | 0 | 0 | 0 | 0 | 0 | 0 | 0 | 0 | 0 | 0 | 0 | 0 | 0 | 0 | 0 | 0 | 0
F5_Commercial_Warehouse_Existing_Food Preparation_Natural Gas_Range_E7 | F5 | Commercial | Warehouse | Existing | Food Preparation | Natural Gas | Range | E7 | RIM BC Ratio | 0 | 0 | 0 | 0 | 0 | 0 | 0 | 0 | 0 | 0 | 0 | 0 | 0 | 0 | 0 | 0 | 0 | 0 | 0 | 0 | 0 | 0 | 0 | 0 | 0 | 0 | 0 | 0 | 0 | 0
F5_Commercial_Warehouse_Existing_Food Preparation_Natural Gas_Range_E8 | F5 | Commercial | Warehouse | Existing | Food Preparation | Natural Gas | Range | E8 | RIM BC Ratio | 0 | 0 | 0 | 0 | 0 | 0 | 0 | 0 | 0 | 0 | 0 | 0 | 0 | 0 | 0 | 0 | 0 | 0 | 0 | 0 | 0 | 0 | 0 | 0 | 0 | 0 | 0 | 0 | 0 | 0
F5_Commercial_Warehouse_Existing_Food Preparation_Natural Gas_Range_E9 | F5 | Commercial | Warehouse | Existing | Food Preparation | Natural Gas | Range | E9 | RIM BC Ratio | 0 | 0 | 0 | 0 | 0 | 0 | 0 | 0 | 0 | 0 | 0 | 0 | 0 | 0 | 0 | 0 | 0 | 0 | 0 | 0 | 0 | 0 | 0 | 0 | 0 | 0 | 0 | 0 | 0 | 0
F5_Commercial_Warehouse_Existing_Food Preparation_Natural Gas_Range_E10 | F5 | Commercial | Warehouse | Existing | Food Preparation | Natural Gas | Range | E10 | RIM BC Ratio | 0 | 0 | 0 | 0 | 0 | 0 | 0 | 0 | 0 | 0 | 0 | 0 | 0 | 0 | 0 | 0 | 0 | 0 | 0 | 0 | 0 | 0 | 0 | 0 | 0 | 0 | 0 | 0 | 0 | 0
F0_Commercial_Warehouse_Existing_Food Preparation_Natural Gas_Steamer_E0 | F0 | Commercial | Warehouse | Existing | Food Preparation | Natural Gas | Steamer | E0 | Economic Unit | ENERGY STAR | ENERGY STAR | ENERGY STAR | ENERGY STAR | ENERGY STAR | ENERGY STAR | ENERGY STAR | ENERGY STAR | ENERGY STAR | ENERGY STAR | ENERGY STAR | ENERGY STAR | ENERGY STAR | ENERGY STAR | ENERGY STAR | ENERGY STAR | ENERGY STAR | ENERGY STAR | ENERGY STAR | ENERGY STAR | ENERGY STAR | ENERGY STAR | 0 | 0 | 0 | 0 | 0 | 0 | 0 | 0
F1_Commercial_Warehouse_Existing_Food Preparation_Natural Gas_Steamer_E1 | F1 | Commercial | Warehouse | Existing | Food Preparation | Natural Gas | Steamer | E1 | CCE | 0 | 0 | 0 | 0 | 0 | 0 | 0 | 0 | 0 | 0 | 0 | 0 | 0 | 0 | 0 | 0 | 0 | 0 | 0 | 0 | 0 | 0 | 0 | 0 | 0 | 0 | 0 | 0 | 0 | 0
F1_Commercial_Warehouse_Existing_Food Preparation_Natural Gas_Steamer_E2 | F1 | Commercial | Warehouse | Existing | Food Preparation | Natural Gas | Steamer | E2 | CCE | 0.0017749 | 0.0017749 | 0.0018646 | 0.0018363 | 0.0018088 | 0.0017743 | 0.0017695 | 0.0017581 | 0.0017475 | 0.0017316 | 0.0017291 | 0.0017211 | 0.0017141 | 0.0017005 | 0.0017023 | 0.0016971 | 0.001692 | 0.0016808 | 0.0016841 | 0.0016808 | 0.0016784 | 0.001669 | 0 | 0 | 0 | 0 | 0 | 0 | 0 | 0
F1_Commercial_Warehouse_Existing_Food Preparation_Natural Gas_Steamer_E3 | F1 | Commercial | Warehouse | Existing | Food Preparation | Natural Gas | Steamer | E3 | CCE | 0 | 0 | 0 | 0 | 0 | 0 | 0 | 0 | 0 | 0 | 0 | 0 | 0 | 0 | 0 | 0 | 0 | 0 | 0 | 0 | 0 | 0 | 0 | 0 | 0 | 0 | 0 | 0 | 0 | 0
F1_Commercial_Warehouse_Existing_Food Preparation_Natural Gas_Steamer_E4 | F1 | Commercial | Warehouse | Existing | Food Preparation | Natural Gas | Steamer | E4 | CCE | 0 | 0 | 0 | 0 | 0 | 0 | 0 | 0 | 0 | 0 | 0 | 0 | 0 | 0 | 0 | 0 | 0 | 0 | 0 | 0 | 0 | 0 | 0 | 0 | 0 | 0 | 0 | 0 | 0 | 0
F1_Commercial_Warehouse_Existing_Food Preparation_Natural Gas_Steamer_E5 | F1 | Commercial | Warehouse | Existing | Food Preparation | Natural Gas | Steamer | E5 | CCE | 0 | 0 | 0 | 0 | 0 | 0 | 0 | 0 | 0 | 0 | 0 | 0 | 0 | 0 | 0 | 0 | 0 | 0 | 0 | 0 | 0 | 0 | 0 | 0 | 0 | 0 | 0 | 0 | 0 | 0
F1_Commercial_Warehouse_Existing_Food Preparation_Natural Gas_Steamer_E6 | F1 | Commercial | Warehouse | Existing | Food Preparation | Natural Gas | Steamer | E6 | CCE | 0 | 0 | 0 | 0 | 0 | 0 | 0 | 0 | 0 | 0 | 0 | 0 | 0 | 0 | 0 | 0 | 0 | 0 | 0 | 0 | 0 | 0 | 0 | 0 | 0 | 0 | 0 | 0 | 0 | 0
F1_Commercial_Warehouse_Existing_Food Preparation_Natural Gas_Steamer_E7 | F1 | Commercial | Warehouse | Existing | Food Preparation | Natural Gas | Steamer | E7 | CCE | 0 | 0 | 0 | 0 | 0 | 0 | 0 | 0 | 0 | 0 | 0 | 0 | 0 | 0 | 0 | 0 | 0 | 0 | 0 | 0 | 0 | 0 | 0 | 0 | 0 | 0 | 0 | 0 | 0 | 0
F1_Commercial_Warehouse_Existing_Food Preparation_Natural Gas_Steamer_E8 | F1 | Commercial | Warehouse | Existing | Food Preparation | Natural Gas | Steamer | E8 | CCE | 0 | 0 | 0 | 0 | 0 | 0 | 0 | 0 | 0 | 0 | 0 | 0 | 0 | 0 | 0 | 0 | 0 | 0 | 0 | 0 | 0 | 0 | 0 | 0 | 0 | 0 | 0 | 0 | 0 | 0
F1_Commercial_Warehouse_Existing_Food Preparation_Natural Gas_Steamer_E9 | F1 | Commercial | Warehouse | Existing | Food Preparation | Natural Gas | Steamer | E9 | CCE | 0 | 0 | 0 | 0 | 0 | 0 | 0 | 0 | 0 | 0 | 0 | 0 | 0 | 0 | 0 | 0 | 0 | 0 | 0 | 0 | 0 | 0 | 0 | 0 | 0 | 0 | 0 | 0 | 0 | 0
F1_Commercial_Warehouse_Existing_Food Preparation_Natural Gas_Steamer_E10 | F1 | Commercial | Warehouse | Existing | Food Preparation | Natural Gas | Steamer | E10 | CCE | 0 | 0 | 0 | 0 | 0 | 0 | 0 | 0 | 0 | 0 | 0 | 0 | 0 | 0 | 0 | 0 | 0 | 0 | 0 | 0 | 0 | 0 | 0 | 0 | 0 | 0 | 0 | 0 | 0 | 0
F2_Commercial_Warehouse_Existing_Food Preparation_Natural Gas_Steamer_E1 | F2 | Commercial | Warehouse | Existing | Food Preparation | Natural Gas | Steamer | E1 | TRC BC Ratio | 0.9 | 0.9 | 0.9 | 0.9 | 0.9 | 0.9 | 0.9 | 0.9 | 0.9 | 0.9 | 0.9 | 0.9 | 0.9 | 0.9 | 0.9 | 0.9 | 0.9 | 0.9 | 0.9 | 0.9 | 0.9 | 0.9 | 0 | 0 | 0 | 0 | 0 | 0 | 0 | 0
F2_Commercial_Warehouse_Existing_Food Preparation_Natural Gas_Steamer_E2 | F2 | Commercial | Warehouse | Existing | Food Preparation | Natural Gas | Steamer | E2 | TRC BC Ratio | 4.9998 | 5.0422 | 5.093 | 5.1779 | 5.291 | 5.4252 | 5.5491 | 5.656 | 5.7559 | 5.8544 | 5.9559 | 6.057 | 6.1552 | 6.2565 | 6.3505 | 6.4434 | 6.5427 | 6.6427 | 6.7436 | 6.8448 | 6.9449 | 7.0436 | 0 | 0 | 0 | 0 | 0 | 0 | 0 | 0
F2_Commercial_Warehouse_Existing_Food Preparation_Natural Gas_Steamer_E3 | F2 | Commercial | Warehouse | Existing | Food Preparation | Natural Gas | Steamer | E3 | TRC BC Ratio | 0 | 0 | 0 | 0 | 0 | 0 | 0 | 0 | 0 | 0 | 0 | 0 | 0 | 0 | 0 | 0 | 0 | 0 | 0 | 0 | 0 | 0 | 0 | 0 | 0 | 0 | 0 | 0 | 0 | 0
F2_Commercial_Warehouse_Existing_Food Preparation_Natural Gas_Steamer_E4 | F2 | Commercial | Warehouse | Existing | Food Preparation | Natural Gas | Steamer | E4 | TRC BC Ratio | 0 | 0 | 0 | 0 | 0 | 0 | 0 | 0 | 0 | 0 | 0 | 0 | 0 | 0 | 0 | 0 | 0 | 0 | 0 | 0 | 0 | 0 | 0 | 0 | 0 | 0 | 0 | 0 | 0 | 0
F2_Commercial_Warehouse_Existing_Food Preparation_Natural Gas_Steamer_E5 | F2 | Commercial | Warehouse | Existing | Food Preparation | Natural Gas | Steamer | E5 | TRC BC Ratio | 0 | 0 | 0 | 0 | 0 | 0 | 0 | 0 | 0 | 0 | 0 | 0 | 0 | 0 | 0 | 0 | 0 | 0 | 0 | 0 | 0 | 0 | 0 | 0 | 0 | 0 | 0 | 0 | 0 | 0
F2_Commercial_Warehouse_Existing_Food Preparation_Natural Gas_Steamer_E6 | F2 | Commercial | Warehouse | Existing | Food Preparation | Natural Gas | Steamer | E6 | TRC BC Ratio | 0 | 0 | 0 | 0 | 0 | 0 | 0 | 0 | 0 | 0 | 0 | 0 | 0 | 0 | 0 | 0 | 0 | 0 | 0 | 0 | 0 | 0 | 0 | 0 | 0 | 0 | 0 | 0 | 0 | 0
F2_Commercial_Warehouse_Existing_Food Preparation_Natural Gas_Steamer_E7 | F2 | Commercial | Warehouse | Existing | Food Preparation | Natural Gas | Steamer | E7 | TRC BC Ratio | 0 | 0 | 0 | 0 | 0 | 0 | 0 | 0 | 0 | 0 | 0 | 0 | 0 | 0 | 0 | 0 | 0 | 0 | 0 | 0 | 0 | 0 | 0 | 0 | 0 | 0 | 0 | 0 | 0 | 0
F2_Commercial_Warehouse_Existing_Food Preparation_Natural Gas_Steamer_E8 | F2 | Commercial | Warehouse | Existing | Food Preparation | Natural Gas | Steamer | E8 | TRC BC Ratio | 0 | 0 | 0 | 0 | 0 | 0 | 0 | 0 | 0 | 0 | 0 | 0 | 0 | 0 | 0 | 0 | 0 | 0 | 0 | 0 | 0 | 0 | 0 | 0 | 0 | 0 | 0 | 0 | 0 | 0
F2_Commercial_Warehouse_Existing_Food Preparation_Natural Gas_Steamer_E9 | F2 | Commercial | Warehouse | Existing | Food Preparation | Natural Gas | Steamer | E9 | TRC BC Ratio | 0 | 0 | 0 | 0 | 0 | 0 | 0 | 0 | 0 | 0 | 0 | 0 | 0 | 0 | 0 | 0 | 0 | 0 | 0 | 0 | 0 | 0 | 0 | 0 | 0 | 0 | 0 | 0 | 0 | 0
F2_Commercial_Warehouse_Existing_Food Preparation_Natural Gas_Steamer_E10 | F2 | Commercial | Warehouse | Existing | Food Preparation | Natural Gas | Steamer | E10 | TRC BC Ratio | 0 | 0 | 0 | 0 | 0 | 0 | 0 | 0 | 0 | 0 | 0 | 0 | 0 | 0 | 0 | 0 | 0 | 0 | 0 | 0 | 0 | 0 | 0 | 0 | 0 | 0 | 0 | 0 | 0 | 0
F3_Commercial_Warehouse_Existing_Food Preparation_Natural Gas_Steamer_E1 | F3 | Commercial | Warehouse | Existing | Food Preparation | Natural Gas | Steamer | E1 | PACT BC Ratio | 0.9 | 0.9 | 0.9 | 0.9 | 0.9 | 0.9 | 0.9 | 0.9 | 0.9 | 0.9 | 0.9 | 0.9 | 0.9 | 0.9 | 0.9 | 0.9 | 0.9 | 0.9 | 0.9 | 0.9 | 0.9 | 0.9 | 0 | 0 | 0 | 0 | 0 | 0 | 0 | 0
F3_Commercial_Warehouse_Existing_Food Preparation_Natural Gas_Steamer_E2 | F3 | Commercial | Warehouse | Existing | Food Preparation | Natural Gas | Steamer | E2 | PACT BC Ratio | 5.4144 | 5.4603 | 5.5153 | 5.6072 | 5.7297 | 5.875 | 6.0092 | 6.1249 | 6.2331 | 6.3398 | 6.4497 | 6.5592 | 6.6655 | 6.7753 | 6.877 | 6.9776 | 7.0852 | 7.1935 | 7.3027 | 7.4123 | 7.5208 | 7.6276 | 0 | 0 | 0 | 0 | 0 | 0 | 0 | 0
F3_Commercial_Warehouse_Existing_Food Preparation_Natural Gas_Steamer_E3 | F3 | Commercial | Warehouse | Existing | Food Preparation | Natural Gas | Steamer | E3 | PACT BC Ratio | 0 | 0 | 0 | 0 | 0 | 0 | 0 | 0 | 0 | 0 | 0 | 0 | 0 | 0 | 0 | 0 | 0 | 0 | 0 | 0 | 0 | 0 | 0 | 0 | 0 | 0 | 0 | 0 | 0 | 0
F3_Commercial_Warehouse_Existing_Food Preparation_Natural Gas_Steamer_E4 | F3 | Commercial | Warehouse | Existing | Food Preparation | Natural Gas | Steamer | E4 | PACT BC Ratio | 0 | 0 | 0 | 0 | 0 | 0 | 0 | 0 | 0 | 0 | 0 | 0 | 0 | 0 | 0 | 0 | 0 | 0 | 0 | 0 | 0 | 0 | 0 | 0 | 0 | 0 | 0 | 0 | 0 | 0
F3_Commercial_Warehouse_Existing_Food Preparation_Natural Gas_Steamer_E5 | F3 | Commercial | Warehouse | Existing | Food Preparation | Natural Gas | Steamer | E5 | PACT BC Ratio | 0 | 0 | 0 | 0 | 0 | 0 | 0 | 0 | 0 | 0 | 0 | 0 | 0 | 0 | 0 | 0 | 0 | 0 | 0 | 0 | 0 | 0 | 0 | 0 | 0 | 0 | 0 | 0 | 0 | 0
F3_Commercial_Warehouse_Existing_Food Preparation_Natural Gas_Steamer_E6 | F3 | Commercial | Warehouse | Existing | Food Preparation | Natural Gas | Steamer | E6 | PACT BC Ratio | 0 | 0 | 0 | 0 | 0 | 0 | 0 | 0 | 0 | 0 | 0 | 0 | 0 | 0 | 0 | 0 | 0 | 0 | 0 | 0 | 0 | 0 | 0 | 0 | 0 | 0 | 0 | 0 | 0 | 0
F3_Commercial_Warehouse_Existing_Food Preparation_Natural Gas_Steamer_E7 | F3 | Commercial | Warehouse | Existing | Food Preparation | Natural Gas | Steamer | E7 | PACT BC Ratio | 0 | 0 | 0 | 0 | 0 | 0 | 0 | 0 | 0 | 0 | 0 | 0 | 0 | 0 | 0 | 0 | 0 | 0 | 0 | 0 | 0 | 0 | 0 | 0 | 0 | 0 | 0 | 0 | 0 | 0
F3_Commercial_Warehouse_Existing_Food Preparation_Natural Gas_Steamer_E8 | F3 | Commercial | Warehouse | Existing | Food Preparation | Natural Gas | Steamer | E8 | PACT BC Ratio | 0 | 0 | 0 | 0 | 0 | 0 | 0 | 0 | 0 | 0 | 0 | 0 | 0 | 0 | 0 | 0 | 0 | 0 | 0 | 0 | 0 | 0 | 0 | 0 | 0 | 0 | 0 | 0 | 0 | 0
F3_Commercial_Warehouse_Existing_Food Preparation_Natural Gas_Steamer_E9 | F3 | Commercial | Warehouse | Existing | Food Preparation | Natural Gas | Steamer | E9 | PACT BC Ratio | 0 | 0 | 0 | 0 | 0 | 0 | 0 | 0 | 0 | 0 | 0 | 0 | 0 | 0 | 0 | 0 | 0 | 0 | 0 | 0 | 0 | 0 | 0 | 0 | 0 | 0 | 0 | 0 | 0 | 0
F3_Commercial_Warehouse_Existing_Food Preparation_Natural Gas_Steamer_E10 | F3 | Commercial | Warehouse | Existing | Food Preparation | Natural Gas | Steamer | E10 | PACT BC Ratio | 0 | 0 | 0 | 0 | 0 | 0 | 0 | 0 | 0 | 0 | 0 | 0 | 0 | 0 | 0 | 0 | 0 | 0 | 0 | 0 | 0 | 0 | 0 | 0 | 0 | 0 | 0 | 0 | 0 | 0
F4_Commercial_Warehouse_Existing_Food Preparation_Natural Gas_Steamer_E1 | F4 | Commercial | Warehouse | Existing | Food Preparation | Natural Gas | Steamer | E1 | PCT BC Ratio | 0.9 | 0.9 | 0.9 | 0.9 | 0.9 | 0.9 | 0.9 | 0.9 | 0.9 | 0.9 | 0.9 | 0.9 | 0.9 | 0.9 | 0.9 | 0.9 | 0.9 | 0.9 | 0.9 | 0.9 | 0.9 | 0.9 | 0 | 0 | 0 | 0 | 0 | 0 | 0 | 0
F4_Commercial_Warehouse_Existing_Food Preparation_Natural Gas_Steamer_E2 | F4 | Commercial | Warehouse | Existing | Food Preparation | Natural Gas | Steamer | E2 | PCT BC Ratio | 12.4539 | 12.5522 | 12.6701 | 12.8671 | 13.1296 | 13.4409 | 13.7285 | 13.9764 | 14.2082 | 14.4369 | 14.6723 | 14.9069 | 15.1348 | 15.37 | 15.588 | 15.8035 | 16.0341 | 16.2662 | 16.5002 | 16.7351 | 16.9674 | 17.1964 | 0 | 0 | 0 | 0 | 0 | 0 | 0 | 0
F4_Commercial_Warehouse_Existing_Food Preparation_Natural Gas_Steamer_E3 | F4 | Commercial | Warehouse | Existing | Food Preparation | Natural Gas | Steamer | E3 | PCT BC Ratio | 0 | 0 | 0 | 0 | 0 | 0 | 0 | 0 | 0 | 0 | 0 | 0 | 0 | 0 | 0 | 0 | 0 | 0 | 0 | 0 | 0 | 0 | 0 | 0 | 0 | 0 | 0 | 0 | 0 | 0
F4_Commercial_Warehouse_Existing_Food Preparation_Natural Gas_Steamer_E4 | F4 | Commercial | Warehouse | Existing | Food Preparation | Natural Gas | Steamer | E4 | PCT BC Ratio | 0 | 0 | 0 | 0 | 0 | 0 | 0 | 0 | 0 | 0 | 0 | 0 | 0 | 0 | 0 | 0 | 0 | 0 | 0 | 0 | 0 | 0 | 0 | 0 | 0 | 0 | 0 | 0 | 0 | 0
F4_Commercial_Warehouse_Existing_Food Preparation_Natural Gas_Steamer_E5 | F4 | Commercial | Warehouse | Existing | Food Preparation | Natural Gas | Steamer | E5 | PCT BC Ratio | 0 | 0 | 0 | 0 | 0 | 0 | 0 | 0 | 0 | 0 | 0 | 0 | 0 | 0 | 0 | 0 | 0 | 0 | 0 | 0 | 0 | 0 | 0 | 0 | 0 | 0 | 0 | 0 | 0 | 0
F4_Commercial_Warehouse_Existing_Food Preparation_Natural Gas_Steamer_E6 | F4 | Commercial | Warehouse | Existing | Food Preparation | Natural Gas | Steamer | E6 | PCT BC Ratio | 0 | 0 | 0 | 0 | 0 | 0 | 0 | 0 | 0 | 0 | 0 | 0 | 0 | 0 | 0 | 0 | 0 | 0 | 0 | 0 | 0 | 0 | 0 | 0 | 0 | 0 | 0 | 0 | 0 | 0
F4_Commercial_Warehouse_Existing_Food Preparation_Natural Gas_Steamer_E7 | F4 | Commercial | Warehouse | Existing | Food Preparation | Natural Gas | Steamer | E7 | PCT BC Ratio | 0 | 0 | 0 | 0 | 0 | 0 | 0 | 0 | 0 | 0 | 0 | 0 | 0 | 0 | 0 | 0 | 0 | 0 | 0 | 0 | 0 | 0 | 0 | 0 | 0 | 0 | 0 | 0 | 0 | 0
F4_Commercial_Warehouse_Existing_Food Preparation_Natural Gas_Steamer_E8 | F4 | Commercial | Warehouse | Existing | Food Preparation | Natural Gas | Steamer | E8 | PCT BC Ratio | 0 | 0 | 0 | 0 | 0 | 0 | 0 | 0 | 0 | 0 | 0 | 0 | 0 | 0 | 0 | 0 | 0 | 0 | 0 | 0 | 0 | 0 | 0 | 0 | 0 | 0 | 0 | 0 | 0 | 0
F4_Commercial_Warehouse_Existing_Food Preparation_Natural Gas_Steamer_E9 | F4 | Commercial | Warehouse | Existing | Food Preparation | Natural Gas | Steamer | E9 | PCT BC Ratio | 0 | 0 | 0 | 0 | 0 | 0 | 0 | 0 | 0 | 0 | 0 | 0 | 0 | 0 | 0 | 0 | 0 | 0 | 0 | 0 | 0 | 0 | 0 | 0 | 0 | 0 | 0 | 0 | 0 | 0
F4_Commercial_Warehouse_Existing_Food Preparation_Natural Gas_Steamer_E10 | F4 | Commercial | Warehouse | Existing | Food Preparation | Natural Gas | Steamer | E10 | PCT BC Ratio | 0 | 0 | 0 | 0 | 0 | 0 | 0 | 0 | 0 | 0 | 0 | 0 | 0 | 0 | 0 | 0 | 0 | 0 | 0 | 0 | 0 | 0 | 0 | 0 | 0 | 0 | 0 | 0 | 0 | 0
F5_Commercial_Warehouse_Existing_Food Preparation_Natural Gas_Steamer_E1 | F5 | Commercial | Warehouse | Existing | Food Preparation | Natural Gas | Steamer | E1 | RIM BC Ratio | 0.9 | 0.9 | 0.9 | 0.9 | 0.9 | 0.9 | 0.9 | 0.9 | 0.9 | 0.9 | 0.9 | 0.9 | 0.9 | 0.9 | 0.9 | 0.9 | 0.9 | 0.9 | 0.9 | 0.9 | 0.9 | 0.9 | 0 | 0 | 0 | 0 | 0 | 0 | 0 | 0
F5_Commercial_Warehouse_Existing_Food Preparation_Natural Gas_Steamer_E2 | F5 | Commercial | Warehouse | Existing | Food Preparation | Natural Gas | Steamer | E2 | RIM BC Ratio | 0.72319 | 0.72401 | 0.72496 | 0.72653 | 0.72855 | 0.73085 | 0.73288 | 0.73457 | 0.73611 | 0.73757 | 0.73904 | 0.74045 | 0.74179 | 0.74313 | 0.74434 | 0.7455 | 0.74671 | 0.7479 | 0.74906 | 0.7502 | 0.7513 | 0.75235 | 0 | 0 | 0 | 0 | 0 | 0 | 0 | 0
F5_Commercial_Warehouse_Existing_Food Preparation_Natural Gas_Steamer_E3 | F5 | Commercial | Warehouse | Existing | Food Preparation | Natural Gas | Steamer | E3 | RIM BC Ratio | 0 | 0 | 0 | 0 | 0 | 0 | 0 | 0 | 0 | 0 | 0 | 0 | 0 | 0 | 0 | 0 | 0 | 0 | 0 | 0 | 0 | 0 | 0 | 0 | 0 | 0 | 0 | 0 | 0 | 0
F5_Commercial_Warehouse_Existing_Food Preparation_Natural Gas_Steamer_E4 | F5 | Commercial | Warehouse | Existing | Food Preparation | Natural Gas | Steamer | E4 | RIM BC Ratio | 0 | 0 | 0 | 0 | 0 | 0 | 0 | 0 | 0 | 0 | 0 | 0 | 0 | 0 | 0 | 0 | 0 | 0 | 0 | 0 | 0 | 0 | 0 | 0 | 0 | 0 | 0 | 0 | 0 | 0
F5_Commercial_Warehouse_Existing_Food Preparation_Natural Gas_Steamer_E5 | F5 | Commercial | Warehouse | Existing | Food Preparation | Natural Gas | Steamer | E5 | RIM BC Ratio | 0 | 0 | 0 | 0 | 0 | 0 | 0 | 0 | 0 | 0 | 0 | 0 | 0 | 0 | 0 | 0 | 0 | 0 | 0 | 0 | 0 | 0 | 0 | 0 | 0 | 0 | 0 | 0 | 0 | 0
F5_Commercial_Warehouse_Existing_Food Preparation_Natural Gas_Steamer_E6 | F5 | Commercial | Warehouse | Existing | Food Preparation | Natural Gas | Steamer | E6 | RIM BC Ratio | 0 | 0 | 0 | 0 | 0 | 0 | 0 | 0 | 0 | 0 | 0 | 0 | 0 | 0 | 0 | 0 | 0 | 0 | 0 | 0 | 0 | 0 | 0 | 0 | 0 | 0 | 0 | 0 | 0 | 0
F5_Commercial_Warehouse_Existing_Food Preparation_Natural Gas_Steamer_E7 | F5 | Commercial | Warehouse | Existing | Food Preparation | Natural Gas | Steamer | E7 | RIM BC Ratio | 0 | 0 | 0 | 0 | 0 | 0 | 0 | 0 | 0 | 0 | 0 | 0 | 0 | 0 | 0 | 0 | 0 | 0 | 0 | 0 | 0 | 0 | 0 | 0 | 0 | 0 | 0 | 0 | 0 | 0
F5_Commercial_Warehouse_Existing_Food Preparation_Natural Gas_Steamer_E8 | F5 | Commercial | Warehouse | Existing | Food Preparation | Natural Gas | Steamer | E8 | RIM BC Ratio | 0 | 0 | 0 | 0 | 0 | 0 | 0 | 0 | 0 | 0 | 0 | 0 | 0 | 0 | 0 | 0 | 0 | 0 | 0 | 0 | 0 | 0 | 0 | 0 | 0 | 0 | 0 | 0 | 0 | 0
F5_Commercial_Warehouse_Existing_Food Preparation_Natural Gas_Steamer_E9 | F5 | Commercial | Warehouse | Existing | Food Preparation | Natural Gas | Steamer | E9 | RIM BC Ratio | 0 | 0 | 0 | 0 | 0 | 0 | 0 | 0 | 0 | 0 | 0 | 0 | 0 | 0 | 0 | 0 | 0 | 0 | 0 | 0 | 0 | 0 | 0 | 0 | 0 | 0 | 0 | 0 | 0 | 0
F5_Commercial_Warehouse_Existing_Food Preparation_Natural Gas_Steamer_E10 | F5 | Commercial | Warehouse | Existing | Food Preparation | Natural Gas | Steamer | E10 | RIM BC Ratio | 0 | 0 | 0 | 0 | 0 | 0 | 0 | 0 | 0 | 0 | 0 | 0 | 0 | 0 | 0 | 0 | 0 | 0 | 0 | 0 | 0 | 0 | 0 | 0 | 0 | 0 | 0 | 0 | 0 | 0
F0_Commercial_Warehouse_Existing_Food Preparation_Natural Gas_Food Prep Other_E0 | F0 | Commercial | Warehouse | Existing | Food Preparation | Natural Gas | Food Prep Other | E0 | Economic Unit | ENERGY STAR | ENERGY STAR | ENERGY STAR | ENERGY STAR | ENERGY STAR | ENERGY STAR | ENERGY STAR | ENERGY STAR | ENERGY STAR | ENERGY STAR | ENERGY STAR | ENERGY STAR | ENERGY STAR | ENERGY STAR | ENERGY STAR | ENERGY STAR | ENERGY STAR | ENERGY STAR | ENERGY STAR | ENERGY STAR | ENERGY STAR | ENERGY STAR | 0 | 0 | 0 | 0 | 0 | 0 | 0 | 0
F1_Commercial_Warehouse_Existing_Food Preparation_Natural Gas_Food Prep Other_E1 | F1 | Commercial | Warehouse | Existing | Food Preparation | Natural Gas | Food Prep Other | E1 | CCE | 0 | 0 | 0 | 0 | 0 | 0 | 0 | 0 | 0 | 0 | 0 | 0 | 0 | 0 | 0 | 0 | 0 | 0 | 0 | 0 | 0 | 0 | 0 | 0 | 0 | 0 | 0 | 0 | 0 | 0
F1_Commercial_Warehouse_Existing_Food Preparation_Natural Gas_Food Prep Other_E2 | F1 | Commercial | Warehouse | Existing | Food Preparation | Natural Gas | Food Prep Other | E2 | CCE | 0.14135 | 0.14135 | 0.1485 | 0.14624 | 0.14404 | 0.1413 | 0.14092 | 0.14001 | 0.13917 | 0.1379 | 0.1377 | 0.13707 | 0.1365 | 0.13542 | 0.13557 | 0.13515 | 0.13475 | 0.13386 | 0.13412 | 0.13386 | 0.13366 | 0.13291 | 0 | 0 | 0 | 0 | 0 | 0 | 0 | 0
F1_Commercial_Warehouse_Existing_Food Preparation_Natural Gas_Food Prep Other_E3 | F1 | Commercial | Warehouse | Existing | Food Preparation | Natural Gas | Food Prep Other | E3 | CCE | 0 | 0 | 0 | 0 | 0 | 0 | 0 | 0 | 0 | 0 | 0 | 0 | 0 | 0 | 0 | 0 | 0 | 0 | 0 | 0 | 0 | 0 | 0 | 0 | 0 | 0 | 0 | 0 | 0 | 0
F1_Commercial_Warehouse_Existing_Food Preparation_Natural Gas_Food Prep Other_E4 | F1 | Commercial | Warehouse | Existing | Food Preparation | Natural Gas | Food Prep Other | E4 | CCE | 0 | 0 | 0 | 0 | 0 | 0 | 0 | 0 | 0 | 0 | 0 | 0 | 0 | 0 | 0 | 0 | 0 | 0 | 0 | 0 | 0 | 0 | 0 | 0 | 0 | 0 | 0 | 0 | 0 | 0
F1_Commercial_Warehouse_Existing_Food Preparation_Natural Gas_Food Prep Other_E5 | F1 | Commercial | Warehouse | Existing | Food Preparation | Natural Gas | Food Prep Other | E5 | CCE | 0 | 0 | 0 | 0 | 0 | 0 | 0 | 0 | 0 | 0 | 0 | 0 | 0 | 0 | 0 | 0 | 0 | 0 | 0 | 0 | 0 | 0 | 0 | 0 | 0 | 0 | 0 | 0 | 0 | 0
F1_Commercial_Warehouse_Existing_Food Preparation_Natural Gas_Food Prep Other_E6 | F1 | Commercial | Warehouse | Existing | Food Preparation | Natural Gas | Food Prep Other | E6 | CCE | 0 | 0 | 0 | 0 | 0 | 0 | 0 | 0 | 0 | 0 | 0 | 0 | 0 | 0 | 0 | 0 | 0 | 0 | 0 | 0 | 0 | 0 | 0 | 0 | 0 | 0 | 0 | 0 | 0 | 0
F1_Commercial_Warehouse_Existing_Food Preparation_Natural Gas_Food Prep Other_E7 | F1 | Commercial | Warehouse | Existing | Food Preparation | Natural Gas | Food Prep Other | E7 | CCE | 0 | 0 | 0 | 0 | 0 | 0 | 0 | 0 | 0 | 0 | 0 | 0 | 0 | 0 | 0 | 0 | 0 | 0 | 0 | 0 | 0 | 0 | 0 | 0 | 0 | 0 | 0 | 0 | 0 | 0
F1_Commercial_Warehouse_Existing_Food Preparation_Natural Gas_Food Prep Other_E8 | F1 | Commercial | Warehouse | Existing | Food Preparation | Natural Gas | Food Prep Other | E8 | CCE | 0 | 0 | 0 | 0 | 0 | 0 | 0 | 0 | 0 | 0 | 0 | 0 | 0 | 0 | 0 | 0 | 0 | 0 | 0 | 0 | 0 | 0 | 0 | 0 | 0 | 0 | 0 | 0 | 0 | 0
F1_Commercial_Warehouse_Existing_Food Preparation_Natural Gas_Food Prep Other_E9 | F1 | Commercial | Warehouse | Existing | Food Preparation | Natural Gas | Food Prep Other | E9 | CCE | 0 | 0 | 0 | 0 | 0 | 0 | 0 | 0 | 0 | 0 | 0 | 0 | 0 | 0 | 0 | 0 | 0 | 0 | 0 | 0 | 0 | 0 | 0 | 0 | 0 | 0 | 0 | 0 | 0 | 0
F1_Commercial_Warehouse_Existing_Food Preparation_Natural Gas_Food Prep Other_E10 | F1 | Commercial | Warehouse | Existing | Food Preparation | Natural Gas | Food Prep Other | E10 | CCE | 0 | 0 | 0 | 0 | 0 | 0 | 0 | 0 | 0 | 0 | 0 | 0 | 0 | 0 | 0 | 0 | 0 | 0 | 0 | 0 | 0 | 0 | 0 | 0 | 0 | 0 | 0 | 0 | 0 | 0
F2_Commercial_Warehouse_Existing_Food Preparation_Natural Gas_Food Prep Other_E1 | F2 | Commercial | Warehouse | Existing | Food Preparation | Natural Gas | Food Prep Other | E1 | TRC BC Ratio | 0.9 | 0.9 | 0.9 | 0.9 | 0.9 | 0.9 | 0.9 | 0.9 | 0.9 | 0.9 | 0.9 | 0.9 | 0.9 | 0.9 | 0.9 | 0.9 | 0.9 | 0.9 | 0.9 | 0.9 | 0.9 | 0.9 | 0 | 0 | 0 | 0 | 0 | 0 | 0 | 0
F2_Commercial_Warehouse_Existing_Food Preparation_Natural Gas_Food Prep Other_E2 | F2 | Commercial | Warehouse | Existing | Food Preparation | Natural Gas | Food Prep Other | E2 | TRC BC Ratio | 0.061956 | 0.062369 | 0.062904 | 0.063937 | 0.06537 | 0.067096 | 0.068663 | 0.070005 | 0.071279 | 0.07258 | 0.073973 | 0.075332 | 0.076617 | 0.077911 | 0.079055 | 0.080138 | 0.081309 | 0.082485 | 0.083667 | 0.084849 | 0.08601 | 0.087142 | 0 | 0 | 0 | 0 | 0 | 0 | 0 | 0
F2_Commercial_Warehouse_Existing_Food Preparation_Natural Gas_Food Prep Other_E3 | F2 | Commercial | Warehouse | Existing | Food Preparation | Natural Gas | Food Prep Other | E3 | TRC BC Ratio | 0 | 0 | 0 | 0 | 0 | 0 | 0 | 0 | 0 | 0 | 0 | 0 | 0 | 0 | 0 | 0 | 0 | 0 | 0 | 0 | 0 | 0 | 0 | 0 | 0 | 0 | 0 | 0 | 0 | 0
F2_Commercial_Warehouse_Existing_Food Preparation_Natural Gas_Food Prep Other_E4 | F2 | Commercial | Warehouse | Existing | Food Preparation | Natural Gas | Food Prep Other | E4 | TRC BC Ratio | 0 | 0 | 0 | 0 | 0 | 0 | 0 | 0 | 0 | 0 | 0 | 0 | 0 | 0 | 0 | 0 | 0 | 0 | 0 | 0 | 0 | 0 | 0 | 0 | 0 | 0 | 0 | 0 | 0 | 0
F2_Commercial_Warehouse_Existing_Food Preparation_Natural Gas_Food Prep Other_E5 | F2 | Commercial | Warehouse | Existing | Food Preparation | Natural Gas | Food Prep Other | E5 | TRC BC Ratio | 0 | 0 | 0 | 0 | 0 | 0 | 0 | 0 | 0 | 0 | 0 | 0 | 0 | 0 | 0 | 0 | 0 | 0 | 0 | 0 | 0 | 0 | 0 | 0 | 0 | 0 | 0 | 0 | 0 | 0
F2_Commercial_Warehouse_Existing_Food Preparation_Natural Gas_Food Prep Other_E6 | F2 | Commercial | Warehouse | Existing | Food Preparation | Natural Gas | Food Prep Other | E6 | TRC BC Ratio | 0 | 0 | 0 | 0 | 0 | 0 | 0 | 0 | 0 | 0 | 0 | 0 | 0 | 0 | 0 | 0 | 0 | 0 | 0 | 0 | 0 | 0 | 0 | 0 | 0 | 0 | 0 | 0 | 0 | 0
F2_Commercial_Warehouse_Existing_Food Preparation_Natural Gas_Food Prep Other_E7 | F2 | Commercial | Warehouse | Existing | Food Preparation | Natural Gas | Food Prep Other | E7 | TRC BC Ratio | 0 | 0 | 0 | 0 | 0 | 0 | 0 | 0 | 0 | 0 | 0 | 0 | 0 | 0 | 0 | 0 | 0 | 0 | 0 | 0 | 0 | 0 | 0 | 0 | 0 | 0 | 0 | 0 | 0 | 0
F2_Commercial_Warehouse_Existing_Food Preparation_Natural Gas_Food Prep Other_E8 | F2 | Commercial | Warehouse | Existing | Food Preparation | Natural Gas | Food Prep Other | E8 | TRC BC Ratio | 0 | 0 | 0 | 0 | 0 | 0 | 0 | 0 | 0 | 0 | 0 | 0 | 0 | 0 | 0 | 0 | 0 | 0 | 0 | 0 | 0 | 0 | 0 | 0 | 0 | 0 | 0 | 0 | 0 | 0
F2_Commercial_Warehouse_Existing_Food Preparation_Natural Gas_Food Prep Other_E9 | F2 | Commercial | Warehouse | Existing | Food Preparation | Natural Gas | Food Prep Other | E9 | TRC BC Ratio | 0 | 0 | 0 | 0 | 0 | 0 | 0 | 0 | 0 | 0 | 0 | 0 | 0 | 0 | 0 | 0 | 0 | 0 | 0 | 0 | 0 | 0 | 0 | 0 | 0 | 0 | 0 | 0 | 0 | 0
F2_Commercial_Warehouse_Existing_Food Preparation_Natural Gas_Food Prep Other_E10 | F2 | Commercial | Warehouse | Existing | Food Preparation | Natural Gas | Food Prep Other | E10 | TRC BC Ratio | 0 | 0 | 0 | 0 | 0 | 0 | 0 | 0 | 0 | 0 | 0 | 0 | 0 | 0 | 0 | 0 | 0 | 0 | 0 | 0 | 0 | 0 | 0 | 0 | 0 | 0 | 0 | 0 | 0 | 0
F3_Commercial_Warehouse_Existing_Food Preparation_Natural Gas_Food Prep Other_E1 | F3 | Commercial | Warehouse | Existing | Food Preparation | Natural Gas | Food Prep Other | E1 | PACT BC Ratio | 0.9 | 0.9 | 0.9 | 0.9 | 0.9 | 0.9 | 0.9 | 0.9 | 0.9 | 0.9 | 0.9 | 0.9 | 0.9 | 0.9 | 0.9 | 0.9 | 0.9 | 0.9 | 0.9 | 0.9 | 0.9 | 0.9 | 0 | 0 | 0 | 0 | 0 | 0 | 0 | 0
F3_Commercial_Warehouse_Existing_Food Preparation_Natural Gas_Food Prep Other_E2 | F3 | Commercial | Warehouse | Existing | Food Preparation | Natural Gas | Food Prep Other | E2 | PACT BC Ratio | 1.0937 | 1.101 | 1.1104 | 1.1287 | 1.154 | 1.1844 | 1.2121 | 1.2358 | 1.2583 | 1.2813 | 1.3058 | 1.3298 | 1.3525 | 1.3754 | 1.3956 | 1.4147 | 1.4353 | 1.4561 | 1.477 | 1.4978 | 1.5183 | 1.5383 | 0 | 0 | 0 | 0 | 0 | 0 | 0 | 0
F3_Commercial_Warehouse_Existing_Food Preparation_Natural Gas_Food Prep Other_E3 | F3 | Commercial | Warehouse | Existing | Food Preparation | Natural Gas | Food Prep Other | E3 | PACT BC Ratio | 0 | 0 | 0 | 0 | 0 | 0 | 0 | 0 | 0 | 0 | 0 | 0 | 0 | 0 | 0 | 0 | 0 | 0 | 0 | 0 | 0 | 0 | 0 | 0 | 0 | 0 | 0 | 0 | 0 | 0
F3_Commercial_Warehouse_Existing_Food Preparation_Natural Gas_Food Prep Other_E4 | F3 | Commercial | Warehouse | Existing | Food Preparation | Natural Gas | Food Prep Other | E4 | PACT BC Ratio | 0 | 0 | 0 | 0 | 0 | 0 | 0 | 0 | 0 | 0 | 0 | 0 | 0 | 0 | 0 | 0 | 0 | 0 | 0 | 0 | 0 | 0 | 0 | 0 | 0 | 0 | 0 | 0 | 0 | 0
F3_Commercial_Warehouse_Existing_Food Preparation_Natural Gas_Food Prep Other_E5 | F3 | Commercial | Warehouse | Existing | Food Preparation | Natural Gas | Food Prep Other | E5 | PACT BC Ratio | 0 | 0 | 0 | 0 | 0 | 0 | 0 | 0 | 0 | 0 | 0 | 0 | 0 | 0 | 0 | 0 | 0 | 0 | 0 | 0 | 0 | 0 | 0 | 0 | 0 | 0 | 0 | 0 | 0 | 0
F3_Commercial_Warehouse_Existing_Food Preparation_Natural Gas_Food Prep Other_E6 | F3 | Commercial | Warehouse | Existing | Food Preparation | Natural Gas | Food Prep Other | E6 | PACT BC Ratio | 0 | 0 | 0 | 0 | 0 | 0 | 0 | 0 | 0 | 0 | 0 | 0 | 0 | 0 | 0 | 0 | 0 | 0 | 0 | 0 | 0 | 0 | 0 | 0 | 0 | 0 | 0 | 0 | 0 | 0
F3_Commercial_Warehouse_Existing_Food Preparation_Natural Gas_Food Prep Other_E7 | F3 | Commercial | Warehouse | Existing | Food Preparation | Natural Gas | Food Prep Other | E7 | PACT BC Ratio | 0 | 0 | 0 | 0 | 0 | 0 | 0 | 0 | 0 | 0 | 0 | 0 | 0 | 0 | 0 | 0 | 0 | 0 | 0 | 0 | 0 | 0 | 0 | 0 | 0 | 0 | 0 | 0 | 0 | 0
F3_Commercial_Warehouse_Existing_Food Preparation_Natural Gas_Food Prep Other_E8 | F3 | Commercial | Warehouse | Existing | Food Preparation | Natural Gas | Food Prep Other | E8 | PACT BC Ratio | 0 | 0 | 0 | 0 | 0 | 0 | 0 | 0 | 0 | 0 | 0 | 0 | 0 | 0 | 0 | 0 | 0 | 0 | 0 | 0 | 0 | 0 | 0 | 0 | 0 | 0 | 0 | 0 | 0 | 0
F3_Commercial_Warehouse_Existing_Food Preparation_Natural Gas_Food Prep Other_E9 | F3 | Commercial | Warehouse | Existing | Food Preparation | Natural Gas | Food Prep Other | E9 | PACT BC Ratio | 0 | 0 | 0 | 0 | 0 | 0 | 0 | 0 | 0 | 0 | 0 | 0 | 0 | 0 | 0 | 0 | 0 | 0 | 0 | 0 | 0 | 0 | 0 | 0 | 0 | 0 | 0 | 0 | 0 | 0
F3_Commercial_Warehouse_Existing_Food Preparation_Natural Gas_Food Prep Other_E10 | F3 | Commercial | Warehouse | Existing | Food Preparation | Natural Gas | Food Prep Other | E10 | PACT BC Ratio | 0 | 0 | 0 | 0 | 0 | 0 | 0 | 0 | 0 | 0 | 0 | 0 | 0 | 0 | 0 | 0 | 0 | 0 | 0 | 0 | 0 | 0 | 0 | 0 | 0 | 0 | 0 | 0 | 0 | 0
F4_Commercial_Warehouse_Existing_Food Preparation_Natural Gas_Food Prep Other_E1 | F4 | Commercial | Warehouse | Existing | Food Preparation | Natural Gas | Food Prep Other | E1 | PCT BC Ratio | 0.9 | 0.9 | 0.9 | 0.9 | 0.9 | 0.9 | 0.9 | 0.9 | 0.9 | 0.9 | 0.9 | 0.9 | 0.9 | 0.9 | 0.9 | 0.9 | 0.9 | 0.9 | 0.9 | 0.9 | 0.9 | 0.9 | 0 | 0 | 0 | 0 | 0 | 0 | 0 | 0
F4_Commercial_Warehouse_Existing_Food Preparation_Natural Gas_Food Prep Other_E2 | F4 | Commercial | Warehouse | Existing | Food Preparation | Natural Gas | Food Prep Other | E2 | PCT BC Ratio | 0.1043 | 0.10481 | 0.10547 | 0.10674 | 0.10851 | 0.11064 | 0.11258 | 0.11424 | 0.11581 | 0.11741 | 0.11913 | 0.12081 | 0.1224 | 0.124 | 0.12541 | 0.12675 | 0.12819 | 0.12964 | 0.1311 | 0.13256 | 0.134 | 0.13539 | 0 | 0 | 0 | 0 | 0 | 0 | 0 | 0
F4_Commercial_Warehouse_Existing_Food Preparation_Natural Gas_Food Prep Other_E3 | F4 | Commercial | Warehouse | Existing | Food Preparation | Natural Gas | Food Prep Other | E3 | PCT BC Ratio | 0 | 0 | 0 | 0 | 0 | 0 | 0 | 0 | 0 | 0 | 0 | 0 | 0 | 0 | 0 | 0 | 0 | 0 | 0 | 0 | 0 | 0 | 0 | 0 | 0 | 0 | 0 | 0 | 0 | 0
F4_Commercial_Warehouse_Existing_Food Preparation_Natural Gas_Food Prep Other_E4 | F4 | Commercial | Warehouse | Existing | Food Preparation | Natural Gas | Food Prep Other | E4 | PCT BC Ratio | 0 | 0 | 0 | 0 | 0 | 0 | 0 | 0 | 0 | 0 | 0 | 0 | 0 | 0 | 0 | 0 | 0 | 0 | 0 | 0 | 0 | 0 | 0 | 0 | 0 | 0 | 0 | 0 | 0 | 0
F4_Commercial_Warehouse_Existing_Food Preparation_Natural Gas_Food Prep Other_E5 | F4 | Commercial | Warehouse | Existing | Food Preparation | Natural Gas | Food Prep Other | E5 | PCT BC Ratio | 0 | 0 | 0 | 0 | 0 | 0 | 0 | 0 | 0 | 0 | 0 | 0 | 0 | 0 | 0 | 0 | 0 | 0 | 0 | 0 | 0 | 0 | 0 | 0 | 0 | 0 | 0 | 0 | 0 | 0
F4_Commercial_Warehouse_Existing_Food Preparation_Natural Gas_Food Prep Other_E6 | F4 | Commercial | Warehouse | Existing | Food Preparation | Natural Gas | Food Prep Other | E6 | PCT BC Ratio | 0 | 0 | 0 | 0 | 0 | 0 | 0 | 0 | 0 | 0 | 0 | 0 | 0 | 0 | 0 | 0 | 0 | 0 | 0 | 0 | 0 | 0 | 0 | 0 | 0 | 0 | 0 | 0 | 0 | 0
F4_Commercial_Warehouse_Existing_Food Preparation_Natural Gas_Food Prep Other_E7 | F4 | Commercial | Warehouse | Existing | Food Preparation | Natural Gas | Food Prep Other | E7 | PCT BC Ratio | 0 | 0 | 0 | 0 | 0 | 0 | 0 | 0 | 0 | 0 | 0 | 0 | 0 | 0 | 0 | 0 | 0 | 0 | 0 | 0 | 0 | 0 | 0 | 0 | 0 | 0 | 0 | 0 | 0 | 0
F4_Commercial_Warehouse_Existing_Food Preparation_Natural Gas_Food Prep Other_E8 | F4 | Commercial | Warehouse | Existing | Food Preparation | Natural Gas | Food Prep Other | E8 | PCT BC Ratio | 0 | 0 | 0 | 0 | 0 | 0 | 0 | 0 | 0 | 0 | 0 | 0 | 0 | 0 | 0 | 0 | 0 | 0 | 0 | 0 | 0 | 0 | 0 | 0 | 0 | 0 | 0 | 0 | 0 | 0
F4_Commercial_Warehouse_Existing_Food Preparation_Natural Gas_Food Prep Other_E9 | F4 | Commercial | Warehouse | Existing | Food Preparation | Natural Gas | Food Prep Other | E9 | PCT BC Ratio | 0 | 0 | 0 | 0 | 0 | 0 | 0 | 0 | 0 | 0 | 0 | 0 | 0 | 0 | 0 | 0 | 0 | 0 | 0 | 0 | 0 | 0 | 0 | 0 | 0 | 0 | 0 | 0 | 0 | 0
F4_Commercial_Warehouse_Existing_Food Preparation_Natural Gas_Food Prep Other_E10 | F4 | Commercial | Warehouse | Existing | Food Preparation | Natural Gas | Food Prep Other | E10 | PCT BC Ratio | 0 | 0 | 0 | 0 | 0 | 0 | 0 | 0 | 0 | 0 | 0 | 0 | 0 | 0 | 0 | 0 | 0 | 0 | 0 | 0 | 0 | 0 | 0 | 0 | 0 | 0 | 0 | 0 | 0 | 0
F5_Commercial_Warehouse_Existing_Food Preparation_Natural Gas_Food Prep Other_E1 | F5 | Commercial | Warehouse | Existing | Food Preparation | Natural Gas | Food Prep Other | E1 | RIM BC Ratio | 0.9 | 0.9 | 0.9 | 0.9 | 0.9 | 0.9 | 0.9 | 0.9 | 0.9 | 0.9 | 0.9 | 0.9 | 0.9 | 0.9 | 0.9 | 0.9 | 0.9 | 0.9 | 0.9 | 0.9 | 0.9 | 0.9 | 0 | 0 | 0 | 0 | 0 | 0 | 0 | 0
F5_Commercial_Warehouse_Existing_Food Preparation_Natural Gas_Food Prep Other_E2 | F5 | Commercial | Warehouse | Existing | Food Preparation | Natural Gas | Food Prep Other | E2 | RIM BC Ratio | 0.4734 | 0.47476 | 0.47651 | 0.47983 | 0.48435 | 0.48963 | 0.4943 | 0.49819 | 0.50181 | 0.50542 | 0.5092 | 0.51281 | 0.51615 | 0.51944 | 0.5223 | 0.52495 | 0.52777 | 0.53055 | 0.5333 | 0.53599 | 0.53859 | 0.54109 | 0 | 0 | 0 | 0 | 0 | 0 | 0 | 0
F5_Commercial_Warehouse_Existing_Food Preparation_Natural Gas_Food Prep Other_E3 | F5 | Commercial | Warehouse | Existing | Food Preparation | Natural Gas | Food Prep Other | E3 | RIM BC Ratio | 0 | 0 | 0 | 0 | 0 | 0 | 0 | 0 | 0 | 0 | 0 | 0 | 0 | 0 | 0 | 0 | 0 | 0 | 0 | 0 | 0 | 0 | 0 | 0 | 0 | 0 | 0 | 0 | 0 | 0
F5_Commercial_Warehouse_Existing_Food Preparation_Natural Gas_Food Prep Other_E4 | F5 | Commercial | Warehouse | Existing | Food Preparation | Natural Gas | Food Prep Other | E4 | RIM BC Ratio | 0 | 0 | 0 | 0 | 0 | 0 | 0 | 0 | 0 | 0 | 0 | 0 | 0 | 0 | 0 | 0 | 0 | 0 | 0 | 0 | 0 | 0 | 0 | 0 | 0 | 0 | 0 | 0 | 0 | 0
F5_Commercial_Warehouse_Existing_Food Preparation_Natural Gas_Food Prep Other_E5 | F5 | Commercial | Warehouse | Existing | Food Preparation | Natural Gas | Food Prep Other | E5 | RIM BC Ratio | 0 | 0 | 0 | 0 | 0 | 0 | 0 | 0 | 0 | 0 | 0 | 0 | 0 | 0 | 0 | 0 | 0 | 0 | 0 | 0 | 0 | 0 | 0 | 0 | 0 | 0 | 0 | 0 | 0 | 0
F5_Commercial_Warehouse_Existing_Food Preparation_Natural Gas_Food Prep Other_E6 | F5 | Commercial | Warehouse | Existing | Food Preparation | Natural Gas | Food Prep Other | E6 | RIM BC Ratio | 0 | 0 | 0 | 0 | 0 | 0 | 0 | 0 | 0 | 0 | 0 | 0 | 0 | 0 | 0 | 0 | 0 | 0 | 0 | 0 | 0 | 0 | 0 | 0 | 0 | 0 | 0 | 0 | 0 | 0
F5_Commercial_Warehouse_Existing_Food Preparation_Natural Gas_Food Prep Other_E7 | F5 | Commercial | Warehouse | Existing | Food Preparation | Natural Gas | Food Prep Other | E7 | RIM BC Ratio | 0 | 0 | 0 | 0 | 0 | 0 | 0 | 0 | 0 | 0 | 0 | 0 | 0 | 0 | 0 | 0 | 0 | 0 | 0 | 0 | 0 | 0 | 0 | 0 | 0 | 0 | 0 | 0 | 0 | 0
F5_Commercial_Warehouse_Existing_Food Preparation_Natural Gas_Food Prep Other_E8 | F5 | Commercial | Warehouse | Existing | Food Preparation | Natural Gas | Food Prep Other | E8 | RIM BC Ratio | 0 | 0 | 0 | 0 | 0 | 0 | 0 | 0 | 0 | 0 | 0 | 0 | 0 | 0 | 0 | 0 | 0 | 0 | 0 | 0 | 0 | 0 | 0 | 0 | 0 | 0 | 0 | 0 | 0 | 0
F5_Commercial_Warehouse_Existing_Food Preparation_Natural Gas_Food Prep Other_E9 | F5 | Commercial | Warehouse | Existing | Food Preparation | Natural Gas | Food Prep Other | E9 | RIM BC Ratio | 0 | 0 | 0 | 0 | 0 | 0 | 0 | 0 | 0 | 0 | 0 | 0 | 0 | 0 | 0 | 0 | 0 | 0 | 0 | 0 | 0 | 0 | 0 | 0 | 0 | 0 | 0 | 0 | 0 | 0
F5_Commercial_Warehouse_Existing_Food Preparation_Natural Gas_Food Prep Other_E10 | F5 | Commercial | Warehouse | Existing | Food Preparation | Natural Gas | Food Prep Other | E10 | RIM BC Ratio | 0 | 0 | 0 | 0 | 0 | 0 | 0 | 0 | 0 | 0 | 0 | 0 | 0 | 0 | 0 | 0 | 0 | 0 | 0 | 0 | 0 | 0 | 0 | 0 | 0 | 0 | 0 | 0 | 0 | 0
F0_Commercial_Warehouse_Existing_Miscellaneous_Natural Gas_Pool Heater_E0 | F0 | Commercial | Warehouse | Existing | Miscellaneous | Natural Gas | Pool Heater | E0 | Economic Unit | Standard (EF .78) | Standard (EF .78) | Standard (EF .78) | Standard (EF .78) | Standard (EF .78) | Standard (EF .78) | Standard (EF .78) | Standard (EF .78) | Standard (EF .78) | Standard (EF .78) | Standard (EF .78) | Standard (EF .78) | Condensing (EF .90) | Condensing (EF .90) | Condensing (EF .90) | Condensing (EF .90) | Condensing (EF .90) | Condensing (EF .90) | Condensing (EF .90) | Condensing (EF .90) | Condensing (EF .90) | Condensing (EF .90) | 0 | 0 | 0 | 0 | 0 | 0 | 0 | 0
F1_Commercial_Warehouse_Existing_Miscellaneous_Natural Gas_Pool Heater_E1 | F1 | Commercial | Warehouse | Existing | Miscellaneous | Natural Gas | Pool Heater | E1 | CCE | 0 | 0 | 0 | 0 | 0 | 0 | 0 | 0 | 0 | 0 | 0 | 0 | 0 | 0 | 0 | 0 | 0 | 0 | 0 | 0 | 0 | 0 | 0 | 0 | 0 | 0 | 0 | 0 | 0 | 0
F1_Commercial_Warehouse_Existing_Miscellaneous_Natural Gas_Pool Heater_E2 | F1 | Commercial | Warehouse | Existing | Miscellaneous | Natural Gas | Pool Heater | E2 | CCE | 0.016289 | 0.016289 | 0.017113 | 0.016853 | 0.0166 | 0.016284 | 0.016239 | 0.016135 | 0.016038 | 0.015891 | 0.015869 | 0.015796 | 0.015731 | 0.015606 | 0.015623 | 0.015575 | 0.015528 | 0.015425 | 0.015456 | 0.015426 | 0.015403 | 0.015317 | 0 | 0 | 0 | 0 | 0 | 0 | 0 | 0
F1_Commercial_Warehouse_Existing_Miscellaneous_Natural Gas_Pool Heater_E3 | F1 | Commercial | Warehouse | Existing | Miscellaneous | Natural Gas | Pool Heater | E3 | CCE | 0 | 0 | 0 | 0 | 0 | 0 | 0 | 0 | 0 | 0 | 0 | 0 | 0 | 0 | 0 | 0 | 0 | 0 | 0 | 0 | 0 | 0 | 0 | 0 | 0 | 0 | 0 | 0 | 0 | 0
F1_Commercial_Warehouse_Existing_Miscellaneous_Natural Gas_Pool Heater_E4 | F1 | Commercial | Warehouse | Existing | Miscellaneous | Natural Gas | Pool Heater | E4 | CCE | 0 | 0 | 0 | 0 | 0 | 0 | 0 | 0 | 0 | 0 | 0 | 0 | 0 | 0 | 0 | 0 | 0 | 0 | 0 | 0 | 0 | 0 | 0 | 0 | 0 | 0 | 0 | 0 | 0 | 0
F1_Commercial_Warehouse_Existing_Miscellaneous_Natural Gas_Pool Heater_E5 | F1 | Commercial | Warehouse | Existing | Miscellaneous | Natural Gas | Pool Heater | E5 | CCE | 0 | 0 | 0 | 0 | 0 | 0 | 0 | 0 | 0 | 0 | 0 | 0 | 0 | 0 | 0 | 0 | 0 | 0 | 0 | 0 | 0 | 0 | 0 | 0 | 0 | 0 | 0 | 0 | 0 | 0
F1_Commercial_Warehouse_Existing_Miscellaneous_Natural Gas_Pool Heater_E6 | F1 | Commercial | Warehouse | Existing | Miscellaneous | Natural Gas | Pool Heater | E6 | CCE | 0 | 0 | 0 | 0 | 0 | 0 | 0 | 0 | 0 | 0 | 0 | 0 | 0 | 0 | 0 | 0 | 0 | 0 | 0 | 0 | 0 | 0 | 0 | 0 | 0 | 0 | 0 | 0 | 0 | 0
F1_Commercial_Warehouse_Existing_Miscellaneous_Natural Gas_Pool Heater_E7 | F1 | Commercial | Warehouse | Existing | Miscellaneous | Natural Gas | Pool Heater | E7 | CCE | 0 | 0 | 0 | 0 | 0 | 0 | 0 | 0 | 0 | 0 | 0 | 0 | 0 | 0 | 0 | 0 | 0 | 0 | 0 | 0 | 0 | 0 | 0 | 0 | 0 | 0 | 0 | 0 | 0 | 0
F1_Commercial_Warehouse_Existing_Miscellaneous_Natural Gas_Pool Heater_E8 | F1 | Commercial | Warehouse | Existing | Miscellaneous | Natural Gas | Pool Heater | E8 | CCE | 0 | 0 | 0 | 0 | 0 | 0 | 0 | 0 | 0 | 0 | 0 | 0 | 0 | 0 | 0 | 0 | 0 | 0 | 0 | 0 | 0 | 0 | 0 | 0 | 0 | 0 | 0 | 0 | 0 | 0
F1_Commercial_Warehouse_Existing_Miscellaneous_Natural Gas_Pool Heater_E9 | F1 | Commercial | Warehouse | Existing | Miscellaneous | Natural Gas | Pool Heater | E9 | CCE | 0 | 0 | 0 | 0 | 0 | 0 | 0 | 0 | 0 | 0 | 0 | 0 | 0 | 0 | 0 | 0 | 0 | 0 | 0 | 0 | 0 | 0 | 0 | 0 | 0 | 0 | 0 | 0 | 0 | 0
F1_Commercial_Warehouse_Existing_Miscellaneous_Natural Gas_Pool Heater_E10 | F1 | Commercial | Warehouse | Existing | Miscellaneous | Natural Gas | Pool Heater | E10 | CCE | 0 | 0 | 0 | 0 | 0 | 0 | 0 | 0 | 0 | 0 | 0 | 0 | 0 | 0 | 0 | 0 | 0 | 0 | 0 | 0 | 0 | 0 | 0 | 0 | 0 | 0 | 0 | 0 | 0 | 0
F2_Commercial_Warehouse_Existing_Miscellaneous_Natural Gas_Pool Heater_E1 | F2 | Commercial | Warehouse | Existing | Miscellaneous | Natural Gas | Pool Heater | E1 | TRC BC Ratio | 0.9 | 0.9 | 0.9 | 0.9 | 0.9 | 0.9 | 0.9 | 0.9 | 0.9 | 0.9 | 0.9 | 0.9 | 0.9 | 0.9 | 0.9 | 0.9 | 0.9 | 0.9 | 0.9 | 0.9 | 0.9 | 0.9 | 0 | 0 | 0 | 0 | 0 | 0 | 0 | 0
F2_Commercial_Warehouse_Existing_Miscellaneous_Natural Gas_Pool Heater_E2 | F2 | Commercial | Warehouse | Existing | Miscellaneous | Natural Gas | Pool Heater | E2 | TRC BC Ratio | 0.5239 | 0.52164 | 0.52208 | 0.52981 | 0.54312 | 0.56021 | 0.57494 | 0.58666 | 0.59726 | 0.60773 | 0.61914 | 0.63073 | 0.64215 | 0.65494 | 0.66711 | 0.67867 | 0.69034 | 0.7008 | 0.70989 | 0.71743 | 0.72449 | 0.73101 | 0 | 0 | 0 | 0 | 0 | 0 | 0 | 0
F2_Commercial_Warehouse_Existing_Miscellaneous_Natural Gas_Pool Heater_E3 | F2 | Commercial | Warehouse | Existing | Miscellaneous | Natural Gas | Pool Heater | E3 | TRC BC Ratio | 0 | 0 | 0 | 0 | 0 | 0 | 0 | 0 | 0 | 0 | 0 | 0 | 0 | 0 | 0 | 0 | 0 | 0 | 0 | 0 | 0 | 0 | 0 | 0 | 0 | 0 | 0 | 0 | 0 | 0
F2_Commercial_Warehouse_Existing_Miscellaneous_Natural Gas_Pool Heater_E4 | F2 | Commercial | Warehouse | Existing | Miscellaneous | Natural Gas | Pool Heater | E4 | TRC BC Ratio | 0 | 0 | 0 | 0 | 0 | 0 | 0 | 0 | 0 | 0 | 0 | 0 | 0 | 0 | 0 | 0 | 0 | 0 | 0 | 0 | 0 | 0 | 0 | 0 | 0 | 0 | 0 | 0 | 0 | 0
F2_Commercial_Warehouse_Existing_Miscellaneous_Natural Gas_Pool Heater_E5 | F2 | Commercial | Warehouse | Existing | Miscellaneous | Natural Gas | Pool Heater | E5 | TRC BC Ratio | 0 | 0 | 0 | 0 | 0 | 0 | 0 | 0 | 0 | 0 | 0 | 0 | 0 | 0 | 0 | 0 | 0 | 0 | 0 | 0 | 0 | 0 | 0 | 0 | 0 | 0 | 0 | 0 | 0 | 0
F2_Commercial_Warehouse_Existing_Miscellaneous_Natural Gas_Pool Heater_E6 | F2 | Commercial | Warehouse | Existing | Miscellaneous | Natural Gas | Pool Heater | E6 | TRC BC Ratio | 0 | 0 | 0 | 0 | 0 | 0 | 0 | 0 | 0 | 0 | 0 | 0 | 0 | 0 | 0 | 0 | 0 | 0 | 0 | 0 | 0 | 0 | 0 | 0 | 0 | 0 | 0 | 0 | 0 | 0
F2_Commercial_Warehouse_Existing_Miscellaneous_Natural Gas_Pool Heater_E7 | F2 | Commercial | Warehouse | Existing | Miscellaneous | Natural Gas | Pool Heater | E7 | TRC BC Ratio | 0 | 0 | 0 | 0 | 0 | 0 | 0 | 0 | 0 | 0 | 0 | 0 | 0 | 0 | 0 | 0 | 0 | 0 | 0 | 0 | 0 | 0 | 0 | 0 | 0 | 0 | 0 | 0 | 0 | 0
F2_Commercial_Warehouse_Existing_Miscellaneous_Natural Gas_Pool Heater_E8 | F2 | Commercial | Warehouse | Existing | Miscellaneous | Natural Gas | Pool Heater | E8 | TRC BC Ratio | 0 | 0 | 0 | 0 | 0 | 0 | 0 | 0 | 0 | 0 | 0 | 0 | 0 | 0 | 0 | 0 | 0 | 0 | 0 | 0 | 0 | 0 | 0 | 0 | 0 | 0 | 0 | 0 | 0 | 0
F2_Commercial_Warehouse_Existing_Miscellaneous_Natural Gas_Pool Heater_E9 | F2 | Commercial | Warehouse | Existing | Miscellaneous | Natural Gas | Pool Heater | E9 | TRC BC Ratio | 0 | 0 | 0 | 0 | 0 | 0 | 0 | 0 | 0 | 0 | 0 | 0 | 0 | 0 | 0 | 0 | 0 | 0 | 0 | 0 | 0 | 0 | 0 | 0 | 0 | 0 | 0 | 0 | 0 | 0
F2_Commercial_Warehouse_Existing_Miscellaneous_Natural Gas_Pool Heater_E10 | F2 | Commercial | Warehouse | Existing | Miscellaneous | Natural Gas | Pool Heater | E10 | TRC BC Ratio | 0 | 0 | 0 | 0 | 0 | 0 | 0 | 0 | 0 | 0 | 0 | 0 | 0 | 0 | 0 | 0 | 0 | 0 | 0 | 0 | 0 | 0 | 0 | 0 | 0 | 0 | 0 | 0 | 0 | 0
F3_Commercial_Warehouse_Existing_Miscellaneous_Natural Gas_Pool Heater_E1 | F3 | Commercial | Warehouse | Existing | Miscellaneous | Natural Gas | Pool Heater | E1 | PACT BC Ratio | 0.9 | 0.9 | 0.9 | 0.9 | 0.9 | 0.9 | 0.9 | 0.9 | 0.9 | 0.9 | 0.9 | 0.9 | 0.9 | 0.9 | 0.9 | 0.9 | 0.9 | 0.9 | 0.9 | 0.9 | 0.9 | 0.9 | 0 | 0 | 0 | 0 | 0 | 0 | 0 | 0
F3_Commercial_Warehouse_Existing_Miscellaneous_Natural Gas_Pool Heater_E2 | F3 | Commercial | Warehouse | Existing | Miscellaneous | Natural Gas | Pool Heater | E2 | PACT BC Ratio | 0.73673 | 0.73355 | 0.73416 | 0.74503 | 0.76375 | 0.78778 | 0.8085 | 0.82498 | 0.83988 | 0.8546 | 0.87065 | 0.88694 | 0.903 | 0.921 | 0.93811 | 0.95437 | 0.97078 | 0.98549 | 0.99827 | 1.0089 | 1.0188 | 1.028 | 0 | 0 | 0 | 0 | 0 | 0 | 0 | 0
F3_Commercial_Warehouse_Existing_Miscellaneous_Natural Gas_Pool Heater_E3 | F3 | Commercial | Warehouse | Existing | Miscellaneous | Natural Gas | Pool Heater | E3 | PACT BC Ratio | 0 | 0 | 0 | 0 | 0 | 0 | 0 | 0 | 0 | 0 | 0 | 0 | 0 | 0 | 0 | 0 | 0 | 0 | 0 | 0 | 0 | 0 | 0 | 0 | 0 | 0 | 0 | 0 | 0 | 0
F3_Commercial_Warehouse_Existing_Miscellaneous_Natural Gas_Pool Heater_E4 | F3 | Commercial | Warehouse | Existing | Miscellaneous | Natural Gas | Pool Heater | E4 | PACT BC Ratio | 0 | 0 | 0 | 0 | 0 | 0 | 0 | 0 | 0 | 0 | 0 | 0 | 0 | 0 | 0 | 0 | 0 | 0 | 0 | 0 | 0 | 0 | 0 | 0 | 0 | 0 | 0 | 0 | 0 | 0
F3_Commercial_Warehouse_Existing_Miscellaneous_Natural Gas_Pool Heater_E5 | F3 | Commercial | Warehouse | Existing | Miscellaneous | Natural Gas | Pool Heater | E5 | PACT BC Ratio | 0 | 0 | 0 | 0 | 0 | 0 | 0 | 0 | 0 | 0 | 0 | 0 | 0 | 0 | 0 | 0 | 0 | 0 | 0 | 0 | 0 | 0 | 0 | 0 | 0 | 0 | 0 | 0 | 0 | 0
F3_Commercial_Warehouse_Existing_Miscellaneous_Natural Gas_Pool Heater_E6 | F3 | Commercial | Warehouse | Existing | Miscellaneous | Natural Gas | Pool Heater | E6 | PACT BC Ratio | 0 | 0 | 0 | 0 | 0 | 0 | 0 | 0 | 0 | 0 | 0 | 0 | 0 | 0 | 0 | 0 | 0 | 0 | 0 | 0 | 0 | 0 | 0 | 0 | 0 | 0 | 0 | 0 | 0 | 0
F3_Commercial_Warehouse_Existing_Miscellaneous_Natural Gas_Pool Heater_E7 | F3 | Commercial | Warehouse | Existing | Miscellaneous | Natural Gas | Pool Heater | E7 | PACT BC Ratio | 0 | 0 | 0 | 0 | 0 | 0 | 0 | 0 | 0 | 0 | 0 | 0 | 0 | 0 | 0 | 0 | 0 | 0 | 0 | 0 | 0 | 0 | 0 | 0 | 0 | 0 | 0 | 0 | 0 | 0
F3_Commercial_Warehouse_Existing_Miscellaneous_Natural Gas_Pool Heater_E8 | F3 | Commercial | Warehouse | Existing | Miscellaneous | Natural Gas | Pool Heater | E8 | PACT BC Ratio | 0 | 0 | 0 | 0 | 0 | 0 | 0 | 0 | 0 | 0 | 0 | 0 | 0 | 0 | 0 | 0 | 0 | 0 | 0 | 0 | 0 | 0 | 0 | 0 | 0 | 0 | 0 | 0 | 0 | 0
F3_Commercial_Warehouse_Existing_Miscellaneous_Natural Gas_Pool Heater_E9 | F3 | Commercial | Warehouse | Existing | Miscellaneous | Natural Gas | Pool Heater | E9 | PACT BC Ratio | 0 | 0 | 0 | 0 | 0 | 0 | 0 | 0 | 0 | 0 | 0 | 0 | 0 | 0 | 0 | 0 | 0 | 0 | 0 | 0 | 0 | 0 | 0 | 0 | 0 | 0 | 0 | 0 | 0 | 0
F3_Commercial_Warehouse_Existing_Miscellaneous_Natural Gas_Pool Heater_E10 | F3 | Commercial | Warehouse | Existing | Miscellaneous | Natural Gas | Pool Heater | E10 | PACT BC Ratio | 0 | 0 | 0 | 0 | 0 | 0 | 0 | 0 | 0 | 0 | 0 | 0 | 0 | 0 | 0 | 0 | 0 | 0 | 0 | 0 | 0 | 0 | 0 | 0 | 0 | 0 | 0 | 0 | 0 | 0
F4_Commercial_Warehouse_Existing_Miscellaneous_Natural Gas_Pool Heater_E1 | F4 | Commercial | Warehouse | Existing | Miscellaneous | Natural Gas | Pool Heater | E1 | PCT BC Ratio | 0.9 | 0.9 | 0.9 | 0.9 | 0.9 | 0.9 | 0.9 | 0.9 | 0.9 | 0.9 | 0.9 | 0.9 | 0.9 | 0.9 | 0.9 | 0.9 | 0.9 | 0.9 | 0.9 | 0.9 | 0.9 | 0.9 | 0 | 0 | 0 | 0 | 0 | 0 | 0 | 0
F4_Commercial_Warehouse_Existing_Miscellaneous_Natural Gas_Pool Heater_E2 | F4 | Commercial | Warehouse | Existing | Miscellaneous | Natural Gas | Pool Heater | E2 | PCT BC Ratio | 1.5399 | 1.5356 | 1.5364 | 1.5512 | 1.5766 | 1.6092 | 1.6373 | 1.6597 | 1.6799 | 1.6999 | 1.7217 | 1.7439 | 1.7657 | 1.7901 | 1.8133 | 1.8354 | 1.8577 | 1.8776 | 1.895 | 1.9094 | 1.9229 | 1.9353 | 0 | 0 | 0 | 0 | 0 | 0 | 0 | 0
F4_Commercial_Warehouse_Existing_Miscellaneous_Natural Gas_Pool Heater_E3 | F4 | Commercial | Warehouse | Existing | Miscellaneous | Natural Gas | Pool Heater | E3 | PCT BC Ratio | 0 | 0 | 0 | 0 | 0 | 0 | 0 | 0 | 0 | 0 | 0 | 0 | 0 | 0 | 0 | 0 | 0 | 0 | 0 | 0 | 0 | 0 | 0 | 0 | 0 | 0 | 0 | 0 | 0 | 0
F4_Commercial_Warehouse_Existing_Miscellaneous_Natural Gas_Pool Heater_E4 | F4 | Commercial | Warehouse | Existing | Miscellaneous | Natural Gas | Pool Heater | E4 | PCT BC Ratio | 0 | 0 | 0 | 0 | 0 | 0 | 0 | 0 | 0 | 0 | 0 | 0 | 0 | 0 | 0 | 0 | 0 | 0 | 0 | 0 | 0 | 0 | 0 | 0 | 0 | 0 | 0 | 0 | 0 | 0
F4_Commercial_Warehouse_Existing_Miscellaneous_Natural Gas_Pool Heater_E5 | F4 | Commercial | Warehouse | Existing | Miscellaneous | Natural Gas | Pool Heater | E5 | PCT BC Ratio | 0 | 0 | 0 | 0 | 0 | 0 | 0 | 0 | 0 | 0 | 0 | 0 | 0 | 0 | 0 | 0 | 0 | 0 | 0 | 0 | 0 | 0 | 0 | 0 | 0 | 0 | 0 | 0 | 0 | 0
F4_Commercial_Warehouse_Existing_Miscellaneous_Natural Gas_Pool Heater_E6 | F4 | Commercial | Warehouse | Existing | Miscellaneous | Natural Gas | Pool Heater | E6 | PCT BC Ratio | 0 | 0 | 0 | 0 | 0 | 0 | 0 | 0 | 0 | 0 | 0 | 0 | 0 | 0 | 0 | 0 | 0 | 0 | 0 | 0 | 0 | 0 | 0 | 0 | 0 | 0 | 0 | 0 | 0 | 0
F4_Commercial_Warehouse_Existing_Miscellaneous_Natural Gas_Pool Heater_E7 | F4 | Commercial | Warehouse | Existing | Miscellaneous | Natural Gas | Pool Heater | E7 | PCT BC Ratio | 0 | 0 | 0 | 0 | 0 | 0 | 0 | 0 | 0 | 0 | 0 | 0 | 0 | 0 | 0 | 0 | 0 | 0 | 0 | 0 | 0 | 0 | 0 | 0 | 0 | 0 | 0 | 0 | 0 | 0
F4_Commercial_Warehouse_Existing_Miscellaneous_Natural Gas_Pool Heater_E8 | F4 | Commercial | Warehouse | Existing | Miscellaneous | Natural Gas | Pool Heater | E8 | PCT BC Ratio | 0 | 0 | 0 | 0 | 0 | 0 | 0 | 0 | 0 | 0 | 0 | 0 | 0 | 0 | 0 | 0 | 0 | 0 | 0 | 0 | 0 | 0 | 0 | 0 | 0 | 0 | 0 | 0 | 0 | 0
F4_Commercial_Warehouse_Existing_Miscellaneous_Natural Gas_Pool Heater_E9 | F4 | Commercial | Warehouse | Existing | Miscellaneous | Natural Gas | Pool Heater | E9 | PCT BC Ratio | 0 | 0 | 0 | 0 | 0 | 0 | 0 | 0 | 0 | 0 | 0 | 0 | 0 | 0 | 0 | 0 | 0 | 0 | 0 | 0 | 0 | 0 | 0 | 0 | 0 | 0 | 0 | 0 | 0 | 0
F4_Commercial_Warehouse_Existing_Miscellaneous_Natural Gas_Pool Heater_E10 | F4 | Commercial | Warehouse | Existing | Miscellaneous | Natural Gas | Pool Heater | E10 | PCT BC Ratio | 0 | 0 | 0 | 0 | 0 | 0 | 0 | 0 | 0 | 0 | 0 | 0 | 0 | 0 | 0 | 0 | 0 | 0 | 0 | 0 | 0 | 0 | 0 | 0 | 0 | 0 | 0 | 0 | 0 | 0
F5_Commercial_Warehouse_Existing_Miscellaneous_Natural Gas_Pool Heater_E1 | F5 | Commercial | Warehouse | Existing | Miscellaneous | Natural Gas | Pool Heater | E1 | RIM BC Ratio | 0.9 | 0.9 | 0.9 | 0.9 | 0.9 | 0.9 | 0.9 | 0.9 | 0.9 | 0.9 | 0.9 | 0.9 | 0.9 | 0.9 | 0.9 | 0.9 | 0.9 | 0.9 | 0.9 | 0.9 | 0.9 | 0.9 | 0 | 0 | 0 | 0 | 0 | 0 | 0 | 0
F5_Commercial_Warehouse_Existing_Miscellaneous_Natural Gas_Pool Heater_E2 | F5 | Commercial | Warehouse | Existing | Miscellaneous | Natural Gas | Pool Heater | E2 | RIM BC Ratio | 0.39133 | 0.39043 | 0.3906 | 0.39366 | 0.39882 | 0.40528 | 0.41069 | 0.4149 | 0.41863 | 0.42226 | 0.42614 | 0.43001 | 0.43375 | 0.43786 | 0.44169 | 0.44526 | 0.4488 | 0.45192 | 0.45459 | 0.45677 | 0.4588 | 0.46065 | 0 | 0 | 0 | 0 | 0 | 0 | 0 | 0
F5_Commercial_Warehouse_Existing_Miscellaneous_Natural Gas_Pool Heater_E3 | F5 | Commercial | Warehouse | Existing | Miscellaneous | Natural Gas | Pool Heater | E3 | RIM BC Ratio | 0 | 0 | 0 | 0 | 0 | 0 | 0 | 0 | 0 | 0 | 0 | 0 | 0 | 0 | 0 | 0 | 0 | 0 | 0 | 0 | 0 | 0 | 0 | 0 | 0 | 0 | 0 | 0 | 0 | 0
F5_Commercial_Warehouse_Existing_Miscellaneous_Natural Gas_Pool Heater_E4 | F5 | Commercial | Warehouse | Existing | Miscellaneous | Natural Gas | Pool Heater | E4 | RIM BC Ratio | 0 | 0 | 0 | 0 | 0 | 0 | 0 | 0 | 0 | 0 | 0 | 0 | 0 | 0 | 0 | 0 | 0 | 0 | 0 | 0 | 0 | 0 | 0 | 0 | 0 | 0 | 0 | 0 | 0 | 0
F5_Commercial_Warehouse_Existing_Miscellaneous_Natural Gas_Pool Heater_E5 | F5 | Commercial | Warehouse | Existing | Miscellaneous | Natural Gas | Pool Heater | E5 | RIM BC Ratio | 0 | 0 | 0 | 0 | 0 | 0 | 0 | 0 | 0 | 0 | 0 | 0 | 0 | 0 | 0 | 0 | 0 | 0 | 0 | 0 | 0 | 0 | 0 | 0 | 0 | 0 | 0 | 0 | 0 | 0
F5_Commercial_Warehouse_Existing_Miscellaneous_Natural Gas_Pool Heater_E6 | F5 | Commercial | Warehouse | Existing | Miscellaneous | Natural Gas | Pool Heater | E6 | RIM BC Ratio | 0 | 0 | 0 | 0 | 0 | 0 | 0 | 0 | 0 | 0 | 0 | 0 | 0 | 0 | 0 | 0 | 0 | 0 | 0 | 0 | 0 | 0 | 0 | 0 | 0 | 0 | 0 | 0 | 0 | 0
F5_Commercial_Warehouse_Existing_Miscellaneous_Natural Gas_Pool Heater_E7 | F5 | Commercial | Warehouse | Existing | Miscellaneous | Natural Gas | Pool Heater | E7 | RIM BC Ratio | 0 | 0 | 0 | 0 | 0 | 0 | 0 | 0 | 0 | 0 | 0 | 0 | 0 | 0 | 0 | 0 | 0 | 0 | 0 | 0 | 0 | 0 | 0 | 0 | 0 | 0 | 0 | 0 | 0 | 0
F5_Commercial_Warehouse_Existing_Miscellaneous_Natural Gas_Pool Heater_E8 | F5 | Commercial | Warehouse | Existing | Miscellaneous | Natural Gas | Pool Heater | E8 | RIM BC Ratio | 0 | 0 | 0 | 0 | 0 | 0 | 0 | 0 | 0 | 0 | 0 | 0 | 0 | 0 | 0 | 0 | 0 | 0 | 0 | 0 | 0 | 0 | 0 | 0 | 0 | 0 | 0 | 0 | 0 | 0
F5_Commercial_Warehouse_Existing_Miscellaneous_Natural Gas_Pool Heater_E9 | F5 | Commercial | Warehouse | Existing | Miscellaneous | Natural Gas | Pool Heater | E9 | RIM BC Ratio | 0 | 0 | 0 | 0 | 0 | 0 | 0 | 0 | 0 | 0 | 0 | 0 | 0 | 0 | 0 | 0 | 0 | 0 | 0 | 0 | 0 | 0 | 0 | 0 | 0 | 0 | 0 | 0 | 0 | 0
F5_Commercial_Warehouse_Existing_Miscellaneous_Natural Gas_Pool Heater_E10 | F5 | Commercial | Warehouse | Existing | Miscellaneous | Natural Gas | Pool Heater | E10 | RIM BC Ratio | 0 | 0 | 0 | 0 | 0 | 0 | 0 | 0 | 0 | 0 | 0 | 0 | 0 | 0 | 0 | 0 | 0 | 0 | 0 | 0 | 0 | 0 | 0 | 0 | 0 | 0 | 0 | 0 | 0 | 0
F0_Commercial_Warehouse_Existing_Miscellaneous_Natural Gas_Miscellaneous_E0 | F0 | Commercial | Warehouse | Existing | Miscellaneous | Natural Gas | Miscellaneous | E0 | Economic Unit | Miscellaneous | Miscellaneous | Miscellaneous | Miscellaneous | Miscellaneous | Miscellaneous | Miscellaneous | Miscellaneous | Miscellaneous | Miscellaneous | Miscellaneous | Miscellaneous | Miscellaneous | Miscellaneous | Miscellaneous | Miscellaneous | Miscellaneous | Miscellaneous | Miscellaneous | Miscellaneous | Miscellaneous | Miscellaneous | 0 | 0 | 0 | 0 | 0 | 0 | 0 | 0
F1_Commercial_Warehouse_Existing_Miscellaneous_Natural Gas_Miscellaneous_E1 | F1 | Commercial | Warehouse | Existing | Miscellaneous | Natural Gas | Miscellaneous | E1 | CCE | 0 | 0 | 0 | 0 | 0 | 0 | 0 | 0 | 0 | 0 | 0 | 0 | 0 | 0 | 0 | 0 | 0 | 0 | 0 | 0 | 0 | 0 | 0 | 0 | 0 | 0 | 0 | 0 | 0 | 0
F1_Commercial_Warehouse_Existing_Miscellaneous_Natural Gas_Miscellaneous_E2 | F1 | Commercial | Warehouse | Existing | Miscellaneous | Natural Gas | Miscellaneous | E2 | CCE | 0 | 0 | 0 | 0 | 0 | 0 | 0 | 0 | 0 | 0 | 0 | 0 | 0 | 0 | 0 | 0 | 0 | 0 | 0 | 0 | 0 | 0 | 0 | 0 | 0 | 0 | 0 | 0 | 0 | 0
F1_Commercial_Warehouse_Existing_Miscellaneous_Natural Gas_Miscellaneous_E3 | F1 | Commercial | Warehouse | Existing | Miscellaneous | Natural Gas | Miscellaneous | E3 | CCE | 0 | 0 | 0 | 0 | 0 | 0 | 0 | 0 | 0 | 0 | 0 | 0 | 0 | 0 | 0 | 0 | 0 | 0 | 0 | 0 | 0 | 0 | 0 | 0 | 0 | 0 | 0 | 0 | 0 | 0
F1_Commercial_Warehouse_Existing_Miscellaneous_Natural Gas_Miscellaneous_E4 | F1 | Commercial | Warehouse | Existing | Miscellaneous | Natural Gas | Miscellaneous | E4 | CCE | 0 | 0 | 0 | 0 | 0 | 0 | 0 | 0 | 0 | 0 | 0 | 0 | 0 | 0 | 0 | 0 | 0 | 0 | 0 | 0 | 0 | 0 | 0 | 0 | 0 | 0 | 0 | 0 | 0 | 0
F1_Commercial_Warehouse_Existing_Miscellaneous_Natural Gas_Miscellaneous_E5 | F1 | Commercial | Warehouse | Existing | Miscellaneous | Natural Gas | Miscellaneous | E5 | CCE | 0 | 0 | 0 | 0 | 0 | 0 | 0 | 0 | 0 | 0 | 0 | 0 | 0 | 0 | 0 | 0 | 0 | 0 | 0 | 0 | 0 | 0 | 0 | 0 | 0 | 0 | 0 | 0 | 0 | 0
F1_Commercial_Warehouse_Existing_Miscellaneous_Natural Gas_Miscellaneous_E6 | F1 | Commercial | Warehouse | Existing | Miscellaneous | Natural Gas | Miscellaneous | E6 | CCE | 0 | 0 | 0 | 0 | 0 | 0 | 0 | 0 | 0 | 0 | 0 | 0 | 0 | 0 | 0 | 0 | 0 | 0 | 0 | 0 | 0 | 0 | 0 | 0 | 0 | 0 | 0 | 0 | 0 | 0
F1_Commercial_Warehouse_Existing_Miscellaneous_Natural Gas_Miscellaneous_E7 | F1 | Commercial | Warehouse | Existing | Miscellaneous | Natural Gas | Miscellaneous | E7 | CCE | 0 | 0 | 0 | 0 | 0 | 0 | 0 | 0 | 0 | 0 | 0 | 0 | 0 | 0 | 0 | 0 | 0 | 0 | 0 | 0 | 0 | 0 | 0 | 0 | 0 | 0 | 0 | 0 | 0 | 0
F1_Commercial_Warehouse_Existing_Miscellaneous_Natural Gas_Miscellaneous_E8 | F1 | Commercial | Warehouse | Existing | Miscellaneous | Natural Gas | Miscellaneous | E8 | CCE | 0 | 0 | 0 | 0 | 0 | 0 | 0 | 0 | 0 | 0 | 0 | 0 | 0 | 0 | 0 | 0 | 0 | 0 | 0 | 0 | 0 | 0 | 0 | 0 | 0 | 0 | 0 | 0 | 0 | 0
F1_Commercial_Warehouse_Existing_Miscellaneous_Natural Gas_Miscellaneous_E9 | F1 | Commercial | Warehouse | Existing | Miscellaneous | Natural Gas | Miscellaneous | E9 | CCE | 0 | 0 | 0 | 0 | 0 | 0 | 0 | 0 | 0 | 0 | 0 | 0 | 0 | 0 | 0 | 0 | 0 | 0 | 0 | 0 | 0 | 0 | 0 | 0 | 0 | 0 | 0 | 0 | 0 | 0
F1_Commercial_Warehouse_Existing_Miscellaneous_Natural Gas_Miscellaneous_E10 | F1 | Commercial | Warehouse | Existing | Miscellaneous | Natural Gas | Miscellaneous | E10 | CCE | 0 | 0 | 0 | 0 | 0 | 0 | 0 | 0 | 0 | 0 | 0 | 0 | 0 | 0 | 0 | 0 | 0 | 0 | 0 | 0 | 0 | 0 | 0 | 0 | 0 | 0 | 0 | 0 | 0 | 0
F2_Commercial_Warehouse_Existing_Miscellaneous_Natural Gas_Miscellaneous_E1 | F2 | Commercial | Warehouse | Existing | Miscellaneous | Natural Gas | Miscellaneous | E1 | TRC BC Ratio | 0.9 | 0.9 | 0.9 | 0.9 | 0.9 | 0.9 | 0.9 | 0.9 | 0.9 | 0.9 | 0.9 | 0.9 | 0.9 | 0.9 | 0.9 | 0.9 | 0.9 | 0.9 | 0.9 | 0.9 | 0.9 | 0.9 | 0 | 0 | 0 | 0 | 0 | 0 | 0 | 0
F2_Commercial_Warehouse_Existing_Miscellaneous_Natural Gas_Miscellaneous_E2 | F2 | Commercial | Warehouse | Existing | Miscellaneous | Natural Gas | Miscellaneous | E2 | TRC BC Ratio | 0 | 0 | 0 | 0 | 0 | 0 | 0 | 0 | 0 | 0 | 0 | 0 | 0 | 0 | 0 | 0 | 0 | 0 | 0 | 0 | 0 | 0 | 0 | 0 | 0 | 0 | 0 | 0 | 0 | 0
F2_Commercial_Warehouse_Existing_Miscellaneous_Natural Gas_Miscellaneous_E3 | F2 | Commercial | Warehouse | Existing | Miscellaneous | Natural Gas | Miscellaneous | E3 | TRC BC Ratio | 0 | 0 | 0 | 0 | 0 | 0 | 0 | 0 | 0 | 0 | 0 | 0 | 0 | 0 | 0 | 0 | 0 | 0 | 0 | 0 | 0 | 0 | 0 | 0 | 0 | 0 | 0 | 0 | 0 | 0
F2_Commercial_Warehouse_Existing_Miscellaneous_Natural Gas_Miscellaneous_E4 | F2 | Commercial | Warehouse | Existing | Miscellaneous | Natural Gas | Miscellaneous | E4 | TRC BC Ratio | 0 | 0 | 0 | 0 | 0 | 0 | 0 | 0 | 0 | 0 | 0 | 0 | 0 | 0 | 0 | 0 | 0 | 0 | 0 | 0 | 0 | 0 | 0 | 0 | 0 | 0 | 0 | 0 | 0 | 0
F2_Commercial_Warehouse_Existing_Miscellaneous_Natural Gas_Miscellaneous_E5 | F2 | Commercial | Warehouse | Existing | Miscellaneous | Natural Gas | Miscellaneous | E5 | TRC BC Ratio | 0 | 0 | 0 | 0 | 0 | 0 | 0 | 0 | 0 | 0 | 0 | 0 | 0 | 0 | 0 | 0 | 0 | 0 | 0 | 0 | 0 | 0 | 0 | 0 | 0 | 0 | 0 | 0 | 0 | 0
F2_Commercial_Warehouse_Existing_Miscellaneous_Natural Gas_Miscellaneous_E6 | F2 | Commercial | Warehouse | Existing | Miscellaneous | Natural Gas | Miscellaneous | E6 | TRC BC Ratio | 0 | 0 | 0 | 0 | 0 | 0 | 0 | 0 | 0 | 0 | 0 | 0 | 0 | 0 | 0 | 0 | 0 | 0 | 0 | 0 | 0 | 0 | 0 | 0 | 0 | 0 | 0 | 0 | 0 | 0
F2_Commercial_Warehouse_Existing_Miscellaneous_Natural Gas_Miscellaneous_E7 | F2 | Commercial | Warehouse | Existing | Miscellaneous | Natural Gas | Miscellaneous | E7 | TRC BC Ratio | 0 | 0 | 0 | 0 | 0 | 0 | 0 | 0 | 0 | 0 | 0 | 0 | 0 | 0 | 0 | 0 | 0 | 0 | 0 | 0 | 0 | 0 | 0 | 0 | 0 | 0 | 0 | 0 | 0 | 0
F2_Commercial_Warehouse_Existing_Miscellaneous_Natural Gas_Miscellaneous_E8 | F2 | Commercial | Warehouse | Existing | Miscellaneous | Natural Gas | Miscellaneous | E8 | TRC BC Ratio | 0 | 0 | 0 | 0 | 0 | 0 | 0 | 0 | 0 | 0 | 0 | 0 | 0 | 0 | 0 | 0 | 0 | 0 | 0 | 0 | 0 | 0 | 0 | 0 | 0 | 0 | 0 | 0 | 0 | 0
F2_Commercial_Warehouse_Existing_Miscellaneous_Natural Gas_Miscellaneous_E9 | F2 | Commercial | Warehouse | Existing | Miscellaneous | Natural Gas | Miscellaneous | E9 | TRC BC Ratio | 0 | 0 | 0 | 0 | 0 | 0 | 0 | 0 | 0 | 0 | 0 | 0 | 0 | 0 | 0 | 0 | 0 | 0 | 0 | 0 | 0 | 0 | 0 | 0 | 0 | 0 | 0 | 0 | 0 | 0
F2_Commercial_Warehouse_Existing_Miscellaneous_Natural Gas_Miscellaneous_E10 | F2 | Commercial | Warehouse | Existing | Miscellaneous | Natural Gas | Miscellaneous | E10 | TRC BC Ratio | 0 | 0 | 0 | 0 | 0 | 0 | 0 | 0 | 0 | 0 | 0 | 0 | 0 | 0 | 0 | 0 | 0 | 0 | 0 | 0 | 0 | 0 | 0 | 0 | 0 | 0 | 0 | 0 | 0 | 0
F3_Commercial_Warehouse_Existing_Miscellaneous_Natural Gas_Miscellaneous_E1 | F3 | Commercial | Warehouse | Existing | Miscellaneous | Natural Gas | Miscellaneous | E1 | PACT BC Ratio | 0.9 | 0.9 | 0.9 | 0.9 | 0.9 | 0.9 | 0.9 | 0.9 | 0.9 | 0.9 | 0.9 | 0.9 | 0.9 | 0.9 | 0.9 | 0.9 | 0.9 | 0.9 | 0.9 | 0.9 | 0.9 | 0.9 | 0 | 0 | 0 | 0 | 0 | 0 | 0 | 0
F3_Commercial_Warehouse_Existing_Miscellaneous_Natural Gas_Miscellaneous_E2 | F3 | Commercial | Warehouse | Existing | Miscellaneous | Natural Gas | Miscellaneous | E2 | PACT BC Ratio | 0 | 0 | 0 | 0 | 0 | 0 | 0 | 0 | 0 | 0 | 0 | 0 | 0 | 0 | 0 | 0 | 0 | 0 | 0 | 0 | 0 | 0 | 0 | 0 | 0 | 0 | 0 | 0 | 0 | 0
F3_Commercial_Warehouse_Existing_Miscellaneous_Natural Gas_Miscellaneous_E3 | F3 | Commercial | Warehouse | Existing | Miscellaneous | Natural Gas | Miscellaneous | E3 | PACT BC Ratio | 0 | 0 | 0 | 0 | 0 | 0 | 0 | 0 | 0 | 0 | 0 | 0 | 0 | 0 | 0 | 0 | 0 | 0 | 0 | 0 | 0 | 0 | 0 | 0 | 0 | 0 | 0 | 0 | 0 | 0
F3_Commercial_Warehouse_Existing_Miscellaneous_Natural Gas_Miscellaneous_E4 | F3 | Commercial | Warehouse | Existing | Miscellaneous | Natural Gas | Miscellaneous | E4 | PACT BC Ratio | 0 | 0 | 0 | 0 | 0 | 0 | 0 | 0 | 0 | 0 | 0 | 0 | 0 | 0 | 0 | 0 | 0 | 0 | 0 | 0 | 0 | 0 | 0 | 0 | 0 | 0 | 0 | 0 | 0 | 0
F3_Commercial_Warehouse_Existing_Miscellaneous_Natural Gas_Miscellaneous_E5 | F3 | Commercial | Warehouse | Existing | Miscellaneous | Natural Gas | Miscellaneous | E5 | PACT BC Ratio | 0 | 0 | 0 | 0 | 0 | 0 | 0 | 0 | 0 | 0 | 0 | 0 | 0 | 0 | 0 | 0 | 0 | 0 | 0 | 0 | 0 | 0 | 0 | 0 | 0 | 0 | 0 | 0 | 0 | 0
F3_Commercial_Warehouse_Existing_Miscellaneous_Natural Gas_Miscellaneous_E6 | F3 | Commercial | Warehouse | Existing | Miscellaneous | Natural Gas | Miscellaneous | E6 | PACT BC Ratio | 0 | 0 | 0 | 0 | 0 | 0 | 0 | 0 | 0 | 0 | 0 | 0 | 0 | 0 | 0 | 0 | 0 | 0 | 0 | 0 | 0 | 0 | 0 | 0 | 0 | 0 | 0 | 0 | 0 | 0
F3_Commercial_Warehouse_Existing_Miscellaneous_Natural Gas_Miscellaneous_E7 | F3 | Commercial | Warehouse | Existing | Miscellaneous | Natural Gas | Miscellaneous | E7 | PACT BC Ratio | 0 | 0 | 0 | 0 | 0 | 0 | 0 | 0 | 0 | 0 | 0 | 0 | 0 | 0 | 0 | 0 | 0 | 0 | 0 | 0 | 0 | 0 | 0 | 0 | 0 | 0 | 0 | 0 | 0 | 0
F3_Commercial_Warehouse_Existing_Miscellaneous_Natural Gas_Miscellaneous_E8 | F3 | Commercial | Warehouse | Existing | Miscellaneous | Natural Gas | Miscellaneous | E8 | PACT BC Ratio | 0 | 0 | 0 | 0 | 0 | 0 | 0 | 0 | 0 | 0 | 0 | 0 | 0 | 0 | 0 | 0 | 0 | 0 | 0 | 0 | 0 | 0 | 0 | 0 | 0 | 0 | 0 | 0 | 0 | 0
F3_Commercial_Warehouse_Existing_Miscellaneous_Natural Gas_Miscellaneous_E9 | F3 | Commercial | Warehouse | Existing | Miscellaneous | Natural Gas | Miscellaneous | E9 | PACT BC Ratio | 0 | 0 | 0 | 0 | 0 | 0 | 0 | 0 | 0 | 0 | 0 | 0 | 0 | 0 | 0 | 0 | 0 | 0 | 0 | 0 | 0 | 0 | 0 | 0 | 0 | 0 | 0 | 0 | 0 | 0
F3_Commercial_Warehouse_Existing_Miscellaneous_Natural Gas_Miscellaneous_E10 | F3 | Commercial | Warehouse | Existing | Miscellaneous | Natural Gas | Miscellaneous | E10 | PACT BC Ratio | 0 | 0 | 0 | 0 | 0 | 0 | 0 | 0 | 0 | 0 | 0 | 0 | 0 | 0 | 0 | 0 | 0 | 0 | 0 | 0 | 0 | 0 | 0 | 0 | 0 | 0 | 0 | 0 | 0 | 0
F4_Commercial_Warehouse_Existing_Miscellaneous_Natural Gas_Miscellaneous_E1 | F4 | Commercial | Warehouse | Existing | Miscellaneous | Natural Gas | Miscellaneous | E1 | PCT BC Ratio | 0.9 | 0.9 | 0.9 | 0.9 | 0.9 | 0.9 | 0.9 | 0.9 | 0.9 | 0.9 | 0.9 | 0.9 | 0.9 | 0.9 | 0.9 | 0.9 | 0.9 | 0.9 | 0.9 | 0.9 | 0.9 | 0.9 | 0 | 0 | 0 | 0 | 0 | 0 | 0 | 0
F4_Commercial_Warehouse_Existing_Miscellaneous_Natural Gas_Miscellaneous_E2 | F4 | Commercial | Warehouse | Existing | Miscellaneous | Natural Gas | Miscellaneous | E2 | PCT BC Ratio | 0 | 0 | 0 | 0 | 0 | 0 | 0 | 0 | 0 | 0 | 0 | 0 | 0 | 0 | 0 | 0 | 0 | 0 | 0 | 0 | 0 | 0 | 0 | 0 | 0 | 0 | 0 | 0 | 0 | 0
F4_Commercial_Warehouse_Existing_Miscellaneous_Natural Gas_Miscellaneous_E3 | F4 | Commercial | Warehouse | Existing | Miscellaneous | Natural Gas | Miscellaneous | E3 | PCT BC Ratio | 0 | 0 | 0 | 0 | 0 | 0 | 0 | 0 | 0 | 0 | 0 | 0 | 0 | 0 | 0 | 0 | 0 | 0 | 0 | 0 | 0 | 0 | 0 | 0 | 0 | 0 | 0 | 0 | 0 | 0
F4_Commercial_Warehouse_Existing_Miscellaneous_Natural Gas_Miscellaneous_E4 | F4 | Commercial | Warehouse | Existing | Miscellaneous | Natural Gas | Miscellaneous | E4 | PCT BC Ratio | 0 | 0 | 0 | 0 | 0 | 0 | 0 | 0 | 0 | 0 | 0 | 0 | 0 | 0 | 0 | 0 | 0 | 0 | 0 | 0 | 0 | 0 | 0 | 0 | 0 | 0 | 0 | 0 | 0 | 0
F4_Commercial_Warehouse_Existing_Miscellaneous_Natural Gas_Miscellaneous_E5 | F4 | Commercial | Warehouse | Existing | Miscellaneous | Natural Gas | Miscellaneous | E5 | PCT BC Ratio | 0 | 0 | 0 | 0 | 0 | 0 | 0 | 0 | 0 | 0 | 0 | 0 | 0 | 0 | 0 | 0 | 0 | 0 | 0 | 0 | 0 | 0 | 0 | 0 | 0 | 0 | 0 | 0 | 0 | 0
F4_Commercial_Warehouse_Existing_Miscellaneous_Natural Gas_Miscellaneous_E6 | F4 | Commercial | Warehouse | Existing | Miscellaneous | Natural Gas | Miscellaneous | E6 | PCT BC Ratio | 0 | 0 | 0 | 0 | 0 | 0 | 0 | 0 | 0 | 0 | 0 | 0 | 0 | 0 | 0 | 0 | 0 | 0 | 0 | 0 | 0 | 0 | 0 | 0 | 0 | 0 | 0 | 0 | 0 | 0
F4_Commercial_Warehouse_Existing_Miscellaneous_Natural Gas_Miscellaneous_E7 | F4 | Commercial | Warehouse | Existing | Miscellaneous | Natural Gas | Miscellaneous | E7 | PCT BC Ratio | 0 | 0 | 0 | 0 | 0 | 0 | 0 | 0 | 0 | 0 | 0 | 0 | 0 | 0 | 0 | 0 | 0 | 0 | 0 | 0 | 0 | 0 | 0 | 0 | 0 | 0 | 0 | 0 | 0 | 0
F4_Commercial_Warehouse_Existing_Miscellaneous_Natural Gas_Miscellaneous_E8 | F4 | Commercial | Warehouse | Existing | Miscellaneous | Natural Gas | Miscellaneous | E8 | PCT BC Ratio | 0 | 0 | 0 | 0 | 0 | 0 | 0 | 0 | 0 | 0 | 0 | 0 | 0 | 0 | 0 | 0 | 0 | 0 | 0 | 0 | 0 | 0 | 0 | 0 | 0 | 0 | 0 | 0 | 0 | 0
F4_Commercial_Warehouse_Existing_Miscellaneous_Natural Gas_Miscellaneous_E9 | F4 | Commercial | Warehouse | Existing | Miscellaneous | Natural Gas | Miscellaneous | E9 | PCT BC Ratio | 0 | 0 | 0 | 0 | 0 | 0 | 0 | 0 | 0 | 0 | 0 | 0 | 0 | 0 | 0 | 0 | 0 | 0 | 0 | 0 | 0 | 0 | 0 | 0 | 0 | 0 | 0 | 0 | 0 | 0
F4_Commercial_Warehouse_Existing_Miscellaneous_Natural Gas_Miscellaneous_E10 | F4 | Commercial | Warehouse | Existing | Miscellaneous | Natural Gas | Miscellaneous | E10 | PCT BC Ratio | 0 | 0 | 0 | 0 | 0 | 0 | 0 | 0 | 0 | 0 | 0 | 0 | 0 | 0 | 0 | 0 | 0 | 0 | 0 | 0 | 0 | 0 | 0 | 0 | 0 | 0 | 0 | 0 | 0 | 0
F5_Commercial_Warehouse_Existing_Miscellaneous_Natural Gas_Miscellaneous_E1 | F5 | Commercial | Warehouse | Existing | Miscellaneous | Natural Gas | Miscellaneous | E1 | RIM BC Ratio | 0.9 | 0.9 | 0.9 | 0.9 | 0.9 | 0.9 | 0.9 | 0.9 | 0.9 | 0.9 | 0.9 | 0.9 | 0.9 | 0.9 | 0.9 | 0.9 | 0.9 | 0.9 | 0.9 | 0.9 | 0.9 | 0.9 | 0 | 0 | 0 | 0 | 0 | 0 | 0 | 0
F5_Commercial_Warehouse_Existing_Miscellaneous_Natural Gas_Miscellaneous_E2 | F5 | Commercial | Warehouse | Existing | Miscellaneous | Natural Gas | Miscellaneous | E2 | RIM BC Ratio | 0 | 0 | 0 | 0 | 0 | 0 | 0 | 0 | 0 | 0 | 0 | 0 | 0 | 0 | 0 | 0 | 0 | 0 | 0 | 0 | 0 | 0 | 0 | 0 | 0 | 0 | 0 | 0 | 0 | 0
F5_Commercial_Warehouse_Existing_Miscellaneous_Natural Gas_Miscellaneous_E3 | F5 | Commercial | Warehouse | Existing | Miscellaneous | Natural Gas | Miscellaneous | E3 | RIM BC Ratio | 0 | 0 | 0 | 0 | 0 | 0 | 0 | 0 | 0 | 0 | 0 | 0 | 0 | 0 | 0 | 0 | 0 | 0 | 0 | 0 | 0 | 0 | 0 | 0 | 0 | 0 | 0 | 0 | 0 | 0
F5_Commercial_Warehouse_Existing_Miscellaneous_Natural Gas_Miscellaneous_E4 | F5 | Commercial | Warehouse | Existing | Miscellaneous | Natural Gas | Miscellaneous | E4 | RIM BC Ratio | 0 | 0 | 0 | 0 | 0 | 0 | 0 | 0 | 0 | 0 | 0 | 0 | 0 | 0 | 0 | 0 | 0 | 0 | 0 | 0 | 0 | 0 | 0 | 0 | 0 | 0 | 0 | 0 | 0 | 0
F5_Commercial_Warehouse_Existing_Miscellaneous_Natural Gas_Miscellaneous_E5 | F5 | Commercial | Warehouse | Existing | Miscellaneous | Natural Gas | Miscellaneous | E5 | RIM BC Ratio | 0 | 0 | 0 | 0 | 0 | 0 | 0 | 0 | 0 | 0 | 0 | 0 | 0 | 0 | 0 | 0 | 0 | 0 | 0 | 0 | 0 | 0 | 0 | 0 | 0 | 0 | 0 | 0 | 0 | 0
F5_Commercial_Warehouse_Existing_Miscellaneous_Natural Gas_Miscellaneous_E6 | F5 | Commercial | Warehouse | Existing | Miscellaneous | Natural Gas | Miscellaneous | E6 | RIM BC Ratio | 0 | 0 | 0 | 0 | 0 | 0 | 0 | 0 | 0 | 0 | 0 | 0 | 0 | 0 | 0 | 0 | 0 | 0 | 0 | 0 | 0 | 0 | 0 | 0 | 0 | 0 | 0 | 0 | 0 | 0
F5_Commercial_Warehouse_Existing_Miscellaneous_Natural Gas_Miscellaneous_E7 | F5 | Commercial | Warehouse | Existing | Miscellaneous | Natural Gas | Miscellaneous | E7 | RIM BC Ratio | 0 | 0 | 0 | 0 | 0 | 0 | 0 | 0 | 0 | 0 | 0 | 0 | 0 | 0 | 0 | 0 | 0 | 0 | 0 | 0 | 0 | 0 | 0 | 0 | 0 | 0 | 0 | 0 | 0 | 0
F5_Commercial_Warehouse_Existing_Miscellaneous_Natural Gas_Miscellaneous_E8 | F5 | Commercial | Warehouse | Existing | Miscellaneous | Natural Gas | Miscellaneous | E8 | RIM BC Ratio | 0 | 0 | 0 | 0 | 0 | 0 | 0 | 0 | 0 | 0 | 0 | 0 | 0 | 0 | 0 | 0 | 0 | 0 | 0 | 0 | 0 | 0 | 0 | 0 | 0 | 0 | 0 | 0 | 0 | 0
F5_Commercial_Warehouse_Existing_Miscellaneous_Natural Gas_Miscellaneous_E9 | F5 | Commercial | Warehouse | Existing | Miscellaneous | Natural Gas | Miscellaneous | E9 | RIM BC Ratio | 0 | 0 | 0 | 0 | 0 | 0 | 0 | 0 | 0 | 0 | 0 | 0 | 0 | 0 | 0 | 0 | 0 | 0 | 0 | 0 | 0 | 0 | 0 | 0 | 0 | 0 | 0 | 0 | 0 | 0
F5_Commercial_Warehouse_Existing_Miscellaneous_Natural Gas_Miscellaneous_E10 | F5 | Commercial | Warehouse | Existing | Miscellaneous | Natural Gas | Miscellaneous | E10 | RIM BC Ratio | 0 | 0 | 0 | 0 | 0 | 0 | 0 | 0 | 0 | 0 | 0 | 0 | 0 | 0 | 0 | 0 | 0 | 0 | 0 | 0 | 0 | 0 | 0 | 0 | 0 | 0 | 0 | 0 | 0 | 0
F0_Commercial_Warehouse_New_Space Heating_Natural Gas_Furnace_E0 | F0 | Commercial | Warehouse | New | Space Heating | Natural Gas | Furnace | E0 | Economic Unit | AFUE 96% | AFUE 96% | AFUE 96% | AFUE 96% | AFUE 96% | AFUE 96% | AFUE 96% | AFUE 96% | AFUE 96% | AFUE 96% | AFUE 96% | AFUE 96% | AFUE 96% | AFUE 96% | AFUE 96% | AFUE 96% | AFUE 96% | AFUE 96% | AFUE 96% | AFUE 96% | AFUE 96% | AFUE 96% | 0 | 0 | 0 | 0 | 0 | 0 | 0 | 0
F1_Commercial_Warehouse_New_Space Heating_Natural Gas_Furnace_E1 | F1 | Commercial | Warehouse | New | Space Heating | Natural Gas | Furnace | E1 | CCE | 0 | 0 | 0 | 0 | 0 | 0 | 0 | 0 | 0 | 0 | 0 | 0 | 0 | 0 | 0 | 0 | 0 | 0 | 0 | 0 | 0 | 0 | 0 | 0 | 0 | 0 | 0 | 0 | 0 | 0
F1_Commercial_Warehouse_New_Space Heating_Natural Gas_Furnace_E2 | F1 | Commercial | Warehouse | New | Space Heating | Natural Gas | Furnace | E2 | CCE | 0.002906 | 0.002906 | 0.0030529 | 0.0030065 | 0.0029614 | 0.0029051 | 0.0028972 | 0.0028785 | 0.0028612 | 0.0028351 | 0.002831 | 0.002818 | 0.0028064 | 0.0027842 | 0.0027871 | 0.0027786 | 0.0027703 | 0.0027519 | 0.0027573 | 0.002752 | 0.0027479 | 0.0027326 | 0 | 0 | 0 | 0 | 0 | 0 | 0 | 0
F1_Commercial_Warehouse_New_Space Heating_Natural Gas_Furnace_E3 | F1 | Commercial | Warehouse | New | Space Heating | Natural Gas | Furnace | E3 | CCE | 0.0040907 | 0.0040907 | 0.0042976 | 0.0042323 | 0.0041688 | 0.0040895 | 0.0040783 | 0.0040521 | 0.0040277 | 0.0039909 | 0.0039852 | 0.0039669 | 0.0039505 | 0.0039193 | 0.0039234 | 0.0039114 | 0.0038997 | 0.0038739 | 0.0038815 | 0.0038739 | 0.0038682 | 0.0038466 | 0 | 0 | 0 | 0 | 0 | 0 | 0 | 0
F1_Commercial_Warehouse_New_Space Heating_Natural Gas_Furnace_E4 | F1 | Commercial | Warehouse | New | Space Heating | Natural Gas | Furnace | E4 | CCE | 0 | 0 | 0 | 0 | 0 | 0 | 0 | 0 | 0 | 0 | 0 | 0 | 0 | 0 | 0 | 0 | 0 | 0 | 0 | 0 | 0 | 0 | 0 | 0 | 0 | 0 | 0 | 0 | 0 | 0
F1_Commercial_Warehouse_New_Space Heating_Natural Gas_Furnace_E5 | F1 | Commercial | Warehouse | New | Space Heating | Natural Gas | Furnace | E5 | CCE | 0 | 0 | 0 | 0 | 0 | 0 | 0 | 0 | 0 | 0 | 0 | 0 | 0 | 0 | 0 | 0 | 0 | 0 | 0 | 0 | 0 | 0 | 0 | 0 | 0 | 0 | 0 | 0 | 0 | 0
F1_Commercial_Warehouse_New_Space Heating_Natural Gas_Furnace_E6 | F1 | Commercial | Warehouse | New | Space Heating | Natural Gas | Furnace | E6 | CCE | 0 | 0 | 0 | 0 | 0 | 0 | 0 | 0 | 0 | 0 | 0 | 0 | 0 | 0 | 0 | 0 | 0 | 0 | 0 | 0 | 0 | 0 | 0 | 0 | 0 | 0 | 0 | 0 | 0 | 0
F1_Commercial_Warehouse_New_Space Heating_Natural Gas_Furnace_E7 | F1 | Commercial | Warehouse | New | Space Heating | Natural Gas | Furnace | E7 | CCE | 0 | 0 | 0 | 0 | 0 | 0 | 0 | 0 | 0 | 0 | 0 | 0 | 0 | 0 | 0 | 0 | 0 | 0 | 0 | 0 | 0 | 0 | 0 | 0 | 0 | 0 | 0 | 0 | 0 | 0
F1_Commercial_Warehouse_New_Space Heating_Natural Gas_Furnace_E8 | F1 | Commercial | Warehouse | New | Space Heating | Natural Gas | Furnace | E8 | CCE | 0 | 0 | 0 | 0 | 0 | 0 | 0 | 0 | 0 | 0 | 0 | 0 | 0 | 0 | 0 | 0 | 0 | 0 | 0 | 0 | 0 | 0 | 0 | 0 | 0 | 0 | 0 | 0 | 0 | 0
F1_Commercial_Warehouse_New_Space Heating_Natural Gas_Furnace_E9 | F1 | Commercial | Warehouse | New | Space Heating | Natural Gas | Furnace | E9 | CCE | 0 | 0 | 0 | 0 | 0 | 0 | 0 | 0 | 0 | 0 | 0 | 0 | 0 | 0 | 0 | 0 | 0 | 0 | 0 | 0 | 0 | 0 | 0 | 0 | 0 | 0 | 0 | 0 | 0 | 0
F1_Commercial_Warehouse_New_Space Heating_Natural Gas_Furnace_E10 | F1 | Commercial | Warehouse | New | Space Heating | Natural Gas | Furnace | E10 | CCE | 0 | 0 | 0 | 0 | 0 | 0 | 0 | 0 | 0 | 0 | 0 | 0 | 0 | 0 | 0 | 0 | 0 | 0 | 0 | 0 | 0 | 0 | 0 | 0 | 0 | 0 | 0 | 0 | 0 | 0
F2_Commercial_Warehouse_New_Space Heating_Natural Gas_Furnace_E1 | F2 | Commercial | Warehouse | New | Space Heating | Natural Gas | Furnace | E1 | TRC BC Ratio | 0.9 | 0.9 | 0.9 | 0.9 | 0.9 | 0.9 | 0.9 | 0.9 | 0.9 | 0.9 | 0.9 | 0.9 | 0.9 | 0.9 | 0.9 | 0.9 | 0.9 | 0.9 | 0.9 | 0.9 | 0.9 | 0.9 | 0 | 0 | 0 | 0 | 0 | 0 | 0 | 0
F2_Commercial_Warehouse_New_Space Heating_Natural Gas_Furnace_E2 | F2 | Commercial | Warehouse | New | Space Heating | Natural Gas | Furnace | E2 | TRC BC Ratio | 3.3126 | 3.352 | 3.3946 | 3.4499 | 3.5156 | 3.5889 | 3.6577 | 3.7215 | 3.7839 | 3.8471 | 3.9127 | 3.9795 | 4.0468 | 4.1171 | 4.1864 | 4.2572 | 4.3313 | 4.4063 | 4.4824 | 4.5594 | 4.6365 | 4.7133 | 0 | 0 | 0 | 0 | 0 | 0 | 0 | 0
F2_Commercial_Warehouse_New_Space Heating_Natural Gas_Furnace_E3 | F2 | Commercial | Warehouse | New | Space Heating | Natural Gas | Furnace | E3 | TRC BC Ratio | 2.3532 | 2.3812 | 2.4114 | 2.4508 | 2.4974 | 2.5495 | 2.5984 | 2.6437 | 2.688 | 2.7329 | 2.7795 | 2.827 | 2.8748 | 2.9247 | 2.9739 | 3.0243 | 3.0769 | 3.1302 | 3.1842 | 3.2389 | 3.2937 | 3.3483 | 0 | 0 | 0 | 0 | 0 | 0 | 0 | 0
F2_Commercial_Warehouse_New_Space Heating_Natural Gas_Furnace_E4 | F2 | Commercial | Warehouse | New | Space Heating | Natural Gas | Furnace | E4 | TRC BC Ratio | 0 | 0 | 0 | 0 | 0 | 0 | 0 | 0 | 0 | 0 | 0 | 0 | 0 | 0 | 0 | 0 | 0 | 0 | 0 | 0 | 0 | 0 | 0 | 0 | 0 | 0 | 0 | 0 | 0 | 0
F2_Commercial_Warehouse_New_Space Heating_Natural Gas_Furnace_E5 | F2 | Commercial | Warehouse | New | Space Heating | Natural Gas | Furnace | E5 | TRC BC Ratio | 0 | 0 | 0 | 0 | 0 | 0 | 0 | 0 | 0 | 0 | 0 | 0 | 0 | 0 | 0 | 0 | 0 | 0 | 0 | 0 | 0 | 0 | 0 | 0 | 0 | 0 | 0 | 0 | 0 | 0
F2_Commercial_Warehouse_New_Space Heating_Natural Gas_Furnace_E6 | F2 | Commercial | Warehouse | New | Space Heating | Natural Gas | Furnace | E6 | TRC BC Ratio | 0 | 0 | 0 | 0 | 0 | 0 | 0 | 0 | 0 | 0 | 0 | 0 | 0 | 0 | 0 | 0 | 0 | 0 | 0 | 0 | 0 | 0 | 0 | 0 | 0 | 0 | 0 | 0 | 0 | 0
F2_Commercial_Warehouse_New_Space Heating_Natural Gas_Furnace_E7 | F2 | Commercial | Warehouse | New | Space Heating | Natural Gas | Furnace | E7 | TRC BC Ratio | 0 | 0 | 0 | 0 | 0 | 0 | 0 | 0 | 0 | 0 | 0 | 0 | 0 | 0 | 0 | 0 | 0 | 0 | 0 | 0 | 0 | 0 | 0 | 0 | 0 | 0 | 0 | 0 | 0 | 0
F2_Commercial_Warehouse_New_Space Heating_Natural Gas_Furnace_E8 | F2 | Commercial | Warehouse | New | Space Heating | Natural Gas | Furnace | E8 | TRC BC Ratio | 0 | 0 | 0 | 0 | 0 | 0 | 0 | 0 | 0 | 0 | 0 | 0 | 0 | 0 | 0 | 0 | 0 | 0 | 0 | 0 | 0 | 0 | 0 | 0 | 0 | 0 | 0 | 0 | 0 | 0
F2_Commercial_Warehouse_New_Space Heating_Natural Gas_Furnace_E9 | F2 | Commercial | Warehouse | New | Space Heating | Natural Gas | Furnace | E9 | TRC BC Ratio | 0 | 0 | 0 | 0 | 0 | 0 | 0 | 0 | 0 | 0 | 0 | 0 | 0 | 0 | 0 | 0 | 0 | 0 | 0 | 0 | 0 | 0 | 0 | 0 | 0 | 0 | 0 | 0 | 0 | 0
F2_Commercial_Warehouse_New_Space Heating_Natural Gas_Furnace_E10 | F2 | Commercial | Warehouse | New | Space Heating | Natural Gas | Furnace | E10 | TRC BC Ratio | 0 | 0 | 0 | 0 | 0 | 0 | 0 | 0 | 0 | 0 | 0 | 0 | 0 | 0 | 0 | 0 | 0 | 0 | 0 | 0 | 0 | 0 | 0 | 0 | 0 | 0 | 0 | 0 | 0 | 0
F3_Commercial_Warehouse_New_Space Heating_Natural Gas_Furnace_E1 | F3 | Commercial | Warehouse | New | Space Heating | Natural Gas | Furnace | E1 | PACT BC Ratio | 0.9 | 0.9 | 0.9 | 0.9 | 0.9 | 0.9 | 0.9 | 0.9 | 0.9 | 0.9 | 0.9 | 0.9 | 0.9 | 0.9 | 0.9 | 0.9 | 0.9 | 0.9 | 0.9 | 0.9 | 0.9 | 0.9 | 0 | 0 | 0 | 0 | 0 | 0 | 0 | 0
F3_Commercial_Warehouse_New_Space Heating_Natural Gas_Furnace_E2 | F3 | Commercial | Warehouse | New | Space Heating | Natural Gas | Furnace | E2 | PACT BC Ratio | 9.5591 | 9.6728 | 9.7958 | 9.9555 | 10.1451 | 10.3565 | 10.5552 | 10.7391 | 10.9193 | 11.1015 | 11.2908 | 11.4838 | 11.678 | 11.8806 | 12.0806 | 12.2852 | 12.4988 | 12.7153 | 12.9349 | 13.1571 | 13.3796 | 13.6014 | 0 | 0 | 0 | 0 | 0 | 0 | 0 | 0
F3_Commercial_Warehouse_New_Space Heating_Natural Gas_Furnace_E3 | F3 | Commercial | Warehouse | New | Space Heating | Natural Gas | Furnace | E3 | PACT BC Ratio | 6.7906 | 6.8714 | 6.9588 | 7.0722 | 7.2069 | 7.3571 | 7.4982 | 7.6289 | 7.7568 | 7.8863 | 8.0208 | 8.1579 | 8.2959 | 8.4398 | 8.5819 | 8.7272 | 8.8789 | 9.0327 | 9.1887 | 9.3465 | 9.5046 | 9.6622 | 0 | 0 | 0 | 0 | 0 | 0 | 0 | 0
F3_Commercial_Warehouse_New_Space Heating_Natural Gas_Furnace_E4 | F3 | Commercial | Warehouse | New | Space Heating | Natural Gas | Furnace | E4 | PACT BC Ratio | 0 | 0 | 0 | 0 | 0 | 0 | 0 | 0 | 0 | 0 | 0 | 0 | 0 | 0 | 0 | 0 | 0 | 0 | 0 | 0 | 0 | 0 | 0 | 0 | 0 | 0 | 0 | 0 | 0 | 0
F3_Commercial_Warehouse_New_Space Heating_Natural Gas_Furnace_E5 | F3 | Commercial | Warehouse | New | Space Heating | Natural Gas | Furnace | E5 | PACT BC Ratio | 0 | 0 | 0 | 0 | 0 | 0 | 0 | 0 | 0 | 0 | 0 | 0 | 0 | 0 | 0 | 0 | 0 | 0 | 0 | 0 | 0 | 0 | 0 | 0 | 0 | 0 | 0 | 0 | 0 | 0
F3_Commercial_Warehouse_New_Space Heating_Natural Gas_Furnace_E6 | F3 | Commercial | Warehouse | New | Space Heating | Natural Gas | Furnace | E6 | PACT BC Ratio | 0 | 0 | 0 | 0 | 0 | 0 | 0 | 0 | 0 | 0 | 0 | 0 | 0 | 0 | 0 | 0 | 0 | 0 | 0 | 0 | 0 | 0 | 0 | 0 | 0 | 0 | 0 | 0 | 0 | 0
F3_Commercial_Warehouse_New_Space Heating_Natural Gas_Furnace_E7 | F3 | Commercial | Warehouse | New | Space Heating | Natural Gas | Furnace | E7 | PACT BC Ratio | 0 | 0 | 0 | 0 | 0 | 0 | 0 | 0 | 0 | 0 | 0 | 0 | 0 | 0 | 0 | 0 | 0 | 0 | 0 | 0 | 0 | 0 | 0 | 0 | 0 | 0 | 0 | 0 | 0 | 0
F3_Commercial_Warehouse_New_Space Heating_Natural Gas_Furnace_E8 | F3 | Commercial | Warehouse | New | Space Heating | Natural Gas | Furnace | E8 | PACT BC Ratio | 0 | 0 | 0 | 0 | 0 | 0 | 0 | 0 | 0 | 0 | 0 | 0 | 0 | 0 | 0 | 0 | 0 | 0 | 0 | 0 | 0 | 0 | 0 | 0 | 0 | 0 | 0 | 0 | 0 | 0
F3_Commercial_Warehouse_New_Space Heating_Natural Gas_Furnace_E9 | F3 | Commercial | Warehouse | New | Space Heating | Natural Gas | Furnace | E9 | PACT BC Ratio | 0 | 0 | 0 | 0 | 0 | 0 | 0 | 0 | 0 | 0 | 0 | 0 | 0 | 0 | 0 | 0 | 0 | 0 | 0 | 0 | 0 | 0 | 0 | 0 | 0 | 0 | 0 | 0 | 0 | 0
F3_Commercial_Warehouse_New_Space Heating_Natural Gas_Furnace_E10 | F3 | Commercial | Warehouse | New | Space Heating | Natural Gas | Furnace | E10 | PACT BC Ratio | 0 | 0 | 0 | 0 | 0 | 0 | 0 | 0 | 0 | 0 | 0 | 0 | 0 | 0 | 0 | 0 | 0 | 0 | 0 | 0 | 0 | 0 | 0 | 0 | 0 | 0 | 0 | 0 | 0 | 0
F4_Commercial_Warehouse_New_Space Heating_Natural Gas_Furnace_E1 | F4 | Commercial | Warehouse | New | Space Heating | Natural Gas | Furnace | E1 | PCT BC Ratio | 0.9 | 0.9 | 0.9 | 0.9 | 0.9 | 0.9 | 0.9 | 0.9 | 0.9 | 0.9 | 0.9 | 0.9 | 0.9 | 0.9 | 0.9 | 0.9 | 0.9 | 0.9 | 0.9 | 0.9 | 0.9 | 0.9 | 0 | 0 | 0 | 0 | 0 | 0 | 0 | 0
F4_Commercial_Warehouse_New_Space Heating_Natural Gas_Furnace_E2 | F4 | Commercial | Warehouse | New | Space Heating | Natural Gas | Furnace | E2 | PCT BC Ratio | 5.0504 | 5.1081 | 5.1705 | 5.2515 | 5.3477 | 5.4549 | 5.5557 | 5.649 | 5.7404 | 5.8328 | 5.9288 | 6.0267 | 6.1252 | 6.228 | 6.3295 | 6.4332 | 6.5416 | 6.6514 | 6.7628 | 6.8755 | 6.9884 | 7.1008 | 0 | 0 | 0 | 0 | 0 | 0 | 0 | 0
F4_Commercial_Warehouse_New_Space Heating_Natural Gas_Furnace_E3 | F4 | Commercial | Warehouse | New | Space Heating | Natural Gas | Furnace | E3 | PCT BC Ratio | 3.6461 | 3.6871 | 3.7314 | 3.789 | 3.8573 | 3.9334 | 4.0051 | 4.0713 | 4.1362 | 4.2019 | 4.2701 | 4.3396 | 4.4096 | 4.4827 | 4.5547 | 4.6284 | 4.7054 | 4.7834 | 4.8625 | 4.9426 | 5.0228 | 5.1027 | 0 | 0 | 0 | 0 | 0 | 0 | 0 | 0
F4_Commercial_Warehouse_New_Space Heating_Natural Gas_Furnace_E4 | F4 | Commercial | Warehouse | New | Space Heating | Natural Gas | Furnace | E4 | PCT BC Ratio | 0 | 0 | 0 | 0 | 0 | 0 | 0 | 0 | 0 | 0 | 0 | 0 | 0 | 0 | 0 | 0 | 0 | 0 | 0 | 0 | 0 | 0 | 0 | 0 | 0 | 0 | 0 | 0 | 0 | 0
F4_Commercial_Warehouse_New_Space Heating_Natural Gas_Furnace_E5 | F4 | Commercial | Warehouse | New | Space Heating | Natural Gas | Furnace | E5 | PCT BC Ratio | 0 | 0 | 0 | 0 | 0 | 0 | 0 | 0 | 0 | 0 | 0 | 0 | 0 | 0 | 0 | 0 | 0 | 0 | 0 | 0 | 0 | 0 | 0 | 0 | 0 | 0 | 0 | 0 | 0 | 0
F4_Commercial_Warehouse_New_Space Heating_Natural Gas_Furnace_E6 | F4 | Commercial | Warehouse | New | Space Heating | Natural Gas | Furnace | E6 | PCT BC Ratio | 0 | 0 | 0 | 0 | 0 | 0 | 0 | 0 | 0 | 0 | 0 | 0 | 0 | 0 | 0 | 0 | 0 | 0 | 0 | 0 | 0 | 0 | 0 | 0 | 0 | 0 | 0 | 0 | 0 | 0
F4_Commercial_Warehouse_New_Space Heating_Natural Gas_Furnace_E7 | F4 | Commercial | Warehouse | New | Space Heating | Natural Gas | Furnace | E7 | PCT BC Ratio | 0 | 0 | 0 | 0 | 0 | 0 | 0 | 0 | 0 | 0 | 0 | 0 | 0 | 0 | 0 | 0 | 0 | 0 | 0 | 0 | 0 | 0 | 0 | 0 | 0 | 0 | 0 | 0 | 0 | 0
F4_Commercial_Warehouse_New_Space Heating_Natural Gas_Furnace_E8 | F4 | Commercial | Warehouse | New | Space Heating | Natural Gas | Furnace | E8 | PCT BC Ratio | 0 | 0 | 0 | 0 | 0 | 0 | 0 | 0 | 0 | 0 | 0 | 0 | 0 | 0 | 0 | 0 | 0 | 0 | 0 | 0 | 0 | 0 | 0 | 0 | 0 | 0 | 0 | 0 | 0 | 0
F4_Commercial_Warehouse_New_Space Heating_Natural Gas_Furnace_E9 | F4 | Commercial | Warehouse | New | Space Heating | Natural Gas | Furnace | E9 | PCT BC Ratio | 0 | 0 | 0 | 0 | 0 | 0 | 0 | 0 | 0 | 0 | 0 | 0 | 0 | 0 | 0 | 0 | 0 | 0 | 0 | 0 | 0 | 0 | 0 | 0 | 0 | 0 | 0 | 0 | 0 | 0
F4_Commercial_Warehouse_New_Space Heating_Natural Gas_Furnace_E10 | F4 | Commercial | Warehouse | New | Space Heating | Natural Gas | Furnace | E10 | PCT BC Ratio | 0 | 0 | 0 | 0 | 0 | 0 | 0 | 0 | 0 | 0 | 0 | 0 | 0 | 0 | 0 | 0 | 0 | 0 | 0 | 0 | 0 | 0 | 0 | 0 | 0 | 0 | 0 | 0 | 0 | 0
F5_Commercial_Warehouse_New_Space Heating_Natural Gas_Furnace_E1 | F5 | Commercial | Warehouse | New | Space Heating | Natural Gas | Furnace | E1 | RIM BC Ratio | 0.9 | 0.9 | 0.9 | 0.9 | 0.9 | 0.9 | 0.9 | 0.9 | 0.9 | 0.9 | 0.9 | 0.9 | 0.9 | 0.9 | 0.9 | 0.9 | 0.9 | 0.9 | 0.9 | 0.9 | 0.9 | 0.9 | 0 | 0 | 0 | 0 | 0 | 0 | 0 | 0
F5_Commercial_Warehouse_New_Space Heating_Natural Gas_Furnace_E2 | F5 | Commercial | Warehouse | New | Space Heating | Natural Gas | Furnace | E2 | RIM BC Ratio | 0.76765 | 0.76837 | 0.76914 | 0.77011 | 0.77123 | 0.77243 | 0.77351 | 0.77448 | 0.77541 | 0.77631 | 0.77722 | 0.77812 | 0.779 | 0.77989 | 0.78074 | 0.78158 | 0.78243 | 0.78326 | 0.78408 | 0.78489 | 0.78567 | 0.78642 | 0 | 0 | 0 | 0 | 0 | 0 | 0 | 0
F5_Commercial_Warehouse_New_Space Heating_Natural Gas_Furnace_E3 | F5 | Commercial | Warehouse | New | Space Heating | Natural Gas | Furnace | E3 | RIM BC Ratio | 0.74331 | 0.74427 | 0.74528 | 0.74657 | 0.74804 | 0.74963 | 0.75107 | 0.75236 | 0.75359 | 0.75479 | 0.75601 | 0.7572 | 0.75838 | 0.75956 | 0.76069 | 0.76182 | 0.76296 | 0.76407 | 0.76517 | 0.76625 | 0.7673 | 0.76831 | 0 | 0 | 0 | 0 | 0 | 0 | 0 | 0
F5_Commercial_Warehouse_New_Space Heating_Natural Gas_Furnace_E4 | F5 | Commercial | Warehouse | New | Space Heating | Natural Gas | Furnace | E4 | RIM BC Ratio | 0 | 0 | 0 | 0 | 0 | 0 | 0 | 0 | 0 | 0 | 0 | 0 | 0 | 0 | 0 | 0 | 0 | 0 | 0 | 0 | 0 | 0 | 0 | 0 | 0 | 0 | 0 | 0 | 0 | 0
F5_Commercial_Warehouse_New_Space Heating_Natural Gas_Furnace_E5 | F5 | Commercial | Warehouse | New | Space Heating | Natural Gas | Furnace | E5 | RIM BC Ratio | 0 | 0 | 0 | 0 | 0 | 0 | 0 | 0 | 0 | 0 | 0 | 0 | 0 | 0 | 0 | 0 | 0 | 0 | 0 | 0 | 0 | 0 | 0 | 0 | 0 | 0 | 0 | 0 | 0 | 0
F5_Commercial_Warehouse_New_Space Heating_Natural Gas_Furnace_E6 | F5 | Commercial | Warehouse | New | Space Heating | Natural Gas | Furnace | E6 | RIM BC Ratio | 0 | 0 | 0 | 0 | 0 | 0 | 0 | 0 | 0 | 0 | 0 | 0 | 0 | 0 | 0 | 0 | 0 | 0 | 0 | 0 | 0 | 0 | 0 | 0 | 0 | 0 | 0 | 0 | 0 | 0
F5_Commercial_Warehouse_New_Space Heating_Natural Gas_Furnace_E7 | F5 | Commercial | Warehouse | New | Space Heating | Natural Gas | Furnace | E7 | RIM BC Ratio | 0 | 0 | 0 | 0 | 0 | 0 | 0 | 0 | 0 | 0 | 0 | 0 | 0 | 0 | 0 | 0 | 0 | 0 | 0 | 0 | 0 | 0 | 0 | 0 | 0 | 0 | 0 | 0 | 0 | 0
F5_Commercial_Warehouse_New_Space Heating_Natural Gas_Furnace_E8 | F5 | Commercial | Warehouse | New | Space Heating | Natural Gas | Furnace | E8 | RIM BC Ratio | 0 | 0 | 0 | 0 | 0 | 0 | 0 | 0 | 0 | 0 | 0 | 0 | 0 | 0 | 0 | 0 | 0 | 0 | 0 | 0 | 0 | 0 | 0 | 0 | 0 | 0 | 0 | 0 | 0 | 0
F5_Commercial_Warehouse_New_Space Heating_Natural Gas_Furnace_E9 | F5 | Commercial | Warehouse | New | Space Heating | Natural Gas | Furnace | E9 | RIM BC Ratio | 0 | 0 | 0 | 0 | 0 | 0 | 0 | 0 | 0 | 0 | 0 | 0 | 0 | 0 | 0 | 0 | 0 | 0 | 0 | 0 | 0 | 0 | 0 | 0 | 0 | 0 | 0 | 0 | 0 | 0
F5_Commercial_Warehouse_New_Space Heating_Natural Gas_Furnace_E10 | F5 | Commercial | Warehouse | New | Space Heating | Natural Gas | Furnace | E10 | RIM BC Ratio | 0 | 0 | 0 | 0 | 0 | 0 | 0 | 0 | 0 | 0 | 0 | 0 | 0 | 0 | 0 | 0 | 0 | 0 | 0 | 0 | 0 | 0 | 0 | 0 | 0 | 0 | 0 | 0 | 0 | 0
F0_Commercial_Warehouse_New_Space Heating_Natural Gas_Boiler_E0 | F0 | Commercial | Warehouse | New | Space Heating | Natural Gas | Boiler | E0 | Economic Unit | AFUE 80% (Standard) | AFUE 80% (Standard) | AFUE 80% (Standard) | AFUE 80% (Standard) | AFUE 80% (Standard) | AFUE 80% (Standard) | AFUE 80% (Standard) | AFUE 80% (Standard) | AFUE 80% (Standard) | AFUE 80% (Standard) | AFUE 80% (Standard) | AFUE 80% (Standard) | AFUE 80% (Standard) | AFUE 80% (Standard) | AFUE 80% (Standard) | AFUE 80% (Standard) | AFUE 80% (Standard) | AFUE 97% | AFUE 97% | AFUE 97% | AFUE 97% | AFUE 97% | 0 | 0 | 0 | 0 | 0 | 0 | 0 | 0
F1_Commercial_Warehouse_New_Space Heating_Natural Gas_Boiler_E1 | F1 | Commercial | Warehouse | New | Space Heating | Natural Gas | Boiler | E1 | CCE | 0 | 0 | 0 | 0 | 0 | 0 | 0 | 0 | 0 | 0 | 0 | 0 | 0 | 0 | 0 | 0 | 0 | 0 | 0 | 0 | 0 | 0 | 0 | 0 | 0 | 0 | 0 | 0 | 0 | 0
F1_Commercial_Warehouse_New_Space Heating_Natural Gas_Boiler_E2 | F1 | Commercial | Warehouse | New | Space Heating | Natural Gas | Boiler | E2 | CCE | 0.014713 | 0.014713 | 0.015457 | 0.015222 | 0.014993 | 0.014708 | 0.014668 | 0.014574 | 0.014486 | 0.014354 | 0.014333 | 0.014267 | 0.014208 | 0.014096 | 0.014111 | 0.014068 | 0.014025 | 0.013933 | 0.01396 | 0.013933 | 0.013912 | 0.013835 | 0 | 0 | 0 | 0 | 0 | 0 | 0 | 0
F1_Commercial_Warehouse_New_Space Heating_Natural Gas_Boiler_E3 | F1 | Commercial | Warehouse | New | Space Heating | Natural Gas | Boiler | E3 | CCE | 0.014856 | 0.014856 | 0.015607 | 0.01537 | 0.015139 | 0.014851 | 0.014811 | 0.014715 | 0.014627 | 0.014493 | 0.014473 | 0.014406 | 0.014347 | 0.014233 | 0.014248 | 0.014205 | 0.014162 | 0.014068 | 0.014096 | 0.014068 | 0.014048 | 0.013969 | 0 | 0 | 0 | 0 | 0 | 0 | 0 | 0
F1_Commercial_Warehouse_New_Space Heating_Natural Gas_Boiler_E4 | F1 | Commercial | Warehouse | New | Space Heating | Natural Gas | Boiler | E4 | CCE | 0.10167 | 0.10167 | 0.10681 | 0.10518 | 0.10361 | 0.10164 | 0.10136 | 0.10071 | 0.1001 | 0.099186 | 0.099044 | 0.098588 | 0.098182 | 0.097406 | 0.097509 | 0.097211 | 0.096918 | 0.096278 | 0.096467 | 0.096279 | 0.096138 | 0.0956 | 0 | 0 | 0 | 0 | 0 | 0 | 0 | 0
F1_Commercial_Warehouse_New_Space Heating_Natural Gas_Boiler_E5 | F1 | Commercial | Warehouse | New | Space Heating | Natural Gas | Boiler | E5 | CCE | 0 | 0 | 0 | 0 | 0 | 0 | 0 | 0 | 0 | 0 | 0 | 0 | 0 | 0 | 0 | 0 | 0 | 0 | 0 | 0 | 0 | 0 | 0 | 0 | 0 | 0 | 0 | 0 | 0 | 0
F1_Commercial_Warehouse_New_Space Heating_Natural Gas_Boiler_E6 | F1 | Commercial | Warehouse | New | Space Heating | Natural Gas | Boiler | E6 | CCE | 0 | 0 | 0 | 0 | 0 | 0 | 0 | 0 | 0 | 0 | 0 | 0 | 0 | 0 | 0 | 0 | 0 | 0 | 0 | 0 | 0 | 0 | 0 | 0 | 0 | 0 | 0 | 0 | 0 | 0
F1_Commercial_Warehouse_New_Space Heating_Natural Gas_Boiler_E7 | F1 | Commercial | Warehouse | New | Space Heating | Natural Gas | Boiler | E7 | CCE | 0 | 0 | 0 | 0 | 0 | 0 | 0 | 0 | 0 | 0 | 0 | 0 | 0 | 0 | 0 | 0 | 0 | 0 | 0 | 0 | 0 | 0 | 0 | 0 | 0 | 0 | 0 | 0 | 0 | 0
F1_Commercial_Warehouse_New_Space Heating_Natural Gas_Boiler_E8 | F1 | Commercial | Warehouse | New | Space Heating | Natural Gas | Boiler | E8 | CCE | 0 | 0 | 0 | 0 | 0 | 0 | 0 | 0 | 0 | 0 | 0 | 0 | 0 | 0 | 0 | 0 | 0 | 0 | 0 | 0 | 0 | 0 | 0 | 0 | 0 | 0 | 0 | 0 | 0 | 0
F1_Commercial_Warehouse_New_Space Heating_Natural Gas_Boiler_E9 | F1 | Commercial | Warehouse | New | Space Heating | Natural Gas | Boiler | E9 | CCE | 0 | 0 | 0 | 0 | 0 | 0 | 0 | 0 | 0 | 0 | 0 | 0 | 0 | 0 | 0 | 0 | 0 | 0 | 0 | 0 | 0 | 0 | 0 | 0 | 0 | 0 | 0 | 0 | 0 | 0
F1_Commercial_Warehouse_New_Space Heating_Natural Gas_Boiler_E10 | F1 | Commercial | Warehouse | New | Space Heating | Natural Gas | Boiler | E10 | CCE | 0 | 0 | 0 | 0 | 0 | 0 | 0 | 0 | 0 | 0 | 0 | 0 | 0 | 0 | 0 | 0 | 0 | 0 | 0 | 0 | 0 | 0 | 0 | 0 | 0 | 0 | 0 | 0 | 0 | 0
F2_Commercial_Warehouse_New_Space Heating_Natural Gas_Boiler_E1 | F2 | Commercial | Warehouse | New | Space Heating | Natural Gas | Boiler | E1 | TRC BC Ratio | 0.9 | 0.9 | 0.9 | 0.9 | 0.9 | 0.9 | 0.9 | 0.9 | 0.9 | 0.9 | 0.9 | 0.9 | 0.9 | 0.9 | 0.9 | 0.9 | 0.9 | 0.9 | 0.9 | 0.9 | 0.9 | 0.9 | 0 | 0 | 0 | 0 | 0 | 0 | 0 | 0
F2_Commercial_Warehouse_New_Space Heating_Natural Gas_Boiler_E2 | F2 | Commercial | Warehouse | New | Space Heating | Natural Gas | Boiler | E2 | TRC BC Ratio | 0.66401 | 0.67201 | 0.68058 | 0.69149 | 0.70446 | 0.71897 | 0.73281 | 0.7457 | 0.75837 | 0.7712 | 0.7845 | 0.79806 | 0.81172 | 0.82595 | 0.84003 | 0.85443 | 0.86944 | 0.88466 | 0.9001 | 0.91568 | 0.93125 | 0.94672 | 0 | 0 | 0 | 0 | 0 | 0 | 0 | 0
F2_Commercial_Warehouse_New_Space Heating_Natural Gas_Boiler_E3 | F2 | Commercial | Warehouse | New | Space Heating | Natural Gas | Boiler | E3 | TRC BC Ratio | 0.65762 | 0.66554 | 0.67402 | 0.68483 | 0.69768 | 0.71205 | 0.72575 | 0.73852 | 0.75107 | 0.76377 | 0.77694 | 0.79037 | 0.80391 | 0.818 | 0.83194 | 0.8462 | 0.86107 | 0.87614 | 0.89143 | 0.90686 | 0.92228 | 0.9376 | 0 | 0 | 0 | 0 | 0 | 0 | 0 | 0
F2_Commercial_Warehouse_New_Space Heating_Natural Gas_Boiler_E4 | F2 | Commercial | Warehouse | New | Space Heating | Natural Gas | Boiler | E4 | TRC BC Ratio | 0.10515 | 0.10662 | 0.10809 | 0.10972 | 0.11151 | 0.11346 | 0.11541 | 0.11737 | 0.11936 | 0.12142 | 0.12358 | 0.12582 | 0.12815 | 0.13059 | 0.13305 | 0.13557 | 0.13815 | 0.14079 | 0.14347 | 0.14617 | 0.14889 | 0.15159 | 0 | 0 | 0 | 0 | 0 | 0 | 0 | 0
F2_Commercial_Warehouse_New_Space Heating_Natural Gas_Boiler_E5 | F2 | Commercial | Warehouse | New | Space Heating | Natural Gas | Boiler | E5 | TRC BC Ratio | 0 | 0 | 0 | 0 | 0 | 0 | 0 | 0 | 0 | 0 | 0 | 0 | 0 | 0 | 0 | 0 | 0 | 0 | 0 | 0 | 0 | 0 | 0 | 0 | 0 | 0 | 0 | 0 | 0 | 0
F2_Commercial_Warehouse_New_Space Heating_Natural Gas_Boiler_E6 | F2 | Commercial | Warehouse | New | Space Heating | Natural Gas | Boiler | E6 | TRC BC Ratio | 0 | 0 | 0 | 0 | 0 | 0 | 0 | 0 | 0 | 0 | 0 | 0 | 0 | 0 | 0 | 0 | 0 | 0 | 0 | 0 | 0 | 0 | 0 | 0 | 0 | 0 | 0 | 0 | 0 | 0
F2_Commercial_Warehouse_New_Space Heating_Natural Gas_Boiler_E7 | F2 | Commercial | Warehouse | New | Space Heating | Natural Gas | Boiler | E7 | TRC BC Ratio | 0 | 0 | 0 | 0 | 0 | 0 | 0 | 0 | 0 | 0 | 0 | 0 | 0 | 0 | 0 | 0 | 0 | 0 | 0 | 0 | 0 | 0 | 0 | 0 | 0 | 0 | 0 | 0 | 0 | 0
F2_Commercial_Warehouse_New_Space Heating_Natural Gas_Boiler_E8 | F2 | Commercial | Warehouse | New | Space Heating | Natural Gas | Boiler | E8 | TRC BC Ratio | 0 | 0 | 0 | 0 | 0 | 0 | 0 | 0 | 0 | 0 | 0 | 0 | 0 | 0 | 0 | 0 | 0 | 0 | 0 | 0 | 0 | 0 | 0 | 0 | 0 | 0 | 0 | 0 | 0 | 0
F2_Commercial_Warehouse_New_Space Heating_Natural Gas_Boiler_E9 | F2 | Commercial | Warehouse | New | Space Heating | Natural Gas | Boiler | E9 | TRC BC Ratio | 0 | 0 | 0 | 0 | 0 | 0 | 0 | 0 | 0 | 0 | 0 | 0 | 0 | 0 | 0 | 0 | 0 | 0 | 0 | 0 | 0 | 0 | 0 | 0 | 0 | 0 | 0 | 0 | 0 | 0
F2_Commercial_Warehouse_New_Space Heating_Natural Gas_Boiler_E10 | F2 | Commercial | Warehouse | New | Space Heating | Natural Gas | Boiler | E10 | TRC BC Ratio | 0 | 0 | 0 | 0 | 0 | 0 | 0 | 0 | 0 | 0 | 0 | 0 | 0 | 0 | 0 | 0 | 0 | 0 | 0 | 0 | 0 | 0 | 0 | 0 | 0 | 0 | 0 | 0 | 0 | 0
F3_Commercial_Warehouse_New_Space Heating_Natural Gas_Boiler_E1 | F3 | Commercial | Warehouse | New | Space Heating | Natural Gas | Boiler | E1 | PACT BC Ratio | 0.9 | 0.9 | 0.9 | 0.9 | 0.9 | 0.9 | 0.9 | 0.9 | 0.9 | 0.9 | 0.9 | 0.9 | 0.9 | 0.9 | 0.9 | 0.9 | 0.9 | 0.9 | 0.9 | 0.9 | 0.9 | 0.9 | 0 | 0 | 0 | 0 | 0 | 0 | 0 | 0
F3_Commercial_Warehouse_New_Space Heating_Natural Gas_Boiler_E2 | F3 | Commercial | Warehouse | New | Space Heating | Natural Gas | Boiler | E2 | PACT BC Ratio | 0.68378 | 0.69201 | 0.70083 | 0.71207 | 0.72543 | 0.74037 | 0.75462 | 0.76789 | 0.78094 | 0.79415 | 0.80784 | 0.82181 | 0.83588 | 0.85053 | 0.86503 | 0.87986 | 0.89532 | 0.91099 | 0.92689 | 0.94294 | 0.95897 | 0.9749 | 0 | 0 | 0 | 0 | 0 | 0 | 0 | 0
F3_Commercial_Warehouse_New_Space Heating_Natural Gas_Boiler_E3 | F3 | Commercial | Warehouse | New | Space Heating | Natural Gas | Boiler | E3 | PACT BC Ratio | 0.67719 | 0.68535 | 0.69408 | 0.70521 | 0.71844 | 0.73324 | 0.74735 | 0.7605 | 0.77342 | 0.7865 | 0.80006 | 0.81389 | 0.82783 | 0.84234 | 0.8567 | 0.87139 | 0.88669 | 0.90221 | 0.91796 | 0.93385 | 0.94973 | 0.96551 | 0 | 0 | 0 | 0 | 0 | 0 | 0 | 0
F3_Commercial_Warehouse_New_Space Heating_Natural Gas_Boiler_E4 | F3 | Commercial | Warehouse | New | Space Heating | Natural Gas | Boiler | E4 | PACT BC Ratio | 0.10828 | 0.10979 | 0.11131 | 0.11298 | 0.11483 | 0.11683 | 0.11885 | 0.12086 | 0.12291 | 0.12504 | 0.12726 | 0.12957 | 0.13196 | 0.13448 | 0.13701 | 0.1396 | 0.14227 | 0.14498 | 0.14774 | 0.15053 | 0.15332 | 0.1561 | 0 | 0 | 0 | 0 | 0 | 0 | 0 | 0
F3_Commercial_Warehouse_New_Space Heating_Natural Gas_Boiler_E5 | F3 | Commercial | Warehouse | New | Space Heating | Natural Gas | Boiler | E5 | PACT BC Ratio | 0 | 0 | 0 | 0 | 0 | 0 | 0 | 0 | 0 | 0 | 0 | 0 | 0 | 0 | 0 | 0 | 0 | 0 | 0 | 0 | 0 | 0 | 0 | 0 | 0 | 0 | 0 | 0 | 0 | 0
F3_Commercial_Warehouse_New_Space Heating_Natural Gas_Boiler_E6 | F3 | Commercial | Warehouse | New | Space Heating | Natural Gas | Boiler | E6 | PACT BC Ratio | 0 | 0 | 0 | 0 | 0 | 0 | 0 | 0 | 0 | 0 | 0 | 0 | 0 | 0 | 0 | 0 | 0 | 0 | 0 | 0 | 0 | 0 | 0 | 0 | 0 | 0 | 0 | 0 | 0 | 0
F3_Commercial_Warehouse_New_Space Heating_Natural Gas_Boiler_E7 | F3 | Commercial | Warehouse | New | Space Heating | Natural Gas | Boiler | E7 | PACT BC Ratio | 0 | 0 | 0 | 0 | 0 | 0 | 0 | 0 | 0 | 0 | 0 | 0 | 0 | 0 | 0 | 0 | 0 | 0 | 0 | 0 | 0 | 0 | 0 | 0 | 0 | 0 | 0 | 0 | 0 | 0
F3_Commercial_Warehouse_New_Space Heating_Natural Gas_Boiler_E8 | F3 | Commercial | Warehouse | New | Space Heating | Natural Gas | Boiler | E8 | PACT BC Ratio | 0 | 0 | 0 | 0 | 0 | 0 | 0 | 0 | 0 | 0 | 0 | 0 | 0 | 0 | 0 | 0 | 0 | 0 | 0 | 0 | 0 | 0 | 0 | 0 | 0 | 0 | 0 | 0 | 0 | 0
F3_Commercial_Warehouse_New_Space Heating_Natural Gas_Boiler_E9 | F3 | Commercial | Warehouse | New | Space Heating | Natural Gas | Boiler | E9 | PACT BC Ratio | 0 | 0 | 0 | 0 | 0 | 0 | 0 | 0 | 0 | 0 | 0 | 0 | 0 | 0 | 0 | 0 | 0 | 0 | 0 | 0 | 0 | 0 | 0 | 0 | 0 | 0 | 0 | 0 | 0 | 0
F3_Commercial_Warehouse_New_Space Heating_Natural Gas_Boiler_E10 | F3 | Commercial | Warehouse | New | Space Heating | Natural Gas | Boiler | E10 | PACT BC Ratio | 0 | 0 | 0 | 0 | 0 | 0 | 0 | 0 | 0 | 0 | 0 | 0 | 0 | 0 | 0 | 0 | 0 | 0 | 0 | 0 | 0 | 0 | 0 | 0 | 0 | 0 | 0 | 0 | 0 | 0
F4_Commercial_Warehouse_New_Space Heating_Natural Gas_Boiler_E1 | F4 | Commercial | Warehouse | New | Space Heating | Natural Gas | Boiler | E1 | PCT BC Ratio | 0.9 | 0.9 | 0.9 | 0.9 | 0.9 | 0.9 | 0.9 | 0.9 | 0.9 | 0.9 | 0.9 | 0.9 | 0.9 | 0.9 | 0.9 | 0.9 | 0.9 | 0.9 | 0.9 | 0.9 | 0.9 | 0.9 | 0 | 0 | 0 | 0 | 0 | 0 | 0 | 0
F4_Commercial_Warehouse_New_Space Heating_Natural Gas_Boiler_E2 | F4 | Commercial | Warehouse | New | Space Heating | Natural Gas | Boiler | E2 | PCT BC Ratio | 2.5603 | 2.5798 | 2.6007 | 2.6273 | 2.6589 | 2.6943 | 2.7281 | 2.7595 | 2.7904 | 2.8217 | 2.8541 | 2.8872 | 2.9205 | 2.9552 | 2.9895 | 3.0246 | 3.0612 | 3.0983 | 3.136 | 3.174 | 3.212 | 3.2497 | 0 | 0 | 0 | 0 | 0 | 0 | 0 | 0
F4_Commercial_Warehouse_New_Space Heating_Natural Gas_Boiler_E3 | F4 | Commercial | Warehouse | New | Space Heating | Natural Gas | Boiler | E3 | PCT BC Ratio | 2.5447 | 2.564 | 2.5847 | 2.6111 | 2.6424 | 2.6775 | 2.7109 | 2.742 | 2.7726 | 2.8036 | 2.8357 | 2.8684 | 2.9014 | 2.9358 | 2.9698 | 3.0046 | 3.0408 | 3.0776 | 3.1149 | 3.1525 | 3.1901 | 3.2274 | 0 | 0 | 0 | 0 | 0 | 0 | 0 | 0
F4_Commercial_Warehouse_New_Space Heating_Natural Gas_Boiler_E4 | F4 | Commercial | Warehouse | New | Space Heating | Natural Gas | Boiler | E4 | PCT BC Ratio | 1.1976 | 1.2012 | 1.2047 | 1.2087 | 1.2131 | 1.2178 | 1.2226 | 1.2274 | 1.2322 | 1.2373 | 1.2425 | 1.248 | 1.2537 | 1.2596 | 1.2656 | 1.2718 | 1.2781 | 1.2845 | 1.291 | 1.2976 | 1.3042 | 1.3108 | 0 | 0 | 0 | 0 | 0 | 0 | 0 | 0
F4_Commercial_Warehouse_New_Space Heating_Natural Gas_Boiler_E5 | F4 | Commercial | Warehouse | New | Space Heating | Natural Gas | Boiler | E5 | PCT BC Ratio | 0 | 0 | 0 | 0 | 0 | 0 | 0 | 0 | 0 | 0 | 0 | 0 | 0 | 0 | 0 | 0 | 0 | 0 | 0 | 0 | 0 | 0 | 0 | 0 | 0 | 0 | 0 | 0 | 0 | 0
F4_Commercial_Warehouse_New_Space Heating_Natural Gas_Boiler_E6 | F4 | Commercial | Warehouse | New | Space Heating | Natural Gas | Boiler | E6 | PCT BC Ratio | 0 | 0 | 0 | 0 | 0 | 0 | 0 | 0 | 0 | 0 | 0 | 0 | 0 | 0 | 0 | 0 | 0 | 0 | 0 | 0 | 0 | 0 | 0 | 0 | 0 | 0 | 0 | 0 | 0 | 0
F4_Commercial_Warehouse_New_Space Heating_Natural Gas_Boiler_E7 | F4 | Commercial | Warehouse | New | Space Heating | Natural Gas | Boiler | E7 | PCT BC Ratio | 0 | 0 | 0 | 0 | 0 | 0 | 0 | 0 | 0 | 0 | 0 | 0 | 0 | 0 | 0 | 0 | 0 | 0 | 0 | 0 | 0 | 0 | 0 | 0 | 0 | 0 | 0 | 0 | 0 | 0
F4_Commercial_Warehouse_New_Space Heating_Natural Gas_Boiler_E8 | F4 | Commercial | Warehouse | New | Space Heating | Natural Gas | Boiler | E8 | PCT BC Ratio | 0 | 0 | 0 | 0 | 0 | 0 | 0 | 0 | 0 | 0 | 0 | 0 | 0 | 0 | 0 | 0 | 0 | 0 | 0 | 0 | 0 | 0 | 0 | 0 | 0 | 0 | 0 | 0 | 0 | 0
F4_Commercial_Warehouse_New_Space Heating_Natural Gas_Boiler_E9 | F4 | Commercial | Warehouse | New | Space Heating | Natural Gas | Boiler | E9 | PCT BC Ratio | 0 | 0 | 0 | 0 | 0 | 0 | 0 | 0 | 0 | 0 | 0 | 0 | 0 | 0 | 0 | 0 | 0 | 0 | 0 | 0 | 0 | 0 | 0 | 0 | 0 | 0 | 0 | 0 | 0 | 0
F4_Commercial_Warehouse_New_Space Heating_Natural Gas_Boiler_E10 | F4 | Commercial | Warehouse | New | Space Heating | Natural Gas | Boiler | E10 | PCT BC Ratio | 0 | 0 | 0 | 0 | 0 | 0 | 0 | 0 | 0 | 0 | 0 | 0 | 0 | 0 | 0 | 0 | 0 | 0 | 0 | 0 | 0 | 0 | 0 | 0 | 0 | 0 | 0 | 0 | 0 | 0
F5_Commercial_Warehouse_New_Space Heating_Natural Gas_Boiler_E1 | F5 | Commercial | Warehouse | New | Space Heating | Natural Gas | Boiler | E1 | RIM BC Ratio | 0.9 | 0.9 | 0.9 | 0.9 | 0.9 | 0.9 | 0.9 | 0.9 | 0.9 | 0.9 | 0.9 | 0.9 | 0.9 | 0.9 | 0.9 | 0.9 | 0.9 | 0.9 | 0.9 | 0.9 | 0.9 | 0.9 | 0 | 0 | 0 | 0 | 0 | 0 | 0 | 0
F5_Commercial_Warehouse_New_Space Heating_Natural Gas_Boiler_E2 | F5 | Commercial | Warehouse | New | Space Heating | Natural Gas | Boiler | E2 | RIM BC Ratio | 0.37586 | 0.37834 | 0.38096 | 0.38426 | 0.38811 | 0.39235 | 0.39632 | 0.39995 | 0.40346 | 0.40695 | 0.41052 | 0.4141 | 0.41764 | 0.42127 | 0.42479 | 0.42834 | 0.43197 | 0.43558 | 0.43919 | 0.44276 | 0.44626 | 0.44968 | 0 | 0 | 0 | 0 | 0 | 0 | 0 | 0
F5_Commercial_Warehouse_New_Space Heating_Natural Gas_Boiler_E3 | F5 | Commercial | Warehouse | New | Space Heating | Natural Gas | Boiler | E3 | RIM BC Ratio | 0.37387 | 0.37634 | 0.37896 | 0.38225 | 0.3861 | 0.39034 | 0.3943 | 0.39793 | 0.40144 | 0.40494 | 0.4085 | 0.41208 | 0.41562 | 0.41925 | 0.42277 | 0.42632 | 0.42995 | 0.43357 | 0.43717 | 0.44074 | 0.44425 | 0.44767 | 0 | 0 | 0 | 0 | 0 | 0 | 0 | 0
F5_Commercial_Warehouse_New_Space Heating_Natural Gas_Boiler_E4 | F5 | Commercial | Warehouse | New | Space Heating | Natural Gas | Boiler | E4 | RIM BC Ratio | 0.095846 | 0.097027 | 0.098211 | 0.099513 | 0.10094 | 0.10249 | 0.10404 | 0.10557 | 0.10714 | 0.10875 | 0.11042 | 0.11216 | 0.11395 | 0.11582 | 0.11769 | 0.1196 | 0.12155 | 0.12352 | 0.12552 | 0.12753 | 0.12953 | 0.1315 | 0 | 0 | 0 | 0 | 0 | 0 | 0 | 0
F5_Commercial_Warehouse_New_Space Heating_Natural Gas_Boiler_E5 | F5 | Commercial | Warehouse | New | Space Heating | Natural Gas | Boiler | E5 | RIM BC Ratio | 0 | 0 | 0 | 0 | 0 | 0 | 0 | 0 | 0 | 0 | 0 | 0 | 0 | 0 | 0 | 0 | 0 | 0 | 0 | 0 | 0 | 0 | 0 | 0 | 0 | 0 | 0 | 0 | 0 | 0
F5_Commercial_Warehouse_New_Space Heating_Natural Gas_Boiler_E6 | F5 | Commercial | Warehouse | New | Space Heating | Natural Gas | Boiler | E6 | RIM BC Ratio | 0 | 0 | 0 | 0 | 0 | 0 | 0 | 0 | 0 | 0 | 0 | 0 | 0 | 0 | 0 | 0 | 0 | 0 | 0 | 0 | 0 | 0 | 0 | 0 | 0 | 0 | 0 | 0 | 0 | 0
F5_Commercial_Warehouse_New_Space Heating_Natural Gas_Boiler_E7 | F5 | Commercial | Warehouse | New | Space Heating | Natural Gas | Boiler | E7 | RIM BC Ratio | 0 | 0 | 0 | 0 | 0 | 0 | 0 | 0 | 0 | 0 | 0 | 0 | 0 | 0 | 0 | 0 | 0 | 0 | 0 | 0 | 0 | 0 | 0 | 0 | 0 | 0 | 0 | 0 | 0 | 0
F5_Commercial_Warehouse_New_Space Heating_Natural Gas_Boiler_E8 | F5 | Commercial | Warehouse | New | Space Heating | Natural Gas | Boiler | E8 | RIM BC Ratio | 0 | 0 | 0 | 0 | 0 | 0 | 0 | 0 | 0 | 0 | 0 | 0 | 0 | 0 | 0 | 0 | 0 | 0 | 0 | 0 | 0 | 0 | 0 | 0 | 0 | 0 | 0 | 0 | 0 | 0
F5_Commercial_Warehouse_New_Space Heating_Natural Gas_Boiler_E9 | F5 | Commercial | Warehouse | New | Space Heating | Natural Gas | Boiler | E9 | RIM BC Ratio | 0 | 0 | 0 | 0 | 0 | 0 | 0 | 0 | 0 | 0 | 0 | 0 | 0 | 0 | 0 | 0 | 0 | 0 | 0 | 0 | 0 | 0 | 0 | 0 | 0 | 0 | 0 | 0 | 0 | 0
F5_Commercial_Warehouse_New_Space Heating_Natural Gas_Boiler_E10 | F5 | Commercial | Warehouse | New | Space Heating | Natural Gas | Boiler | E10 | RIM BC Ratio | 0 | 0 | 0 | 0 | 0 | 0 | 0 | 0 | 0 | 0 | 0 | 0 | 0 | 0 | 0 | 0 | 0 | 0 | 0 | 0 | 0 | 0 | 0 | 0 | 0 | 0 | 0 | 0 | 0 | 0
F0_Commercial_Warehouse_New_Space Heating_Natural Gas_Unit Heater_E0 | F0 | Commercial | Warehouse | New | Space Heating | Natural Gas | Unit Heater | E0 | Economic Unit | Infrared Radiant | Infrared Radiant | Infrared Radiant | Infrared Radiant | Infrared Radiant | Infrared Radiant | Infrared Radiant | Infrared Radiant | Infrared Radiant | Infrared Radiant | Infrared Radiant | Infrared Radiant | Infrared Radiant | Infrared Radiant | Infrared Radiant | Infrared Radiant | Infrared Radiant | Infrared Radiant | Infrared Radiant | Infrared Radiant | Infrared Radiant | Infrared Radiant | 0 | 0 | 0 | 0 | 0 | 0 | 0 | 0
F1_Commercial_Warehouse_New_Space Heating_Natural Gas_Unit Heater_E1 | F1 | Commercial | Warehouse | New | Space Heating | Natural Gas | Unit Heater | E1 | CCE | 0 | 0 | 0 | 0 | 0 | 0 | 0 | 0 | 0 | 0 | 0 | 0 | 0 | 0 | 0 | 0 | 0 | 0 | 0 | 0 | 0 | 0 | 0 | 0 | 0 | 0 | 0 | 0 | 0 | 0
F1_Commercial_Warehouse_New_Space Heating_Natural Gas_Unit Heater_E2 | F1 | Commercial | Warehouse | New | Space Heating | Natural Gas | Unit Heater | E2 | CCE | 0.025298 | 0.025298 | 0.026577 | 0.026173 | 0.025781 | 0.02529 | 0.025221 | 0.025059 | 0.024908 | 0.024681 | 0.024645 | 0.024532 | 0.024431 | 0.024238 | 0.024263 | 0.024189 | 0.024116 | 0.023957 | 0.024004 | 0.023957 | 0.023922 | 0.023788 | 0 | 0 | 0 | 0 | 0 | 0 | 0 | 0
F1_Commercial_Warehouse_New_Space Heating_Natural Gas_Unit Heater_E3 | F1 | Commercial | Warehouse | New | Space Heating | Natural Gas | Unit Heater | E3 | CCE | 0.0011378 | 0.0011378 | 0.0011954 | 0.0011772 | 0.0011596 | 0.0011375 | 0.0011344 | 0.0011271 | 0.0011203 | 0.0011101 | 0.0011085 | 0.0011034 | 0.0010988 | 0.0010902 | 0.0010913 | 0.001088 | 0.0010847 | 0.0010775 | 0.0010796 | 0.0010775 | 0.001076 | 0.0010699 | 0 | 0 | 0 | 0 | 0 | 0 | 0 | 0
F1_Commercial_Warehouse_New_Space Heating_Natural Gas_Unit Heater_E4 | F1 | Commercial | Warehouse | New | Space Heating | Natural Gas | Unit Heater | E4 | CCE | 0 | 0 | 0 | 0 | 0 | 0 | 0 | 0 | 0 | 0 | 0 | 0 | 0 | 0 | 0 | 0 | 0 | 0 | 0 | 0 | 0 | 0 | 0 | 0 | 0 | 0 | 0 | 0 | 0 | 0
F1_Commercial_Warehouse_New_Space Heating_Natural Gas_Unit Heater_E5 | F1 | Commercial | Warehouse | New | Space Heating | Natural Gas | Unit Heater | E5 | CCE | 0 | 0 | 0 | 0 | 0 | 0 | 0 | 0 | 0 | 0 | 0 | 0 | 0 | 0 | 0 | 0 | 0 | 0 | 0 | 0 | 0 | 0 | 0 | 0 | 0 | 0 | 0 | 0 | 0 | 0
F1_Commercial_Warehouse_New_Space Heating_Natural Gas_Unit Heater_E6 | F1 | Commercial | Warehouse | New | Space Heating | Natural Gas | Unit Heater | E6 | CCE | 0 | 0 | 0 | 0 | 0 | 0 | 0 | 0 | 0 | 0 | 0 | 0 | 0 | 0 | 0 | 0 | 0 | 0 | 0 | 0 | 0 | 0 | 0 | 0 | 0 | 0 | 0 | 0 | 0 | 0
F1_Commercial_Warehouse_New_Space Heating_Natural Gas_Unit Heater_E7 | F1 | Commercial | Warehouse | New | Space Heating | Natural Gas | Unit Heater | E7 | CCE | 0 | 0 | 0 | 0 | 0 | 0 | 0 | 0 | 0 | 0 | 0 | 0 | 0 | 0 | 0 | 0 | 0 | 0 | 0 | 0 | 0 | 0 | 0 | 0 | 0 | 0 | 0 | 0 | 0 | 0
F1_Commercial_Warehouse_New_Space Heating_Natural Gas_Unit Heater_E8 | F1 | Commercial | Warehouse | New | Space Heating | Natural Gas | Unit Heater | E8 | CCE | 0 | 0 | 0 | 0 | 0 | 0 | 0 | 0 | 0 | 0 | 0 | 0 | 0 | 0 | 0 | 0 | 0 | 0 | 0 | 0 | 0 | 0 | 0 | 0 | 0 | 0 | 0 | 0 | 0 | 0
F1_Commercial_Warehouse_New_Space Heating_Natural Gas_Unit Heater_E9 | F1 | Commercial | Warehouse | New | Space Heating | Natural Gas | Unit Heater | E9 | CCE | 0 | 0 | 0 | 0 | 0 | 0 | 0 | 0 | 0 | 0 | 0 | 0 | 0 | 0 | 0 | 0 | 0 | 0 | 0 | 0 | 0 | 0 | 0 | 0 | 0 | 0 | 0 | 0 | 0 | 0
F1_Commercial_Warehouse_New_Space Heating_Natural Gas_Unit Heater_E10 | F1 | Commercial | Warehouse | New | Space Heating | Natural Gas | Unit Heater | E10 | CCE | 0 | 0 | 0 | 0 | 0 | 0 | 0 | 0 | 0 | 0 | 0 | 0 | 0 | 0 | 0 | 0 | 0 | 0 | 0 | 0 | 0 | 0 | 0 | 0 | 0 | 0 | 0 | 0 | 0 | 0
F2_Commercial_Warehouse_New_Space Heating_Natural Gas_Unit Heater_E1 | F2 | Commercial | Warehouse | New | Space Heating | Natural Gas | Unit Heater | E1 | TRC BC Ratio | 0.9 | 0.9 | 0.9 | 0.9 | 0.9 | 0.9 | 0.9 | 0.9 | 0.9 | 0.9 | 0.9 | 0.9 | 0.9 | 0.9 | 0.9 | 0.9 | 0.9 | 0.9 | 0.9 | 0.9 | 0.9 | 0.9 | 0 | 0 | 0 | 0 | 0 | 0 | 0 | 0
F2_Commercial_Warehouse_New_Space Heating_Natural Gas_Unit Heater_E2 | F2 | Commercial | Warehouse | New | Space Heating | Natural Gas | Unit Heater | E2 | TRC BC Ratio | 0.35171 | 0.35472 | 0.35832 | 0.36428 | 0.37222 | 0.3816 | 0.39021 | 0.39788 | 0.40532 | 0.41254 | 0.41981 | 0.42689 | 0.43355 | 0.44022 | 0.44659 | 0.45313 | 0.46012 | 0.46716 | 0.47426 | 0.48138 | 0.48843 | 0.49538 | 0 | 0 | 0 | 0 | 0 | 0 | 0 | 0
F2_Commercial_Warehouse_New_Space Heating_Natural Gas_Unit Heater_E3 | F2 | Commercial | Warehouse | New | Space Heating | Natural Gas | Unit Heater | E3 | TRC BC Ratio | 6.8506 | 6.8286 | 6.8252 | 6.9114 | 7.0978 | 7.356 | 7.5942 | 7.8144 | 8.0481 | 8.2587 | 8.4576 | 8.6317 | 8.7675 | 8.8576 | 8.9311 | 9.0076 | 9.0994 | 9.1891 | 9.2771 | 9.362 | 9.4392 | 9.5076 | 0 | 0 | 0 | 0 | 0 | 0 | 0 | 0
F2_Commercial_Warehouse_New_Space Heating_Natural Gas_Unit Heater_E4 | F2 | Commercial | Warehouse | New | Space Heating | Natural Gas | Unit Heater | E4 | TRC BC Ratio | 0 | 0 | 0 | 0 | 0 | 0 | 0 | 0 | 0 | 0 | 0 | 0 | 0 | 0 | 0 | 0 | 0 | 0 | 0 | 0 | 0 | 0 | 0 | 0 | 0 | 0 | 0 | 0 | 0 | 0
F2_Commercial_Warehouse_New_Space Heating_Natural Gas_Unit Heater_E5 | F2 | Commercial | Warehouse | New | Space Heating | Natural Gas | Unit Heater | E5 | TRC BC Ratio | 0 | 0 | 0 | 0 | 0 | 0 | 0 | 0 | 0 | 0 | 0 | 0 | 0 | 0 | 0 | 0 | 0 | 0 | 0 | 0 | 0 | 0 | 0 | 0 | 0 | 0 | 0 | 0 | 0 | 0
F2_Commercial_Warehouse_New_Space Heating_Natural Gas_Unit Heater_E6 | F2 | Commercial | Warehouse | New | Space Heating | Natural Gas | Unit Heater | E6 | TRC BC Ratio | 0 | 0 | 0 | 0 | 0 | 0 | 0 | 0 | 0 | 0 | 0 | 0 | 0 | 0 | 0 | 0 | 0 | 0 | 0 | 0 | 0 | 0 | 0 | 0 | 0 | 0 | 0 | 0 | 0 | 0
F2_Commercial_Warehouse_New_Space Heating_Natural Gas_Unit Heater_E7 | F2 | Commercial | Warehouse | New | Space Heating | Natural Gas | Unit Heater | E7 | TRC BC Ratio | 0 | 0 | 0 | 0 | 0 | 0 | 0 | 0 | 0 | 0 | 0 | 0 | 0 | 0 | 0 | 0 | 0 | 0 | 0 | 0 | 0 | 0 | 0 | 0 | 0 | 0 | 0 | 0 | 0 | 0
F2_Commercial_Warehouse_New_Space Heating_Natural Gas_Unit Heater_E8 | F2 | Commercial | Warehouse | New | Space Heating | Natural Gas | Unit Heater | E8 | TRC BC Ratio | 0 | 0 | 0 | 0 | 0 | 0 | 0 | 0 | 0 | 0 | 0 | 0 | 0 | 0 | 0 | 0 | 0 | 0 | 0 | 0 | 0 | 0 | 0 | 0 | 0 | 0 | 0 | 0 | 0 | 0
F2_Commercial_Warehouse_New_Space Heating_Natural Gas_Unit Heater_E9 | F2 | Commercial | Warehouse | New | Space Heating | Natural Gas | Unit Heater | E9 | TRC BC Ratio | 0 | 0 | 0 | 0 | 0 | 0 | 0 | 0 | 0 | 0 | 0 | 0 | 0 | 0 | 0 | 0 | 0 | 0 | 0 | 0 | 0 | 0 | 0 | 0 | 0 | 0 | 0 | 0 | 0 | 0
F2_Commercial_Warehouse_New_Space Heating_Natural Gas_Unit Heater_E10 | F2 | Commercial | Warehouse | New | Space Heating | Natural Gas | Unit Heater | E10 | TRC BC Ratio | 0 | 0 | 0 | 0 | 0 | 0 | 0 | 0 | 0 | 0 | 0 | 0 | 0 | 0 | 0 | 0 | 0 | 0 | 0 | 0 | 0 | 0 | 0 | 0 | 0 | 0 | 0 | 0 | 0 | 0
F3_Commercial_Warehouse_New_Space Heating_Natural Gas_Unit Heater_E1 | F3 | Commercial | Warehouse | New | Space Heating | Natural Gas | Unit Heater | E1 | PACT BC Ratio | 0.9 | 0.9 | 0.9 | 0.9 | 0.9 | 0.9 | 0.9 | 0.9 | 0.9 | 0.9 | 0.9 | 0.9 | 0.9 | 0.9 | 0.9 | 0.9 | 0.9 | 0.9 | 0.9 | 0.9 | 0.9 | 0.9 | 0 | 0 | 0 | 0 | 0 | 0 | 0 | 0
F3_Commercial_Warehouse_New_Space Heating_Natural Gas_Unit Heater_E2 | F3 | Commercial | Warehouse | New | Space Heating | Natural Gas | Unit Heater | E2 | PACT BC Ratio | 0.74493 | 0.75131 | 0.75894 | 0.77156 | 0.78839 | 0.80825 | 0.82649 | 0.84273 | 0.85849 | 0.87378 | 0.88919 | 0.90417 | 0.91828 | 0.93241 | 0.94591 | 0.95975 | 0.97456 | 0.98947 | 1.0045 | 1.0196 | 1.0345 | 1.0492 | 0 | 0 | 0 | 0 | 0 | 0 | 0 | 0
F3_Commercial_Warehouse_New_Space Heating_Natural Gas_Unit Heater_E3 | F3 | Commercial | Warehouse | New | Space Heating | Natural Gas | Unit Heater | E3 | PACT BC Ratio | 14.5099 | 14.4632 | 14.4561 | 14.6387 | 15.0334 | 15.5804 | 16.085 | 16.5514 | 17.0463 | 17.4923 | 17.9137 | 18.2824 | 18.5701 | 18.7607 | 18.9164 | 19.0784 | 19.273 | 19.463 | 19.6493 | 19.8292 | 19.9928 | 20.1376 | 0 | 0 | 0 | 0 | 0 | 0 | 0 | 0
F3_Commercial_Warehouse_New_Space Heating_Natural Gas_Unit Heater_E4 | F3 | Commercial | Warehouse | New | Space Heating | Natural Gas | Unit Heater | E4 | PACT BC Ratio | 0 | 0 | 0 | 0 | 0 | 0 | 0 | 0 | 0 | 0 | 0 | 0 | 0 | 0 | 0 | 0 | 0 | 0 | 0 | 0 | 0 | 0 | 0 | 0 | 0 | 0 | 0 | 0 | 0 | 0
F3_Commercial_Warehouse_New_Space Heating_Natural Gas_Unit Heater_E5 | F3 | Commercial | Warehouse | New | Space Heating | Natural Gas | Unit Heater | E5 | PACT BC Ratio | 0 | 0 | 0 | 0 | 0 | 0 | 0 | 0 | 0 | 0 | 0 | 0 | 0 | 0 | 0 | 0 | 0 | 0 | 0 | 0 | 0 | 0 | 0 | 0 | 0 | 0 | 0 | 0 | 0 | 0
F3_Commercial_Warehouse_New_Space Heating_Natural Gas_Unit Heater_E6 | F3 | Commercial | Warehouse | New | Space Heating | Natural Gas | Unit Heater | E6 | PACT BC Ratio | 0 | 0 | 0 | 0 | 0 | 0 | 0 | 0 | 0 | 0 | 0 | 0 | 0 | 0 | 0 | 0 | 0 | 0 | 0 | 0 | 0 | 0 | 0 | 0 | 0 | 0 | 0 | 0 | 0 | 0
F3_Commercial_Warehouse_New_Space Heating_Natural Gas_Unit Heater_E7 | F3 | Commercial | Warehouse | New | Space Heating | Natural Gas | Unit Heater | E7 | PACT BC Ratio | 0 | 0 | 0 | 0 | 0 | 0 | 0 | 0 | 0 | 0 | 0 | 0 | 0 | 0 | 0 | 0 | 0 | 0 | 0 | 0 | 0 | 0 | 0 | 0 | 0 | 0 | 0 | 0 | 0 | 0
F3_Commercial_Warehouse_New_Space Heating_Natural Gas_Unit Heater_E8 | F3 | Commercial | Warehouse | New | Space Heating | Natural Gas | Unit Heater | E8 | PACT BC Ratio | 0 | 0 | 0 | 0 | 0 | 0 | 0 | 0 | 0 | 0 | 0 | 0 | 0 | 0 | 0 | 0 | 0 | 0 | 0 | 0 | 0 | 0 | 0 | 0 | 0 | 0 | 0 | 0 | 0 | 0
F3_Commercial_Warehouse_New_Space Heating_Natural Gas_Unit Heater_E9 | F3 | Commercial | Warehouse | New | Space Heating | Natural Gas | Unit Heater | E9 | PACT BC Ratio | 0 | 0 | 0 | 0 | 0 | 0 | 0 | 0 | 0 | 0 | 0 | 0 | 0 | 0 | 0 | 0 | 0 | 0 | 0 | 0 | 0 | 0 | 0 | 0 | 0 | 0 | 0 | 0 | 0 | 0
F3_Commercial_Warehouse_New_Space Heating_Natural Gas_Unit Heater_E10 | F3 | Commercial | Warehouse | New | Space Heating | Natural Gas | Unit Heater | E10 | PACT BC Ratio | 0 | 0 | 0 | 0 | 0 | 0 | 0 | 0 | 0 | 0 | 0 | 0 | 0 | 0 | 0 | 0 | 0 | 0 | 0 | 0 | 0 | 0 | 0 | 0 | 0 | 0 | 0 | 0 | 0 | 0
F4_Commercial_Warehouse_New_Space Heating_Natural Gas_Unit Heater_E1 | F4 | Commercial | Warehouse | New | Space Heating | Natural Gas | Unit Heater | E1 | PCT BC Ratio | 0.9 | 0.9 | 0.9 | 0.9 | 0.9 | 0.9 | 0.9 | 0.9 | 0.9 | 0.9 | 0.9 | 0.9 | 0.9 | 0.9 | 0.9 | 0.9 | 0.9 | 0.9 | 0.9 | 0.9 | 0.9 | 0.9 | 0 | 0 | 0 | 0 | 0 | 0 | 0 | 0
F4_Commercial_Warehouse_New_Space Heating_Natural Gas_Unit Heater_E2 | F4 | Commercial | Warehouse | New | Space Heating | Natural Gas | Unit Heater | E2 | PCT BC Ratio | 0.85851 | 0.8633 | 0.86903 | 0.87852 | 0.89117 | 0.90609 | 0.9198 | 0.93201 | 0.94385 | 0.95533 | 0.96692 | 0.97818 | 0.98878 | 0.99939 | 1.0095 | 1.0199 | 1.0311 | 1.0423 | 1.0536 | 1.0649 | 1.0761 | 1.0872 | 0 | 0 | 0 | 0 | 0 | 0 | 0 | 0
F4_Commercial_Warehouse_New_Space Heating_Natural Gas_Unit Heater_E3 | F4 | Commercial | Warehouse | New | Space Heating | Natural Gas | Unit Heater | E3 | PCT BC Ratio | 11.2028 | 11.1678 | 11.1624 | 11.2996 | 11.5963 | 12.0073 | 12.3865 | 12.737 | 13.1089 | 13.4441 | 13.7607 | 14.0378 | 14.254 | 14.3973 | 14.5143 | 14.6361 | 14.7822 | 14.925 | 15.0651 | 15.2002 | 15.3232 | 15.432 | 0 | 0 | 0 | 0 | 0 | 0 | 0 | 0
F4_Commercial_Warehouse_New_Space Heating_Natural Gas_Unit Heater_E4 | F4 | Commercial | Warehouse | New | Space Heating | Natural Gas | Unit Heater | E4 | PCT BC Ratio | 0 | 0 | 0 | 0 | 0 | 0 | 0 | 0 | 0 | 0 | 0 | 0 | 0 | 0 | 0 | 0 | 0 | 0 | 0 | 0 | 0 | 0 | 0 | 0 | 0 | 0 | 0 | 0 | 0 | 0
F4_Commercial_Warehouse_New_Space Heating_Natural Gas_Unit Heater_E5 | F4 | Commercial | Warehouse | New | Space Heating | Natural Gas | Unit Heater | E5 | PCT BC Ratio | 0 | 0 | 0 | 0 | 0 | 0 | 0 | 0 | 0 | 0 | 0 | 0 | 0 | 0 | 0 | 0 | 0 | 0 | 0 | 0 | 0 | 0 | 0 | 0 | 0 | 0 | 0 | 0 | 0 | 0
F4_Commercial_Warehouse_New_Space Heating_Natural Gas_Unit Heater_E6 | F4 | Commercial | Warehouse | New | Space Heating | Natural Gas | Unit Heater | E6 | PCT BC Ratio | 0 | 0 | 0 | 0 | 0 | 0 | 0 | 0 | 0 | 0 | 0 | 0 | 0 | 0 | 0 | 0 | 0 | 0 | 0 | 0 | 0 | 0 | 0 | 0 | 0 | 0 | 0 | 0 | 0 | 0
F4_Commercial_Warehouse_New_Space Heating_Natural Gas_Unit Heater_E7 | F4 | Commercial | Warehouse | New | Space Heating | Natural Gas | Unit Heater | E7 | PCT BC Ratio | 0 | 0 | 0 | 0 | 0 | 0 | 0 | 0 | 0 | 0 | 0 | 0 | 0 | 0 | 0 | 0 | 0 | 0 | 0 | 0 | 0 | 0 | 0 | 0 | 0 | 0 | 0 | 0 | 0 | 0
F4_Commercial_Warehouse_New_Space Heating_Natural Gas_Unit Heater_E8 | F4 | Commercial | Warehouse | New | Space Heating | Natural Gas | Unit Heater | E8 | PCT BC Ratio | 0 | 0 | 0 | 0 | 0 | 0 | 0 | 0 | 0 | 0 | 0 | 0 | 0 | 0 | 0 | 0 | 0 | 0 | 0 | 0 | 0 | 0 | 0 | 0 | 0 | 0 | 0 | 0 | 0 | 0
F4_Commercial_Warehouse_New_Space Heating_Natural Gas_Unit Heater_E9 | F4 | Commercial | Warehouse | New | Space Heating | Natural Gas | Unit Heater | E9 | PCT BC Ratio | 0 | 0 | 0 | 0 | 0 | 0 | 0 | 0 | 0 | 0 | 0 | 0 | 0 | 0 | 0 | 0 | 0 | 0 | 0 | 0 | 0 | 0 | 0 | 0 | 0 | 0 | 0 | 0 | 0 | 0
F4_Commercial_Warehouse_New_Space Heating_Natural Gas_Unit Heater_E10 | F4 | Commercial | Warehouse | New | Space Heating | Natural Gas | Unit Heater | E10 | PCT BC Ratio | 0 | 0 | 0 | 0 | 0 | 0 | 0 | 0 | 0 | 0 | 0 | 0 | 0 | 0 | 0 | 0 | 0 | 0 | 0 | 0 | 0 | 0 | 0 | 0 | 0 | 0 | 0 | 0 | 0 | 0
F5_Commercial_Warehouse_New_Space Heating_Natural Gas_Unit Heater_E1 | F5 | Commercial | Warehouse | New | Space Heating | Natural Gas | Unit Heater | E1 | RIM BC Ratio | 0.9 | 0.9 | 0.9 | 0.9 | 0.9 | 0.9 | 0.9 | 0.9 | 0.9 | 0.9 | 0.9 | 0.9 | 0.9 | 0.9 | 0.9 | 0.9 | 0.9 | 0.9 | 0.9 | 0.9 | 0.9 | 0.9 | 0 | 0 | 0 | 0 | 0 | 0 | 0 | 0
F5_Commercial_Warehouse_New_Space Heating_Natural Gas_Unit Heater_E2 | F5 | Commercial | Warehouse | New | Space Heating | Natural Gas | Unit Heater | E2 | RIM BC Ratio | 0.39363 | 0.3954 | 0.3975 | 0.40094 | 0.40544 | 0.41062 | 0.41528 | 0.41934 | 0.42321 | 0.42689 | 0.43054 | 0.43402 | 0.43724 | 0.44042 | 0.44341 | 0.44643 | 0.44961 | 0.45275 | 0.45587 | 0.45896 | 0.46196 | 0.46487 | 0 | 0 | 0 | 0 | 0 | 0 | 0 | 0
F5_Commercial_Warehouse_New_Space Heating_Natural Gas_Unit Heater_E3 | F5 | Commercial | Warehouse | New | Space Heating | Natural Gas | Unit Heater | E3 | RIM BC Ratio | 0.78928 | 0.78914 | 0.78912 | 0.78965 | 0.79077 | 0.79224 | 0.7935 | 0.79461 | 0.79572 | 0.79666 | 0.79752 | 0.79824 | 0.79878 | 0.79913 | 0.79941 | 0.79969 | 0.80003 | 0.80036 | 0.80067 | 0.80096 | 0.80123 | 0.80146 | 0 | 0 | 0 | 0 | 0 | 0 | 0 | 0
F5_Commercial_Warehouse_New_Space Heating_Natural Gas_Unit Heater_E4 | F5 | Commercial | Warehouse | New | Space Heating | Natural Gas | Unit Heater | E4 | RIM BC Ratio | 0 | 0 | 0 | 0 | 0 | 0 | 0 | 0 | 0 | 0 | 0 | 0 | 0 | 0 | 0 | 0 | 0 | 0 | 0 | 0 | 0 | 0 | 0 | 0 | 0 | 0 | 0 | 0 | 0 | 0
F5_Commercial_Warehouse_New_Space Heating_Natural Gas_Unit Heater_E5 | F5 | Commercial | Warehouse | New | Space Heating | Natural Gas | Unit Heater | E5 | RIM BC Ratio | 0 | 0 | 0 | 0 | 0 | 0 | 0 | 0 | 0 | 0 | 0 | 0 | 0 | 0 | 0 | 0 | 0 | 0 | 0 | 0 | 0 | 0 | 0 | 0 | 0 | 0 | 0 | 0 | 0 | 0
F5_Commercial_Warehouse_New_Space Heating_Natural Gas_Unit Heater_E6 | F5 | Commercial | Warehouse | New | Space Heating | Natural Gas | Unit Heater | E6 | RIM BC Ratio | 0 | 0 | 0 | 0 | 0 | 0 | 0 | 0 | 0 | 0 | 0 | 0 | 0 | 0 | 0 | 0 | 0 | 0 | 0 | 0 | 0 | 0 | 0 | 0 | 0 | 0 | 0 | 0 | 0 | 0
F5_Commercial_Warehouse_New_Space Heating_Natural Gas_Unit Heater_E7 | F5 | Commercial | Warehouse | New | Space Heating | Natural Gas | Unit Heater | E7 | RIM BC Ratio | 0 | 0 | 0 | 0 | 0 | 0 | 0 | 0 | 0 | 0 | 0 | 0 | 0 | 0 | 0 | 0 | 0 | 0 | 0 | 0 | 0 | 0 | 0 | 0 | 0 | 0 | 0 | 0 | 0 | 0
F5_Commercial_Warehouse_New_Space Heating_Natural Gas_Unit Heater_E8 | F5 | Commercial | Warehouse | New | Space Heating | Natural Gas | Unit Heater | E8 | RIM BC Ratio | 0 | 0 | 0 | 0 | 0 | 0 | 0 | 0 | 0 | 0 | 0 | 0 | 0 | 0 | 0 | 0 | 0 | 0 | 0 | 0 | 0 | 0 | 0 | 0 | 0 | 0 | 0 | 0 | 0 | 0
F5_Commercial_Warehouse_New_Space Heating_Natural Gas_Unit Heater_E9 | F5 | Commercial | Warehouse | New | Space Heating | Natural Gas | Unit Heater | E9 | RIM BC Ratio | 0 | 0 | 0 | 0 | 0 | 0 | 0 | 0 | 0 | 0 | 0 | 0 | 0 | 0 | 0 | 0 | 0 | 0 | 0 | 0 | 0 | 0 | 0 | 0 | 0 | 0 | 0 | 0 | 0 | 0
F5_Commercial_Warehouse_New_Space Heating_Natural Gas_Unit Heater_E10 | F5 | Commercial | Warehouse | New | Space Heating | Natural Gas | Unit Heater | E10 | RIM BC Ratio | 0 | 0 | 0 | 0 | 0 | 0 | 0 | 0 | 0 | 0 | 0 | 0 | 0 | 0 | 0 | 0 | 0 | 0 | 0 | 0 | 0 | 0 | 0 | 0 | 0 | 0 | 0 | 0 | 0 | 0
F0_Commercial_Warehouse_New_Water Heating_Natural Gas_Water Heater_E0 | F0 | Commercial | Warehouse | New | Water Heating | Natural Gas | Water Heater | E0 | Economic Unit | Gas-Fired Absorption HPWH | Gas-Fired Absorption HPWH | Gas-Fired Absorption HPWH | Gas-Fired Absorption HPWH | Gas-Fired Absorption HPWH | Gas-Fired Absorption HPWH | Gas-Fired Absorption HPWH | Gas-Fired Absorption HPWH | Gas-Fired Absorption HPWH | Gas-Fired Absorption HPWH | Gas-Fired Absorption HPWH | Gas-Fired Absorption HPWH | Gas-Fired Absorption HPWH | Gas-Fired Absorption HPWH | Gas-Fired Absorption HPWH | Gas-Fired Absorption HPWH | Gas-Fired Absorption HPWH | Gas-Fired Absorption HPWH | Gas-Fired Absorption HPWH | Gas-Fired Absorption HPWH | Gas-Fired Absorption HPWH | Gas-Fired Absorption HPWH | 0 | 0 | 0 | 0 | 0 | 0 | 0 | 0
F1_Commercial_Warehouse_New_Water Heating_Natural Gas_Water Heater_E1 | F1 | Commercial | Warehouse | New | Water Heating | Natural Gas | Water Heater | E1 | CCE | 0 | 0 | 0 | 0 | 0 | 0 | 0 | 0 | 0 | 0 | 0 | 0 | 0 | 0 | 0 | 0 | 0 | 0 | 0 | 0 | 0 | 0 | 0 | 0 | 0 | 0 | 0 | 0 | 0 | 0
F1_Commercial_Warehouse_New_Water Heating_Natural Gas_Water Heater_E2 | F1 | Commercial | Warehouse | New | Water Heating | Natural Gas | Water Heater | E2 | CCE | -0.00018628 | -0.00018628 | -0.0001957 | -0.00019272 | -0.00018983 | -0.00018622 | -0.00018571 | -0.00018452 | -0.0001834 | -0.00018173 | -0.00018147 | -0.00018063 | -0.00017989 | -0.00017847 | -0.00017866 | -0.00017811 | -0.00017758 | -0.0001764 | -0.00017675 | -0.0001764 | -0.00017614 | -0.00017516 | 0 | 0 | 0 | 0 | 0 | 0 | 0 | 0
F1_Commercial_Warehouse_New_Water Heating_Natural Gas_Water Heater_E3 | F1 | Commercial | Warehouse | New | Water Heating | Natural Gas | Water Heater | E3 | CCE | 0.00017347 | 0.00017347 | 0.00018224 | 0.00017947 | 0.00017678 | 0.00017342 | 0.00017294 | 0.00017183 | 0.0001708 | 0.00016924 | 0.00016899 | 0.00016822 | 0.00016752 | 0.0001662 | 0.00016637 | 0.00016587 | 0.00016537 | 0.00016427 | 0.0001646 | 0.00016428 | 0.00016403 | 0.00016312 | 0 | 0 | 0 | 0 | 0 | 0 | 0 | 0
F1_Commercial_Warehouse_New_Water Heating_Natural Gas_Water Heater_E4 | F1 | Commercial | Warehouse | New | Water Heating | Natural Gas | Water Heater | E4 | CCE | -0.00075149 | -0.00075149 | -0.00078949 | -0.00077749 | -0.00076583 | -0.00075126 | -0.00074921 | -0.00074439 | -0.00073991 | -0.00073315 | -0.0007321 | -0.00072873 | -0.00072573 | -0.00071999 | -0.00072075 | -0.00071855 | -0.00071639 | -0.00071166 | -0.00071305 | -0.00071166 | -0.00071062 | -0.00070664 | 0 | 0 | 0 | 0 | 0 | 0 | 0 | 0
F1_Commercial_Warehouse_New_Water Heating_Natural Gas_Water Heater_E5 | F1 | Commercial | Warehouse | New | Water Heating | Natural Gas | Water Heater | E5 | CCE | 0 | 0 | 0 | 0 | 0 | 0 | 0 | 0 | 0 | 0 | 0 | 0 | 0 | 0 | 0 | 0 | 0 | 0 | 0 | 0 | 0 | 0 | 0 | 0 | 0 | 0 | 0 | 0 | 0 | 0
F1_Commercial_Warehouse_New_Water Heating_Natural Gas_Water Heater_E6 | F1 | Commercial | Warehouse | New | Water Heating | Natural Gas | Water Heater | E6 | CCE | 0 | 0 | 0 | 0 | 0 | 0 | 0 | 0 | 0 | 0 | 0 | 0 | 0 | 0 | 0 | 0 | 0 | 0 | 0 | 0 | 0 | 0 | 0 | 0 | 0 | 0 | 0 | 0 | 0 | 0
F1_Commercial_Warehouse_New_Water Heating_Natural Gas_Water Heater_E7 | F1 | Commercial | Warehouse | New | Water Heating | Natural Gas | Water Heater | E7 | CCE | 0 | 0 | 0 | 0 | 0 | 0 | 0 | 0 | 0 | 0 | 0 | 0 | 0 | 0 | 0 | 0 | 0 | 0 | 0 | 0 | 0 | 0 | 0 | 0 | 0 | 0 | 0 | 0 | 0 | 0
F1_Commercial_Warehouse_New_Water Heating_Natural Gas_Water Heater_E8 | F1 | Commercial | Warehouse | New | Water Heating | Natural Gas | Water Heater | E8 | CCE | 0 | 0 | 0 | 0 | 0 | 0 | 0 | 0 | 0 | 0 | 0 | 0 | 0 | 0 | 0 | 0 | 0 | 0 | 0 | 0 | 0 | 0 | 0 | 0 | 0 | 0 | 0 | 0 | 0 | 0
F1_Commercial_Warehouse_New_Water Heating_Natural Gas_Water Heater_E9 | F1 | Commercial | Warehouse | New | Water Heating | Natural Gas | Water Heater | E9 | CCE | 0 | 0 | 0 | 0 | 0 | 0 | 0 | 0 | 0 | 0 | 0 | 0 | 0 | 0 | 0 | 0 | 0 | 0 | 0 | 0 | 0 | 0 | 0 | 0 | 0 | 0 | 0 | 0 | 0 | 0
F1_Commercial_Warehouse_New_Water Heating_Natural Gas_Water Heater_E10 | F1 | Commercial | Warehouse | New | Water Heating | Natural Gas | Water Heater | E10 | CCE | 0 | 0 | 0 | 0 | 0 | 0 | 0 | 0 | 0 | 0 | 0 | 0 | 0 | 0 | 0 | 0 | 0 | 0 | 0 | 0 | 0 | 0 | 0 | 0 | 0 | 0 | 0 | 0 | 0 | 0
F2_Commercial_Warehouse_New_Water Heating_Natural Gas_Water Heater_E1 | F2 | Commercial | Warehouse | New | Water Heating | Natural Gas | Water Heater | E1 | TRC BC Ratio | 0.9 | 0.9 | 0.9 | 0.9 | 0.9 | 0.9 | 0.9 | 0.9 | 0.9 | 0.9 | 0.9 | 0.9 | 0.9 | 0.9 | 0.9 | 0.9 | 0.9 | 0.9 | 0.9 | 0.9 | 0.9 | 0.9 | 0 | 0 | 0 | 0 | 0 | 0 | 0 | 0
F2_Commercial_Warehouse_New_Water Heating_Natural Gas_Water Heater_E2 | F2 | Commercial | Warehouse | New | Water Heating | Natural Gas | Water Heater | E2 | TRC BC Ratio | 0.9 | 0.9 | 0.9 | 0.9 | 0.9 | 0.9 | 0.9 | 0.9 | 0.9 | 0.9 | 0.9 | 0.9 | 0.9 | 0.9 | 0.9 | 0.9 | 0.9 | 0.9 | 0.9 | 0.9 | 0.9 | 0.9 | 0 | 0 | 0 | 0 | 0 | 0 | 0 | 0
F2_Commercial_Warehouse_New_Water Heating_Natural Gas_Water Heater_E3 | F2 | Commercial | Warehouse | New | Water Heating | Natural Gas | Water Heater | E3 | TRC BC Ratio | 50.4831 | 50.8195 | 51.2554 | 52.0971 | 53.2654 | 54.6715 | 55.948 | 57.0417 | 58.0798 | 59.1401 | 60.2753 | 61.3826 | 62.4297 | 63.4841 | 64.4159 | 65.2981 | 66.2528 | 67.2109 | 68.1741 | 69.1375 | 70.0828 | 71.0055 | 0 | 0 | 0 | 0 | 0 | 0 | 0 | 0
F2_Commercial_Warehouse_New_Water Heating_Natural Gas_Water Heater_E4 | F2 | Commercial | Warehouse | New | Water Heating | Natural Gas | Water Heater | E4 | TRC BC Ratio | 0.9 | 0.9 | 0.9 | 0.9 | 0.9 | 0.9 | 0.9 | 0.9 | 0.9 | 0.9 | 0.9 | 0.9 | 0.9 | 0.9 | 0.9 | 0.9 | 0.9 | 0.9 | 0.9 | 0.9 | 0.9 | 0.9 | 0 | 0 | 0 | 0 | 0 | 0 | 0 | 0
F2_Commercial_Warehouse_New_Water Heating_Natural Gas_Water Heater_E5 | F2 | Commercial | Warehouse | New | Water Heating | Natural Gas | Water Heater | E5 | TRC BC Ratio | 0 | 0 | 0 | 0 | 0 | 0 | 0 | 0 | 0 | 0 | 0 | 0 | 0 | 0 | 0 | 0 | 0 | 0 | 0 | 0 | 0 | 0 | 0 | 0 | 0 | 0 | 0 | 0 | 0 | 0
F2_Commercial_Warehouse_New_Water Heating_Natural Gas_Water Heater_E6 | F2 | Commercial | Warehouse | New | Water Heating | Natural Gas | Water Heater | E6 | TRC BC Ratio | 0 | 0 | 0 | 0 | 0 | 0 | 0 | 0 | 0 | 0 | 0 | 0 | 0 | 0 | 0 | 0 | 0 | 0 | 0 | 0 | 0 | 0 | 0 | 0 | 0 | 0 | 0 | 0 | 0 | 0
F2_Commercial_Warehouse_New_Water Heating_Natural Gas_Water Heater_E7 | F2 | Commercial | Warehouse | New | Water Heating | Natural Gas | Water Heater | E7 | TRC BC Ratio | 0 | 0 | 0 | 0 | 0 | 0 | 0 | 0 | 0 | 0 | 0 | 0 | 0 | 0 | 0 | 0 | 0 | 0 | 0 | 0 | 0 | 0 | 0 | 0 | 0 | 0 | 0 | 0 | 0 | 0
F2_Commercial_Warehouse_New_Water Heating_Natural Gas_Water Heater_E8 | F2 | Commercial | Warehouse | New | Water Heating | Natural Gas | Water Heater | E8 | TRC BC Ratio | 0 | 0 | 0 | 0 | 0 | 0 | 0 | 0 | 0 | 0 | 0 | 0 | 0 | 0 | 0 | 0 | 0 | 0 | 0 | 0 | 0 | 0 | 0 | 0 | 0 | 0 | 0 | 0 | 0 | 0
F2_Commercial_Warehouse_New_Water Heating_Natural Gas_Water Heater_E9 | F2 | Commercial | Warehouse | New | Water Heating | Natural Gas | Water Heater | E9 | TRC BC Ratio | 0 | 0 | 0 | 0 | 0 | 0 | 0 | 0 | 0 | 0 | 0 | 0 | 0 | 0 | 0 | 0 | 0 | 0 | 0 | 0 | 0 | 0 | 0 | 0 | 0 | 0 | 0 | 0 | 0 | 0
F2_Commercial_Warehouse_New_Water Heating_Natural Gas_Water Heater_E10 | F2 | Commercial | Warehouse | New | Water Heating | Natural Gas | Water Heater | E10 | TRC BC Ratio | 0 | 0 | 0 | 0 | 0 | 0 | 0 | 0 | 0 | 0 | 0 | 0 | 0 | 0 | 0 | 0 | 0 | 0 | 0 | 0 | 0 | 0 | 0 | 0 | 0 | 0 | 0 | 0 | 0 | 0
F3_Commercial_Warehouse_New_Water Heating_Natural Gas_Water Heater_E1 | F3 | Commercial | Warehouse | New | Water Heating | Natural Gas | Water Heater | E1 | PACT BC Ratio | 0.9 | 0.9 | 0.9 | 0.9 | 0.9 | 0.9 | 0.9 | 0.9 | 0.9 | 0.9 | 0.9 | 0.9 | 0.9 | 0.9 | 0.9 | 0.9 | 0.9 | 0.9 | 0.9 | 0.9 | 0.9 | 0.9 | 0 | 0 | 0 | 0 | 0 | 0 | 0 | 0
F3_Commercial_Warehouse_New_Water Heating_Natural Gas_Water Heater_E2 | F3 | Commercial | Warehouse | New | Water Heating | Natural Gas | Water Heater | E2 | PACT BC Ratio | 0.9 | 0.9 | 0.9 | 0.9 | 0.9 | 0.9 | 0.9 | 0.9 | 0.9 | 0.9 | 0.9 | 0.9 | 0.9 | 0.9 | 0.9 | 0.9 | 0.9 | 0.9 | 0.9 | 0.9 | 0.9 | 0.9 | 0 | 0 | 0 | 0 | 0 | 0 | 0 | 0
F3_Commercial_Warehouse_New_Water Heating_Natural Gas_Water Heater_E3 | F3 | Commercial | Warehouse | New | Water Heating | Natural Gas | Water Heater | E3 | PACT BC Ratio | 82.5529 | 83.103 | 83.8158 | 85.1922 | 87.1027 | 89.4019 | 91.4894 | 93.2778 | 94.9754 | 96.7093 | 98.5656 | 100.3763 | 102.0885 | 103.8128 | 105.3366 | 106.7791 | 108.3404 | 109.9071 | 111.4822 | 113.0575 | 114.6033 | 116.1122 | 0 | 0 | 0 | 0 | 0 | 0 | 0 | 0
F3_Commercial_Warehouse_New_Water Heating_Natural Gas_Water Heater_E4 | F3 | Commercial | Warehouse | New | Water Heating | Natural Gas | Water Heater | E4 | PACT BC Ratio | 0.9 | 0.9 | 0.9 | 0.9 | 0.9 | 0.9 | 0.9 | 0.9 | 0.9 | 0.9 | 0.9 | 0.9 | 0.9 | 0.9 | 0.9 | 0.9 | 0.9 | 0.9 | 0.9 | 0.9 | 0.9 | 0.9 | 0 | 0 | 0 | 0 | 0 | 0 | 0 | 0
F3_Commercial_Warehouse_New_Water Heating_Natural Gas_Water Heater_E5 | F3 | Commercial | Warehouse | New | Water Heating | Natural Gas | Water Heater | E5 | PACT BC Ratio | 0 | 0 | 0 | 0 | 0 | 0 | 0 | 0 | 0 | 0 | 0 | 0 | 0 | 0 | 0 | 0 | 0 | 0 | 0 | 0 | 0 | 0 | 0 | 0 | 0 | 0 | 0 | 0 | 0 | 0
F3_Commercial_Warehouse_New_Water Heating_Natural Gas_Water Heater_E6 | F3 | Commercial | Warehouse | New | Water Heating | Natural Gas | Water Heater | E6 | PACT BC Ratio | 0 | 0 | 0 | 0 | 0 | 0 | 0 | 0 | 0 | 0 | 0 | 0 | 0 | 0 | 0 | 0 | 0 | 0 | 0 | 0 | 0 | 0 | 0 | 0 | 0 | 0 | 0 | 0 | 0 | 0
F3_Commercial_Warehouse_New_Water Heating_Natural Gas_Water Heater_E7 | F3 | Commercial | Warehouse | New | Water Heating | Natural Gas | Water Heater | E7 | PACT BC Ratio | 0 | 0 | 0 | 0 | 0 | 0 | 0 | 0 | 0 | 0 | 0 | 0 | 0 | 0 | 0 | 0 | 0 | 0 | 0 | 0 | 0 | 0 | 0 | 0 | 0 | 0 | 0 | 0 | 0 | 0
F3_Commercial_Warehouse_New_Water Heating_Natural Gas_Water Heater_E8 | F3 | Commercial | Warehouse | New | Water Heating | Natural Gas | Water Heater | E8 | PACT BC Ratio | 0 | 0 | 0 | 0 | 0 | 0 | 0 | 0 | 0 | 0 | 0 | 0 | 0 | 0 | 0 | 0 | 0 | 0 | 0 | 0 | 0 | 0 | 0 | 0 | 0 | 0 | 0 | 0 | 0 | 0
F3_Commercial_Warehouse_New_Water Heating_Natural Gas_Water Heater_E9 | F3 | Commercial | Warehouse | New | Water Heating | Natural Gas | Water Heater | E9 | PACT BC Ratio | 0 | 0 | 0 | 0 | 0 | 0 | 0 | 0 | 0 | 0 | 0 | 0 | 0 | 0 | 0 | 0 | 0 | 0 | 0 | 0 | 0 | 0 | 0 | 0 | 0 | 0 | 0 | 0 | 0 | 0
F3_Commercial_Warehouse_New_Water Heating_Natural Gas_Water Heater_E10 | F3 | Commercial | Warehouse | New | Water Heating | Natural Gas | Water Heater | E10 | PACT BC Ratio | 0 | 0 | 0 | 0 | 0 | 0 | 0 | 0 | 0 | 0 | 0 | 0 | 0 | 0 | 0 | 0 | 0 | 0 | 0 | 0 | 0 | 0 | 0 | 0 | 0 | 0 | 0 | 0 | 0 | 0
F4_Commercial_Warehouse_New_Water Heating_Natural Gas_Water Heater_E1 | F4 | Commercial | Warehouse | New | Water Heating | Natural Gas | Water Heater | E1 | PCT BC Ratio | 0.9 | 0.9 | 0.9 | 0.9 | 0.9 | 0.9 | 0.9 | 0.9 | 0.9 | 0.9 | 0.9 | 0.9 | 0.9 | 0.9 | 0.9 | 0.9 | 0.9 | 0.9 | 0.9 | 0.9 | 0.9 | 0.9 | 0 | 0 | 0 | 0 | 0 | 0 | 0 | 0
F4_Commercial_Warehouse_New_Water Heating_Natural Gas_Water Heater_E2 | F4 | Commercial | Warehouse | New | Water Heating | Natural Gas | Water Heater | E2 | PCT BC Ratio | 0.9 | 0.9 | 0.9 | 0.9 | 0.9 | 0.9 | 0.9 | 0.9 | 0.9 | 0.9 | 0.9 | 0.9 | 0.9 | 0.9 | 0.9 | 0.9 | 0.9 | 0.9 | 0.9 | 0.9 | 0.9 | 0.9 | 0 | 0 | 0 | 0 | 0 | 0 | 0 | 0
F4_Commercial_Warehouse_New_Water Heating_Natural Gas_Water Heater_E3 | F4 | Commercial | Warehouse | New | Water Heating | Natural Gas | Water Heater | E3 | PCT BC Ratio | 89.4148 | 90.0079 | 90.7762 | 92.2598 | 94.3192 | 96.7976 | 99.0478 | 100.9756 | 102.8055 | 104.6745 | 106.6755 | 108.6273 | 110.473 | 112.3316 | 113.9742 | 115.5291 | 117.2121 | 118.9009 | 120.5988 | 122.2968 | 123.9631 | 125.5896 | 0 | 0 | 0 | 0 | 0 | 0 | 0 | 0
F4_Commercial_Warehouse_New_Water Heating_Natural Gas_Water Heater_E4 | F4 | Commercial | Warehouse | New | Water Heating | Natural Gas | Water Heater | E4 | PCT BC Ratio | 0.9 | 0.9 | 0.9 | 0.9 | 0.9 | 0.9 | 0.9 | 0.9 | 0.9 | 0.9 | 0.9 | 0.9 | 0.9 | 0.9 | 0.9 | 0.9 | 0.9 | 0.9 | 0.9 | 0.9 | 0.9 | 0.9 | 0 | 0 | 0 | 0 | 0 | 0 | 0 | 0
F4_Commercial_Warehouse_New_Water Heating_Natural Gas_Water Heater_E5 | F4 | Commercial | Warehouse | New | Water Heating | Natural Gas | Water Heater | E5 | PCT BC Ratio | 0 | 0 | 0 | 0 | 0 | 0 | 0 | 0 | 0 | 0 | 0 | 0 | 0 | 0 | 0 | 0 | 0 | 0 | 0 | 0 | 0 | 0 | 0 | 0 | 0 | 0 | 0 | 0 | 0 | 0
F4_Commercial_Warehouse_New_Water Heating_Natural Gas_Water Heater_E6 | F4 | Commercial | Warehouse | New | Water Heating | Natural Gas | Water Heater | E6 | PCT BC Ratio | 0 | 0 | 0 | 0 | 0 | 0 | 0 | 0 | 0 | 0 | 0 | 0 | 0 | 0 | 0 | 0 | 0 | 0 | 0 | 0 | 0 | 0 | 0 | 0 | 0 | 0 | 0 | 0 | 0 | 0
F4_Commercial_Warehouse_New_Water Heating_Natural Gas_Water Heater_E7 | F4 | Commercial | Warehouse | New | Water Heating | Natural Gas | Water Heater | E7 | PCT BC Ratio | 0 | 0 | 0 | 0 | 0 | 0 | 0 | 0 | 0 | 0 | 0 | 0 | 0 | 0 | 0 | 0 | 0 | 0 | 0 | 0 | 0 | 0 | 0 | 0 | 0 | 0 | 0 | 0 | 0 | 0
F4_Commercial_Warehouse_New_Water Heating_Natural Gas_Water Heater_E8 | F4 | Commercial | Warehouse | New | Water Heating | Natural Gas | Water Heater | E8 | PCT BC Ratio | 0 | 0 | 0 | 0 | 0 | 0 | 0 | 0 | 0 | 0 | 0 | 0 | 0 | 0 | 0 | 0 | 0 | 0 | 0 | 0 | 0 | 0 | 0 | 0 | 0 | 0 | 0 | 0 | 0 | 0
F4_Commercial_Warehouse_New_Water Heating_Natural Gas_Water Heater_E9 | F4 | Commercial | Warehouse | New | Water Heating | Natural Gas | Water Heater | E9 | PCT BC Ratio | 0 | 0 | 0 | 0 | 0 | 0 | 0 | 0 | 0 | 0 | 0 | 0 | 0 | 0 | 0 | 0 | 0 | 0 | 0 | 0 | 0 | 0 | 0 | 0 | 0 | 0 | 0 | 0 | 0 | 0
F4_Commercial_Warehouse_New_Water Heating_Natural Gas_Water Heater_E10 | F4 | Commercial | Warehouse | New | Water Heating | Natural Gas | Water Heater | E10 | PCT BC Ratio | 0 | 0 | 0 | 0 | 0 | 0 | 0 | 0 | 0 | 0 | 0 | 0 | 0 | 0 | 0 | 0 | 0 | 0 | 0 | 0 | 0 | 0 | 0 | 0 | 0 | 0 | 0 | 0 | 0 | 0
F5_Commercial_Warehouse_New_Water Heating_Natural Gas_Water Heater_E1 | F5 | Commercial | Warehouse | New | Water Heating | Natural Gas | Water Heater | E1 | RIM BC Ratio | 0.9 | 0.9 | 0.9 | 0.9 | 0.9 | 0.9 | 0.9 | 0.9 | 0.9 | 0.9 | 0.9 | 0.9 | 0.9 | 0.9 | 0.9 | 0.9 | 0.9 | 0.9 | 0.9 | 0.9 | 0.9 | 0.9 | 0 | 0 | 0 | 0 | 0 | 0 | 0 | 0
F5_Commercial_Warehouse_New_Water Heating_Natural Gas_Water Heater_E2 | F5 | Commercial | Warehouse | New | Water Heating | Natural Gas | Water Heater | E2 | RIM BC Ratio | 0.9 | 0.9 | 0.9 | 0.9 | 0.9 | 0.9 | 0.9 | 0.9 | 0.9 | 0.9 | 0.9 | 0.9 | 0.9 | 0.9 | 0.9 | 0.9 | 0.9 | 0.9 | 0.9 | 0.9 | 0.9 | 0.9 | 0 | 0 | 0 | 0 | 0 | 0 | 0 | 0
F5_Commercial_Warehouse_New_Water Heating_Natural Gas_Water Heater_E3 | F5 | Commercial | Warehouse | New | Water Heating | Natural Gas | Water Heater | E3 | RIM BC Ratio | 0.82632 | 0.82638 | 0.82645 | 0.82658 | 0.82676 | 0.82696 | 0.82713 | 0.82728 | 0.82741 | 0.82754 | 0.82767 | 0.8278 | 0.82791 | 0.82802 | 0.82812 | 0.82821 | 0.8283 | 0.82839 | 0.82848 | 0.82856 | 0.82864 | 0.82872 | 0 | 0 | 0 | 0 | 0 | 0 | 0 | 0
F5_Commercial_Warehouse_New_Water Heating_Natural Gas_Water Heater_E4 | F5 | Commercial | Warehouse | New | Water Heating | Natural Gas | Water Heater | E4 | RIM BC Ratio | 0.9 | 0.9 | 0.9 | 0.9 | 0.9 | 0.9 | 0.9 | 0.9 | 0.9 | 0.9 | 0.9 | 0.9 | 0.9 | 0.9 | 0.9 | 0.9 | 0.9 | 0.9 | 0.9 | 0.9 | 0.9 | 0.9 | 0 | 0 | 0 | 0 | 0 | 0 | 0 | 0
F5_Commercial_Warehouse_New_Water Heating_Natural Gas_Water Heater_E5 | F5 | Commercial | Warehouse | New | Water Heating | Natural Gas | Water Heater | E5 | RIM BC Ratio | 0 | 0 | 0 | 0 | 0 | 0 | 0 | 0 | 0 | 0 | 0 | 0 | 0 | 0 | 0 | 0 | 0 | 0 | 0 | 0 | 0 | 0 | 0 | 0 | 0 | 0 | 0 | 0 | 0 | 0
F5_Commercial_Warehouse_New_Water Heating_Natural Gas_Water Heater_E6 | F5 | Commercial | Warehouse | New | Water Heating | Natural Gas | Water Heater | E6 | RIM BC Ratio | 0 | 0 | 0 | 0 | 0 | 0 | 0 | 0 | 0 | 0 | 0 | 0 | 0 | 0 | 0 | 0 | 0 | 0 | 0 | 0 | 0 | 0 | 0 | 0 | 0 | 0 | 0 | 0 | 0 | 0
F5_Commercial_Warehouse_New_Water Heating_Natural Gas_Water Heater_E7 | F5 | Commercial | Warehouse | New | Water Heating | Natural Gas | Water Heater | E7 | RIM BC Ratio | 0 | 0 | 0 | 0 | 0 | 0 | 0 | 0 | 0 | 0 | 0 | 0 | 0 | 0 | 0 | 0 | 0 | 0 | 0 | 0 | 0 | 0 | 0 | 0 | 0 | 0 | 0 | 0 | 0 | 0
F5_Commercial_Warehouse_New_Water Heating_Natural Gas_Water Heater_E8 | F5 | Commercial | Warehouse | New | Water Heating | Natural Gas | Water Heater | E8 | RIM BC Ratio | 0 | 0 | 0 | 0 | 0 | 0 | 0 | 0 | 0 | 0 | 0 | 0 | 0 | 0 | 0 | 0 | 0 | 0 | 0 | 0 | 0 | 0 | 0 | 0 | 0 | 0 | 0 | 0 | 0 | 0
F5_Commercial_Warehouse_New_Water Heating_Natural Gas_Water Heater_E9 | F5 | Commercial | Warehouse | New | Water Heating | Natural Gas | Water Heater | E9 | RIM BC Ratio | 0 | 0 | 0 | 0 | 0 | 0 | 0 | 0 | 0 | 0 | 0 | 0 | 0 | 0 | 0 | 0 | 0 | 0 | 0 | 0 | 0 | 0 | 0 | 0 | 0 | 0 | 0 | 0 | 0 | 0
F5_Commercial_Warehouse_New_Water Heating_Natural Gas_Water Heater_E10 | F5 | Commercial | Warehouse | New | Water Heating | Natural Gas | Water Heater | E10 | RIM BC Ratio | 0 | 0 | 0 | 0 | 0 | 0 | 0 | 0 | 0 | 0 | 0 | 0 | 0 | 0 | 0 | 0 | 0 | 0 | 0 | 0 | 0 | 0 | 0 | 0 | 0 | 0 | 0 | 0 | 0 | 0
F0_Commercial_Warehouse_New_Food Preparation_Natural Gas_Oven_E0 | F0 | Commercial | Warehouse | New | Food Preparation | Natural Gas | Oven | E0 | Economic Unit | ENERGY STAR (>44% Baking Efficiency) | ENERGY STAR (>44% Baking Efficiency) | ENERGY STAR (>44% Baking Efficiency) | ENERGY STAR (>44% Baking Efficiency) | ENERGY STAR (>44% Baking Efficiency) | ENERGY STAR (>44% Baking Efficiency) | ENERGY STAR (>44% Baking Efficiency) | ENERGY STAR (>44% Baking Efficiency) | ENERGY STAR (>44% Baking Efficiency) | ENERGY STAR (>44% Baking Efficiency) | ENERGY STAR (>44% Baking Efficiency) | ENERGY STAR (>44% Baking Efficiency) | ENERGY STAR (>44% Baking Efficiency) | ENERGY STAR (>44% Baking Efficiency) | ENERGY STAR (>44% Baking Efficiency) | ENERGY STAR (>44% Baking Efficiency) | ENERGY STAR (>44% Baking Efficiency) | ENERGY STAR (>44% Baking Efficiency) | ENERGY STAR (>44% Baking Efficiency) | ENERGY STAR (>44% Baking Efficiency) | ENERGY STAR (>44% Baking Efficiency) | ENERGY STAR (>44% Baking Efficiency) | 0 | 0 | 0 | 0 | 0 | 0 | 0 | 0
F1_Commercial_Warehouse_New_Food Preparation_Natural Gas_Oven_E1 | F1 | Commercial | Warehouse | New | Food Preparation | Natural Gas | Oven | E1 | CCE | 0 | 0 | 0 | 0 | 0 | 0 | 0 | 0 | 0 | 0 | 0 | 0 | 0 | 0 | 0 | 0 | 0 | 0 | 0 | 0 | 0 | 0 | 0 | 0 | 0 | 0 | 0 | 0 | 0 | 0
F1_Commercial_Warehouse_New_Food Preparation_Natural Gas_Oven_E2 | F1 | Commercial | Warehouse | New | Food Preparation | Natural Gas | Oven | E2 | CCE | 0.00045896 | 0.00045896 | 0.00048217 | 0.00047484 | 0.00046772 | 0.00045882 | 0.00045757 | 0.00045463 | 0.00045189 | 0.00044776 | 0.00044712 | 0.00044507 | 0.00044323 | 0.00043973 | 0.00044019 | 0.00043885 | 0.00043753 | 0.00043464 | 0.00043549 | 0.00043464 | 0.000434 | 0.00043158 | 0 | 0 | 0 | 0 | 0 | 0 | 0 | 0
F1_Commercial_Warehouse_New_Food Preparation_Natural Gas_Oven_E3 | F1 | Commercial | Warehouse | New | Food Preparation | Natural Gas | Oven | E3 | CCE | 0 | 0 | 0 | 0 | 0 | 0 | 0 | 0 | 0 | 0 | 0 | 0 | 0 | 0 | 0 | 0 | 0 | 0 | 0 | 0 | 0 | 0 | 0 | 0 | 0 | 0 | 0 | 0 | 0 | 0
F1_Commercial_Warehouse_New_Food Preparation_Natural Gas_Oven_E4 | F1 | Commercial | Warehouse | New | Food Preparation | Natural Gas | Oven | E4 | CCE | 0 | 0 | 0 | 0 | 0 | 0 | 0 | 0 | 0 | 0 | 0 | 0 | 0 | 0 | 0 | 0 | 0 | 0 | 0 | 0 | 0 | 0 | 0 | 0 | 0 | 0 | 0 | 0 | 0 | 0
F1_Commercial_Warehouse_New_Food Preparation_Natural Gas_Oven_E5 | F1 | Commercial | Warehouse | New | Food Preparation | Natural Gas | Oven | E5 | CCE | 0 | 0 | 0 | 0 | 0 | 0 | 0 | 0 | 0 | 0 | 0 | 0 | 0 | 0 | 0 | 0 | 0 | 0 | 0 | 0 | 0 | 0 | 0 | 0 | 0 | 0 | 0 | 0 | 0 | 0
F1_Commercial_Warehouse_New_Food Preparation_Natural Gas_Oven_E6 | F1 | Commercial | Warehouse | New | Food Preparation | Natural Gas | Oven | E6 | CCE | 0 | 0 | 0 | 0 | 0 | 0 | 0 | 0 | 0 | 0 | 0 | 0 | 0 | 0 | 0 | 0 | 0 | 0 | 0 | 0 | 0 | 0 | 0 | 0 | 0 | 0 | 0 | 0 | 0 | 0
F1_Commercial_Warehouse_New_Food Preparation_Natural Gas_Oven_E7 | F1 | Commercial | Warehouse | New | Food Preparation | Natural Gas | Oven | E7 | CCE | 0 | 0 | 0 | 0 | 0 | 0 | 0 | 0 | 0 | 0 | 0 | 0 | 0 | 0 | 0 | 0 | 0 | 0 | 0 | 0 | 0 | 0 | 0 | 0 | 0 | 0 | 0 | 0 | 0 | 0
F1_Commercial_Warehouse_New_Food Preparation_Natural Gas_Oven_E8 | F1 | Commercial | Warehouse | New | Food Preparation | Natural Gas | Oven | E8 | CCE | 0 | 0 | 0 | 0 | 0 | 0 | 0 | 0 | 0 | 0 | 0 | 0 | 0 | 0 | 0 | 0 | 0 | 0 | 0 | 0 | 0 | 0 | 0 | 0 | 0 | 0 | 0 | 0 | 0 | 0
F1_Commercial_Warehouse_New_Food Preparation_Natural Gas_Oven_E9 | F1 | Commercial | Warehouse | New | Food Preparation | Natural Gas | Oven | E9 | CCE | 0 | 0 | 0 | 0 | 0 | 0 | 0 | 0 | 0 | 0 | 0 | 0 | 0 | 0 | 0 | 0 | 0 | 0 | 0 | 0 | 0 | 0 | 0 | 0 | 0 | 0 | 0 | 0 | 0 | 0
F1_Commercial_Warehouse_New_Food Preparation_Natural Gas_Oven_E10 | F1 | Commercial | Warehouse | New | Food Preparation | Natural Gas | Oven | E10 | CCE | 0 | 0 | 0 | 0 | 0 | 0 | 0 | 0 | 0 | 0 | 0 | 0 | 0 | 0 | 0 | 0 | 0 | 0 | 0 | 0 | 0 | 0 | 0 | 0 | 0 | 0 | 0 | 0 | 0 | 0
F2_Commercial_Warehouse_New_Food Preparation_Natural Gas_Oven_E1 | F2 | Commercial | Warehouse | New | Food Preparation | Natural Gas | Oven | E1 | TRC BC Ratio | 0.9 | 0.9 | 0.9 | 0.9 | 0.9 | 0.9 | 0.9 | 0.9 | 0.9 | 0.9 | 0.9 | 0.9 | 0.9 | 0.9 | 0.9 | 0.9 | 0.9 | 0.9 | 0.9 | 0.9 | 0.9 | 0.9 | 0 | 0 | 0 | 0 | 0 | 0 | 0 | 0
F2_Commercial_Warehouse_New_Food Preparation_Natural Gas_Oven_E2 | F2 | Commercial | Warehouse | New | Food Preparation | Natural Gas | Oven | E2 | TRC BC Ratio | 19.3861 | 19.5519 | 19.7505 | 20.079 | 20.517 | 21.0337 | 21.5085 | 21.9312 | 22.3413 | 22.739 | 23.1401 | 23.5301 | 23.8972 | 24.2648 | 24.6161 | 24.9765 | 25.3618 | 25.7498 | 26.141 | 26.5337 | 26.9222 | 27.305 | 0 | 0 | 0 | 0 | 0 | 0 | 0 | 0
F2_Commercial_Warehouse_New_Food Preparation_Natural Gas_Oven_E3 | F2 | Commercial | Warehouse | New | Food Preparation | Natural Gas | Oven | E3 | TRC BC Ratio | 0 | 0 | 0 | 0 | 0 | 0 | 0 | 0 | 0 | 0 | 0 | 0 | 0 | 0 | 0 | 0 | 0 | 0 | 0 | 0 | 0 | 0 | 0 | 0 | 0 | 0 | 0 | 0 | 0 | 0
F2_Commercial_Warehouse_New_Food Preparation_Natural Gas_Oven_E4 | F2 | Commercial | Warehouse | New | Food Preparation | Natural Gas | Oven | E4 | TRC BC Ratio | 0 | 0 | 0 | 0 | 0 | 0 | 0 | 0 | 0 | 0 | 0 | 0 | 0 | 0 | 0 | 0 | 0 | 0 | 0 | 0 | 0 | 0 | 0 | 0 | 0 | 0 | 0 | 0 | 0 | 0
F2_Commercial_Warehouse_New_Food Preparation_Natural Gas_Oven_E5 | F2 | Commercial | Warehouse | New | Food Preparation | Natural Gas | Oven | E5 | TRC BC Ratio | 0 | 0 | 0 | 0 | 0 | 0 | 0 | 0 | 0 | 0 | 0 | 0 | 0 | 0 | 0 | 0 | 0 | 0 | 0 | 0 | 0 | 0 | 0 | 0 | 0 | 0 | 0 | 0 | 0 | 0
F2_Commercial_Warehouse_New_Food Preparation_Natural Gas_Oven_E6 | F2 | Commercial | Warehouse | New | Food Preparation | Natural Gas | Oven | E6 | TRC BC Ratio | 0 | 0 | 0 | 0 | 0 | 0 | 0 | 0 | 0 | 0 | 0 | 0 | 0 | 0 | 0 | 0 | 0 | 0 | 0 | 0 | 0 | 0 | 0 | 0 | 0 | 0 | 0 | 0 | 0 | 0
F2_Commercial_Warehouse_New_Food Preparation_Natural Gas_Oven_E7 | F2 | Commercial | Warehouse | New | Food Preparation | Natural Gas | Oven | E7 | TRC BC Ratio | 0 | 0 | 0 | 0 | 0 | 0 | 0 | 0 | 0 | 0 | 0 | 0 | 0 | 0 | 0 | 0 | 0 | 0 | 0 | 0 | 0 | 0 | 0 | 0 | 0 | 0 | 0 | 0 | 0 | 0
F2_Commercial_Warehouse_New_Food Preparation_Natural Gas_Oven_E8 | F2 | Commercial | Warehouse | New | Food Preparation | Natural Gas | Oven | E8 | TRC BC Ratio | 0 | 0 | 0 | 0 | 0 | 0 | 0 | 0 | 0 | 0 | 0 | 0 | 0 | 0 | 0 | 0 | 0 | 0 | 0 | 0 | 0 | 0 | 0 | 0 | 0 | 0 | 0 | 0 | 0 | 0
F2_Commercial_Warehouse_New_Food Preparation_Natural Gas_Oven_E9 | F2 | Commercial | Warehouse | New | Food Preparation | Natural Gas | Oven | E9 | TRC BC Ratio | 0 | 0 | 0 | 0 | 0 | 0 | 0 | 0 | 0 | 0 | 0 | 0 | 0 | 0 | 0 | 0 | 0 | 0 | 0 | 0 | 0 | 0 | 0 | 0 | 0 | 0 | 0 | 0 | 0 | 0
F2_Commercial_Warehouse_New_Food Preparation_Natural Gas_Oven_E10 | F2 | Commercial | Warehouse | New | Food Preparation | Natural Gas | Oven | E10 | TRC BC Ratio | 0 | 0 | 0 | 0 | 0 | 0 | 0 | 0 | 0 | 0 | 0 | 0 | 0 | 0 | 0 | 0 | 0 | 0 | 0 | 0 | 0 | 0 | 0 | 0 | 0 | 0 | 0 | 0 | 0 | 0
F3_Commercial_Warehouse_New_Food Preparation_Natural Gas_Oven_E1 | F3 | Commercial | Warehouse | New | Food Preparation | Natural Gas | Oven | E1 | PACT BC Ratio | 0.9 | 0.9 | 0.9 | 0.9 | 0.9 | 0.9 | 0.9 | 0.9 | 0.9 | 0.9 | 0.9 | 0.9 | 0.9 | 0.9 | 0.9 | 0.9 | 0.9 | 0.9 | 0.9 | 0.9 | 0.9 | 0.9 | 0 | 0 | 0 | 0 | 0 | 0 | 0 | 0
F3_Commercial_Warehouse_New_Food Preparation_Natural Gas_Oven_E2 | F3 | Commercial | Warehouse | New | Food Preparation | Natural Gas | Oven | E2 | PACT BC Ratio | 19.3861 | 19.5519 | 19.7505 | 20.079 | 20.517 | 21.0337 | 21.5085 | 21.9312 | 22.3413 | 22.739 | 23.1401 | 23.5301 | 23.8972 | 24.2648 | 24.6161 | 24.9765 | 25.3618 | 25.7498 | 26.141 | 26.5337 | 26.9222 | 27.305 | 0 | 0 | 0 | 0 | 0 | 0 | 0 | 0
F3_Commercial_Warehouse_New_Food Preparation_Natural Gas_Oven_E3 | F3 | Commercial | Warehouse | New | Food Preparation | Natural Gas | Oven | E3 | PACT BC Ratio | 0 | 0 | 0 | 0 | 0 | 0 | 0 | 0 | 0 | 0 | 0 | 0 | 0 | 0 | 0 | 0 | 0 | 0 | 0 | 0 | 0 | 0 | 0 | 0 | 0 | 0 | 0 | 0 | 0 | 0
F3_Commercial_Warehouse_New_Food Preparation_Natural Gas_Oven_E4 | F3 | Commercial | Warehouse | New | Food Preparation | Natural Gas | Oven | E4 | PACT BC Ratio | 0 | 0 | 0 | 0 | 0 | 0 | 0 | 0 | 0 | 0 | 0 | 0 | 0 | 0 | 0 | 0 | 0 | 0 | 0 | 0 | 0 | 0 | 0 | 0 | 0 | 0 | 0 | 0 | 0 | 0
F3_Commercial_Warehouse_New_Food Preparation_Natural Gas_Oven_E5 | F3 | Commercial | Warehouse | New | Food Preparation | Natural Gas | Oven | E5 | PACT BC Ratio | 0 | 0 | 0 | 0 | 0 | 0 | 0 | 0 | 0 | 0 | 0 | 0 | 0 | 0 | 0 | 0 | 0 | 0 | 0 | 0 | 0 | 0 | 0 | 0 | 0 | 0 | 0 | 0 | 0 | 0
F3_Commercial_Warehouse_New_Food Preparation_Natural Gas_Oven_E6 | F3 | Commercial | Warehouse | New | Food Preparation | Natural Gas | Oven | E6 | PACT BC Ratio | 0 | 0 | 0 | 0 | 0 | 0 | 0 | 0 | 0 | 0 | 0 | 0 | 0 | 0 | 0 | 0 | 0 | 0 | 0 | 0 | 0 | 0 | 0 | 0 | 0 | 0 | 0 | 0 | 0 | 0
F3_Commercial_Warehouse_New_Food Preparation_Natural Gas_Oven_E7 | F3 | Commercial | Warehouse | New | Food Preparation | Natural Gas | Oven | E7 | PACT BC Ratio | 0 | 0 | 0 | 0 | 0 | 0 | 0 | 0 | 0 | 0 | 0 | 0 | 0 | 0 | 0 | 0 | 0 | 0 | 0 | 0 | 0 | 0 | 0 | 0 | 0 | 0 | 0 | 0 | 0 | 0
F3_Commercial_Warehouse_New_Food Preparation_Natural Gas_Oven_E8 | F3 | Commercial | Warehouse | New | Food Preparation | Natural Gas | Oven | E8 | PACT BC Ratio | 0 | 0 | 0 | 0 | 0 | 0 | 0 | 0 | 0 | 0 | 0 | 0 | 0 | 0 | 0 | 0 | 0 | 0 | 0 | 0 | 0 | 0 | 0 | 0 | 0 | 0 | 0 | 0 | 0 | 0
F3_Commercial_Warehouse_New_Food Preparation_Natural Gas_Oven_E9 | F3 | Commercial | Warehouse | New | Food Preparation | Natural Gas | Oven | E9 | PACT BC Ratio | 0 | 0 | 0 | 0 | 0 | 0 | 0 | 0 | 0 | 0 | 0 | 0 | 0 | 0 | 0 | 0 | 0 | 0 | 0 | 0 | 0 | 0 | 0 | 0 | 0 | 0 | 0 | 0 | 0 | 0
F3_Commercial_Warehouse_New_Food Preparation_Natural Gas_Oven_E10 | F3 | Commercial | Warehouse | New | Food Preparation | Natural Gas | Oven | E10 | PACT BC Ratio | 0 | 0 | 0 | 0 | 0 | 0 | 0 | 0 | 0 | 0 | 0 | 0 | 0 | 0 | 0 | 0 | 0 | 0 | 0 | 0 | 0 | 0 | 0 | 0 | 0 | 0 | 0 | 0 | 0 | 0
F4_Commercial_Warehouse_New_Food Preparation_Natural Gas_Oven_E1 | F4 | Commercial | Warehouse | New | Food Preparation | Natural Gas | Oven | E1 | PCT BC Ratio | 0.9 | 0.9 | 0.9 | 0.9 | 0.9 | 0.9 | 0.9 | 0.9 | 0.9 | 0.9 | 0.9 | 0.9 | 0.9 | 0.9 | 0.9 | 0.9 | 0.9 | 0.9 | 0.9 | 0.9 | 0.9 | 0.9 | 0 | 0 | 0 | 0 | 0 | 0 | 0 | 0
F4_Commercial_Warehouse_New_Food Preparation_Natural Gas_Oven_E2 | F4 | Commercial | Warehouse | New | Food Preparation | Natural Gas | Oven | E2 | PCT BC Ratio | 49.7741 | 50.1913 | 50.6909 | 51.5175 | 52.6194 | 53.9194 | 55.1139 | 56.1776 | 57.2092 | 58.2099 | 59.2191 | 60.2001 | 61.1237 | 62.0487 | 62.9326 | 63.8392 | 64.8088 | 65.7849 | 66.769 | 67.7572 | 68.7346 | 69.6977 | 0 | 0 | 0 | 0 | 0 | 0 | 0 | 0
F4_Commercial_Warehouse_New_Food Preparation_Natural Gas_Oven_E3 | F4 | Commercial | Warehouse | New | Food Preparation | Natural Gas | Oven | E3 | PCT BC Ratio | 0 | 0 | 0 | 0 | 0 | 0 | 0 | 0 | 0 | 0 | 0 | 0 | 0 | 0 | 0 | 0 | 0 | 0 | 0 | 0 | 0 | 0 | 0 | 0 | 0 | 0 | 0 | 0 | 0 | 0
F4_Commercial_Warehouse_New_Food Preparation_Natural Gas_Oven_E4 | F4 | Commercial | Warehouse | New | Food Preparation | Natural Gas | Oven | E4 | PCT BC Ratio | 0 | 0 | 0 | 0 | 0 | 0 | 0 | 0 | 0 | 0 | 0 | 0 | 0 | 0 | 0 | 0 | 0 | 0 | 0 | 0 | 0 | 0 | 0 | 0 | 0 | 0 | 0 | 0 | 0 | 0
F4_Commercial_Warehouse_New_Food Preparation_Natural Gas_Oven_E5 | F4 | Commercial | Warehouse | New | Food Preparation | Natural Gas | Oven | E5 | PCT BC Ratio | 0 | 0 | 0 | 0 | 0 | 0 | 0 | 0 | 0 | 0 | 0 | 0 | 0 | 0 | 0 | 0 | 0 | 0 | 0 | 0 | 0 | 0 | 0 | 0 | 0 | 0 | 0 | 0 | 0 | 0
F4_Commercial_Warehouse_New_Food Preparation_Natural Gas_Oven_E6 | F4 | Commercial | Warehouse | New | Food Preparation | Natural Gas | Oven | E6 | PCT BC Ratio | 0 | 0 | 0 | 0 | 0 | 0 | 0 | 0 | 0 | 0 | 0 | 0 | 0 | 0 | 0 | 0 | 0 | 0 | 0 | 0 | 0 | 0 | 0 | 0 | 0 | 0 | 0 | 0 | 0 | 0
F4_Commercial_Warehouse_New_Food Preparation_Natural Gas_Oven_E7 | F4 | Commercial | Warehouse | New | Food Preparation | Natural Gas | Oven | E7 | PCT BC Ratio | 0 | 0 | 0 | 0 | 0 | 0 | 0 | 0 | 0 | 0 | 0 | 0 | 0 | 0 | 0 | 0 | 0 | 0 | 0 | 0 | 0 | 0 | 0 | 0 | 0 | 0 | 0 | 0 | 0 | 0
F4_Commercial_Warehouse_New_Food Preparation_Natural Gas_Oven_E8 | F4 | Commercial | Warehouse | New | Food Preparation | Natural Gas | Oven | E8 | PCT BC Ratio | 0 | 0 | 0 | 0 | 0 | 0 | 0 | 0 | 0 | 0 | 0 | 0 | 0 | 0 | 0 | 0 | 0 | 0 | 0 | 0 | 0 | 0 | 0 | 0 | 0 | 0 | 0 | 0 | 0 | 0
F4_Commercial_Warehouse_New_Food Preparation_Natural Gas_Oven_E9 | F4 | Commercial | Warehouse | New | Food Preparation | Natural Gas | Oven | E9 | PCT BC Ratio | 0 | 0 | 0 | 0 | 0 | 0 | 0 | 0 | 0 | 0 | 0 | 0 | 0 | 0 | 0 | 0 | 0 | 0 | 0 | 0 | 0 | 0 | 0 | 0 | 0 | 0 | 0 | 0 | 0 | 0
F4_Commercial_Warehouse_New_Food Preparation_Natural Gas_Oven_E10 | F4 | Commercial | Warehouse | New | Food Preparation | Natural Gas | Oven | E10 | PCT BC Ratio | 0 | 0 | 0 | 0 | 0 | 0 | 0 | 0 | 0 | 0 | 0 | 0 | 0 | 0 | 0 | 0 | 0 | 0 | 0 | 0 | 0 | 0 | 0 | 0 | 0 | 0 | 0 | 0 | 0 | 0
F5_Commercial_Warehouse_New_Food Preparation_Natural Gas_Oven_E1 | F5 | Commercial | Warehouse | New | Food Preparation | Natural Gas | Oven | E1 | RIM BC Ratio | 0.9 | 0.9 | 0.9 | 0.9 | 0.9 | 0.9 | 0.9 | 0.9 | 0.9 | 0.9 | 0.9 | 0.9 | 0.9 | 0.9 | 0.9 | 0.9 | 0.9 | 0.9 | 0.9 | 0.9 | 0.9 | 0.9 | 0 | 0 | 0 | 0 | 0 | 0 | 0 | 0
F5_Commercial_Warehouse_New_Food Preparation_Natural Gas_Oven_E2 | F5 | Commercial | Warehouse | New | Food Preparation | Natural Gas | Oven | E2 | RIM BC Ratio | 0.80022 | 0.80051 | 0.80083 | 0.80137 | 0.80205 | 0.80282 | 0.8035 | 0.80408 | 0.80462 | 0.80513 | 0.80562 | 0.80608 | 0.80651 | 0.80692 | 0.80731 | 0.80769 | 0.80808 | 0.80847 | 0.80885 | 0.80922 | 0.80958 | 0.80992 | 0 | 0 | 0 | 0 | 0 | 0 | 0 | 0
F5_Commercial_Warehouse_New_Food Preparation_Natural Gas_Oven_E3 | F5 | Commercial | Warehouse | New | Food Preparation | Natural Gas | Oven | E3 | RIM BC Ratio | 0 | 0 | 0 | 0 | 0 | 0 | 0 | 0 | 0 | 0 | 0 | 0 | 0 | 0 | 0 | 0 | 0 | 0 | 0 | 0 | 0 | 0 | 0 | 0 | 0 | 0 | 0 | 0 | 0 | 0
F5_Commercial_Warehouse_New_Food Preparation_Natural Gas_Oven_E4 | F5 | Commercial | Warehouse | New | Food Preparation | Natural Gas | Oven | E4 | RIM BC Ratio | 0 | 0 | 0 | 0 | 0 | 0 | 0 | 0 | 0 | 0 | 0 | 0 | 0 | 0 | 0 | 0 | 0 | 0 | 0 | 0 | 0 | 0 | 0 | 0 | 0 | 0 | 0 | 0 | 0 | 0
F5_Commercial_Warehouse_New_Food Preparation_Natural Gas_Oven_E5 | F5 | Commercial | Warehouse | New | Food Preparation | Natural Gas | Oven | E5 | RIM BC Ratio | 0 | 0 | 0 | 0 | 0 | 0 | 0 | 0 | 0 | 0 | 0 | 0 | 0 | 0 | 0 | 0 | 0 | 0 | 0 | 0 | 0 | 0 | 0 | 0 | 0 | 0 | 0 | 0 | 0 | 0
F5_Commercial_Warehouse_New_Food Preparation_Natural Gas_Oven_E6 | F5 | Commercial | Warehouse | New | Food Preparation | Natural Gas | Oven | E6 | RIM BC Ratio | 0 | 0 | 0 | 0 | 0 | 0 | 0 | 0 | 0 | 0 | 0 | 0 | 0 | 0 | 0 | 0 | 0 | 0 | 0 | 0 | 0 | 0 | 0 | 0 | 0 | 0 | 0 | 0 | 0 | 0
F5_Commercial_Warehouse_New_Food Preparation_Natural Gas_Oven_E7 | F5 | Commercial | Warehouse | New | Food Preparation | Natural Gas | Oven | E7 | RIM BC Ratio | 0 | 0 | 0 | 0 | 0 | 0 | 0 | 0 | 0 | 0 | 0 | 0 | 0 | 0 | 0 | 0 | 0 | 0 | 0 | 0 | 0 | 0 | 0 | 0 | 0 | 0 | 0 | 0 | 0 | 0
F5_Commercial_Warehouse_New_Food Preparation_Natural Gas_Oven_E8 | F5 | Commercial | Warehouse | New | Food Preparation | Natural Gas | Oven | E8 | RIM BC Ratio | 0 | 0 | 0 | 0 | 0 | 0 | 0 | 0 | 0 | 0 | 0 | 0 | 0 | 0 | 0 | 0 | 0 | 0 | 0 | 0 | 0 | 0 | 0 | 0 | 0 | 0 | 0 | 0 | 0 | 0
F5_Commercial_Warehouse_New_Food Preparation_Natural Gas_Oven_E9 | F5 | Commercial | Warehouse | New | Food Preparation | Natural Gas | Oven | E9 | RIM BC Ratio | 0 | 0 | 0 | 0 | 0 | 0 | 0 | 0 | 0 | 0 | 0 | 0 | 0 | 0 | 0 | 0 | 0 | 0 | 0 | 0 | 0 | 0 | 0 | 0 | 0 | 0 | 0 | 0 | 0 | 0
F5_Commercial_Warehouse_New_Food Preparation_Natural Gas_Oven_E10 | F5 | Commercial | Warehouse | New | Food Preparation | Natural Gas | Oven | E10 | RIM BC Ratio | 0 | 0 | 0 | 0 | 0 | 0 | 0 | 0 | 0 | 0 | 0 | 0 | 0 | 0 | 0 | 0 | 0 | 0 | 0 | 0 | 0 | 0 | 0 | 0 | 0 | 0 | 0 | 0 | 0 | 0
F0_Commercial_Warehouse_New_Food Preparation_Natural Gas_Conveyor Oven_E0 | F0 | Commercial | Warehouse | New | Food Preparation | Natural Gas | Conveyor Oven | E0 | Economic Unit | Efficient (>44% Baking Efficiency) | Efficient (>44% Baking Efficiency) | Efficient (>44% Baking Efficiency) | Efficient (>44% Baking Efficiency) | Efficient (>44% Baking Efficiency) | Efficient (>44% Baking Efficiency) | Efficient (>44% Baking Efficiency) | Efficient (>44% Baking Efficiency) | Efficient (>44% Baking Efficiency) | Efficient (>44% Baking Efficiency) | Efficient (>44% Baking Efficiency) | Efficient (>44% Baking Efficiency) | Efficient (>44% Baking Efficiency) | Efficient (>44% Baking Efficiency) | Efficient (>44% Baking Efficiency) | Efficient (>44% Baking Efficiency) | Efficient (>44% Baking Efficiency) | Efficient (>44% Baking Efficiency) | Efficient (>44% Baking Efficiency) | Efficient (>44% Baking Efficiency) | Efficient (>44% Baking Efficiency) | Efficient (>44% Baking Efficiency) | 0 | 0 | 0 | 0 | 0 | 0 | 0 | 0
F1_Commercial_Warehouse_New_Food Preparation_Natural Gas_Conveyor Oven_E1 | F1 | Commercial | Warehouse | New | Food Preparation | Natural Gas | Conveyor Oven | E1 | CCE | 0 | 0 | 0 | 0 | 0 | 0 | 0 | 0 | 0 | 0 | 0 | 0 | 0 | 0 | 0 | 0 | 0 | 0 | 0 | 0 | 0 | 0 | 0 | 0 | 0 | 0 | 0 | 0 | 0 | 0
F1_Commercial_Warehouse_New_Food Preparation_Natural Gas_Conveyor Oven_E2 | F1 | Commercial | Warehouse | New | Food Preparation | Natural Gas | Conveyor Oven | E2 | CCE | 0.0034054 | 0.0034054 | 0.0035776 | 0.0035232 | 0.0034703 | 0.0034043 | 0.003395 | 0.0033732 | 0.0033529 | 0.0033223 | 0.0033175 | 0.0033023 | 0.0032887 | 0.0032626 | 0.0032661 | 0.0032561 | 0.0032463 | 0.0032249 | 0.0032312 | 0.0032249 | 0.0032202 | 0.0032022 | 0 | 0 | 0 | 0 | 0 | 0 | 0 | 0
F1_Commercial_Warehouse_New_Food Preparation_Natural Gas_Conveyor Oven_E3 | F1 | Commercial | Warehouse | New | Food Preparation | Natural Gas | Conveyor Oven | E3 | CCE | 0 | 0 | 0 | 0 | 0 | 0 | 0 | 0 | 0 | 0 | 0 | 0 | 0 | 0 | 0 | 0 | 0 | 0 | 0 | 0 | 0 | 0 | 0 | 0 | 0 | 0 | 0 | 0 | 0 | 0
F1_Commercial_Warehouse_New_Food Preparation_Natural Gas_Conveyor Oven_E4 | F1 | Commercial | Warehouse | New | Food Preparation | Natural Gas | Conveyor Oven | E4 | CCE | 0 | 0 | 0 | 0 | 0 | 0 | 0 | 0 | 0 | 0 | 0 | 0 | 0 | 0 | 0 | 0 | 0 | 0 | 0 | 0 | 0 | 0 | 0 | 0 | 0 | 0 | 0 | 0 | 0 | 0
F1_Commercial_Warehouse_New_Food Preparation_Natural Gas_Conveyor Oven_E5 | F1 | Commercial | Warehouse | New | Food Preparation | Natural Gas | Conveyor Oven | E5 | CCE | 0 | 0 | 0 | 0 | 0 | 0 | 0 | 0 | 0 | 0 | 0 | 0 | 0 | 0 | 0 | 0 | 0 | 0 | 0 | 0 | 0 | 0 | 0 | 0 | 0 | 0 | 0 | 0 | 0 | 0
F1_Commercial_Warehouse_New_Food Preparation_Natural Gas_Conveyor Oven_E6 | F1 | Commercial | Warehouse | New | Food Preparation | Natural Gas | Conveyor Oven | E6 | CCE | 0 | 0 | 0 | 0 | 0 | 0 | 0 | 0 | 0 | 0 | 0 | 0 | 0 | 0 | 0 | 0 | 0 | 0 | 0 | 0 | 0 | 0 | 0 | 0 | 0 | 0 | 0 | 0 | 0 | 0
F1_Commercial_Warehouse_New_Food Preparation_Natural Gas_Conveyor Oven_E7 | F1 | Commercial | Warehouse | New | Food Preparation | Natural Gas | Conveyor Oven | E7 | CCE | 0 | 0 | 0 | 0 | 0 | 0 | 0 | 0 | 0 | 0 | 0 | 0 | 0 | 0 | 0 | 0 | 0 | 0 | 0 | 0 | 0 | 0 | 0 | 0 | 0 | 0 | 0 | 0 | 0 | 0
F1_Commercial_Warehouse_New_Food Preparation_Natural Gas_Conveyor Oven_E8 | F1 | Commercial | Warehouse | New | Food Preparation | Natural Gas | Conveyor Oven | E8 | CCE | 0 | 0 | 0 | 0 | 0 | 0 | 0 | 0 | 0 | 0 | 0 | 0 | 0 | 0 | 0 | 0 | 0 | 0 | 0 | 0 | 0 | 0 | 0 | 0 | 0 | 0 | 0 | 0 | 0 | 0
F1_Commercial_Warehouse_New_Food Preparation_Natural Gas_Conveyor Oven_E9 | F1 | Commercial | Warehouse | New | Food Preparation | Natural Gas | Conveyor Oven | E9 | CCE | 0 | 0 | 0 | 0 | 0 | 0 | 0 | 0 | 0 | 0 | 0 | 0 | 0 | 0 | 0 | 0 | 0 | 0 | 0 | 0 | 0 | 0 | 0 | 0 | 0 | 0 | 0 | 0 | 0 | 0
F1_Commercial_Warehouse_New_Food Preparation_Natural Gas_Conveyor Oven_E10 | F1 | Commercial | Warehouse | New | Food Preparation | Natural Gas | Conveyor Oven | E10 | CCE | 0 | 0 | 0 | 0 | 0 | 0 | 0 | 0 | 0 | 0 | 0 | 0 | 0 | 0 | 0 | 0 | 0 | 0 | 0 | 0 | 0 | 0 | 0 | 0 | 0 | 0 | 0 | 0 | 0 | 0
F2_Commercial_Warehouse_New_Food Preparation_Natural Gas_Conveyor Oven_E1 | F2 | Commercial | Warehouse | New | Food Preparation | Natural Gas | Conveyor Oven | E1 | TRC BC Ratio | 0.9 | 0.9 | 0.9 | 0.9 | 0.9 | 0.9 | 0.9 | 0.9 | 0.9 | 0.9 | 0.9 | 0.9 | 0.9 | 0.9 | 0.9 | 0.9 | 0.9 | 0.9 | 0.9 | 0.9 | 0.9 | 0.9 | 0 | 0 | 0 | 0 | 0 | 0 | 0 | 0
F2_Commercial_Warehouse_New_Food Preparation_Natural Gas_Conveyor Oven_E2 | F2 | Commercial | Warehouse | New | Food Preparation | Natural Gas | Conveyor Oven | E2 | TRC BC Ratio | 2.7176 | 2.748 | 2.7824 | 2.8311 | 2.8898 | 2.9554 | 3.0153 | 3.0676 | 3.1163 | 3.1654 | 3.2167 | 3.269 | 3.3215 | 3.3766 | 3.4303 | 3.4854 | 3.5434 | 3.602 | 3.6613 | 3.7212 | 3.781 | 3.8406 | 0 | 0 | 0 | 0 | 0 | 0 | 0 | 0
F2_Commercial_Warehouse_New_Food Preparation_Natural Gas_Conveyor Oven_E3 | F2 | Commercial | Warehouse | New | Food Preparation | Natural Gas | Conveyor Oven | E3 | TRC BC Ratio | 0 | 0 | 0 | 0 | 0 | 0 | 0 | 0 | 0 | 0 | 0 | 0 | 0 | 0 | 0 | 0 | 0 | 0 | 0 | 0 | 0 | 0 | 0 | 0 | 0 | 0 | 0 | 0 | 0 | 0
F2_Commercial_Warehouse_New_Food Preparation_Natural Gas_Conveyor Oven_E4 | F2 | Commercial | Warehouse | New | Food Preparation | Natural Gas | Conveyor Oven | E4 | TRC BC Ratio | 0 | 0 | 0 | 0 | 0 | 0 | 0 | 0 | 0 | 0 | 0 | 0 | 0 | 0 | 0 | 0 | 0 | 0 | 0 | 0 | 0 | 0 | 0 | 0 | 0 | 0 | 0 | 0 | 0 | 0
F2_Commercial_Warehouse_New_Food Preparation_Natural Gas_Conveyor Oven_E5 | F2 | Commercial | Warehouse | New | Food Preparation | Natural Gas | Conveyor Oven | E5 | TRC BC Ratio | 0 | 0 | 0 | 0 | 0 | 0 | 0 | 0 | 0 | 0 | 0 | 0 | 0 | 0 | 0 | 0 | 0 | 0 | 0 | 0 | 0 | 0 | 0 | 0 | 0 | 0 | 0 | 0 | 0 | 0
F2_Commercial_Warehouse_New_Food Preparation_Natural Gas_Conveyor Oven_E6 | F2 | Commercial | Warehouse | New | Food Preparation | Natural Gas | Conveyor Oven | E6 | TRC BC Ratio | 0 | 0 | 0 | 0 | 0 | 0 | 0 | 0 | 0 | 0 | 0 | 0 | 0 | 0 | 0 | 0 | 0 | 0 | 0 | 0 | 0 | 0 | 0 | 0 | 0 | 0 | 0 | 0 | 0 | 0
F2_Commercial_Warehouse_New_Food Preparation_Natural Gas_Conveyor Oven_E7 | F2 | Commercial | Warehouse | New | Food Preparation | Natural Gas | Conveyor Oven | E7 | TRC BC Ratio | 0 | 0 | 0 | 0 | 0 | 0 | 0 | 0 | 0 | 0 | 0 | 0 | 0 | 0 | 0 | 0 | 0 | 0 | 0 | 0 | 0 | 0 | 0 | 0 | 0 | 0 | 0 | 0 | 0 | 0
F2_Commercial_Warehouse_New_Food Preparation_Natural Gas_Conveyor Oven_E8 | F2 | Commercial | Warehouse | New | Food Preparation | Natural Gas | Conveyor Oven | E8 | TRC BC Ratio | 0 | 0 | 0 | 0 | 0 | 0 | 0 | 0 | 0 | 0 | 0 | 0 | 0 | 0 | 0 | 0 | 0 | 0 | 0 | 0 | 0 | 0 | 0 | 0 | 0 | 0 | 0 | 0 | 0 | 0
F2_Commercial_Warehouse_New_Food Preparation_Natural Gas_Conveyor Oven_E9 | F2 | Commercial | Warehouse | New | Food Preparation | Natural Gas | Conveyor Oven | E9 | TRC BC Ratio | 0 | 0 | 0 | 0 | 0 | 0 | 0 | 0 | 0 | 0 | 0 | 0 | 0 | 0 | 0 | 0 | 0 | 0 | 0 | 0 | 0 | 0 | 0 | 0 | 0 | 0 | 0 | 0 | 0 | 0
F2_Commercial_Warehouse_New_Food Preparation_Natural Gas_Conveyor Oven_E10 | F2 | Commercial | Warehouse | New | Food Preparation | Natural Gas | Conveyor Oven | E10 | TRC BC Ratio | 0 | 0 | 0 | 0 | 0 | 0 | 0 | 0 | 0 | 0 | 0 | 0 | 0 | 0 | 0 | 0 | 0 | 0 | 0 | 0 | 0 | 0 | 0 | 0 | 0 | 0 | 0 | 0 | 0 | 0
F3_Commercial_Warehouse_New_Food Preparation_Natural Gas_Conveyor Oven_E1 | F3 | Commercial | Warehouse | New | Food Preparation | Natural Gas | Conveyor Oven | E1 | PACT BC Ratio | 0.9 | 0.9 | 0.9 | 0.9 | 0.9 | 0.9 | 0.9 | 0.9 | 0.9 | 0.9 | 0.9 | 0.9 | 0.9 | 0.9 | 0.9 | 0.9 | 0.9 | 0.9 | 0.9 | 0.9 | 0.9 | 0.9 | 0 | 0 | 0 | 0 | 0 | 0 | 0 | 0
F3_Commercial_Warehouse_New_Food Preparation_Natural Gas_Conveyor Oven_E2 | F3 | Commercial | Warehouse | New | Food Preparation | Natural Gas | Conveyor Oven | E2 | PACT BC Ratio | 6.4385 | 6.5104 | 6.5921 | 6.7074 | 6.8464 | 7.002 | 7.1438 | 7.2678 | 7.3831 | 7.4995 | 7.621 | 7.745 | 7.8692 | 7.9997 | 8.1271 | 8.2575 | 8.3949 | 8.5337 | 8.6743 | 8.8161 | 8.9578 | 9.0991 | 0 | 0 | 0 | 0 | 0 | 0 | 0 | 0
F3_Commercial_Warehouse_New_Food Preparation_Natural Gas_Conveyor Oven_E3 | F3 | Commercial | Warehouse | New | Food Preparation | Natural Gas | Conveyor Oven | E3 | PACT BC Ratio | 0 | 0 | 0 | 0 | 0 | 0 | 0 | 0 | 0 | 0 | 0 | 0 | 0 | 0 | 0 | 0 | 0 | 0 | 0 | 0 | 0 | 0 | 0 | 0 | 0 | 0 | 0 | 0 | 0 | 0
F3_Commercial_Warehouse_New_Food Preparation_Natural Gas_Conveyor Oven_E4 | F3 | Commercial | Warehouse | New | Food Preparation | Natural Gas | Conveyor Oven | E4 | PACT BC Ratio | 0 | 0 | 0 | 0 | 0 | 0 | 0 | 0 | 0 | 0 | 0 | 0 | 0 | 0 | 0 | 0 | 0 | 0 | 0 | 0 | 0 | 0 | 0 | 0 | 0 | 0 | 0 | 0 | 0 | 0
F3_Commercial_Warehouse_New_Food Preparation_Natural Gas_Conveyor Oven_E5 | F3 | Commercial | Warehouse | New | Food Preparation | Natural Gas | Conveyor Oven | E5 | PACT BC Ratio | 0 | 0 | 0 | 0 | 0 | 0 | 0 | 0 | 0 | 0 | 0 | 0 | 0 | 0 | 0 | 0 | 0 | 0 | 0 | 0 | 0 | 0 | 0 | 0 | 0 | 0 | 0 | 0 | 0 | 0
F3_Commercial_Warehouse_New_Food Preparation_Natural Gas_Conveyor Oven_E6 | F3 | Commercial | Warehouse | New | Food Preparation | Natural Gas | Conveyor Oven | E6 | PACT BC Ratio | 0 | 0 | 0 | 0 | 0 | 0 | 0 | 0 | 0 | 0 | 0 | 0 | 0 | 0 | 0 | 0 | 0 | 0 | 0 | 0 | 0 | 0 | 0 | 0 | 0 | 0 | 0 | 0 | 0 | 0
F3_Commercial_Warehouse_New_Food Preparation_Natural Gas_Conveyor Oven_E7 | F3 | Commercial | Warehouse | New | Food Preparation | Natural Gas | Conveyor Oven | E7 | PACT BC Ratio | 0 | 0 | 0 | 0 | 0 | 0 | 0 | 0 | 0 | 0 | 0 | 0 | 0 | 0 | 0 | 0 | 0 | 0 | 0 | 0 | 0 | 0 | 0 | 0 | 0 | 0 | 0 | 0 | 0 | 0
F3_Commercial_Warehouse_New_Food Preparation_Natural Gas_Conveyor Oven_E8 | F3 | Commercial | Warehouse | New | Food Preparation | Natural Gas | Conveyor Oven | E8 | PACT BC Ratio | 0 | 0 | 0 | 0 | 0 | 0 | 0 | 0 | 0 | 0 | 0 | 0 | 0 | 0 | 0 | 0 | 0 | 0 | 0 | 0 | 0 | 0 | 0 | 0 | 0 | 0 | 0 | 0 | 0 | 0
F3_Commercial_Warehouse_New_Food Preparation_Natural Gas_Conveyor Oven_E9 | F3 | Commercial | Warehouse | New | Food Preparation | Natural Gas | Conveyor Oven | E9 | PACT BC Ratio | 0 | 0 | 0 | 0 | 0 | 0 | 0 | 0 | 0 | 0 | 0 | 0 | 0 | 0 | 0 | 0 | 0 | 0 | 0 | 0 | 0 | 0 | 0 | 0 | 0 | 0 | 0 | 0 | 0 | 0
F3_Commercial_Warehouse_New_Food Preparation_Natural Gas_Conveyor Oven_E10 | F3 | Commercial | Warehouse | New | Food Preparation | Natural Gas | Conveyor Oven | E10 | PACT BC Ratio | 0 | 0 | 0 | 0 | 0 | 0 | 0 | 0 | 0 | 0 | 0 | 0 | 0 | 0 | 0 | 0 | 0 | 0 | 0 | 0 | 0 | 0 | 0 | 0 | 0 | 0 | 0 | 0 | 0 | 0
F4_Commercial_Warehouse_New_Food Preparation_Natural Gas_Conveyor Oven_E1 | F4 | Commercial | Warehouse | New | Food Preparation | Natural Gas | Conveyor Oven | E1 | PCT BC Ratio | 0.9 | 0.9 | 0.9 | 0.9 | 0.9 | 0.9 | 0.9 | 0.9 | 0.9 | 0.9 | 0.9 | 0.9 | 0.9 | 0.9 | 0.9 | 0.9 | 0.9 | 0.9 | 0.9 | 0.9 | 0.9 | 0.9 | 0 | 0 | 0 | 0 | 0 | 0 | 0 | 0
F4_Commercial_Warehouse_New_Food Preparation_Natural Gas_Conveyor Oven_E2 | F4 | Commercial | Warehouse | New | Food Preparation | Natural Gas | Conveyor Oven | E2 | PCT BC Ratio | 4.4381 | 4.4848 | 4.5378 | 4.6126 | 4.7029 | 4.8039 | 4.896 | 4.9765 | 5.0514 | 5.1269 | 5.2058 | 5.2863 | 5.3669 | 5.4517 | 5.5344 | 5.619 | 5.7082 | 5.7984 | 5.8896 | 5.9817 | 6.0737 | 6.1654 | 0 | 0 | 0 | 0 | 0 | 0 | 0 | 0
F4_Commercial_Warehouse_New_Food Preparation_Natural Gas_Conveyor Oven_E3 | F4 | Commercial | Warehouse | New | Food Preparation | Natural Gas | Conveyor Oven | E3 | PCT BC Ratio | 0 | 0 | 0 | 0 | 0 | 0 | 0 | 0 | 0 | 0 | 0 | 0 | 0 | 0 | 0 | 0 | 0 | 0 | 0 | 0 | 0 | 0 | 0 | 0 | 0 | 0 | 0 | 0 | 0 | 0
F4_Commercial_Warehouse_New_Food Preparation_Natural Gas_Conveyor Oven_E4 | F4 | Commercial | Warehouse | New | Food Preparation | Natural Gas | Conveyor Oven | E4 | PCT BC Ratio | 0 | 0 | 0 | 0 | 0 | 0 | 0 | 0 | 0 | 0 | 0 | 0 | 0 | 0 | 0 | 0 | 0 | 0 | 0 | 0 | 0 | 0 | 0 | 0 | 0 | 0 | 0 | 0 | 0 | 0
F4_Commercial_Warehouse_New_Food Preparation_Natural Gas_Conveyor Oven_E5 | F4 | Commercial | Warehouse | New | Food Preparation | Natural Gas | Conveyor Oven | E5 | PCT BC Ratio | 0 | 0 | 0 | 0 | 0 | 0 | 0 | 0 | 0 | 0 | 0 | 0 | 0 | 0 | 0 | 0 | 0 | 0 | 0 | 0 | 0 | 0 | 0 | 0 | 0 | 0 | 0 | 0 | 0 | 0
F4_Commercial_Warehouse_New_Food Preparation_Natural Gas_Conveyor Oven_E6 | F4 | Commercial | Warehouse | New | Food Preparation | Natural Gas | Conveyor Oven | E6 | PCT BC Ratio | 0 | 0 | 0 | 0 | 0 | 0 | 0 | 0 | 0 | 0 | 0 | 0 | 0 | 0 | 0 | 0 | 0 | 0 | 0 | 0 | 0 | 0 | 0 | 0 | 0 | 0 | 0 | 0 | 0 | 0
F4_Commercial_Warehouse_New_Food Preparation_Natural Gas_Conveyor Oven_E7 | F4 | Commercial | Warehouse | New | Food Preparation | Natural Gas | Conveyor Oven | E7 | PCT BC Ratio | 0 | 0 | 0 | 0 | 0 | 0 | 0 | 0 | 0 | 0 | 0 | 0 | 0 | 0 | 0 | 0 | 0 | 0 | 0 | 0 | 0 | 0 | 0 | 0 | 0 | 0 | 0 | 0 | 0 | 0
F4_Commercial_Warehouse_New_Food Preparation_Natural Gas_Conveyor Oven_E8 | F4 | Commercial | Warehouse | New | Food Preparation | Natural Gas | Conveyor Oven | E8 | PCT BC Ratio | 0 | 0 | 0 | 0 | 0 | 0 | 0 | 0 | 0 | 0 | 0 | 0 | 0 | 0 | 0 | 0 | 0 | 0 | 0 | 0 | 0 | 0 | 0 | 0 | 0 | 0 | 0 | 0 | 0 | 0
F4_Commercial_Warehouse_New_Food Preparation_Natural Gas_Conveyor Oven_E9 | F4 | Commercial | Warehouse | New | Food Preparation | Natural Gas | Conveyor Oven | E9 | PCT BC Ratio | 0 | 0 | 0 | 0 | 0 | 0 | 0 | 0 | 0 | 0 | 0 | 0 | 0 | 0 | 0 | 0 | 0 | 0 | 0 | 0 | 0 | 0 | 0 | 0 | 0 | 0 | 0 | 0 | 0 | 0
F4_Commercial_Warehouse_New_Food Preparation_Natural Gas_Conveyor Oven_E10 | F4 | Commercial | Warehouse | New | Food Preparation | Natural Gas | Conveyor Oven | E10 | PCT BC Ratio | 0 | 0 | 0 | 0 | 0 | 0 | 0 | 0 | 0 | 0 | 0 | 0 | 0 | 0 | 0 | 0 | 0 | 0 | 0 | 0 | 0 | 0 | 0 | 0 | 0 | 0 | 0 | 0 | 0 | 0
F5_Commercial_Warehouse_New_Food Preparation_Natural Gas_Conveyor Oven_E1 | F5 | Commercial | Warehouse | New | Food Preparation | Natural Gas | Conveyor Oven | E1 | RIM BC Ratio | 0.9 | 0.9 | 0.9 | 0.9 | 0.9 | 0.9 | 0.9 | 0.9 | 0.9 | 0.9 | 0.9 | 0.9 | 0.9 | 0.9 | 0.9 | 0.9 | 0.9 | 0.9 | 0.9 | 0.9 | 0.9 | 0.9 | 0 | 0 | 0 | 0 | 0 | 0 | 0 | 0
F5_Commercial_Warehouse_New_Food Preparation_Natural Gas_Conveyor Oven_E2 | F5 | Commercial | Warehouse | New | Food Preparation | Natural Gas | Conveyor Oven | E2 | RIM BC Ratio | 0.73889 | 0.73983 | 0.74087 | 0.74231 | 0.74398 | 0.74578 | 0.74736 | 0.74869 | 0.7499 | 0.75108 | 0.75229 | 0.75348 | 0.75464 | 0.75582 | 0.75694 | 0.75805 | 0.75919 | 0.76031 | 0.76141 | 0.76249 | 0.76353 | 0.76455 | 0 | 0 | 0 | 0 | 0 | 0 | 0 | 0
F5_Commercial_Warehouse_New_Food Preparation_Natural Gas_Conveyor Oven_E3 | F5 | Commercial | Warehouse | New | Food Preparation | Natural Gas | Conveyor Oven | E3 | RIM BC Ratio | 0 | 0 | 0 | 0 | 0 | 0 | 0 | 0 | 0 | 0 | 0 | 0 | 0 | 0 | 0 | 0 | 0 | 0 | 0 | 0 | 0 | 0 | 0 | 0 | 0 | 0 | 0 | 0 | 0 | 0
F5_Commercial_Warehouse_New_Food Preparation_Natural Gas_Conveyor Oven_E4 | F5 | Commercial | Warehouse | New | Food Preparation | Natural Gas | Conveyor Oven | E4 | RIM BC Ratio | 0 | 0 | 0 | 0 | 0 | 0 | 0 | 0 | 0 | 0 | 0 | 0 | 0 | 0 | 0 | 0 | 0 | 0 | 0 | 0 | 0 | 0 | 0 | 0 | 0 | 0 | 0 | 0 | 0 | 0
F5_Commercial_Warehouse_New_Food Preparation_Natural Gas_Conveyor Oven_E5 | F5 | Commercial | Warehouse | New | Food Preparation | Natural Gas | Conveyor Oven | E5 | RIM BC Ratio | 0 | 0 | 0 | 0 | 0 | 0 | 0 | 0 | 0 | 0 | 0 | 0 | 0 | 0 | 0 | 0 | 0 | 0 | 0 | 0 | 0 | 0 | 0 | 0 | 0 | 0 | 0 | 0 | 0 | 0
F5_Commercial_Warehouse_New_Food Preparation_Natural Gas_Conveyor Oven_E6 | F5 | Commercial | Warehouse | New | Food Preparation | Natural Gas | Conveyor Oven | E6 | RIM BC Ratio | 0 | 0 | 0 | 0 | 0 | 0 | 0 | 0 | 0 | 0 | 0 | 0 | 0 | 0 | 0 | 0 | 0 | 0 | 0 | 0 | 0 | 0 | 0 | 0 | 0 | 0 | 0 | 0 | 0 | 0
F5_Commercial_Warehouse_New_Food Preparation_Natural Gas_Conveyor Oven_E7 | F5 | Commercial | Warehouse | New | Food Preparation | Natural Gas | Conveyor Oven | E7 | RIM BC Ratio | 0 | 0 | 0 | 0 | 0 | 0 | 0 | 0 | 0 | 0 | 0 | 0 | 0 | 0 | 0 | 0 | 0 | 0 | 0 | 0 | 0 | 0 | 0 | 0 | 0 | 0 | 0 | 0 | 0 | 0
F5_Commercial_Warehouse_New_Food Preparation_Natural Gas_Conveyor Oven_E8 | F5 | Commercial | Warehouse | New | Food Preparation | Natural Gas | Conveyor Oven | E8 | RIM BC Ratio | 0 | 0 | 0 | 0 | 0 | 0 | 0 | 0 | 0 | 0 | 0 | 0 | 0 | 0 | 0 | 0 | 0 | 0 | 0 | 0 | 0 | 0 | 0 | 0 | 0 | 0 | 0 | 0 | 0 | 0
F5_Commercial_Warehouse_New_Food Preparation_Natural Gas_Conveyor Oven_E9 | F5 | Commercial | Warehouse | New | Food Preparation | Natural Gas | Conveyor Oven | E9 | RIM BC Ratio | 0 | 0 | 0 | 0 | 0 | 0 | 0 | 0 | 0 | 0 | 0 | 0 | 0 | 0 | 0 | 0 | 0 | 0 | 0 | 0 | 0 | 0 | 0 | 0 | 0 | 0 | 0 | 0 | 0 | 0
F5_Commercial_Warehouse_New_Food Preparation_Natural Gas_Conveyor Oven_E10 | F5 | Commercial | Warehouse | New | Food Preparation | Natural Gas | Conveyor Oven | E10 | RIM BC Ratio | 0 | 0 | 0 | 0 | 0 | 0 | 0 | 0 | 0 | 0 | 0 | 0 | 0 | 0 | 0 | 0 | 0 | 0 | 0 | 0 | 0 | 0 | 0 | 0 | 0 | 0 | 0 | 0 | 0 | 0
F0_Commercial_Warehouse_New_Food Preparation_Natural Gas_Double Rack Oven_E0 | F0 | Commercial | Warehouse | New | Food Preparation | Natural Gas | Double Rack Oven | E0 | Economic Unit | FTSC Qualified (>50% Cooking Efficiency) | FTSC Qualified (>50% Cooking Efficiency) | FTSC Qualified (>50% Cooking Efficiency) | FTSC Qualified (>50% Cooking Efficiency) | FTSC Qualified (>50% Cooking Efficiency) | FTSC Qualified (>50% Cooking Efficiency) | FTSC Qualified (>50% Cooking Efficiency) | FTSC Qualified (>50% Cooking Efficiency) | FTSC Qualified (>50% Cooking Efficiency) | FTSC Qualified (>50% Cooking Efficiency) | FTSC Qualified (>50% Cooking Efficiency) | FTSC Qualified (>50% Cooking Efficiency) | FTSC Qualified (>50% Cooking Efficiency) | FTSC Qualified (>50% Cooking Efficiency) | FTSC Qualified (>50% Cooking Efficiency) | FTSC Qualified (>50% Cooking Efficiency) | FTSC Qualified (>50% Cooking Efficiency) | FTSC Qualified (>50% Cooking Efficiency) | FTSC Qualified (>50% Cooking Efficiency) | FTSC Qualified (>50% Cooking Efficiency) | FTSC Qualified (>50% Cooking Efficiency) | FTSC Qualified (>50% Cooking Efficiency) | 0 | 0 | 0 | 0 | 0 | 0 | 0 | 0
F1_Commercial_Warehouse_New_Food Preparation_Natural Gas_Double Rack Oven_E1 | F1 | Commercial | Warehouse | New | Food Preparation | Natural Gas | Double Rack Oven | E1 | CCE | 0 | 0 | 0 | 0 | 0 | 0 | 0 | 0 | 0 | 0 | 0 | 0 | 0 | 0 | 0 | 0 | 0 | 0 | 0 | 0 | 0 | 0 | 0 | 0 | 0 | 0 | 0 | 0 | 0 | 0
F1_Commercial_Warehouse_New_Food Preparation_Natural Gas_Double Rack Oven_E2 | F1 | Commercial | Warehouse | New | Food Preparation | Natural Gas | Double Rack Oven | E2 | CCE | 0.0030138 | 0.0030138 | 0.0031663 | 0.0031181 | 0.0030713 | 0.0030129 | 0.0030047 | 0.0029854 | 0.0029674 | 0.0029403 | 0.0029361 | 0.0029226 | 0.0029105 | 0.0028875 | 0.0028906 | 0.0028817 | 0.0028731 | 0.0028541 | 0.0028597 | 0.0028541 | 0.0028499 | 0.002834 | 0 | 0 | 0 | 0 | 0 | 0 | 0 | 0
F1_Commercial_Warehouse_New_Food Preparation_Natural Gas_Double Rack Oven_E3 | F1 | Commercial | Warehouse | New | Food Preparation | Natural Gas | Double Rack Oven | E3 | CCE | 0 | 0 | 0 | 0 | 0 | 0 | 0 | 0 | 0 | 0 | 0 | 0 | 0 | 0 | 0 | 0 | 0 | 0 | 0 | 0 | 0 | 0 | 0 | 0 | 0 | 0 | 0 | 0 | 0 | 0
F1_Commercial_Warehouse_New_Food Preparation_Natural Gas_Double Rack Oven_E4 | F1 | Commercial | Warehouse | New | Food Preparation | Natural Gas | Double Rack Oven | E4 | CCE | 0 | 0 | 0 | 0 | 0 | 0 | 0 | 0 | 0 | 0 | 0 | 0 | 0 | 0 | 0 | 0 | 0 | 0 | 0 | 0 | 0 | 0 | 0 | 0 | 0 | 0 | 0 | 0 | 0 | 0
F1_Commercial_Warehouse_New_Food Preparation_Natural Gas_Double Rack Oven_E5 | F1 | Commercial | Warehouse | New | Food Preparation | Natural Gas | Double Rack Oven | E5 | CCE | 0 | 0 | 0 | 0 | 0 | 0 | 0 | 0 | 0 | 0 | 0 | 0 | 0 | 0 | 0 | 0 | 0 | 0 | 0 | 0 | 0 | 0 | 0 | 0 | 0 | 0 | 0 | 0 | 0 | 0
F1_Commercial_Warehouse_New_Food Preparation_Natural Gas_Double Rack Oven_E6 | F1 | Commercial | Warehouse | New | Food Preparation | Natural Gas | Double Rack Oven | E6 | CCE | 0 | 0 | 0 | 0 | 0 | 0 | 0 | 0 | 0 | 0 | 0 | 0 | 0 | 0 | 0 | 0 | 0 | 0 | 0 | 0 | 0 | 0 | 0 | 0 | 0 | 0 | 0 | 0 | 0 | 0
F1_Commercial_Warehouse_New_Food Preparation_Natural Gas_Double Rack Oven_E7 | F1 | Commercial | Warehouse | New | Food Preparation | Natural Gas | Double Rack Oven | E7 | CCE | 0 | 0 | 0 | 0 | 0 | 0 | 0 | 0 | 0 | 0 | 0 | 0 | 0 | 0 | 0 | 0 | 0 | 0 | 0 | 0 | 0 | 0 | 0 | 0 | 0 | 0 | 0 | 0 | 0 | 0
F1_Commercial_Warehouse_New_Food Preparation_Natural Gas_Double Rack Oven_E8 | F1 | Commercial | Warehouse | New | Food Preparation | Natural Gas | Double Rack Oven | E8 | CCE | 0 | 0 | 0 | 0 | 0 | 0 | 0 | 0 | 0 | 0 | 0 | 0 | 0 | 0 | 0 | 0 | 0 | 0 | 0 | 0 | 0 | 0 | 0 | 0 | 0 | 0 | 0 | 0 | 0 | 0
F1_Commercial_Warehouse_New_Food Preparation_Natural Gas_Double Rack Oven_E9 | F1 | Commercial | Warehouse | New | Food Preparation | Natural Gas | Double Rack Oven | E9 | CCE | 0 | 0 | 0 | 0 | 0 | 0 | 0 | 0 | 0 | 0 | 0 | 0 | 0 | 0 | 0 | 0 | 0 | 0 | 0 | 0 | 0 | 0 | 0 | 0 | 0 | 0 | 0 | 0 | 0 | 0
F1_Commercial_Warehouse_New_Food Preparation_Natural Gas_Double Rack Oven_E10 | F1 | Commercial | Warehouse | New | Food Preparation | Natural Gas | Double Rack Oven | E10 | CCE | 0 | 0 | 0 | 0 | 0 | 0 | 0 | 0 | 0 | 0 | 0 | 0 | 0 | 0 | 0 | 0 | 0 | 0 | 0 | 0 | 0 | 0 | 0 | 0 | 0 | 0 | 0 | 0 | 0 | 0
F2_Commercial_Warehouse_New_Food Preparation_Natural Gas_Double Rack Oven_E1 | F2 | Commercial | Warehouse | New | Food Preparation | Natural Gas | Double Rack Oven | E1 | TRC BC Ratio | 0.9 | 0.9 | 0.9 | 0.9 | 0.9 | 0.9 | 0.9 | 0.9 | 0.9 | 0.9 | 0.9 | 0.9 | 0.9 | 0.9 | 0.9 | 0.9 | 0.9 | 0.9 | 0.9 | 0.9 | 0.9 | 0.9 | 0 | 0 | 0 | 0 | 0 | 0 | 0 | 0
F2_Commercial_Warehouse_New_Food Preparation_Natural Gas_Double Rack Oven_E2 | F2 | Commercial | Warehouse | New | Food Preparation | Natural Gas | Double Rack Oven | E2 | TRC BC Ratio | 2.9522 | 2.9775 | 3.0077 | 3.0577 | 3.1244 | 3.2031 | 3.2754 | 3.3398 | 3.4022 | 3.4628 | 3.5239 | 3.5833 | 3.6392 | 3.6952 | 3.7487 | 3.8035 | 3.8622 | 3.9213 | 3.9809 | 4.0407 | 4.0999 | 4.1582 | 0 | 0 | 0 | 0 | 0 | 0 | 0 | 0
F2_Commercial_Warehouse_New_Food Preparation_Natural Gas_Double Rack Oven_E3 | F2 | Commercial | Warehouse | New | Food Preparation | Natural Gas | Double Rack Oven | E3 | TRC BC Ratio | 0 | 0 | 0 | 0 | 0 | 0 | 0 | 0 | 0 | 0 | 0 | 0 | 0 | 0 | 0 | 0 | 0 | 0 | 0 | 0 | 0 | 0 | 0 | 0 | 0 | 0 | 0 | 0 | 0 | 0
F2_Commercial_Warehouse_New_Food Preparation_Natural Gas_Double Rack Oven_E4 | F2 | Commercial | Warehouse | New | Food Preparation | Natural Gas | Double Rack Oven | E4 | TRC BC Ratio | 0 | 0 | 0 | 0 | 0 | 0 | 0 | 0 | 0 | 0 | 0 | 0 | 0 | 0 | 0 | 0 | 0 | 0 | 0 | 0 | 0 | 0 | 0 | 0 | 0 | 0 | 0 | 0 | 0 | 0
F2_Commercial_Warehouse_New_Food Preparation_Natural Gas_Double Rack Oven_E5 | F2 | Commercial | Warehouse | New | Food Preparation | Natural Gas | Double Rack Oven | E5 | TRC BC Ratio | 0 | 0 | 0 | 0 | 0 | 0 | 0 | 0 | 0 | 0 | 0 | 0 | 0 | 0 | 0 | 0 | 0 | 0 | 0 | 0 | 0 | 0 | 0 | 0 | 0 | 0 | 0 | 0 | 0 | 0
F2_Commercial_Warehouse_New_Food Preparation_Natural Gas_Double Rack Oven_E6 | F2 | Commercial | Warehouse | New | Food Preparation | Natural Gas | Double Rack Oven | E6 | TRC BC Ratio | 0 | 0 | 0 | 0 | 0 | 0 | 0 | 0 | 0 | 0 | 0 | 0 | 0 | 0 | 0 | 0 | 0 | 0 | 0 | 0 | 0 | 0 | 0 | 0 | 0 | 0 | 0 | 0 | 0 | 0
F2_Commercial_Warehouse_New_Food Preparation_Natural Gas_Double Rack Oven_E7 | F2 | Commercial | Warehouse | New | Food Preparation | Natural Gas | Double Rack Oven | E7 | TRC BC Ratio | 0 | 0 | 0 | 0 | 0 | 0 | 0 | 0 | 0 | 0 | 0 | 0 | 0 | 0 | 0 | 0 | 0 | 0 | 0 | 0 | 0 | 0 | 0 | 0 | 0 | 0 | 0 | 0 | 0 | 0
F2_Commercial_Warehouse_New_Food Preparation_Natural Gas_Double Rack Oven_E8 | F2 | Commercial | Warehouse | New | Food Preparation | Natural Gas | Double Rack Oven | E8 | TRC BC Ratio | 0 | 0 | 0 | 0 | 0 | 0 | 0 | 0 | 0 | 0 | 0 | 0 | 0 | 0 | 0 | 0 | 0 | 0 | 0 | 0 | 0 | 0 | 0 | 0 | 0 | 0 | 0 | 0 | 0 | 0
F2_Commercial_Warehouse_New_Food Preparation_Natural Gas_Double Rack Oven_E9 | F2 | Commercial | Warehouse | New | Food Preparation | Natural Gas | Double Rack Oven | E9 | TRC BC Ratio | 0 | 0 | 0 | 0 | 0 | 0 | 0 | 0 | 0 | 0 | 0 | 0 | 0 | 0 | 0 | 0 | 0 | 0 | 0 | 0 | 0 | 0 | 0 | 0 | 0 | 0 | 0 | 0 | 0 | 0
F2_Commercial_Warehouse_New_Food Preparation_Natural Gas_Double Rack Oven_E10 | F2 | Commercial | Warehouse | New | Food Preparation | Natural Gas | Double Rack Oven | E10 | TRC BC Ratio | 0 | 0 | 0 | 0 | 0 | 0 | 0 | 0 | 0 | 0 | 0 | 0 | 0 | 0 | 0 | 0 | 0 | 0 | 0 | 0 | 0 | 0 | 0 | 0 | 0 | 0 | 0 | 0 | 0 | 0
F3_Commercial_Warehouse_New_Food Preparation_Natural Gas_Double Rack Oven_E1 | F3 | Commercial | Warehouse | New | Food Preparation | Natural Gas | Double Rack Oven | E1 | PACT BC Ratio | 0.9 | 0.9 | 0.9 | 0.9 | 0.9 | 0.9 | 0.9 | 0.9 | 0.9 | 0.9 | 0.9 | 0.9 | 0.9 | 0.9 | 0.9 | 0.9 | 0.9 | 0.9 | 0.9 | 0.9 | 0.9 | 0.9 | 0 | 0 | 0 | 0 | 0 | 0 | 0 | 0
F3_Commercial_Warehouse_New_Food Preparation_Natural Gas_Double Rack Oven_E2 | F3 | Commercial | Warehouse | New | Food Preparation | Natural Gas | Double Rack Oven | E2 | PACT BC Ratio | 6.3603 | 6.4147 | 6.4799 | 6.5877 | 6.7314 | 6.9009 | 7.0567 | 7.1954 | 7.3299 | 7.4604 | 7.592 | 7.7199 | 7.8404 | 7.961 | 8.0763 | 8.1945 | 8.3209 | 8.4482 | 8.5765 | 8.7054 | 8.8329 | 8.9584 | 0 | 0 | 0 | 0 | 0 | 0 | 0 | 0
F3_Commercial_Warehouse_New_Food Preparation_Natural Gas_Double Rack Oven_E3 | F3 | Commercial | Warehouse | New | Food Preparation | Natural Gas | Double Rack Oven | E3 | PACT BC Ratio | 0 | 0 | 0 | 0 | 0 | 0 | 0 | 0 | 0 | 0 | 0 | 0 | 0 | 0 | 0 | 0 | 0 | 0 | 0 | 0 | 0 | 0 | 0 | 0 | 0 | 0 | 0 | 0 | 0 | 0
F3_Commercial_Warehouse_New_Food Preparation_Natural Gas_Double Rack Oven_E4 | F3 | Commercial | Warehouse | New | Food Preparation | Natural Gas | Double Rack Oven | E4 | PACT BC Ratio | 0 | 0 | 0 | 0 | 0 | 0 | 0 | 0 | 0 | 0 | 0 | 0 | 0 | 0 | 0 | 0 | 0 | 0 | 0 | 0 | 0 | 0 | 0 | 0 | 0 | 0 | 0 | 0 | 0 | 0
F3_Commercial_Warehouse_New_Food Preparation_Natural Gas_Double Rack Oven_E5 | F3 | Commercial | Warehouse | New | Food Preparation | Natural Gas | Double Rack Oven | E5 | PACT BC Ratio | 0 | 0 | 0 | 0 | 0 | 0 | 0 | 0 | 0 | 0 | 0 | 0 | 0 | 0 | 0 | 0 | 0 | 0 | 0 | 0 | 0 | 0 | 0 | 0 | 0 | 0 | 0 | 0 | 0 | 0
F3_Commercial_Warehouse_New_Food Preparation_Natural Gas_Double Rack Oven_E6 | F3 | Commercial | Warehouse | New | Food Preparation | Natural Gas | Double Rack Oven | E6 | PACT BC Ratio | 0 | 0 | 0 | 0 | 0 | 0 | 0 | 0 | 0 | 0 | 0 | 0 | 0 | 0 | 0 | 0 | 0 | 0 | 0 | 0 | 0 | 0 | 0 | 0 | 0 | 0 | 0 | 0 | 0 | 0
F3_Commercial_Warehouse_New_Food Preparation_Natural Gas_Double Rack Oven_E7 | F3 | Commercial | Warehouse | New | Food Preparation | Natural Gas | Double Rack Oven | E7 | PACT BC Ratio | 0 | 0 | 0 | 0 | 0 | 0 | 0 | 0 | 0 | 0 | 0 | 0 | 0 | 0 | 0 | 0 | 0 | 0 | 0 | 0 | 0 | 0 | 0 | 0 | 0 | 0 | 0 | 0 | 0 | 0
F3_Commercial_Warehouse_New_Food Preparation_Natural Gas_Double Rack Oven_E8 | F3 | Commercial | Warehouse | New | Food Preparation | Natural Gas | Double Rack Oven | E8 | PACT BC Ratio | 0 | 0 | 0 | 0 | 0 | 0 | 0 | 0 | 0 | 0 | 0 | 0 | 0 | 0 | 0 | 0 | 0 | 0 | 0 | 0 | 0 | 0 | 0 | 0 | 0 | 0 | 0 | 0 | 0 | 0
F3_Commercial_Warehouse_New_Food Preparation_Natural Gas_Double Rack Oven_E9 | F3 | Commercial | Warehouse | New | Food Preparation | Natural Gas | Double Rack Oven | E9 | PACT BC Ratio | 0 | 0 | 0 | 0 | 0 | 0 | 0 | 0 | 0 | 0 | 0 | 0 | 0 | 0 | 0 | 0 | 0 | 0 | 0 | 0 | 0 | 0 | 0 | 0 | 0 | 0 | 0 | 0 | 0 | 0
F3_Commercial_Warehouse_New_Food Preparation_Natural Gas_Double Rack Oven_E10 | F3 | Commercial | Warehouse | New | Food Preparation | Natural Gas | Double Rack Oven | E10 | PACT BC Ratio | 0 | 0 | 0 | 0 | 0 | 0 | 0 | 0 | 0 | 0 | 0 | 0 | 0 | 0 | 0 | 0 | 0 | 0 | 0 | 0 | 0 | 0 | 0 | 0 | 0 | 0 | 0 | 0 | 0 | 0
F4_Commercial_Warehouse_New_Food Preparation_Natural Gas_Double Rack Oven_E1 | F4 | Commercial | Warehouse | New | Food Preparation | Natural Gas | Double Rack Oven | E1 | PCT BC Ratio | 0.9 | 0.9 | 0.9 | 0.9 | 0.9 | 0.9 | 0.9 | 0.9 | 0.9 | 0.9 | 0.9 | 0.9 | 0.9 | 0.9 | 0.9 | 0.9 | 0.9 | 0.9 | 0.9 | 0.9 | 0.9 | 0.9 | 0 | 0 | 0 | 0 | 0 | 0 | 0 | 0
F4_Commercial_Warehouse_New_Food Preparation_Natural Gas_Double Rack Oven_E2 | F4 | Commercial | Warehouse | New | Food Preparation | Natural Gas | Double Rack Oven | E2 | PCT BC Ratio | 4.9652 | 5.0051 | 5.053 | 5.1322 | 5.2378 | 5.3623 | 5.4768 | 5.5787 | 5.6775 | 5.7734 | 5.8701 | 5.9641 | 6.0526 | 6.1412 | 6.2259 | 6.3128 | 6.4057 | 6.4992 | 6.5935 | 6.6882 | 6.7818 | 6.8741 | 0 | 0 | 0 | 0 | 0 | 0 | 0 | 0
F4_Commercial_Warehouse_New_Food Preparation_Natural Gas_Double Rack Oven_E3 | F4 | Commercial | Warehouse | New | Food Preparation | Natural Gas | Double Rack Oven | E3 | PCT BC Ratio | 0 | 0 | 0 | 0 | 0 | 0 | 0 | 0 | 0 | 0 | 0 | 0 | 0 | 0 | 0 | 0 | 0 | 0 | 0 | 0 | 0 | 0 | 0 | 0 | 0 | 0 | 0 | 0 | 0 | 0
F4_Commercial_Warehouse_New_Food Preparation_Natural Gas_Double Rack Oven_E4 | F4 | Commercial | Warehouse | New | Food Preparation | Natural Gas | Double Rack Oven | E4 | PCT BC Ratio | 0 | 0 | 0 | 0 | 0 | 0 | 0 | 0 | 0 | 0 | 0 | 0 | 0 | 0 | 0 | 0 | 0 | 0 | 0 | 0 | 0 | 0 | 0 | 0 | 0 | 0 | 0 | 0 | 0 | 0
F4_Commercial_Warehouse_New_Food Preparation_Natural Gas_Double Rack Oven_E5 | F4 | Commercial | Warehouse | New | Food Preparation | Natural Gas | Double Rack Oven | E5 | PCT BC Ratio | 0 | 0 | 0 | 0 | 0 | 0 | 0 | 0 | 0 | 0 | 0 | 0 | 0 | 0 | 0 | 0 | 0 | 0 | 0 | 0 | 0 | 0 | 0 | 0 | 0 | 0 | 0 | 0 | 0 | 0
F4_Commercial_Warehouse_New_Food Preparation_Natural Gas_Double Rack Oven_E6 | F4 | Commercial | Warehouse | New | Food Preparation | Natural Gas | Double Rack Oven | E6 | PCT BC Ratio | 0 | 0 | 0 | 0 | 0 | 0 | 0 | 0 | 0 | 0 | 0 | 0 | 0 | 0 | 0 | 0 | 0 | 0 | 0 | 0 | 0 | 0 | 0 | 0 | 0 | 0 | 0 | 0 | 0 | 0
F4_Commercial_Warehouse_New_Food Preparation_Natural Gas_Double Rack Oven_E7 | F4 | Commercial | Warehouse | New | Food Preparation | Natural Gas | Double Rack Oven | E7 | PCT BC Ratio | 0 | 0 | 0 | 0 | 0 | 0 | 0 | 0 | 0 | 0 | 0 | 0 | 0 | 0 | 0 | 0 | 0 | 0 | 0 | 0 | 0 | 0 | 0 | 0 | 0 | 0 | 0 | 0 | 0 | 0
F4_Commercial_Warehouse_New_Food Preparation_Natural Gas_Double Rack Oven_E8 | F4 | Commercial | Warehouse | New | Food Preparation | Natural Gas | Double Rack Oven | E8 | PCT BC Ratio | 0 | 0 | 0 | 0 | 0 | 0 | 0 | 0 | 0 | 0 | 0 | 0 | 0 | 0 | 0 | 0 | 0 | 0 | 0 | 0 | 0 | 0 | 0 | 0 | 0 | 0 | 0 | 0 | 0 | 0
F4_Commercial_Warehouse_New_Food Preparation_Natural Gas_Double Rack Oven_E9 | F4 | Commercial | Warehouse | New | Food Preparation | Natural Gas | Double Rack Oven | E9 | PCT BC Ratio | 0 | 0 | 0 | 0 | 0 | 0 | 0 | 0 | 0 | 0 | 0 | 0 | 0 | 0 | 0 | 0 | 0 | 0 | 0 | 0 | 0 | 0 | 0 | 0 | 0 | 0 | 0 | 0 | 0 | 0
F4_Commercial_Warehouse_New_Food Preparation_Natural Gas_Double Rack Oven_E10 | F4 | Commercial | Warehouse | New | Food Preparation | Natural Gas | Double Rack Oven | E10 | PCT BC Ratio | 0 | 0 | 0 | 0 | 0 | 0 | 0 | 0 | 0 | 0 | 0 | 0 | 0 | 0 | 0 | 0 | 0 | 0 | 0 | 0 | 0 | 0 | 0 | 0 | 0 | 0 | 0 | 0 | 0 | 0
F5_Commercial_Warehouse_New_Food Preparation_Natural Gas_Double Rack Oven_E1 | F5 | Commercial | Warehouse | New | Food Preparation | Natural Gas | Double Rack Oven | E1 | RIM BC Ratio | 0.9 | 0.9 | 0.9 | 0.9 | 0.9 | 0.9 | 0.9 | 0.9 | 0.9 | 0.9 | 0.9 | 0.9 | 0.9 | 0.9 | 0.9 | 0.9 | 0.9 | 0.9 | 0.9 | 0.9 | 0.9 | 0.9 | 0 | 0 | 0 | 0 | 0 | 0 | 0 | 0
F5_Commercial_Warehouse_New_Food Preparation_Natural Gas_Double Rack Oven_E2 | F5 | Commercial | Warehouse | New | Food Preparation | Natural Gas | Double Rack Oven | E2 | RIM BC Ratio | 0.73785 | 0.73858 | 0.73943 | 0.74082 | 0.7426 | 0.74462 | 0.74639 | 0.74792 | 0.74935 | 0.75069 | 0.752 | 0.75324 | 0.75437 | 0.75547 | 0.7565 | 0.75752 | 0.75858 | 0.75963 | 0.76065 | 0.76165 | 0.76261 | 0.76354 | 0 | 0 | 0 | 0 | 0 | 0 | 0 | 0
F5_Commercial_Warehouse_New_Food Preparation_Natural Gas_Double Rack Oven_E3 | F5 | Commercial | Warehouse | New | Food Preparation | Natural Gas | Double Rack Oven | E3 | RIM BC Ratio | 0 | 0 | 0 | 0 | 0 | 0 | 0 | 0 | 0 | 0 | 0 | 0 | 0 | 0 | 0 | 0 | 0 | 0 | 0 | 0 | 0 | 0 | 0 | 0 | 0 | 0 | 0 | 0 | 0 | 0
F5_Commercial_Warehouse_New_Food Preparation_Natural Gas_Double Rack Oven_E4 | F5 | Commercial | Warehouse | New | Food Preparation | Natural Gas | Double Rack Oven | E4 | RIM BC Ratio | 0 | 0 | 0 | 0 | 0 | 0 | 0 | 0 | 0 | 0 | 0 | 0 | 0 | 0 | 0 | 0 | 0 | 0 | 0 | 0 | 0 | 0 | 0 | 0 | 0 | 0 | 0 | 0 | 0 | 0
F5_Commercial_Warehouse_New_Food Preparation_Natural Gas_Double Rack Oven_E5 | F5 | Commercial | Warehouse | New | Food Preparation | Natural Gas | Double Rack Oven | E5 | RIM BC Ratio | 0 | 0 | 0 | 0 | 0 | 0 | 0 | 0 | 0 | 0 | 0 | 0 | 0 | 0 | 0 | 0 | 0 | 0 | 0 | 0 | 0 | 0 | 0 | 0 | 0 | 0 | 0 | 0 | 0 | 0
F5_Commercial_Warehouse_New_Food Preparation_Natural Gas_Double Rack Oven_E6 | F5 | Commercial | Warehouse | New | Food Preparation | Natural Gas | Double Rack Oven | E6 | RIM BC Ratio | 0 | 0 | 0 | 0 | 0 | 0 | 0 | 0 | 0 | 0 | 0 | 0 | 0 | 0 | 0 | 0 | 0 | 0 | 0 | 0 | 0 | 0 | 0 | 0 | 0 | 0 | 0 | 0 | 0 | 0
F5_Commercial_Warehouse_New_Food Preparation_Natural Gas_Double Rack Oven_E7 | F5 | Commercial | Warehouse | New | Food Preparation | Natural Gas | Double Rack Oven | E7 | RIM BC Ratio | 0 | 0 | 0 | 0 | 0 | 0 | 0 | 0 | 0 | 0 | 0 | 0 | 0 | 0 | 0 | 0 | 0 | 0 | 0 | 0 | 0 | 0 | 0 | 0 | 0 | 0 | 0 | 0 | 0 | 0
F5_Commercial_Warehouse_New_Food Preparation_Natural Gas_Double Rack Oven_E8 | F5 | Commercial | Warehouse | New | Food Preparation | Natural Gas | Double Rack Oven | E8 | RIM BC Ratio | 0 | 0 | 0 | 0 | 0 | 0 | 0 | 0 | 0 | 0 | 0 | 0 | 0 | 0 | 0 | 0 | 0 | 0 | 0 | 0 | 0 | 0 | 0 | 0 | 0 | 0 | 0 | 0 | 0 | 0
F5_Commercial_Warehouse_New_Food Preparation_Natural Gas_Double Rack Oven_E9 | F5 | Commercial | Warehouse | New | Food Preparation | Natural Gas | Double Rack Oven | E9 | RIM BC Ratio | 0 | 0 | 0 | 0 | 0 | 0 | 0 | 0 | 0 | 0 | 0 | 0 | 0 | 0 | 0 | 0 | 0 | 0 | 0 | 0 | 0 | 0 | 0 | 0 | 0 | 0 | 0 | 0 | 0 | 0
F5_Commercial_Warehouse_New_Food Preparation_Natural Gas_Double Rack Oven_E10 | F5 | Commercial | Warehouse | New | Food Preparation | Natural Gas | Double Rack Oven | E10 | RIM BC Ratio | 0 | 0 | 0 | 0 | 0 | 0 | 0 | 0 | 0 | 0 | 0 | 0 | 0 | 0 | 0 | 0 | 0 | 0 | 0 | 0 | 0 | 0 | 0 | 0 | 0 | 0 | 0 | 0 | 0 | 0
F0_Commercial_Warehouse_New_Food Preparation_Natural Gas_Fryer_E0 | F0 | Commercial | Warehouse | New | Food Preparation | Natural Gas | Fryer | E0 | Economic Unit | ENERGY STAR | ENERGY STAR | ENERGY STAR | ENERGY STAR | ENERGY STAR | ENERGY STAR | ENERGY STAR | ENERGY STAR | ENERGY STAR | ENERGY STAR | ENERGY STAR | ENERGY STAR | ENERGY STAR | ENERGY STAR | ENERGY STAR | ENERGY STAR | ENERGY STAR | ENERGY STAR | ENERGY STAR | ENERGY STAR | ENERGY STAR | ENERGY STAR | 0 | 0 | 0 | 0 | 0 | 0 | 0 | 0
F1_Commercial_Warehouse_New_Food Preparation_Natural Gas_Fryer_E1 | F1 | Commercial | Warehouse | New | Food Preparation | Natural Gas | Fryer | E1 | CCE | 0 | 0 | 0 | 0 | 0 | 0 | 0 | 0 | 0 | 0 | 0 | 0 | 0 | 0 | 0 | 0 | 0 | 0 | 0 | 0 | 0 | 0 | 0 | 0 | 0 | 0 | 0 | 0 | 0 | 0
F1_Commercial_Warehouse_New_Food Preparation_Natural Gas_Fryer_E2 | F1 | Commercial | Warehouse | New | Food Preparation | Natural Gas | Fryer | E2 | CCE | 0.0070192 | 0.0070192 | 0.0073742 | 0.0072621 | 0.0071531 | 0.0070171 | 0.0069979 | 0.0069529 | 0.006911 | 0.0068479 | 0.0068381 | 0.0068066 | 0.0067786 | 0.006725 | 0.0067321 | 0.0067115 | 0.0066913 | 0.0066471 | 0.0066602 | 0.0066472 | 0.0066374 | 0.0066003 | 0 | 0 | 0 | 0 | 0 | 0 | 0 | 0
F1_Commercial_Warehouse_New_Food Preparation_Natural Gas_Fryer_E3 | F1 | Commercial | Warehouse | New | Food Preparation | Natural Gas | Fryer | E3 | CCE | 0 | 0 | 0 | 0 | 0 | 0 | 0 | 0 | 0 | 0 | 0 | 0 | 0 | 0 | 0 | 0 | 0 | 0 | 0 | 0 | 0 | 0 | 0 | 0 | 0 | 0 | 0 | 0 | 0 | 0
F1_Commercial_Warehouse_New_Food Preparation_Natural Gas_Fryer_E4 | F1 | Commercial | Warehouse | New | Food Preparation | Natural Gas | Fryer | E4 | CCE | 0 | 0 | 0 | 0 | 0 | 0 | 0 | 0 | 0 | 0 | 0 | 0 | 0 | 0 | 0 | 0 | 0 | 0 | 0 | 0 | 0 | 0 | 0 | 0 | 0 | 0 | 0 | 0 | 0 | 0
F1_Commercial_Warehouse_New_Food Preparation_Natural Gas_Fryer_E5 | F1 | Commercial | Warehouse | New | Food Preparation | Natural Gas | Fryer | E5 | CCE | 0 | 0 | 0 | 0 | 0 | 0 | 0 | 0 | 0 | 0 | 0 | 0 | 0 | 0 | 0 | 0 | 0 | 0 | 0 | 0 | 0 | 0 | 0 | 0 | 0 | 0 | 0 | 0 | 0 | 0
F1_Commercial_Warehouse_New_Food Preparation_Natural Gas_Fryer_E6 | F1 | Commercial | Warehouse | New | Food Preparation | Natural Gas | Fryer | E6 | CCE | 0 | 0 | 0 | 0 | 0 | 0 | 0 | 0 | 0 | 0 | 0 | 0 | 0 | 0 | 0 | 0 | 0 | 0 | 0 | 0 | 0 | 0 | 0 | 0 | 0 | 0 | 0 | 0 | 0 | 0
F1_Commercial_Warehouse_New_Food Preparation_Natural Gas_Fryer_E7 | F1 | Commercial | Warehouse | New | Food Preparation | Natural Gas | Fryer | E7 | CCE | 0 | 0 | 0 | 0 | 0 | 0 | 0 | 0 | 0 | 0 | 0 | 0 | 0 | 0 | 0 | 0 | 0 | 0 | 0 | 0 | 0 | 0 | 0 | 0 | 0 | 0 | 0 | 0 | 0 | 0
F1_Commercial_Warehouse_New_Food Preparation_Natural Gas_Fryer_E8 | F1 | Commercial | Warehouse | New | Food Preparation | Natural Gas | Fryer | E8 | CCE | 0 | 0 | 0 | 0 | 0 | 0 | 0 | 0 | 0 | 0 | 0 | 0 | 0 | 0 | 0 | 0 | 0 | 0 | 0 | 0 | 0 | 0 | 0 | 0 | 0 | 0 | 0 | 0 | 0 | 0
F1_Commercial_Warehouse_New_Food Preparation_Natural Gas_Fryer_E9 | F1 | Commercial | Warehouse | New | Food Preparation | Natural Gas | Fryer | E9 | CCE | 0 | 0 | 0 | 0 | 0 | 0 | 0 | 0 | 0 | 0 | 0 | 0 | 0 | 0 | 0 | 0 | 0 | 0 | 0 | 0 | 0 | 0 | 0 | 0 | 0 | 0 | 0 | 0 | 0 | 0
F1_Commercial_Warehouse_New_Food Preparation_Natural Gas_Fryer_E10 | F1 | Commercial | Warehouse | New | Food Preparation | Natural Gas | Fryer | E10 | CCE | 0 | 0 | 0 | 0 | 0 | 0 | 0 | 0 | 0 | 0 | 0 | 0 | 0 | 0 | 0 | 0 | 0 | 0 | 0 | 0 | 0 | 0 | 0 | 0 | 0 | 0 | 0 | 0 | 0 | 0
F2_Commercial_Warehouse_New_Food Preparation_Natural Gas_Fryer_E1 | F2 | Commercial | Warehouse | New | Food Preparation | Natural Gas | Fryer | E1 | TRC BC Ratio | 0.9 | 0.9 | 0.9 | 0.9 | 0.9 | 0.9 | 0.9 | 0.9 | 0.9 | 0.9 | 0.9 | 0.9 | 0.9 | 0.9 | 0.9 | 0.9 | 0.9 | 0.9 | 0.9 | 0.9 | 0.9 | 0.9 | 0 | 0 | 0 | 0 | 0 | 0 | 0 | 0
F2_Commercial_Warehouse_New_Food Preparation_Natural Gas_Fryer_E2 | F2 | Commercial | Warehouse | New | Food Preparation | Natural Gas | Fryer | E2 | TRC BC Ratio | 1.215 | 1.2059 | 1.2046 | 1.2221 | 1.2535 | 1.2946 | 1.3292 | 1.3564 | 1.3811 | 1.4053 | 1.4318 | 1.4585 | 1.4845 | 1.5137 | 1.5415 | 1.571 | 1.6001 | 1.6254 | 1.6465 | 1.6626 | 1.6776 | 1.6911 | 0 | 0 | 0 | 0 | 0 | 0 | 0 | 0
F2_Commercial_Warehouse_New_Food Preparation_Natural Gas_Fryer_E3 | F2 | Commercial | Warehouse | New | Food Preparation | Natural Gas | Fryer | E3 | TRC BC Ratio | 0 | 0 | 0 | 0 | 0 | 0 | 0 | 0 | 0 | 0 | 0 | 0 | 0 | 0 | 0 | 0 | 0 | 0 | 0 | 0 | 0 | 0 | 0 | 0 | 0 | 0 | 0 | 0 | 0 | 0
F2_Commercial_Warehouse_New_Food Preparation_Natural Gas_Fryer_E4 | F2 | Commercial | Warehouse | New | Food Preparation | Natural Gas | Fryer | E4 | TRC BC Ratio | 0 | 0 | 0 | 0 | 0 | 0 | 0 | 0 | 0 | 0 | 0 | 0 | 0 | 0 | 0 | 0 | 0 | 0 | 0 | 0 | 0 | 0 | 0 | 0 | 0 | 0 | 0 | 0 | 0 | 0
F2_Commercial_Warehouse_New_Food Preparation_Natural Gas_Fryer_E5 | F2 | Commercial | Warehouse | New | Food Preparation | Natural Gas | Fryer | E5 | TRC BC Ratio | 0 | 0 | 0 | 0 | 0 | 0 | 0 | 0 | 0 | 0 | 0 | 0 | 0 | 0 | 0 | 0 | 0 | 0 | 0 | 0 | 0 | 0 | 0 | 0 | 0 | 0 | 0 | 0 | 0 | 0
F2_Commercial_Warehouse_New_Food Preparation_Natural Gas_Fryer_E6 | F2 | Commercial | Warehouse | New | Food Preparation | Natural Gas | Fryer | E6 | TRC BC Ratio | 0 | 0 | 0 | 0 | 0 | 0 | 0 | 0 | 0 | 0 | 0 | 0 | 0 | 0 | 0 | 0 | 0 | 0 | 0 | 0 | 0 | 0 | 0 | 0 | 0 | 0 | 0 | 0 | 0 | 0
F2_Commercial_Warehouse_New_Food Preparation_Natural Gas_Fryer_E7 | F2 | Commercial | Warehouse | New | Food Preparation | Natural Gas | Fryer | E7 | TRC BC Ratio | 0 | 0 | 0 | 0 | 0 | 0 | 0 | 0 | 0 | 0 | 0 | 0 | 0 | 0 | 0 | 0 | 0 | 0 | 0 | 0 | 0 | 0 | 0 | 0 | 0 | 0 | 0 | 0 | 0 | 0
F2_Commercial_Warehouse_New_Food Preparation_Natural Gas_Fryer_E8 | F2 | Commercial | Warehouse | New | Food Preparation | Natural Gas | Fryer | E8 | TRC BC Ratio | 0 | 0 | 0 | 0 | 0 | 0 | 0 | 0 | 0 | 0 | 0 | 0 | 0 | 0 | 0 | 0 | 0 | 0 | 0 | 0 | 0 | 0 | 0 | 0 | 0 | 0 | 0 | 0 | 0 | 0
F2_Commercial_Warehouse_New_Food Preparation_Natural Gas_Fryer_E9 | F2 | Commercial | Warehouse | New | Food Preparation | Natural Gas | Fryer | E9 | TRC BC Ratio | 0 | 0 | 0 | 0 | 0 | 0 | 0 | 0 | 0 | 0 | 0 | 0 | 0 | 0 | 0 | 0 | 0 | 0 | 0 | 0 | 0 | 0 | 0 | 0 | 0 | 0 | 0 | 0 | 0 | 0
F2_Commercial_Warehouse_New_Food Preparation_Natural Gas_Fryer_E10 | F2 | Commercial | Warehouse | New | Food Preparation | Natural Gas | Fryer | E10 | TRC BC Ratio | 0 | 0 | 0 | 0 | 0 | 0 | 0 | 0 | 0 | 0 | 0 | 0 | 0 | 0 | 0 | 0 | 0 | 0 | 0 | 0 | 0 | 0 | 0 | 0 | 0 | 0 | 0 | 0 | 0 | 0
F3_Commercial_Warehouse_New_Food Preparation_Natural Gas_Fryer_E1 | F3 | Commercial | Warehouse | New | Food Preparation | Natural Gas | Fryer | E1 | PACT BC Ratio | 0.9 | 0.9 | 0.9 | 0.9 | 0.9 | 0.9 | 0.9 | 0.9 | 0.9 | 0.9 | 0.9 | 0.9 | 0.9 | 0.9 | 0.9 | 0.9 | 0.9 | 0.9 | 0.9 | 0.9 | 0.9 | 0.9 | 0 | 0 | 0 | 0 | 0 | 0 | 0 | 0
F3_Commercial_Warehouse_New_Food Preparation_Natural Gas_Fryer_E2 | F3 | Commercial | Warehouse | New | Food Preparation | Natural Gas | Fryer | E2 | PACT BC Ratio | 1.5621 | 1.5504 | 1.5488 | 1.5712 | 1.6116 | 1.6645 | 1.709 | 1.7439 | 1.7757 | 1.8068 | 1.8409 | 1.8752 | 1.9086 | 1.9462 | 1.9819 | 2.0198 | 2.0573 | 2.0898 | 2.1169 | 2.1377 | 2.1569 | 2.1743 | 0 | 0 | 0 | 0 | 0 | 0 | 0 | 0
F3_Commercial_Warehouse_New_Food Preparation_Natural Gas_Fryer_E3 | F3 | Commercial | Warehouse | New | Food Preparation | Natural Gas | Fryer | E3 | PACT BC Ratio | 0 | 0 | 0 | 0 | 0 | 0 | 0 | 0 | 0 | 0 | 0 | 0 | 0 | 0 | 0 | 0 | 0 | 0 | 0 | 0 | 0 | 0 | 0 | 0 | 0 | 0 | 0 | 0 | 0 | 0
F3_Commercial_Warehouse_New_Food Preparation_Natural Gas_Fryer_E4 | F3 | Commercial | Warehouse | New | Food Preparation | Natural Gas | Fryer | E4 | PACT BC Ratio | 0 | 0 | 0 | 0 | 0 | 0 | 0 | 0 | 0 | 0 | 0 | 0 | 0 | 0 | 0 | 0 | 0 | 0 | 0 | 0 | 0 | 0 | 0 | 0 | 0 | 0 | 0 | 0 | 0 | 0
F3_Commercial_Warehouse_New_Food Preparation_Natural Gas_Fryer_E5 | F3 | Commercial | Warehouse | New | Food Preparation | Natural Gas | Fryer | E5 | PACT BC Ratio | 0 | 0 | 0 | 0 | 0 | 0 | 0 | 0 | 0 | 0 | 0 | 0 | 0 | 0 | 0 | 0 | 0 | 0 | 0 | 0 | 0 | 0 | 0 | 0 | 0 | 0 | 0 | 0 | 0 | 0
F3_Commercial_Warehouse_New_Food Preparation_Natural Gas_Fryer_E6 | F3 | Commercial | Warehouse | New | Food Preparation | Natural Gas | Fryer | E6 | PACT BC Ratio | 0 | 0 | 0 | 0 | 0 | 0 | 0 | 0 | 0 | 0 | 0 | 0 | 0 | 0 | 0 | 0 | 0 | 0 | 0 | 0 | 0 | 0 | 0 | 0 | 0 | 0 | 0 | 0 | 0 | 0
F3_Commercial_Warehouse_New_Food Preparation_Natural Gas_Fryer_E7 | F3 | Commercial | Warehouse | New | Food Preparation | Natural Gas | Fryer | E7 | PACT BC Ratio | 0 | 0 | 0 | 0 | 0 | 0 | 0 | 0 | 0 | 0 | 0 | 0 | 0 | 0 | 0 | 0 | 0 | 0 | 0 | 0 | 0 | 0 | 0 | 0 | 0 | 0 | 0 | 0 | 0 | 0
F3_Commercial_Warehouse_New_Food Preparation_Natural Gas_Fryer_E8 | F3 | Commercial | Warehouse | New | Food Preparation | Natural Gas | Fryer | E8 | PACT BC Ratio | 0 | 0 | 0 | 0 | 0 | 0 | 0 | 0 | 0 | 0 | 0 | 0 | 0 | 0 | 0 | 0 | 0 | 0 | 0 | 0 | 0 | 0 | 0 | 0 | 0 | 0 | 0 | 0 | 0 | 0
F3_Commercial_Warehouse_New_Food Preparation_Natural Gas_Fryer_E9 | F3 | Commercial | Warehouse | New | Food Preparation | Natural Gas | Fryer | E9 | PACT BC Ratio | 0 | 0 | 0 | 0 | 0 | 0 | 0 | 0 | 0 | 0 | 0 | 0 | 0 | 0 | 0 | 0 | 0 | 0 | 0 | 0 | 0 | 0 | 0 | 0 | 0 | 0 | 0 | 0 | 0 | 0
F3_Commercial_Warehouse_New_Food Preparation_Natural Gas_Fryer_E10 | F3 | Commercial | Warehouse | New | Food Preparation | Natural Gas | Fryer | E10 | PACT BC Ratio | 0 | 0 | 0 | 0 | 0 | 0 | 0 | 0 | 0 | 0 | 0 | 0 | 0 | 0 | 0 | 0 | 0 | 0 | 0 | 0 | 0 | 0 | 0 | 0 | 0 | 0 | 0 | 0 | 0 | 0
F4_Commercial_Warehouse_New_Food Preparation_Natural Gas_Fryer_E1 | F4 | Commercial | Warehouse | New | Food Preparation | Natural Gas | Fryer | E1 | PCT BC Ratio | 0.9 | 0.9 | 0.9 | 0.9 | 0.9 | 0.9 | 0.9 | 0.9 | 0.9 | 0.9 | 0.9 | 0.9 | 0.9 | 0.9 | 0.9 | 0.9 | 0.9 | 0.9 | 0.9 | 0.9 | 0.9 | 0.9 | 0 | 0 | 0 | 0 | 0 | 0 | 0 | 0
F4_Commercial_Warehouse_New_Food Preparation_Natural Gas_Fryer_E2 | F4 | Commercial | Warehouse | New | Food Preparation | Natural Gas | Fryer | E2 | PCT BC Ratio | 3.0813 | 3.063 | 3.0604 | 3.0957 | 3.1592 | 3.2424 | 3.3124 | 3.3673 | 3.4172 | 3.4661 | 3.5197 | 3.5737 | 3.6262 | 3.6853 | 3.7415 | 3.8011 | 3.86 | 3.9112 | 3.9537 | 3.9864 | 4.0167 | 4.044 | 0 | 0 | 0 | 0 | 0 | 0 | 0 | 0
F4_Commercial_Warehouse_New_Food Preparation_Natural Gas_Fryer_E3 | F4 | Commercial | Warehouse | New | Food Preparation | Natural Gas | Fryer | E3 | PCT BC Ratio | 0 | 0 | 0 | 0 | 0 | 0 | 0 | 0 | 0 | 0 | 0 | 0 | 0 | 0 | 0 | 0 | 0 | 0 | 0 | 0 | 0 | 0 | 0 | 0 | 0 | 0 | 0 | 0 | 0 | 0
F4_Commercial_Warehouse_New_Food Preparation_Natural Gas_Fryer_E4 | F4 | Commercial | Warehouse | New | Food Preparation | Natural Gas | Fryer | E4 | PCT BC Ratio | 0 | 0 | 0 | 0 | 0 | 0 | 0 | 0 | 0 | 0 | 0 | 0 | 0 | 0 | 0 | 0 | 0 | 0 | 0 | 0 | 0 | 0 | 0 | 0 | 0 | 0 | 0 | 0 | 0 | 0
F4_Commercial_Warehouse_New_Food Preparation_Natural Gas_Fryer_E5 | F4 | Commercial | Warehouse | New | Food Preparation | Natural Gas | Fryer | E5 | PCT BC Ratio | 0 | 0 | 0 | 0 | 0 | 0 | 0 | 0 | 0 | 0 | 0 | 0 | 0 | 0 | 0 | 0 | 0 | 0 | 0 | 0 | 0 | 0 | 0 | 0 | 0 | 0 | 0 | 0 | 0 | 0
F4_Commercial_Warehouse_New_Food Preparation_Natural Gas_Fryer_E6 | F4 | Commercial | Warehouse | New | Food Preparation | Natural Gas | Fryer | E6 | PCT BC Ratio | 0 | 0 | 0 | 0 | 0 | 0 | 0 | 0 | 0 | 0 | 0 | 0 | 0 | 0 | 0 | 0 | 0 | 0 | 0 | 0 | 0 | 0 | 0 | 0 | 0 | 0 | 0 | 0 | 0 | 0
F4_Commercial_Warehouse_New_Food Preparation_Natural Gas_Fryer_E7 | F4 | Commercial | Warehouse | New | Food Preparation | Natural Gas | Fryer | E7 | PCT BC Ratio | 0 | 0 | 0 | 0 | 0 | 0 | 0 | 0 | 0 | 0 | 0 | 0 | 0 | 0 | 0 | 0 | 0 | 0 | 0 | 0 | 0 | 0 | 0 | 0 | 0 | 0 | 0 | 0 | 0 | 0
F4_Commercial_Warehouse_New_Food Preparation_Natural Gas_Fryer_E8 | F4 | Commercial | Warehouse | New | Food Preparation | Natural Gas | Fryer | E8 | PCT BC Ratio | 0 | 0 | 0 | 0 | 0 | 0 | 0 | 0 | 0 | 0 | 0 | 0 | 0 | 0 | 0 | 0 | 0 | 0 | 0 | 0 | 0 | 0 | 0 | 0 | 0 | 0 | 0 | 0 | 0 | 0
F4_Commercial_Warehouse_New_Food Preparation_Natural Gas_Fryer_E9 | F4 | Commercial | Warehouse | New | Food Preparation | Natural Gas | Fryer | E9 | PCT BC Ratio | 0 | 0 | 0 | 0 | 0 | 0 | 0 | 0 | 0 | 0 | 0 | 0 | 0 | 0 | 0 | 0 | 0 | 0 | 0 | 0 | 0 | 0 | 0 | 0 | 0 | 0 | 0 | 0 | 0 | 0
F4_Commercial_Warehouse_New_Food Preparation_Natural Gas_Fryer_E10 | F4 | Commercial | Warehouse | New | Food Preparation | Natural Gas | Fryer | E10 | PCT BC Ratio | 0 | 0 | 0 | 0 | 0 | 0 | 0 | 0 | 0 | 0 | 0 | 0 | 0 | 0 | 0 | 0 | 0 | 0 | 0 | 0 | 0 | 0 | 0 | 0 | 0 | 0 | 0 | 0 | 0 | 0
F5_Commercial_Warehouse_New_Food Preparation_Natural Gas_Fryer_E1 | F5 | Commercial | Warehouse | New | Food Preparation | Natural Gas | Fryer | E1 | RIM BC Ratio | 0.9 | 0.9 | 0.9 | 0.9 | 0.9 | 0.9 | 0.9 | 0.9 | 0.9 | 0.9 | 0.9 | 0.9 | 0.9 | 0.9 | 0.9 | 0.9 | 0.9 | 0.9 | 0.9 | 0.9 | 0.9 | 0.9 | 0 | 0 | 0 | 0 | 0 | 0 | 0 | 0
F5_Commercial_Warehouse_New_Food Preparation_Natural Gas_Fryer_E2 | F5 | Commercial | Warehouse | New | Food Preparation | Natural Gas | Fryer | E2 | RIM BC Ratio | 0.544 | 0.54258 | 0.54238 | 0.54511 | 0.54988 | 0.55591 | 0.56079 | 0.5645 | 0.56779 | 0.57093 | 0.57429 | 0.57759 | 0.58072 | 0.58415 | 0.58733 | 0.59061 | 0.59377 | 0.59646 | 0.59864 | 0.60029 | 0.6018 | 0.60314 | 0 | 0 | 0 | 0 | 0 | 0 | 0 | 0
F5_Commercial_Warehouse_New_Food Preparation_Natural Gas_Fryer_E3 | F5 | Commercial | Warehouse | New | Food Preparation | Natural Gas | Fryer | E3 | RIM BC Ratio | 0 | 0 | 0 | 0 | 0 | 0 | 0 | 0 | 0 | 0 | 0 | 0 | 0 | 0 | 0 | 0 | 0 | 0 | 0 | 0 | 0 | 0 | 0 | 0 | 0 | 0 | 0 | 0 | 0 | 0
F5_Commercial_Warehouse_New_Food Preparation_Natural Gas_Fryer_E4 | F5 | Commercial | Warehouse | New | Food Preparation | Natural Gas | Fryer | E4 | RIM BC Ratio | 0 | 0 | 0 | 0 | 0 | 0 | 0 | 0 | 0 | 0 | 0 | 0 | 0 | 0 | 0 | 0 | 0 | 0 | 0 | 0 | 0 | 0 | 0 | 0 | 0 | 0 | 0 | 0 | 0 | 0
F5_Commercial_Warehouse_New_Food Preparation_Natural Gas_Fryer_E5 | F5 | Commercial | Warehouse | New | Food Preparation | Natural Gas | Fryer | E5 | RIM BC Ratio | 0 | 0 | 0 | 0 | 0 | 0 | 0 | 0 | 0 | 0 | 0 | 0 | 0 | 0 | 0 | 0 | 0 | 0 | 0 | 0 | 0 | 0 | 0 | 0 | 0 | 0 | 0 | 0 | 0 | 0
F5_Commercial_Warehouse_New_Food Preparation_Natural Gas_Fryer_E6 | F5 | Commercial | Warehouse | New | Food Preparation | Natural Gas | Fryer | E6 | RIM BC Ratio | 0 | 0 | 0 | 0 | 0 | 0 | 0 | 0 | 0 | 0 | 0 | 0 | 0 | 0 | 0 | 0 | 0 | 0 | 0 | 0 | 0 | 0 | 0 | 0 | 0 | 0 | 0 | 0 | 0 | 0
F5_Commercial_Warehouse_New_Food Preparation_Natural Gas_Fryer_E7 | F5 | Commercial | Warehouse | New | Food Preparation | Natural Gas | Fryer | E7 | RIM BC Ratio | 0 | 0 | 0 | 0 | 0 | 0 | 0 | 0 | 0 | 0 | 0 | 0 | 0 | 0 | 0 | 0 | 0 | 0 | 0 | 0 | 0 | 0 | 0 | 0 | 0 | 0 | 0 | 0 | 0 | 0
F5_Commercial_Warehouse_New_Food Preparation_Natural Gas_Fryer_E8 | F5 | Commercial | Warehouse | New | Food Preparation | Natural Gas | Fryer | E8 | RIM BC Ratio | 0 | 0 | 0 | 0 | 0 | 0 | 0 | 0 | 0 | 0 | 0 | 0 | 0 | 0 | 0 | 0 | 0 | 0 | 0 | 0 | 0 | 0 | 0 | 0 | 0 | 0 | 0 | 0 | 0 | 0
F5_Commercial_Warehouse_New_Food Preparation_Natural Gas_Fryer_E9 | F5 | Commercial | Warehouse | New | Food Preparation | Natural Gas | Fryer | E9 | RIM BC Ratio | 0 | 0 | 0 | 0 | 0 | 0 | 0 | 0 | 0 | 0 | 0 | 0 | 0 | 0 | 0 | 0 | 0 | 0 | 0 | 0 | 0 | 0 | 0 | 0 | 0 | 0 | 0 | 0 | 0 | 0
F5_Commercial_Warehouse_New_Food Preparation_Natural Gas_Fryer_E10 | F5 | Commercial | Warehouse | New | Food Preparation | Natural Gas | Fryer | E10 | RIM BC Ratio | 0 | 0 | 0 | 0 | 0 | 0 | 0 | 0 | 0 | 0 | 0 | 0 | 0 | 0 | 0 | 0 | 0 | 0 | 0 | 0 | 0 | 0 | 0 | 0 | 0 | 0 | 0 | 0 | 0 | 0
F0_Commercial_Warehouse_New_Food Preparation_Natural Gas_Broiler_E0 | F0 | Commercial | Warehouse | New | Food Preparation | Natural Gas | Broiler | E0 | Economic Unit | Infrared Burners | Infrared Burners | Infrared Burners | Infrared Burners | Infrared Burners | Infrared Burners | Infrared Burners | Infrared Burners | Infrared Burners | Infrared Burners | Infrared Burners | Infrared Burners | Infrared Burners | Infrared Burners | Infrared Burners | Infrared Burners | Infrared Burners | Infrared Burners | Infrared Burners | Infrared Burners | Infrared Burners | Infrared Burners | 0 | 0 | 0 | 0 | 0 | 0 | 0 | 0
F1_Commercial_Warehouse_New_Food Preparation_Natural Gas_Broiler_E1 | F1 | Commercial | Warehouse | New | Food Preparation | Natural Gas | Broiler | E1 | CCE | 0 | 0 | 0 | 0 | 0 | 0 | 0 | 0 | 0 | 0 | 0 | 0 | 0 | 0 | 0 | 0 | 0 | 0 | 0 | 0 | 0 | 0 | 0 | 0 | 0 | 0 | 0 | 0 | 0 | 0
F1_Commercial_Warehouse_New_Food Preparation_Natural Gas_Broiler_E2 | F1 | Commercial | Warehouse | New | Food Preparation | Natural Gas | Broiler | E2 | CCE | 0.0083589 | 0.0083589 | 0.0087817 | 0.0086482 | 0.0085184 | 0.0083564 | 0.0083336 | 0.00828 | 0.0082301 | 0.0081549 | 0.0081433 | 0.0081058 | 0.0080724 | 0.0080086 | 0.008017 | 0.0079925 | 0.0079685 | 0.0079158 | 0.0079314 | 0.0079159 | 0.0079043 | 0.0078601 | 0 | 0 | 0 | 0 | 0 | 0 | 0 | 0
F1_Commercial_Warehouse_New_Food Preparation_Natural Gas_Broiler_E3 | F1 | Commercial | Warehouse | New | Food Preparation | Natural Gas | Broiler | E3 | CCE | 0 | 0 | 0 | 0 | 0 | 0 | 0 | 0 | 0 | 0 | 0 | 0 | 0 | 0 | 0 | 0 | 0 | 0 | 0 | 0 | 0 | 0 | 0 | 0 | 0 | 0 | 0 | 0 | 0 | 0
F1_Commercial_Warehouse_New_Food Preparation_Natural Gas_Broiler_E4 | F1 | Commercial | Warehouse | New | Food Preparation | Natural Gas | Broiler | E4 | CCE | 0 | 0 | 0 | 0 | 0 | 0 | 0 | 0 | 0 | 0 | 0 | 0 | 0 | 0 | 0 | 0 | 0 | 0 | 0 | 0 | 0 | 0 | 0 | 0 | 0 | 0 | 0 | 0 | 0 | 0
F1_Commercial_Warehouse_New_Food Preparation_Natural Gas_Broiler_E5 | F1 | Commercial | Warehouse | New | Food Preparation | Natural Gas | Broiler | E5 | CCE | 0 | 0 | 0 | 0 | 0 | 0 | 0 | 0 | 0 | 0 | 0 | 0 | 0 | 0 | 0 | 0 | 0 | 0 | 0 | 0 | 0 | 0 | 0 | 0 | 0 | 0 | 0 | 0 | 0 | 0
F1_Commercial_Warehouse_New_Food Preparation_Natural Gas_Broiler_E6 | F1 | Commercial | Warehouse | New | Food Preparation | Natural Gas | Broiler | E6 | CCE | 0 | 0 | 0 | 0 | 0 | 0 | 0 | 0 | 0 | 0 | 0 | 0 | 0 | 0 | 0 | 0 | 0 | 0 | 0 | 0 | 0 | 0 | 0 | 0 | 0 | 0 | 0 | 0 | 0 | 0
F1_Commercial_Warehouse_New_Food Preparation_Natural Gas_Broiler_E7 | F1 | Commercial | Warehouse | New | Food Preparation | Natural Gas | Broiler | E7 | CCE | 0 | 0 | 0 | 0 | 0 | 0 | 0 | 0 | 0 | 0 | 0 | 0 | 0 | 0 | 0 | 0 | 0 | 0 | 0 | 0 | 0 | 0 | 0 | 0 | 0 | 0 | 0 | 0 | 0 | 0
F1_Commercial_Warehouse_New_Food Preparation_Natural Gas_Broiler_E8 | F1 | Commercial | Warehouse | New | Food Preparation | Natural Gas | Broiler | E8 | CCE | 0 | 0 | 0 | 0 | 0 | 0 | 0 | 0 | 0 | 0 | 0 | 0 | 0 | 0 | 0 | 0 | 0 | 0 | 0 | 0 | 0 | 0 | 0 | 0 | 0 | 0 | 0 | 0 | 0 | 0
F1_Commercial_Warehouse_New_Food Preparation_Natural Gas_Broiler_E9 | F1 | Commercial | Warehouse | New | Food Preparation | Natural Gas | Broiler | E9 | CCE | 0 | 0 | 0 | 0 | 0 | 0 | 0 | 0 | 0 | 0 | 0 | 0 | 0 | 0 | 0 | 0 | 0 | 0 | 0 | 0 | 0 | 0 | 0 | 0 | 0 | 0 | 0 | 0 | 0 | 0
F1_Commercial_Warehouse_New_Food Preparation_Natural Gas_Broiler_E10 | F1 | Commercial | Warehouse | New | Food Preparation | Natural Gas | Broiler | E10 | CCE | 0 | 0 | 0 | 0 | 0 | 0 | 0 | 0 | 0 | 0 | 0 | 0 | 0 | 0 | 0 | 0 | 0 | 0 | 0 | 0 | 0 | 0 | 0 | 0 | 0 | 0 | 0 | 0 | 0 | 0
F2_Commercial_Warehouse_New_Food Preparation_Natural Gas_Broiler_E1 | F2 | Commercial | Warehouse | New | Food Preparation | Natural Gas | Broiler | E1 | TRC BC Ratio | 0.9 | 0.9 | 0.9 | 0.9 | 0.9 | 0.9 | 0.9 | 0.9 | 0.9 | 0.9 | 0.9 | 0.9 | 0.9 | 0.9 | 0.9 | 0.9 | 0.9 | 0.9 | 0.9 | 0.9 | 0.9 | 0.9 | 0 | 0 | 0 | 0 | 0 | 0 | 0 | 0
F2_Commercial_Warehouse_New_Food Preparation_Natural Gas_Broiler_E2 | F2 | Commercial | Warehouse | New | Food Preparation | Natural Gas | Broiler | E2 | TRC BC Ratio | 1.0644 | 1.0735 | 1.0844 | 1.1025 | 1.1265 | 1.1549 | 1.181 | 1.2042 | 1.2267 | 1.2485 | 1.2706 | 1.292 | 1.3121 | 1.3323 | 1.3516 | 1.3714 | 1.3925 | 1.4138 | 1.4353 | 1.4569 | 1.4782 | 1.4992 | 0 | 0 | 0 | 0 | 0 | 0 | 0 | 0
F2_Commercial_Warehouse_New_Food Preparation_Natural Gas_Broiler_E3 | F2 | Commercial | Warehouse | New | Food Preparation | Natural Gas | Broiler | E3 | TRC BC Ratio | 0 | 0 | 0 | 0 | 0 | 0 | 0 | 0 | 0 | 0 | 0 | 0 | 0 | 0 | 0 | 0 | 0 | 0 | 0 | 0 | 0 | 0 | 0 | 0 | 0 | 0 | 0 | 0 | 0 | 0
F2_Commercial_Warehouse_New_Food Preparation_Natural Gas_Broiler_E4 | F2 | Commercial | Warehouse | New | Food Preparation | Natural Gas | Broiler | E4 | TRC BC Ratio | 0 | 0 | 0 | 0 | 0 | 0 | 0 | 0 | 0 | 0 | 0 | 0 | 0 | 0 | 0 | 0 | 0 | 0 | 0 | 0 | 0 | 0 | 0 | 0 | 0 | 0 | 0 | 0 | 0 | 0
F2_Commercial_Warehouse_New_Food Preparation_Natural Gas_Broiler_E5 | F2 | Commercial | Warehouse | New | Food Preparation | Natural Gas | Broiler | E5 | TRC BC Ratio | 0 | 0 | 0 | 0 | 0 | 0 | 0 | 0 | 0 | 0 | 0 | 0 | 0 | 0 | 0 | 0 | 0 | 0 | 0 | 0 | 0 | 0 | 0 | 0 | 0 | 0 | 0 | 0 | 0 | 0
F2_Commercial_Warehouse_New_Food Preparation_Natural Gas_Broiler_E6 | F2 | Commercial | Warehouse | New | Food Preparation | Natural Gas | Broiler | E6 | TRC BC Ratio | 0 | 0 | 0 | 0 | 0 | 0 | 0 | 0 | 0 | 0 | 0 | 0 | 0 | 0 | 0 | 0 | 0 | 0 | 0 | 0 | 0 | 0 | 0 | 0 | 0 | 0 | 0 | 0 | 0 | 0
F2_Commercial_Warehouse_New_Food Preparation_Natural Gas_Broiler_E7 | F2 | Commercial | Warehouse | New | Food Preparation | Natural Gas | Broiler | E7 | TRC BC Ratio | 0 | 0 | 0 | 0 | 0 | 0 | 0 | 0 | 0 | 0 | 0 | 0 | 0 | 0 | 0 | 0 | 0 | 0 | 0 | 0 | 0 | 0 | 0 | 0 | 0 | 0 | 0 | 0 | 0 | 0
F2_Commercial_Warehouse_New_Food Preparation_Natural Gas_Broiler_E8 | F2 | Commercial | Warehouse | New | Food Preparation | Natural Gas | Broiler | E8 | TRC BC Ratio | 0 | 0 | 0 | 0 | 0 | 0 | 0 | 0 | 0 | 0 | 0 | 0 | 0 | 0 | 0 | 0 | 0 | 0 | 0 | 0 | 0 | 0 | 0 | 0 | 0 | 0 | 0 | 0 | 0 | 0
F2_Commercial_Warehouse_New_Food Preparation_Natural Gas_Broiler_E9 | F2 | Commercial | Warehouse | New | Food Preparation | Natural Gas | Broiler | E9 | TRC BC Ratio | 0 | 0 | 0 | 0 | 0 | 0 | 0 | 0 | 0 | 0 | 0 | 0 | 0 | 0 | 0 | 0 | 0 | 0 | 0 | 0 | 0 | 0 | 0 | 0 | 0 | 0 | 0 | 0 | 0 | 0
F2_Commercial_Warehouse_New_Food Preparation_Natural Gas_Broiler_E10 | F2 | Commercial | Warehouse | New | Food Preparation | Natural Gas | Broiler | E10 | TRC BC Ratio | 0 | 0 | 0 | 0 | 0 | 0 | 0 | 0 | 0 | 0 | 0 | 0 | 0 | 0 | 0 | 0 | 0 | 0 | 0 | 0 | 0 | 0 | 0 | 0 | 0 | 0 | 0 | 0 | 0 | 0
F3_Commercial_Warehouse_New_Food Preparation_Natural Gas_Broiler_E1 | F3 | Commercial | Warehouse | New | Food Preparation | Natural Gas | Broiler | E1 | PACT BC Ratio | 0.9 | 0.9 | 0.9 | 0.9 | 0.9 | 0.9 | 0.9 | 0.9 | 0.9 | 0.9 | 0.9 | 0.9 | 0.9 | 0.9 | 0.9 | 0.9 | 0.9 | 0.9 | 0.9 | 0.9 | 0.9 | 0.9 | 0 | 0 | 0 | 0 | 0 | 0 | 0 | 0
F3_Commercial_Warehouse_New_Food Preparation_Natural Gas_Broiler_E2 | F3 | Commercial | Warehouse | New | Food Preparation | Natural Gas | Broiler | E2 | PACT BC Ratio | 1.3204 | 1.3317 | 1.3453 | 1.3676 | 1.3975 | 1.4327 | 1.465 | 1.4938 | 1.5217 | 1.5488 | 1.5761 | 1.6027 | 1.6277 | 1.6527 | 1.6767 | 1.7012 | 1.7275 | 1.7539 | 1.7805 | 1.8073 | 1.8337 | 1.8598 | 0 | 0 | 0 | 0 | 0 | 0 | 0 | 0
F3_Commercial_Warehouse_New_Food Preparation_Natural Gas_Broiler_E3 | F3 | Commercial | Warehouse | New | Food Preparation | Natural Gas | Broiler | E3 | PACT BC Ratio | 0 | 0 | 0 | 0 | 0 | 0 | 0 | 0 | 0 | 0 | 0 | 0 | 0 | 0 | 0 | 0 | 0 | 0 | 0 | 0 | 0 | 0 | 0 | 0 | 0 | 0 | 0 | 0 | 0 | 0
F3_Commercial_Warehouse_New_Food Preparation_Natural Gas_Broiler_E4 | F3 | Commercial | Warehouse | New | Food Preparation | Natural Gas | Broiler | E4 | PACT BC Ratio | 0 | 0 | 0 | 0 | 0 | 0 | 0 | 0 | 0 | 0 | 0 | 0 | 0 | 0 | 0 | 0 | 0 | 0 | 0 | 0 | 0 | 0 | 0 | 0 | 0 | 0 | 0 | 0 | 0 | 0
F3_Commercial_Warehouse_New_Food Preparation_Natural Gas_Broiler_E5 | F3 | Commercial | Warehouse | New | Food Preparation | Natural Gas | Broiler | E5 | PACT BC Ratio | 0 | 0 | 0 | 0 | 0 | 0 | 0 | 0 | 0 | 0 | 0 | 0 | 0 | 0 | 0 | 0 | 0 | 0 | 0 | 0 | 0 | 0 | 0 | 0 | 0 | 0 | 0 | 0 | 0 | 0
F3_Commercial_Warehouse_New_Food Preparation_Natural Gas_Broiler_E6 | F3 | Commercial | Warehouse | New | Food Preparation | Natural Gas | Broiler | E6 | PACT BC Ratio | 0 | 0 | 0 | 0 | 0 | 0 | 0 | 0 | 0 | 0 | 0 | 0 | 0 | 0 | 0 | 0 | 0 | 0 | 0 | 0 | 0 | 0 | 0 | 0 | 0 | 0 | 0 | 0 | 0 | 0
F3_Commercial_Warehouse_New_Food Preparation_Natural Gas_Broiler_E7 | F3 | Commercial | Warehouse | New | Food Preparation | Natural Gas | Broiler | E7 | PACT BC Ratio | 0 | 0 | 0 | 0 | 0 | 0 | 0 | 0 | 0 | 0 | 0 | 0 | 0 | 0 | 0 | 0 | 0 | 0 | 0 | 0 | 0 | 0 | 0 | 0 | 0 | 0 | 0 | 0 | 0 | 0
F3_Commercial_Warehouse_New_Food Preparation_Natural Gas_Broiler_E8 | F3 | Commercial | Warehouse | New | Food Preparation | Natural Gas | Broiler | E8 | PACT BC Ratio | 0 | 0 | 0 | 0 | 0 | 0 | 0 | 0 | 0 | 0 | 0 | 0 | 0 | 0 | 0 | 0 | 0 | 0 | 0 | 0 | 0 | 0 | 0 | 0 | 0 | 0 | 0 | 0 | 0 | 0
F3_Commercial_Warehouse_New_Food Preparation_Natural Gas_Broiler_E9 | F3 | Commercial | Warehouse | New | Food Preparation | Natural Gas | Broiler | E9 | PACT BC Ratio | 0 | 0 | 0 | 0 | 0 | 0 | 0 | 0 | 0 | 0 | 0 | 0 | 0 | 0 | 0 | 0 | 0 | 0 | 0 | 0 | 0 | 0 | 0 | 0 | 0 | 0 | 0 | 0 | 0 | 0
F3_Commercial_Warehouse_New_Food Preparation_Natural Gas_Broiler_E10 | F3 | Commercial | Warehouse | New | Food Preparation | Natural Gas | Broiler | E10 | PACT BC Ratio | 0 | 0 | 0 | 0 | 0 | 0 | 0 | 0 | 0 | 0 | 0 | 0 | 0 | 0 | 0 | 0 | 0 | 0 | 0 | 0 | 0 | 0 | 0 | 0 | 0 | 0 | 0 | 0 | 0 | 0
F4_Commercial_Warehouse_New_Food Preparation_Natural Gas_Broiler_E1 | F4 | Commercial | Warehouse | New | Food Preparation | Natural Gas | Broiler | E1 | PCT BC Ratio | 0.9 | 0.9 | 0.9 | 0.9 | 0.9 | 0.9 | 0.9 | 0.9 | 0.9 | 0.9 | 0.9 | 0.9 | 0.9 | 0.9 | 0.9 | 0.9 | 0.9 | 0.9 | 0.9 | 0.9 | 0.9 | 0.9 | 0 | 0 | 0 | 0 | 0 | 0 | 0 | 0
F4_Commercial_Warehouse_New_Food Preparation_Natural Gas_Broiler_E2 | F4 | Commercial | Warehouse | New | Food Preparation | Natural Gas | Broiler | E2 | PCT BC Ratio | 2.8717 | 2.8906 | 2.9132 | 2.9506 | 3.0005 | 3.0593 | 3.1134 | 3.1615 | 3.2082 | 3.2535 | 3.2991 | 3.3435 | 3.3853 | 3.4272 | 3.4672 | 3.5082 | 3.5521 | 3.5963 | 3.6408 | 3.6855 | 3.7298 | 3.7734 | 0 | 0 | 0 | 0 | 0 | 0 | 0 | 0
F4_Commercial_Warehouse_New_Food Preparation_Natural Gas_Broiler_E3 | F4 | Commercial | Warehouse | New | Food Preparation | Natural Gas | Broiler | E3 | PCT BC Ratio | 0 | 0 | 0 | 0 | 0 | 0 | 0 | 0 | 0 | 0 | 0 | 0 | 0 | 0 | 0 | 0 | 0 | 0 | 0 | 0 | 0 | 0 | 0 | 0 | 0 | 0 | 0 | 0 | 0 | 0
F4_Commercial_Warehouse_New_Food Preparation_Natural Gas_Broiler_E4 | F4 | Commercial | Warehouse | New | Food Preparation | Natural Gas | Broiler | E4 | PCT BC Ratio | 0 | 0 | 0 | 0 | 0 | 0 | 0 | 0 | 0 | 0 | 0 | 0 | 0 | 0 | 0 | 0 | 0 | 0 | 0 | 0 | 0 | 0 | 0 | 0 | 0 | 0 | 0 | 0 | 0 | 0
F4_Commercial_Warehouse_New_Food Preparation_Natural Gas_Broiler_E5 | F4 | Commercial | Warehouse | New | Food Preparation | Natural Gas | Broiler | E5 | PCT BC Ratio | 0 | 0 | 0 | 0 | 0 | 0 | 0 | 0 | 0 | 0 | 0 | 0 | 0 | 0 | 0 | 0 | 0 | 0 | 0 | 0 | 0 | 0 | 0 | 0 | 0 | 0 | 0 | 0 | 0 | 0
F4_Commercial_Warehouse_New_Food Preparation_Natural Gas_Broiler_E6 | F4 | Commercial | Warehouse | New | Food Preparation | Natural Gas | Broiler | E6 | PCT BC Ratio | 0 | 0 | 0 | 0 | 0 | 0 | 0 | 0 | 0 | 0 | 0 | 0 | 0 | 0 | 0 | 0 | 0 | 0 | 0 | 0 | 0 | 0 | 0 | 0 | 0 | 0 | 0 | 0 | 0 | 0
F4_Commercial_Warehouse_New_Food Preparation_Natural Gas_Broiler_E7 | F4 | Commercial | Warehouse | New | Food Preparation | Natural Gas | Broiler | E7 | PCT BC Ratio | 0 | 0 | 0 | 0 | 0 | 0 | 0 | 0 | 0 | 0 | 0 | 0 | 0 | 0 | 0 | 0 | 0 | 0 | 0 | 0 | 0 | 0 | 0 | 0 | 0 | 0 | 0 | 0 | 0 | 0
F4_Commercial_Warehouse_New_Food Preparation_Natural Gas_Broiler_E8 | F4 | Commercial | Warehouse | New | Food Preparation | Natural Gas | Broiler | E8 | PCT BC Ratio | 0 | 0 | 0 | 0 | 0 | 0 | 0 | 0 | 0 | 0 | 0 | 0 | 0 | 0 | 0 | 0 | 0 | 0 | 0 | 0 | 0 | 0 | 0 | 0 | 0 | 0 | 0 | 0 | 0 | 0
F4_Commercial_Warehouse_New_Food Preparation_Natural Gas_Broiler_E9 | F4 | Commercial | Warehouse | New | Food Preparation | Natural Gas | Broiler | E9 | PCT BC Ratio | 0 | 0 | 0 | 0 | 0 | 0 | 0 | 0 | 0 | 0 | 0 | 0 | 0 | 0 | 0 | 0 | 0 | 0 | 0 | 0 | 0 | 0 | 0 | 0 | 0 | 0 | 0 | 0 | 0 | 0
F4_Commercial_Warehouse_New_Food Preparation_Natural Gas_Broiler_E10 | F4 | Commercial | Warehouse | New | Food Preparation | Natural Gas | Broiler | E10 | PCT BC Ratio | 0 | 0 | 0 | 0 | 0 | 0 | 0 | 0 | 0 | 0 | 0 | 0 | 0 | 0 | 0 | 0 | 0 | 0 | 0 | 0 | 0 | 0 | 0 | 0 | 0 | 0 | 0 | 0 | 0 | 0
F5_Commercial_Warehouse_New_Food Preparation_Natural Gas_Broiler_E1 | F5 | Commercial | Warehouse | New | Food Preparation | Natural Gas | Broiler | E1 | RIM BC Ratio | 0.9 | 0.9 | 0.9 | 0.9 | 0.9 | 0.9 | 0.9 | 0.9 | 0.9 | 0.9 | 0.9 | 0.9 | 0.9 | 0.9 | 0.9 | 0.9 | 0.9 | 0.9 | 0.9 | 0.9 | 0.9 | 0.9 | 0 | 0 | 0 | 0 | 0 | 0 | 0 | 0
F5_Commercial_Warehouse_New_Food Preparation_Natural Gas_Broiler_E2 | F5 | Commercial | Warehouse | New | Food Preparation | Natural Gas | Broiler | E2 | RIM BC Ratio | 0.51141 | 0.51309 | 0.51509 | 0.51833 | 0.52256 | 0.52741 | 0.53173 | 0.53547 | 0.53902 | 0.54238 | 0.54569 | 0.54884 | 0.55175 | 0.55459 | 0.55726 | 0.55995 | 0.56276 | 0.56554 | 0.56828 | 0.57098 | 0.57359 | 0.57612 | 0 | 0 | 0 | 0 | 0 | 0 | 0 | 0
F5_Commercial_Warehouse_New_Food Preparation_Natural Gas_Broiler_E3 | F5 | Commercial | Warehouse | New | Food Preparation | Natural Gas | Broiler | E3 | RIM BC Ratio | 0 | 0 | 0 | 0 | 0 | 0 | 0 | 0 | 0 | 0 | 0 | 0 | 0 | 0 | 0 | 0 | 0 | 0 | 0 | 0 | 0 | 0 | 0 | 0 | 0 | 0 | 0 | 0 | 0 | 0
F5_Commercial_Warehouse_New_Food Preparation_Natural Gas_Broiler_E4 | F5 | Commercial | Warehouse | New | Food Preparation | Natural Gas | Broiler | E4 | RIM BC Ratio | 0 | 0 | 0 | 0 | 0 | 0 | 0 | 0 | 0 | 0 | 0 | 0 | 0 | 0 | 0 | 0 | 0 | 0 | 0 | 0 | 0 | 0 | 0 | 0 | 0 | 0 | 0 | 0 | 0 | 0
F5_Commercial_Warehouse_New_Food Preparation_Natural Gas_Broiler_E5 | F5 | Commercial | Warehouse | New | Food Preparation | Natural Gas | Broiler | E5 | RIM BC Ratio | 0 | 0 | 0 | 0 | 0 | 0 | 0 | 0 | 0 | 0 | 0 | 0 | 0 | 0 | 0 | 0 | 0 | 0 | 0 | 0 | 0 | 0 | 0 | 0 | 0 | 0 | 0 | 0 | 0 | 0
F5_Commercial_Warehouse_New_Food Preparation_Natural Gas_Broiler_E6 | F5 | Commercial | Warehouse | New | Food Preparation | Natural Gas | Broiler | E6 | RIM BC Ratio | 0 | 0 | 0 | 0 | 0 | 0 | 0 | 0 | 0 | 0 | 0 | 0 | 0 | 0 | 0 | 0 | 0 | 0 | 0 | 0 | 0 | 0 | 0 | 0 | 0 | 0 | 0 | 0 | 0 | 0
F5_Commercial_Warehouse_New_Food Preparation_Natural Gas_Broiler_E7 | F5 | Commercial | Warehouse | New | Food Preparation | Natural Gas | Broiler | E7 | RIM BC Ratio | 0 | 0 | 0 | 0 | 0 | 0 | 0 | 0 | 0 | 0 | 0 | 0 | 0 | 0 | 0 | 0 | 0 | 0 | 0 | 0 | 0 | 0 | 0 | 0 | 0 | 0 | 0 | 0 | 0 | 0
F5_Commercial_Warehouse_New_Food Preparation_Natural Gas_Broiler_E8 | F5 | Commercial | Warehouse | New | Food Preparation | Natural Gas | Broiler | E8 | RIM BC Ratio | 0 | 0 | 0 | 0 | 0 | 0 | 0 | 0 | 0 | 0 | 0 | 0 | 0 | 0 | 0 | 0 | 0 | 0 | 0 | 0 | 0 | 0 | 0 | 0 | 0 | 0 | 0 | 0 | 0 | 0
F5_Commercial_Warehouse_New_Food Preparation_Natural Gas_Broiler_E9 | F5 | Commercial | Warehouse | New | Food Preparation | Natural Gas | Broiler | E9 | RIM BC Ratio | 0 | 0 | 0 | 0 | 0 | 0 | 0 | 0 | 0 | 0 | 0 | 0 | 0 | 0 | 0 | 0 | 0 | 0 | 0 | 0 | 0 | 0 | 0 | 0 | 0 | 0 | 0 | 0 | 0 | 0
F5_Commercial_Warehouse_New_Food Preparation_Natural Gas_Broiler_E10 | F5 | Commercial | Warehouse | New | Food Preparation | Natural Gas | Broiler | E10 | RIM BC Ratio | 0 | 0 | 0 | 0 | 0 | 0 | 0 | 0 | 0 | 0 | 0 | 0 | 0 | 0 | 0 | 0 | 0 | 0 | 0 | 0 | 0 | 0 | 0 | 0 | 0 | 0 | 0 | 0 | 0 | 0
F0_Commercial_Warehouse_New_Food Preparation_Natural Gas_Griddle_E0 | F0 | Commercial | Warehouse | New | Food Preparation | Natural Gas | Griddle | E0 | Economic Unit | ENERGY STAR | ENERGY STAR | ENERGY STAR | ENERGY STAR | ENERGY STAR | ENERGY STAR | ENERGY STAR | ENERGY STAR | ENERGY STAR | ENERGY STAR | ENERGY STAR | ENERGY STAR | ENERGY STAR | ENERGY STAR | ENERGY STAR | ENERGY STAR | ENERGY STAR | ENERGY STAR | ENERGY STAR | ENERGY STAR | ENERGY STAR | ENERGY STAR | 0 | 0 | 0 | 0 | 0 | 0 | 0 | 0
F1_Commercial_Warehouse_New_Food Preparation_Natural Gas_Griddle_E1 | F1 | Commercial | Warehouse | New | Food Preparation | Natural Gas | Griddle | E1 | CCE | 0 | 0 | 0 | 0 | 0 | 0 | 0 | 0 | 0 | 0 | 0 | 0 | 0 | 0 | 0 | 0 | 0 | 0 | 0 | 0 | 0 | 0 | 0 | 0 | 0 | 0 | 0 | 0 | 0 | 0
F1_Commercial_Warehouse_New_Food Preparation_Natural Gas_Griddle_E2 | F1 | Commercial | Warehouse | New | Food Preparation | Natural Gas | Griddle | E2 | CCE | 0.0050309 | 0.0050309 | 0.0052853 | 0.0052049 | 0.0051268 | 0.0050293 | 0.0050156 | 0.0049833 | 0.0049533 | 0.0049081 | 0.0049011 | 0.0048785 | 0.0048584 | 0.00482 | 0.0048251 | 0.0048103 | 0.0047959 | 0.0047642 | 0.0047735 | 0.0047642 | 0.0047572 | 0.0047306 | 0 | 0 | 0 | 0 | 0 | 0 | 0 | 0
F1_Commercial_Warehouse_New_Food Preparation_Natural Gas_Griddle_E3 | F1 | Commercial | Warehouse | New | Food Preparation | Natural Gas | Griddle | E3 | CCE | 0 | 0 | 0 | 0 | 0 | 0 | 0 | 0 | 0 | 0 | 0 | 0 | 0 | 0 | 0 | 0 | 0 | 0 | 0 | 0 | 0 | 0 | 0 | 0 | 0 | 0 | 0 | 0 | 0 | 0
F1_Commercial_Warehouse_New_Food Preparation_Natural Gas_Griddle_E4 | F1 | Commercial | Warehouse | New | Food Preparation | Natural Gas | Griddle | E4 | CCE | 0 | 0 | 0 | 0 | 0 | 0 | 0 | 0 | 0 | 0 | 0 | 0 | 0 | 0 | 0 | 0 | 0 | 0 | 0 | 0 | 0 | 0 | 0 | 0 | 0 | 0 | 0 | 0 | 0 | 0
F1_Commercial_Warehouse_New_Food Preparation_Natural Gas_Griddle_E5 | F1 | Commercial | Warehouse | New | Food Preparation | Natural Gas | Griddle | E5 | CCE | 0 | 0 | 0 | 0 | 0 | 0 | 0 | 0 | 0 | 0 | 0 | 0 | 0 | 0 | 0 | 0 | 0 | 0 | 0 | 0 | 0 | 0 | 0 | 0 | 0 | 0 | 0 | 0 | 0 | 0
F1_Commercial_Warehouse_New_Food Preparation_Natural Gas_Griddle_E6 | F1 | Commercial | Warehouse | New | Food Preparation | Natural Gas | Griddle | E6 | CCE | 0 | 0 | 0 | 0 | 0 | 0 | 0 | 0 | 0 | 0 | 0 | 0 | 0 | 0 | 0 | 0 | 0 | 0 | 0 | 0 | 0 | 0 | 0 | 0 | 0 | 0 | 0 | 0 | 0 | 0
F1_Commercial_Warehouse_New_Food Preparation_Natural Gas_Griddle_E7 | F1 | Commercial | Warehouse | New | Food Preparation | Natural Gas | Griddle | E7 | CCE | 0 | 0 | 0 | 0 | 0 | 0 | 0 | 0 | 0 | 0 | 0 | 0 | 0 | 0 | 0 | 0 | 0 | 0 | 0 | 0 | 0 | 0 | 0 | 0 | 0 | 0 | 0 | 0 | 0 | 0
F1_Commercial_Warehouse_New_Food Preparation_Natural Gas_Griddle_E8 | F1 | Commercial | Warehouse | New | Food Preparation | Natural Gas | Griddle | E8 | CCE | 0 | 0 | 0 | 0 | 0 | 0 | 0 | 0 | 0 | 0 | 0 | 0 | 0 | 0 | 0 | 0 | 0 | 0 | 0 | 0 | 0 | 0 | 0 | 0 | 0 | 0 | 0 | 0 | 0 | 0
F1_Commercial_Warehouse_New_Food Preparation_Natural Gas_Griddle_E9 | F1 | Commercial | Warehouse | New | Food Preparation | Natural Gas | Griddle | E9 | CCE | 0 | 0 | 0 | 0 | 0 | 0 | 0 | 0 | 0 | 0 | 0 | 0 | 0 | 0 | 0 | 0 | 0 | 0 | 0 | 0 | 0 | 0 | 0 | 0 | 0 | 0 | 0 | 0 | 0 | 0
F1_Commercial_Warehouse_New_Food Preparation_Natural Gas_Griddle_E10 | F1 | Commercial | Warehouse | New | Food Preparation | Natural Gas | Griddle | E10 | CCE | 0 | 0 | 0 | 0 | 0 | 0 | 0 | 0 | 0 | 0 | 0 | 0 | 0 | 0 | 0 | 0 | 0 | 0 | 0 | 0 | 0 | 0 | 0 | 0 | 0 | 0 | 0 | 0 | 0 | 0
F2_Commercial_Warehouse_New_Food Preparation_Natural Gas_Griddle_E1 | F2 | Commercial | Warehouse | New | Food Preparation | Natural Gas | Griddle | E1 | TRC BC Ratio | 0.9 | 0.9 | 0.9 | 0.9 | 0.9 | 0.9 | 0.9 | 0.9 | 0.9 | 0.9 | 0.9 | 0.9 | 0.9 | 0.9 | 0.9 | 0.9 | 0.9 | 0.9 | 0.9 | 0.9 | 0.9 | 0.9 | 0 | 0 | 0 | 0 | 0 | 0 | 0 | 0
F2_Commercial_Warehouse_New_Food Preparation_Natural Gas_Griddle_E2 | F2 | Commercial | Warehouse | New | Food Preparation | Natural Gas | Griddle | E2 | TRC BC Ratio | 1.7686 | 1.7837 | 1.8018 | 1.8318 | 1.8718 | 1.9189 | 1.9622 | 2.0008 | 2.0382 | 2.0745 | 2.1111 | 2.1466 | 2.1801 | 2.2137 | 2.2457 | 2.2786 | 2.3138 | 2.3491 | 2.3848 | 2.4207 | 2.4561 | 2.491 | 0 | 0 | 0 | 0 | 0 | 0 | 0 | 0
F2_Commercial_Warehouse_New_Food Preparation_Natural Gas_Griddle_E3 | F2 | Commercial | Warehouse | New | Food Preparation | Natural Gas | Griddle | E3 | TRC BC Ratio | 0 | 0 | 0 | 0 | 0 | 0 | 0 | 0 | 0 | 0 | 0 | 0 | 0 | 0 | 0 | 0 | 0 | 0 | 0 | 0 | 0 | 0 | 0 | 0 | 0 | 0 | 0 | 0 | 0 | 0
F2_Commercial_Warehouse_New_Food Preparation_Natural Gas_Griddle_E4 | F2 | Commercial | Warehouse | New | Food Preparation | Natural Gas | Griddle | E4 | TRC BC Ratio | 0 | 0 | 0 | 0 | 0 | 0 | 0 | 0 | 0 | 0 | 0 | 0 | 0 | 0 | 0 | 0 | 0 | 0 | 0 | 0 | 0 | 0 | 0 | 0 | 0 | 0 | 0 | 0 | 0 | 0
F2_Commercial_Warehouse_New_Food Preparation_Natural Gas_Griddle_E5 | F2 | Commercial | Warehouse | New | Food Preparation | Natural Gas | Griddle | E5 | TRC BC Ratio | 0 | 0 | 0 | 0 | 0 | 0 | 0 | 0 | 0 | 0 | 0 | 0 | 0 | 0 | 0 | 0 | 0 | 0 | 0 | 0 | 0 | 0 | 0 | 0 | 0 | 0 | 0 | 0 | 0 | 0
F2_Commercial_Warehouse_New_Food Preparation_Natural Gas_Griddle_E6 | F2 | Commercial | Warehouse | New | Food Preparation | Natural Gas | Griddle | E6 | TRC BC Ratio | 0 | 0 | 0 | 0 | 0 | 0 | 0 | 0 | 0 | 0 | 0 | 0 | 0 | 0 | 0 | 0 | 0 | 0 | 0 | 0 | 0 | 0 | 0 | 0 | 0 | 0 | 0 | 0 | 0 | 0
F2_Commercial_Warehouse_New_Food Preparation_Natural Gas_Griddle_E7 | F2 | Commercial | Warehouse | New | Food Preparation | Natural Gas | Griddle | E7 | TRC BC Ratio | 0 | 0 | 0 | 0 | 0 | 0 | 0 | 0 | 0 | 0 | 0 | 0 | 0 | 0 | 0 | 0 | 0 | 0 | 0 | 0 | 0 | 0 | 0 | 0 | 0 | 0 | 0 | 0 | 0 | 0
F2_Commercial_Warehouse_New_Food Preparation_Natural Gas_Griddle_E8 | F2 | Commercial | Warehouse | New | Food Preparation | Natural Gas | Griddle | E8 | TRC BC Ratio | 0 | 0 | 0 | 0 | 0 | 0 | 0 | 0 | 0 | 0 | 0 | 0 | 0 | 0 | 0 | 0 | 0 | 0 | 0 | 0 | 0 | 0 | 0 | 0 | 0 | 0 | 0 | 0 | 0 | 0
F2_Commercial_Warehouse_New_Food Preparation_Natural Gas_Griddle_E9 | F2 | Commercial | Warehouse | New | Food Preparation | Natural Gas | Griddle | E9 | TRC BC Ratio | 0 | 0 | 0 | 0 | 0 | 0 | 0 | 0 | 0 | 0 | 0 | 0 | 0 | 0 | 0 | 0 | 0 | 0 | 0 | 0 | 0 | 0 | 0 | 0 | 0 | 0 | 0 | 0 | 0 | 0
F2_Commercial_Warehouse_New_Food Preparation_Natural Gas_Griddle_E10 | F2 | Commercial | Warehouse | New | Food Preparation | Natural Gas | Griddle | E10 | TRC BC Ratio | 0 | 0 | 0 | 0 | 0 | 0 | 0 | 0 | 0 | 0 | 0 | 0 | 0 | 0 | 0 | 0 | 0 | 0 | 0 | 0 | 0 | 0 | 0 | 0 | 0 | 0 | 0 | 0 | 0 | 0
F3_Commercial_Warehouse_New_Food Preparation_Natural Gas_Griddle_E1 | F3 | Commercial | Warehouse | New | Food Preparation | Natural Gas | Griddle | E1 | PACT BC Ratio | 0.9 | 0.9 | 0.9 | 0.9 | 0.9 | 0.9 | 0.9 | 0.9 | 0.9 | 0.9 | 0.9 | 0.9 | 0.9 | 0.9 | 0.9 | 0.9 | 0.9 | 0.9 | 0.9 | 0.9 | 0.9 | 0.9 | 0 | 0 | 0 | 0 | 0 | 0 | 0 | 0
F3_Commercial_Warehouse_New_Food Preparation_Natural Gas_Griddle_E2 | F3 | Commercial | Warehouse | New | Food Preparation | Natural Gas | Griddle | E2 | PACT BC Ratio | 1.7686 | 1.7837 | 1.8018 | 1.8318 | 1.8718 | 1.9189 | 1.9622 | 2.0008 | 2.0382 | 2.0745 | 2.1111 | 2.1466 | 2.1801 | 2.2137 | 2.2457 | 2.2786 | 2.3138 | 2.3491 | 2.3848 | 2.4207 | 2.4561 | 2.491 | 0 | 0 | 0 | 0 | 0 | 0 | 0 | 0
F3_Commercial_Warehouse_New_Food Preparation_Natural Gas_Griddle_E3 | F3 | Commercial | Warehouse | New | Food Preparation | Natural Gas | Griddle | E3 | PACT BC Ratio | 0 | 0 | 0 | 0 | 0 | 0 | 0 | 0 | 0 | 0 | 0 | 0 | 0 | 0 | 0 | 0 | 0 | 0 | 0 | 0 | 0 | 0 | 0 | 0 | 0 | 0 | 0 | 0 | 0 | 0
F3_Commercial_Warehouse_New_Food Preparation_Natural Gas_Griddle_E4 | F3 | Commercial | Warehouse | New | Food Preparation | Natural Gas | Griddle | E4 | PACT BC Ratio | 0 | 0 | 0 | 0 | 0 | 0 | 0 | 0 | 0 | 0 | 0 | 0 | 0 | 0 | 0 | 0 | 0 | 0 | 0 | 0 | 0 | 0 | 0 | 0 | 0 | 0 | 0 | 0 | 0 | 0
F3_Commercial_Warehouse_New_Food Preparation_Natural Gas_Griddle_E5 | F3 | Commercial | Warehouse | New | Food Preparation | Natural Gas | Griddle | E5 | PACT BC Ratio | 0 | 0 | 0 | 0 | 0 | 0 | 0 | 0 | 0 | 0 | 0 | 0 | 0 | 0 | 0 | 0 | 0 | 0 | 0 | 0 | 0 | 0 | 0 | 0 | 0 | 0 | 0 | 0 | 0 | 0
F3_Commercial_Warehouse_New_Food Preparation_Natural Gas_Griddle_E6 | F3 | Commercial | Warehouse | New | Food Preparation | Natural Gas | Griddle | E6 | PACT BC Ratio | 0 | 0 | 0 | 0 | 0 | 0 | 0 | 0 | 0 | 0 | 0 | 0 | 0 | 0 | 0 | 0 | 0 | 0 | 0 | 0 | 0 | 0 | 0 | 0 | 0 | 0 | 0 | 0 | 0 | 0
F3_Commercial_Warehouse_New_Food Preparation_Natural Gas_Griddle_E7 | F3 | Commercial | Warehouse | New | Food Preparation | Natural Gas | Griddle | E7 | PACT BC Ratio | 0 | 0 | 0 | 0 | 0 | 0 | 0 | 0 | 0 | 0 | 0 | 0 | 0 | 0 | 0 | 0 | 0 | 0 | 0 | 0 | 0 | 0 | 0 | 0 | 0 | 0 | 0 | 0 | 0 | 0
F3_Commercial_Warehouse_New_Food Preparation_Natural Gas_Griddle_E8 | F3 | Commercial | Warehouse | New | Food Preparation | Natural Gas | Griddle | E8 | PACT BC Ratio | 0 | 0 | 0 | 0 | 0 | 0 | 0 | 0 | 0 | 0 | 0 | 0 | 0 | 0 | 0 | 0 | 0 | 0 | 0 | 0 | 0 | 0 | 0 | 0 | 0 | 0 | 0 | 0 | 0 | 0
F3_Commercial_Warehouse_New_Food Preparation_Natural Gas_Griddle_E9 | F3 | Commercial | Warehouse | New | Food Preparation | Natural Gas | Griddle | E9 | PACT BC Ratio | 0 | 0 | 0 | 0 | 0 | 0 | 0 | 0 | 0 | 0 | 0 | 0 | 0 | 0 | 0 | 0 | 0 | 0 | 0 | 0 | 0 | 0 | 0 | 0 | 0 | 0 | 0 | 0 | 0 | 0
F3_Commercial_Warehouse_New_Food Preparation_Natural Gas_Griddle_E10 | F3 | Commercial | Warehouse | New | Food Preparation | Natural Gas | Griddle | E10 | PACT BC Ratio | 0 | 0 | 0 | 0 | 0 | 0 | 0 | 0 | 0 | 0 | 0 | 0 | 0 | 0 | 0 | 0 | 0 | 0 | 0 | 0 | 0 | 0 | 0 | 0 | 0 | 0 | 0 | 0 | 0 | 0
F4_Commercial_Warehouse_New_Food Preparation_Natural Gas_Griddle_E1 | F4 | Commercial | Warehouse | New | Food Preparation | Natural Gas | Griddle | E1 | PCT BC Ratio | 0.9 | 0.9 | 0.9 | 0.9 | 0.9 | 0.9 | 0.9 | 0.9 | 0.9 | 0.9 | 0.9 | 0.9 | 0.9 | 0.9 | 0.9 | 0.9 | 0.9 | 0.9 | 0.9 | 0.9 | 0.9 | 0.9 | 0 | 0 | 0 | 0 | 0 | 0 | 0 | 0
F4_Commercial_Warehouse_New_Food Preparation_Natural Gas_Griddle_E2 | F4 | Commercial | Warehouse | New | Food Preparation | Natural Gas | Griddle | E2 | PCT BC Ratio | 5.4497 | 5.4877 | 5.5333 | 5.6087 | 5.7092 | 5.8278 | 5.9368 | 6.0338 | 6.128 | 6.2192 | 6.3113 | 6.4008 | 6.4851 | 6.5695 | 6.6501 | 6.7328 | 6.8213 | 6.9103 | 7.0001 | 7.0902 | 7.1794 | 7.2673 | 0 | 0 | 0 | 0 | 0 | 0 | 0 | 0
F4_Commercial_Warehouse_New_Food Preparation_Natural Gas_Griddle_E3 | F4 | Commercial | Warehouse | New | Food Preparation | Natural Gas | Griddle | E3 | PCT BC Ratio | 0 | 0 | 0 | 0 | 0 | 0 | 0 | 0 | 0 | 0 | 0 | 0 | 0 | 0 | 0 | 0 | 0 | 0 | 0 | 0 | 0 | 0 | 0 | 0 | 0 | 0 | 0 | 0 | 0 | 0
F4_Commercial_Warehouse_New_Food Preparation_Natural Gas_Griddle_E4 | F4 | Commercial | Warehouse | New | Food Preparation | Natural Gas | Griddle | E4 | PCT BC Ratio | 0 | 0 | 0 | 0 | 0 | 0 | 0 | 0 | 0 | 0 | 0 | 0 | 0 | 0 | 0 | 0 | 0 | 0 | 0 | 0 | 0 | 0 | 0 | 0 | 0 | 0 | 0 | 0 | 0 | 0
F4_Commercial_Warehouse_New_Food Preparation_Natural Gas_Griddle_E5 | F4 | Commercial | Warehouse | New | Food Preparation | Natural Gas | Griddle | E5 | PCT BC Ratio | 0 | 0 | 0 | 0 | 0 | 0 | 0 | 0 | 0 | 0 | 0 | 0 | 0 | 0 | 0 | 0 | 0 | 0 | 0 | 0 | 0 | 0 | 0 | 0 | 0 | 0 | 0 | 0 | 0 | 0
F4_Commercial_Warehouse_New_Food Preparation_Natural Gas_Griddle_E6 | F4 | Commercial | Warehouse | New | Food Preparation | Natural Gas | Griddle | E6 | PCT BC Ratio | 0 | 0 | 0 | 0 | 0 | 0 | 0 | 0 | 0 | 0 | 0 | 0 | 0 | 0 | 0 | 0 | 0 | 0 | 0 | 0 | 0 | 0 | 0 | 0 | 0 | 0 | 0 | 0 | 0 | 0
F4_Commercial_Warehouse_New_Food Preparation_Natural Gas_Griddle_E7 | F4 | Commercial | Warehouse | New | Food Preparation | Natural Gas | Griddle | E7 | PCT BC Ratio | 0 | 0 | 0 | 0 | 0 | 0 | 0 | 0 | 0 | 0 | 0 | 0 | 0 | 0 | 0 | 0 | 0 | 0 | 0 | 0 | 0 | 0 | 0 | 0 | 0 | 0 | 0 | 0 | 0 | 0
F4_Commercial_Warehouse_New_Food Preparation_Natural Gas_Griddle_E8 | F4 | Commercial | Warehouse | New | Food Preparation | Natural Gas | Griddle | E8 | PCT BC Ratio | 0 | 0 | 0 | 0 | 0 | 0 | 0 | 0 | 0 | 0 | 0 | 0 | 0 | 0 | 0 | 0 | 0 | 0 | 0 | 0 | 0 | 0 | 0 | 0 | 0 | 0 | 0 | 0 | 0 | 0
F4_Commercial_Warehouse_New_Food Preparation_Natural Gas_Griddle_E9 | F4 | Commercial | Warehouse | New | Food Preparation | Natural Gas | Griddle | E9 | PCT BC Ratio | 0 | 0 | 0 | 0 | 0 | 0 | 0 | 0 | 0 | 0 | 0 | 0 | 0 | 0 | 0 | 0 | 0 | 0 | 0 | 0 | 0 | 0 | 0 | 0 | 0 | 0 | 0 | 0 | 0 | 0
F4_Commercial_Warehouse_New_Food Preparation_Natural Gas_Griddle_E10 | F4 | Commercial | Warehouse | New | Food Preparation | Natural Gas | Griddle | E10 | PCT BC Ratio | 0 | 0 | 0 | 0 | 0 | 0 | 0 | 0 | 0 | 0 | 0 | 0 | 0 | 0 | 0 | 0 | 0 | 0 | 0 | 0 | 0 | 0 | 0 | 0 | 0 | 0 | 0 | 0 | 0 | 0
F5_Commercial_Warehouse_New_Food Preparation_Natural Gas_Griddle_E1 | F5 | Commercial | Warehouse | New | Food Preparation | Natural Gas | Griddle | E1 | RIM BC Ratio | 0.9 | 0.9 | 0.9 | 0.9 | 0.9 | 0.9 | 0.9 | 0.9 | 0.9 | 0.9 | 0.9 | 0.9 | 0.9 | 0.9 | 0.9 | 0.9 | 0.9 | 0.9 | 0.9 | 0.9 | 0.9 | 0.9 | 0 | 0 | 0 | 0 | 0 | 0 | 0 | 0
F5_Commercial_Warehouse_New_Food Preparation_Natural Gas_Griddle_E2 | F5 | Commercial | Warehouse | New | Food Preparation | Natural Gas | Griddle | E2 | RIM BC Ratio | 0.56706 | 0.5686 | 0.57043 | 0.5734 | 0.57726 | 0.58167 | 0.58559 | 0.58897 | 0.59217 | 0.5952 | 0.59817 | 0.60099 | 0.60359 | 0.60613 | 0.60851 | 0.6109 | 0.6134 | 0.61586 | 0.61828 | 0.62067 | 0.62297 | 0.62519 | 0 | 0 | 0 | 0 | 0 | 0 | 0 | 0
F5_Commercial_Warehouse_New_Food Preparation_Natural Gas_Griddle_E3 | F5 | Commercial | Warehouse | New | Food Preparation | Natural Gas | Griddle | E3 | RIM BC Ratio | 0 | 0 | 0 | 0 | 0 | 0 | 0 | 0 | 0 | 0 | 0 | 0 | 0 | 0 | 0 | 0 | 0 | 0 | 0 | 0 | 0 | 0 | 0 | 0 | 0 | 0 | 0 | 0 | 0 | 0
F5_Commercial_Warehouse_New_Food Preparation_Natural Gas_Griddle_E4 | F5 | Commercial | Warehouse | New | Food Preparation | Natural Gas | Griddle | E4 | RIM BC Ratio | 0 | 0 | 0 | 0 | 0 | 0 | 0 | 0 | 0 | 0 | 0 | 0 | 0 | 0 | 0 | 0 | 0 | 0 | 0 | 0 | 0 | 0 | 0 | 0 | 0 | 0 | 0 | 0 | 0 | 0
F5_Commercial_Warehouse_New_Food Preparation_Natural Gas_Griddle_E5 | F5 | Commercial | Warehouse | New | Food Preparation | Natural Gas | Griddle | E5 | RIM BC Ratio | 0 | 0 | 0 | 0 | 0 | 0 | 0 | 0 | 0 | 0 | 0 | 0 | 0 | 0 | 0 | 0 | 0 | 0 | 0 | 0 | 0 | 0 | 0 | 0 | 0 | 0 | 0 | 0 | 0 | 0
F5_Commercial_Warehouse_New_Food Preparation_Natural Gas_Griddle_E6 | F5 | Commercial | Warehouse | New | Food Preparation | Natural Gas | Griddle | E6 | RIM BC Ratio | 0 | 0 | 0 | 0 | 0 | 0 | 0 | 0 | 0 | 0 | 0 | 0 | 0 | 0 | 0 | 0 | 0 | 0 | 0 | 0 | 0 | 0 | 0 | 0 | 0 | 0 | 0 | 0 | 0 | 0
F5_Commercial_Warehouse_New_Food Preparation_Natural Gas_Griddle_E7 | F5 | Commercial | Warehouse | New | Food Preparation | Natural Gas | Griddle | E7 | RIM BC Ratio | 0 | 0 | 0 | 0 | 0 | 0 | 0 | 0 | 0 | 0 | 0 | 0 | 0 | 0 | 0 | 0 | 0 | 0 | 0 | 0 | 0 | 0 | 0 | 0 | 0 | 0 | 0 | 0 | 0 | 0
F5_Commercial_Warehouse_New_Food Preparation_Natural Gas_Griddle_E8 | F5 | Commercial | Warehouse | New | Food Preparation | Natural Gas | Griddle | E8 | RIM BC Ratio | 0 | 0 | 0 | 0 | 0 | 0 | 0 | 0 | 0 | 0 | 0 | 0 | 0 | 0 | 0 | 0 | 0 | 0 | 0 | 0 | 0 | 0 | 0 | 0 | 0 | 0 | 0 | 0 | 0 | 0
F5_Commercial_Warehouse_New_Food Preparation_Natural Gas_Griddle_E9 | F5 | Commercial | Warehouse | New | Food Preparation | Natural Gas | Griddle | E9 | RIM BC Ratio | 0 | 0 | 0 | 0 | 0 | 0 | 0 | 0 | 0 | 0 | 0 | 0 | 0 | 0 | 0 | 0 | 0 | 0 | 0 | 0 | 0 | 0 | 0 | 0 | 0 | 0 | 0 | 0 | 0 | 0
F5_Commercial_Warehouse_New_Food Preparation_Natural Gas_Griddle_E10 | F5 | Commercial | Warehouse | New | Food Preparation | Natural Gas | Griddle | E10 | RIM BC Ratio | 0 | 0 | 0 | 0 | 0 | 0 | 0 | 0 | 0 | 0 | 0 | 0 | 0 | 0 | 0 | 0 | 0 | 0 | 0 | 0 | 0 | 0 | 0 | 0 | 0 | 0 | 0 | 0 | 0 | 0
F0_Commercial_Warehouse_New_Food Preparation_Natural Gas_Range_E0 | F0 | Commercial | Warehouse | New | Food Preparation | Natural Gas | Range | E0 | Economic Unit | High Efficiency | High Efficiency | High Efficiency | High Efficiency | High Efficiency | High Efficiency | High Efficiency | High Efficiency | High Efficiency | High Efficiency | High Efficiency | High Efficiency | High Efficiency | High Efficiency | High Efficiency | High Efficiency | High Efficiency | High Efficiency | High Efficiency | High Efficiency | High Efficiency | High Efficiency | 0 | 0 | 0 | 0 | 0 | 0 | 0 | 0
F1_Commercial_Warehouse_New_Food Preparation_Natural Gas_Range_E1 | F1 | Commercial | Warehouse | New | Food Preparation | Natural Gas | Range | E1 | CCE | 0 | 0 | 0 | 0 | 0 | 0 | 0 | 0 | 0 | 0 | 0 | 0 | 0 | 0 | 0 | 0 | 0 | 0 | 0 | 0 | 0 | 0 | 0 | 0 | 0 | 0 | 0 | 0 | 0 | 0
F1_Commercial_Warehouse_New_Food Preparation_Natural Gas_Range_E2 | F1 | Commercial | Warehouse | New | Food Preparation | Natural Gas | Range | E2 | CCE | 8.5926e-06 | 8.5926e-06 | 9.0272e-06 | 8.8899e-06 | 8.7566e-06 | 8.59e-06 | 8.5665e-06 | 8.5115e-06 | 8.4602e-06 | 8.3829e-06 | 8.3709e-06 | 8.3324e-06 | 8.2981e-06 | 8.2325e-06 | 8.2412e-06 | 8.216e-06 | 8.1913e-06 | 8.1372e-06 | 8.1531e-06 | 8.1372e-06 | 8.1253e-06 | 8.0799e-06 | 0 | 0 | 0 | 0 | 0 | 0 | 0 | 0
F1_Commercial_Warehouse_New_Food Preparation_Natural Gas_Range_E3 | F1 | Commercial | Warehouse | New | Food Preparation | Natural Gas | Range | E3 | CCE | 0 | 0 | 0 | 0 | 0 | 0 | 0 | 0 | 0 | 0 | 0 | 0 | 0 | 0 | 0 | 0 | 0 | 0 | 0 | 0 | 0 | 0 | 0 | 0 | 0 | 0 | 0 | 0 | 0 | 0
F1_Commercial_Warehouse_New_Food Preparation_Natural Gas_Range_E4 | F1 | Commercial | Warehouse | New | Food Preparation | Natural Gas | Range | E4 | CCE | 0 | 0 | 0 | 0 | 0 | 0 | 0 | 0 | 0 | 0 | 0 | 0 | 0 | 0 | 0 | 0 | 0 | 0 | 0 | 0 | 0 | 0 | 0 | 0 | 0 | 0 | 0 | 0 | 0 | 0
F1_Commercial_Warehouse_New_Food Preparation_Natural Gas_Range_E5 | F1 | Commercial | Warehouse | New | Food Preparation | Natural Gas | Range | E5 | CCE | 0 | 0 | 0 | 0 | 0 | 0 | 0 | 0 | 0 | 0 | 0 | 0 | 0 | 0 | 0 | 0 | 0 | 0 | 0 | 0 | 0 | 0 | 0 | 0 | 0 | 0 | 0 | 0 | 0 | 0
F1_Commercial_Warehouse_New_Food Preparation_Natural Gas_Range_E6 | F1 | Commercial | Warehouse | New | Food Preparation | Natural Gas | Range | E6 | CCE | 0 | 0 | 0 | 0 | 0 | 0 | 0 | 0 | 0 | 0 | 0 | 0 | 0 | 0 | 0 | 0 | 0 | 0 | 0 | 0 | 0 | 0 | 0 | 0 | 0 | 0 | 0 | 0 | 0 | 0
F1_Commercial_Warehouse_New_Food Preparation_Natural Gas_Range_E7 | F1 | Commercial | Warehouse | New | Food Preparation | Natural Gas | Range | E7 | CCE | 0 | 0 | 0 | 0 | 0 | 0 | 0 | 0 | 0 | 0 | 0 | 0 | 0 | 0 | 0 | 0 | 0 | 0 | 0 | 0 | 0 | 0 | 0 | 0 | 0 | 0 | 0 | 0 | 0 | 0
F1_Commercial_Warehouse_New_Food Preparation_Natural Gas_Range_E8 | F1 | Commercial | Warehouse | New | Food Preparation | Natural Gas | Range | E8 | CCE | 0 | 0 | 0 | 0 | 0 | 0 | 0 | 0 | 0 | 0 | 0 | 0 | 0 | 0 | 0 | 0 | 0 | 0 | 0 | 0 | 0 | 0 | 0 | 0 | 0 | 0 | 0 | 0 | 0 | 0
F1_Commercial_Warehouse_New_Food Preparation_Natural Gas_Range_E9 | F1 | Commercial | Warehouse | New | Food Preparation | Natural Gas | Range | E9 | CCE | 0 | 0 | 0 | 0 | 0 | 0 | 0 | 0 | 0 | 0 | 0 | 0 | 0 | 0 | 0 | 0 | 0 | 0 | 0 | 0 | 0 | 0 | 0 | 0 | 0 | 0 | 0 | 0 | 0 | 0
F1_Commercial_Warehouse_New_Food Preparation_Natural Gas_Range_E10 | F1 | Commercial | Warehouse | New | Food Preparation | Natural Gas | Range | E10 | CCE | 0 | 0 | 0 | 0 | 0 | 0 | 0 | 0 | 0 | 0 | 0 | 0 | 0 | 0 | 0 | 0 | 0 | 0 | 0 | 0 | 0 | 0 | 0 | 0 | 0 | 0 | 0 | 0 | 0 | 0
F2_Commercial_Warehouse_New_Food Preparation_Natural Gas_Range_E1 | F2 | Commercial | Warehouse | New | Food Preparation | Natural Gas | Range | E1 | TRC BC Ratio | 0.9 | 0.9 | 0.9 | 0.9 | 0.9 | 0.9 | 0.9 | 0.9 | 0.9 | 0.9 | 0.9 | 0.9 | 0.9 | 0.9 | 0.9 | 0.9 | 0.9 | 0.9 | 0.9 | 0.9 | 0.9 | 0.9 | 0 | 0 | 0 | 0 | 0 | 0 | 0 | 0
F2_Commercial_Warehouse_New_Food Preparation_Natural Gas_Range_E2 | F2 | Commercial | Warehouse | New | Food Preparation | Natural Gas | Range | E2 | TRC BC Ratio | 1019.1653 | 1025.957 | 1034.7565 | 1051.749 | 1075.3352 | 1103.7208 | 1129.4917 | 1151.5715 | 1172.5295 | 1193.9346 | 1216.8518 | 1239.2069 | 1260.3448 | 1281.6317 | 1300.4442 | 1318.2534 | 1337.5282 | 1356.8704 | 1376.316 | 1395.7637 | 1414.8475 | 1433.4759 | 0 | 0 | 0 | 0 | 0 | 0 | 0 | 0
F2_Commercial_Warehouse_New_Food Preparation_Natural Gas_Range_E3 | F2 | Commercial | Warehouse | New | Food Preparation | Natural Gas | Range | E3 | TRC BC Ratio | 0 | 0 | 0 | 0 | 0 | 0 | 0 | 0 | 0 | 0 | 0 | 0 | 0 | 0 | 0 | 0 | 0 | 0 | 0 | 0 | 0 | 0 | 0 | 0 | 0 | 0 | 0 | 0 | 0 | 0
F2_Commercial_Warehouse_New_Food Preparation_Natural Gas_Range_E4 | F2 | Commercial | Warehouse | New | Food Preparation | Natural Gas | Range | E4 | TRC BC Ratio | 0 | 0 | 0 | 0 | 0 | 0 | 0 | 0 | 0 | 0 | 0 | 0 | 0 | 0 | 0 | 0 | 0 | 0 | 0 | 0 | 0 | 0 | 0 | 0 | 0 | 0 | 0 | 0 | 0 | 0
F2_Commercial_Warehouse_New_Food Preparation_Natural Gas_Range_E5 | F2 | Commercial | Warehouse | New | Food Preparation | Natural Gas | Range | E5 | TRC BC Ratio | 0 | 0 | 0 | 0 | 0 | 0 | 0 | 0 | 0 | 0 | 0 | 0 | 0 | 0 | 0 | 0 | 0 | 0 | 0 | 0 | 0 | 0 | 0 | 0 | 0 | 0 | 0 | 0 | 0 | 0
F2_Commercial_Warehouse_New_Food Preparation_Natural Gas_Range_E6 | F2 | Commercial | Warehouse | New | Food Preparation | Natural Gas | Range | E6 | TRC BC Ratio | 0 | 0 | 0 | 0 | 0 | 0 | 0 | 0 | 0 | 0 | 0 | 0 | 0 | 0 | 0 | 0 | 0 | 0 | 0 | 0 | 0 | 0 | 0 | 0 | 0 | 0 | 0 | 0 | 0 | 0
F2_Commercial_Warehouse_New_Food Preparation_Natural Gas_Range_E7 | F2 | Commercial | Warehouse | New | Food Preparation | Natural Gas | Range | E7 | TRC BC Ratio | 0 | 0 | 0 | 0 | 0 | 0 | 0 | 0 | 0 | 0 | 0 | 0 | 0 | 0 | 0 | 0 | 0 | 0 | 0 | 0 | 0 | 0 | 0 | 0 | 0 | 0 | 0 | 0 | 0 | 0
F2_Commercial_Warehouse_New_Food Preparation_Natural Gas_Range_E8 | F2 | Commercial | Warehouse | New | Food Preparation | Natural Gas | Range | E8 | TRC BC Ratio | 0 | 0 | 0 | 0 | 0 | 0 | 0 | 0 | 0 | 0 | 0 | 0 | 0 | 0 | 0 | 0 | 0 | 0 | 0 | 0 | 0 | 0 | 0 | 0 | 0 | 0 | 0 | 0 | 0 | 0
F2_Commercial_Warehouse_New_Food Preparation_Natural Gas_Range_E9 | F2 | Commercial | Warehouse | New | Food Preparation | Natural Gas | Range | E9 | TRC BC Ratio | 0 | 0 | 0 | 0 | 0 | 0 | 0 | 0 | 0 | 0 | 0 | 0 | 0 | 0 | 0 | 0 | 0 | 0 | 0 | 0 | 0 | 0 | 0 | 0 | 0 | 0 | 0 | 0 | 0 | 0
F2_Commercial_Warehouse_New_Food Preparation_Natural Gas_Range_E10 | F2 | Commercial | Warehouse | New | Food Preparation | Natural Gas | Range | E10 | TRC BC Ratio | 0 | 0 | 0 | 0 | 0 | 0 | 0 | 0 | 0 | 0 | 0 | 0 | 0 | 0 | 0 | 0 | 0 | 0 | 0 | 0 | 0 | 0 | 0 | 0 | 0 | 0 | 0 | 0 | 0 | 0
F3_Commercial_Warehouse_New_Food Preparation_Natural Gas_Range_E1 | F3 | Commercial | Warehouse | New | Food Preparation | Natural Gas | Range | E1 | PACT BC Ratio | 0.9 | 0.9 | 0.9 | 0.9 | 0.9 | 0.9 | 0.9 | 0.9 | 0.9 | 0.9 | 0.9 | 0.9 | 0.9 | 0.9 | 0.9 | 0.9 | 0.9 | 0.9 | 0.9 | 0.9 | 0.9 | 0.9 | 0 | 0 | 0 | 0 | 0 | 0 | 0 | 0
F3_Commercial_Warehouse_New_Food Preparation_Natural Gas_Range_E2 | F3 | Commercial | Warehouse | New | Food Preparation | Natural Gas | Range | E2 | PACT BC Ratio | 1019.1653 | 1025.957 | 1034.7565 | 1051.749 | 1075.3352 | 1103.7208 | 1129.4917 | 1151.5715 | 1172.5295 | 1193.9346 | 1216.8518 | 1239.2069 | 1260.3448 | 1281.6317 | 1300.4442 | 1318.2534 | 1337.5282 | 1356.8704 | 1376.316 | 1395.7637 | 1414.8475 | 1433.4759 | 0 | 0 | 0 | 0 | 0 | 0 | 0 | 0
F3_Commercial_Warehouse_New_Food Preparation_Natural Gas_Range_E3 | F3 | Commercial | Warehouse | New | Food Preparation | Natural Gas | Range | E3 | PACT BC Ratio | 0 | 0 | 0 | 0 | 0 | 0 | 0 | 0 | 0 | 0 | 0 | 0 | 0 | 0 | 0 | 0 | 0 | 0 | 0 | 0 | 0 | 0 | 0 | 0 | 0 | 0 | 0 | 0 | 0 | 0
F3_Commercial_Warehouse_New_Food Preparation_Natural Gas_Range_E4 | F3 | Commercial | Warehouse | New | Food Preparation | Natural Gas | Range | E4 | PACT BC Ratio | 0 | 0 | 0 | 0 | 0 | 0 | 0 | 0 | 0 | 0 | 0 | 0 | 0 | 0 | 0 | 0 | 0 | 0 | 0 | 0 | 0 | 0 | 0 | 0 | 0 | 0 | 0 | 0 | 0 | 0
F3_Commercial_Warehouse_New_Food Preparation_Natural Gas_Range_E5 | F3 | Commercial | Warehouse | New | Food Preparation | Natural Gas | Range | E5 | PACT BC Ratio | 0 | 0 | 0 | 0 | 0 | 0 | 0 | 0 | 0 | 0 | 0 | 0 | 0 | 0 | 0 | 0 | 0 | 0 | 0 | 0 | 0 | 0 | 0 | 0 | 0 | 0 | 0 | 0 | 0 | 0
F3_Commercial_Warehouse_New_Food Preparation_Natural Gas_Range_E6 | F3 | Commercial | Warehouse | New | Food Preparation | Natural Gas | Range | E6 | PACT BC Ratio | 0 | 0 | 0 | 0 | 0 | 0 | 0 | 0 | 0 | 0 | 0 | 0 | 0 | 0 | 0 | 0 | 0 | 0 | 0 | 0 | 0 | 0 | 0 | 0 | 0 | 0 | 0 | 0 | 0 | 0
F3_Commercial_Warehouse_New_Food Preparation_Natural Gas_Range_E7 | F3 | Commercial | Warehouse | New | Food Preparation | Natural Gas | Range | E7 | PACT BC Ratio | 0 | 0 | 0 | 0 | 0 | 0 | 0 | 0 | 0 | 0 | 0 | 0 | 0 | 0 | 0 | 0 | 0 | 0 | 0 | 0 | 0 | 0 | 0 | 0 | 0 | 0 | 0 | 0 | 0 | 0
F3_Commercial_Warehouse_New_Food Preparation_Natural Gas_Range_E8 | F3 | Commercial | Warehouse | New | Food Preparation | Natural Gas | Range | E8 | PACT BC Ratio | 0 | 0 | 0 | 0 | 0 | 0 | 0 | 0 | 0 | 0 | 0 | 0 | 0 | 0 | 0 | 0 | 0 | 0 | 0 | 0 | 0 | 0 | 0 | 0 | 0 | 0 | 0 | 0 | 0 | 0
F3_Commercial_Warehouse_New_Food Preparation_Natural Gas_Range_E9 | F3 | Commercial | Warehouse | New | Food Preparation | Natural Gas | Range | E9 | PACT BC Ratio | 0 | 0 | 0 | 0 | 0 | 0 | 0 | 0 | 0 | 0 | 0 | 0 | 0 | 0 | 0 | 0 | 0 | 0 | 0 | 0 | 0 | 0 | 0 | 0 | 0 | 0 | 0 | 0 | 0 | 0
F3_Commercial_Warehouse_New_Food Preparation_Natural Gas_Range_E10 | F3 | Commercial | Warehouse | New | Food Preparation | Natural Gas | Range | E10 | PACT BC Ratio | 0 | 0 | 0 | 0 | 0 | 0 | 0 | 0 | 0 | 0 | 0 | 0 | 0 | 0 | 0 | 0 | 0 | 0 | 0 | 0 | 0 | 0 | 0 | 0 | 0 | 0 | 0 | 0 | 0 | 0
F4_Commercial_Warehouse_New_Food Preparation_Natural Gas_Range_E1 | F4 | Commercial | Warehouse | New | Food Preparation | Natural Gas | Range | E1 | PCT BC Ratio | 0.9 | 0.9 | 0.9 | 0.9 | 0.9 | 0.9 | 0.9 | 0.9 | 0.9 | 0.9 | 0.9 | 0.9 | 0.9 | 0.9 | 0.9 | 0.9 | 0.9 | 0.9 | 0.9 | 0.9 | 0.9 | 0.9 | 0 | 0 | 0 | 0 | 0 | 0 | 0 | 0
F4_Commercial_Warehouse_New_Food Preparation_Natural Gas_Range_E2 | F4 | Commercial | Warehouse | New | Food Preparation | Natural Gas | Range | E2 | PCT BC Ratio | 2565.1554 | 2582.2429 | 2604.3819 | 2647.1341 | 2706.4754 | 2777.8917 | 2842.7298 | 2898.2811 | 2951.01 | 3004.864 | 3062.5221 | 3118.7661 | 3171.9478 | 3225.5042 | 3272.8355 | 3317.6421 | 3366.1364 | 3414.8 | 3463.724 | 3512.6533 | 3560.6668 | 3607.5346 | 0 | 0 | 0 | 0 | 0 | 0 | 0 | 0
F4_Commercial_Warehouse_New_Food Preparation_Natural Gas_Range_E3 | F4 | Commercial | Warehouse | New | Food Preparation | Natural Gas | Range | E3 | PCT BC Ratio | 0 | 0 | 0 | 0 | 0 | 0 | 0 | 0 | 0 | 0 | 0 | 0 | 0 | 0 | 0 | 0 | 0 | 0 | 0 | 0 | 0 | 0 | 0 | 0 | 0 | 0 | 0 | 0 | 0 | 0
F4_Commercial_Warehouse_New_Food Preparation_Natural Gas_Range_E4 | F4 | Commercial | Warehouse | New | Food Preparation | Natural Gas | Range | E4 | PCT BC Ratio | 0 | 0 | 0 | 0 | 0 | 0 | 0 | 0 | 0 | 0 | 0 | 0 | 0 | 0 | 0 | 0 | 0 | 0 | 0 | 0 | 0 | 0 | 0 | 0 | 0 | 0 | 0 | 0 | 0 | 0
F4_Commercial_Warehouse_New_Food Preparation_Natural Gas_Range_E5 | F4 | Commercial | Warehouse | New | Food Preparation | Natural Gas | Range | E5 | PCT BC Ratio | 0 | 0 | 0 | 0 | 0 | 0 | 0 | 0 | 0 | 0 | 0 | 0 | 0 | 0 | 0 | 0 | 0 | 0 | 0 | 0 | 0 | 0 | 0 | 0 | 0 | 0 | 0 | 0 | 0 | 0
F4_Commercial_Warehouse_New_Food Preparation_Natural Gas_Range_E6 | F4 | Commercial | Warehouse | New | Food Preparation | Natural Gas | Range | E6 | PCT BC Ratio | 0 | 0 | 0 | 0 | 0 | 0 | 0 | 0 | 0 | 0 | 0 | 0 | 0 | 0 | 0 | 0 | 0 | 0 | 0 | 0 | 0 | 0 | 0 | 0 | 0 | 0 | 0 | 0 | 0 | 0
F4_Commercial_Warehouse_New_Food Preparation_Natural Gas_Range_E7 | F4 | Commercial | Warehouse | New | Food Preparation | Natural Gas | Range | E7 | PCT BC Ratio | 0 | 0 | 0 | 0 | 0 | 0 | 0 | 0 | 0 | 0 | 0 | 0 | 0 | 0 | 0 | 0 | 0 | 0 | 0 | 0 | 0 | 0 | 0 | 0 | 0 | 0 | 0 | 0 | 0 | 0
F4_Commercial_Warehouse_New_Food Preparation_Natural Gas_Range_E8 | F4 | Commercial | Warehouse | New | Food Preparation | Natural Gas | Range | E8 | PCT BC Ratio | 0 | 0 | 0 | 0 | 0 | 0 | 0 | 0 | 0 | 0 | 0 | 0 | 0 | 0 | 0 | 0 | 0 | 0 | 0 | 0 | 0 | 0 | 0 | 0 | 0 | 0 | 0 | 0 | 0 | 0
F4_Commercial_Warehouse_New_Food Preparation_Natural Gas_Range_E9 | F4 | Commercial | Warehouse | New | Food Preparation | Natural Gas | Range | E9 | PCT BC Ratio | 0 | 0 | 0 | 0 | 0 | 0 | 0 | 0 | 0 | 0 | 0 | 0 | 0 | 0 | 0 | 0 | 0 | 0 | 0 | 0 | 0 | 0 | 0 | 0 | 0 | 0 | 0 | 0 | 0 | 0
F4_Commercial_Warehouse_New_Food Preparation_Natural Gas_Range_E10 | F4 | Commercial | Warehouse | New | Food Preparation | Natural Gas | Range | E10 | PCT BC Ratio | 0 | 0 | 0 | 0 | 0 | 0 | 0 | 0 | 0 | 0 | 0 | 0 | 0 | 0 | 0 | 0 | 0 | 0 | 0 | 0 | 0 | 0 | 0 | 0 | 0 | 0 | 0 | 0 | 0 | 0
F5_Commercial_Warehouse_New_Food Preparation_Natural Gas_Range_E1 | F5 | Commercial | Warehouse | New | Food Preparation | Natural Gas | Range | E1 | RIM BC Ratio | 0.9 | 0.9 | 0.9 | 0.9 | 0.9 | 0.9 | 0.9 | 0.9 | 0.9 | 0.9 | 0.9 | 0.9 | 0.9 | 0.9 | 0.9 | 0.9 | 0.9 | 0.9 | 0.9 | 0.9 | 0.9 | 0.9 | 0 | 0 | 0 | 0 | 0 | 0 | 0 | 0
F5_Commercial_Warehouse_New_Food Preparation_Natural Gas_Range_E2 | F5 | Commercial | Warehouse | New | Food Preparation | Natural Gas | Range | E2 | RIM BC Ratio | 0.834 | 0.834 | 0.83401 | 0.83402 | 0.83403 | 0.83405 | 0.83406 | 0.83407 | 0.83409 | 0.8341 | 0.83411 | 0.83412 | 0.83413 | 0.83414 | 0.83414 | 0.83415 | 0.83416 | 0.83417 | 0.83417 | 0.83418 | 0.83419 | 0.83419 | 0 | 0 | 0 | 0 | 0 | 0 | 0 | 0
F5_Commercial_Warehouse_New_Food Preparation_Natural Gas_Range_E3 | F5 | Commercial | Warehouse | New | Food Preparation | Natural Gas | Range | E3 | RIM BC Ratio | 0 | 0 | 0 | 0 | 0 | 0 | 0 | 0 | 0 | 0 | 0 | 0 | 0 | 0 | 0 | 0 | 0 | 0 | 0 | 0 | 0 | 0 | 0 | 0 | 0 | 0 | 0 | 0 | 0 | 0
F5_Commercial_Warehouse_New_Food Preparation_Natural Gas_Range_E4 | F5 | Commercial | Warehouse | New | Food Preparation | Natural Gas | Range | E4 | RIM BC Ratio | 0 | 0 | 0 | 0 | 0 | 0 | 0 | 0 | 0 | 0 | 0 | 0 | 0 | 0 | 0 | 0 | 0 | 0 | 0 | 0 | 0 | 0 | 0 | 0 | 0 | 0 | 0 | 0 | 0 | 0
F5_Commercial_Warehouse_New_Food Preparation_Natural Gas_Range_E5 | F5 | Commercial | Warehouse | New | Food Preparation | Natural Gas | Range | E5 | RIM BC Ratio | 0 | 0 | 0 | 0 | 0 | 0 | 0 | 0 | 0 | 0 | 0 | 0 | 0 | 0 | 0 | 0 | 0 | 0 | 0 | 0 | 0 | 0 | 0 | 0 | 0 | 0 | 0 | 0 | 0 | 0
F5_Commercial_Warehouse_New_Food Preparation_Natural Gas_Range_E6 | F5 | Commercial | Warehouse | New | Food Preparation | Natural Gas | Range | E6 | RIM BC Ratio | 0 | 0 | 0 | 0 | 0 | 0 | 0 | 0 | 0 | 0 | 0 | 0 | 0 | 0 | 0 | 0 | 0 | 0 | 0 | 0 | 0 | 0 | 0 | 0 | 0 | 0 | 0 | 0 | 0 | 0
F5_Commercial_Warehouse_New_Food Preparation_Natural Gas_Range_E7 | F5 | Commercial | Warehouse | New | Food Preparation | Natural Gas | Range | E7 | RIM BC Ratio | 0 | 0 | 0 | 0 | 0 | 0 | 0 | 0 | 0 | 0 | 0 | 0 | 0 | 0 | 0 | 0 | 0 | 0 | 0 | 0 | 0 | 0 | 0 | 0 | 0 | 0 | 0 | 0 | 0 | 0
F5_Commercial_Warehouse_New_Food Preparation_Natural Gas_Range_E8 | F5 | Commercial | Warehouse | New | Food Preparation | Natural Gas | Range | E8 | RIM BC Ratio | 0 | 0 | 0 | 0 | 0 | 0 | 0 | 0 | 0 | 0 | 0 | 0 | 0 | 0 | 0 | 0 | 0 | 0 | 0 | 0 | 0 | 0 | 0 | 0 | 0 | 0 | 0 | 0 | 0 | 0
F5_Commercial_Warehouse_New_Food Preparation_Natural Gas_Range_E9 | F5 | Commercial | Warehouse | New | Food Preparation | Natural Gas | Range | E9 | RIM BC Ratio | 0 | 0 | 0 | 0 | 0 | 0 | 0 | 0 | 0 | 0 | 0 | 0 | 0 | 0 | 0 | 0 | 0 | 0 | 0 | 0 | 0 | 0 | 0 | 0 | 0 | 0 | 0 | 0 | 0 | 0
F5_Commercial_Warehouse_New_Food Preparation_Natural Gas_Range_E10 | F5 | Commercial | Warehouse | New | Food Preparation | Natural Gas | Range | E10 | RIM BC Ratio | 0 | 0 | 0 | 0 | 0 | 0 | 0 | 0 | 0 | 0 | 0 | 0 | 0 | 0 | 0 | 0 | 0 | 0 | 0 | 0 | 0 | 0 | 0 | 0 | 0 | 0 | 0 | 0 | 0 | 0
F0_Commercial_Warehouse_New_Food Preparation_Natural Gas_Steamer_E0 | F0 | Commercial | Warehouse | New | Food Preparation | Natural Gas | Steamer | E0 | Economic Unit | ENERGY STAR | ENERGY STAR | ENERGY STAR | ENERGY STAR | ENERGY STAR | ENERGY STAR | ENERGY STAR | ENERGY STAR | ENERGY STAR | ENERGY STAR | ENERGY STAR | ENERGY STAR | ENERGY STAR | ENERGY STAR | ENERGY STAR | ENERGY STAR | ENERGY STAR | ENERGY STAR | ENERGY STAR | ENERGY STAR | ENERGY STAR | ENERGY STAR | 0 | 0 | 0 | 0 | 0 | 0 | 0 | 0
F1_Commercial_Warehouse_New_Food Preparation_Natural Gas_Steamer_E1 | F1 | Commercial | Warehouse | New | Food Preparation | Natural Gas | Steamer | E1 | CCE | 0 | 0 | 0 | 0 | 0 | 0 | 0 | 0 | 0 | 0 | 0 | 0 | 0 | 0 | 0 | 0 | 0 | 0 | 0 | 0 | 0 | 0 | 0 | 0 | 0 | 0 | 0 | 0 | 0 | 0
F1_Commercial_Warehouse_New_Food Preparation_Natural Gas_Steamer_E2 | F1 | Commercial | Warehouse | New | Food Preparation | Natural Gas | Steamer | E2 | CCE | 0.0017749 | 0.0017749 | 0.0018646 | 0.0018363 | 0.0018088 | 0.0017743 | 0.0017695 | 0.0017581 | 0.0017475 | 0.0017316 | 0.0017291 | 0.0017211 | 0.0017141 | 0.0017005 | 0.0017023 | 0.0016971 | 0.001692 | 0.0016808 | 0.0016841 | 0.0016808 | 0.0016784 | 0.001669 | 0 | 0 | 0 | 0 | 0 | 0 | 0 | 0
F1_Commercial_Warehouse_New_Food Preparation_Natural Gas_Steamer_E3 | F1 | Commercial | Warehouse | New | Food Preparation | Natural Gas | Steamer | E3 | CCE | 0 | 0 | 0 | 0 | 0 | 0 | 0 | 0 | 0 | 0 | 0 | 0 | 0 | 0 | 0 | 0 | 0 | 0 | 0 | 0 | 0 | 0 | 0 | 0 | 0 | 0 | 0 | 0 | 0 | 0
F1_Commercial_Warehouse_New_Food Preparation_Natural Gas_Steamer_E4 | F1 | Commercial | Warehouse | New | Food Preparation | Natural Gas | Steamer | E4 | CCE | 0 | 0 | 0 | 0 | 0 | 0 | 0 | 0 | 0 | 0 | 0 | 0 | 0 | 0 | 0 | 0 | 0 | 0 | 0 | 0 | 0 | 0 | 0 | 0 | 0 | 0 | 0 | 0 | 0 | 0
F1_Commercial_Warehouse_New_Food Preparation_Natural Gas_Steamer_E5 | F1 | Commercial | Warehouse | New | Food Preparation | Natural Gas | Steamer | E5 | CCE | 0 | 0 | 0 | 0 | 0 | 0 | 0 | 0 | 0 | 0 | 0 | 0 | 0 | 0 | 0 | 0 | 0 | 0 | 0 | 0 | 0 | 0 | 0 | 0 | 0 | 0 | 0 | 0 | 0 | 0
F1_Commercial_Warehouse_New_Food Preparation_Natural Gas_Steamer_E6 | F1 | Commercial | Warehouse | New | Food Preparation | Natural Gas | Steamer | E6 | CCE | 0 | 0 | 0 | 0 | 0 | 0 | 0 | 0 | 0 | 0 | 0 | 0 | 0 | 0 | 0 | 0 | 0 | 0 | 0 | 0 | 0 | 0 | 0 | 0 | 0 | 0 | 0 | 0 | 0 | 0
F1_Commercial_Warehouse_New_Food Preparation_Natural Gas_Steamer_E7 | F1 | Commercial | Warehouse | New | Food Preparation | Natural Gas | Steamer | E7 | CCE | 0 | 0 | 0 | 0 | 0 | 0 | 0 | 0 | 0 | 0 | 0 | 0 | 0 | 0 | 0 | 0 | 0 | 0 | 0 | 0 | 0 | 0 | 0 | 0 | 0 | 0 | 0 | 0 | 0 | 0
F1_Commercial_Warehouse_New_Food Preparation_Natural Gas_Steamer_E8 | F1 | Commercial | Warehouse | New | Food Preparation | Natural Gas | Steamer | E8 | CCE | 0 | 0 | 0 | 0 | 0 | 0 | 0 | 0 | 0 | 0 | 0 | 0 | 0 | 0 | 0 | 0 | 0 | 0 | 0 | 0 | 0 | 0 | 0 | 0 | 0 | 0 | 0 | 0 | 0 | 0
F1_Commercial_Warehouse_New_Food Preparation_Natural Gas_Steamer_E9 | F1 | Commercial | Warehouse | New | Food Preparation | Natural Gas | Steamer | E9 | CCE | 0 | 0 | 0 | 0 | 0 | 0 | 0 | 0 | 0 | 0 | 0 | 0 | 0 | 0 | 0 | 0 | 0 | 0 | 0 | 0 | 0 | 0 | 0 | 0 | 0 | 0 | 0 | 0 | 0 | 0
F1_Commercial_Warehouse_New_Food Preparation_Natural Gas_Steamer_E10 | F1 | Commercial | Warehouse | New | Food Preparation | Natural Gas | Steamer | E10 | CCE | 0 | 0 | 0 | 0 | 0 | 0 | 0 | 0 | 0 | 0 | 0 | 0 | 0 | 0 | 0 | 0 | 0 | 0 | 0 | 0 | 0 | 0 | 0 | 0 | 0 | 0 | 0 | 0 | 0 | 0
F2_Commercial_Warehouse_New_Food Preparation_Natural Gas_Steamer_E1 | F2 | Commercial | Warehouse | New | Food Preparation | Natural Gas | Steamer | E1 | TRC BC Ratio | 0.9 | 0.9 | 0.9 | 0.9 | 0.9 | 0.9 | 0.9 | 0.9 | 0.9 | 0.9 | 0.9 | 0.9 | 0.9 | 0.9 | 0.9 | 0.9 | 0.9 | 0.9 | 0.9 | 0.9 | 0.9 | 0.9 | 0 | 0 | 0 | 0 | 0 | 0 | 0 | 0
F2_Commercial_Warehouse_New_Food Preparation_Natural Gas_Steamer_E2 | F2 | Commercial | Warehouse | New | Food Preparation | Natural Gas | Steamer | E2 | TRC BC Ratio | 4.9998 | 5.0422 | 5.093 | 5.1779 | 5.291 | 5.4252 | 5.5491 | 5.656 | 5.7559 | 5.8544 | 5.9559 | 6.057 | 6.1552 | 6.2565 | 6.3505 | 6.4434 | 6.5427 | 6.6427 | 6.7436 | 6.8448 | 6.9449 | 7.0436 | 0 | 0 | 0 | 0 | 0 | 0 | 0 | 0
F2_Commercial_Warehouse_New_Food Preparation_Natural Gas_Steamer_E3 | F2 | Commercial | Warehouse | New | Food Preparation | Natural Gas | Steamer | E3 | TRC BC Ratio | 0 | 0 | 0 | 0 | 0 | 0 | 0 | 0 | 0 | 0 | 0 | 0 | 0 | 0 | 0 | 0 | 0 | 0 | 0 | 0 | 0 | 0 | 0 | 0 | 0 | 0 | 0 | 0 | 0 | 0
F2_Commercial_Warehouse_New_Food Preparation_Natural Gas_Steamer_E4 | F2 | Commercial | Warehouse | New | Food Preparation | Natural Gas | Steamer | E4 | TRC BC Ratio | 0 | 0 | 0 | 0 | 0 | 0 | 0 | 0 | 0 | 0 | 0 | 0 | 0 | 0 | 0 | 0 | 0 | 0 | 0 | 0 | 0 | 0 | 0 | 0 | 0 | 0 | 0 | 0 | 0 | 0
F2_Commercial_Warehouse_New_Food Preparation_Natural Gas_Steamer_E5 | F2 | Commercial | Warehouse | New | Food Preparation | Natural Gas | Steamer | E5 | TRC BC Ratio | 0 | 0 | 0 | 0 | 0 | 0 | 0 | 0 | 0 | 0 | 0 | 0 | 0 | 0 | 0 | 0 | 0 | 0 | 0 | 0 | 0 | 0 | 0 | 0 | 0 | 0 | 0 | 0 | 0 | 0
F2_Commercial_Warehouse_New_Food Preparation_Natural Gas_Steamer_E6 | F2 | Commercial | Warehouse | New | Food Preparation | Natural Gas | Steamer | E6 | TRC BC Ratio | 0 | 0 | 0 | 0 | 0 | 0 | 0 | 0 | 0 | 0 | 0 | 0 | 0 | 0 | 0 | 0 | 0 | 0 | 0 | 0 | 0 | 0 | 0 | 0 | 0 | 0 | 0 | 0 | 0 | 0
F2_Commercial_Warehouse_New_Food Preparation_Natural Gas_Steamer_E7 | F2 | Commercial | Warehouse | New | Food Preparation | Natural Gas | Steamer | E7 | TRC BC Ratio | 0 | 0 | 0 | 0 | 0 | 0 | 0 | 0 | 0 | 0 | 0 | 0 | 0 | 0 | 0 | 0 | 0 | 0 | 0 | 0 | 0 | 0 | 0 | 0 | 0 | 0 | 0 | 0 | 0 | 0
F2_Commercial_Warehouse_New_Food Preparation_Natural Gas_Steamer_E8 | F2 | Commercial | Warehouse | New | Food Preparation | Natural Gas | Steamer | E8 | TRC BC Ratio | 0 | 0 | 0 | 0 | 0 | 0 | 0 | 0 | 0 | 0 | 0 | 0 | 0 | 0 | 0 | 0 | 0 | 0 | 0 | 0 | 0 | 0 | 0 | 0 | 0 | 0 | 0 | 0 | 0 | 0
F2_Commercial_Warehouse_New_Food Preparation_Natural Gas_Steamer_E9 | F2 | Commercial | Warehouse | New | Food Preparation | Natural Gas | Steamer | E9 | TRC BC Ratio | 0 | 0 | 0 | 0 | 0 | 0 | 0 | 0 | 0 | 0 | 0 | 0 | 0 | 0 | 0 | 0 | 0 | 0 | 0 | 0 | 0 | 0 | 0 | 0 | 0 | 0 | 0 | 0 | 0 | 0
F2_Commercial_Warehouse_New_Food Preparation_Natural Gas_Steamer_E10 | F2 | Commercial | Warehouse | New | Food Preparation | Natural Gas | Steamer | E10 | TRC BC Ratio | 0 | 0 | 0 | 0 | 0 | 0 | 0 | 0 | 0 | 0 | 0 | 0 | 0 | 0 | 0 | 0 | 0 | 0 | 0 | 0 | 0 | 0 | 0 | 0 | 0 | 0 | 0 | 0 | 0 | 0
F3_Commercial_Warehouse_New_Food Preparation_Natural Gas_Steamer_E1 | F3 | Commercial | Warehouse | New | Food Preparation | Natural Gas | Steamer | E1 | PACT BC Ratio | 0.9 | 0.9 | 0.9 | 0.9 | 0.9 | 0.9 | 0.9 | 0.9 | 0.9 | 0.9 | 0.9 | 0.9 | 0.9 | 0.9 | 0.9 | 0.9 | 0.9 | 0.9 | 0.9 | 0.9 | 0.9 | 0.9 | 0 | 0 | 0 | 0 | 0 | 0 | 0 | 0
F3_Commercial_Warehouse_New_Food Preparation_Natural Gas_Steamer_E2 | F3 | Commercial | Warehouse | New | Food Preparation | Natural Gas | Steamer | E2 | PACT BC Ratio | 5.4144 | 5.4603 | 5.5153 | 5.6072 | 5.7297 | 5.875 | 6.0092 | 6.1249 | 6.2331 | 6.3398 | 6.4497 | 6.5592 | 6.6655 | 6.7753 | 6.877 | 6.9776 | 7.0852 | 7.1935 | 7.3027 | 7.4123 | 7.5208 | 7.6276 | 0 | 0 | 0 | 0 | 0 | 0 | 0 | 0
F3_Commercial_Warehouse_New_Food Preparation_Natural Gas_Steamer_E3 | F3 | Commercial | Warehouse | New | Food Preparation | Natural Gas | Steamer | E3 | PACT BC Ratio | 0 | 0 | 0 | 0 | 0 | 0 | 0 | 0 | 0 | 0 | 0 | 0 | 0 | 0 | 0 | 0 | 0 | 0 | 0 | 0 | 0 | 0 | 0 | 0 | 0 | 0 | 0 | 0 | 0 | 0
F3_Commercial_Warehouse_New_Food Preparation_Natural Gas_Steamer_E4 | F3 | Commercial | Warehouse | New | Food Preparation | Natural Gas | Steamer | E4 | PACT BC Ratio | 0 | 0 | 0 | 0 | 0 | 0 | 0 | 0 | 0 | 0 | 0 | 0 | 0 | 0 | 0 | 0 | 0 | 0 | 0 | 0 | 0 | 0 | 0 | 0 | 0 | 0 | 0 | 0 | 0 | 0
F3_Commercial_Warehouse_New_Food Preparation_Natural Gas_Steamer_E5 | F3 | Commercial | Warehouse | New | Food Preparation | Natural Gas | Steamer | E5 | PACT BC Ratio | 0 | 0 | 0 | 0 | 0 | 0 | 0 | 0 | 0 | 0 | 0 | 0 | 0 | 0 | 0 | 0 | 0 | 0 | 0 | 0 | 0 | 0 | 0 | 0 | 0 | 0 | 0 | 0 | 0 | 0
F3_Commercial_Warehouse_New_Food Preparation_Natural Gas_Steamer_E6 | F3 | Commercial | Warehouse | New | Food Preparation | Natural Gas | Steamer | E6 | PACT BC Ratio | 0 | 0 | 0 | 0 | 0 | 0 | 0 | 0 | 0 | 0 | 0 | 0 | 0 | 0 | 0 | 0 | 0 | 0 | 0 | 0 | 0 | 0 | 0 | 0 | 0 | 0 | 0 | 0 | 0 | 0
F3_Commercial_Warehouse_New_Food Preparation_Natural Gas_Steamer_E7 | F3 | Commercial | Warehouse | New | Food Preparation | Natural Gas | Steamer | E7 | PACT BC Ratio | 0 | 0 | 0 | 0 | 0 | 0 | 0 | 0 | 0 | 0 | 0 | 0 | 0 | 0 | 0 | 0 | 0 | 0 | 0 | 0 | 0 | 0 | 0 | 0 | 0 | 0 | 0 | 0 | 0 | 0
F3_Commercial_Warehouse_New_Food Preparation_Natural Gas_Steamer_E8 | F3 | Commercial | Warehouse | New | Food Preparation | Natural Gas | Steamer | E8 | PACT BC Ratio | 0 | 0 | 0 | 0 | 0 | 0 | 0 | 0 | 0 | 0 | 0 | 0 | 0 | 0 | 0 | 0 | 0 | 0 | 0 | 0 | 0 | 0 | 0 | 0 | 0 | 0 | 0 | 0 | 0 | 0
F3_Commercial_Warehouse_New_Food Preparation_Natural Gas_Steamer_E9 | F3 | Commercial | Warehouse | New | Food Preparation | Natural Gas | Steamer | E9 | PACT BC Ratio | 0 | 0 | 0 | 0 | 0 | 0 | 0 | 0 | 0 | 0 | 0 | 0 | 0 | 0 | 0 | 0 | 0 | 0 | 0 | 0 | 0 | 0 | 0 | 0 | 0 | 0 | 0 | 0 | 0 | 0
F3_Commercial_Warehouse_New_Food Preparation_Natural Gas_Steamer_E10 | F3 | Commercial | Warehouse | New | Food Preparation | Natural Gas | Steamer | E10 | PACT BC Ratio | 0 | 0 | 0 | 0 | 0 | 0 | 0 | 0 | 0 | 0 | 0 | 0 | 0 | 0 | 0 | 0 | 0 | 0 | 0 | 0 | 0 | 0 | 0 | 0 | 0 | 0 | 0 | 0 | 0 | 0
F4_Commercial_Warehouse_New_Food Preparation_Natural Gas_Steamer_E1 | F4 | Commercial | Warehouse | New | Food Preparation | Natural Gas | Steamer | E1 | PCT BC Ratio | 0.9 | 0.9 | 0.9 | 0.9 | 0.9 | 0.9 | 0.9 | 0.9 | 0.9 | 0.9 | 0.9 | 0.9 | 0.9 | 0.9 | 0.9 | 0.9 | 0.9 | 0.9 | 0.9 | 0.9 | 0.9 | 0.9 | 0 | 0 | 0 | 0 | 0 | 0 | 0 | 0
F4_Commercial_Warehouse_New_Food Preparation_Natural Gas_Steamer_E2 | F4 | Commercial | Warehouse | New | Food Preparation | Natural Gas | Steamer | E2 | PCT BC Ratio | 12.4539 | 12.5522 | 12.6701 | 12.8671 | 13.1296 | 13.4409 | 13.7285 | 13.9764 | 14.2082 | 14.4369 | 14.6723 | 14.9069 | 15.1348 | 15.37 | 15.588 | 15.8035 | 16.0341 | 16.2662 | 16.5002 | 16.7351 | 16.9674 | 17.1964 | 0 | 0 | 0 | 0 | 0 | 0 | 0 | 0
F4_Commercial_Warehouse_New_Food Preparation_Natural Gas_Steamer_E3 | F4 | Commercial | Warehouse | New | Food Preparation | Natural Gas | Steamer | E3 | PCT BC Ratio | 0 | 0 | 0 | 0 | 0 | 0 | 0 | 0 | 0 | 0 | 0 | 0 | 0 | 0 | 0 | 0 | 0 | 0 | 0 | 0 | 0 | 0 | 0 | 0 | 0 | 0 | 0 | 0 | 0 | 0
F4_Commercial_Warehouse_New_Food Preparation_Natural Gas_Steamer_E4 | F4 | Commercial | Warehouse | New | Food Preparation | Natural Gas | Steamer | E4 | PCT BC Ratio | 0 | 0 | 0 | 0 | 0 | 0 | 0 | 0 | 0 | 0 | 0 | 0 | 0 | 0 | 0 | 0 | 0 | 0 | 0 | 0 | 0 | 0 | 0 | 0 | 0 | 0 | 0 | 0 | 0 | 0
F4_Commercial_Warehouse_New_Food Preparation_Natural Gas_Steamer_E5 | F4 | Commercial | Warehouse | New | Food Preparation | Natural Gas | Steamer | E5 | PCT BC Ratio | 0 | 0 | 0 | 0 | 0 | 0 | 0 | 0 | 0 | 0 | 0 | 0 | 0 | 0 | 0 | 0 | 0 | 0 | 0 | 0 | 0 | 0 | 0 | 0 | 0 | 0 | 0 | 0 | 0 | 0
F4_Commercial_Warehouse_New_Food Preparation_Natural Gas_Steamer_E6 | F4 | Commercial | Warehouse | New | Food Preparation | Natural Gas | Steamer | E6 | PCT BC Ratio | 0 | 0 | 0 | 0 | 0 | 0 | 0 | 0 | 0 | 0 | 0 | 0 | 0 | 0 | 0 | 0 | 0 | 0 | 0 | 0 | 0 | 0 | 0 | 0 | 0 | 0 | 0 | 0 | 0 | 0
F4_Commercial_Warehouse_New_Food Preparation_Natural Gas_Steamer_E7 | F4 | Commercial | Warehouse | New | Food Preparation | Natural Gas | Steamer | E7 | PCT BC Ratio | 0 | 0 | 0 | 0 | 0 | 0 | 0 | 0 | 0 | 0 | 0 | 0 | 0 | 0 | 0 | 0 | 0 | 0 | 0 | 0 | 0 | 0 | 0 | 0 | 0 | 0 | 0 | 0 | 0 | 0
F4_Commercial_Warehouse_New_Food Preparation_Natural Gas_Steamer_E8 | F4 | Commercial | Warehouse | New | Food Preparation | Natural Gas | Steamer | E8 | PCT BC Ratio | 0 | 0 | 0 | 0 | 0 | 0 | 0 | 0 | 0 | 0 | 0 | 0 | 0 | 0 | 0 | 0 | 0 | 0 | 0 | 0 | 0 | 0 | 0 | 0 | 0 | 0 | 0 | 0 | 0 | 0
F4_Commercial_Warehouse_New_Food Preparation_Natural Gas_Steamer_E9 | F4 | Commercial | Warehouse | New | Food Preparation | Natural Gas | Steamer | E9 | PCT BC Ratio | 0 | 0 | 0 | 0 | 0 | 0 | 0 | 0 | 0 | 0 | 0 | 0 | 0 | 0 | 0 | 0 | 0 | 0 | 0 | 0 | 0 | 0 | 0 | 0 | 0 | 0 | 0 | 0 | 0 | 0
F4_Commercial_Warehouse_New_Food Preparation_Natural Gas_Steamer_E10 | F4 | Commercial | Warehouse | New | Food Preparation | Natural Gas | Steamer | E10 | PCT BC Ratio | 0 | 0 | 0 | 0 | 0 | 0 | 0 | 0 | 0 | 0 | 0 | 0 | 0 | 0 | 0 | 0 | 0 | 0 | 0 | 0 | 0 | 0 | 0 | 0 | 0 | 0 | 0 | 0 | 0 | 0
F5_Commercial_Warehouse_New_Food Preparation_Natural Gas_Steamer_E1 | F5 | Commercial | Warehouse | New | Food Preparation | Natural Gas | Steamer | E1 | RIM BC Ratio | 0.9 | 0.9 | 0.9 | 0.9 | 0.9 | 0.9 | 0.9 | 0.9 | 0.9 | 0.9 | 0.9 | 0.9 | 0.9 | 0.9 | 0.9 | 0.9 | 0.9 | 0.9 | 0.9 | 0.9 | 0.9 | 0.9 | 0 | 0 | 0 | 0 | 0 | 0 | 0 | 0
F5_Commercial_Warehouse_New_Food Preparation_Natural Gas_Steamer_E2 | F5 | Commercial | Warehouse | New | Food Preparation | Natural Gas | Steamer | E2 | RIM BC Ratio | 0.72319 | 0.72401 | 0.72496 | 0.72653 | 0.72855 | 0.73085 | 0.73288 | 0.73457 | 0.73611 | 0.73757 | 0.73904 | 0.74045 | 0.74179 | 0.74313 | 0.74434 | 0.7455 | 0.74671 | 0.7479 | 0.74906 | 0.7502 | 0.7513 | 0.75235 | 0 | 0 | 0 | 0 | 0 | 0 | 0 | 0
F5_Commercial_Warehouse_New_Food Preparation_Natural Gas_Steamer_E3 | F5 | Commercial | Warehouse | New | Food Preparation | Natural Gas | Steamer | E3 | RIM BC Ratio | 0 | 0 | 0 | 0 | 0 | 0 | 0 | 0 | 0 | 0 | 0 | 0 | 0 | 0 | 0 | 0 | 0 | 0 | 0 | 0 | 0 | 0 | 0 | 0 | 0 | 0 | 0 | 0 | 0 | 0
F5_Commercial_Warehouse_New_Food Preparation_Natural Gas_Steamer_E4 | F5 | Commercial | Warehouse | New | Food Preparation | Natural Gas | Steamer | E4 | RIM BC Ratio | 0 | 0 | 0 | 0 | 0 | 0 | 0 | 0 | 0 | 0 | 0 | 0 | 0 | 0 | 0 | 0 | 0 | 0 | 0 | 0 | 0 | 0 | 0 | 0 | 0 | 0 | 0 | 0 | 0 | 0
F5_Commercial_Warehouse_New_Food Preparation_Natural Gas_Steamer_E5 | F5 | Commercial | Warehouse | New | Food Preparation | Natural Gas | Steamer | E5 | RIM BC Ratio | 0 | 0 | 0 | 0 | 0 | 0 | 0 | 0 | 0 | 0 | 0 | 0 | 0 | 0 | 0 | 0 | 0 | 0 | 0 | 0 | 0 | 0 | 0 | 0 | 0 | 0 | 0 | 0 | 0 | 0
F5_Commercial_Warehouse_New_Food Preparation_Natural Gas_Steamer_E6 | F5 | Commercial | Warehouse | New | Food Preparation | Natural Gas | Steamer | E6 | RIM BC Ratio | 0 | 0 | 0 | 0 | 0 | 0 | 0 | 0 | 0 | 0 | 0 | 0 | 0 | 0 | 0 | 0 | 0 | 0 | 0 | 0 | 0 | 0 | 0 | 0 | 0 | 0 | 0 | 0 | 0 | 0
F5_Commercial_Warehouse_New_Food Preparation_Natural Gas_Steamer_E7 | F5 | Commercial | Warehouse | New | Food Preparation | Natural Gas | Steamer | E7 | RIM BC Ratio | 0 | 0 | 0 | 0 | 0 | 0 | 0 | 0 | 0 | 0 | 0 | 0 | 0 | 0 | 0 | 0 | 0 | 0 | 0 | 0 | 0 | 0 | 0 | 0 | 0 | 0 | 0 | 0 | 0 | 0
F5_Commercial_Warehouse_New_Food Preparation_Natural Gas_Steamer_E8 | F5 | Commercial | Warehouse | New | Food Preparation | Natural Gas | Steamer | E8 | RIM BC Ratio | 0 | 0 | 0 | 0 | 0 | 0 | 0 | 0 | 0 | 0 | 0 | 0 | 0 | 0 | 0 | 0 | 0 | 0 | 0 | 0 | 0 | 0 | 0 | 0 | 0 | 0 | 0 | 0 | 0 | 0
F5_Commercial_Warehouse_New_Food Preparation_Natural Gas_Steamer_E9 | F5 | Commercial | Warehouse | New | Food Preparation | Natural Gas | Steamer | E9 | RIM BC Ratio | 0 | 0 | 0 | 0 | 0 | 0 | 0 | 0 | 0 | 0 | 0 | 0 | 0 | 0 | 0 | 0 | 0 | 0 | 0 | 0 | 0 | 0 | 0 | 0 | 0 | 0 | 0 | 0 | 0 | 0
F5_Commercial_Warehouse_New_Food Preparation_Natural Gas_Steamer_E10 | F5 | Commercial | Warehouse | New | Food Preparation | Natural Gas | Steamer | E10 | RIM BC Ratio | 0 | 0 | 0 | 0 | 0 | 0 | 0 | 0 | 0 | 0 | 0 | 0 | 0 | 0 | 0 | 0 | 0 | 0 | 0 | 0 | 0 | 0 | 0 | 0 | 0 | 0 | 0 | 0 | 0 | 0
F0_Commercial_Warehouse_New_Food Preparation_Natural Gas_Food Prep Other_E0 | F0 | Commercial | Warehouse | New | Food Preparation | Natural Gas | Food Prep Other | E0 | Economic Unit | ENERGY STAR | ENERGY STAR | ENERGY STAR | ENERGY STAR | ENERGY STAR | ENERGY STAR | ENERGY STAR | ENERGY STAR | ENERGY STAR | ENERGY STAR | ENERGY STAR | ENERGY STAR | ENERGY STAR | ENERGY STAR | ENERGY STAR | ENERGY STAR | ENERGY STAR | ENERGY STAR | ENERGY STAR | ENERGY STAR | ENERGY STAR | ENERGY STAR | 0 | 0 | 0 | 0 | 0 | 0 | 0 | 0
F1_Commercial_Warehouse_New_Food Preparation_Natural Gas_Food Prep Other_E1 | F1 | Commercial | Warehouse | New | Food Preparation | Natural Gas | Food Prep Other | E1 | CCE | 0 | 0 | 0 | 0 | 0 | 0 | 0 | 0 | 0 | 0 | 0 | 0 | 0 | 0 | 0 | 0 | 0 | 0 | 0 | 0 | 0 | 0 | 0 | 0 | 0 | 0 | 0 | 0 | 0 | 0
F1_Commercial_Warehouse_New_Food Preparation_Natural Gas_Food Prep Other_E2 | F1 | Commercial | Warehouse | New | Food Preparation | Natural Gas | Food Prep Other | E2 | CCE | 0.14135 | 0.14135 | 0.1485 | 0.14624 | 0.14404 | 0.1413 | 0.14092 | 0.14001 | 0.13917 | 0.1379 | 0.1377 | 0.13707 | 0.1365 | 0.13542 | 0.13557 | 0.13515 | 0.13475 | 0.13386 | 0.13412 | 0.13386 | 0.13366 | 0.13291 | 0 | 0 | 0 | 0 | 0 | 0 | 0 | 0
F1_Commercial_Warehouse_New_Food Preparation_Natural Gas_Food Prep Other_E3 | F1 | Commercial | Warehouse | New | Food Preparation | Natural Gas | Food Prep Other | E3 | CCE | 0 | 0 | 0 | 0 | 0 | 0 | 0 | 0 | 0 | 0 | 0 | 0 | 0 | 0 | 0 | 0 | 0 | 0 | 0 | 0 | 0 | 0 | 0 | 0 | 0 | 0 | 0 | 0 | 0 | 0
F1_Commercial_Warehouse_New_Food Preparation_Natural Gas_Food Prep Other_E4 | F1 | Commercial | Warehouse | New | Food Preparation | Natural Gas | Food Prep Other | E4 | CCE | 0 | 0 | 0 | 0 | 0 | 0 | 0 | 0 | 0 | 0 | 0 | 0 | 0 | 0 | 0 | 0 | 0 | 0 | 0 | 0 | 0 | 0 | 0 | 0 | 0 | 0 | 0 | 0 | 0 | 0
F1_Commercial_Warehouse_New_Food Preparation_Natural Gas_Food Prep Other_E5 | F1 | Commercial | Warehouse | New | Food Preparation | Natural Gas | Food Prep Other | E5 | CCE | 0 | 0 | 0 | 0 | 0 | 0 | 0 | 0 | 0 | 0 | 0 | 0 | 0 | 0 | 0 | 0 | 0 | 0 | 0 | 0 | 0 | 0 | 0 | 0 | 0 | 0 | 0 | 0 | 0 | 0
F1_Commercial_Warehouse_New_Food Preparation_Natural Gas_Food Prep Other_E6 | F1 | Commercial | Warehouse | New | Food Preparation | Natural Gas | Food Prep Other | E6 | CCE | 0 | 0 | 0 | 0 | 0 | 0 | 0 | 0 | 0 | 0 | 0 | 0 | 0 | 0 | 0 | 0 | 0 | 0 | 0 | 0 | 0 | 0 | 0 | 0 | 0 | 0 | 0 | 0 | 0 | 0
F1_Commercial_Warehouse_New_Food Preparation_Natural Gas_Food Prep Other_E7 | F1 | Commercial | Warehouse | New | Food Preparation | Natural Gas | Food Prep Other | E7 | CCE | 0 | 0 | 0 | 0 | 0 | 0 | 0 | 0 | 0 | 0 | 0 | 0 | 0 | 0 | 0 | 0 | 0 | 0 | 0 | 0 | 0 | 0 | 0 | 0 | 0 | 0 | 0 | 0 | 0 | 0
F1_Commercial_Warehouse_New_Food Preparation_Natural Gas_Food Prep Other_E8 | F1 | Commercial | Warehouse | New | Food Preparation | Natural Gas | Food Prep Other | E8 | CCE | 0 | 0 | 0 | 0 | 0 | 0 | 0 | 0 | 0 | 0 | 0 | 0 | 0 | 0 | 0 | 0 | 0 | 0 | 0 | 0 | 0 | 0 | 0 | 0 | 0 | 0 | 0 | 0 | 0 | 0
F1_Commercial_Warehouse_New_Food Preparation_Natural Gas_Food Prep Other_E9 | F1 | Commercial | Warehouse | New | Food Preparation | Natural Gas | Food Prep Other | E9 | CCE | 0 | 0 | 0 | 0 | 0 | 0 | 0 | 0 | 0 | 0 | 0 | 0 | 0 | 0 | 0 | 0 | 0 | 0 | 0 | 0 | 0 | 0 | 0 | 0 | 0 | 0 | 0 | 0 | 0 | 0
F1_Commercial_Warehouse_New_Food Preparation_Natural Gas_Food Prep Other_E10 | F1 | Commercial | Warehouse | New | Food Preparation | Natural Gas | Food Prep Other | E10 | CCE | 0 | 0 | 0 | 0 | 0 | 0 | 0 | 0 | 0 | 0 | 0 | 0 | 0 | 0 | 0 | 0 | 0 | 0 | 0 | 0 | 0 | 0 | 0 | 0 | 0 | 0 | 0 | 0 | 0 | 0
F2_Commercial_Warehouse_New_Food Preparation_Natural Gas_Food Prep Other_E1 | F2 | Commercial | Warehouse | New | Food Preparation | Natural Gas | Food Prep Other | E1 | TRC BC Ratio | 0.9 | 0.9 | 0.9 | 0.9 | 0.9 | 0.9 | 0.9 | 0.9 | 0.9 | 0.9 | 0.9 | 0.9 | 0.9 | 0.9 | 0.9 | 0.9 | 0.9 | 0.9 | 0.9 | 0.9 | 0.9 | 0.9 | 0 | 0 | 0 | 0 | 0 | 0 | 0 | 0
F2_Commercial_Warehouse_New_Food Preparation_Natural Gas_Food Prep Other_E2 | F2 | Commercial | Warehouse | New | Food Preparation | Natural Gas | Food Prep Other | E2 | TRC BC Ratio | 0.061956 | 0.062369 | 0.062904 | 0.063937 | 0.06537 | 0.067096 | 0.068663 | 0.070005 | 0.071279 | 0.07258 | 0.073973 | 0.075332 | 0.076617 | 0.077911 | 0.079055 | 0.080138 | 0.081309 | 0.082485 | 0.083667 | 0.084849 | 0.08601 | 0.087142 | 0 | 0 | 0 | 0 | 0 | 0 | 0 | 0
F2_Commercial_Warehouse_New_Food Preparation_Natural Gas_Food Prep Other_E3 | F2 | Commercial | Warehouse | New | Food Preparation | Natural Gas | Food Prep Other | E3 | TRC BC Ratio | 0 | 0 | 0 | 0 | 0 | 0 | 0 | 0 | 0 | 0 | 0 | 0 | 0 | 0 | 0 | 0 | 0 | 0 | 0 | 0 | 0 | 0 | 0 | 0 | 0 | 0 | 0 | 0 | 0 | 0
F2_Commercial_Warehouse_New_Food Preparation_Natural Gas_Food Prep Other_E4 | F2 | Commercial | Warehouse | New | Food Preparation | Natural Gas | Food Prep Other | E4 | TRC BC Ratio | 0 | 0 | 0 | 0 | 0 | 0 | 0 | 0 | 0 | 0 | 0 | 0 | 0 | 0 | 0 | 0 | 0 | 0 | 0 | 0 | 0 | 0 | 0 | 0 | 0 | 0 | 0 | 0 | 0 | 0
F2_Commercial_Warehouse_New_Food Preparation_Natural Gas_Food Prep Other_E5 | F2 | Commercial | Warehouse | New | Food Preparation | Natural Gas | Food Prep Other | E5 | TRC BC Ratio | 0 | 0 | 0 | 0 | 0 | 0 | 0 | 0 | 0 | 0 | 0 | 0 | 0 | 0 | 0 | 0 | 0 | 0 | 0 | 0 | 0 | 0 | 0 | 0 | 0 | 0 | 0 | 0 | 0 | 0
F2_Commercial_Warehouse_New_Food Preparation_Natural Gas_Food Prep Other_E6 | F2 | Commercial | Warehouse | New | Food Preparation | Natural Gas | Food Prep Other | E6 | TRC BC Ratio | 0 | 0 | 0 | 0 | 0 | 0 | 0 | 0 | 0 | 0 | 0 | 0 | 0 | 0 | 0 | 0 | 0 | 0 | 0 | 0 | 0 | 0 | 0 | 0 | 0 | 0 | 0 | 0 | 0 | 0
F2_Commercial_Warehouse_New_Food Preparation_Natural Gas_Food Prep Other_E7 | F2 | Commercial | Warehouse | New | Food Preparation | Natural Gas | Food Prep Other | E7 | TRC BC Ratio | 0 | 0 | 0 | 0 | 0 | 0 | 0 | 0 | 0 | 0 | 0 | 0 | 0 | 0 | 0 | 0 | 0 | 0 | 0 | 0 | 0 | 0 | 0 | 0 | 0 | 0 | 0 | 0 | 0 | 0
F2_Commercial_Warehouse_New_Food Preparation_Natural Gas_Food Prep Other_E8 | F2 | Commercial | Warehouse | New | Food Preparation | Natural Gas | Food Prep Other | E8 | TRC BC Ratio | 0 | 0 | 0 | 0 | 0 | 0 | 0 | 0 | 0 | 0 | 0 | 0 | 0 | 0 | 0 | 0 | 0 | 0 | 0 | 0 | 0 | 0 | 0 | 0 | 0 | 0 | 0 | 0 | 0 | 0
F2_Commercial_Warehouse_New_Food Preparation_Natural Gas_Food Prep Other_E9 | F2 | Commercial | Warehouse | New | Food Preparation | Natural Gas | Food Prep Other | E9 | TRC BC Ratio | 0 | 0 | 0 | 0 | 0 | 0 | 0 | 0 | 0 | 0 | 0 | 0 | 0 | 0 | 0 | 0 | 0 | 0 | 0 | 0 | 0 | 0 | 0 | 0 | 0 | 0 | 0 | 0 | 0 | 0
F2_Commercial_Warehouse_New_Food Preparation_Natural Gas_Food Prep Other_E10 | F2 | Commercial | Warehouse | New | Food Preparation | Natural Gas | Food Prep Other | E10 | TRC BC Ratio | 0 | 0 | 0 | 0 | 0 | 0 | 0 | 0 | 0 | 0 | 0 | 0 | 0 | 0 | 0 | 0 | 0 | 0 | 0 | 0 | 0 | 0 | 0 | 0 | 0 | 0 | 0 | 0 | 0 | 0
F3_Commercial_Warehouse_New_Food Preparation_Natural Gas_Food Prep Other_E1 | F3 | Commercial | Warehouse | New | Food Preparation | Natural Gas | Food Prep Other | E1 | PACT BC Ratio | 0.9 | 0.9 | 0.9 | 0.9 | 0.9 | 0.9 | 0.9 | 0.9 | 0.9 | 0.9 | 0.9 | 0.9 | 0.9 | 0.9 | 0.9 | 0.9 | 0.9 | 0.9 | 0.9 | 0.9 | 0.9 | 0.9 | 0 | 0 | 0 | 0 | 0 | 0 | 0 | 0
F3_Commercial_Warehouse_New_Food Preparation_Natural Gas_Food Prep Other_E2 | F3 | Commercial | Warehouse | New | Food Preparation | Natural Gas | Food Prep Other | E2 | PACT BC Ratio | 1.0937 | 1.101 | 1.1104 | 1.1287 | 1.154 | 1.1844 | 1.2121 | 1.2358 | 1.2583 | 1.2813 | 1.3058 | 1.3298 | 1.3525 | 1.3754 | 1.3956 | 1.4147 | 1.4353 | 1.4561 | 1.477 | 1.4978 | 1.5183 | 1.5383 | 0 | 0 | 0 | 0 | 0 | 0 | 0 | 0
F3_Commercial_Warehouse_New_Food Preparation_Natural Gas_Food Prep Other_E3 | F3 | Commercial | Warehouse | New | Food Preparation | Natural Gas | Food Prep Other | E3 | PACT BC Ratio | 0 | 0 | 0 | 0 | 0 | 0 | 0 | 0 | 0 | 0 | 0 | 0 | 0 | 0 | 0 | 0 | 0 | 0 | 0 | 0 | 0 | 0 | 0 | 0 | 0 | 0 | 0 | 0 | 0 | 0
F3_Commercial_Warehouse_New_Food Preparation_Natural Gas_Food Prep Other_E4 | F3 | Commercial | Warehouse | New | Food Preparation | Natural Gas | Food Prep Other | E4 | PACT BC Ratio | 0 | 0 | 0 | 0 | 0 | 0 | 0 | 0 | 0 | 0 | 0 | 0 | 0 | 0 | 0 | 0 | 0 | 0 | 0 | 0 | 0 | 0 | 0 | 0 | 0 | 0 | 0 | 0 | 0 | 0
F3_Commercial_Warehouse_New_Food Preparation_Natural Gas_Food Prep Other_E5 | F3 | Commercial | Warehouse | New | Food Preparation | Natural Gas | Food Prep Other | E5 | PACT BC Ratio | 0 | 0 | 0 | 0 | 0 | 0 | 0 | 0 | 0 | 0 | 0 | 0 | 0 | 0 | 0 | 0 | 0 | 0 | 0 | 0 | 0 | 0 | 0 | 0 | 0 | 0 | 0 | 0 | 0 | 0
F3_Commercial_Warehouse_New_Food Preparation_Natural Gas_Food Prep Other_E6 | F3 | Commercial | Warehouse | New | Food Preparation | Natural Gas | Food Prep Other | E6 | PACT BC Ratio | 0 | 0 | 0 | 0 | 0 | 0 | 0 | 0 | 0 | 0 | 0 | 0 | 0 | 0 | 0 | 0 | 0 | 0 | 0 | 0 | 0 | 0 | 0 | 0 | 0 | 0 | 0 | 0 | 0 | 0
F3_Commercial_Warehouse_New_Food Preparation_Natural Gas_Food Prep Other_E7 | F3 | Commercial | Warehouse | New | Food Preparation | Natural Gas | Food Prep Other | E7 | PACT BC Ratio | 0 | 0 | 0 | 0 | 0 | 0 | 0 | 0 | 0 | 0 | 0 | 0 | 0 | 0 | 0 | 0 | 0 | 0 | 0 | 0 | 0 | 0 | 0 | 0 | 0 | 0 | 0 | 0 | 0 | 0
F3_Commercial_Warehouse_New_Food Preparation_Natural Gas_Food Prep Other_E8 | F3 | Commercial | Warehouse | New | Food Preparation | Natural Gas | Food Prep Other | E8 | PACT BC Ratio | 0 | 0 | 0 | 0 | 0 | 0 | 0 | 0 | 0 | 0 | 0 | 0 | 0 | 0 | 0 | 0 | 0 | 0 | 0 | 0 | 0 | 0 | 0 | 0 | 0 | 0 | 0 | 0 | 0 | 0
F3_Commercial_Warehouse_New_Food Preparation_Natural Gas_Food Prep Other_E9 | F3 | Commercial | Warehouse | New | Food Preparation | Natural Gas | Food Prep Other | E9 | PACT BC Ratio | 0 | 0 | 0 | 0 | 0 | 0 | 0 | 0 | 0 | 0 | 0 | 0 | 0 | 0 | 0 | 0 | 0 | 0 | 0 | 0 | 0 | 0 | 0 | 0 | 0 | 0 | 0 | 0 | 0 | 0
F3_Commercial_Warehouse_New_Food Preparation_Natural Gas_Food Prep Other_E10 | F3 | Commercial | Warehouse | New | Food Preparation | Natural Gas | Food Prep Other | E10 | PACT BC Ratio | 0 | 0 | 0 | 0 | 0 | 0 | 0 | 0 | 0 | 0 | 0 | 0 | 0 | 0 | 0 | 0 | 0 | 0 | 0 | 0 | 0 | 0 | 0 | 0 | 0 | 0 | 0 | 0 | 0 | 0
F4_Commercial_Warehouse_New_Food Preparation_Natural Gas_Food Prep Other_E1 | F4 | Commercial | Warehouse | New | Food Preparation | Natural Gas | Food Prep Other | E1 | PCT BC Ratio | 0.9 | 0.9 | 0.9 | 0.9 | 0.9 | 0.9 | 0.9 | 0.9 | 0.9 | 0.9 | 0.9 | 0.9 | 0.9 | 0.9 | 0.9 | 0.9 | 0.9 | 0.9 | 0.9 | 0.9 | 0.9 | 0.9 | 0 | 0 | 0 | 0 | 0 | 0 | 0 | 0
F4_Commercial_Warehouse_New_Food Preparation_Natural Gas_Food Prep Other_E2 | F4 | Commercial | Warehouse | New | Food Preparation | Natural Gas | Food Prep Other | E2 | PCT BC Ratio | 0.1043 | 0.10481 | 0.10547 | 0.10674 | 0.10851 | 0.11064 | 0.11258 | 0.11424 | 0.11581 | 0.11741 | 0.11913 | 0.12081 | 0.1224 | 0.124 | 0.12541 | 0.12675 | 0.12819 | 0.12964 | 0.1311 | 0.13256 | 0.134 | 0.13539 | 0 | 0 | 0 | 0 | 0 | 0 | 0 | 0
F4_Commercial_Warehouse_New_Food Preparation_Natural Gas_Food Prep Other_E3 | F4 | Commercial | Warehouse | New | Food Preparation | Natural Gas | Food Prep Other | E3 | PCT BC Ratio | 0 | 0 | 0 | 0 | 0 | 0 | 0 | 0 | 0 | 0 | 0 | 0 | 0 | 0 | 0 | 0 | 0 | 0 | 0 | 0 | 0 | 0 | 0 | 0 | 0 | 0 | 0 | 0 | 0 | 0
F4_Commercial_Warehouse_New_Food Preparation_Natural Gas_Food Prep Other_E4 | F4 | Commercial | Warehouse | New | Food Preparation | Natural Gas | Food Prep Other | E4 | PCT BC Ratio | 0 | 0 | 0 | 0 | 0 | 0 | 0 | 0 | 0 | 0 | 0 | 0 | 0 | 0 | 0 | 0 | 0 | 0 | 0 | 0 | 0 | 0 | 0 | 0 | 0 | 0 | 0 | 0 | 0 | 0
F4_Commercial_Warehouse_New_Food Preparation_Natural Gas_Food Prep Other_E5 | F4 | Commercial | Warehouse | New | Food Preparation | Natural Gas | Food Prep Other | E5 | PCT BC Ratio | 0 | 0 | 0 | 0 | 0 | 0 | 0 | 0 | 0 | 0 | 0 | 0 | 0 | 0 | 0 | 0 | 0 | 0 | 0 | 0 | 0 | 0 | 0 | 0 | 0 | 0 | 0 | 0 | 0 | 0
F4_Commercial_Warehouse_New_Food Preparation_Natural Gas_Food Prep Other_E6 | F4 | Commercial | Warehouse | New | Food Preparation | Natural Gas | Food Prep Other | E6 | PCT BC Ratio | 0 | 0 | 0 | 0 | 0 | 0 | 0 | 0 | 0 | 0 | 0 | 0 | 0 | 0 | 0 | 0 | 0 | 0 | 0 | 0 | 0 | 0 | 0 | 0 | 0 | 0 | 0 | 0 | 0 | 0
F4_Commercial_Warehouse_New_Food Preparation_Natural Gas_Food Prep Other_E7 | F4 | Commercial | Warehouse | New | Food Preparation | Natural Gas | Food Prep Other | E7 | PCT BC Ratio | 0 | 0 | 0 | 0 | 0 | 0 | 0 | 0 | 0 | 0 | 0 | 0 | 0 | 0 | 0 | 0 | 0 | 0 | 0 | 0 | 0 | 0 | 0 | 0 | 0 | 0 | 0 | 0 | 0 | 0
F4_Commercial_Warehouse_New_Food Preparation_Natural Gas_Food Prep Other_E8 | F4 | Commercial | Warehouse | New | Food Preparation | Natural Gas | Food Prep Other | E8 | PCT BC Ratio | 0 | 0 | 0 | 0 | 0 | 0 | 0 | 0 | 0 | 0 | 0 | 0 | 0 | 0 | 0 | 0 | 0 | 0 | 0 | 0 | 0 | 0 | 0 | 0 | 0 | 0 | 0 | 0 | 0 | 0
F4_Commercial_Warehouse_New_Food Preparation_Natural Gas_Food Prep Other_E9 | F4 | Commercial | Warehouse | New | Food Preparation | Natural Gas | Food Prep Other | E9 | PCT BC Ratio | 0 | 0 | 0 | 0 | 0 | 0 | 0 | 0 | 0 | 0 | 0 | 0 | 0 | 0 | 0 | 0 | 0 | 0 | 0 | 0 | 0 | 0 | 0 | 0 | 0 | 0 | 0 | 0 | 0 | 0
F4_Commercial_Warehouse_New_Food Preparation_Natural Gas_Food Prep Other_E10 | F4 | Commercial | Warehouse | New | Food Preparation | Natural Gas | Food Prep Other | E10 | PCT BC Ratio | 0 | 0 | 0 | 0 | 0 | 0 | 0 | 0 | 0 | 0 | 0 | 0 | 0 | 0 | 0 | 0 | 0 | 0 | 0 | 0 | 0 | 0 | 0 | 0 | 0 | 0 | 0 | 0 | 0 | 0
F5_Commercial_Warehouse_New_Food Preparation_Natural Gas_Food Prep Other_E1 | F5 | Commercial | Warehouse | New | Food Preparation | Natural Gas | Food Prep Other | E1 | RIM BC Ratio | 0.9 | 0.9 | 0.9 | 0.9 | 0.9 | 0.9 | 0.9 | 0.9 | 0.9 | 0.9 | 0.9 | 0.9 | 0.9 | 0.9 | 0.9 | 0.9 | 0.9 | 0.9 | 0.9 | 0.9 | 0.9 | 0.9 | 0 | 0 | 0 | 0 | 0 | 0 | 0 | 0
F5_Commercial_Warehouse_New_Food Preparation_Natural Gas_Food Prep Other_E2 | F5 | Commercial | Warehouse | New | Food Preparation | Natural Gas | Food Prep Other | E2 | RIM BC Ratio | 0.4734 | 0.47476 | 0.47651 | 0.47983 | 0.48435 | 0.48963 | 0.4943 | 0.49819 | 0.50181 | 0.50542 | 0.5092 | 0.51281 | 0.51615 | 0.51944 | 0.5223 | 0.52495 | 0.52777 | 0.53055 | 0.5333 | 0.53599 | 0.53859 | 0.54109 | 0 | 0 | 0 | 0 | 0 | 0 | 0 | 0
F5_Commercial_Warehouse_New_Food Preparation_Natural Gas_Food Prep Other_E3 | F5 | Commercial | Warehouse | New | Food Preparation | Natural Gas | Food Prep Other | E3 | RIM BC Ratio | 0 | 0 | 0 | 0 | 0 | 0 | 0 | 0 | 0 | 0 | 0 | 0 | 0 | 0 | 0 | 0 | 0 | 0 | 0 | 0 | 0 | 0 | 0 | 0 | 0 | 0 | 0 | 0 | 0 | 0
F5_Commercial_Warehouse_New_Food Preparation_Natural Gas_Food Prep Other_E4 | F5 | Commercial | Warehouse | New | Food Preparation | Natural Gas | Food Prep Other | E4 | RIM BC Ratio | 0 | 0 | 0 | 0 | 0 | 0 | 0 | 0 | 0 | 0 | 0 | 0 | 0 | 0 | 0 | 0 | 0 | 0 | 0 | 0 | 0 | 0 | 0 | 0 | 0 | 0 | 0 | 0 | 0 | 0
F5_Commercial_Warehouse_New_Food Preparation_Natural Gas_Food Prep Other_E5 | F5 | Commercial | Warehouse | New | Food Preparation | Natural Gas | Food Prep Other | E5 | RIM BC Ratio | 0 | 0 | 0 | 0 | 0 | 0 | 0 | 0 | 0 | 0 | 0 | 0 | 0 | 0 | 0 | 0 | 0 | 0 | 0 | 0 | 0 | 0 | 0 | 0 | 0 | 0 | 0 | 0 | 0 | 0
F5_Commercial_Warehouse_New_Food Preparation_Natural Gas_Food Prep Other_E6 | F5 | Commercial | Warehouse | New | Food Preparation | Natural Gas | Food Prep Other | E6 | RIM BC Ratio | 0 | 0 | 0 | 0 | 0 | 0 | 0 | 0 | 0 | 0 | 0 | 0 | 0 | 0 | 0 | 0 | 0 | 0 | 0 | 0 | 0 | 0 | 0 | 0 | 0 | 0 | 0 | 0 | 0 | 0
F5_Commercial_Warehouse_New_Food Preparation_Natural Gas_Food Prep Other_E7 | F5 | Commercial | Warehouse | New | Food Preparation | Natural Gas | Food Prep Other | E7 | RIM BC Ratio | 0 | 0 | 0 | 0 | 0 | 0 | 0 | 0 | 0 | 0 | 0 | 0 | 0 | 0 | 0 | 0 | 0 | 0 | 0 | 0 | 0 | 0 | 0 | 0 | 0 | 0 | 0 | 0 | 0 | 0
F5_Commercial_Warehouse_New_Food Preparation_Natural Gas_Food Prep Other_E8 | F5 | Commercial | Warehouse | New | Food Preparation | Natural Gas | Food Prep Other | E8 | RIM BC Ratio | 0 | 0 | 0 | 0 | 0 | 0 | 0 | 0 | 0 | 0 | 0 | 0 | 0 | 0 | 0 | 0 | 0 | 0 | 0 | 0 | 0 | 0 | 0 | 0 | 0 | 0 | 0 | 0 | 0 | 0
F5_Commercial_Warehouse_New_Food Preparation_Natural Gas_Food Prep Other_E9 | F5 | Commercial | Warehouse | New | Food Preparation | Natural Gas | Food Prep Other | E9 | RIM BC Ratio | 0 | 0 | 0 | 0 | 0 | 0 | 0 | 0 | 0 | 0 | 0 | 0 | 0 | 0 | 0 | 0 | 0 | 0 | 0 | 0 | 0 | 0 | 0 | 0 | 0 | 0 | 0 | 0 | 0 | 0
F5_Commercial_Warehouse_New_Food Preparation_Natural Gas_Food Prep Other_E10 | F5 | Commercial | Warehouse | New | Food Preparation | Natural Gas | Food Prep Other | E10 | RIM BC Ratio | 0 | 0 | 0 | 0 | 0 | 0 | 0 | 0 | 0 | 0 | 0 | 0 | 0 | 0 | 0 | 0 | 0 | 0 | 0 | 0 | 0 | 0 | 0 | 0 | 0 | 0 | 0 | 0 | 0 | 0
F0_Commercial_Warehouse_New_Miscellaneous_Natural Gas_Pool Heater_E0 | F0 | Commercial | Warehouse | New | Miscellaneous | Natural Gas | Pool Heater | E0 | Economic Unit | Standard (EF .78) | Standard (EF .78) | Standard (EF .78) | Standard (EF .78) | Standard (EF .78) | Standard (EF .78) | Standard (EF .78) | Standard (EF .78) | Standard (EF .78) | Standard (EF .78) | Standard (EF .78) | Standard (EF .78) | Condensing (EF .90) | Condensing (EF .90) | Condensing (EF .90) | Condensing (EF .90) | Condensing (EF .90) | Condensing (EF .90) | Condensing (EF .90) | Condensing (EF .90) | Condensing (EF .90) | Condensing (EF .90) | 0 | 0 | 0 | 0 | 0 | 0 | 0 | 0
F1_Commercial_Warehouse_New_Miscellaneous_Natural Gas_Pool Heater_E1 | F1 | Commercial | Warehouse | New | Miscellaneous | Natural Gas | Pool Heater | E1 | CCE | 0 | 0 | 0 | 0 | 0 | 0 | 0 | 0 | 0 | 0 | 0 | 0 | 0 | 0 | 0 | 0 | 0 | 0 | 0 | 0 | 0 | 0 | 0 | 0 | 0 | 0 | 0 | 0 | 0 | 0
F1_Commercial_Warehouse_New_Miscellaneous_Natural Gas_Pool Heater_E2 | F1 | Commercial | Warehouse | New | Miscellaneous | Natural Gas | Pool Heater | E2 | CCE | 0.016289 | 0.016289 | 0.017113 | 0.016853 | 0.0166 | 0.016284 | 0.016239 | 0.016135 | 0.016038 | 0.015891 | 0.015869 | 0.015796 | 0.015731 | 0.015606 | 0.015623 | 0.015575 | 0.015528 | 0.015425 | 0.015456 | 0.015426 | 0.015403 | 0.015317 | 0 | 0 | 0 | 0 | 0 | 0 | 0 | 0
F1_Commercial_Warehouse_New_Miscellaneous_Natural Gas_Pool Heater_E3 | F1 | Commercial | Warehouse | New | Miscellaneous | Natural Gas | Pool Heater | E3 | CCE | 0 | 0 | 0 | 0 | 0 | 0 | 0 | 0 | 0 | 0 | 0 | 0 | 0 | 0 | 0 | 0 | 0 | 0 | 0 | 0 | 0 | 0 | 0 | 0 | 0 | 0 | 0 | 0 | 0 | 0
F1_Commercial_Warehouse_New_Miscellaneous_Natural Gas_Pool Heater_E4 | F1 | Commercial | Warehouse | New | Miscellaneous | Natural Gas | Pool Heater | E4 | CCE | 0 | 0 | 0 | 0 | 0 | 0 | 0 | 0 | 0 | 0 | 0 | 0 | 0 | 0 | 0 | 0 | 0 | 0 | 0 | 0 | 0 | 0 | 0 | 0 | 0 | 0 | 0 | 0 | 0 | 0
F1_Commercial_Warehouse_New_Miscellaneous_Natural Gas_Pool Heater_E5 | F1 | Commercial | Warehouse | New | Miscellaneous | Natural Gas | Pool Heater | E5 | CCE | 0 | 0 | 0 | 0 | 0 | 0 | 0 | 0 | 0 | 0 | 0 | 0 | 0 | 0 | 0 | 0 | 0 | 0 | 0 | 0 | 0 | 0 | 0 | 0 | 0 | 0 | 0 | 0 | 0 | 0
F1_Commercial_Warehouse_New_Miscellaneous_Natural Gas_Pool Heater_E6 | F1 | Commercial | Warehouse | New | Miscellaneous | Natural Gas | Pool Heater | E6 | CCE | 0 | 0 | 0 | 0 | 0 | 0 | 0 | 0 | 0 | 0 | 0 | 0 | 0 | 0 | 0 | 0 | 0 | 0 | 0 | 0 | 0 | 0 | 0 | 0 | 0 | 0 | 0 | 0 | 0 | 0
F1_Commercial_Warehouse_New_Miscellaneous_Natural Gas_Pool Heater_E7 | F1 | Commercial | Warehouse | New | Miscellaneous | Natural Gas | Pool Heater | E7 | CCE | 0 | 0 | 0 | 0 | 0 | 0 | 0 | 0 | 0 | 0 | 0 | 0 | 0 | 0 | 0 | 0 | 0 | 0 | 0 | 0 | 0 | 0 | 0 | 0 | 0 | 0 | 0 | 0 | 0 | 0
F1_Commercial_Warehouse_New_Miscellaneous_Natural Gas_Pool Heater_E8 | F1 | Commercial | Warehouse | New | Miscellaneous | Natural Gas | Pool Heater | E8 | CCE | 0 | 0 | 0 | 0 | 0 | 0 | 0 | 0 | 0 | 0 | 0 | 0 | 0 | 0 | 0 | 0 | 0 | 0 | 0 | 0 | 0 | 0 | 0 | 0 | 0 | 0 | 0 | 0 | 0 | 0
F1_Commercial_Warehouse_New_Miscellaneous_Natural Gas_Pool Heater_E9 | F1 | Commercial | Warehouse | New | Miscellaneous | Natural Gas | Pool Heater | E9 | CCE | 0 | 0 | 0 | 0 | 0 | 0 | 0 | 0 | 0 | 0 | 0 | 0 | 0 | 0 | 0 | 0 | 0 | 0 | 0 | 0 | 0 | 0 | 0 | 0 | 0 | 0 | 0 | 0 | 0 | 0
F1_Commercial_Warehouse_New_Miscellaneous_Natural Gas_Pool Heater_E10 | F1 | Commercial | Warehouse | New | Miscellaneous | Natural Gas | Pool Heater | E10 | CCE | 0 | 0 | 0 | 0 | 0 | 0 | 0 | 0 | 0 | 0 | 0 | 0 | 0 | 0 | 0 | 0 | 0 | 0 | 0 | 0 | 0 | 0 | 0 | 0 | 0 | 0 | 0 | 0 | 0 | 0
F2_Commercial_Warehouse_New_Miscellaneous_Natural Gas_Pool Heater_E1 | F2 | Commercial | Warehouse | New | Miscellaneous | Natural Gas | Pool Heater | E1 | TRC BC Ratio | 0.9 | 0.9 | 0.9 | 0.9 | 0.9 | 0.9 | 0.9 | 0.9 | 0.9 | 0.9 | 0.9 | 0.9 | 0.9 | 0.9 | 0.9 | 0.9 | 0.9 | 0.9 | 0.9 | 0.9 | 0.9 | 0.9 | 0 | 0 | 0 | 0 | 0 | 0 | 0 | 0
F2_Commercial_Warehouse_New_Miscellaneous_Natural Gas_Pool Heater_E2 | F2 | Commercial | Warehouse | New | Miscellaneous | Natural Gas | Pool Heater | E2 | TRC BC Ratio | 0.5239 | 0.52164 | 0.52208 | 0.52981 | 0.54312 | 0.56021 | 0.57494 | 0.58666 | 0.59726 | 0.60773 | 0.61914 | 0.63073 | 0.64215 | 0.65494 | 0.66711 | 0.67867 | 0.69034 | 0.7008 | 0.70989 | 0.71743 | 0.72449 | 0.73101 | 0 | 0 | 0 | 0 | 0 | 0 | 0 | 0
F2_Commercial_Warehouse_New_Miscellaneous_Natural Gas_Pool Heater_E3 | F2 | Commercial | Warehouse | New | Miscellaneous | Natural Gas | Pool Heater | E3 | TRC BC Ratio | 0 | 0 | 0 | 0 | 0 | 0 | 0 | 0 | 0 | 0 | 0 | 0 | 0 | 0 | 0 | 0 | 0 | 0 | 0 | 0 | 0 | 0 | 0 | 0 | 0 | 0 | 0 | 0 | 0 | 0
F2_Commercial_Warehouse_New_Miscellaneous_Natural Gas_Pool Heater_E4 | F2 | Commercial | Warehouse | New | Miscellaneous | Natural Gas | Pool Heater | E4 | TRC BC Ratio | 0 | 0 | 0 | 0 | 0 | 0 | 0 | 0 | 0 | 0 | 0 | 0 | 0 | 0 | 0 | 0 | 0 | 0 | 0 | 0 | 0 | 0 | 0 | 0 | 0 | 0 | 0 | 0 | 0 | 0
F2_Commercial_Warehouse_New_Miscellaneous_Natural Gas_Pool Heater_E5 | F2 | Commercial | Warehouse | New | Miscellaneous | Natural Gas | Pool Heater | E5 | TRC BC Ratio | 0 | 0 | 0 | 0 | 0 | 0 | 0 | 0 | 0 | 0 | 0 | 0 | 0 | 0 | 0 | 0 | 0 | 0 | 0 | 0 | 0 | 0 | 0 | 0 | 0 | 0 | 0 | 0 | 0 | 0
F2_Commercial_Warehouse_New_Miscellaneous_Natural Gas_Pool Heater_E6 | F2 | Commercial | Warehouse | New | Miscellaneous | Natural Gas | Pool Heater | E6 | TRC BC Ratio | 0 | 0 | 0 | 0 | 0 | 0 | 0 | 0 | 0 | 0 | 0 | 0 | 0 | 0 | 0 | 0 | 0 | 0 | 0 | 0 | 0 | 0 | 0 | 0 | 0 | 0 | 0 | 0 | 0 | 0
F2_Commercial_Warehouse_New_Miscellaneous_Natural Gas_Pool Heater_E7 | F2 | Commercial | Warehouse | New | Miscellaneous | Natural Gas | Pool Heater | E7 | TRC BC Ratio | 0 | 0 | 0 | 0 | 0 | 0 | 0 | 0 | 0 | 0 | 0 | 0 | 0 | 0 | 0 | 0 | 0 | 0 | 0 | 0 | 0 | 0 | 0 | 0 | 0 | 0 | 0 | 0 | 0 | 0
F2_Commercial_Warehouse_New_Miscellaneous_Natural Gas_Pool Heater_E8 | F2 | Commercial | Warehouse | New | Miscellaneous | Natural Gas | Pool Heater | E8 | TRC BC Ratio | 0 | 0 | 0 | 0 | 0 | 0 | 0 | 0 | 0 | 0 | 0 | 0 | 0 | 0 | 0 | 0 | 0 | 0 | 0 | 0 | 0 | 0 | 0 | 0 | 0 | 0 | 0 | 0 | 0 | 0
F2_Commercial_Warehouse_New_Miscellaneous_Natural Gas_Pool Heater_E9 | F2 | Commercial | Warehouse | New | Miscellaneous | Natural Gas | Pool Heater | E9 | TRC BC Ratio | 0 | 0 | 0 | 0 | 0 | 0 | 0 | 0 | 0 | 0 | 0 | 0 | 0 | 0 | 0 | 0 | 0 | 0 | 0 | 0 | 0 | 0 | 0 | 0 | 0 | 0 | 0 | 0 | 0 | 0
F2_Commercial_Warehouse_New_Miscellaneous_Natural Gas_Pool Heater_E10 | F2 | Commercial | Warehouse | New | Miscellaneous | Natural Gas | Pool Heater | E10 | TRC BC Ratio | 0 | 0 | 0 | 0 | 0 | 0 | 0 | 0 | 0 | 0 | 0 | 0 | 0 | 0 | 0 | 0 | 0 | 0 | 0 | 0 | 0 | 0 | 0 | 0 | 0 | 0 | 0 | 0 | 0 | 0
F3_Commercial_Warehouse_New_Miscellaneous_Natural Gas_Pool Heater_E1 | F3 | Commercial | Warehouse | New | Miscellaneous | Natural Gas | Pool Heater | E1 | PACT BC Ratio | 0.9 | 0.9 | 0.9 | 0.9 | 0.9 | 0.9 | 0.9 | 0.9 | 0.9 | 0.9 | 0.9 | 0.9 | 0.9 | 0.9 | 0.9 | 0.9 | 0.9 | 0.9 | 0.9 | 0.9 | 0.9 | 0.9 | 0 | 0 | 0 | 0 | 0 | 0 | 0 | 0
F3_Commercial_Warehouse_New_Miscellaneous_Natural Gas_Pool Heater_E2 | F3 | Commercial | Warehouse | New | Miscellaneous | Natural Gas | Pool Heater | E2 | PACT BC Ratio | 0.73673 | 0.73355 | 0.73416 | 0.74503 | 0.76375 | 0.78778 | 0.8085 | 0.82498 | 0.83988 | 0.8546 | 0.87065 | 0.88694 | 0.903 | 0.921 | 0.93811 | 0.95437 | 0.97078 | 0.98549 | 0.99827 | 1.0089 | 1.0188 | 1.028 | 0 | 0 | 0 | 0 | 0 | 0 | 0 | 0
F3_Commercial_Warehouse_New_Miscellaneous_Natural Gas_Pool Heater_E3 | F3 | Commercial | Warehouse | New | Miscellaneous | Natural Gas | Pool Heater | E3 | PACT BC Ratio | 0 | 0 | 0 | 0 | 0 | 0 | 0 | 0 | 0 | 0 | 0 | 0 | 0 | 0 | 0 | 0 | 0 | 0 | 0 | 0 | 0 | 0 | 0 | 0 | 0 | 0 | 0 | 0 | 0 | 0
F3_Commercial_Warehouse_New_Miscellaneous_Natural Gas_Pool Heater_E4 | F3 | Commercial | Warehouse | New | Miscellaneous | Natural Gas | Pool Heater | E4 | PACT BC Ratio | 0 | 0 | 0 | 0 | 0 | 0 | 0 | 0 | 0 | 0 | 0 | 0 | 0 | 0 | 0 | 0 | 0 | 0 | 0 | 0 | 0 | 0 | 0 | 0 | 0 | 0 | 0 | 0 | 0 | 0
F3_Commercial_Warehouse_New_Miscellaneous_Natural Gas_Pool Heater_E5 | F3 | Commercial | Warehouse | New | Miscellaneous | Natural Gas | Pool Heater | E5 | PACT BC Ratio | 0 | 0 | 0 | 0 | 0 | 0 | 0 | 0 | 0 | 0 | 0 | 0 | 0 | 0 | 0 | 0 | 0 | 0 | 0 | 0 | 0 | 0 | 0 | 0 | 0 | 0 | 0 | 0 | 0 | 0
F3_Commercial_Warehouse_New_Miscellaneous_Natural Gas_Pool Heater_E6 | F3 | Commercial | Warehouse | New | Miscellaneous | Natural Gas | Pool Heater | E6 | PACT BC Ratio | 0 | 0 | 0 | 0 | 0 | 0 | 0 | 0 | 0 | 0 | 0 | 0 | 0 | 0 | 0 | 0 | 0 | 0 | 0 | 0 | 0 | 0 | 0 | 0 | 0 | 0 | 0 | 0 | 0 | 0
F3_Commercial_Warehouse_New_Miscellaneous_Natural Gas_Pool Heater_E7 | F3 | Commercial | Warehouse | New | Miscellaneous | Natural Gas | Pool Heater | E7 | PACT BC Ratio | 0 | 0 | 0 | 0 | 0 | 0 | 0 | 0 | 0 | 0 | 0 | 0 | 0 | 0 | 0 | 0 | 0 | 0 | 0 | 0 | 0 | 0 | 0 | 0 | 0 | 0 | 0 | 0 | 0 | 0
F3_Commercial_Warehouse_New_Miscellaneous_Natural Gas_Pool Heater_E8 | F3 | Commercial | Warehouse | New | Miscellaneous | Natural Gas | Pool Heater | E8 | PACT BC Ratio | 0 | 0 | 0 | 0 | 0 | 0 | 0 | 0 | 0 | 0 | 0 | 0 | 0 | 0 | 0 | 0 | 0 | 0 | 0 | 0 | 0 | 0 | 0 | 0 | 0 | 0 | 0 | 0 | 0 | 0
F3_Commercial_Warehouse_New_Miscellaneous_Natural Gas_Pool Heater_E9 | F3 | Commercial | Warehouse | New | Miscellaneous | Natural Gas | Pool Heater | E9 | PACT BC Ratio | 0 | 0 | 0 | 0 | 0 | 0 | 0 | 0 | 0 | 0 | 0 | 0 | 0 | 0 | 0 | 0 | 0 | 0 | 0 | 0 | 0 | 0 | 0 | 0 | 0 | 0 | 0 | 0 | 0 | 0
F3_Commercial_Warehouse_New_Miscellaneous_Natural Gas_Pool Heater_E10 | F3 | Commercial | Warehouse | New | Miscellaneous | Natural Gas | Pool Heater | E10 | PACT BC Ratio | 0 | 0 | 0 | 0 | 0 | 0 | 0 | 0 | 0 | 0 | 0 | 0 | 0 | 0 | 0 | 0 | 0 | 0 | 0 | 0 | 0 | 0 | 0 | 0 | 0 | 0 | 0 | 0 | 0 | 0
F4_Commercial_Warehouse_New_Miscellaneous_Natural Gas_Pool Heater_E1 | F4 | Commercial | Warehouse | New | Miscellaneous | Natural Gas | Pool Heater | E1 | PCT BC Ratio | 0.9 | 0.9 | 0.9 | 0.9 | 0.9 | 0.9 | 0.9 | 0.9 | 0.9 | 0.9 | 0.9 | 0.9 | 0.9 | 0.9 | 0.9 | 0.9 | 0.9 | 0.9 | 0.9 | 0.9 | 0.9 | 0.9 | 0 | 0 | 0 | 0 | 0 | 0 | 0 | 0
F4_Commercial_Warehouse_New_Miscellaneous_Natural Gas_Pool Heater_E2 | F4 | Commercial | Warehouse | New | Miscellaneous | Natural Gas | Pool Heater | E2 | PCT BC Ratio | 1.5399 | 1.5356 | 1.5364 | 1.5512 | 1.5766 | 1.6092 | 1.6373 | 1.6597 | 1.6799 | 1.6999 | 1.7217 | 1.7439 | 1.7657 | 1.7901 | 1.8133 | 1.8354 | 1.8577 | 1.8776 | 1.895 | 1.9094 | 1.9229 | 1.9353 | 0 | 0 | 0 | 0 | 0 | 0 | 0 | 0
F4_Commercial_Warehouse_New_Miscellaneous_Natural Gas_Pool Heater_E3 | F4 | Commercial | Warehouse | New | Miscellaneous | Natural Gas | Pool Heater | E3 | PCT BC Ratio | 0 | 0 | 0 | 0 | 0 | 0 | 0 | 0 | 0 | 0 | 0 | 0 | 0 | 0 | 0 | 0 | 0 | 0 | 0 | 0 | 0 | 0 | 0 | 0 | 0 | 0 | 0 | 0 | 0 | 0
F4_Commercial_Warehouse_New_Miscellaneous_Natural Gas_Pool Heater_E4 | F4 | Commercial | Warehouse | New | Miscellaneous | Natural Gas | Pool Heater | E4 | PCT BC Ratio | 0 | 0 | 0 | 0 | 0 | 0 | 0 | 0 | 0 | 0 | 0 | 0 | 0 | 0 | 0 | 0 | 0 | 0 | 0 | 0 | 0 | 0 | 0 | 0 | 0 | 0 | 0 | 0 | 0 | 0
F4_Commercial_Warehouse_New_Miscellaneous_Natural Gas_Pool Heater_E5 | F4 | Commercial | Warehouse | New | Miscellaneous | Natural Gas | Pool Heater | E5 | PCT BC Ratio | 0 | 0 | 0 | 0 | 0 | 0 | 0 | 0 | 0 | 0 | 0 | 0 | 0 | 0 | 0 | 0 | 0 | 0 | 0 | 0 | 0 | 0 | 0 | 0 | 0 | 0 | 0 | 0 | 0 | 0
F4_Commercial_Warehouse_New_Miscellaneous_Natural Gas_Pool Heater_E6 | F4 | Commercial | Warehouse | New | Miscellaneous | Natural Gas | Pool Heater | E6 | PCT BC Ratio | 0 | 0 | 0 | 0 | 0 | 0 | 0 | 0 | 0 | 0 | 0 | 0 | 0 | 0 | 0 | 0 | 0 | 0 | 0 | 0 | 0 | 0 | 0 | 0 | 0 | 0 | 0 | 0 | 0 | 0
F4_Commercial_Warehouse_New_Miscellaneous_Natural Gas_Pool Heater_E7 | F4 | Commercial | Warehouse | New | Miscellaneous | Natural Gas | Pool Heater | E7 | PCT BC Ratio | 0 | 0 | 0 | 0 | 0 | 0 | 0 | 0 | 0 | 0 | 0 | 0 | 0 | 0 | 0 | 0 | 0 | 0 | 0 | 0 | 0 | 0 | 0 | 0 | 0 | 0 | 0 | 0 | 0 | 0
F4_Commercial_Warehouse_New_Miscellaneous_Natural Gas_Pool Heater_E8 | F4 | Commercial | Warehouse | New | Miscellaneous | Natural Gas | Pool Heater | E8 | PCT BC Ratio | 0 | 0 | 0 | 0 | 0 | 0 | 0 | 0 | 0 | 0 | 0 | 0 | 0 | 0 | 0 | 0 | 0 | 0 | 0 | 0 | 0 | 0 | 0 | 0 | 0 | 0 | 0 | 0 | 0 | 0
F4_Commercial_Warehouse_New_Miscellaneous_Natural Gas_Pool Heater_E9 | F4 | Commercial | Warehouse | New | Miscellaneous | Natural Gas | Pool Heater | E9 | PCT BC Ratio | 0 | 0 | 0 | 0 | 0 | 0 | 0 | 0 | 0 | 0 | 0 | 0 | 0 | 0 | 0 | 0 | 0 | 0 | 0 | 0 | 0 | 0 | 0 | 0 | 0 | 0 | 0 | 0 | 0 | 0
F4_Commercial_Warehouse_New_Miscellaneous_Natural Gas_Pool Heater_E10 | F4 | Commercial | Warehouse | New | Miscellaneous | Natural Gas | Pool Heater | E10 | PCT BC Ratio | 0 | 0 | 0 | 0 | 0 | 0 | 0 | 0 | 0 | 0 | 0 | 0 | 0 | 0 | 0 | 0 | 0 | 0 | 0 | 0 | 0 | 0 | 0 | 0 | 0 | 0 | 0 | 0 | 0 | 0
F5_Commercial_Warehouse_New_Miscellaneous_Natural Gas_Pool Heater_E1 | F5 | Commercial | Warehouse | New | Miscellaneous | Natural Gas | Pool Heater | E1 | RIM BC Ratio | 0.9 | 0.9 | 0.9 | 0.9 | 0.9 | 0.9 | 0.9 | 0.9 | 0.9 | 0.9 | 0.9 | 0.9 | 0.9 | 0.9 | 0.9 | 0.9 | 0.9 | 0.9 | 0.9 | 0.9 | 0.9 | 0.9 | 0 | 0 | 0 | 0 | 0 | 0 | 0 | 0
F5_Commercial_Warehouse_New_Miscellaneous_Natural Gas_Pool Heater_E2 | F5 | Commercial | Warehouse | New | Miscellaneous | Natural Gas | Pool Heater | E2 | RIM BC Ratio | 0.39133 | 0.39043 | 0.3906 | 0.39366 | 0.39882 | 0.40528 | 0.41069 | 0.4149 | 0.41863 | 0.42226 | 0.42614 | 0.43001 | 0.43375 | 0.43786 | 0.44169 | 0.44526 | 0.4488 | 0.45192 | 0.45459 | 0.45677 | 0.4588 | 0.46065 | 0 | 0 | 0 | 0 | 0 | 0 | 0 | 0
F5_Commercial_Warehouse_New_Miscellaneous_Natural Gas_Pool Heater_E3 | F5 | Commercial | Warehouse | New | Miscellaneous | Natural Gas | Pool Heater | E3 | RIM BC Ratio | 0 | 0 | 0 | 0 | 0 | 0 | 0 | 0 | 0 | 0 | 0 | 0 | 0 | 0 | 0 | 0 | 0 | 0 | 0 | 0 | 0 | 0 | 0 | 0 | 0 | 0 | 0 | 0 | 0 | 0
F5_Commercial_Warehouse_New_Miscellaneous_Natural Gas_Pool Heater_E4 | F5 | Commercial | Warehouse | New | Miscellaneous | Natural Gas | Pool Heater | E4 | RIM BC Ratio | 0 | 0 | 0 | 0 | 0 | 0 | 0 | 0 | 0 | 0 | 0 | 0 | 0 | 0 | 0 | 0 | 0 | 0 | 0 | 0 | 0 | 0 | 0 | 0 | 0 | 0 | 0 | 0 | 0 | 0
F5_Commercial_Warehouse_New_Miscellaneous_Natural Gas_Pool Heater_E5 | F5 | Commercial | Warehouse | New | Miscellaneous | Natural Gas | Pool Heater | E5 | RIM BC Ratio | 0 | 0 | 0 | 0 | 0 | 0 | 0 | 0 | 0 | 0 | 0 | 0 | 0 | 0 | 0 | 0 | 0 | 0 | 0 | 0 | 0 | 0 | 0 | 0 | 0 | 0 | 0 | 0 | 0 | 0
F5_Commercial_Warehouse_New_Miscellaneous_Natural Gas_Pool Heater_E6 | F5 | Commercial | Warehouse | New | Miscellaneous | Natural Gas | Pool Heater | E6 | RIM BC Ratio | 0 | 0 | 0 | 0 | 0 | 0 | 0 | 0 | 0 | 0 | 0 | 0 | 0 | 0 | 0 | 0 | 0 | 0 | 0 | 0 | 0 | 0 | 0 | 0 | 0 | 0 | 0 | 0 | 0 | 0
F5_Commercial_Warehouse_New_Miscellaneous_Natural Gas_Pool Heater_E7 | F5 | Commercial | Warehouse | New | Miscellaneous | Natural Gas | Pool Heater | E7 | RIM BC Ratio | 0 | 0 | 0 | 0 | 0 | 0 | 0 | 0 | 0 | 0 | 0 | 0 | 0 | 0 | 0 | 0 | 0 | 0 | 0 | 0 | 0 | 0 | 0 | 0 | 0 | 0 | 0 | 0 | 0 | 0
F5_Commercial_Warehouse_New_Miscellaneous_Natural Gas_Pool Heater_E8 | F5 | Commercial | Warehouse | New | Miscellaneous | Natural Gas | Pool Heater | E8 | RIM BC Ratio | 0 | 0 | 0 | 0 | 0 | 0 | 0 | 0 | 0 | 0 | 0 | 0 | 0 | 0 | 0 | 0 | 0 | 0 | 0 | 0 | 0 | 0 | 0 | 0 | 0 | 0 | 0 | 0 | 0 | 0
F5_Commercial_Warehouse_New_Miscellaneous_Natural Gas_Pool Heater_E9 | F5 | Commercial | Warehouse | New | Miscellaneous | Natural Gas | Pool Heater | E9 | RIM BC Ratio | 0 | 0 | 0 | 0 | 0 | 0 | 0 | 0 | 0 | 0 | 0 | 0 | 0 | 0 | 0 | 0 | 0 | 0 | 0 | 0 | 0 | 0 | 0 | 0 | 0 | 0 | 0 | 0 | 0 | 0
F5_Commercial_Warehouse_New_Miscellaneous_Natural Gas_Pool Heater_E10 | F5 | Commercial | Warehouse | New | Miscellaneous | Natural Gas | Pool Heater | E10 | RIM BC Ratio | 0 | 0 | 0 | 0 | 0 | 0 | 0 | 0 | 0 | 0 | 0 | 0 | 0 | 0 | 0 | 0 | 0 | 0 | 0 | 0 | 0 | 0 | 0 | 0 | 0 | 0 | 0 | 0 | 0 | 0
F0_Commercial_Warehouse_New_Miscellaneous_Natural Gas_Miscellaneous_E0 | F0 | Commercial | Warehouse | New | Miscellaneous | Natural Gas | Miscellaneous | E0 | Economic Unit | Miscellaneous | Miscellaneous | Miscellaneous | Miscellaneous | Miscellaneous | Miscellaneous | Miscellaneous | Miscellaneous | Miscellaneous | Miscellaneous | Miscellaneous | Miscellaneous | Miscellaneous | Miscellaneous | Miscellaneous | Miscellaneous | Miscellaneous | Miscellaneous | Miscellaneous | Miscellaneous | Miscellaneous | Miscellaneous | 0 | 0 | 0 | 0 | 0 | 0 | 0 | 0
F1_Commercial_Warehouse_New_Miscellaneous_Natural Gas_Miscellaneous_E1 | F1 | Commercial | Warehouse | New | Miscellaneous | Natural Gas | Miscellaneous | E1 | CCE | 0 | 0 | 0 | 0 | 0 | 0 | 0 | 0 | 0 | 0 | 0 | 0 | 0 | 0 | 0 | 0 | 0 | 0 | 0 | 0 | 0 | 0 | 0 | 0 | 0 | 0 | 0 | 0 | 0 | 0
F1_Commercial_Warehouse_New_Miscellaneous_Natural Gas_Miscellaneous_E2 | F1 | Commercial | Warehouse | New | Miscellaneous | Natural Gas | Miscellaneous | E2 | CCE | 0 | 0 | 0 | 0 | 0 | 0 | 0 | 0 | 0 | 0 | 0 | 0 | 0 | 0 | 0 | 0 | 0 | 0 | 0 | 0 | 0 | 0 | 0 | 0 | 0 | 0 | 0 | 0 | 0 | 0
F1_Commercial_Warehouse_New_Miscellaneous_Natural Gas_Miscellaneous_E3 | F1 | Commercial | Warehouse | New | Miscellaneous | Natural Gas | Miscellaneous | E3 | CCE | 0 | 0 | 0 | 0 | 0 | 0 | 0 | 0 | 0 | 0 | 0 | 0 | 0 | 0 | 0 | 0 | 0 | 0 | 0 | 0 | 0 | 0 | 0 | 0 | 0 | 0 | 0 | 0 | 0 | 0
F1_Commercial_Warehouse_New_Miscellaneous_Natural Gas_Miscellaneous_E4 | F1 | Commercial | Warehouse | New | Miscellaneous | Natural Gas | Miscellaneous | E4 | CCE | 0 | 0 | 0 | 0 | 0 | 0 | 0 | 0 | 0 | 0 | 0 | 0 | 0 | 0 | 0 | 0 | 0 | 0 | 0 | 0 | 0 | 0 | 0 | 0 | 0 | 0 | 0 | 0 | 0 | 0
F1_Commercial_Warehouse_New_Miscellaneous_Natural Gas_Miscellaneous_E5 | F1 | Commercial | Warehouse | New | Miscellaneous | Natural Gas | Miscellaneous | E5 | CCE | 0 | 0 | 0 | 0 | 0 | 0 | 0 | 0 | 0 | 0 | 0 | 0 | 0 | 0 | 0 | 0 | 0 | 0 | 0 | 0 | 0 | 0 | 0 | 0 | 0 | 0 | 0 | 0 | 0 | 0
F1_Commercial_Warehouse_New_Miscellaneous_Natural Gas_Miscellaneous_E6 | F1 | Commercial | Warehouse | New | Miscellaneous | Natural Gas | Miscellaneous | E6 | CCE | 0 | 0 | 0 | 0 | 0 | 0 | 0 | 0 | 0 | 0 | 0 | 0 | 0 | 0 | 0 | 0 | 0 | 0 | 0 | 0 | 0 | 0 | 0 | 0 | 0 | 0 | 0 | 0 | 0 | 0
F1_Commercial_Warehouse_New_Miscellaneous_Natural Gas_Miscellaneous_E7 | F1 | Commercial | Warehouse | New | Miscellaneous | Natural Gas | Miscellaneous | E7 | CCE | 0 | 0 | 0 | 0 | 0 | 0 | 0 | 0 | 0 | 0 | 0 | 0 | 0 | 0 | 0 | 0 | 0 | 0 | 0 | 0 | 0 | 0 | 0 | 0 | 0 | 0 | 0 | 0 | 0 | 0
F1_Commercial_Warehouse_New_Miscellaneous_Natural Gas_Miscellaneous_E8 | F1 | Commercial | Warehouse | New | Miscellaneous | Natural Gas | Miscellaneous | E8 | CCE | 0 | 0 | 0 | 0 | 0 | 0 | 0 | 0 | 0 | 0 | 0 | 0 | 0 | 0 | 0 | 0 | 0 | 0 | 0 | 0 | 0 | 0 | 0 | 0 | 0 | 0 | 0 | 0 | 0 | 0
F1_Commercial_Warehouse_New_Miscellaneous_Natural Gas_Miscellaneous_E9 | F1 | Commercial | Warehouse | New | Miscellaneous | Natural Gas | Miscellaneous | E9 | CCE | 0 | 0 | 0 | 0 | 0 | 0 | 0 | 0 | 0 | 0 | 0 | 0 | 0 | 0 | 0 | 0 | 0 | 0 | 0 | 0 | 0 | 0 | 0 | 0 | 0 | 0 | 0 | 0 | 0 | 0
F1_Commercial_Warehouse_New_Miscellaneous_Natural Gas_Miscellaneous_E10 | F1 | Commercial | Warehouse | New | Miscellaneous | Natural Gas | Miscellaneous | E10 | CCE | 0 | 0 | 0 | 0 | 0 | 0 | 0 | 0 | 0 | 0 | 0 | 0 | 0 | 0 | 0 | 0 | 0 | 0 | 0 | 0 | 0 | 0 | 0 | 0 | 0 | 0 | 0 | 0 | 0 | 0
F2_Commercial_Warehouse_New_Miscellaneous_Natural Gas_Miscellaneous_E1 | F2 | Commercial | Warehouse | New | Miscellaneous | Natural Gas | Miscellaneous | E1 | TRC BC Ratio | 0.9 | 0.9 | 0.9 | 0.9 | 0.9 | 0.9 | 0.9 | 0.9 | 0.9 | 0.9 | 0.9 | 0.9 | 0.9 | 0.9 | 0.9 | 0.9 | 0.9 | 0.9 | 0.9 | 0.9 | 0.9 | 0.9 | 0 | 0 | 0 | 0 | 0 | 0 | 0 | 0
F2_Commercial_Warehouse_New_Miscellaneous_Natural Gas_Miscellaneous_E2 | F2 | Commercial | Warehouse | New | Miscellaneous | Natural Gas | Miscellaneous | E2 | TRC BC Ratio | 0 | 0 | 0 | 0 | 0 | 0 | 0 | 0 | 0 | 0 | 0 | 0 | 0 | 0 | 0 | 0 | 0 | 0 | 0 | 0 | 0 | 0 | 0 | 0 | 0 | 0 | 0 | 0 | 0 | 0
F2_Commercial_Warehouse_New_Miscellaneous_Natural Gas_Miscellaneous_E3 | F2 | Commercial | Warehouse | New | Miscellaneous | Natural Gas | Miscellaneous | E3 | TRC BC Ratio | 0 | 0 | 0 | 0 | 0 | 0 | 0 | 0 | 0 | 0 | 0 | 0 | 0 | 0 | 0 | 0 | 0 | 0 | 0 | 0 | 0 | 0 | 0 | 0 | 0 | 0 | 0 | 0 | 0 | 0
F2_Commercial_Warehouse_New_Miscellaneous_Natural Gas_Miscellaneous_E4 | F2 | Commercial | Warehouse | New | Miscellaneous | Natural Gas | Miscellaneous | E4 | TRC BC Ratio | 0 | 0 | 0 | 0 | 0 | 0 | 0 | 0 | 0 | 0 | 0 | 0 | 0 | 0 | 0 | 0 | 0 | 0 | 0 | 0 | 0 | 0 | 0 | 0 | 0 | 0 | 0 | 0 | 0 | 0
F2_Commercial_Warehouse_New_Miscellaneous_Natural Gas_Miscellaneous_E5 | F2 | Commercial | Warehouse | New | Miscellaneous | Natural Gas | Miscellaneous | E5 | TRC BC Ratio | 0 | 0 | 0 | 0 | 0 | 0 | 0 | 0 | 0 | 0 | 0 | 0 | 0 | 0 | 0 | 0 | 0 | 0 | 0 | 0 | 0 | 0 | 0 | 0 | 0 | 0 | 0 | 0 | 0 | 0
F2_Commercial_Warehouse_New_Miscellaneous_Natural Gas_Miscellaneous_E6 | F2 | Commercial | Warehouse | New | Miscellaneous | Natural Gas | Miscellaneous | E6 | TRC BC Ratio | 0 | 0 | 0 | 0 | 0 | 0 | 0 | 0 | 0 | 0 | 0 | 0 | 0 | 0 | 0 | 0 | 0 | 0 | 0 | 0 | 0 | 0 | 0 | 0 | 0 | 0 | 0 | 0 | 0 | 0
F2_Commercial_Warehouse_New_Miscellaneous_Natural Gas_Miscellaneous_E7 | F2 | Commercial | Warehouse | New | Miscellaneous | Natural Gas | Miscellaneous | E7 | TRC BC Ratio | 0 | 0 | 0 | 0 | 0 | 0 | 0 | 0 | 0 | 0 | 0 | 0 | 0 | 0 | 0 | 0 | 0 | 0 | 0 | 0 | 0 | 0 | 0 | 0 | 0 | 0 | 0 | 0 | 0 | 0
F2_Commercial_Warehouse_New_Miscellaneous_Natural Gas_Miscellaneous_E8 | F2 | Commercial | Warehouse | New | Miscellaneous | Natural Gas | Miscellaneous | E8 | TRC BC Ratio | 0 | 0 | 0 | 0 | 0 | 0 | 0 | 0 | 0 | 0 | 0 | 0 | 0 | 0 | 0 | 0 | 0 | 0 | 0 | 0 | 0 | 0 | 0 | 0 | 0 | 0 | 0 | 0 | 0 | 0
F2_Commercial_Warehouse_New_Miscellaneous_Natural Gas_Miscellaneous_E9 | F2 | Commercial | Warehouse | New | Miscellaneous | Natural Gas | Miscellaneous | E9 | TRC BC Ratio | 0 | 0 | 0 | 0 | 0 | 0 | 0 | 0 | 0 | 0 | 0 | 0 | 0 | 0 | 0 | 0 | 0 | 0 | 0 | 0 | 0 | 0 | 0 | 0 | 0 | 0 | 0 | 0 | 0 | 0
F2_Commercial_Warehouse_New_Miscellaneous_Natural Gas_Miscellaneous_E10 | F2 | Commercial | Warehouse | New | Miscellaneous | Natural Gas | Miscellaneous | E10 | TRC BC Ratio | 0 | 0 | 0 | 0 | 0 | 0 | 0 | 0 | 0 | 0 | 0 | 0 | 0 | 0 | 0 | 0 | 0 | 0 | 0 | 0 | 0 | 0 | 0 | 0 | 0 | 0 | 0 | 0 | 0 | 0
F3_Commercial_Warehouse_New_Miscellaneous_Natural Gas_Miscellaneous_E1 | F3 | Commercial | Warehouse | New | Miscellaneous | Natural Gas | Miscellaneous | E1 | PACT BC Ratio | 0.9 | 0.9 | 0.9 | 0.9 | 0.9 | 0.9 | 0.9 | 0.9 | 0.9 | 0.9 | 0.9 | 0.9 | 0.9 | 0.9 | 0.9 | 0.9 | 0.9 | 0.9 | 0.9 | 0.9 | 0.9 | 0.9 | 0 | 0 | 0 | 0 | 0 | 0 | 0 | 0
F3_Commercial_Warehouse_New_Miscellaneous_Natural Gas_Miscellaneous_E2 | F3 | Commercial | Warehouse | New | Miscellaneous | Natural Gas | Miscellaneous | E2 | PACT BC Ratio | 0 | 0 | 0 | 0 | 0 | 0 | 0 | 0 | 0 | 0 | 0 | 0 | 0 | 0 | 0 | 0 | 0 | 0 | 0 | 0 | 0 | 0 | 0 | 0 | 0 | 0 | 0 | 0 | 0 | 0
F3_Commercial_Warehouse_New_Miscellaneous_Natural Gas_Miscellaneous_E3 | F3 | Commercial | Warehouse | New | Miscellaneous | Natural Gas | Miscellaneous | E3 | PACT BC Ratio | 0 | 0 | 0 | 0 | 0 | 0 | 0 | 0 | 0 | 0 | 0 | 0 | 0 | 0 | 0 | 0 | 0 | 0 | 0 | 0 | 0 | 0 | 0 | 0 | 0 | 0 | 0 | 0 | 0 | 0
F3_Commercial_Warehouse_New_Miscellaneous_Natural Gas_Miscellaneous_E4 | F3 | Commercial | Warehouse | New | Miscellaneous | Natural Gas | Miscellaneous | E4 | PACT BC Ratio | 0 | 0 | 0 | 0 | 0 | 0 | 0 | 0 | 0 | 0 | 0 | 0 | 0 | 0 | 0 | 0 | 0 | 0 | 0 | 0 | 0 | 0 | 0 | 0 | 0 | 0 | 0 | 0 | 0 | 0
F3_Commercial_Warehouse_New_Miscellaneous_Natural Gas_Miscellaneous_E5 | F3 | Commercial | Warehouse | New | Miscellaneous | Natural Gas | Miscellaneous | E5 | PACT BC Ratio | 0 | 0 | 0 | 0 | 0 | 0 | 0 | 0 | 0 | 0 | 0 | 0 | 0 | 0 | 0 | 0 | 0 | 0 | 0 | 0 | 0 | 0 | 0 | 0 | 0 | 0 | 0 | 0 | 0 | 0
F3_Commercial_Warehouse_New_Miscellaneous_Natural Gas_Miscellaneous_E6 | F3 | Commercial | Warehouse | New | Miscellaneous | Natural Gas | Miscellaneous | E6 | PACT BC Ratio | 0 | 0 | 0 | 0 | 0 | 0 | 0 | 0 | 0 | 0 | 0 | 0 | 0 | 0 | 0 | 0 | 0 | 0 | 0 | 0 | 0 | 0 | 0 | 0 | 0 | 0 | 0 | 0 | 0 | 0
F3_Commercial_Warehouse_New_Miscellaneous_Natural Gas_Miscellaneous_E7 | F3 | Commercial | Warehouse | New | Miscellaneous | Natural Gas | Miscellaneous | E7 | PACT BC Ratio | 0 | 0 | 0 | 0 | 0 | 0 | 0 | 0 | 0 | 0 | 0 | 0 | 0 | 0 | 0 | 0 | 0 | 0 | 0 | 0 | 0 | 0 | 0 | 0 | 0 | 0 | 0 | 0 | 0 | 0
F3_Commercial_Warehouse_New_Miscellaneous_Natural Gas_Miscellaneous_E8 | F3 | Commercial | Warehouse | New | Miscellaneous | Natural Gas | Miscellaneous | E8 | PACT BC Ratio | 0 | 0 | 0 | 0 | 0 | 0 | 0 | 0 | 0 | 0 | 0 | 0 | 0 | 0 | 0 | 0 | 0 | 0 | 0 | 0 | 0 | 0 | 0 | 0 | 0 | 0 | 0 | 0 | 0 | 0
F3_Commercial_Warehouse_New_Miscellaneous_Natural Gas_Miscellaneous_E9 | F3 | Commercial | Warehouse | New | Miscellaneous | Natural Gas | Miscellaneous | E9 | PACT BC Ratio | 0 | 0 | 0 | 0 | 0 | 0 | 0 | 0 | 0 | 0 | 0 | 0 | 0 | 0 | 0 | 0 | 0 | 0 | 0 | 0 | 0 | 0 | 0 | 0 | 0 | 0 | 0 | 0 | 0 | 0
F3_Commercial_Warehouse_New_Miscellaneous_Natural Gas_Miscellaneous_E10 | F3 | Commercial | Warehouse | New | Miscellaneous | Natural Gas | Miscellaneous | E10 | PACT BC Ratio | 0 | 0 | 0 | 0 | 0 | 0 | 0 | 0 | 0 | 0 | 0 | 0 | 0 | 0 | 0 | 0 | 0 | 0 | 0 | 0 | 0 | 0 | 0 | 0 | 0 | 0 | 0 | 0 | 0 | 0
F4_Commercial_Warehouse_New_Miscellaneous_Natural Gas_Miscellaneous_E1 | F4 | Commercial | Warehouse | New | Miscellaneous | Natural Gas | Miscellaneous | E1 | PCT BC Ratio | 0.9 | 0.9 | 0.9 | 0.9 | 0.9 | 0.9 | 0.9 | 0.9 | 0.9 | 0.9 | 0.9 | 0.9 | 0.9 | 0.9 | 0.9 | 0.9 | 0.9 | 0.9 | 0.9 | 0.9 | 0.9 | 0.9 | 0 | 0 | 0 | 0 | 0 | 0 | 0 | 0
F4_Commercial_Warehouse_New_Miscellaneous_Natural Gas_Miscellaneous_E2 | F4 | Commercial | Warehouse | New | Miscellaneous | Natural Gas | Miscellaneous | E2 | PCT BC Ratio | 0 | 0 | 0 | 0 | 0 | 0 | 0 | 0 | 0 | 0 | 0 | 0 | 0 | 0 | 0 | 0 | 0 | 0 | 0 | 0 | 0 | 0 | 0 | 0 | 0 | 0 | 0 | 0 | 0 | 0
F4_Commercial_Warehouse_New_Miscellaneous_Natural Gas_Miscellaneous_E3 | F4 | Commercial | Warehouse | New | Miscellaneous | Natural Gas | Miscellaneous | E3 | PCT BC Ratio | 0 | 0 | 0 | 0 | 0 | 0 | 0 | 0 | 0 | 0 | 0 | 0 | 0 | 0 | 0 | 0 | 0 | 0 | 0 | 0 | 0 | 0 | 0 | 0 | 0 | 0 | 0 | 0 | 0 | 0
F4_Commercial_Warehouse_New_Miscellaneous_Natural Gas_Miscellaneous_E4 | F4 | Commercial | Warehouse | New | Miscellaneous | Natural Gas | Miscellaneous | E4 | PCT BC Ratio | 0 | 0 | 0 | 0 | 0 | 0 | 0 | 0 | 0 | 0 | 0 | 0 | 0 | 0 | 0 | 0 | 0 | 0 | 0 | 0 | 0 | 0 | 0 | 0 | 0 | 0 | 0 | 0 | 0 | 0
F4_Commercial_Warehouse_New_Miscellaneous_Natural Gas_Miscellaneous_E5 | F4 | Commercial | Warehouse | New | Miscellaneous | Natural Gas | Miscellaneous | E5 | PCT BC Ratio | 0 | 0 | 0 | 0 | 0 | 0 | 0 | 0 | 0 | 0 | 0 | 0 | 0 | 0 | 0 | 0 | 0 | 0 | 0 | 0 | 0 | 0 | 0 | 0 | 0 | 0 | 0 | 0 | 0 | 0
F4_Commercial_Warehouse_New_Miscellaneous_Natural Gas_Miscellaneous_E6 | F4 | Commercial | Warehouse | New | Miscellaneous | Natural Gas | Miscellaneous | E6 | PCT BC Ratio | 0 | 0 | 0 | 0 | 0 | 0 | 0 | 0 | 0 | 0 | 0 | 0 | 0 | 0 | 0 | 0 | 0 | 0 | 0 | 0 | 0 | 0 | 0 | 0 | 0 | 0 | 0 | 0 | 0 | 0
F4_Commercial_Warehouse_New_Miscellaneous_Natural Gas_Miscellaneous_E7 | F4 | Commercial | Warehouse | New | Miscellaneous | Natural Gas | Miscellaneous | E7 | PCT BC Ratio | 0 | 0 | 0 | 0 | 0 | 0 | 0 | 0 | 0 | 0 | 0 | 0 | 0 | 0 | 0 | 0 | 0 | 0 | 0 | 0 | 0 | 0 | 0 | 0 | 0 | 0 | 0 | 0 | 0 | 0
F4_Commercial_Warehouse_New_Miscellaneous_Natural Gas_Miscellaneous_E8 | F4 | Commercial | Warehouse | New | Miscellaneous | Natural Gas | Miscellaneous | E8 | PCT BC Ratio | 0 | 0 | 0 | 0 | 0 | 0 | 0 | 0 | 0 | 0 | 0 | 0 | 0 | 0 | 0 | 0 | 0 | 0 | 0 | 0 | 0 | 0 | 0 | 0 | 0 | 0 | 0 | 0 | 0 | 0
F4_Commercial_Warehouse_New_Miscellaneous_Natural Gas_Miscellaneous_E9 | F4 | Commercial | Warehouse | New | Miscellaneous | Natural Gas | Miscellaneous | E9 | PCT BC Ratio | 0 | 0 | 0 | 0 | 0 | 0 | 0 | 0 | 0 | 0 | 0 | 0 | 0 | 0 | 0 | 0 | 0 | 0 | 0 | 0 | 0 | 0 | 0 | 0 | 0 | 0 | 0 | 0 | 0 | 0
F4_Commercial_Warehouse_New_Miscellaneous_Natural Gas_Miscellaneous_E10 | F4 | Commercial | Warehouse | New | Miscellaneous | Natural Gas | Miscellaneous | E10 | PCT BC Ratio | 0 | 0 | 0 | 0 | 0 | 0 | 0 | 0 | 0 | 0 | 0 | 0 | 0 | 0 | 0 | 0 | 0 | 0 | 0 | 0 | 0 | 0 | 0 | 0 | 0 | 0 | 0 | 0 | 0 | 0
F5_Commercial_Warehouse_New_Miscellaneous_Natural Gas_Miscellaneous_E1 | F5 | Commercial | Warehouse | New | Miscellaneous | Natural Gas | Miscellaneous | E1 | RIM BC Ratio | 0.9 | 0.9 | 0.9 | 0.9 | 0.9 | 0.9 | 0.9 | 0.9 | 0.9 | 0.9 | 0.9 | 0.9 | 0.9 | 0.9 | 0.9 | 0.9 | 0.9 | 0.9 | 0.9 | 0.9 | 0.9 | 0.9 | 0 | 0 | 0 | 0 | 0 | 0 | 0 | 0
F5_Commercial_Warehouse_New_Miscellaneous_Natural Gas_Miscellaneous_E2 | F5 | Commercial | Warehouse | New | Miscellaneous | Natural Gas | Miscellaneous | E2 | RIM BC Ratio | 0 | 0 | 0 | 0 | 0 | 0 | 0 | 0 | 0 | 0 | 0 | 0 | 0 | 0 | 0 | 0 | 0 | 0 | 0 | 0 | 0 | 0 | 0 | 0 | 0 | 0 | 0 | 0 | 0 | 0
F5_Commercial_Warehouse_New_Miscellaneous_Natural Gas_Miscellaneous_E3 | F5 | Commercial | Warehouse | New | Miscellaneous | Natural Gas | Miscellaneous | E3 | RIM BC Ratio | 0 | 0 | 0 | 0 | 0 | 0 | 0 | 0 | 0 | 0 | 0 | 0 | 0 | 0 | 0 | 0 | 0 | 0 | 0 | 0 | 0 | 0 | 0 | 0 | 0 | 0 | 0 | 0 | 0 | 0
F5_Commercial_Warehouse_New_Miscellaneous_Natural Gas_Miscellaneous_E4 | F5 | Commercial | Warehouse | New | Miscellaneous | Natural Gas | Miscellaneous | E4 | RIM BC Ratio | 0 | 0 | 0 | 0 | 0 | 0 | 0 | 0 | 0 | 0 | 0 | 0 | 0 | 0 | 0 | 0 | 0 | 0 | 0 | 0 | 0 | 0 | 0 | 0 | 0 | 0 | 0 | 0 | 0 | 0
F5_Commercial_Warehouse_New_Miscellaneous_Natural Gas_Miscellaneous_E5 | F5 | Commercial | Warehouse | New | Miscellaneous | Natural Gas | Miscellaneous | E5 | RIM BC Ratio | 0 | 0 | 0 | 0 | 0 | 0 | 0 | 0 | 0 | 0 | 0 | 0 | 0 | 0 | 0 | 0 | 0 | 0 | 0 | 0 | 0 | 0 | 0 | 0 | 0 | 0 | 0 | 0 | 0 | 0
F5_Commercial_Warehouse_New_Miscellaneous_Natural Gas_Miscellaneous_E6 | F5 | Commercial | Warehouse | New | Miscellaneous | Natural Gas | Miscellaneous | E6 | RIM BC Ratio | 0 | 0 | 0 | 0 | 0 | 0 | 0 | 0 | 0 | 0 | 0 | 0 | 0 | 0 | 0 | 0 | 0 | 0 | 0 | 0 | 0 | 0 | 0 | 0 | 0 | 0 | 0 | 0 | 0 | 0
F5_Commercial_Warehouse_New_Miscellaneous_Natural Gas_Miscellaneous_E7 | F5 | Commercial | Warehouse | New | Miscellaneous | Natural Gas | Miscellaneous | E7 | RIM BC Ratio | 0 | 0 | 0 | 0 | 0 | 0 | 0 | 0 | 0 | 0 | 0 | 0 | 0 | 0 | 0 | 0 | 0 | 0 | 0 | 0 | 0 | 0 | 0 | 0 | 0 | 0 | 0 | 0 | 0 | 0
F5_Commercial_Warehouse_New_Miscellaneous_Natural Gas_Miscellaneous_E8 | F5 | Commercial | Warehouse | New | Miscellaneous | Natural Gas | Miscellaneous | E8 | RIM BC Ratio | 0 | 0 | 0 | 0 | 0 | 0 | 0 | 0 | 0 | 0 | 0 | 0 | 0 | 0 | 0 | 0 | 0 | 0 | 0 | 0 | 0 | 0 | 0 | 0 | 0 | 0 | 0 | 0 | 0 | 0
F5_Commercial_Warehouse_New_Miscellaneous_Natural Gas_Miscellaneous_E9 | F5 | Commercial | Warehouse | New | Miscellaneous | Natural Gas | Miscellaneous | E9 | RIM BC Ratio | 0 | 0 | 0 | 0 | 0 | 0 | 0 | 0 | 0 | 0 | 0 | 0 | 0 | 0 | 0 | 0 | 0 | 0 | 0 | 0 | 0 | 0 | 0 | 0 | 0 | 0 | 0 | 0 | 0 | 0
F5_Commercial_Warehouse_New_Miscellaneous_Natural Gas_Miscellaneous_E10 | F5 | Commercial | Warehouse | New | Miscellaneous | Natural Gas | Miscellaneous | E10 | RIM BC Ratio | 0 | 0 | 0 | 0 | 0 | 0 | 0 | 0 | 0 | 0 | 0 | 0 | 0 | 0 | 0 | 0 | 0 | 0 | 0 | 0 | 0 | 0 | 0 | 0 | 0 | 0 | 0 | 0 | 0 | 0
F0_Commercial_Miscellaneous_Existing_Space Heating_Natural Gas_Furnace_E0 | F0 | Commercial | Miscellaneous | Existing | Space Heating | Natural Gas | Furnace | E0 | Economic Unit | AFUE 96% | AFUE 96% | AFUE 96% | AFUE 96% | AFUE 96% | AFUE 96% | AFUE 96% | AFUE 96% | AFUE 96% | AFUE 96% | AFUE 96% | AFUE 96% | AFUE 96% | AFUE 96% | AFUE 96% | AFUE 96% | AFUE 96% | AFUE 96% | AFUE 96% | AFUE 96% | AFUE 96% | AFUE 96% | 0 | 0 | 0 | 0 | 0 | 0 | 0 | 0
F1_Commercial_Miscellaneous_Existing_Space Heating_Natural Gas_Furnace_E1 | F1 | Commercial | Miscellaneous | Existing | Space Heating | Natural Gas | Furnace | E1 | CCE | 0 | 0 | 0 | 0 | 0 | 0 | 0 | 0 | 0 | 0 | 0 | 0 | 0 | 0 | 0 | 0 | 0 | 0 | 0 | 0 | 0 | 0 | 0 | 0 | 0 | 0 | 0 | 0 | 0 | 0
F1_Commercial_Miscellaneous_Existing_Space Heating_Natural Gas_Furnace_E2 | F1 | Commercial | Miscellaneous | Existing | Space Heating | Natural Gas | Furnace | E2 | CCE | 0.0055193 | 0.0055193 | 0.0057985 | 0.0057103 | 0.0056246 | 0.0055176 | 0.0055026 | 0.0054672 | 0.0054343 | 0.0053846 | 0.0053769 | 0.0053522 | 0.0053302 | 0.005288 | 0.0052936 | 0.0052774 | 0.0052615 | 0.0052268 | 0.005237 | 0.0052268 | 0.0052191 | 0.00519 | 0 | 0 | 0 | 0 | 0 | 0 | 0 | 0
F1_Commercial_Miscellaneous_Existing_Space Heating_Natural Gas_Furnace_E3 | F1 | Commercial | Miscellaneous | Existing | Space Heating | Natural Gas | Furnace | E3 | CCE | 0.007768 | 0.007768 | 0.0081608 | 0.0080367 | 0.0079162 | 0.0077656 | 0.0077444 | 0.0076946 | 0.0076482 | 0.0075784 | 0.0075676 | 0.0075327 | 0.0075017 | 0.0074424 | 0.0074502 | 0.0074275 | 0.0074051 | 0.0073562 | 0.0073706 | 0.0073563 | 0.0073455 | 0.0073044 | 0 | 0 | 0 | 0 | 0 | 0 | 0 | 0
F1_Commercial_Miscellaneous_Existing_Space Heating_Natural Gas_Furnace_E4 | F1 | Commercial | Miscellaneous | Existing | Space Heating | Natural Gas | Furnace | E4 | CCE | 0 | 0 | 0 | 0 | 0 | 0 | 0 | 0 | 0 | 0 | 0 | 0 | 0 | 0 | 0 | 0 | 0 | 0 | 0 | 0 | 0 | 0 | 0 | 0 | 0 | 0 | 0 | 0 | 0 | 0
F1_Commercial_Miscellaneous_Existing_Space Heating_Natural Gas_Furnace_E5 | F1 | Commercial | Miscellaneous | Existing | Space Heating | Natural Gas | Furnace | E5 | CCE | 0 | 0 | 0 | 0 | 0 | 0 | 0 | 0 | 0 | 0 | 0 | 0 | 0 | 0 | 0 | 0 | 0 | 0 | 0 | 0 | 0 | 0 | 0 | 0 | 0 | 0 | 0 | 0 | 0 | 0
F1_Commercial_Miscellaneous_Existing_Space Heating_Natural Gas_Furnace_E6 | F1 | Commercial | Miscellaneous | Existing | Space Heating | Natural Gas | Furnace | E6 | CCE | 0 | 0 | 0 | 0 | 0 | 0 | 0 | 0 | 0 | 0 | 0 | 0 | 0 | 0 | 0 | 0 | 0 | 0 | 0 | 0 | 0 | 0 | 0 | 0 | 0 | 0 | 0 | 0 | 0 | 0
F1_Commercial_Miscellaneous_Existing_Space Heating_Natural Gas_Furnace_E7 | F1 | Commercial | Miscellaneous | Existing | Space Heating | Natural Gas | Furnace | E7 | CCE | 0 | 0 | 0 | 0 | 0 | 0 | 0 | 0 | 0 | 0 | 0 | 0 | 0 | 0 | 0 | 0 | 0 | 0 | 0 | 0 | 0 | 0 | 0 | 0 | 0 | 0 | 0 | 0 | 0 | 0
F1_Commercial_Miscellaneous_Existing_Space Heating_Natural Gas_Furnace_E8 | F1 | Commercial | Miscellaneous | Existing | Space Heating | Natural Gas | Furnace | E8 | CCE | 0 | 0 | 0 | 0 | 0 | 0 | 0 | 0 | 0 | 0 | 0 | 0 | 0 | 0 | 0 | 0 | 0 | 0 | 0 | 0 | 0 | 0 | 0 | 0 | 0 | 0 | 0 | 0 | 0 | 0
F1_Commercial_Miscellaneous_Existing_Space Heating_Natural Gas_Furnace_E9 | F1 | Commercial | Miscellaneous | Existing | Space Heating | Natural Gas | Furnace | E9 | CCE | 0 | 0 | 0 | 0 | 0 | 0 | 0 | 0 | 0 | 0 | 0 | 0 | 0 | 0 | 0 | 0 | 0 | 0 | 0 | 0 | 0 | 0 | 0 | 0 | 0 | 0 | 0 | 0 | 0 | 0
F1_Commercial_Miscellaneous_Existing_Space Heating_Natural Gas_Furnace_E10 | F1 | Commercial | Miscellaneous | Existing | Space Heating | Natural Gas | Furnace | E10 | CCE | 0 | 0 | 0 | 0 | 0 | 0 | 0 | 0 | 0 | 0 | 0 | 0 | 0 | 0 | 0 | 0 | 0 | 0 | 0 | 0 | 0 | 0 | 0 | 0 | 0 | 0 | 0 | 0 | 0 | 0
F2_Commercial_Miscellaneous_Existing_Space Heating_Natural Gas_Furnace_E1 | F2 | Commercial | Miscellaneous | Existing | Space Heating | Natural Gas | Furnace | E1 | TRC BC Ratio | 0.9 | 0.9 | 0.9 | 0.9 | 0.9 | 0.9 | 0.9 | 0.9 | 0.9 | 0.9 | 0.9 | 0.9 | 0.9 | 0.9 | 0.9 | 0.9 | 0.9 | 0.9 | 0.9 | 0.9 | 0.9 | 0.9 | 0 | 0 | 0 | 0 | 0 | 0 | 0 | 0
F2_Commercial_Miscellaneous_Existing_Space Heating_Natural Gas_Furnace_E2 | F2 | Commercial | Miscellaneous | Existing | Space Heating | Natural Gas | Furnace | E2 | TRC BC Ratio | 1.7441 | 1.7648 | 1.7873 | 1.8164 | 1.851 | 1.8896 | 1.9258 | 1.9594 | 1.9923 | 2.0255 | 2.0601 | 2.0953 | 2.1307 | 2.1677 | 2.2042 | 2.2415 | 2.2805 | 2.32 | 2.36 | 2.4006 | 2.4412 | 2.4816 | 0 | 0 | 0 | 0 | 0 | 0 | 0 | 0
F2_Commercial_Miscellaneous_Existing_Space Heating_Natural Gas_Furnace_E3 | F2 | Commercial | Miscellaneous | Existing | Space Heating | Natural Gas | Furnace | E3 | TRC BC Ratio | 1.2392 | 1.254 | 1.2699 | 1.2906 | 1.3152 | 1.3426 | 1.3684 | 1.3922 | 1.4156 | 1.4392 | 1.4637 | 1.4887 | 1.5139 | 1.5402 | 1.5661 | 1.5926 | 1.6203 | 1.6484 | 1.6769 | 1.7057 | 1.7345 | 1.7633 | 0 | 0 | 0 | 0 | 0 | 0 | 0 | 0
F2_Commercial_Miscellaneous_Existing_Space Heating_Natural Gas_Furnace_E4 | F2 | Commercial | Miscellaneous | Existing | Space Heating | Natural Gas | Furnace | E4 | TRC BC Ratio | 0 | 0 | 0 | 0 | 0 | 0 | 0 | 0 | 0 | 0 | 0 | 0 | 0 | 0 | 0 | 0 | 0 | 0 | 0 | 0 | 0 | 0 | 0 | 0 | 0 | 0 | 0 | 0 | 0 | 0
F2_Commercial_Miscellaneous_Existing_Space Heating_Natural Gas_Furnace_E5 | F2 | Commercial | Miscellaneous | Existing | Space Heating | Natural Gas | Furnace | E5 | TRC BC Ratio | 0 | 0 | 0 | 0 | 0 | 0 | 0 | 0 | 0 | 0 | 0 | 0 | 0 | 0 | 0 | 0 | 0 | 0 | 0 | 0 | 0 | 0 | 0 | 0 | 0 | 0 | 0 | 0 | 0 | 0
F2_Commercial_Miscellaneous_Existing_Space Heating_Natural Gas_Furnace_E6 | F2 | Commercial | Miscellaneous | Existing | Space Heating | Natural Gas | Furnace | E6 | TRC BC Ratio | 0 | 0 | 0 | 0 | 0 | 0 | 0 | 0 | 0 | 0 | 0 | 0 | 0 | 0 | 0 | 0 | 0 | 0 | 0 | 0 | 0 | 0 | 0 | 0 | 0 | 0 | 0 | 0 | 0 | 0
F2_Commercial_Miscellaneous_Existing_Space Heating_Natural Gas_Furnace_E7 | F2 | Commercial | Miscellaneous | Existing | Space Heating | Natural Gas | Furnace | E7 | TRC BC Ratio | 0 | 0 | 0 | 0 | 0 | 0 | 0 | 0 | 0 | 0 | 0 | 0 | 0 | 0 | 0 | 0 | 0 | 0 | 0 | 0 | 0 | 0 | 0 | 0 | 0 | 0 | 0 | 0 | 0 | 0
F2_Commercial_Miscellaneous_Existing_Space Heating_Natural Gas_Furnace_E8 | F2 | Commercial | Miscellaneous | Existing | Space Heating | Natural Gas | Furnace | E8 | TRC BC Ratio | 0 | 0 | 0 | 0 | 0 | 0 | 0 | 0 | 0 | 0 | 0 | 0 | 0 | 0 | 0 | 0 | 0 | 0 | 0 | 0 | 0 | 0 | 0 | 0 | 0 | 0 | 0 | 0 | 0 | 0
F2_Commercial_Miscellaneous_Existing_Space Heating_Natural Gas_Furnace_E9 | F2 | Commercial | Miscellaneous | Existing | Space Heating | Natural Gas | Furnace | E9 | TRC BC Ratio | 0 | 0 | 0 | 0 | 0 | 0 | 0 | 0 | 0 | 0 | 0 | 0 | 0 | 0 | 0 | 0 | 0 | 0 | 0 | 0 | 0 | 0 | 0 | 0 | 0 | 0 | 0 | 0 | 0 | 0
F2_Commercial_Miscellaneous_Existing_Space Heating_Natural Gas_Furnace_E10 | F2 | Commercial | Miscellaneous | Existing | Space Heating | Natural Gas | Furnace | E10 | TRC BC Ratio | 0 | 0 | 0 | 0 | 0 | 0 | 0 | 0 | 0 | 0 | 0 | 0 | 0 | 0 | 0 | 0 | 0 | 0 | 0 | 0 | 0 | 0 | 0 | 0 | 0 | 0 | 0 | 0 | 0 | 0
F3_Commercial_Miscellaneous_Existing_Space Heating_Natural Gas_Furnace_E1 | F3 | Commercial | Miscellaneous | Existing | Space Heating | Natural Gas | Furnace | E1 | PACT BC Ratio | 0.9 | 0.9 | 0.9 | 0.9 | 0.9 | 0.9 | 0.9 | 0.9 | 0.9 | 0.9 | 0.9 | 0.9 | 0.9 | 0.9 | 0.9 | 0.9 | 0.9 | 0.9 | 0.9 | 0.9 | 0.9 | 0.9 | 0 | 0 | 0 | 0 | 0 | 0 | 0 | 0
F3_Commercial_Miscellaneous_Existing_Space Heating_Natural Gas_Furnace_E2 | F3 | Commercial | Miscellaneous | Existing | Space Heating | Natural Gas | Furnace | E2 | PACT BC Ratio | 5.033 | 5.0928 | 5.1576 | 5.2417 | 5.3415 | 5.4528 | 5.5574 | 5.6542 | 5.7491 | 5.8451 | 5.9447 | 6.0463 | 6.1486 | 6.2553 | 6.3606 | 6.4683 | 6.5808 | 6.6948 | 6.8103 | 6.9273 | 7.0445 | 7.1613 | 0 | 0 | 0 | 0 | 0 | 0 | 0 | 0
F3_Commercial_Miscellaneous_Existing_Space Heating_Natural Gas_Furnace_E3 | F3 | Commercial | Miscellaneous | Existing | Space Heating | Natural Gas | Furnace | E3 | PACT BC Ratio | 3.576 | 3.6186 | 3.6646 | 3.7243 | 3.7953 | 3.8744 | 3.9487 | 4.0175 | 4.0849 | 4.1531 | 4.2239 | 4.2961 | 4.3687 | 4.4445 | 4.5194 | 4.5959 | 4.6758 | 4.7568 | 4.8389 | 4.922 | 5.0053 | 5.0883 | 0 | 0 | 0 | 0 | 0 | 0 | 0 | 0
F3_Commercial_Miscellaneous_Existing_Space Heating_Natural Gas_Furnace_E4 | F3 | Commercial | Miscellaneous | Existing | Space Heating | Natural Gas | Furnace | E4 | PACT BC Ratio | 0 | 0 | 0 | 0 | 0 | 0 | 0 | 0 | 0 | 0 | 0 | 0 | 0 | 0 | 0 | 0 | 0 | 0 | 0 | 0 | 0 | 0 | 0 | 0 | 0 | 0 | 0 | 0 | 0 | 0
F3_Commercial_Miscellaneous_Existing_Space Heating_Natural Gas_Furnace_E5 | F3 | Commercial | Miscellaneous | Existing | Space Heating | Natural Gas | Furnace | E5 | PACT BC Ratio | 0 | 0 | 0 | 0 | 0 | 0 | 0 | 0 | 0 | 0 | 0 | 0 | 0 | 0 | 0 | 0 | 0 | 0 | 0 | 0 | 0 | 0 | 0 | 0 | 0 | 0 | 0 | 0 | 0 | 0
F3_Commercial_Miscellaneous_Existing_Space Heating_Natural Gas_Furnace_E6 | F3 | Commercial | Miscellaneous | Existing | Space Heating | Natural Gas | Furnace | E6 | PACT BC Ratio | 0 | 0 | 0 | 0 | 0 | 0 | 0 | 0 | 0 | 0 | 0 | 0 | 0 | 0 | 0 | 0 | 0 | 0 | 0 | 0 | 0 | 0 | 0 | 0 | 0 | 0 | 0 | 0 | 0 | 0
F3_Commercial_Miscellaneous_Existing_Space Heating_Natural Gas_Furnace_E7 | F3 | Commercial | Miscellaneous | Existing | Space Heating | Natural Gas | Furnace | E7 | PACT BC Ratio | 0 | 0 | 0 | 0 | 0 | 0 | 0 | 0 | 0 | 0 | 0 | 0 | 0 | 0 | 0 | 0 | 0 | 0 | 0 | 0 | 0 | 0 | 0 | 0 | 0 | 0 | 0 | 0 | 0 | 0
F3_Commercial_Miscellaneous_Existing_Space Heating_Natural Gas_Furnace_E8 | F3 | Commercial | Miscellaneous | Existing | Space Heating | Natural Gas | Furnace | E8 | PACT BC Ratio | 0 | 0 | 0 | 0 | 0 | 0 | 0 | 0 | 0 | 0 | 0 | 0 | 0 | 0 | 0 | 0 | 0 | 0 | 0 | 0 | 0 | 0 | 0 | 0 | 0 | 0 | 0 | 0 | 0 | 0
F3_Commercial_Miscellaneous_Existing_Space Heating_Natural Gas_Furnace_E9 | F3 | Commercial | Miscellaneous | Existing | Space Heating | Natural Gas | Furnace | E9 | PACT BC Ratio | 0 | 0 | 0 | 0 | 0 | 0 | 0 | 0 | 0 | 0 | 0 | 0 | 0 | 0 | 0 | 0 | 0 | 0 | 0 | 0 | 0 | 0 | 0 | 0 | 0 | 0 | 0 | 0 | 0 | 0
F3_Commercial_Miscellaneous_Existing_Space Heating_Natural Gas_Furnace_E10 | F3 | Commercial | Miscellaneous | Existing | Space Heating | Natural Gas | Furnace | E10 | PACT BC Ratio | 0 | 0 | 0 | 0 | 0 | 0 | 0 | 0 | 0 | 0 | 0 | 0 | 0 | 0 | 0 | 0 | 0 | 0 | 0 | 0 | 0 | 0 | 0 | 0 | 0 | 0 | 0 | 0 | 0 | 0
F4_Commercial_Miscellaneous_Existing_Space Heating_Natural Gas_Furnace_E1 | F4 | Commercial | Miscellaneous | Existing | Space Heating | Natural Gas | Furnace | E1 | PCT BC Ratio | 0.9 | 0.9 | 0.9 | 0.9 | 0.9 | 0.9 | 0.9 | 0.9 | 0.9 | 0.9 | 0.9 | 0.9 | 0.9 | 0.9 | 0.9 | 0.9 | 0.9 | 0.9 | 0.9 | 0.9 | 0.9 | 0.9 | 0 | 0 | 0 | 0 | 0 | 0 | 0 | 0
F4_Commercial_Miscellaneous_Existing_Space Heating_Natural Gas_Furnace_E2 | F4 | Commercial | Miscellaneous | Existing | Space Heating | Natural Gas | Furnace | E2 | PCT BC Ratio | 2.7546 | 2.7849 | 2.8178 | 2.8604 | 2.9111 | 2.9675 | 3.0206 | 3.0697 | 3.1178 | 3.1665 | 3.217 | 3.2686 | 3.3205 | 3.3746 | 3.428 | 3.4826 | 3.5397 | 3.5975 | 3.6561 | 3.7155 | 3.7749 | 3.8341 | 0 | 0 | 0 | 0 | 0 | 0 | 0 | 0
F4_Commercial_Miscellaneous_Existing_Space Heating_Natural Gas_Furnace_E3 | F4 | Commercial | Miscellaneous | Existing | Space Heating | Natural Gas | Furnace | E3 | PCT BC Ratio | 2.0155 | 2.0371 | 2.0605 | 2.0908 | 2.1267 | 2.1669 | 2.2046 | 2.2395 | 2.2737 | 2.3082 | 2.3442 | 2.3808 | 2.4176 | 2.4561 | 2.494 | 2.5329 | 2.5734 | 2.6145 | 2.6561 | 2.6983 | 2.7405 | 2.7826 | 0 | 0 | 0 | 0 | 0 | 0 | 0 | 0
F4_Commercial_Miscellaneous_Existing_Space Heating_Natural Gas_Furnace_E4 | F4 | Commercial | Miscellaneous | Existing | Space Heating | Natural Gas | Furnace | E4 | PCT BC Ratio | 0 | 0 | 0 | 0 | 0 | 0 | 0 | 0 | 0 | 0 | 0 | 0 | 0 | 0 | 0 | 0 | 0 | 0 | 0 | 0 | 0 | 0 | 0 | 0 | 0 | 0 | 0 | 0 | 0 | 0
F4_Commercial_Miscellaneous_Existing_Space Heating_Natural Gas_Furnace_E5 | F4 | Commercial | Miscellaneous | Existing | Space Heating | Natural Gas | Furnace | E5 | PCT BC Ratio | 0 | 0 | 0 | 0 | 0 | 0 | 0 | 0 | 0 | 0 | 0 | 0 | 0 | 0 | 0 | 0 | 0 | 0 | 0 | 0 | 0 | 0 | 0 | 0 | 0 | 0 | 0 | 0 | 0 | 0
F4_Commercial_Miscellaneous_Existing_Space Heating_Natural Gas_Furnace_E6 | F4 | Commercial | Miscellaneous | Existing | Space Heating | Natural Gas | Furnace | E6 | PCT BC Ratio | 0 | 0 | 0 | 0 | 0 | 0 | 0 | 0 | 0 | 0 | 0 | 0 | 0 | 0 | 0 | 0 | 0 | 0 | 0 | 0 | 0 | 0 | 0 | 0 | 0 | 0 | 0 | 0 | 0 | 0
F4_Commercial_Miscellaneous_Existing_Space Heating_Natural Gas_Furnace_E7 | F4 | Commercial | Miscellaneous | Existing | Space Heating | Natural Gas | Furnace | E7 | PCT BC Ratio | 0 | 0 | 0 | 0 | 0 | 0 | 0 | 0 | 0 | 0 | 0 | 0 | 0 | 0 | 0 | 0 | 0 | 0 | 0 | 0 | 0 | 0 | 0 | 0 | 0 | 0 | 0 | 0 | 0 | 0
F4_Commercial_Miscellaneous_Existing_Space Heating_Natural Gas_Furnace_E8 | F4 | Commercial | Miscellaneous | Existing | Space Heating | Natural Gas | Furnace | E8 | PCT BC Ratio | 0 | 0 | 0 | 0 | 0 | 0 | 0 | 0 | 0 | 0 | 0 | 0 | 0 | 0 | 0 | 0 | 0 | 0 | 0 | 0 | 0 | 0 | 0 | 0 | 0 | 0 | 0 | 0 | 0 | 0
F4_Commercial_Miscellaneous_Existing_Space Heating_Natural Gas_Furnace_E9 | F4 | Commercial | Miscellaneous | Existing | Space Heating | Natural Gas | Furnace | E9 | PCT BC Ratio | 0 | 0 | 0 | 0 | 0 | 0 | 0 | 0 | 0 | 0 | 0 | 0 | 0 | 0 | 0 | 0 | 0 | 0 | 0 | 0 | 0 | 0 | 0 | 0 | 0 | 0 | 0 | 0 | 0 | 0
F4_Commercial_Miscellaneous_Existing_Space Heating_Natural Gas_Furnace_E10 | F4 | Commercial | Miscellaneous | Existing | Space Heating | Natural Gas | Furnace | E10 | PCT BC Ratio | 0 | 0 | 0 | 0 | 0 | 0 | 0 | 0 | 0 | 0 | 0 | 0 | 0 | 0 | 0 | 0 | 0 | 0 | 0 | 0 | 0 | 0 | 0 | 0 | 0 | 0 | 0 | 0 | 0 | 0
F5_Commercial_Miscellaneous_Existing_Space Heating_Natural Gas_Furnace_E1 | F5 | Commercial | Miscellaneous | Existing | Space Heating | Natural Gas | Furnace | E1 | RIM BC Ratio | 0.9 | 0.9 | 0.9 | 0.9 | 0.9 | 0.9 | 0.9 | 0.9 | 0.9 | 0.9 | 0.9 | 0.9 | 0.9 | 0.9 | 0.9 | 0.9 | 0.9 | 0.9 | 0.9 | 0.9 | 0.9 | 0.9 | 0 | 0 | 0 | 0 | 0 | 0 | 0 | 0
F5_Commercial_Miscellaneous_Existing_Space Heating_Natural Gas_Furnace_E2 | F5 | Commercial | Miscellaneous | Existing | Space Heating | Natural Gas | Furnace | E2 | RIM BC Ratio | 0.71594 | 0.71714 | 0.71841 | 0.72002 | 0.72188 | 0.72387 | 0.72569 | 0.72731 | 0.72886 | 0.73038 | 0.73191 | 0.73343 | 0.73491 | 0.73641 | 0.73785 | 0.73928 | 0.74073 | 0.74215 | 0.74355 | 0.74492 | 0.74626 | 0.74755 | 0 | 0 | 0 | 0 | 0 | 0 | 0 | 0
F5_Commercial_Miscellaneous_Existing_Space Heating_Natural Gas_Furnace_E3 | F5 | Commercial | Miscellaneous | Existing | Space Heating | Natural Gas | Furnace | E3 | RIM BC Ratio | 0.67673 | 0.67823 | 0.67983 | 0.68186 | 0.6842 | 0.68673 | 0.68903 | 0.6911 | 0.69306 | 0.695 | 0.69695 | 0.69889 | 0.70079 | 0.70271 | 0.70456 | 0.70639 | 0.70825 | 0.71008 | 0.71188 | 0.71366 | 0.71538 | 0.71705 | 0 | 0 | 0 | 0 | 0 | 0 | 0 | 0
F5_Commercial_Miscellaneous_Existing_Space Heating_Natural Gas_Furnace_E4 | F5 | Commercial | Miscellaneous | Existing | Space Heating | Natural Gas | Furnace | E4 | RIM BC Ratio | 0 | 0 | 0 | 0 | 0 | 0 | 0 | 0 | 0 | 0 | 0 | 0 | 0 | 0 | 0 | 0 | 0 | 0 | 0 | 0 | 0 | 0 | 0 | 0 | 0 | 0 | 0 | 0 | 0 | 0
F5_Commercial_Miscellaneous_Existing_Space Heating_Natural Gas_Furnace_E5 | F5 | Commercial | Miscellaneous | Existing | Space Heating | Natural Gas | Furnace | E5 | RIM BC Ratio | 0 | 0 | 0 | 0 | 0 | 0 | 0 | 0 | 0 | 0 | 0 | 0 | 0 | 0 | 0 | 0 | 0 | 0 | 0 | 0 | 0 | 0 | 0 | 0 | 0 | 0 | 0 | 0 | 0 | 0
F5_Commercial_Miscellaneous_Existing_Space Heating_Natural Gas_Furnace_E6 | F5 | Commercial | Miscellaneous | Existing | Space Heating | Natural Gas | Furnace | E6 | RIM BC Ratio | 0 | 0 | 0 | 0 | 0 | 0 | 0 | 0 | 0 | 0 | 0 | 0 | 0 | 0 | 0 | 0 | 0 | 0 | 0 | 0 | 0 | 0 | 0 | 0 | 0 | 0 | 0 | 0 | 0 | 0
F5_Commercial_Miscellaneous_Existing_Space Heating_Natural Gas_Furnace_E7 | F5 | Commercial | Miscellaneous | Existing | Space Heating | Natural Gas | Furnace | E7 | RIM BC Ratio | 0 | 0 | 0 | 0 | 0 | 0 | 0 | 0 | 0 | 0 | 0 | 0 | 0 | 0 | 0 | 0 | 0 | 0 | 0 | 0 | 0 | 0 | 0 | 0 | 0 | 0 | 0 | 0 | 0 | 0
F5_Commercial_Miscellaneous_Existing_Space Heating_Natural Gas_Furnace_E8 | F5 | Commercial | Miscellaneous | Existing | Space Heating | Natural Gas | Furnace | E8 | RIM BC Ratio | 0 | 0 | 0 | 0 | 0 | 0 | 0 | 0 | 0 | 0 | 0 | 0 | 0 | 0 | 0 | 0 | 0 | 0 | 0 | 0 | 0 | 0 | 0 | 0 | 0 | 0 | 0 | 0 | 0 | 0
F5_Commercial_Miscellaneous_Existing_Space Heating_Natural Gas_Furnace_E9 | F5 | Commercial | Miscellaneous | Existing | Space Heating | Natural Gas | Furnace | E9 | RIM BC Ratio | 0 | 0 | 0 | 0 | 0 | 0 | 0 | 0 | 0 | 0 | 0 | 0 | 0 | 0 | 0 | 0 | 0 | 0 | 0 | 0 | 0 | 0 | 0 | 0 | 0 | 0 | 0 | 0 | 0 | 0
F5_Commercial_Miscellaneous_Existing_Space Heating_Natural Gas_Furnace_E10 | F5 | Commercial | Miscellaneous | Existing | Space Heating | Natural Gas | Furnace | E10 | RIM BC Ratio | 0 | 0 | 0 | 0 | 0 | 0 | 0 | 0 | 0 | 0 | 0 | 0 | 0 | 0 | 0 | 0 | 0 | 0 | 0 | 0 | 0 | 0 | 0 | 0 | 0 | 0 | 0 | 0 | 0 | 0
F0_Commercial_Miscellaneous_Existing_Space Heating_Natural Gas_Boiler_E0 | F0 | Commercial | Miscellaneous | Existing | Space Heating | Natural Gas | Boiler | E0 | Economic Unit | AFUE 97% | AFUE 97% | AFUE 97% | AFUE 97% | AFUE 97% | AFUE 97% | AFUE 97% | AFUE 97% | AFUE 97% | AFUE 97% | AFUE 97% | AFUE 97% | AFUE 97% | AFUE 97% | AFUE 97% | AFUE 97% | AFUE 97% | AFUE 97% | AFUE 97% | AFUE 97% | AFUE 97% | AFUE 97% | 0 | 0 | 0 | 0 | 0 | 0 | 0 | 0
F1_Commercial_Miscellaneous_Existing_Space Heating_Natural Gas_Boiler_E1 | F1 | Commercial | Miscellaneous | Existing | Space Heating | Natural Gas | Boiler | E1 | CCE | 0 | 0 | 0 | 0 | 0 | 0 | 0 | 0 | 0 | 0 | 0 | 0 | 0 | 0 | 0 | 0 | 0 | 0 | 0 | 0 | 0 | 0 | 0 | 0 | 0 | 0 | 0 | 0 | 0 | 0
F1_Commercial_Miscellaneous_Existing_Space Heating_Natural Gas_Boiler_E2 | F1 | Commercial | Miscellaneous | Existing | Space Heating | Natural Gas | Boiler | E2 | CCE | 0.010524 | 0.010524 | 0.011056 | 0.010888 | 0.010725 | 0.010521 | 0.010492 | 0.010424 | 0.010362 | 0.010267 | 0.010252 | 0.010205 | 0.010163 | 0.010083 | 0.010093 | 0.010062 | 0.010032 | 0.0099659 | 0.0099855 | 0.009966 | 0.0099514 | 0.0098958 | 0 | 0 | 0 | 0 | 0 | 0 | 0 | 0
F1_Commercial_Miscellaneous_Existing_Space Heating_Natural Gas_Boiler_E3 | F1 | Commercial | Miscellaneous | Existing | Space Heating | Natural Gas | Boiler | E3 | CCE | 0.010626 | 0.010626 | 0.011163 | 0.010994 | 0.010829 | 0.010623 | 0.010594 | 0.010526 | 0.010462 | 0.010367 | 0.010352 | 0.010304 | 0.010262 | 0.010181 | 0.010191 | 0.01016 | 0.01013 | 0.010063 | 0.010083 | 0.010063 | 0.010048 | 0.009992 | 0 | 0 | 0 | 0 | 0 | 0 | 0 | 0
F1_Commercial_Miscellaneous_Existing_Space Heating_Natural Gas_Boiler_E4 | F1 | Commercial | Miscellaneous | Existing | Space Heating | Natural Gas | Boiler | E4 | CCE | 0.072721 | 0.072721 | 0.076398 | 0.075237 | 0.074108 | 0.072699 | 0.0725 | 0.072034 | 0.0716 | 0.070946 | 0.070845 | 0.070519 | 0.070228 | 0.069673 | 0.069746 | 0.069533 | 0.069324 | 0.068866 | 0.069001 | 0.068867 | 0.068766 | 0.068381 | 0 | 0 | 0 | 0 | 0 | 0 | 0 | 0
F1_Commercial_Miscellaneous_Existing_Space Heating_Natural Gas_Boiler_E5 | F1 | Commercial | Miscellaneous | Existing | Space Heating | Natural Gas | Boiler | E5 | CCE | 0 | 0 | 0 | 0 | 0 | 0 | 0 | 0 | 0 | 0 | 0 | 0 | 0 | 0 | 0 | 0 | 0 | 0 | 0 | 0 | 0 | 0 | 0 | 0 | 0 | 0 | 0 | 0 | 0 | 0
F1_Commercial_Miscellaneous_Existing_Space Heating_Natural Gas_Boiler_E6 | F1 | Commercial | Miscellaneous | Existing | Space Heating | Natural Gas | Boiler | E6 | CCE | 0 | 0 | 0 | 0 | 0 | 0 | 0 | 0 | 0 | 0 | 0 | 0 | 0 | 0 | 0 | 0 | 0 | 0 | 0 | 0 | 0 | 0 | 0 | 0 | 0 | 0 | 0 | 0 | 0 | 0
F1_Commercial_Miscellaneous_Existing_Space Heating_Natural Gas_Boiler_E7 | F1 | Commercial | Miscellaneous | Existing | Space Heating | Natural Gas | Boiler | E7 | CCE | 0 | 0 | 0 | 0 | 0 | 0 | 0 | 0 | 0 | 0 | 0 | 0 | 0 | 0 | 0 | 0 | 0 | 0 | 0 | 0 | 0 | 0 | 0 | 0 | 0 | 0 | 0 | 0 | 0 | 0
F1_Commercial_Miscellaneous_Existing_Space Heating_Natural Gas_Boiler_E8 | F1 | Commercial | Miscellaneous | Existing | Space Heating | Natural Gas | Boiler | E8 | CCE | 0 | 0 | 0 | 0 | 0 | 0 | 0 | 0 | 0 | 0 | 0 | 0 | 0 | 0 | 0 | 0 | 0 | 0 | 0 | 0 | 0 | 0 | 0 | 0 | 0 | 0 | 0 | 0 | 0 | 0
F1_Commercial_Miscellaneous_Existing_Space Heating_Natural Gas_Boiler_E9 | F1 | Commercial | Miscellaneous | Existing | Space Heating | Natural Gas | Boiler | E9 | CCE | 0 | 0 | 0 | 0 | 0 | 0 | 0 | 0 | 0 | 0 | 0 | 0 | 0 | 0 | 0 | 0 | 0 | 0 | 0 | 0 | 0 | 0 | 0 | 0 | 0 | 0 | 0 | 0 | 0 | 0
F1_Commercial_Miscellaneous_Existing_Space Heating_Natural Gas_Boiler_E10 | F1 | Commercial | Miscellaneous | Existing | Space Heating | Natural Gas | Boiler | E10 | CCE | 0 | 0 | 0 | 0 | 0 | 0 | 0 | 0 | 0 | 0 | 0 | 0 | 0 | 0 | 0 | 0 | 0 | 0 | 0 | 0 | 0 | 0 | 0 | 0 | 0 | 0 | 0 | 0 | 0 | 0
F2_Commercial_Miscellaneous_Existing_Space Heating_Natural Gas_Boiler_E1 | F2 | Commercial | Miscellaneous | Existing | Space Heating | Natural Gas | Boiler | E1 | TRC BC Ratio | 0.9 | 0.9 | 0.9 | 0.9 | 0.9 | 0.9 | 0.9 | 0.9 | 0.9 | 0.9 | 0.9 | 0.9 | 0.9 | 0.9 | 0.9 | 0.9 | 0.9 | 0.9 | 0.9 | 0.9 | 0.9 | 0.9 | 0 | 0 | 0 | 0 | 0 | 0 | 0 | 0
F2_Commercial_Miscellaneous_Existing_Space Heating_Natural Gas_Boiler_E2 | F2 | Commercial | Miscellaneous | Existing | Space Heating | Natural Gas | Boiler | E2 | TRC BC Ratio | 0.92832 | 0.9395 | 0.95148 | 0.96674 | 0.98487 | 1.0052 | 1.0245 | 1.0425 | 1.0602 | 1.0782 | 1.0968 | 1.1157 | 1.1348 | 1.1547 | 1.1744 | 1.1945 | 1.2155 | 1.2368 | 1.2584 | 1.2802 | 1.3019 | 1.3236 | 0 | 0 | 0 | 0 | 0 | 0 | 0 | 0
F2_Commercial_Miscellaneous_Existing_Space Heating_Natural Gas_Boiler_E3 | F2 | Commercial | Miscellaneous | Existing | Space Heating | Natural Gas | Boiler | E3 | TRC BC Ratio | 0.91938 | 0.93045 | 0.94231 | 0.95743 | 0.97538 | 0.99548 | 1.0146 | 1.0325 | 1.05 | 1.0678 | 1.0862 | 1.105 | 1.1239 | 1.1436 | 1.1631 | 1.183 | 1.2038 | 1.2249 | 1.2463 | 1.2678 | 1.2894 | 1.3108 | 0 | 0 | 0 | 0 | 0 | 0 | 0 | 0
F2_Commercial_Miscellaneous_Existing_Space Heating_Natural Gas_Boiler_E4 | F2 | Commercial | Miscellaneous | Existing | Space Heating | Natural Gas | Boiler | E4 | TRC BC Ratio | 0.147 | 0.14905 | 0.15112 | 0.15339 | 0.1559 | 0.15862 | 0.16136 | 0.16408 | 0.16687 | 0.16976 | 0.17277 | 0.1759 | 0.17916 | 0.18257 | 0.18601 | 0.18953 | 0.19315 | 0.19683 | 0.20057 | 0.20436 | 0.20815 | 0.21192 | 0 | 0 | 0 | 0 | 0 | 0 | 0 | 0
F2_Commercial_Miscellaneous_Existing_Space Heating_Natural Gas_Boiler_E5 | F2 | Commercial | Miscellaneous | Existing | Space Heating | Natural Gas | Boiler | E5 | TRC BC Ratio | 0 | 0 | 0 | 0 | 0 | 0 | 0 | 0 | 0 | 0 | 0 | 0 | 0 | 0 | 0 | 0 | 0 | 0 | 0 | 0 | 0 | 0 | 0 | 0 | 0 | 0 | 0 | 0 | 0 | 0
F2_Commercial_Miscellaneous_Existing_Space Heating_Natural Gas_Boiler_E6 | F2 | Commercial | Miscellaneous | Existing | Space Heating | Natural Gas | Boiler | E6 | TRC BC Ratio | 0 | 0 | 0 | 0 | 0 | 0 | 0 | 0 | 0 | 0 | 0 | 0 | 0 | 0 | 0 | 0 | 0 | 0 | 0 | 0 | 0 | 0 | 0 | 0 | 0 | 0 | 0 | 0 | 0 | 0
F2_Commercial_Miscellaneous_Existing_Space Heating_Natural Gas_Boiler_E7 | F2 | Commercial | Miscellaneous | Existing | Space Heating | Natural Gas | Boiler | E7 | TRC BC Ratio | 0 | 0 | 0 | 0 | 0 | 0 | 0 | 0 | 0 | 0 | 0 | 0 | 0 | 0 | 0 | 0 | 0 | 0 | 0 | 0 | 0 | 0 | 0 | 0 | 0 | 0 | 0 | 0 | 0 | 0
F2_Commercial_Miscellaneous_Existing_Space Heating_Natural Gas_Boiler_E8 | F2 | Commercial | Miscellaneous | Existing | Space Heating | Natural Gas | Boiler | E8 | TRC BC Ratio | 0 | 0 | 0 | 0 | 0 | 0 | 0 | 0 | 0 | 0 | 0 | 0 | 0 | 0 | 0 | 0 | 0 | 0 | 0 | 0 | 0 | 0 | 0 | 0 | 0 | 0 | 0 | 0 | 0 | 0
F2_Commercial_Miscellaneous_Existing_Space Heating_Natural Gas_Boiler_E9 | F2 | Commercial | Miscellaneous | Existing | Space Heating | Natural Gas | Boiler | E9 | TRC BC Ratio | 0 | 0 | 0 | 0 | 0 | 0 | 0 | 0 | 0 | 0 | 0 | 0 | 0 | 0 | 0 | 0 | 0 | 0 | 0 | 0 | 0 | 0 | 0 | 0 | 0 | 0 | 0 | 0 | 0 | 0
F2_Commercial_Miscellaneous_Existing_Space Heating_Natural Gas_Boiler_E10 | F2 | Commercial | Miscellaneous | Existing | Space Heating | Natural Gas | Boiler | E10 | TRC BC Ratio | 0 | 0 | 0 | 0 | 0 | 0 | 0 | 0 | 0 | 0 | 0 | 0 | 0 | 0 | 0 | 0 | 0 | 0 | 0 | 0 | 0 | 0 | 0 | 0 | 0 | 0 | 0 | 0 | 0 | 0
F3_Commercial_Miscellaneous_Existing_Space Heating_Natural Gas_Boiler_E1 | F3 | Commercial | Miscellaneous | Existing | Space Heating | Natural Gas | Boiler | E1 | PACT BC Ratio | 0.9 | 0.9 | 0.9 | 0.9 | 0.9 | 0.9 | 0.9 | 0.9 | 0.9 | 0.9 | 0.9 | 0.9 | 0.9 | 0.9 | 0.9 | 0.9 | 0.9 | 0.9 | 0.9 | 0.9 | 0.9 | 0.9 | 0 | 0 | 0 | 0 | 0 | 0 | 0 | 0
F3_Commercial_Miscellaneous_Existing_Space Heating_Natural Gas_Boiler_E2 | F3 | Commercial | Miscellaneous | Existing | Space Heating | Natural Gas | Boiler | E2 | PACT BC Ratio | 0.95595 | 0.96746 | 0.9798 | 0.99551 | 1.0142 | 1.0351 | 1.055 | 1.0736 | 1.0918 | 1.1103 | 1.1294 | 1.1489 | 1.1686 | 1.1891 | 1.2094 | 1.2301 | 1.2517 | 1.2736 | 1.2958 | 1.3183 | 1.3407 | 1.363 | 0 | 0 | 0 | 0 | 0 | 0 | 0 | 0
F3_Commercial_Miscellaneous_Existing_Space Heating_Natural Gas_Boiler_E3 | F3 | Commercial | Miscellaneous | Existing | Space Heating | Natural Gas | Boiler | E3 | PACT BC Ratio | 0.94674 | 0.95814 | 0.97036 | 0.98592 | 1.0044 | 1.0251 | 1.0448 | 1.0632 | 1.0813 | 1.0996 | 1.1185 | 1.1379 | 1.1573 | 1.1776 | 1.1977 | 1.2182 | 1.2396 | 1.2613 | 1.2834 | 1.3056 | 1.3278 | 1.3498 | 0 | 0 | 0 | 0 | 0 | 0 | 0 | 0
F3_Commercial_Miscellaneous_Existing_Space Heating_Natural Gas_Boiler_E4 | F3 | Commercial | Miscellaneous | Existing | Space Heating | Natural Gas | Boiler | E4 | PACT BC Ratio | 0.15138 | 0.15349 | 0.15561 | 0.15796 | 0.16054 | 0.16334 | 0.16616 | 0.16897 | 0.17184 | 0.17481 | 0.17791 | 0.18114 | 0.18449 | 0.188 | 0.19155 | 0.19517 | 0.1989 | 0.20268 | 0.20654 | 0.21044 | 0.21435 | 0.21823 | 0 | 0 | 0 | 0 | 0 | 0 | 0 | 0
F3_Commercial_Miscellaneous_Existing_Space Heating_Natural Gas_Boiler_E5 | F3 | Commercial | Miscellaneous | Existing | Space Heating | Natural Gas | Boiler | E5 | PACT BC Ratio | 0 | 0 | 0 | 0 | 0 | 0 | 0 | 0 | 0 | 0 | 0 | 0 | 0 | 0 | 0 | 0 | 0 | 0 | 0 | 0 | 0 | 0 | 0 | 0 | 0 | 0 | 0 | 0 | 0 | 0
F3_Commercial_Miscellaneous_Existing_Space Heating_Natural Gas_Boiler_E6 | F3 | Commercial | Miscellaneous | Existing | Space Heating | Natural Gas | Boiler | E6 | PACT BC Ratio | 0 | 0 | 0 | 0 | 0 | 0 | 0 | 0 | 0 | 0 | 0 | 0 | 0 | 0 | 0 | 0 | 0 | 0 | 0 | 0 | 0 | 0 | 0 | 0 | 0 | 0 | 0 | 0 | 0 | 0
F3_Commercial_Miscellaneous_Existing_Space Heating_Natural Gas_Boiler_E7 | F3 | Commercial | Miscellaneous | Existing | Space Heating | Natural Gas | Boiler | E7 | PACT BC Ratio | 0 | 0 | 0 | 0 | 0 | 0 | 0 | 0 | 0 | 0 | 0 | 0 | 0 | 0 | 0 | 0 | 0 | 0 | 0 | 0 | 0 | 0 | 0 | 0 | 0 | 0 | 0 | 0 | 0 | 0
F3_Commercial_Miscellaneous_Existing_Space Heating_Natural Gas_Boiler_E8 | F3 | Commercial | Miscellaneous | Existing | Space Heating | Natural Gas | Boiler | E8 | PACT BC Ratio | 0 | 0 | 0 | 0 | 0 | 0 | 0 | 0 | 0 | 0 | 0 | 0 | 0 | 0 | 0 | 0 | 0 | 0 | 0 | 0 | 0 | 0 | 0 | 0 | 0 | 0 | 0 | 0 | 0 | 0
F3_Commercial_Miscellaneous_Existing_Space Heating_Natural Gas_Boiler_E9 | F3 | Commercial | Miscellaneous | Existing | Space Heating | Natural Gas | Boiler | E9 | PACT BC Ratio | 0 | 0 | 0 | 0 | 0 | 0 | 0 | 0 | 0 | 0 | 0 | 0 | 0 | 0 | 0 | 0 | 0 | 0 | 0 | 0 | 0 | 0 | 0 | 0 | 0 | 0 | 0 | 0 | 0 | 0
F3_Commercial_Miscellaneous_Existing_Space Heating_Natural Gas_Boiler_E10 | F3 | Commercial | Miscellaneous | Existing | Space Heating | Natural Gas | Boiler | E10 | PACT BC Ratio | 0 | 0 | 0 | 0 | 0 | 0 | 0 | 0 | 0 | 0 | 0 | 0 | 0 | 0 | 0 | 0 | 0 | 0 | 0 | 0 | 0 | 0 | 0 | 0 | 0 | 0 | 0 | 0 | 0 | 0
F4_Commercial_Miscellaneous_Existing_Space Heating_Natural Gas_Boiler_E1 | F4 | Commercial | Miscellaneous | Existing | Space Heating | Natural Gas | Boiler | E1 | PCT BC Ratio | 0.9 | 0.9 | 0.9 | 0.9 | 0.9 | 0.9 | 0.9 | 0.9 | 0.9 | 0.9 | 0.9 | 0.9 | 0.9 | 0.9 | 0.9 | 0.9 | 0.9 | 0.9 | 0.9 | 0.9 | 0.9 | 0.9 | 0 | 0 | 0 | 0 | 0 | 0 | 0 | 0
F4_Commercial_Miscellaneous_Existing_Space Heating_Natural Gas_Boiler_E2 | F4 | Commercial | Miscellaneous | Existing | Space Heating | Natural Gas | Boiler | E2 | PCT BC Ratio | 3.2048 | 3.2321 | 3.2613 | 3.2985 | 3.3427 | 3.3922 | 3.4393 | 3.4833 | 3.5265 | 3.5702 | 3.6155 | 3.6618 | 3.7084 | 3.7569 | 3.8049 | 3.8539 | 3.9051 | 3.957 | 4.0096 | 4.0628 | 4.1158 | 4.1686 | 0 | 0 | 0 | 0 | 0 | 0 | 0 | 0
F4_Commercial_Miscellaneous_Existing_Space Heating_Natural Gas_Boiler_E3 | F4 | Commercial | Miscellaneous | Existing | Space Heating | Natural Gas | Boiler | E3 | PCT BC Ratio | 3.183 | 3.21 | 3.2389 | 3.2758 | 3.3196 | 3.3686 | 3.4153 | 3.4588 | 3.5016 | 3.5449 | 3.5898 | 3.6356 | 3.6817 | 3.7297 | 3.7773 | 3.8259 | 3.8766 | 3.9279 | 3.9801 | 4.0327 | 4.0853 | 4.1375 | 0 | 0 | 0 | 0 | 0 | 0 | 0 | 0
F4_Commercial_Miscellaneous_Existing_Space Heating_Natural Gas_Boiler_E4 | F4 | Commercial | Miscellaneous | Existing | Space Heating | Natural Gas | Boiler | E4 | PCT BC Ratio | 1.2996 | 1.3046 | 1.3097 | 1.3152 | 1.3213 | 1.328 | 1.3346 | 1.3413 | 1.3481 | 1.3551 | 1.3625 | 1.3701 | 1.378 | 1.3864 | 1.3948 | 1.4033 | 1.4121 | 1.4211 | 1.4303 | 1.4395 | 1.4487 | 1.4579 | 0 | 0 | 0 | 0 | 0 | 0 | 0 | 0
F4_Commercial_Miscellaneous_Existing_Space Heating_Natural Gas_Boiler_E5 | F4 | Commercial | Miscellaneous | Existing | Space Heating | Natural Gas | Boiler | E5 | PCT BC Ratio | 0 | 0 | 0 | 0 | 0 | 0 | 0 | 0 | 0 | 0 | 0 | 0 | 0 | 0 | 0 | 0 | 0 | 0 | 0 | 0 | 0 | 0 | 0 | 0 | 0 | 0 | 0 | 0 | 0 | 0
F4_Commercial_Miscellaneous_Existing_Space Heating_Natural Gas_Boiler_E6 | F4 | Commercial | Miscellaneous | Existing | Space Heating | Natural Gas | Boiler | E6 | PCT BC Ratio | 0 | 0 | 0 | 0 | 0 | 0 | 0 | 0 | 0 | 0 | 0 | 0 | 0 | 0 | 0 | 0 | 0 | 0 | 0 | 0 | 0 | 0 | 0 | 0 | 0 | 0 | 0 | 0 | 0 | 0
F4_Commercial_Miscellaneous_Existing_Space Heating_Natural Gas_Boiler_E7 | F4 | Commercial | Miscellaneous | Existing | Space Heating | Natural Gas | Boiler | E7 | PCT BC Ratio | 0 | 0 | 0 | 0 | 0 | 0 | 0 | 0 | 0 | 0 | 0 | 0 | 0 | 0 | 0 | 0 | 0 | 0 | 0 | 0 | 0 | 0 | 0 | 0 | 0 | 0 | 0 | 0 | 0 | 0
F4_Commercial_Miscellaneous_Existing_Space Heating_Natural Gas_Boiler_E8 | F4 | Commercial | Miscellaneous | Existing | Space Heating | Natural Gas | Boiler | E8 | PCT BC Ratio | 0 | 0 | 0 | 0 | 0 | 0 | 0 | 0 | 0 | 0 | 0 | 0 | 0 | 0 | 0 | 0 | 0 | 0 | 0 | 0 | 0 | 0 | 0 | 0 | 0 | 0 | 0 | 0 | 0 | 0
F4_Commercial_Miscellaneous_Existing_Space Heating_Natural Gas_Boiler_E9 | F4 | Commercial | Miscellaneous | Existing | Space Heating | Natural Gas | Boiler | E9 | PCT BC Ratio | 0 | 0 | 0 | 0 | 0 | 0 | 0 | 0 | 0 | 0 | 0 | 0 | 0 | 0 | 0 | 0 | 0 | 0 | 0 | 0 | 0 | 0 | 0 | 0 | 0 | 0 | 0 | 0 | 0 | 0
F4_Commercial_Miscellaneous_Existing_Space Heating_Natural Gas_Boiler_E10 | F4 | Commercial | Miscellaneous | Existing | Space Heating | Natural Gas | Boiler | E10 | PCT BC Ratio | 0 | 0 | 0 | 0 | 0 | 0 | 0 | 0 | 0 | 0 | 0 | 0 | 0 | 0 | 0 | 0 | 0 | 0 | 0 | 0 | 0 | 0 | 0 | 0 | 0 | 0 | 0 | 0 | 0 | 0
F5_Commercial_Miscellaneous_Existing_Space Heating_Natural Gas_Boiler_E1 | F5 | Commercial | Miscellaneous | Existing | Space Heating | Natural Gas | Boiler | E1 | RIM BC Ratio | 0.9 | 0.9 | 0.9 | 0.9 | 0.9 | 0.9 | 0.9 | 0.9 | 0.9 | 0.9 | 0.9 | 0.9 | 0.9 | 0.9 | 0.9 | 0.9 | 0.9 | 0.9 | 0.9 | 0.9 | 0.9 | 0.9 | 0 | 0 | 0 | 0 | 0 | 0 | 0 | 0
F5_Commercial_Miscellaneous_Existing_Space Heating_Natural Gas_Boiler_E2 | F5 | Commercial | Miscellaneous | Existing | Space Heating | Natural Gas | Boiler | E2 | RIM BC Ratio | 0.4456 | 0.44809 | 0.45072 | 0.45401 | 0.45786 | 0.46207 | 0.466 | 0.46958 | 0.47304 | 0.47647 | 0.47996 | 0.48346 | 0.4869 | 0.49042 | 0.49384 | 0.49726 | 0.50076 | 0.50423 | 0.50767 | 0.51108 | 0.51442 | 0.51766 | 0 | 0 | 0 | 0 | 0 | 0 | 0 | 0
F5_Commercial_Miscellaneous_Existing_Space Heating_Natural Gas_Boiler_E3 | F5 | Commercial | Miscellaneous | Existing | Space Heating | Natural Gas | Boiler | E3 | RIM BC Ratio | 0.44359 | 0.44608 | 0.44871 | 0.45201 | 0.45586 | 0.46007 | 0.464 | 0.46759 | 0.47105 | 0.47449 | 0.47799 | 0.48149 | 0.48494 | 0.48847 | 0.49189 | 0.49531 | 0.49882 | 0.50229 | 0.50575 | 0.50916 | 0.5125 | 0.51576 | 0 | 0 | 0 | 0 | 0 | 0 | 0 | 0
F5_Commercial_Miscellaneous_Existing_Space Heating_Natural Gas_Boiler_E4 | F5 | Commercial | Miscellaneous | Existing | Space Heating | Natural Gas | Boiler | E4 | RIM BC Ratio | 0.12814 | 0.12965 | 0.13116 | 0.13282 | 0.13464 | 0.13661 | 0.13857 | 0.14052 | 0.1425 | 0.14454 | 0.14665 | 0.14884 | 0.15109 | 0.15344 | 0.1558 | 0.15818 | 0.16062 | 0.16308 | 0.16557 | 0.16807 | 0.17055 | 0.173 | 0 | 0 | 0 | 0 | 0 | 0 | 0 | 0
F5_Commercial_Miscellaneous_Existing_Space Heating_Natural Gas_Boiler_E5 | F5 | Commercial | Miscellaneous | Existing | Space Heating | Natural Gas | Boiler | E5 | RIM BC Ratio | 0 | 0 | 0 | 0 | 0 | 0 | 0 | 0 | 0 | 0 | 0 | 0 | 0 | 0 | 0 | 0 | 0 | 0 | 0 | 0 | 0 | 0 | 0 | 0 | 0 | 0 | 0 | 0 | 0 | 0
F5_Commercial_Miscellaneous_Existing_Space Heating_Natural Gas_Boiler_E6 | F5 | Commercial | Miscellaneous | Existing | Space Heating | Natural Gas | Boiler | E6 | RIM BC Ratio | 0 | 0 | 0 | 0 | 0 | 0 | 0 | 0 | 0 | 0 | 0 | 0 | 0 | 0 | 0 | 0 | 0 | 0 | 0 | 0 | 0 | 0 | 0 | 0 | 0 | 0 | 0 | 0 | 0 | 0
F5_Commercial_Miscellaneous_Existing_Space Heating_Natural Gas_Boiler_E7 | F5 | Commercial | Miscellaneous | Existing | Space Heating | Natural Gas | Boiler | E7 | RIM BC Ratio | 0 | 0 | 0 | 0 | 0 | 0 | 0 | 0 | 0 | 0 | 0 | 0 | 0 | 0 | 0 | 0 | 0 | 0 | 0 | 0 | 0 | 0 | 0 | 0 | 0 | 0 | 0 | 0 | 0 | 0
F5_Commercial_Miscellaneous_Existing_Space Heating_Natural Gas_Boiler_E8 | F5 | Commercial | Miscellaneous | Existing | Space Heating | Natural Gas | Boiler | E8 | RIM BC Ratio | 0 | 0 | 0 | 0 | 0 | 0 | 0 | 0 | 0 | 0 | 0 | 0 | 0 | 0 | 0 | 0 | 0 | 0 | 0 | 0 | 0 | 0 | 0 | 0 | 0 | 0 | 0 | 0 | 0 | 0
F5_Commercial_Miscellaneous_Existing_Space Heating_Natural Gas_Boiler_E9 | F5 | Commercial | Miscellaneous | Existing | Space Heating | Natural Gas | Boiler | E9 | RIM BC Ratio | 0 | 0 | 0 | 0 | 0 | 0 | 0 | 0 | 0 | 0 | 0 | 0 | 0 | 0 | 0 | 0 | 0 | 0 | 0 | 0 | 0 | 0 | 0 | 0 | 0 | 0 | 0 | 0 | 0 | 0
F5_Commercial_Miscellaneous_Existing_Space Heating_Natural Gas_Boiler_E10 | F5 | Commercial | Miscellaneous | Existing | Space Heating | Natural Gas | Boiler | E10 | RIM BC Ratio | 0 | 0 | 0 | 0 | 0 | 0 | 0 | 0 | 0 | 0 | 0 | 0 | 0 | 0 | 0 | 0 | 0 | 0 | 0 | 0 | 0 | 0 | 0 | 0 | 0 | 0 | 0 | 0 | 0 | 0
F0_Commercial_Miscellaneous_Existing_Space Heating_Natural Gas_Unit Heater_E0 | F0 | Commercial | Miscellaneous | Existing | Space Heating | Natural Gas | Unit Heater | E0 | Economic Unit | Infrared Radiant | Infrared Radiant | Infrared Radiant | Infrared Radiant | Infrared Radiant | Infrared Radiant | Infrared Radiant | Infrared Radiant | Infrared Radiant | Infrared Radiant | Infrared Radiant | Infrared Radiant | Infrared Radiant | Infrared Radiant | Infrared Radiant | Infrared Radiant | Infrared Radiant | Infrared Radiant | Infrared Radiant | Infrared Radiant | Infrared Radiant | Infrared Radiant | 0 | 0 | 0 | 0 | 0 | 0 | 0 | 0
F1_Commercial_Miscellaneous_Existing_Space Heating_Natural Gas_Unit Heater_E1 | F1 | Commercial | Miscellaneous | Existing | Space Heating | Natural Gas | Unit Heater | E1 | CCE | 0 | 0 | 0 | 0 | 0 | 0 | 0 | 0 | 0 | 0 | 0 | 0 | 0 | 0 | 0 | 0 | 0 | 0 | 0 | 0 | 0 | 0 | 0 | 0 | 0 | 0 | 0 | 0 | 0 | 0
F1_Commercial_Miscellaneous_Existing_Space Heating_Natural Gas_Unit Heater_E2 | F1 | Commercial | Miscellaneous | Existing | Space Heating | Natural Gas | Unit Heater | E2 | CCE | 0.025298 | 0.025298 | 0.026577 | 0.026173 | 0.025781 | 0.02529 | 0.025221 | 0.025059 | 0.024908 | 0.024681 | 0.024645 | 0.024532 | 0.024431 | 0.024238 | 0.024263 | 0.024189 | 0.024116 | 0.023957 | 0.024004 | 0.023957 | 0.023922 | 0.023788 | 0 | 0 | 0 | 0 | 0 | 0 | 0 | 0
F1_Commercial_Miscellaneous_Existing_Space Heating_Natural Gas_Unit Heater_E3 | F1 | Commercial | Miscellaneous | Existing | Space Heating | Natural Gas | Unit Heater | E3 | CCE | 0.0011378 | 0.0011378 | 0.0011954 | 0.0011772 | 0.0011596 | 0.0011375 | 0.0011344 | 0.0011271 | 0.0011203 | 0.0011101 | 0.0011085 | 0.0011034 | 0.0010988 | 0.0010902 | 0.0010913 | 0.001088 | 0.0010847 | 0.0010775 | 0.0010796 | 0.0010775 | 0.001076 | 0.0010699 | 0 | 0 | 0 | 0 | 0 | 0 | 0 | 0
F1_Commercial_Miscellaneous_Existing_Space Heating_Natural Gas_Unit Heater_E4 | F1 | Commercial | Miscellaneous | Existing | Space Heating | Natural Gas | Unit Heater | E4 | CCE | 0 | 0 | 0 | 0 | 0 | 0 | 0 | 0 | 0 | 0 | 0 | 0 | 0 | 0 | 0 | 0 | 0 | 0 | 0 | 0 | 0 | 0 | 0 | 0 | 0 | 0 | 0 | 0 | 0 | 0
F1_Commercial_Miscellaneous_Existing_Space Heating_Natural Gas_Unit Heater_E5 | F1 | Commercial | Miscellaneous | Existing | Space Heating | Natural Gas | Unit Heater | E5 | CCE | 0 | 0 | 0 | 0 | 0 | 0 | 0 | 0 | 0 | 0 | 0 | 0 | 0 | 0 | 0 | 0 | 0 | 0 | 0 | 0 | 0 | 0 | 0 | 0 | 0 | 0 | 0 | 0 | 0 | 0
F1_Commercial_Miscellaneous_Existing_Space Heating_Natural Gas_Unit Heater_E6 | F1 | Commercial | Miscellaneous | Existing | Space Heating | Natural Gas | Unit Heater | E6 | CCE | 0 | 0 | 0 | 0 | 0 | 0 | 0 | 0 | 0 | 0 | 0 | 0 | 0 | 0 | 0 | 0 | 0 | 0 | 0 | 0 | 0 | 0 | 0 | 0 | 0 | 0 | 0 | 0 | 0 | 0
F1_Commercial_Miscellaneous_Existing_Space Heating_Natural Gas_Unit Heater_E7 | F1 | Commercial | Miscellaneous | Existing | Space Heating | Natural Gas | Unit Heater | E7 | CCE | 0 | 0 | 0 | 0 | 0 | 0 | 0 | 0 | 0 | 0 | 0 | 0 | 0 | 0 | 0 | 0 | 0 | 0 | 0 | 0 | 0 | 0 | 0 | 0 | 0 | 0 | 0 | 0 | 0 | 0
F1_Commercial_Miscellaneous_Existing_Space Heating_Natural Gas_Unit Heater_E8 | F1 | Commercial | Miscellaneous | Existing | Space Heating | Natural Gas | Unit Heater | E8 | CCE | 0 | 0 | 0 | 0 | 0 | 0 | 0 | 0 | 0 | 0 | 0 | 0 | 0 | 0 | 0 | 0 | 0 | 0 | 0 | 0 | 0 | 0 | 0 | 0 | 0 | 0 | 0 | 0 | 0 | 0
F1_Commercial_Miscellaneous_Existing_Space Heating_Natural Gas_Unit Heater_E9 | F1 | Commercial | Miscellaneous | Existing | Space Heating | Natural Gas | Unit Heater | E9 | CCE | 0 | 0 | 0 | 0 | 0 | 0 | 0 | 0 | 0 | 0 | 0 | 0 | 0 | 0 | 0 | 0 | 0 | 0 | 0 | 0 | 0 | 0 | 0 | 0 | 0 | 0 | 0 | 0 | 0 | 0
F1_Commercial_Miscellaneous_Existing_Space Heating_Natural Gas_Unit Heater_E10 | F1 | Commercial | Miscellaneous | Existing | Space Heating | Natural Gas | Unit Heater | E10 | CCE | 0 | 0 | 0 | 0 | 0 | 0 | 0 | 0 | 0 | 0 | 0 | 0 | 0 | 0 | 0 | 0 | 0 | 0 | 0 | 0 | 0 | 0 | 0 | 0 | 0 | 0 | 0 | 0 | 0 | 0
F2_Commercial_Miscellaneous_Existing_Space Heating_Natural Gas_Unit Heater_E1 | F2 | Commercial | Miscellaneous | Existing | Space Heating | Natural Gas | Unit Heater | E1 | TRC BC Ratio | 0.9 | 0.9 | 0.9 | 0.9 | 0.9 | 0.9 | 0.9 | 0.9 | 0.9 | 0.9 | 0.9 | 0.9 | 0.9 | 0.9 | 0.9 | 0.9 | 0.9 | 0.9 | 0.9 | 0.9 | 0.9 | 0.9 | 0 | 0 | 0 | 0 | 0 | 0 | 0 | 0
F2_Commercial_Miscellaneous_Existing_Space Heating_Natural Gas_Unit Heater_E2 | F2 | Commercial | Miscellaneous | Existing | Space Heating | Natural Gas | Unit Heater | E2 | TRC BC Ratio | 0.35171 | 0.35472 | 0.35832 | 0.36428 | 0.37222 | 0.3816 | 0.39021 | 0.39788 | 0.40532 | 0.41254 | 0.41981 | 0.42689 | 0.43355 | 0.44022 | 0.44659 | 0.45313 | 0.46012 | 0.46716 | 0.47426 | 0.48138 | 0.48843 | 0.49538 | 0 | 0 | 0 | 0 | 0 | 0 | 0 | 0
F2_Commercial_Miscellaneous_Existing_Space Heating_Natural Gas_Unit Heater_E3 | F2 | Commercial | Miscellaneous | Existing | Space Heating | Natural Gas | Unit Heater | E3 | TRC BC Ratio | 6.8506 | 6.8286 | 6.8252 | 6.9114 | 7.0978 | 7.356 | 7.5942 | 7.8144 | 8.0481 | 8.2587 | 8.4576 | 8.6317 | 8.7675 | 8.8576 | 8.9311 | 9.0076 | 9.0994 | 9.1891 | 9.2771 | 9.362 | 9.4392 | 9.5076 | 0 | 0 | 0 | 0 | 0 | 0 | 0 | 0
F2_Commercial_Miscellaneous_Existing_Space Heating_Natural Gas_Unit Heater_E4 | F2 | Commercial | Miscellaneous | Existing | Space Heating | Natural Gas | Unit Heater | E4 | TRC BC Ratio | 0 | 0 | 0 | 0 | 0 | 0 | 0 | 0 | 0 | 0 | 0 | 0 | 0 | 0 | 0 | 0 | 0 | 0 | 0 | 0 | 0 | 0 | 0 | 0 | 0 | 0 | 0 | 0 | 0 | 0
F2_Commercial_Miscellaneous_Existing_Space Heating_Natural Gas_Unit Heater_E5 | F2 | Commercial | Miscellaneous | Existing | Space Heating | Natural Gas | Unit Heater | E5 | TRC BC Ratio | 0 | 0 | 0 | 0 | 0 | 0 | 0 | 0 | 0 | 0 | 0 | 0 | 0 | 0 | 0 | 0 | 0 | 0 | 0 | 0 | 0 | 0 | 0 | 0 | 0 | 0 | 0 | 0 | 0 | 0
F2_Commercial_Miscellaneous_Existing_Space Heating_Natural Gas_Unit Heater_E6 | F2 | Commercial | Miscellaneous | Existing | Space Heating | Natural Gas | Unit Heater | E6 | TRC BC Ratio | 0 | 0 | 0 | 0 | 0 | 0 | 0 | 0 | 0 | 0 | 0 | 0 | 0 | 0 | 0 | 0 | 0 | 0 | 0 | 0 | 0 | 0 | 0 | 0 | 0 | 0 | 0 | 0 | 0 | 0
F2_Commercial_Miscellaneous_Existing_Space Heating_Natural Gas_Unit Heater_E7 | F2 | Commercial | Miscellaneous | Existing | Space Heating | Natural Gas | Unit Heater | E7 | TRC BC Ratio | 0 | 0 | 0 | 0 | 0 | 0 | 0 | 0 | 0 | 0 | 0 | 0 | 0 | 0 | 0 | 0 | 0 | 0 | 0 | 0 | 0 | 0 | 0 | 0 | 0 | 0 | 0 | 0 | 0 | 0
F2_Commercial_Miscellaneous_Existing_Space Heating_Natural Gas_Unit Heater_E8 | F2 | Commercial | Miscellaneous | Existing | Space Heating | Natural Gas | Unit Heater | E8 | TRC BC Ratio | 0 | 0 | 0 | 0 | 0 | 0 | 0 | 0 | 0 | 0 | 0 | 0 | 0 | 0 | 0 | 0 | 0 | 0 | 0 | 0 | 0 | 0 | 0 | 0 | 0 | 0 | 0 | 0 | 0 | 0
F2_Commercial_Miscellaneous_Existing_Space Heating_Natural Gas_Unit Heater_E9 | F2 | Commercial | Miscellaneous | Existing | Space Heating | Natural Gas | Unit Heater | E9 | TRC BC Ratio | 0 | 0 | 0 | 0 | 0 | 0 | 0 | 0 | 0 | 0 | 0 | 0 | 0 | 0 | 0 | 0 | 0 | 0 | 0 | 0 | 0 | 0 | 0 | 0 | 0 | 0 | 0 | 0 | 0 | 0
F2_Commercial_Miscellaneous_Existing_Space Heating_Natural Gas_Unit Heater_E10 | F2 | Commercial | Miscellaneous | Existing | Space Heating | Natural Gas | Unit Heater | E10 | TRC BC Ratio | 0 | 0 | 0 | 0 | 0 | 0 | 0 | 0 | 0 | 0 | 0 | 0 | 0 | 0 | 0 | 0 | 0 | 0 | 0 | 0 | 0 | 0 | 0 | 0 | 0 | 0 | 0 | 0 | 0 | 0
F3_Commercial_Miscellaneous_Existing_Space Heating_Natural Gas_Unit Heater_E1 | F3 | Commercial | Miscellaneous | Existing | Space Heating | Natural Gas | Unit Heater | E1 | PACT BC Ratio | 0.9 | 0.9 | 0.9 | 0.9 | 0.9 | 0.9 | 0.9 | 0.9 | 0.9 | 0.9 | 0.9 | 0.9 | 0.9 | 0.9 | 0.9 | 0.9 | 0.9 | 0.9 | 0.9 | 0.9 | 0.9 | 0.9 | 0 | 0 | 0 | 0 | 0 | 0 | 0 | 0
F3_Commercial_Miscellaneous_Existing_Space Heating_Natural Gas_Unit Heater_E2 | F3 | Commercial | Miscellaneous | Existing | Space Heating | Natural Gas | Unit Heater | E2 | PACT BC Ratio | 0.74493 | 0.75131 | 0.75894 | 0.77156 | 0.78839 | 0.80825 | 0.82649 | 0.84273 | 0.85849 | 0.87378 | 0.88919 | 0.90417 | 0.91828 | 0.93241 | 0.94591 | 0.95975 | 0.97456 | 0.98947 | 1.0045 | 1.0196 | 1.0345 | 1.0492 | 0 | 0 | 0 | 0 | 0 | 0 | 0 | 0
F3_Commercial_Miscellaneous_Existing_Space Heating_Natural Gas_Unit Heater_E3 | F3 | Commercial | Miscellaneous | Existing | Space Heating | Natural Gas | Unit Heater | E3 | PACT BC Ratio | 14.5099 | 14.4632 | 14.4561 | 14.6387 | 15.0334 | 15.5804 | 16.085 | 16.5514 | 17.0463 | 17.4923 | 17.9137 | 18.2824 | 18.5701 | 18.7607 | 18.9164 | 19.0784 | 19.273 | 19.463 | 19.6493 | 19.8292 | 19.9928 | 20.1376 | 0 | 0 | 0 | 0 | 0 | 0 | 0 | 0
F3_Commercial_Miscellaneous_Existing_Space Heating_Natural Gas_Unit Heater_E4 | F3 | Commercial | Miscellaneous | Existing | Space Heating | Natural Gas | Unit Heater | E4 | PACT BC Ratio | 0 | 0 | 0 | 0 | 0 | 0 | 0 | 0 | 0 | 0 | 0 | 0 | 0 | 0 | 0 | 0 | 0 | 0 | 0 | 0 | 0 | 0 | 0 | 0 | 0 | 0 | 0 | 0 | 0 | 0
F3_Commercial_Miscellaneous_Existing_Space Heating_Natural Gas_Unit Heater_E5 | F3 | Commercial | Miscellaneous | Existing | Space Heating | Natural Gas | Unit Heater | E5 | PACT BC Ratio | 0 | 0 | 0 | 0 | 0 | 0 | 0 | 0 | 0 | 0 | 0 | 0 | 0 | 0 | 0 | 0 | 0 | 0 | 0 | 0 | 0 | 0 | 0 | 0 | 0 | 0 | 0 | 0 | 0 | 0
F3_Commercial_Miscellaneous_Existing_Space Heating_Natural Gas_Unit Heater_E6 | F3 | Commercial | Miscellaneous | Existing | Space Heating | Natural Gas | Unit Heater | E6 | PACT BC Ratio | 0 | 0 | 0 | 0 | 0 | 0 | 0 | 0 | 0 | 0 | 0 | 0 | 0 | 0 | 0 | 0 | 0 | 0 | 0 | 0 | 0 | 0 | 0 | 0 | 0 | 0 | 0 | 0 | 0 | 0
F3_Commercial_Miscellaneous_Existing_Space Heating_Natural Gas_Unit Heater_E7 | F3 | Commercial | Miscellaneous | Existing | Space Heating | Natural Gas | Unit Heater | E7 | PACT BC Ratio | 0 | 0 | 0 | 0 | 0 | 0 | 0 | 0 | 0 | 0 | 0 | 0 | 0 | 0 | 0 | 0 | 0 | 0 | 0 | 0 | 0 | 0 | 0 | 0 | 0 | 0 | 0 | 0 | 0 | 0
F3_Commercial_Miscellaneous_Existing_Space Heating_Natural Gas_Unit Heater_E8 | F3 | Commercial | Miscellaneous | Existing | Space Heating | Natural Gas | Unit Heater | E8 | PACT BC Ratio | 0 | 0 | 0 | 0 | 0 | 0 | 0 | 0 | 0 | 0 | 0 | 0 | 0 | 0 | 0 | 0 | 0 | 0 | 0 | 0 | 0 | 0 | 0 | 0 | 0 | 0 | 0 | 0 | 0 | 0
F3_Commercial_Miscellaneous_Existing_Space Heating_Natural Gas_Unit Heater_E9 | F3 | Commercial | Miscellaneous | Existing | Space Heating | Natural Gas | Unit Heater | E9 | PACT BC Ratio | 0 | 0 | 0 | 0 | 0 | 0 | 0 | 0 | 0 | 0 | 0 | 0 | 0 | 0 | 0 | 0 | 0 | 0 | 0 | 0 | 0 | 0 | 0 | 0 | 0 | 0 | 0 | 0 | 0 | 0
F3_Commercial_Miscellaneous_Existing_Space Heating_Natural Gas_Unit Heater_E10 | F3 | Commercial | Miscellaneous | Existing | Space Heating | Natural Gas | Unit Heater | E10 | PACT BC Ratio | 0 | 0 | 0 | 0 | 0 | 0 | 0 | 0 | 0 | 0 | 0 | 0 | 0 | 0 | 0 | 0 | 0 | 0 | 0 | 0 | 0 | 0 | 0 | 0 | 0 | 0 | 0 | 0 | 0 | 0
F4_Commercial_Miscellaneous_Existing_Space Heating_Natural Gas_Unit Heater_E1 | F4 | Commercial | Miscellaneous | Existing | Space Heating | Natural Gas | Unit Heater | E1 | PCT BC Ratio | 0.9 | 0.9 | 0.9 | 0.9 | 0.9 | 0.9 | 0.9 | 0.9 | 0.9 | 0.9 | 0.9 | 0.9 | 0.9 | 0.9 | 0.9 | 0.9 | 0.9 | 0.9 | 0.9 | 0.9 | 0.9 | 0.9 | 0 | 0 | 0 | 0 | 0 | 0 | 0 | 0
F4_Commercial_Miscellaneous_Existing_Space Heating_Natural Gas_Unit Heater_E2 | F4 | Commercial | Miscellaneous | Existing | Space Heating | Natural Gas | Unit Heater | E2 | PCT BC Ratio | 0.85851 | 0.8633 | 0.86903 | 0.87852 | 0.89117 | 0.90609 | 0.9198 | 0.93201 | 0.94385 | 0.95533 | 0.96692 | 0.97818 | 0.98878 | 0.99939 | 1.0095 | 1.0199 | 1.0311 | 1.0423 | 1.0536 | 1.0649 | 1.0761 | 1.0872 | 0 | 0 | 0 | 0 | 0 | 0 | 0 | 0
F4_Commercial_Miscellaneous_Existing_Space Heating_Natural Gas_Unit Heater_E3 | F4 | Commercial | Miscellaneous | Existing | Space Heating | Natural Gas | Unit Heater | E3 | PCT BC Ratio | 11.2028 | 11.1678 | 11.1624 | 11.2996 | 11.5963 | 12.0073 | 12.3865 | 12.737 | 13.1089 | 13.4441 | 13.7607 | 14.0378 | 14.254 | 14.3973 | 14.5143 | 14.6361 | 14.7822 | 14.925 | 15.0651 | 15.2002 | 15.3232 | 15.432 | 0 | 0 | 0 | 0 | 0 | 0 | 0 | 0
F4_Commercial_Miscellaneous_Existing_Space Heating_Natural Gas_Unit Heater_E4 | F4 | Commercial | Miscellaneous | Existing | Space Heating | Natural Gas | Unit Heater | E4 | PCT BC Ratio | 0 | 0 | 0 | 0 | 0 | 0 | 0 | 0 | 0 | 0 | 0 | 0 | 0 | 0 | 0 | 0 | 0 | 0 | 0 | 0 | 0 | 0 | 0 | 0 | 0 | 0 | 0 | 0 | 0 | 0
F4_Commercial_Miscellaneous_Existing_Space Heating_Natural Gas_Unit Heater_E5 | F4 | Commercial | Miscellaneous | Existing | Space Heating | Natural Gas | Unit Heater | E5 | PCT BC Ratio | 0 | 0 | 0 | 0 | 0 | 0 | 0 | 0 | 0 | 0 | 0 | 0 | 0 | 0 | 0 | 0 | 0 | 0 | 0 | 0 | 0 | 0 | 0 | 0 | 0 | 0 | 0 | 0 | 0 | 0
F4_Commercial_Miscellaneous_Existing_Space Heating_Natural Gas_Unit Heater_E6 | F4 | Commercial | Miscellaneous | Existing | Space Heating | Natural Gas | Unit Heater | E6 | PCT BC Ratio | 0 | 0 | 0 | 0 | 0 | 0 | 0 | 0 | 0 | 0 | 0 | 0 | 0 | 0 | 0 | 0 | 0 | 0 | 0 | 0 | 0 | 0 | 0 | 0 | 0 | 0 | 0 | 0 | 0 | 0
F4_Commercial_Miscellaneous_Existing_Space Heating_Natural Gas_Unit Heater_E7 | F4 | Commercial | Miscellaneous | Existing | Space Heating | Natural Gas | Unit Heater | E7 | PCT BC Ratio | 0 | 0 | 0 | 0 | 0 | 0 | 0 | 0 | 0 | 0 | 0 | 0 | 0 | 0 | 0 | 0 | 0 | 0 | 0 | 0 | 0 | 0 | 0 | 0 | 0 | 0 | 0 | 0 | 0 | 0
F4_Commercial_Miscellaneous_Existing_Space Heating_Natural Gas_Unit Heater_E8 | F4 | Commercial | Miscellaneous | Existing | Space Heating | Natural Gas | Unit Heater | E8 | PCT BC Ratio | 0 | 0 | 0 | 0 | 0 | 0 | 0 | 0 | 0 | 0 | 0 | 0 | 0 | 0 | 0 | 0 | 0 | 0 | 0 | 0 | 0 | 0 | 0 | 0 | 0 | 0 | 0 | 0 | 0 | 0
F4_Commercial_Miscellaneous_Existing_Space Heating_Natural Gas_Unit Heater_E9 | F4 | Commercial | Miscellaneous | Existing | Space Heating | Natural Gas | Unit Heater | E9 | PCT BC Ratio | 0 | 0 | 0 | 0 | 0 | 0 | 0 | 0 | 0 | 0 | 0 | 0 | 0 | 0 | 0 | 0 | 0 | 0 | 0 | 0 | 0 | 0 | 0 | 0 | 0 | 0 | 0 | 0 | 0 | 0
F4_Commercial_Miscellaneous_Existing_Space Heating_Natural Gas_Unit Heater_E10 | F4 | Commercial | Miscellaneous | Existing | Space Heating | Natural Gas | Unit Heater | E10 | PCT BC Ratio | 0 | 0 | 0 | 0 | 0 | 0 | 0 | 0 | 0 | 0 | 0 | 0 | 0 | 0 | 0 | 0 | 0 | 0 | 0 | 0 | 0 | 0 | 0 | 0 | 0 | 0 | 0 | 0 | 0 | 0
F5_Commercial_Miscellaneous_Existing_Space Heating_Natural Gas_Unit Heater_E1 | F5 | Commercial | Miscellaneous | Existing | Space Heating | Natural Gas | Unit Heater | E1 | RIM BC Ratio | 0.9 | 0.9 | 0.9 | 0.9 | 0.9 | 0.9 | 0.9 | 0.9 | 0.9 | 0.9 | 0.9 | 0.9 | 0.9 | 0.9 | 0.9 | 0.9 | 0.9 | 0.9 | 0.9 | 0.9 | 0.9 | 0.9 | 0 | 0 | 0 | 0 | 0 | 0 | 0 | 0
F5_Commercial_Miscellaneous_Existing_Space Heating_Natural Gas_Unit Heater_E2 | F5 | Commercial | Miscellaneous | Existing | Space Heating | Natural Gas | Unit Heater | E2 | RIM BC Ratio | 0.39363 | 0.3954 | 0.3975 | 0.40094 | 0.40544 | 0.41062 | 0.41528 | 0.41934 | 0.42321 | 0.42689 | 0.43054 | 0.43402 | 0.43724 | 0.44042 | 0.44341 | 0.44643 | 0.44961 | 0.45275 | 0.45587 | 0.45896 | 0.46196 | 0.46487 | 0 | 0 | 0 | 0 | 0 | 0 | 0 | 0
F5_Commercial_Miscellaneous_Existing_Space Heating_Natural Gas_Unit Heater_E3 | F5 | Commercial | Miscellaneous | Existing | Space Heating | Natural Gas | Unit Heater | E3 | RIM BC Ratio | 0.78928 | 0.78914 | 0.78912 | 0.78965 | 0.79077 | 0.79224 | 0.7935 | 0.79461 | 0.79572 | 0.79666 | 0.79752 | 0.79824 | 0.79878 | 0.79913 | 0.79941 | 0.79969 | 0.80003 | 0.80036 | 0.80067 | 0.80096 | 0.80123 | 0.80146 | 0 | 0 | 0 | 0 | 0 | 0 | 0 | 0
F5_Commercial_Miscellaneous_Existing_Space Heating_Natural Gas_Unit Heater_E4 | F5 | Commercial | Miscellaneous | Existing | Space Heating | Natural Gas | Unit Heater | E4 | RIM BC Ratio | 0 | 0 | 0 | 0 | 0 | 0 | 0 | 0 | 0 | 0 | 0 | 0 | 0 | 0 | 0 | 0 | 0 | 0 | 0 | 0 | 0 | 0 | 0 | 0 | 0 | 0 | 0 | 0 | 0 | 0
F5_Commercial_Miscellaneous_Existing_Space Heating_Natural Gas_Unit Heater_E5 | F5 | Commercial | Miscellaneous | Existing | Space Heating | Natural Gas | Unit Heater | E5 | RIM BC Ratio | 0 | 0 | 0 | 0 | 0 | 0 | 0 | 0 | 0 | 0 | 0 | 0 | 0 | 0 | 0 | 0 | 0 | 0 | 0 | 0 | 0 | 0 | 0 | 0 | 0 | 0 | 0 | 0 | 0 | 0
F5_Commercial_Miscellaneous_Existing_Space Heating_Natural Gas_Unit Heater_E6 | F5 | Commercial | Miscellaneous | Existing | Space Heating | Natural Gas | Unit Heater | E6 | RIM BC Ratio | 0 | 0 | 0 | 0 | 0 | 0 | 0 | 0 | 0 | 0 | 0 | 0 | 0 | 0 | 0 | 0 | 0 | 0 | 0 | 0 | 0 | 0 | 0 | 0 | 0 | 0 | 0 | 0 | 0 | 0
F5_Commercial_Miscellaneous_Existing_Space Heating_Natural Gas_Unit Heater_E7 | F5 | Commercial | Miscellaneous | Existing | Space Heating | Natural Gas | Unit Heater | E7 | RIM BC Ratio | 0 | 0 | 0 | 0 | 0 | 0 | 0 | 0 | 0 | 0 | 0 | 0 | 0 | 0 | 0 | 0 | 0 | 0 | 0 | 0 | 0 | 0 | 0 | 0 | 0 | 0 | 0 | 0 | 0 | 0
F5_Commercial_Miscellaneous_Existing_Space Heating_Natural Gas_Unit Heater_E8 | F5 | Commercial | Miscellaneous | Existing | Space Heating | Natural Gas | Unit Heater | E8 | RIM BC Ratio | 0 | 0 | 0 | 0 | 0 | 0 | 0 | 0 | 0 | 0 | 0 | 0 | 0 | 0 | 0 | 0 | 0 | 0 | 0 | 0 | 0 | 0 | 0 | 0 | 0 | 0 | 0 | 0 | 0 | 0
F5_Commercial_Miscellaneous_Existing_Space Heating_Natural Gas_Unit Heater_E9 | F5 | Commercial | Miscellaneous | Existing | Space Heating | Natural Gas | Unit Heater | E9 | RIM BC Ratio | 0 | 0 | 0 | 0 | 0 | 0 | 0 | 0 | 0 | 0 | 0 | 0 | 0 | 0 | 0 | 0 | 0 | 0 | 0 | 0 | 0 | 0 | 0 | 0 | 0 | 0 | 0 | 0 | 0 | 0
F5_Commercial_Miscellaneous_Existing_Space Heating_Natural Gas_Unit Heater_E10 | F5 | Commercial | Miscellaneous | Existing | Space Heating | Natural Gas | Unit Heater | E10 | RIM BC Ratio | 0 | 0 | 0 | 0 | 0 | 0 | 0 | 0 | 0 | 0 | 0 | 0 | 0 | 0 | 0 | 0 | 0 | 0 | 0 | 0 | 0 | 0 | 0 | 0 | 0 | 0 | 0 | 0 | 0 | 0
F0_Commercial_Miscellaneous_Existing_Water Heating_Natural Gas_Water Heater_E0 | F0 | Commercial | Miscellaneous | Existing | Water Heating | Natural Gas | Water Heater | E0 | Economic Unit | Gas-Fired Absorption HPWH | Gas-Fired Absorption HPWH | Gas-Fired Absorption HPWH | Gas-Fired Absorption HPWH | Gas-Fired Absorption HPWH | Gas-Fired Absorption HPWH | Gas-Fired Absorption HPWH | Gas-Fired Absorption HPWH | Gas-Fired Absorption HPWH | Gas-Fired Absorption HPWH | Gas-Fired Absorption HPWH | Gas-Fired Absorption HPWH | Gas-Fired Absorption HPWH | Gas-Fired Absorption HPWH | Gas-Fired Absorption HPWH | Gas-Fired Absorption HPWH | Gas-Fired Absorption HPWH | Gas-Fired Absorption HPWH | Gas-Fired Absorption HPWH | Gas-Fired Absorption HPWH | Gas-Fired Absorption HPWH | Gas-Fired Absorption HPWH | 0 | 0 | 0 | 0 | 0 | 0 | 0 | 0
F1_Commercial_Miscellaneous_Existing_Water Heating_Natural Gas_Water Heater_E1 | F1 | Commercial | Miscellaneous | Existing | Water Heating | Natural Gas | Water Heater | E1 | CCE | 0 | 0 | 0 | 0 | 0 | 0 | 0 | 0 | 0 | 0 | 0 | 0 | 0 | 0 | 0 | 0 | 0 | 0 | 0 | 0 | 0 | 0 | 0 | 0 | 0 | 0 | 0 | 0 | 0 | 0
F1_Commercial_Miscellaneous_Existing_Water Heating_Natural Gas_Water Heater_E2 | F1 | Commercial | Miscellaneous | Existing | Water Heating | Natural Gas | Water Heater | E2 | CCE | -0.00025935 | -0.00025935 | -0.00027246 | -0.00026832 | -0.0002643 | -0.00025927 | -0.00025856 | -0.0002569 | -0.00025535 | -0.00025302 | -0.00025266 | -0.00025149 | -0.00025046 | -0.00024848 | -0.00024874 | -0.00024798 | -0.00024723 | -0.0002456 | -0.00024608 | -0.0002456 | -0.00024524 | -0.00024387 | 0 | 0 | 0 | 0 | 0 | 0 | 0 | 0
F1_Commercial_Miscellaneous_Existing_Water Heating_Natural Gas_Water Heater_E3 | F1 | Commercial | Miscellaneous | Existing | Water Heating | Natural Gas | Water Heater | E3 | CCE | 0.00024152 | 0.00024152 | 0.00025373 | 0.00024988 | 0.00024613 | 0.00024145 | 0.00024079 | 0.00023924 | 0.0002378 | 0.00023563 | 0.00023529 | 0.00023421 | 0.00023324 | 0.0002314 | 0.00023164 | 0.00023093 | 0.00023024 | 0.00022872 | 0.00022917 | 0.00022872 | 0.00022838 | 0.00022711 | 0 | 0 | 0 | 0 | 0 | 0 | 0 | 0
F1_Commercial_Miscellaneous_Existing_Water Heating_Natural Gas_Water Heater_E4 | F1 | Commercial | Miscellaneous | Existing | Water Heating | Natural Gas | Water Heater | E4 | CCE | -0.0010463 | -0.0010463 | -0.0010992 | -0.0010825 | -0.0010662 | -0.001046 | -0.0010431 | -0.0010364 | -0.0010302 | -0.0010208 | -0.0010193 | -0.0010146 | -0.0010104 | -0.0010024 | -0.0010035 | -0.0010004 | -0.00099742 | -0.00099083 | -0.00099277 | -0.00099083 | -0.00098938 | -0.00098385 | 0 | 0 | 0 | 0 | 0 | 0 | 0 | 0
F1_Commercial_Miscellaneous_Existing_Water Heating_Natural Gas_Water Heater_E5 | F1 | Commercial | Miscellaneous | Existing | Water Heating | Natural Gas | Water Heater | E5 | CCE | 0 | 0 | 0 | 0 | 0 | 0 | 0 | 0 | 0 | 0 | 0 | 0 | 0 | 0 | 0 | 0 | 0 | 0 | 0 | 0 | 0 | 0 | 0 | 0 | 0 | 0 | 0 | 0 | 0 | 0
F1_Commercial_Miscellaneous_Existing_Water Heating_Natural Gas_Water Heater_E6 | F1 | Commercial | Miscellaneous | Existing | Water Heating | Natural Gas | Water Heater | E6 | CCE | 0 | 0 | 0 | 0 | 0 | 0 | 0 | 0 | 0 | 0 | 0 | 0 | 0 | 0 | 0 | 0 | 0 | 0 | 0 | 0 | 0 | 0 | 0 | 0 | 0 | 0 | 0 | 0 | 0 | 0
F1_Commercial_Miscellaneous_Existing_Water Heating_Natural Gas_Water Heater_E7 | F1 | Commercial | Miscellaneous | Existing | Water Heating | Natural Gas | Water Heater | E7 | CCE | 0 | 0 | 0 | 0 | 0 | 0 | 0 | 0 | 0 | 0 | 0 | 0 | 0 | 0 | 0 | 0 | 0 | 0 | 0 | 0 | 0 | 0 | 0 | 0 | 0 | 0 | 0 | 0 | 0 | 0
F1_Commercial_Miscellaneous_Existing_Water Heating_Natural Gas_Water Heater_E8 | F1 | Commercial | Miscellaneous | Existing | Water Heating | Natural Gas | Water Heater | E8 | CCE | 0 | 0 | 0 | 0 | 0 | 0 | 0 | 0 | 0 | 0 | 0 | 0 | 0 | 0 | 0 | 0 | 0 | 0 | 0 | 0 | 0 | 0 | 0 | 0 | 0 | 0 | 0 | 0 | 0 | 0
F1_Commercial_Miscellaneous_Existing_Water Heating_Natural Gas_Water Heater_E9 | F1 | Commercial | Miscellaneous | Existing | Water Heating | Natural Gas | Water Heater | E9 | CCE | 0 | 0 | 0 | 0 | 0 | 0 | 0 | 0 | 0 | 0 | 0 | 0 | 0 | 0 | 0 | 0 | 0 | 0 | 0 | 0 | 0 | 0 | 0 | 0 | 0 | 0 | 0 | 0 | 0 | 0
F1_Commercial_Miscellaneous_Existing_Water Heating_Natural Gas_Water Heater_E10 | F1 | Commercial | Miscellaneous | Existing | Water Heating | Natural Gas | Water Heater | E10 | CCE | 0 | 0 | 0 | 0 | 0 | 0 | 0 | 0 | 0 | 0 | 0 | 0 | 0 | 0 | 0 | 0 | 0 | 0 | 0 | 0 | 0 | 0 | 0 | 0 | 0 | 0 | 0 | 0 | 0 | 0
F2_Commercial_Miscellaneous_Existing_Water Heating_Natural Gas_Water Heater_E1 | F2 | Commercial | Miscellaneous | Existing | Water Heating | Natural Gas | Water Heater | E1 | TRC BC Ratio | 0.9 | 0.9 | 0.9 | 0.9 | 0.9 | 0.9 | 0.9 | 0.9 | 0.9 | 0.9 | 0.9 | 0.9 | 0.9 | 0.9 | 0.9 | 0.9 | 0.9 | 0.9 | 0.9 | 0.9 | 0.9 | 0.9 | 0 | 0 | 0 | 0 | 0 | 0 | 0 | 0
F2_Commercial_Miscellaneous_Existing_Water Heating_Natural Gas_Water Heater_E2 | F2 | Commercial | Miscellaneous | Existing | Water Heating | Natural Gas | Water Heater | E2 | TRC BC Ratio | 0.9 | 0.9 | 0.9 | 0.9 | 0.9 | 0.9 | 0.9 | 0.9 | 0.9 | 0.9 | 0.9 | 0.9 | 0.9 | 0.9 | 0.9 | 0.9 | 0.9 | 0.9 | 0.9 | 0.9 | 0.9 | 0.9 | 0 | 0 | 0 | 0 | 0 | 0 | 0 | 0
F2_Commercial_Miscellaneous_Existing_Water Heating_Natural Gas_Water Heater_E3 | F2 | Commercial | Miscellaneous | Existing | Water Heating | Natural Gas | Water Heater | E3 | TRC BC Ratio | 36.2592 | 36.5009 | 36.8139 | 37.4185 | 38.2576 | 39.2675 | 40.1844 | 40.9699 | 41.7155 | 42.4771 | 43.2924 | 44.0878 | 44.8398 | 45.5971 | 46.2664 | 46.9 | 47.5858 | 48.2739 | 48.9657 | 49.6576 | 50.3366 | 50.9993 | 0 | 0 | 0 | 0 | 0 | 0 | 0 | 0
F2_Commercial_Miscellaneous_Existing_Water Heating_Natural Gas_Water Heater_E4 | F2 | Commercial | Miscellaneous | Existing | Water Heating | Natural Gas | Water Heater | E4 | TRC BC Ratio | 0.9 | 0.9 | 0.9 | 0.9 | 0.9 | 0.9 | 0.9 | 0.9 | 0.9 | 0.9 | 0.9 | 0.9 | 0.9 | 0.9 | 0.9 | 0.9 | 0.9 | 0.9 | 0.9 | 0.9 | 0.9 | 0.9 | 0 | 0 | 0 | 0 | 0 | 0 | 0 | 0
F2_Commercial_Miscellaneous_Existing_Water Heating_Natural Gas_Water Heater_E5 | F2 | Commercial | Miscellaneous | Existing | Water Heating | Natural Gas | Water Heater | E5 | TRC BC Ratio | 0 | 0 | 0 | 0 | 0 | 0 | 0 | 0 | 0 | 0 | 0 | 0 | 0 | 0 | 0 | 0 | 0 | 0 | 0 | 0 | 0 | 0 | 0 | 0 | 0 | 0 | 0 | 0 | 0 | 0
F2_Commercial_Miscellaneous_Existing_Water Heating_Natural Gas_Water Heater_E6 | F2 | Commercial | Miscellaneous | Existing | Water Heating | Natural Gas | Water Heater | E6 | TRC BC Ratio | 0 | 0 | 0 | 0 | 0 | 0 | 0 | 0 | 0 | 0 | 0 | 0 | 0 | 0 | 0 | 0 | 0 | 0 | 0 | 0 | 0 | 0 | 0 | 0 | 0 | 0 | 0 | 0 | 0 | 0
F2_Commercial_Miscellaneous_Existing_Water Heating_Natural Gas_Water Heater_E7 | F2 | Commercial | Miscellaneous | Existing | Water Heating | Natural Gas | Water Heater | E7 | TRC BC Ratio | 0 | 0 | 0 | 0 | 0 | 0 | 0 | 0 | 0 | 0 | 0 | 0 | 0 | 0 | 0 | 0 | 0 | 0 | 0 | 0 | 0 | 0 | 0 | 0 | 0 | 0 | 0 | 0 | 0 | 0
F2_Commercial_Miscellaneous_Existing_Water Heating_Natural Gas_Water Heater_E8 | F2 | Commercial | Miscellaneous | Existing | Water Heating | Natural Gas | Water Heater | E8 | TRC BC Ratio | 0 | 0 | 0 | 0 | 0 | 0 | 0 | 0 | 0 | 0 | 0 | 0 | 0 | 0 | 0 | 0 | 0 | 0 | 0 | 0 | 0 | 0 | 0 | 0 | 0 | 0 | 0 | 0 | 0 | 0
F2_Commercial_Miscellaneous_Existing_Water Heating_Natural Gas_Water Heater_E9 | F2 | Commercial | Miscellaneous | Existing | Water Heating | Natural Gas | Water Heater | E9 | TRC BC Ratio | 0 | 0 | 0 | 0 | 0 | 0 | 0 | 0 | 0 | 0 | 0 | 0 | 0 | 0 | 0 | 0 | 0 | 0 | 0 | 0 | 0 | 0 | 0 | 0 | 0 | 0 | 0 | 0 | 0 | 0
F2_Commercial_Miscellaneous_Existing_Water Heating_Natural Gas_Water Heater_E10 | F2 | Commercial | Miscellaneous | Existing | Water Heating | Natural Gas | Water Heater | E10 | TRC BC Ratio | 0 | 0 | 0 | 0 | 0 | 0 | 0 | 0 | 0 | 0 | 0 | 0 | 0 | 0 | 0 | 0 | 0 | 0 | 0 | 0 | 0 | 0 | 0 | 0 | 0 | 0 | 0 | 0 | 0 | 0
F3_Commercial_Miscellaneous_Existing_Water Heating_Natural Gas_Water Heater_E1 | F3 | Commercial | Miscellaneous | Existing | Water Heating | Natural Gas | Water Heater | E1 | PACT BC Ratio | 0.9 | 0.9 | 0.9 | 0.9 | 0.9 | 0.9 | 0.9 | 0.9 | 0.9 | 0.9 | 0.9 | 0.9 | 0.9 | 0.9 | 0.9 | 0.9 | 0.9 | 0.9 | 0.9 | 0.9 | 0.9 | 0.9 | 0 | 0 | 0 | 0 | 0 | 0 | 0 | 0
F3_Commercial_Miscellaneous_Existing_Water Heating_Natural Gas_Water Heater_E2 | F3 | Commercial | Miscellaneous | Existing | Water Heating | Natural Gas | Water Heater | E2 | PACT BC Ratio | 0.9 | 0.9 | 0.9 | 0.9 | 0.9 | 0.9 | 0.9 | 0.9 | 0.9 | 0.9 | 0.9 | 0.9 | 0.9 | 0.9 | 0.9 | 0.9 | 0.9 | 0.9 | 0.9 | 0.9 | 0.9 | 0.9 | 0 | 0 | 0 | 0 | 0 | 0 | 0 | 0
F3_Commercial_Miscellaneous_Existing_Water Heating_Natural Gas_Water Heater_E3 | F3 | Commercial | Miscellaneous | Existing | Water Heating | Natural Gas | Water Heater | E3 | PACT BC Ratio | 59.2932 | 59.6883 | 60.2002 | 61.1888 | 62.561 | 64.2125 | 65.7118 | 66.9963 | 68.2156 | 69.4609 | 70.7942 | 72.0948 | 73.3246 | 74.563 | 75.6575 | 76.6936 | 77.815 | 78.9402 | 80.0716 | 81.203 | 82.3133 | 83.397 | 0 | 0 | 0 | 0 | 0 | 0 | 0 | 0
F3_Commercial_Miscellaneous_Existing_Water Heating_Natural Gas_Water Heater_E4 | F3 | Commercial | Miscellaneous | Existing | Water Heating | Natural Gas | Water Heater | E4 | PACT BC Ratio | 0.9 | 0.9 | 0.9 | 0.9 | 0.9 | 0.9 | 0.9 | 0.9 | 0.9 | 0.9 | 0.9 | 0.9 | 0.9 | 0.9 | 0.9 | 0.9 | 0.9 | 0.9 | 0.9 | 0.9 | 0.9 | 0.9 | 0 | 0 | 0 | 0 | 0 | 0 | 0 | 0
F3_Commercial_Miscellaneous_Existing_Water Heating_Natural Gas_Water Heater_E5 | F3 | Commercial | Miscellaneous | Existing | Water Heating | Natural Gas | Water Heater | E5 | PACT BC Ratio | 0 | 0 | 0 | 0 | 0 | 0 | 0 | 0 | 0 | 0 | 0 | 0 | 0 | 0 | 0 | 0 | 0 | 0 | 0 | 0 | 0 | 0 | 0 | 0 | 0 | 0 | 0 | 0 | 0 | 0
F3_Commercial_Miscellaneous_Existing_Water Heating_Natural Gas_Water Heater_E6 | F3 | Commercial | Miscellaneous | Existing | Water Heating | Natural Gas | Water Heater | E6 | PACT BC Ratio | 0 | 0 | 0 | 0 | 0 | 0 | 0 | 0 | 0 | 0 | 0 | 0 | 0 | 0 | 0 | 0 | 0 | 0 | 0 | 0 | 0 | 0 | 0 | 0 | 0 | 0 | 0 | 0 | 0 | 0
F3_Commercial_Miscellaneous_Existing_Water Heating_Natural Gas_Water Heater_E7 | F3 | Commercial | Miscellaneous | Existing | Water Heating | Natural Gas | Water Heater | E7 | PACT BC Ratio | 0 | 0 | 0 | 0 | 0 | 0 | 0 | 0 | 0 | 0 | 0 | 0 | 0 | 0 | 0 | 0 | 0 | 0 | 0 | 0 | 0 | 0 | 0 | 0 | 0 | 0 | 0 | 0 | 0 | 0
F3_Commercial_Miscellaneous_Existing_Water Heating_Natural Gas_Water Heater_E8 | F3 | Commercial | Miscellaneous | Existing | Water Heating | Natural Gas | Water Heater | E8 | PACT BC Ratio | 0 | 0 | 0 | 0 | 0 | 0 | 0 | 0 | 0 | 0 | 0 | 0 | 0 | 0 | 0 | 0 | 0 | 0 | 0 | 0 | 0 | 0 | 0 | 0 | 0 | 0 | 0 | 0 | 0 | 0
F3_Commercial_Miscellaneous_Existing_Water Heating_Natural Gas_Water Heater_E9 | F3 | Commercial | Miscellaneous | Existing | Water Heating | Natural Gas | Water Heater | E9 | PACT BC Ratio | 0 | 0 | 0 | 0 | 0 | 0 | 0 | 0 | 0 | 0 | 0 | 0 | 0 | 0 | 0 | 0 | 0 | 0 | 0 | 0 | 0 | 0 | 0 | 0 | 0 | 0 | 0 | 0 | 0 | 0
F3_Commercial_Miscellaneous_Existing_Water Heating_Natural Gas_Water Heater_E10 | F3 | Commercial | Miscellaneous | Existing | Water Heating | Natural Gas | Water Heater | E10 | PACT BC Ratio | 0 | 0 | 0 | 0 | 0 | 0 | 0 | 0 | 0 | 0 | 0 | 0 | 0 | 0 | 0 | 0 | 0 | 0 | 0 | 0 | 0 | 0 | 0 | 0 | 0 | 0 | 0 | 0 | 0 | 0
F4_Commercial_Miscellaneous_Existing_Water Heating_Natural Gas_Water Heater_E1 | F4 | Commercial | Miscellaneous | Existing | Water Heating | Natural Gas | Water Heater | E1 | PCT BC Ratio | 0.9 | 0.9 | 0.9 | 0.9 | 0.9 | 0.9 | 0.9 | 0.9 | 0.9 | 0.9 | 0.9 | 0.9 | 0.9 | 0.9 | 0.9 | 0.9 | 0.9 | 0.9 | 0.9 | 0.9 | 0.9 | 0.9 | 0 | 0 | 0 | 0 | 0 | 0 | 0 | 0
F4_Commercial_Miscellaneous_Existing_Water Heating_Natural Gas_Water Heater_E2 | F4 | Commercial | Miscellaneous | Existing | Water Heating | Natural Gas | Water Heater | E2 | PCT BC Ratio | 0.9 | 0.9 | 0.9 | 0.9 | 0.9 | 0.9 | 0.9 | 0.9 | 0.9 | 0.9 | 0.9 | 0.9 | 0.9 | 0.9 | 0.9 | 0.9 | 0.9 | 0.9 | 0.9 | 0.9 | 0.9 | 0.9 | 0 | 0 | 0 | 0 | 0 | 0 | 0 | 0
F4_Commercial_Miscellaneous_Existing_Water Heating_Natural Gas_Water Heater_E3 | F4 | Commercial | Miscellaneous | Existing | Water Heating | Natural Gas | Water Heater | E3 | PCT BC Ratio | 64.3425 | 64.7684 | 65.3202 | 66.3859 | 67.865 | 69.6451 | 71.2613 | 72.646 | 73.9603 | 75.3026 | 76.7398 | 78.1418 | 79.4674 | 80.8023 | 81.9821 | 83.0989 | 84.3077 | 85.5207 | 86.7402 | 87.9598 | 89.1566 | 90.3248 | 0 | 0 | 0 | 0 | 0 | 0 | 0 | 0
F4_Commercial_Miscellaneous_Existing_Water Heating_Natural Gas_Water Heater_E4 | F4 | Commercial | Miscellaneous | Existing | Water Heating | Natural Gas | Water Heater | E4 | PCT BC Ratio | 0.9 | 0.9 | 0.9 | 0.9 | 0.9 | 0.9 | 0.9 | 0.9 | 0.9 | 0.9 | 0.9 | 0.9 | 0.9 | 0.9 | 0.9 | 0.9 | 0.9 | 0.9 | 0.9 | 0.9 | 0.9 | 0.9 | 0 | 0 | 0 | 0 | 0 | 0 | 0 | 0
F4_Commercial_Miscellaneous_Existing_Water Heating_Natural Gas_Water Heater_E5 | F4 | Commercial | Miscellaneous | Existing | Water Heating | Natural Gas | Water Heater | E5 | PCT BC Ratio | 0 | 0 | 0 | 0 | 0 | 0 | 0 | 0 | 0 | 0 | 0 | 0 | 0 | 0 | 0 | 0 | 0 | 0 | 0 | 0 | 0 | 0 | 0 | 0 | 0 | 0 | 0 | 0 | 0 | 0
F4_Commercial_Miscellaneous_Existing_Water Heating_Natural Gas_Water Heater_E6 | F4 | Commercial | Miscellaneous | Existing | Water Heating | Natural Gas | Water Heater | E6 | PCT BC Ratio | 0 | 0 | 0 | 0 | 0 | 0 | 0 | 0 | 0 | 0 | 0 | 0 | 0 | 0 | 0 | 0 | 0 | 0 | 0 | 0 | 0 | 0 | 0 | 0 | 0 | 0 | 0 | 0 | 0 | 0
F4_Commercial_Miscellaneous_Existing_Water Heating_Natural Gas_Water Heater_E7 | F4 | Commercial | Miscellaneous | Existing | Water Heating | Natural Gas | Water Heater | E7 | PCT BC Ratio | 0 | 0 | 0 | 0 | 0 | 0 | 0 | 0 | 0 | 0 | 0 | 0 | 0 | 0 | 0 | 0 | 0 | 0 | 0 | 0 | 0 | 0 | 0 | 0 | 0 | 0 | 0 | 0 | 0 | 0
F4_Commercial_Miscellaneous_Existing_Water Heating_Natural Gas_Water Heater_E8 | F4 | Commercial | Miscellaneous | Existing | Water Heating | Natural Gas | Water Heater | E8 | PCT BC Ratio | 0 | 0 | 0 | 0 | 0 | 0 | 0 | 0 | 0 | 0 | 0 | 0 | 0 | 0 | 0 | 0 | 0 | 0 | 0 | 0 | 0 | 0 | 0 | 0 | 0 | 0 | 0 | 0 | 0 | 0
F4_Commercial_Miscellaneous_Existing_Water Heating_Natural Gas_Water Heater_E9 | F4 | Commercial | Miscellaneous | Existing | Water Heating | Natural Gas | Water Heater | E9 | PCT BC Ratio | 0 | 0 | 0 | 0 | 0 | 0 | 0 | 0 | 0 | 0 | 0 | 0 | 0 | 0 | 0 | 0 | 0 | 0 | 0 | 0 | 0 | 0 | 0 | 0 | 0 | 0 | 0 | 0 | 0 | 0
F4_Commercial_Miscellaneous_Existing_Water Heating_Natural Gas_Water Heater_E10 | F4 | Commercial | Miscellaneous | Existing | Water Heating | Natural Gas | Water Heater | E10 | PCT BC Ratio | 0 | 0 | 0 | 0 | 0 | 0 | 0 | 0 | 0 | 0 | 0 | 0 | 0 | 0 | 0 | 0 | 0 | 0 | 0 | 0 | 0 | 0 | 0 | 0 | 0 | 0 | 0 | 0 | 0 | 0
F5_Commercial_Miscellaneous_Existing_Water Heating_Natural Gas_Water Heater_E1 | F5 | Commercial | Miscellaneous | Existing | Water Heating | Natural Gas | Water Heater | E1 | RIM BC Ratio | 0.9 | 0.9 | 0.9 | 0.9 | 0.9 | 0.9 | 0.9 | 0.9 | 0.9 | 0.9 | 0.9 | 0.9 | 0.9 | 0.9 | 0.9 | 0.9 | 0.9 | 0.9 | 0.9 | 0.9 | 0.9 | 0.9 | 0 | 0 | 0 | 0 | 0 | 0 | 0 | 0
F5_Commercial_Miscellaneous_Existing_Water Heating_Natural Gas_Water Heater_E2 | F5 | Commercial | Miscellaneous | Existing | Water Heating | Natural Gas | Water Heater | E2 | RIM BC Ratio | 0.9 | 0.9 | 0.9 | 0.9 | 0.9 | 0.9 | 0.9 | 0.9 | 0.9 | 0.9 | 0.9 | 0.9 | 0.9 | 0.9 | 0.9 | 0.9 | 0.9 | 0.9 | 0.9 | 0.9 | 0.9 | 0.9 | 0 | 0 | 0 | 0 | 0 | 0 | 0 | 0
F5_Commercial_Miscellaneous_Existing_Water Heating_Natural Gas_Water Heater_E3 | F5 | Commercial | Miscellaneous | Existing | Water Heating | Natural Gas | Water Heater | E3 | RIM BC Ratio | 0.82309 | 0.82317 | 0.82326 | 0.82345 | 0.82369 | 0.82397 | 0.82421 | 0.82441 | 0.82459 | 0.82477 | 0.82495 | 0.82513 | 0.82528 | 0.82544 | 0.82557 | 0.82569 | 0.82582 | 0.82595 | 0.82607 | 0.82619 | 0.8263 | 0.82641 | 0 | 0 | 0 | 0 | 0 | 0 | 0 | 0
F5_Commercial_Miscellaneous_Existing_Water Heating_Natural Gas_Water Heater_E4 | F5 | Commercial | Miscellaneous | Existing | Water Heating | Natural Gas | Water Heater | E4 | RIM BC Ratio | 0.9 | 0.9 | 0.9 | 0.9 | 0.9 | 0.9 | 0.9 | 0.9 | 0.9 | 0.9 | 0.9 | 0.9 | 0.9 | 0.9 | 0.9 | 0.9 | 0.9 | 0.9 | 0.9 | 0.9 | 0.9 | 0.9 | 0 | 0 | 0 | 0 | 0 | 0 | 0 | 0
F5_Commercial_Miscellaneous_Existing_Water Heating_Natural Gas_Water Heater_E5 | F5 | Commercial | Miscellaneous | Existing | Water Heating | Natural Gas | Water Heater | E5 | RIM BC Ratio | 0 | 0 | 0 | 0 | 0 | 0 | 0 | 0 | 0 | 0 | 0 | 0 | 0 | 0 | 0 | 0 | 0 | 0 | 0 | 0 | 0 | 0 | 0 | 0 | 0 | 0 | 0 | 0 | 0 | 0
F5_Commercial_Miscellaneous_Existing_Water Heating_Natural Gas_Water Heater_E6 | F5 | Commercial | Miscellaneous | Existing | Water Heating | Natural Gas | Water Heater | E6 | RIM BC Ratio | 0 | 0 | 0 | 0 | 0 | 0 | 0 | 0 | 0 | 0 | 0 | 0 | 0 | 0 | 0 | 0 | 0 | 0 | 0 | 0 | 0 | 0 | 0 | 0 | 0 | 0 | 0 | 0 | 0 | 0
F5_Commercial_Miscellaneous_Existing_Water Heating_Natural Gas_Water Heater_E7 | F5 | Commercial | Miscellaneous | Existing | Water Heating | Natural Gas | Water Heater | E7 | RIM BC Ratio | 0 | 0 | 0 | 0 | 0 | 0 | 0 | 0 | 0 | 0 | 0 | 0 | 0 | 0 | 0 | 0 | 0 | 0 | 0 | 0 | 0 | 0 | 0 | 0 | 0 | 0 | 0 | 0 | 0 | 0
F5_Commercial_Miscellaneous_Existing_Water Heating_Natural Gas_Water Heater_E8 | F5 | Commercial | Miscellaneous | Existing | Water Heating | Natural Gas | Water Heater | E8 | RIM BC Ratio | 0 | 0 | 0 | 0 | 0 | 0 | 0 | 0 | 0 | 0 | 0 | 0 | 0 | 0 | 0 | 0 | 0 | 0 | 0 | 0 | 0 | 0 | 0 | 0 | 0 | 0 | 0 | 0 | 0 | 0
F5_Commercial_Miscellaneous_Existing_Water Heating_Natural Gas_Water Heater_E9 | F5 | Commercial | Miscellaneous | Existing | Water Heating | Natural Gas | Water Heater | E9 | RIM BC Ratio | 0 | 0 | 0 | 0 | 0 | 0 | 0 | 0 | 0 | 0 | 0 | 0 | 0 | 0 | 0 | 0 | 0 | 0 | 0 | 0 | 0 | 0 | 0 | 0 | 0 | 0 | 0 | 0 | 0 | 0
F5_Commercial_Miscellaneous_Existing_Water Heating_Natural Gas_Water Heater_E10 | F5 | Commercial | Miscellaneous | Existing | Water Heating | Natural Gas | Water Heater | E10 | RIM BC Ratio | 0 | 0 | 0 | 0 | 0 | 0 | 0 | 0 | 0 | 0 | 0 | 0 | 0 | 0 | 0 | 0 | 0 | 0 | 0 | 0 | 0 | 0 | 0 | 0 | 0 | 0 | 0 | 0 | 0 | 0
F0_Commercial_Miscellaneous_Existing_Food Preparation_Natural Gas_Oven_E0 | F0 | Commercial | Miscellaneous | Existing | Food Preparation | Natural Gas | Oven | E0 | Economic Unit | ENERGY STAR (>44% Baking Efficiency) | ENERGY STAR (>44% Baking Efficiency) | ENERGY STAR (>44% Baking Efficiency) | ENERGY STAR (>44% Baking Efficiency) | ENERGY STAR (>44% Baking Efficiency) | ENERGY STAR (>44% Baking Efficiency) | ENERGY STAR (>44% Baking Efficiency) | ENERGY STAR (>44% Baking Efficiency) | ENERGY STAR (>44% Baking Efficiency) | ENERGY STAR (>44% Baking Efficiency) | ENERGY STAR (>44% Baking Efficiency) | ENERGY STAR (>44% Baking Efficiency) | ENERGY STAR (>44% Baking Efficiency) | ENERGY STAR (>44% Baking Efficiency) | ENERGY STAR (>44% Baking Efficiency) | ENERGY STAR (>44% Baking Efficiency) | ENERGY STAR (>44% Baking Efficiency) | ENERGY STAR (>44% Baking Efficiency) | ENERGY STAR (>44% Baking Efficiency) | ENERGY STAR (>44% Baking Efficiency) | ENERGY STAR (>44% Baking Efficiency) | ENERGY STAR (>44% Baking Efficiency) | 0 | 0 | 0 | 0 | 0 | 0 | 0 | 0
F1_Commercial_Miscellaneous_Existing_Food Preparation_Natural Gas_Oven_E1 | F1 | Commercial | Miscellaneous | Existing | Food Preparation | Natural Gas | Oven | E1 | CCE | 0 | 0 | 0 | 0 | 0 | 0 | 0 | 0 | 0 | 0 | 0 | 0 | 0 | 0 | 0 | 0 | 0 | 0 | 0 | 0 | 0 | 0 | 0 | 0 | 0 | 0 | 0 | 0 | 0 | 0
F1_Commercial_Miscellaneous_Existing_Food Preparation_Natural Gas_Oven_E2 | F1 | Commercial | Miscellaneous | Existing | Food Preparation | Natural Gas | Oven | E2 | CCE | 0.00045896 | 0.00045896 | 0.00048217 | 0.00047484 | 0.00046772 | 0.00045882 | 0.00045757 | 0.00045463 | 0.00045189 | 0.00044776 | 0.00044712 | 0.00044507 | 0.00044323 | 0.00043973 | 0.00044019 | 0.00043885 | 0.00043753 | 0.00043464 | 0.00043549 | 0.00043464 | 0.000434 | 0.00043158 | 0 | 0 | 0 | 0 | 0 | 0 | 0 | 0
F1_Commercial_Miscellaneous_Existing_Food Preparation_Natural Gas_Oven_E3 | F1 | Commercial | Miscellaneous | Existing | Food Preparation | Natural Gas | Oven | E3 | CCE | 0 | 0 | 0 | 0 | 0 | 0 | 0 | 0 | 0 | 0 | 0 | 0 | 0 | 0 | 0 | 0 | 0 | 0 | 0 | 0 | 0 | 0 | 0 | 0 | 0 | 0 | 0 | 0 | 0 | 0
F1_Commercial_Miscellaneous_Existing_Food Preparation_Natural Gas_Oven_E4 | F1 | Commercial | Miscellaneous | Existing | Food Preparation | Natural Gas | Oven | E4 | CCE | 0 | 0 | 0 | 0 | 0 | 0 | 0 | 0 | 0 | 0 | 0 | 0 | 0 | 0 | 0 | 0 | 0 | 0 | 0 | 0 | 0 | 0 | 0 | 0 | 0 | 0 | 0 | 0 | 0 | 0
F1_Commercial_Miscellaneous_Existing_Food Preparation_Natural Gas_Oven_E5 | F1 | Commercial | Miscellaneous | Existing | Food Preparation | Natural Gas | Oven | E5 | CCE | 0 | 0 | 0 | 0 | 0 | 0 | 0 | 0 | 0 | 0 | 0 | 0 | 0 | 0 | 0 | 0 | 0 | 0 | 0 | 0 | 0 | 0 | 0 | 0 | 0 | 0 | 0 | 0 | 0 | 0
F1_Commercial_Miscellaneous_Existing_Food Preparation_Natural Gas_Oven_E6 | F1 | Commercial | Miscellaneous | Existing | Food Preparation | Natural Gas | Oven | E6 | CCE | 0 | 0 | 0 | 0 | 0 | 0 | 0 | 0 | 0 | 0 | 0 | 0 | 0 | 0 | 0 | 0 | 0 | 0 | 0 | 0 | 0 | 0 | 0 | 0 | 0 | 0 | 0 | 0 | 0 | 0
F1_Commercial_Miscellaneous_Existing_Food Preparation_Natural Gas_Oven_E7 | F1 | Commercial | Miscellaneous | Existing | Food Preparation | Natural Gas | Oven | E7 | CCE | 0 | 0 | 0 | 0 | 0 | 0 | 0 | 0 | 0 | 0 | 0 | 0 | 0 | 0 | 0 | 0 | 0 | 0 | 0 | 0 | 0 | 0 | 0 | 0 | 0 | 0 | 0 | 0 | 0 | 0
F1_Commercial_Miscellaneous_Existing_Food Preparation_Natural Gas_Oven_E8 | F1 | Commercial | Miscellaneous | Existing | Food Preparation | Natural Gas | Oven | E8 | CCE | 0 | 0 | 0 | 0 | 0 | 0 | 0 | 0 | 0 | 0 | 0 | 0 | 0 | 0 | 0 | 0 | 0 | 0 | 0 | 0 | 0 | 0 | 0 | 0 | 0 | 0 | 0 | 0 | 0 | 0
F1_Commercial_Miscellaneous_Existing_Food Preparation_Natural Gas_Oven_E9 | F1 | Commercial | Miscellaneous | Existing | Food Preparation | Natural Gas | Oven | E9 | CCE | 0 | 0 | 0 | 0 | 0 | 0 | 0 | 0 | 0 | 0 | 0 | 0 | 0 | 0 | 0 | 0 | 0 | 0 | 0 | 0 | 0 | 0 | 0 | 0 | 0 | 0 | 0 | 0 | 0 | 0
F1_Commercial_Miscellaneous_Existing_Food Preparation_Natural Gas_Oven_E10 | F1 | Commercial | Miscellaneous | Existing | Food Preparation | Natural Gas | Oven | E10 | CCE | 0 | 0 | 0 | 0 | 0 | 0 | 0 | 0 | 0 | 0 | 0 | 0 | 0 | 0 | 0 | 0 | 0 | 0 | 0 | 0 | 0 | 0 | 0 | 0 | 0 | 0 | 0 | 0 | 0 | 0
F2_Commercial_Miscellaneous_Existing_Food Preparation_Natural Gas_Oven_E1 | F2 | Commercial | Miscellaneous | Existing | Food Preparation | Natural Gas | Oven | E1 | TRC BC Ratio | 0.9 | 0.9 | 0.9 | 0.9 | 0.9 | 0.9 | 0.9 | 0.9 | 0.9 | 0.9 | 0.9 | 0.9 | 0.9 | 0.9 | 0.9 | 0.9 | 0.9 | 0.9 | 0.9 | 0.9 | 0.9 | 0.9 | 0 | 0 | 0 | 0 | 0 | 0 | 0 | 0
F2_Commercial_Miscellaneous_Existing_Food Preparation_Natural Gas_Oven_E2 | F2 | Commercial | Miscellaneous | Existing | Food Preparation | Natural Gas | Oven | E2 | TRC BC Ratio | 19.3861 | 19.5519 | 19.7505 | 20.079 | 20.517 | 21.0337 | 21.5085 | 21.9312 | 22.3413 | 22.739 | 23.1401 | 23.5301 | 23.8972 | 24.2648 | 24.6161 | 24.9765 | 25.3618 | 25.7498 | 26.141 | 26.5337 | 26.9222 | 27.305 | 0 | 0 | 0 | 0 | 0 | 0 | 0 | 0
F2_Commercial_Miscellaneous_Existing_Food Preparation_Natural Gas_Oven_E3 | F2 | Commercial | Miscellaneous | Existing | Food Preparation | Natural Gas | Oven | E3 | TRC BC Ratio | 0 | 0 | 0 | 0 | 0 | 0 | 0 | 0 | 0 | 0 | 0 | 0 | 0 | 0 | 0 | 0 | 0 | 0 | 0 | 0 | 0 | 0 | 0 | 0 | 0 | 0 | 0 | 0 | 0 | 0
F2_Commercial_Miscellaneous_Existing_Food Preparation_Natural Gas_Oven_E4 | F2 | Commercial | Miscellaneous | Existing | Food Preparation | Natural Gas | Oven | E4 | TRC BC Ratio | 0 | 0 | 0 | 0 | 0 | 0 | 0 | 0 | 0 | 0 | 0 | 0 | 0 | 0 | 0 | 0 | 0 | 0 | 0 | 0 | 0 | 0 | 0 | 0 | 0 | 0 | 0 | 0 | 0 | 0
F2_Commercial_Miscellaneous_Existing_Food Preparation_Natural Gas_Oven_E5 | F2 | Commercial | Miscellaneous | Existing | Food Preparation | Natural Gas | Oven | E5 | TRC BC Ratio | 0 | 0 | 0 | 0 | 0 | 0 | 0 | 0 | 0 | 0 | 0 | 0 | 0 | 0 | 0 | 0 | 0 | 0 | 0 | 0 | 0 | 0 | 0 | 0 | 0 | 0 | 0 | 0 | 0 | 0
F2_Commercial_Miscellaneous_Existing_Food Preparation_Natural Gas_Oven_E6 | F2 | Commercial | Miscellaneous | Existing | Food Preparation | Natural Gas | Oven | E6 | TRC BC Ratio | 0 | 0 | 0 | 0 | 0 | 0 | 0 | 0 | 0 | 0 | 0 | 0 | 0 | 0 | 0 | 0 | 0 | 0 | 0 | 0 | 0 | 0 | 0 | 0 | 0 | 0 | 0 | 0 | 0 | 0
F2_Commercial_Miscellaneous_Existing_Food Preparation_Natural Gas_Oven_E7 | F2 | Commercial | Miscellaneous | Existing | Food Preparation | Natural Gas | Oven | E7 | TRC BC Ratio | 0 | 0 | 0 | 0 | 0 | 0 | 0 | 0 | 0 | 0 | 0 | 0 | 0 | 0 | 0 | 0 | 0 | 0 | 0 | 0 | 0 | 0 | 0 | 0 | 0 | 0 | 0 | 0 | 0 | 0
F2_Commercial_Miscellaneous_Existing_Food Preparation_Natural Gas_Oven_E8 | F2 | Commercial | Miscellaneous | Existing | Food Preparation | Natural Gas | Oven | E8 | TRC BC Ratio | 0 | 0 | 0 | 0 | 0 | 0 | 0 | 0 | 0 | 0 | 0 | 0 | 0 | 0 | 0 | 0 | 0 | 0 | 0 | 0 | 0 | 0 | 0 | 0 | 0 | 0 | 0 | 0 | 0 | 0
F2_Commercial_Miscellaneous_Existing_Food Preparation_Natural Gas_Oven_E9 | F2 | Commercial | Miscellaneous | Existing | Food Preparation | Natural Gas | Oven | E9 | TRC BC Ratio | 0 | 0 | 0 | 0 | 0 | 0 | 0 | 0 | 0 | 0 | 0 | 0 | 0 | 0 | 0 | 0 | 0 | 0 | 0 | 0 | 0 | 0 | 0 | 0 | 0 | 0 | 0 | 0 | 0 | 0
F2_Commercial_Miscellaneous_Existing_Food Preparation_Natural Gas_Oven_E10 | F2 | Commercial | Miscellaneous | Existing | Food Preparation | Natural Gas | Oven | E10 | TRC BC Ratio | 0 | 0 | 0 | 0 | 0 | 0 | 0 | 0 | 0 | 0 | 0 | 0 | 0 | 0 | 0 | 0 | 0 | 0 | 0 | 0 | 0 | 0 | 0 | 0 | 0 | 0 | 0 | 0 | 0 | 0
F3_Commercial_Miscellaneous_Existing_Food Preparation_Natural Gas_Oven_E1 | F3 | Commercial | Miscellaneous | Existing | Food Preparation | Natural Gas | Oven | E1 | PACT BC Ratio | 0.9 | 0.9 | 0.9 | 0.9 | 0.9 | 0.9 | 0.9 | 0.9 | 0.9 | 0.9 | 0.9 | 0.9 | 0.9 | 0.9 | 0.9 | 0.9 | 0.9 | 0.9 | 0.9 | 0.9 | 0.9 | 0.9 | 0 | 0 | 0 | 0 | 0 | 0 | 0 | 0
F3_Commercial_Miscellaneous_Existing_Food Preparation_Natural Gas_Oven_E2 | F3 | Commercial | Miscellaneous | Existing | Food Preparation | Natural Gas | Oven | E2 | PACT BC Ratio | 19.3861 | 19.5519 | 19.7505 | 20.079 | 20.517 | 21.0337 | 21.5085 | 21.9312 | 22.3413 | 22.739 | 23.1401 | 23.5301 | 23.8972 | 24.2648 | 24.6161 | 24.9765 | 25.3618 | 25.7498 | 26.141 | 26.5337 | 26.9222 | 27.305 | 0 | 0 | 0 | 0 | 0 | 0 | 0 | 0
F3_Commercial_Miscellaneous_Existing_Food Preparation_Natural Gas_Oven_E3 | F3 | Commercial | Miscellaneous | Existing | Food Preparation | Natural Gas | Oven | E3 | PACT BC Ratio | 0 | 0 | 0 | 0 | 0 | 0 | 0 | 0 | 0 | 0 | 0 | 0 | 0 | 0 | 0 | 0 | 0 | 0 | 0 | 0 | 0 | 0 | 0 | 0 | 0 | 0 | 0 | 0 | 0 | 0
F3_Commercial_Miscellaneous_Existing_Food Preparation_Natural Gas_Oven_E4 | F3 | Commercial | Miscellaneous | Existing | Food Preparation | Natural Gas | Oven | E4 | PACT BC Ratio | 0 | 0 | 0 | 0 | 0 | 0 | 0 | 0 | 0 | 0 | 0 | 0 | 0 | 0 | 0 | 0 | 0 | 0 | 0 | 0 | 0 | 0 | 0 | 0 | 0 | 0 | 0 | 0 | 0 | 0
F3_Commercial_Miscellaneous_Existing_Food Preparation_Natural Gas_Oven_E5 | F3 | Commercial | Miscellaneous | Existing | Food Preparation | Natural Gas | Oven | E5 | PACT BC Ratio | 0 | 0 | 0 | 0 | 0 | 0 | 0 | 0 | 0 | 0 | 0 | 0 | 0 | 0 | 0 | 0 | 0 | 0 | 0 | 0 | 0 | 0 | 0 | 0 | 0 | 0 | 0 | 0 | 0 | 0
F3_Commercial_Miscellaneous_Existing_Food Preparation_Natural Gas_Oven_E6 | F3 | Commercial | Miscellaneous | Existing | Food Preparation | Natural Gas | Oven | E6 | PACT BC Ratio | 0 | 0 | 0 | 0 | 0 | 0 | 0 | 0 | 0 | 0 | 0 | 0 | 0 | 0 | 0 | 0 | 0 | 0 | 0 | 0 | 0 | 0 | 0 | 0 | 0 | 0 | 0 | 0 | 0 | 0
F3_Commercial_Miscellaneous_Existing_Food Preparation_Natural Gas_Oven_E7 | F3 | Commercial | Miscellaneous | Existing | Food Preparation | Natural Gas | Oven | E7 | PACT BC Ratio | 0 | 0 | 0 | 0 | 0 | 0 | 0 | 0 | 0 | 0 | 0 | 0 | 0 | 0 | 0 | 0 | 0 | 0 | 0 | 0 | 0 | 0 | 0 | 0 | 0 | 0 | 0 | 0 | 0 | 0
F3_Commercial_Miscellaneous_Existing_Food Preparation_Natural Gas_Oven_E8 | F3 | Commercial | Miscellaneous | Existing | Food Preparation | Natural Gas | Oven | E8 | PACT BC Ratio | 0 | 0 | 0 | 0 | 0 | 0 | 0 | 0 | 0 | 0 | 0 | 0 | 0 | 0 | 0 | 0 | 0 | 0 | 0 | 0 | 0 | 0 | 0 | 0 | 0 | 0 | 0 | 0 | 0 | 0
F3_Commercial_Miscellaneous_Existing_Food Preparation_Natural Gas_Oven_E9 | F3 | Commercial | Miscellaneous | Existing | Food Preparation | Natural Gas | Oven | E9 | PACT BC Ratio | 0 | 0 | 0 | 0 | 0 | 0 | 0 | 0 | 0 | 0 | 0 | 0 | 0 | 0 | 0 | 0 | 0 | 0 | 0 | 0 | 0 | 0 | 0 | 0 | 0 | 0 | 0 | 0 | 0 | 0
F3_Commercial_Miscellaneous_Existing_Food Preparation_Natural Gas_Oven_E10 | F3 | Commercial | Miscellaneous | Existing | Food Preparation | Natural Gas | Oven | E10 | PACT BC Ratio | 0 | 0 | 0 | 0 | 0 | 0 | 0 | 0 | 0 | 0 | 0 | 0 | 0 | 0 | 0 | 0 | 0 | 0 | 0 | 0 | 0 | 0 | 0 | 0 | 0 | 0 | 0 | 0 | 0 | 0
F4_Commercial_Miscellaneous_Existing_Food Preparation_Natural Gas_Oven_E1 | F4 | Commercial | Miscellaneous | Existing | Food Preparation | Natural Gas | Oven | E1 | PCT BC Ratio | 0.9 | 0.9 | 0.9 | 0.9 | 0.9 | 0.9 | 0.9 | 0.9 | 0.9 | 0.9 | 0.9 | 0.9 | 0.9 | 0.9 | 0.9 | 0.9 | 0.9 | 0.9 | 0.9 | 0.9 | 0.9 | 0.9 | 0 | 0 | 0 | 0 | 0 | 0 | 0 | 0
F4_Commercial_Miscellaneous_Existing_Food Preparation_Natural Gas_Oven_E2 | F4 | Commercial | Miscellaneous | Existing | Food Preparation | Natural Gas | Oven | E2 | PCT BC Ratio | 49.7741 | 50.1913 | 50.6909 | 51.5175 | 52.6194 | 53.9194 | 55.1139 | 56.1776 | 57.2092 | 58.2099 | 59.2191 | 60.2001 | 61.1237 | 62.0487 | 62.9326 | 63.8392 | 64.8088 | 65.7849 | 66.769 | 67.7572 | 68.7346 | 69.6977 | 0 | 0 | 0 | 0 | 0 | 0 | 0 | 0
F4_Commercial_Miscellaneous_Existing_Food Preparation_Natural Gas_Oven_E3 | F4 | Commercial | Miscellaneous | Existing | Food Preparation | Natural Gas | Oven | E3 | PCT BC Ratio | 0 | 0 | 0 | 0 | 0 | 0 | 0 | 0 | 0 | 0 | 0 | 0 | 0 | 0 | 0 | 0 | 0 | 0 | 0 | 0 | 0 | 0 | 0 | 0 | 0 | 0 | 0 | 0 | 0 | 0
F4_Commercial_Miscellaneous_Existing_Food Preparation_Natural Gas_Oven_E4 | F4 | Commercial | Miscellaneous | Existing | Food Preparation | Natural Gas | Oven | E4 | PCT BC Ratio | 0 | 0 | 0 | 0 | 0 | 0 | 0 | 0 | 0 | 0 | 0 | 0 | 0 | 0 | 0 | 0 | 0 | 0 | 0 | 0 | 0 | 0 | 0 | 0 | 0 | 0 | 0 | 0 | 0 | 0
F4_Commercial_Miscellaneous_Existing_Food Preparation_Natural Gas_Oven_E5 | F4 | Commercial | Miscellaneous | Existing | Food Preparation | Natural Gas | Oven | E5 | PCT BC Ratio | 0 | 0 | 0 | 0 | 0 | 0 | 0 | 0 | 0 | 0 | 0 | 0 | 0 | 0 | 0 | 0 | 0 | 0 | 0 | 0 | 0 | 0 | 0 | 0 | 0 | 0 | 0 | 0 | 0 | 0
F4_Commercial_Miscellaneous_Existing_Food Preparation_Natural Gas_Oven_E6 | F4 | Commercial | Miscellaneous | Existing | Food Preparation | Natural Gas | Oven | E6 | PCT BC Ratio | 0 | 0 | 0 | 0 | 0 | 0 | 0 | 0 | 0 | 0 | 0 | 0 | 0 | 0 | 0 | 0 | 0 | 0 | 0 | 0 | 0 | 0 | 0 | 0 | 0 | 0 | 0 | 0 | 0 | 0
F4_Commercial_Miscellaneous_Existing_Food Preparation_Natural Gas_Oven_E7 | F4 | Commercial | Miscellaneous | Existing | Food Preparation | Natural Gas | Oven | E7 | PCT BC Ratio | 0 | 0 | 0 | 0 | 0 | 0 | 0 | 0 | 0 | 0 | 0 | 0 | 0 | 0 | 0 | 0 | 0 | 0 | 0 | 0 | 0 | 0 | 0 | 0 | 0 | 0 | 0 | 0 | 0 | 0
F4_Commercial_Miscellaneous_Existing_Food Preparation_Natural Gas_Oven_E8 | F4 | Commercial | Miscellaneous | Existing | Food Preparation | Natural Gas | Oven | E8 | PCT BC Ratio | 0 | 0 | 0 | 0 | 0 | 0 | 0 | 0 | 0 | 0 | 0 | 0 | 0 | 0 | 0 | 0 | 0 | 0 | 0 | 0 | 0 | 0 | 0 | 0 | 0 | 0 | 0 | 0 | 0 | 0
F4_Commercial_Miscellaneous_Existing_Food Preparation_Natural Gas_Oven_E9 | F4 | Commercial | Miscellaneous | Existing | Food Preparation | Natural Gas | Oven | E9 | PCT BC Ratio | 0 | 0 | 0 | 0 | 0 | 0 | 0 | 0 | 0 | 0 | 0 | 0 | 0 | 0 | 0 | 0 | 0 | 0 | 0 | 0 | 0 | 0 | 0 | 0 | 0 | 0 | 0 | 0 | 0 | 0
F4_Commercial_Miscellaneous_Existing_Food Preparation_Natural Gas_Oven_E10 | F4 | Commercial | Miscellaneous | Existing | Food Preparation | Natural Gas | Oven | E10 | PCT BC Ratio | 0 | 0 | 0 | 0 | 0 | 0 | 0 | 0 | 0 | 0 | 0 | 0 | 0 | 0 | 0 | 0 | 0 | 0 | 0 | 0 | 0 | 0 | 0 | 0 | 0 | 0 | 0 | 0 | 0 | 0
F5_Commercial_Miscellaneous_Existing_Food Preparation_Natural Gas_Oven_E1 | F5 | Commercial | Miscellaneous | Existing | Food Preparation | Natural Gas | Oven | E1 | RIM BC Ratio | 0.9 | 0.9 | 0.9 | 0.9 | 0.9 | 0.9 | 0.9 | 0.9 | 0.9 | 0.9 | 0.9 | 0.9 | 0.9 | 0.9 | 0.9 | 0.9 | 0.9 | 0.9 | 0.9 | 0.9 | 0.9 | 0.9 | 0 | 0 | 0 | 0 | 0 | 0 | 0 | 0
F5_Commercial_Miscellaneous_Existing_Food Preparation_Natural Gas_Oven_E2 | F5 | Commercial | Miscellaneous | Existing | Food Preparation | Natural Gas | Oven | E2 | RIM BC Ratio | 0.80022 | 0.80051 | 0.80083 | 0.80137 | 0.80205 | 0.80282 | 0.8035 | 0.80408 | 0.80462 | 0.80513 | 0.80562 | 0.80608 | 0.80651 | 0.80692 | 0.80731 | 0.80769 | 0.80808 | 0.80847 | 0.80885 | 0.80922 | 0.80958 | 0.80992 | 0 | 0 | 0 | 0 | 0 | 0 | 0 | 0
F5_Commercial_Miscellaneous_Existing_Food Preparation_Natural Gas_Oven_E3 | F5 | Commercial | Miscellaneous | Existing | Food Preparation | Natural Gas | Oven | E3 | RIM BC Ratio | 0 | 0 | 0 | 0 | 0 | 0 | 0 | 0 | 0 | 0 | 0 | 0 | 0 | 0 | 0 | 0 | 0 | 0 | 0 | 0 | 0 | 0 | 0 | 0 | 0 | 0 | 0 | 0 | 0 | 0
F5_Commercial_Miscellaneous_Existing_Food Preparation_Natural Gas_Oven_E4 | F5 | Commercial | Miscellaneous | Existing | Food Preparation | Natural Gas | Oven | E4 | RIM BC Ratio | 0 | 0 | 0 | 0 | 0 | 0 | 0 | 0 | 0 | 0 | 0 | 0 | 0 | 0 | 0 | 0 | 0 | 0 | 0 | 0 | 0 | 0 | 0 | 0 | 0 | 0 | 0 | 0 | 0 | 0
F5_Commercial_Miscellaneous_Existing_Food Preparation_Natural Gas_Oven_E5 | F5 | Commercial | Miscellaneous | Existing | Food Preparation | Natural Gas | Oven | E5 | RIM BC Ratio | 0 | 0 | 0 | 0 | 0 | 0 | 0 | 0 | 0 | 0 | 0 | 0 | 0 | 0 | 0 | 0 | 0 | 0 | 0 | 0 | 0 | 0 | 0 | 0 | 0 | 0 | 0 | 0 | 0 | 0
F5_Commercial_Miscellaneous_Existing_Food Preparation_Natural Gas_Oven_E6 | F5 | Commercial | Miscellaneous | Existing | Food Preparation | Natural Gas | Oven | E6 | RIM BC Ratio | 0 | 0 | 0 | 0 | 0 | 0 | 0 | 0 | 0 | 0 | 0 | 0 | 0 | 0 | 0 | 0 | 0 | 0 | 0 | 0 | 0 | 0 | 0 | 0 | 0 | 0 | 0 | 0 | 0 | 0
F5_Commercial_Miscellaneous_Existing_Food Preparation_Natural Gas_Oven_E7 | F5 | Commercial | Miscellaneous | Existing | Food Preparation | Natural Gas | Oven | E7 | RIM BC Ratio | 0 | 0 | 0 | 0 | 0 | 0 | 0 | 0 | 0 | 0 | 0 | 0 | 0 | 0 | 0 | 0 | 0 | 0 | 0 | 0 | 0 | 0 | 0 | 0 | 0 | 0 | 0 | 0 | 0 | 0
F5_Commercial_Miscellaneous_Existing_Food Preparation_Natural Gas_Oven_E8 | F5 | Commercial | Miscellaneous | Existing | Food Preparation | Natural Gas | Oven | E8 | RIM BC Ratio | 0 | 0 | 0 | 0 | 0 | 0 | 0 | 0 | 0 | 0 | 0 | 0 | 0 | 0 | 0 | 0 | 0 | 0 | 0 | 0 | 0 | 0 | 0 | 0 | 0 | 0 | 0 | 0 | 0 | 0
F5_Commercial_Miscellaneous_Existing_Food Preparation_Natural Gas_Oven_E9 | F5 | Commercial | Miscellaneous | Existing | Food Preparation | Natural Gas | Oven | E9 | RIM BC Ratio | 0 | 0 | 0 | 0 | 0 | 0 | 0 | 0 | 0 | 0 | 0 | 0 | 0 | 0 | 0 | 0 | 0 | 0 | 0 | 0 | 0 | 0 | 0 | 0 | 0 | 0 | 0 | 0 | 0 | 0
F5_Commercial_Miscellaneous_Existing_Food Preparation_Natural Gas_Oven_E10 | F5 | Commercial | Miscellaneous | Existing | Food Preparation | Natural Gas | Oven | E10 | RIM BC Ratio | 0 | 0 | 0 | 0 | 0 | 0 | 0 | 0 | 0 | 0 | 0 | 0 | 0 | 0 | 0 | 0 | 0 | 0 | 0 | 0 | 0 | 0 | 0 | 0 | 0 | 0 | 0 | 0 | 0 | 0
F0_Commercial_Miscellaneous_Existing_Food Preparation_Natural Gas_Conveyor Oven_E0 | F0 | Commercial | Miscellaneous | Existing | Food Preparation | Natural Gas | Conveyor Oven | E0 | Economic Unit | Efficient (>44% Baking Efficiency) | Efficient (>44% Baking Efficiency) | Efficient (>44% Baking Efficiency) | Efficient (>44% Baking Efficiency) | Efficient (>44% Baking Efficiency) | Efficient (>44% Baking Efficiency) | Efficient (>44% Baking Efficiency) | Efficient (>44% Baking Efficiency) | Efficient (>44% Baking Efficiency) | Efficient (>44% Baking Efficiency) | Efficient (>44% Baking Efficiency) | Efficient (>44% Baking Efficiency) | Efficient (>44% Baking Efficiency) | Efficient (>44% Baking Efficiency) | Efficient (>44% Baking Efficiency) | Efficient (>44% Baking Efficiency) | Efficient (>44% Baking Efficiency) | Efficient (>44% Baking Efficiency) | Efficient (>44% Baking Efficiency) | Efficient (>44% Baking Efficiency) | Efficient (>44% Baking Efficiency) | Efficient (>44% Baking Efficiency) | 0 | 0 | 0 | 0 | 0 | 0 | 0 | 0
F1_Commercial_Miscellaneous_Existing_Food Preparation_Natural Gas_Conveyor Oven_E1 | F1 | Commercial | Miscellaneous | Existing | Food Preparation | Natural Gas | Conveyor Oven | E1 | CCE | 0 | 0 | 0 | 0 | 0 | 0 | 0 | 0 | 0 | 0 | 0 | 0 | 0 | 0 | 0 | 0 | 0 | 0 | 0 | 0 | 0 | 0 | 0 | 0 | 0 | 0 | 0 | 0 | 0 | 0
F1_Commercial_Miscellaneous_Existing_Food Preparation_Natural Gas_Conveyor Oven_E2 | F1 | Commercial | Miscellaneous | Existing | Food Preparation | Natural Gas | Conveyor Oven | E2 | CCE | 0.0034054 | 0.0034054 | 0.0035776 | 0.0035232 | 0.0034703 | 0.0034043 | 0.003395 | 0.0033732 | 0.0033529 | 0.0033223 | 0.0033175 | 0.0033023 | 0.0032887 | 0.0032626 | 0.0032661 | 0.0032561 | 0.0032463 | 0.0032249 | 0.0032312 | 0.0032249 | 0.0032202 | 0.0032022 | 0 | 0 | 0 | 0 | 0 | 0 | 0 | 0
F1_Commercial_Miscellaneous_Existing_Food Preparation_Natural Gas_Conveyor Oven_E3 | F1 | Commercial | Miscellaneous | Existing | Food Preparation | Natural Gas | Conveyor Oven | E3 | CCE | 0 | 0 | 0 | 0 | 0 | 0 | 0 | 0 | 0 | 0 | 0 | 0 | 0 | 0 | 0 | 0 | 0 | 0 | 0 | 0 | 0 | 0 | 0 | 0 | 0 | 0 | 0 | 0 | 0 | 0
F1_Commercial_Miscellaneous_Existing_Food Preparation_Natural Gas_Conveyor Oven_E4 | F1 | Commercial | Miscellaneous | Existing | Food Preparation | Natural Gas | Conveyor Oven | E4 | CCE | 0 | 0 | 0 | 0 | 0 | 0 | 0 | 0 | 0 | 0 | 0 | 0 | 0 | 0 | 0 | 0 | 0 | 0 | 0 | 0 | 0 | 0 | 0 | 0 | 0 | 0 | 0 | 0 | 0 | 0
F1_Commercial_Miscellaneous_Existing_Food Preparation_Natural Gas_Conveyor Oven_E5 | F1 | Commercial | Miscellaneous | Existing | Food Preparation | Natural Gas | Conveyor Oven | E5 | CCE | 0 | 0 | 0 | 0 | 0 | 0 | 0 | 0 | 0 | 0 | 0 | 0 | 0 | 0 | 0 | 0 | 0 | 0 | 0 | 0 | 0 | 0 | 0 | 0 | 0 | 0 | 0 | 0 | 0 | 0
F1_Commercial_Miscellaneous_Existing_Food Preparation_Natural Gas_Conveyor Oven_E6 | F1 | Commercial | Miscellaneous | Existing | Food Preparation | Natural Gas | Conveyor Oven | E6 | CCE | 0 | 0 | 0 | 0 | 0 | 0 | 0 | 0 | 0 | 0 | 0 | 0 | 0 | 0 | 0 | 0 | 0 | 0 | 0 | 0 | 0 | 0 | 0 | 0 | 0 | 0 | 0 | 0 | 0 | 0
F1_Commercial_Miscellaneous_Existing_Food Preparation_Natural Gas_Conveyor Oven_E7 | F1 | Commercial | Miscellaneous | Existing | Food Preparation | Natural Gas | Conveyor Oven | E7 | CCE | 0 | 0 | 0 | 0 | 0 | 0 | 0 | 0 | 0 | 0 | 0 | 0 | 0 | 0 | 0 | 0 | 0 | 0 | 0 | 0 | 0 | 0 | 0 | 0 | 0 | 0 | 0 | 0 | 0 | 0
F1_Commercial_Miscellaneous_Existing_Food Preparation_Natural Gas_Conveyor Oven_E8 | F1 | Commercial | Miscellaneous | Existing | Food Preparation | Natural Gas | Conveyor Oven | E8 | CCE | 0 | 0 | 0 | 0 | 0 | 0 | 0 | 0 | 0 | 0 | 0 | 0 | 0 | 0 | 0 | 0 | 0 | 0 | 0 | 0 | 0 | 0 | 0 | 0 | 0 | 0 | 0 | 0 | 0 | 0
F1_Commercial_Miscellaneous_Existing_Food Preparation_Natural Gas_Conveyor Oven_E9 | F1 | Commercial | Miscellaneous | Existing | Food Preparation | Natural Gas | Conveyor Oven | E9 | CCE | 0 | 0 | 0 | 0 | 0 | 0 | 0 | 0 | 0 | 0 | 0 | 0 | 0 | 0 | 0 | 0 | 0 | 0 | 0 | 0 | 0 | 0 | 0 | 0 | 0 | 0 | 0 | 0 | 0 | 0
F1_Commercial_Miscellaneous_Existing_Food Preparation_Natural Gas_Conveyor Oven_E10 | F1 | Commercial | Miscellaneous | Existing | Food Preparation | Natural Gas | Conveyor Oven | E10 | CCE | 0 | 0 | 0 | 0 | 0 | 0 | 0 | 0 | 0 | 0 | 0 | 0 | 0 | 0 | 0 | 0 | 0 | 0 | 0 | 0 | 0 | 0 | 0 | 0 | 0 | 0 | 0 | 0 | 0 | 0
F2_Commercial_Miscellaneous_Existing_Food Preparation_Natural Gas_Conveyor Oven_E1 | F2 | Commercial | Miscellaneous | Existing | Food Preparation | Natural Gas | Conveyor Oven | E1 | TRC BC Ratio | 0.9 | 0.9 | 0.9 | 0.9 | 0.9 | 0.9 | 0.9 | 0.9 | 0.9 | 0.9 | 0.9 | 0.9 | 0.9 | 0.9 | 0.9 | 0.9 | 0.9 | 0.9 | 0.9 | 0.9 | 0.9 | 0.9 | 0 | 0 | 0 | 0 | 0 | 0 | 0 | 0
F2_Commercial_Miscellaneous_Existing_Food Preparation_Natural Gas_Conveyor Oven_E2 | F2 | Commercial | Miscellaneous | Existing | Food Preparation | Natural Gas | Conveyor Oven | E2 | TRC BC Ratio | 2.7176 | 2.748 | 2.7824 | 2.8311 | 2.8898 | 2.9554 | 3.0153 | 3.0676 | 3.1163 | 3.1654 | 3.2167 | 3.269 | 3.3215 | 3.3766 | 3.4303 | 3.4854 | 3.5434 | 3.602 | 3.6613 | 3.7212 | 3.781 | 3.8406 | 0 | 0 | 0 | 0 | 0 | 0 | 0 | 0
F2_Commercial_Miscellaneous_Existing_Food Preparation_Natural Gas_Conveyor Oven_E3 | F2 | Commercial | Miscellaneous | Existing | Food Preparation | Natural Gas | Conveyor Oven | E3 | TRC BC Ratio | 0 | 0 | 0 | 0 | 0 | 0 | 0 | 0 | 0 | 0 | 0 | 0 | 0 | 0 | 0 | 0 | 0 | 0 | 0 | 0 | 0 | 0 | 0 | 0 | 0 | 0 | 0 | 0 | 0 | 0
F2_Commercial_Miscellaneous_Existing_Food Preparation_Natural Gas_Conveyor Oven_E4 | F2 | Commercial | Miscellaneous | Existing | Food Preparation | Natural Gas | Conveyor Oven | E4 | TRC BC Ratio | 0 | 0 | 0 | 0 | 0 | 0 | 0 | 0 | 0 | 0 | 0 | 0 | 0 | 0 | 0 | 0 | 0 | 0 | 0 | 0 | 0 | 0 | 0 | 0 | 0 | 0 | 0 | 0 | 0 | 0
F2_Commercial_Miscellaneous_Existing_Food Preparation_Natural Gas_Conveyor Oven_E5 | F2 | Commercial | Miscellaneous | Existing | Food Preparation | Natural Gas | Conveyor Oven | E5 | TRC BC Ratio | 0 | 0 | 0 | 0 | 0 | 0 | 0 | 0 | 0 | 0 | 0 | 0 | 0 | 0 | 0 | 0 | 0 | 0 | 0 | 0 | 0 | 0 | 0 | 0 | 0 | 0 | 0 | 0 | 0 | 0
F2_Commercial_Miscellaneous_Existing_Food Preparation_Natural Gas_Conveyor Oven_E6 | F2 | Commercial | Miscellaneous | Existing | Food Preparation | Natural Gas | Conveyor Oven | E6 | TRC BC Ratio | 0 | 0 | 0 | 0 | 0 | 0 | 0 | 0 | 0 | 0 | 0 | 0 | 0 | 0 | 0 | 0 | 0 | 0 | 0 | 0 | 0 | 0 | 0 | 0 | 0 | 0 | 0 | 0 | 0 | 0
F2_Commercial_Miscellaneous_Existing_Food Preparation_Natural Gas_Conveyor Oven_E7 | F2 | Commercial | Miscellaneous | Existing | Food Preparation | Natural Gas | Conveyor Oven | E7 | TRC BC Ratio | 0 | 0 | 0 | 0 | 0 | 0 | 0 | 0 | 0 | 0 | 0 | 0 | 0 | 0 | 0 | 0 | 0 | 0 | 0 | 0 | 0 | 0 | 0 | 0 | 0 | 0 | 0 | 0 | 0 | 0
F2_Commercial_Miscellaneous_Existing_Food Preparation_Natural Gas_Conveyor Oven_E8 | F2 | Commercial | Miscellaneous | Existing | Food Preparation | Natural Gas | Conveyor Oven | E8 | TRC BC Ratio | 0 | 0 | 0 | 0 | 0 | 0 | 0 | 0 | 0 | 0 | 0 | 0 | 0 | 0 | 0 | 0 | 0 | 0 | 0 | 0 | 0 | 0 | 0 | 0 | 0 | 0 | 0 | 0 | 0 | 0
F2_Commercial_Miscellaneous_Existing_Food Preparation_Natural Gas_Conveyor Oven_E9 | F2 | Commercial | Miscellaneous | Existing | Food Preparation | Natural Gas | Conveyor Oven | E9 | TRC BC Ratio | 0 | 0 | 0 | 0 | 0 | 0 | 0 | 0 | 0 | 0 | 0 | 0 | 0 | 0 | 0 | 0 | 0 | 0 | 0 | 0 | 0 | 0 | 0 | 0 | 0 | 0 | 0 | 0 | 0 | 0
F2_Commercial_Miscellaneous_Existing_Food Preparation_Natural Gas_Conveyor Oven_E10 | F2 | Commercial | Miscellaneous | Existing | Food Preparation | Natural Gas | Conveyor Oven | E10 | TRC BC Ratio | 0 | 0 | 0 | 0 | 0 | 0 | 0 | 0 | 0 | 0 | 0 | 0 | 0 | 0 | 0 | 0 | 0 | 0 | 0 | 0 | 0 | 0 | 0 | 0 | 0 | 0 | 0 | 0 | 0 | 0
F3_Commercial_Miscellaneous_Existing_Food Preparation_Natural Gas_Conveyor Oven_E1 | F3 | Commercial | Miscellaneous | Existing | Food Preparation | Natural Gas | Conveyor Oven | E1 | PACT BC Ratio | 0.9 | 0.9 | 0.9 | 0.9 | 0.9 | 0.9 | 0.9 | 0.9 | 0.9 | 0.9 | 0.9 | 0.9 | 0.9 | 0.9 | 0.9 | 0.9 | 0.9 | 0.9 | 0.9 | 0.9 | 0.9 | 0.9 | 0 | 0 | 0 | 0 | 0 | 0 | 0 | 0
F3_Commercial_Miscellaneous_Existing_Food Preparation_Natural Gas_Conveyor Oven_E2 | F3 | Commercial | Miscellaneous | Existing | Food Preparation | Natural Gas | Conveyor Oven | E2 | PACT BC Ratio | 6.4385 | 6.5104 | 6.5921 | 6.7074 | 6.8464 | 7.002 | 7.1438 | 7.2678 | 7.3831 | 7.4995 | 7.621 | 7.745 | 7.8692 | 7.9997 | 8.1271 | 8.2575 | 8.3949 | 8.5337 | 8.6743 | 8.8161 | 8.9578 | 9.0991 | 0 | 0 | 0 | 0 | 0 | 0 | 0 | 0
F3_Commercial_Miscellaneous_Existing_Food Preparation_Natural Gas_Conveyor Oven_E3 | F3 | Commercial | Miscellaneous | Existing | Food Preparation | Natural Gas | Conveyor Oven | E3 | PACT BC Ratio | 0 | 0 | 0 | 0 | 0 | 0 | 0 | 0 | 0 | 0 | 0 | 0 | 0 | 0 | 0 | 0 | 0 | 0 | 0 | 0 | 0 | 0 | 0 | 0 | 0 | 0 | 0 | 0 | 0 | 0
F3_Commercial_Miscellaneous_Existing_Food Preparation_Natural Gas_Conveyor Oven_E4 | F3 | Commercial | Miscellaneous | Existing | Food Preparation | Natural Gas | Conveyor Oven | E4 | PACT BC Ratio | 0 | 0 | 0 | 0 | 0 | 0 | 0 | 0 | 0 | 0 | 0 | 0 | 0 | 0 | 0 | 0 | 0 | 0 | 0 | 0 | 0 | 0 | 0 | 0 | 0 | 0 | 0 | 0 | 0 | 0
F3_Commercial_Miscellaneous_Existing_Food Preparation_Natural Gas_Conveyor Oven_E5 | F3 | Commercial | Miscellaneous | Existing | Food Preparation | Natural Gas | Conveyor Oven | E5 | PACT BC Ratio | 0 | 0 | 0 | 0 | 0 | 0 | 0 | 0 | 0 | 0 | 0 | 0 | 0 | 0 | 0 | 0 | 0 | 0 | 0 | 0 | 0 | 0 | 0 | 0 | 0 | 0 | 0 | 0 | 0 | 0
F3_Commercial_Miscellaneous_Existing_Food Preparation_Natural Gas_Conveyor Oven_E6 | F3 | Commercial | Miscellaneous | Existing | Food Preparation | Natural Gas | Conveyor Oven | E6 | PACT BC Ratio | 0 | 0 | 0 | 0 | 0 | 0 | 0 | 0 | 0 | 0 | 0 | 0 | 0 | 0 | 0 | 0 | 0 | 0 | 0 | 0 | 0 | 0 | 0 | 0 | 0 | 0 | 0 | 0 | 0 | 0
F3_Commercial_Miscellaneous_Existing_Food Preparation_Natural Gas_Conveyor Oven_E7 | F3 | Commercial | Miscellaneous | Existing | Food Preparation | Natural Gas | Conveyor Oven | E7 | PACT BC Ratio | 0 | 0 | 0 | 0 | 0 | 0 | 0 | 0 | 0 | 0 | 0 | 0 | 0 | 0 | 0 | 0 | 0 | 0 | 0 | 0 | 0 | 0 | 0 | 0 | 0 | 0 | 0 | 0 | 0 | 0
F3_Commercial_Miscellaneous_Existing_Food Preparation_Natural Gas_Conveyor Oven_E8 | F3 | Commercial | Miscellaneous | Existing | Food Preparation | Natural Gas | Conveyor Oven | E8 | PACT BC Ratio | 0 | 0 | 0 | 0 | 0 | 0 | 0 | 0 | 0 | 0 | 0 | 0 | 0 | 0 | 0 | 0 | 0 | 0 | 0 | 0 | 0 | 0 | 0 | 0 | 0 | 0 | 0 | 0 | 0 | 0
F3_Commercial_Miscellaneous_Existing_Food Preparation_Natural Gas_Conveyor Oven_E9 | F3 | Commercial | Miscellaneous | Existing | Food Preparation | Natural Gas | Conveyor Oven | E9 | PACT BC Ratio | 0 | 0 | 0 | 0 | 0 | 0 | 0 | 0 | 0 | 0 | 0 | 0 | 0 | 0 | 0 | 0 | 0 | 0 | 0 | 0 | 0 | 0 | 0 | 0 | 0 | 0 | 0 | 0 | 0 | 0
F3_Commercial_Miscellaneous_Existing_Food Preparation_Natural Gas_Conveyor Oven_E10 | F3 | Commercial | Miscellaneous | Existing | Food Preparation | Natural Gas | Conveyor Oven | E10 | PACT BC Ratio | 0 | 0 | 0 | 0 | 0 | 0 | 0 | 0 | 0 | 0 | 0 | 0 | 0 | 0 | 0 | 0 | 0 | 0 | 0 | 0 | 0 | 0 | 0 | 0 | 0 | 0 | 0 | 0 | 0 | 0
F4_Commercial_Miscellaneous_Existing_Food Preparation_Natural Gas_Conveyor Oven_E1 | F4 | Commercial | Miscellaneous | Existing | Food Preparation | Natural Gas | Conveyor Oven | E1 | PCT BC Ratio | 0.9 | 0.9 | 0.9 | 0.9 | 0.9 | 0.9 | 0.9 | 0.9 | 0.9 | 0.9 | 0.9 | 0.9 | 0.9 | 0.9 | 0.9 | 0.9 | 0.9 | 0.9 | 0.9 | 0.9 | 0.9 | 0.9 | 0 | 0 | 0 | 0 | 0 | 0 | 0 | 0
F4_Commercial_Miscellaneous_Existing_Food Preparation_Natural Gas_Conveyor Oven_E2 | F4 | Commercial | Miscellaneous | Existing | Food Preparation | Natural Gas | Conveyor Oven | E2 | PCT BC Ratio | 4.4381 | 4.4848 | 4.5378 | 4.6126 | 4.7029 | 4.8039 | 4.896 | 4.9765 | 5.0514 | 5.1269 | 5.2058 | 5.2863 | 5.3669 | 5.4517 | 5.5344 | 5.619 | 5.7082 | 5.7984 | 5.8896 | 5.9817 | 6.0737 | 6.1654 | 0 | 0 | 0 | 0 | 0 | 0 | 0 | 0
F4_Commercial_Miscellaneous_Existing_Food Preparation_Natural Gas_Conveyor Oven_E3 | F4 | Commercial | Miscellaneous | Existing | Food Preparation | Natural Gas | Conveyor Oven | E3 | PCT BC Ratio | 0 | 0 | 0 | 0 | 0 | 0 | 0 | 0 | 0 | 0 | 0 | 0 | 0 | 0 | 0 | 0 | 0 | 0 | 0 | 0 | 0 | 0 | 0 | 0 | 0 | 0 | 0 | 0 | 0 | 0
F4_Commercial_Miscellaneous_Existing_Food Preparation_Natural Gas_Conveyor Oven_E4 | F4 | Commercial | Miscellaneous | Existing | Food Preparation | Natural Gas | Conveyor Oven | E4 | PCT BC Ratio | 0 | 0 | 0 | 0 | 0 | 0 | 0 | 0 | 0 | 0 | 0 | 0 | 0 | 0 | 0 | 0 | 0 | 0 | 0 | 0 | 0 | 0 | 0 | 0 | 0 | 0 | 0 | 0 | 0 | 0
F4_Commercial_Miscellaneous_Existing_Food Preparation_Natural Gas_Conveyor Oven_E5 | F4 | Commercial | Miscellaneous | Existing | Food Preparation | Natural Gas | Conveyor Oven | E5 | PCT BC Ratio | 0 | 0 | 0 | 0 | 0 | 0 | 0 | 0 | 0 | 0 | 0 | 0 | 0 | 0 | 0 | 0 | 0 | 0 | 0 | 0 | 0 | 0 | 0 | 0 | 0 | 0 | 0 | 0 | 0 | 0
F4_Commercial_Miscellaneous_Existing_Food Preparation_Natural Gas_Conveyor Oven_E6 | F4 | Commercial | Miscellaneous | Existing | Food Preparation | Natural Gas | Conveyor Oven | E6 | PCT BC Ratio | 0 | 0 | 0 | 0 | 0 | 0 | 0 | 0 | 0 | 0 | 0 | 0 | 0 | 0 | 0 | 0 | 0 | 0 | 0 | 0 | 0 | 0 | 0 | 0 | 0 | 0 | 0 | 0 | 0 | 0
F4_Commercial_Miscellaneous_Existing_Food Preparation_Natural Gas_Conveyor Oven_E7 | F4 | Commercial | Miscellaneous | Existing | Food Preparation | Natural Gas | Conveyor Oven | E7 | PCT BC Ratio | 0 | 0 | 0 | 0 | 0 | 0 | 0 | 0 | 0 | 0 | 0 | 0 | 0 | 0 | 0 | 0 | 0 | 0 | 0 | 0 | 0 | 0 | 0 | 0 | 0 | 0 | 0 | 0 | 0 | 0
F4_Commercial_Miscellaneous_Existing_Food Preparation_Natural Gas_Conveyor Oven_E8 | F4 | Commercial | Miscellaneous | Existing | Food Preparation | Natural Gas | Conveyor Oven | E8 | PCT BC Ratio | 0 | 0 | 0 | 0 | 0 | 0 | 0 | 0 | 0 | 0 | 0 | 0 | 0 | 0 | 0 | 0 | 0 | 0 | 0 | 0 | 0 | 0 | 0 | 0 | 0 | 0 | 0 | 0 | 0 | 0
F4_Commercial_Miscellaneous_Existing_Food Preparation_Natural Gas_Conveyor Oven_E9 | F4 | Commercial | Miscellaneous | Existing | Food Preparation | Natural Gas | Conveyor Oven | E9 | PCT BC Ratio | 0 | 0 | 0 | 0 | 0 | 0 | 0 | 0 | 0 | 0 | 0 | 0 | 0 | 0 | 0 | 0 | 0 | 0 | 0 | 0 | 0 | 0 | 0 | 0 | 0 | 0 | 0 | 0 | 0 | 0
F4_Commercial_Miscellaneous_Existing_Food Preparation_Natural Gas_Conveyor Oven_E10 | F4 | Commercial | Miscellaneous | Existing | Food Preparation | Natural Gas | Conveyor Oven | E10 | PCT BC Ratio | 0 | 0 | 0 | 0 | 0 | 0 | 0 | 0 | 0 | 0 | 0 | 0 | 0 | 0 | 0 | 0 | 0 | 0 | 0 | 0 | 0 | 0 | 0 | 0 | 0 | 0 | 0 | 0 | 0 | 0
F5_Commercial_Miscellaneous_Existing_Food Preparation_Natural Gas_Conveyor Oven_E1 | F5 | Commercial | Miscellaneous | Existing | Food Preparation | Natural Gas | Conveyor Oven | E1 | RIM BC Ratio | 0.9 | 0.9 | 0.9 | 0.9 | 0.9 | 0.9 | 0.9 | 0.9 | 0.9 | 0.9 | 0.9 | 0.9 | 0.9 | 0.9 | 0.9 | 0.9 | 0.9 | 0.9 | 0.9 | 0.9 | 0.9 | 0.9 | 0 | 0 | 0 | 0 | 0 | 0 | 0 | 0
F5_Commercial_Miscellaneous_Existing_Food Preparation_Natural Gas_Conveyor Oven_E2 | F5 | Commercial | Miscellaneous | Existing | Food Preparation | Natural Gas | Conveyor Oven | E2 | RIM BC Ratio | 0.73889 | 0.73983 | 0.74087 | 0.74231 | 0.74398 | 0.74578 | 0.74736 | 0.74869 | 0.7499 | 0.75108 | 0.75229 | 0.75348 | 0.75464 | 0.75582 | 0.75694 | 0.75805 | 0.75919 | 0.76031 | 0.76141 | 0.76249 | 0.76353 | 0.76455 | 0 | 0 | 0 | 0 | 0 | 0 | 0 | 0
F5_Commercial_Miscellaneous_Existing_Food Preparation_Natural Gas_Conveyor Oven_E3 | F5 | Commercial | Miscellaneous | Existing | Food Preparation | Natural Gas | Conveyor Oven | E3 | RIM BC Ratio | 0 | 0 | 0 | 0 | 0 | 0 | 0 | 0 | 0 | 0 | 0 | 0 | 0 | 0 | 0 | 0 | 0 | 0 | 0 | 0 | 0 | 0 | 0 | 0 | 0 | 0 | 0 | 0 | 0 | 0
F5_Commercial_Miscellaneous_Existing_Food Preparation_Natural Gas_Conveyor Oven_E4 | F5 | Commercial | Miscellaneous | Existing | Food Preparation | Natural Gas | Conveyor Oven | E4 | RIM BC Ratio | 0 | 0 | 0 | 0 | 0 | 0 | 0 | 0 | 0 | 0 | 0 | 0 | 0 | 0 | 0 | 0 | 0 | 0 | 0 | 0 | 0 | 0 | 0 | 0 | 0 | 0 | 0 | 0 | 0 | 0
F5_Commercial_Miscellaneous_Existing_Food Preparation_Natural Gas_Conveyor Oven_E5 | F5 | Commercial | Miscellaneous | Existing | Food Preparation | Natural Gas | Conveyor Oven | E5 | RIM BC Ratio | 0 | 0 | 0 | 0 | 0 | 0 | 0 | 0 | 0 | 0 | 0 | 0 | 0 | 0 | 0 | 0 | 0 | 0 | 0 | 0 | 0 | 0 | 0 | 0 | 0 | 0 | 0 | 0 | 0 | 0
F5_Commercial_Miscellaneous_Existing_Food Preparation_Natural Gas_Conveyor Oven_E6 | F5 | Commercial | Miscellaneous | Existing | Food Preparation | Natural Gas | Conveyor Oven | E6 | RIM BC Ratio | 0 | 0 | 0 | 0 | 0 | 0 | 0 | 0 | 0 | 0 | 0 | 0 | 0 | 0 | 0 | 0 | 0 | 0 | 0 | 0 | 0 | 0 | 0 | 0 | 0 | 0 | 0 | 0 | 0 | 0
F5_Commercial_Miscellaneous_Existing_Food Preparation_Natural Gas_Conveyor Oven_E7 | F5 | Commercial | Miscellaneous | Existing | Food Preparation | Natural Gas | Conveyor Oven | E7 | RIM BC Ratio | 0 | 0 | 0 | 0 | 0 | 0 | 0 | 0 | 0 | 0 | 0 | 0 | 0 | 0 | 0 | 0 | 0 | 0 | 0 | 0 | 0 | 0 | 0 | 0 | 0 | 0 | 0 | 0 | 0 | 0
F5_Commercial_Miscellaneous_Existing_Food Preparation_Natural Gas_Conveyor Oven_E8 | F5 | Commercial | Miscellaneous | Existing | Food Preparation | Natural Gas | Conveyor Oven | E8 | RIM BC Ratio | 0 | 0 | 0 | 0 | 0 | 0 | 0 | 0 | 0 | 0 | 0 | 0 | 0 | 0 | 0 | 0 | 0 | 0 | 0 | 0 | 0 | 0 | 0 | 0 | 0 | 0 | 0 | 0 | 0 | 0
F5_Commercial_Miscellaneous_Existing_Food Preparation_Natural Gas_Conveyor Oven_E9 | F5 | Commercial | Miscellaneous | Existing | Food Preparation | Natural Gas | Conveyor Oven | E9 | RIM BC Ratio | 0 | 0 | 0 | 0 | 0 | 0 | 0 | 0 | 0 | 0 | 0 | 0 | 0 | 0 | 0 | 0 | 0 | 0 | 0 | 0 | 0 | 0 | 0 | 0 | 0 | 0 | 0 | 0 | 0 | 0
F5_Commercial_Miscellaneous_Existing_Food Preparation_Natural Gas_Conveyor Oven_E10 | F5 | Commercial | Miscellaneous | Existing | Food Preparation | Natural Gas | Conveyor Oven | E10 | RIM BC Ratio | 0 | 0 | 0 | 0 | 0 | 0 | 0 | 0 | 0 | 0 | 0 | 0 | 0 | 0 | 0 | 0 | 0 | 0 | 0 | 0 | 0 | 0 | 0 | 0 | 0 | 0 | 0 | 0 | 0 | 0
F0_Commercial_Miscellaneous_Existing_Food Preparation_Natural Gas_Double Rack Oven_E0 | F0 | Commercial | Miscellaneous | Existing | Food Preparation | Natural Gas | Double Rack Oven | E0 | Economic Unit | FTSC Qualified (>50% Cooking Efficiency) | FTSC Qualified (>50% Cooking Efficiency) | FTSC Qualified (>50% Cooking Efficiency) | FTSC Qualified (>50% Cooking Efficiency) | FTSC Qualified (>50% Cooking Efficiency) | FTSC Qualified (>50% Cooking Efficiency) | FTSC Qualified (>50% Cooking Efficiency) | FTSC Qualified (>50% Cooking Efficiency) | FTSC Qualified (>50% Cooking Efficiency) | FTSC Qualified (>50% Cooking Efficiency) | FTSC Qualified (>50% Cooking Efficiency) | FTSC Qualified (>50% Cooking Efficiency) | FTSC Qualified (>50% Cooking Efficiency) | FTSC Qualified (>50% Cooking Efficiency) | FTSC Qualified (>50% Cooking Efficiency) | FTSC Qualified (>50% Cooking Efficiency) | FTSC Qualified (>50% Cooking Efficiency) | FTSC Qualified (>50% Cooking Efficiency) | FTSC Qualified (>50% Cooking Efficiency) | FTSC Qualified (>50% Cooking Efficiency) | FTSC Qualified (>50% Cooking Efficiency) | FTSC Qualified (>50% Cooking Efficiency) | 0 | 0 | 0 | 0 | 0 | 0 | 0 | 0
F1_Commercial_Miscellaneous_Existing_Food Preparation_Natural Gas_Double Rack Oven_E1 | F1 | Commercial | Miscellaneous | Existing | Food Preparation | Natural Gas | Double Rack Oven | E1 | CCE | 0 | 0 | 0 | 0 | 0 | 0 | 0 | 0 | 0 | 0 | 0 | 0 | 0 | 0 | 0 | 0 | 0 | 0 | 0 | 0 | 0 | 0 | 0 | 0 | 0 | 0 | 0 | 0 | 0 | 0
F1_Commercial_Miscellaneous_Existing_Food Preparation_Natural Gas_Double Rack Oven_E2 | F1 | Commercial | Miscellaneous | Existing | Food Preparation | Natural Gas | Double Rack Oven | E2 | CCE | 0.0030138 | 0.0030138 | 0.0031663 | 0.0031181 | 0.0030713 | 0.0030129 | 0.0030047 | 0.0029854 | 0.0029674 | 0.0029403 | 0.0029361 | 0.0029226 | 0.0029105 | 0.0028875 | 0.0028906 | 0.0028817 | 0.0028731 | 0.0028541 | 0.0028597 | 0.0028541 | 0.0028499 | 0.002834 | 0 | 0 | 0 | 0 | 0 | 0 | 0 | 0
F1_Commercial_Miscellaneous_Existing_Food Preparation_Natural Gas_Double Rack Oven_E3 | F1 | Commercial | Miscellaneous | Existing | Food Preparation | Natural Gas | Double Rack Oven | E3 | CCE | 0 | 0 | 0 | 0 | 0 | 0 | 0 | 0 | 0 | 0 | 0 | 0 | 0 | 0 | 0 | 0 | 0 | 0 | 0 | 0 | 0 | 0 | 0 | 0 | 0 | 0 | 0 | 0 | 0 | 0
F1_Commercial_Miscellaneous_Existing_Food Preparation_Natural Gas_Double Rack Oven_E4 | F1 | Commercial | Miscellaneous | Existing | Food Preparation | Natural Gas | Double Rack Oven | E4 | CCE | 0 | 0 | 0 | 0 | 0 | 0 | 0 | 0 | 0 | 0 | 0 | 0 | 0 | 0 | 0 | 0 | 0 | 0 | 0 | 0 | 0 | 0 | 0 | 0 | 0 | 0 | 0 | 0 | 0 | 0
F1_Commercial_Miscellaneous_Existing_Food Preparation_Natural Gas_Double Rack Oven_E5 | F1 | Commercial | Miscellaneous | Existing | Food Preparation | Natural Gas | Double Rack Oven | E5 | CCE | 0 | 0 | 0 | 0 | 0 | 0 | 0 | 0 | 0 | 0 | 0 | 0 | 0 | 0 | 0 | 0 | 0 | 0 | 0 | 0 | 0 | 0 | 0 | 0 | 0 | 0 | 0 | 0 | 0 | 0
F1_Commercial_Miscellaneous_Existing_Food Preparation_Natural Gas_Double Rack Oven_E6 | F1 | Commercial | Miscellaneous | Existing | Food Preparation | Natural Gas | Double Rack Oven | E6 | CCE | 0 | 0 | 0 | 0 | 0 | 0 | 0 | 0 | 0 | 0 | 0 | 0 | 0 | 0 | 0 | 0 | 0 | 0 | 0 | 0 | 0 | 0 | 0 | 0 | 0 | 0 | 0 | 0 | 0 | 0
F1_Commercial_Miscellaneous_Existing_Food Preparation_Natural Gas_Double Rack Oven_E7 | F1 | Commercial | Miscellaneous | Existing | Food Preparation | Natural Gas | Double Rack Oven | E7 | CCE | 0 | 0 | 0 | 0 | 0 | 0 | 0 | 0 | 0 | 0 | 0 | 0 | 0 | 0 | 0 | 0 | 0 | 0 | 0 | 0 | 0 | 0 | 0 | 0 | 0 | 0 | 0 | 0 | 0 | 0
F1_Commercial_Miscellaneous_Existing_Food Preparation_Natural Gas_Double Rack Oven_E8 | F1 | Commercial | Miscellaneous | Existing | Food Preparation | Natural Gas | Double Rack Oven | E8 | CCE | 0 | 0 | 0 | 0 | 0 | 0 | 0 | 0 | 0 | 0 | 0 | 0 | 0 | 0 | 0 | 0 | 0 | 0 | 0 | 0 | 0 | 0 | 0 | 0 | 0 | 0 | 0 | 0 | 0 | 0
F1_Commercial_Miscellaneous_Existing_Food Preparation_Natural Gas_Double Rack Oven_E9 | F1 | Commercial | Miscellaneous | Existing | Food Preparation | Natural Gas | Double Rack Oven | E9 | CCE | 0 | 0 | 0 | 0 | 0 | 0 | 0 | 0 | 0 | 0 | 0 | 0 | 0 | 0 | 0 | 0 | 0 | 0 | 0 | 0 | 0 | 0 | 0 | 0 | 0 | 0 | 0 | 0 | 0 | 0
F1_Commercial_Miscellaneous_Existing_Food Preparation_Natural Gas_Double Rack Oven_E10 | F1 | Commercial | Miscellaneous | Existing | Food Preparation | Natural Gas | Double Rack Oven | E10 | CCE | 0 | 0 | 0 | 0 | 0 | 0 | 0 | 0 | 0 | 0 | 0 | 0 | 0 | 0 | 0 | 0 | 0 | 0 | 0 | 0 | 0 | 0 | 0 | 0 | 0 | 0 | 0 | 0 | 0 | 0
F2_Commercial_Miscellaneous_Existing_Food Preparation_Natural Gas_Double Rack Oven_E1 | F2 | Commercial | Miscellaneous | Existing | Food Preparation | Natural Gas | Double Rack Oven | E1 | TRC BC Ratio | 0.9 | 0.9 | 0.9 | 0.9 | 0.9 | 0.9 | 0.9 | 0.9 | 0.9 | 0.9 | 0.9 | 0.9 | 0.9 | 0.9 | 0.9 | 0.9 | 0.9 | 0.9 | 0.9 | 0.9 | 0.9 | 0.9 | 0 | 0 | 0 | 0 | 0 | 0 | 0 | 0
F2_Commercial_Miscellaneous_Existing_Food Preparation_Natural Gas_Double Rack Oven_E2 | F2 | Commercial | Miscellaneous | Existing | Food Preparation | Natural Gas | Double Rack Oven | E2 | TRC BC Ratio | 2.9522 | 2.9775 | 3.0077 | 3.0577 | 3.1244 | 3.2031 | 3.2754 | 3.3398 | 3.4022 | 3.4628 | 3.5239 | 3.5833 | 3.6392 | 3.6952 | 3.7487 | 3.8035 | 3.8622 | 3.9213 | 3.9809 | 4.0407 | 4.0999 | 4.1582 | 0 | 0 | 0 | 0 | 0 | 0 | 0 | 0
F2_Commercial_Miscellaneous_Existing_Food Preparation_Natural Gas_Double Rack Oven_E3 | F2 | Commercial | Miscellaneous | Existing | Food Preparation | Natural Gas | Double Rack Oven | E3 | TRC BC Ratio | 0 | 0 | 0 | 0 | 0 | 0 | 0 | 0 | 0 | 0 | 0 | 0 | 0 | 0 | 0 | 0 | 0 | 0 | 0 | 0 | 0 | 0 | 0 | 0 | 0 | 0 | 0 | 0 | 0 | 0
F2_Commercial_Miscellaneous_Existing_Food Preparation_Natural Gas_Double Rack Oven_E4 | F2 | Commercial | Miscellaneous | Existing | Food Preparation | Natural Gas | Double Rack Oven | E4 | TRC BC Ratio | 0 | 0 | 0 | 0 | 0 | 0 | 0 | 0 | 0 | 0 | 0 | 0 | 0 | 0 | 0 | 0 | 0 | 0 | 0 | 0 | 0 | 0 | 0 | 0 | 0 | 0 | 0 | 0 | 0 | 0
F2_Commercial_Miscellaneous_Existing_Food Preparation_Natural Gas_Double Rack Oven_E5 | F2 | Commercial | Miscellaneous | Existing | Food Preparation | Natural Gas | Double Rack Oven | E5 | TRC BC Ratio | 0 | 0 | 0 | 0 | 0 | 0 | 0 | 0 | 0 | 0 | 0 | 0 | 0 | 0 | 0 | 0 | 0 | 0 | 0 | 0 | 0 | 0 | 0 | 0 | 0 | 0 | 0 | 0 | 0 | 0
F2_Commercial_Miscellaneous_Existing_Food Preparation_Natural Gas_Double Rack Oven_E6 | F2 | Commercial | Miscellaneous | Existing | Food Preparation | Natural Gas | Double Rack Oven | E6 | TRC BC Ratio | 0 | 0 | 0 | 0 | 0 | 0 | 0 | 0 | 0 | 0 | 0 | 0 | 0 | 0 | 0 | 0 | 0 | 0 | 0 | 0 | 0 | 0 | 0 | 0 | 0 | 0 | 0 | 0 | 0 | 0
F2_Commercial_Miscellaneous_Existing_Food Preparation_Natural Gas_Double Rack Oven_E7 | F2 | Commercial | Miscellaneous | Existing | Food Preparation | Natural Gas | Double Rack Oven | E7 | TRC BC Ratio | 0 | 0 | 0 | 0 | 0 | 0 | 0 | 0 | 0 | 0 | 0 | 0 | 0 | 0 | 0 | 0 | 0 | 0 | 0 | 0 | 0 | 0 | 0 | 0 | 0 | 0 | 0 | 0 | 0 | 0
F2_Commercial_Miscellaneous_Existing_Food Preparation_Natural Gas_Double Rack Oven_E8 | F2 | Commercial | Miscellaneous | Existing | Food Preparation | Natural Gas | Double Rack Oven | E8 | TRC BC Ratio | 0 | 0 | 0 | 0 | 0 | 0 | 0 | 0 | 0 | 0 | 0 | 0 | 0 | 0 | 0 | 0 | 0 | 0 | 0 | 0 | 0 | 0 | 0 | 0 | 0 | 0 | 0 | 0 | 0 | 0
F2_Commercial_Miscellaneous_Existing_Food Preparation_Natural Gas_Double Rack Oven_E9 | F2 | Commercial | Miscellaneous | Existing | Food Preparation | Natural Gas | Double Rack Oven | E9 | TRC BC Ratio | 0 | 0 | 0 | 0 | 0 | 0 | 0 | 0 | 0 | 0 | 0 | 0 | 0 | 0 | 0 | 0 | 0 | 0 | 0 | 0 | 0 | 0 | 0 | 0 | 0 | 0 | 0 | 0 | 0 | 0
F2_Commercial_Miscellaneous_Existing_Food Preparation_Natural Gas_Double Rack Oven_E10 | F2 | Commercial | Miscellaneous | Existing | Food Preparation | Natural Gas | Double Rack Oven | E10 | TRC BC Ratio | 0 | 0 | 0 | 0 | 0 | 0 | 0 | 0 | 0 | 0 | 0 | 0 | 0 | 0 | 0 | 0 | 0 | 0 | 0 | 0 | 0 | 0 | 0 | 0 | 0 | 0 | 0 | 0 | 0 | 0
F3_Commercial_Miscellaneous_Existing_Food Preparation_Natural Gas_Double Rack Oven_E1 | F3 | Commercial | Miscellaneous | Existing | Food Preparation | Natural Gas | Double Rack Oven | E1 | PACT BC Ratio | 0.9 | 0.9 | 0.9 | 0.9 | 0.9 | 0.9 | 0.9 | 0.9 | 0.9 | 0.9 | 0.9 | 0.9 | 0.9 | 0.9 | 0.9 | 0.9 | 0.9 | 0.9 | 0.9 | 0.9 | 0.9 | 0.9 | 0 | 0 | 0 | 0 | 0 | 0 | 0 | 0
F3_Commercial_Miscellaneous_Existing_Food Preparation_Natural Gas_Double Rack Oven_E2 | F3 | Commercial | Miscellaneous | Existing | Food Preparation | Natural Gas | Double Rack Oven | E2 | PACT BC Ratio | 6.3603 | 6.4147 | 6.4799 | 6.5877 | 6.7314 | 6.9009 | 7.0567 | 7.1954 | 7.3299 | 7.4604 | 7.592 | 7.7199 | 7.8404 | 7.961 | 8.0763 | 8.1945 | 8.3209 | 8.4482 | 8.5765 | 8.7054 | 8.8329 | 8.9584 | 0 | 0 | 0 | 0 | 0 | 0 | 0 | 0
F3_Commercial_Miscellaneous_Existing_Food Preparation_Natural Gas_Double Rack Oven_E3 | F3 | Commercial | Miscellaneous | Existing | Food Preparation | Natural Gas | Double Rack Oven | E3 | PACT BC Ratio | 0 | 0 | 0 | 0 | 0 | 0 | 0 | 0 | 0 | 0 | 0 | 0 | 0 | 0 | 0 | 0 | 0 | 0 | 0 | 0 | 0 | 0 | 0 | 0 | 0 | 0 | 0 | 0 | 0 | 0
F3_Commercial_Miscellaneous_Existing_Food Preparation_Natural Gas_Double Rack Oven_E4 | F3 | Commercial | Miscellaneous | Existing | Food Preparation | Natural Gas | Double Rack Oven | E4 | PACT BC Ratio | 0 | 0 | 0 | 0 | 0 | 0 | 0 | 0 | 0 | 0 | 0 | 0 | 0 | 0 | 0 | 0 | 0 | 0 | 0 | 0 | 0 | 0 | 0 | 0 | 0 | 0 | 0 | 0 | 0 | 0
F3_Commercial_Miscellaneous_Existing_Food Preparation_Natural Gas_Double Rack Oven_E5 | F3 | Commercial | Miscellaneous | Existing | Food Preparation | Natural Gas | Double Rack Oven | E5 | PACT BC Ratio | 0 | 0 | 0 | 0 | 0 | 0 | 0 | 0 | 0 | 0 | 0 | 0 | 0 | 0 | 0 | 0 | 0 | 0 | 0 | 0 | 0 | 0 | 0 | 0 | 0 | 0 | 0 | 0 | 0 | 0
F3_Commercial_Miscellaneous_Existing_Food Preparation_Natural Gas_Double Rack Oven_E6 | F3 | Commercial | Miscellaneous | Existing | Food Preparation | Natural Gas | Double Rack Oven | E6 | PACT BC Ratio | 0 | 0 | 0 | 0 | 0 | 0 | 0 | 0 | 0 | 0 | 0 | 0 | 0 | 0 | 0 | 0 | 0 | 0 | 0 | 0 | 0 | 0 | 0 | 0 | 0 | 0 | 0 | 0 | 0 | 0
F3_Commercial_Miscellaneous_Existing_Food Preparation_Natural Gas_Double Rack Oven_E7 | F3 | Commercial | Miscellaneous | Existing | Food Preparation | Natural Gas | Double Rack Oven | E7 | PACT BC Ratio | 0 | 0 | 0 | 0 | 0 | 0 | 0 | 0 | 0 | 0 | 0 | 0 | 0 | 0 | 0 | 0 | 0 | 0 | 0 | 0 | 0 | 0 | 0 | 0 | 0 | 0 | 0 | 0 | 0 | 0
F3_Commercial_Miscellaneous_Existing_Food Preparation_Natural Gas_Double Rack Oven_E8 | F3 | Commercial | Miscellaneous | Existing | Food Preparation | Natural Gas | Double Rack Oven | E8 | PACT BC Ratio | 0 | 0 | 0 | 0 | 0 | 0 | 0 | 0 | 0 | 0 | 0 | 0 | 0 | 0 | 0 | 0 | 0 | 0 | 0 | 0 | 0 | 0 | 0 | 0 | 0 | 0 | 0 | 0 | 0 | 0
F3_Commercial_Miscellaneous_Existing_Food Preparation_Natural Gas_Double Rack Oven_E9 | F3 | Commercial | Miscellaneous | Existing | Food Preparation | Natural Gas | Double Rack Oven | E9 | PACT BC Ratio | 0 | 0 | 0 | 0 | 0 | 0 | 0 | 0 | 0 | 0 | 0 | 0 | 0 | 0 | 0 | 0 | 0 | 0 | 0 | 0 | 0 | 0 | 0 | 0 | 0 | 0 | 0 | 0 | 0 | 0
F3_Commercial_Miscellaneous_Existing_Food Preparation_Natural Gas_Double Rack Oven_E10 | F3 | Commercial | Miscellaneous | Existing | Food Preparation | Natural Gas | Double Rack Oven | E10 | PACT BC Ratio | 0 | 0 | 0 | 0 | 0 | 0 | 0 | 0 | 0 | 0 | 0 | 0 | 0 | 0 | 0 | 0 | 0 | 0 | 0 | 0 | 0 | 0 | 0 | 0 | 0 | 0 | 0 | 0 | 0 | 0
F4_Commercial_Miscellaneous_Existing_Food Preparation_Natural Gas_Double Rack Oven_E1 | F4 | Commercial | Miscellaneous | Existing | Food Preparation | Natural Gas | Double Rack Oven | E1 | PCT BC Ratio | 0.9 | 0.9 | 0.9 | 0.9 | 0.9 | 0.9 | 0.9 | 0.9 | 0.9 | 0.9 | 0.9 | 0.9 | 0.9 | 0.9 | 0.9 | 0.9 | 0.9 | 0.9 | 0.9 | 0.9 | 0.9 | 0.9 | 0 | 0 | 0 | 0 | 0 | 0 | 0 | 0
F4_Commercial_Miscellaneous_Existing_Food Preparation_Natural Gas_Double Rack Oven_E2 | F4 | Commercial | Miscellaneous | Existing | Food Preparation | Natural Gas | Double Rack Oven | E2 | PCT BC Ratio | 4.9652 | 5.0051 | 5.053 | 5.1322 | 5.2378 | 5.3623 | 5.4768 | 5.5787 | 5.6775 | 5.7734 | 5.8701 | 5.9641 | 6.0526 | 6.1412 | 6.2259 | 6.3128 | 6.4057 | 6.4992 | 6.5935 | 6.6882 | 6.7818 | 6.8741 | 0 | 0 | 0 | 0 | 0 | 0 | 0 | 0
F4_Commercial_Miscellaneous_Existing_Food Preparation_Natural Gas_Double Rack Oven_E3 | F4 | Commercial | Miscellaneous | Existing | Food Preparation | Natural Gas | Double Rack Oven | E3 | PCT BC Ratio | 0 | 0 | 0 | 0 | 0 | 0 | 0 | 0 | 0 | 0 | 0 | 0 | 0 | 0 | 0 | 0 | 0 | 0 | 0 | 0 | 0 | 0 | 0 | 0 | 0 | 0 | 0 | 0 | 0 | 0
F4_Commercial_Miscellaneous_Existing_Food Preparation_Natural Gas_Double Rack Oven_E4 | F4 | Commercial | Miscellaneous | Existing | Food Preparation | Natural Gas | Double Rack Oven | E4 | PCT BC Ratio | 0 | 0 | 0 | 0 | 0 | 0 | 0 | 0 | 0 | 0 | 0 | 0 | 0 | 0 | 0 | 0 | 0 | 0 | 0 | 0 | 0 | 0 | 0 | 0 | 0 | 0 | 0 | 0 | 0 | 0
F4_Commercial_Miscellaneous_Existing_Food Preparation_Natural Gas_Double Rack Oven_E5 | F4 | Commercial | Miscellaneous | Existing | Food Preparation | Natural Gas | Double Rack Oven | E5 | PCT BC Ratio | 0 | 0 | 0 | 0 | 0 | 0 | 0 | 0 | 0 | 0 | 0 | 0 | 0 | 0 | 0 | 0 | 0 | 0 | 0 | 0 | 0 | 0 | 0 | 0 | 0 | 0 | 0 | 0 | 0 | 0
F4_Commercial_Miscellaneous_Existing_Food Preparation_Natural Gas_Double Rack Oven_E6 | F4 | Commercial | Miscellaneous | Existing | Food Preparation | Natural Gas | Double Rack Oven | E6 | PCT BC Ratio | 0 | 0 | 0 | 0 | 0 | 0 | 0 | 0 | 0 | 0 | 0 | 0 | 0 | 0 | 0 | 0 | 0 | 0 | 0 | 0 | 0 | 0 | 0 | 0 | 0 | 0 | 0 | 0 | 0 | 0
F4_Commercial_Miscellaneous_Existing_Food Preparation_Natural Gas_Double Rack Oven_E7 | F4 | Commercial | Miscellaneous | Existing | Food Preparation | Natural Gas | Double Rack Oven | E7 | PCT BC Ratio | 0 | 0 | 0 | 0 | 0 | 0 | 0 | 0 | 0 | 0 | 0 | 0 | 0 | 0 | 0 | 0 | 0 | 0 | 0 | 0 | 0 | 0 | 0 | 0 | 0 | 0 | 0 | 0 | 0 | 0
F4_Commercial_Miscellaneous_Existing_Food Preparation_Natural Gas_Double Rack Oven_E8 | F4 | Commercial | Miscellaneous | Existing | Food Preparation | Natural Gas | Double Rack Oven | E8 | PCT BC Ratio | 0 | 0 | 0 | 0 | 0 | 0 | 0 | 0 | 0 | 0 | 0 | 0 | 0 | 0 | 0 | 0 | 0 | 0 | 0 | 0 | 0 | 0 | 0 | 0 | 0 | 0 | 0 | 0 | 0 | 0
F4_Commercial_Miscellaneous_Existing_Food Preparation_Natural Gas_Double Rack Oven_E9 | F4 | Commercial | Miscellaneous | Existing | Food Preparation | Natural Gas | Double Rack Oven | E9 | PCT BC Ratio | 0 | 0 | 0 | 0 | 0 | 0 | 0 | 0 | 0 | 0 | 0 | 0 | 0 | 0 | 0 | 0 | 0 | 0 | 0 | 0 | 0 | 0 | 0 | 0 | 0 | 0 | 0 | 0 | 0 | 0
F4_Commercial_Miscellaneous_Existing_Food Preparation_Natural Gas_Double Rack Oven_E10 | F4 | Commercial | Miscellaneous | Existing | Food Preparation | Natural Gas | Double Rack Oven | E10 | PCT BC Ratio | 0 | 0 | 0 | 0 | 0 | 0 | 0 | 0 | 0 | 0 | 0 | 0 | 0 | 0 | 0 | 0 | 0 | 0 | 0 | 0 | 0 | 0 | 0 | 0 | 0 | 0 | 0 | 0 | 0 | 0
F5_Commercial_Miscellaneous_Existing_Food Preparation_Natural Gas_Double Rack Oven_E1 | F5 | Commercial | Miscellaneous | Existing | Food Preparation | Natural Gas | Double Rack Oven | E1 | RIM BC Ratio | 0.9 | 0.9 | 0.9 | 0.9 | 0.9 | 0.9 | 0.9 | 0.9 | 0.9 | 0.9 | 0.9 | 0.9 | 0.9 | 0.9 | 0.9 | 0.9 | 0.9 | 0.9 | 0.9 | 0.9 | 0.9 | 0.9 | 0 | 0 | 0 | 0 | 0 | 0 | 0 | 0
F5_Commercial_Miscellaneous_Existing_Food Preparation_Natural Gas_Double Rack Oven_E2 | F5 | Commercial | Miscellaneous | Existing | Food Preparation | Natural Gas | Double Rack Oven | E2 | RIM BC Ratio | 0.73785 | 0.73858 | 0.73943 | 0.74082 | 0.7426 | 0.74462 | 0.74639 | 0.74792 | 0.74935 | 0.75069 | 0.752 | 0.75324 | 0.75437 | 0.75547 | 0.7565 | 0.75752 | 0.75858 | 0.75963 | 0.76065 | 0.76165 | 0.76261 | 0.76354 | 0 | 0 | 0 | 0 | 0 | 0 | 0 | 0
F5_Commercial_Miscellaneous_Existing_Food Preparation_Natural Gas_Double Rack Oven_E3 | F5 | Commercial | Miscellaneous | Existing | Food Preparation | Natural Gas | Double Rack Oven | E3 | RIM BC Ratio | 0 | 0 | 0 | 0 | 0 | 0 | 0 | 0 | 0 | 0 | 0 | 0 | 0 | 0 | 0 | 0 | 0 | 0 | 0 | 0 | 0 | 0 | 0 | 0 | 0 | 0 | 0 | 0 | 0 | 0
F5_Commercial_Miscellaneous_Existing_Food Preparation_Natural Gas_Double Rack Oven_E4 | F5 | Commercial | Miscellaneous | Existing | Food Preparation | Natural Gas | Double Rack Oven | E4 | RIM BC Ratio | 0 | 0 | 0 | 0 | 0 | 0 | 0 | 0 | 0 | 0 | 0 | 0 | 0 | 0 | 0 | 0 | 0 | 0 | 0 | 0 | 0 | 0 | 0 | 0 | 0 | 0 | 0 | 0 | 0 | 0
F5_Commercial_Miscellaneous_Existing_Food Preparation_Natural Gas_Double Rack Oven_E5 | F5 | Commercial | Miscellaneous | Existing | Food Preparation | Natural Gas | Double Rack Oven | E5 | RIM BC Ratio | 0 | 0 | 0 | 0 | 0 | 0 | 0 | 0 | 0 | 0 | 0 | 0 | 0 | 0 | 0 | 0 | 0 | 0 | 0 | 0 | 0 | 0 | 0 | 0 | 0 | 0 | 0 | 0 | 0 | 0
F5_Commercial_Miscellaneous_Existing_Food Preparation_Natural Gas_Double Rack Oven_E6 | F5 | Commercial | Miscellaneous | Existing | Food Preparation | Natural Gas | Double Rack Oven | E6 | RIM BC Ratio | 0 | 0 | 0 | 0 | 0 | 0 | 0 | 0 | 0 | 0 | 0 | 0 | 0 | 0 | 0 | 0 | 0 | 0 | 0 | 0 | 0 | 0 | 0 | 0 | 0 | 0 | 0 | 0 | 0 | 0
F5_Commercial_Miscellaneous_Existing_Food Preparation_Natural Gas_Double Rack Oven_E7 | F5 | Commercial | Miscellaneous | Existing | Food Preparation | Natural Gas | Double Rack Oven | E7 | RIM BC Ratio | 0 | 0 | 0 | 0 | 0 | 0 | 0 | 0 | 0 | 0 | 0 | 0 | 0 | 0 | 0 | 0 | 0 | 0 | 0 | 0 | 0 | 0 | 0 | 0 | 0 | 0 | 0 | 0 | 0 | 0
F5_Commercial_Miscellaneous_Existing_Food Preparation_Natural Gas_Double Rack Oven_E8 | F5 | Commercial | Miscellaneous | Existing | Food Preparation | Natural Gas | Double Rack Oven | E8 | RIM BC Ratio | 0 | 0 | 0 | 0 | 0 | 0 | 0 | 0 | 0 | 0 | 0 | 0 | 0 | 0 | 0 | 0 | 0 | 0 | 0 | 0 | 0 | 0 | 0 | 0 | 0 | 0 | 0 | 0 | 0 | 0
F5_Commercial_Miscellaneous_Existing_Food Preparation_Natural Gas_Double Rack Oven_E9 | F5 | Commercial | Miscellaneous | Existing | Food Preparation | Natural Gas | Double Rack Oven | E9 | RIM BC Ratio | 0 | 0 | 0 | 0 | 0 | 0 | 0 | 0 | 0 | 0 | 0 | 0 | 0 | 0 | 0 | 0 | 0 | 0 | 0 | 0 | 0 | 0 | 0 | 0 | 0 | 0 | 0 | 0 | 0 | 0
F5_Commercial_Miscellaneous_Existing_Food Preparation_Natural Gas_Double Rack Oven_E10 | F5 | Commercial | Miscellaneous | Existing | Food Preparation | Natural Gas | Double Rack Oven | E10 | RIM BC Ratio | 0 | 0 | 0 | 0 | 0 | 0 | 0 | 0 | 0 | 0 | 0 | 0 | 0 | 0 | 0 | 0 | 0 | 0 | 0 | 0 | 0 | 0 | 0 | 0 | 0 | 0 | 0 | 0 | 0 | 0
F0_Commercial_Miscellaneous_Existing_Food Preparation_Natural Gas_Fryer_E0 | F0 | Commercial | Miscellaneous | Existing | Food Preparation | Natural Gas | Fryer | E0 | Economic Unit | ENERGY STAR | ENERGY STAR | ENERGY STAR | ENERGY STAR | ENERGY STAR | ENERGY STAR | ENERGY STAR | ENERGY STAR | ENERGY STAR | ENERGY STAR | ENERGY STAR | ENERGY STAR | ENERGY STAR | ENERGY STAR | ENERGY STAR | ENERGY STAR | ENERGY STAR | ENERGY STAR | ENERGY STAR | ENERGY STAR | ENERGY STAR | ENERGY STAR | 0 | 0 | 0 | 0 | 0 | 0 | 0 | 0
F1_Commercial_Miscellaneous_Existing_Food Preparation_Natural Gas_Fryer_E1 | F1 | Commercial | Miscellaneous | Existing | Food Preparation | Natural Gas | Fryer | E1 | CCE | 0 | 0 | 0 | 0 | 0 | 0 | 0 | 0 | 0 | 0 | 0 | 0 | 0 | 0 | 0 | 0 | 0 | 0 | 0 | 0 | 0 | 0 | 0 | 0 | 0 | 0 | 0 | 0 | 0 | 0
F1_Commercial_Miscellaneous_Existing_Food Preparation_Natural Gas_Fryer_E2 | F1 | Commercial | Miscellaneous | Existing | Food Preparation | Natural Gas | Fryer | E2 | CCE | 0.0070192 | 0.0070192 | 0.0073742 | 0.0072621 | 0.0071531 | 0.0070171 | 0.0069979 | 0.0069529 | 0.006911 | 0.0068479 | 0.0068381 | 0.0068066 | 0.0067786 | 0.006725 | 0.0067321 | 0.0067115 | 0.0066913 | 0.0066471 | 0.0066602 | 0.0066472 | 0.0066374 | 0.0066003 | 0 | 0 | 0 | 0 | 0 | 0 | 0 | 0
F1_Commercial_Miscellaneous_Existing_Food Preparation_Natural Gas_Fryer_E3 | F1 | Commercial | Miscellaneous | Existing | Food Preparation | Natural Gas | Fryer | E3 | CCE | 0 | 0 | 0 | 0 | 0 | 0 | 0 | 0 | 0 | 0 | 0 | 0 | 0 | 0 | 0 | 0 | 0 | 0 | 0 | 0 | 0 | 0 | 0 | 0 | 0 | 0 | 0 | 0 | 0 | 0
F1_Commercial_Miscellaneous_Existing_Food Preparation_Natural Gas_Fryer_E4 | F1 | Commercial | Miscellaneous | Existing | Food Preparation | Natural Gas | Fryer | E4 | CCE | 0 | 0 | 0 | 0 | 0 | 0 | 0 | 0 | 0 | 0 | 0 | 0 | 0 | 0 | 0 | 0 | 0 | 0 | 0 | 0 | 0 | 0 | 0 | 0 | 0 | 0 | 0 | 0 | 0 | 0
F1_Commercial_Miscellaneous_Existing_Food Preparation_Natural Gas_Fryer_E5 | F1 | Commercial | Miscellaneous | Existing | Food Preparation | Natural Gas | Fryer | E5 | CCE | 0 | 0 | 0 | 0 | 0 | 0 | 0 | 0 | 0 | 0 | 0 | 0 | 0 | 0 | 0 | 0 | 0 | 0 | 0 | 0 | 0 | 0 | 0 | 0 | 0 | 0 | 0 | 0 | 0 | 0
F1_Commercial_Miscellaneous_Existing_Food Preparation_Natural Gas_Fryer_E6 | F1 | Commercial | Miscellaneous | Existing | Food Preparation | Natural Gas | Fryer | E6 | CCE | 0 | 0 | 0 | 0 | 0 | 0 | 0 | 0 | 0 | 0 | 0 | 0 | 0 | 0 | 0 | 0 | 0 | 0 | 0 | 0 | 0 | 0 | 0 | 0 | 0 | 0 | 0 | 0 | 0 | 0
F1_Commercial_Miscellaneous_Existing_Food Preparation_Natural Gas_Fryer_E7 | F1 | Commercial | Miscellaneous | Existing | Food Preparation | Natural Gas | Fryer | E7 | CCE | 0 | 0 | 0 | 0 | 0 | 0 | 0 | 0 | 0 | 0 | 0 | 0 | 0 | 0 | 0 | 0 | 0 | 0 | 0 | 0 | 0 | 0 | 0 | 0 | 0 | 0 | 0 | 0 | 0 | 0
F1_Commercial_Miscellaneous_Existing_Food Preparation_Natural Gas_Fryer_E8 | F1 | Commercial | Miscellaneous | Existing | Food Preparation | Natural Gas | Fryer | E8 | CCE | 0 | 0 | 0 | 0 | 0 | 0 | 0 | 0 | 0 | 0 | 0 | 0 | 0 | 0 | 0 | 0 | 0 | 0 | 0 | 0 | 0 | 0 | 0 | 0 | 0 | 0 | 0 | 0 | 0 | 0
F1_Commercial_Miscellaneous_Existing_Food Preparation_Natural Gas_Fryer_E9 | F1 | Commercial | Miscellaneous | Existing | Food Preparation | Natural Gas | Fryer | E9 | CCE | 0 | 0 | 0 | 0 | 0 | 0 | 0 | 0 | 0 | 0 | 0 | 0 | 0 | 0 | 0 | 0 | 0 | 0 | 0 | 0 | 0 | 0 | 0 | 0 | 0 | 0 | 0 | 0 | 0 | 0
F1_Commercial_Miscellaneous_Existing_Food Preparation_Natural Gas_Fryer_E10 | F1 | Commercial | Miscellaneous | Existing | Food Preparation | Natural Gas | Fryer | E10 | CCE | 0 | 0 | 0 | 0 | 0 | 0 | 0 | 0 | 0 | 0 | 0 | 0 | 0 | 0 | 0 | 0 | 0 | 0 | 0 | 0 | 0 | 0 | 0 | 0 | 0 | 0 | 0 | 0 | 0 | 0
F2_Commercial_Miscellaneous_Existing_Food Preparation_Natural Gas_Fryer_E1 | F2 | Commercial | Miscellaneous | Existing | Food Preparation | Natural Gas | Fryer | E1 | TRC BC Ratio | 0.9 | 0.9 | 0.9 | 0.9 | 0.9 | 0.9 | 0.9 | 0.9 | 0.9 | 0.9 | 0.9 | 0.9 | 0.9 | 0.9 | 0.9 | 0.9 | 0.9 | 0.9 | 0.9 | 0.9 | 0.9 | 0.9 | 0 | 0 | 0 | 0 | 0 | 0 | 0 | 0
F2_Commercial_Miscellaneous_Existing_Food Preparation_Natural Gas_Fryer_E2 | F2 | Commercial | Miscellaneous | Existing | Food Preparation | Natural Gas | Fryer | E2 | TRC BC Ratio | 1.215 | 1.2059 | 1.2046 | 1.2221 | 1.2535 | 1.2946 | 1.3292 | 1.3564 | 1.3811 | 1.4053 | 1.4318 | 1.4585 | 1.4845 | 1.5137 | 1.5415 | 1.571 | 1.6001 | 1.6254 | 1.6465 | 1.6626 | 1.6776 | 1.6911 | 0 | 0 | 0 | 0 | 0 | 0 | 0 | 0
F2_Commercial_Miscellaneous_Existing_Food Preparation_Natural Gas_Fryer_E3 | F2 | Commercial | Miscellaneous | Existing | Food Preparation | Natural Gas | Fryer | E3 | TRC BC Ratio | 0 | 0 | 0 | 0 | 0 | 0 | 0 | 0 | 0 | 0 | 0 | 0 | 0 | 0 | 0 | 0 | 0 | 0 | 0 | 0 | 0 | 0 | 0 | 0 | 0 | 0 | 0 | 0 | 0 | 0
F2_Commercial_Miscellaneous_Existing_Food Preparation_Natural Gas_Fryer_E4 | F2 | Commercial | Miscellaneous | Existing | Food Preparation | Natural Gas | Fryer | E4 | TRC BC Ratio | 0 | 0 | 0 | 0 | 0 | 0 | 0 | 0 | 0 | 0 | 0 | 0 | 0 | 0 | 0 | 0 | 0 | 0 | 0 | 0 | 0 | 0 | 0 | 0 | 0 | 0 | 0 | 0 | 0 | 0
F2_Commercial_Miscellaneous_Existing_Food Preparation_Natural Gas_Fryer_E5 | F2 | Commercial | Miscellaneous | Existing | Food Preparation | Natural Gas | Fryer | E5 | TRC BC Ratio | 0 | 0 | 0 | 0 | 0 | 0 | 0 | 0 | 0 | 0 | 0 | 0 | 0 | 0 | 0 | 0 | 0 | 0 | 0 | 0 | 0 | 0 | 0 | 0 | 0 | 0 | 0 | 0 | 0 | 0
F2_Commercial_Miscellaneous_Existing_Food Preparation_Natural Gas_Fryer_E6 | F2 | Commercial | Miscellaneous | Existing | Food Preparation | Natural Gas | Fryer | E6 | TRC BC Ratio | 0 | 0 | 0 | 0 | 0 | 0 | 0 | 0 | 0 | 0 | 0 | 0 | 0 | 0 | 0 | 0 | 0 | 0 | 0 | 0 | 0 | 0 | 0 | 0 | 0 | 0 | 0 | 0 | 0 | 0
F2_Commercial_Miscellaneous_Existing_Food Preparation_Natural Gas_Fryer_E7 | F2 | Commercial | Miscellaneous | Existing | Food Preparation | Natural Gas | Fryer | E7 | TRC BC Ratio | 0 | 0 | 0 | 0 | 0 | 0 | 0 | 0 | 0 | 0 | 0 | 0 | 0 | 0 | 0 | 0 | 0 | 0 | 0 | 0 | 0 | 0 | 0 | 0 | 0 | 0 | 0 | 0 | 0 | 0
F2_Commercial_Miscellaneous_Existing_Food Preparation_Natural Gas_Fryer_E8 | F2 | Commercial | Miscellaneous | Existing | Food Preparation | Natural Gas | Fryer | E8 | TRC BC Ratio | 0 | 0 | 0 | 0 | 0 | 0 | 0 | 0 | 0 | 0 | 0 | 0 | 0 | 0 | 0 | 0 | 0 | 0 | 0 | 0 | 0 | 0 | 0 | 0 | 0 | 0 | 0 | 0 | 0 | 0
F2_Commercial_Miscellaneous_Existing_Food Preparation_Natural Gas_Fryer_E9 | F2 | Commercial | Miscellaneous | Existing | Food Preparation | Natural Gas | Fryer | E9 | TRC BC Ratio | 0 | 0 | 0 | 0 | 0 | 0 | 0 | 0 | 0 | 0 | 0 | 0 | 0 | 0 | 0 | 0 | 0 | 0 | 0 | 0 | 0 | 0 | 0 | 0 | 0 | 0 | 0 | 0 | 0 | 0
F2_Commercial_Miscellaneous_Existing_Food Preparation_Natural Gas_Fryer_E10 | F2 | Commercial | Miscellaneous | Existing | Food Preparation | Natural Gas | Fryer | E10 | TRC BC Ratio | 0 | 0 | 0 | 0 | 0 | 0 | 0 | 0 | 0 | 0 | 0 | 0 | 0 | 0 | 0 | 0 | 0 | 0 | 0 | 0 | 0 | 0 | 0 | 0 | 0 | 0 | 0 | 0 | 0 | 0
F3_Commercial_Miscellaneous_Existing_Food Preparation_Natural Gas_Fryer_E1 | F3 | Commercial | Miscellaneous | Existing | Food Preparation | Natural Gas | Fryer | E1 | PACT BC Ratio | 0.9 | 0.9 | 0.9 | 0.9 | 0.9 | 0.9 | 0.9 | 0.9 | 0.9 | 0.9 | 0.9 | 0.9 | 0.9 | 0.9 | 0.9 | 0.9 | 0.9 | 0.9 | 0.9 | 0.9 | 0.9 | 0.9 | 0 | 0 | 0 | 0 | 0 | 0 | 0 | 0
F3_Commercial_Miscellaneous_Existing_Food Preparation_Natural Gas_Fryer_E2 | F3 | Commercial | Miscellaneous | Existing | Food Preparation | Natural Gas | Fryer | E2 | PACT BC Ratio | 1.5621 | 1.5504 | 1.5488 | 1.5712 | 1.6116 | 1.6645 | 1.709 | 1.7439 | 1.7757 | 1.8068 | 1.8409 | 1.8752 | 1.9086 | 1.9462 | 1.9819 | 2.0198 | 2.0573 | 2.0898 | 2.1169 | 2.1377 | 2.1569 | 2.1743 | 0 | 0 | 0 | 0 | 0 | 0 | 0 | 0
F3_Commercial_Miscellaneous_Existing_Food Preparation_Natural Gas_Fryer_E3 | F3 | Commercial | Miscellaneous | Existing | Food Preparation | Natural Gas | Fryer | E3 | PACT BC Ratio | 0 | 0 | 0 | 0 | 0 | 0 | 0 | 0 | 0 | 0 | 0 | 0 | 0 | 0 | 0 | 0 | 0 | 0 | 0 | 0 | 0 | 0 | 0 | 0 | 0 | 0 | 0 | 0 | 0 | 0
F3_Commercial_Miscellaneous_Existing_Food Preparation_Natural Gas_Fryer_E4 | F3 | Commercial | Miscellaneous | Existing | Food Preparation | Natural Gas | Fryer | E4 | PACT BC Ratio | 0 | 0 | 0 | 0 | 0 | 0 | 0 | 0 | 0 | 0 | 0 | 0 | 0 | 0 | 0 | 0 | 0 | 0 | 0 | 0 | 0 | 0 | 0 | 0 | 0 | 0 | 0 | 0 | 0 | 0
F3_Commercial_Miscellaneous_Existing_Food Preparation_Natural Gas_Fryer_E5 | F3 | Commercial | Miscellaneous | Existing | Food Preparation | Natural Gas | Fryer | E5 | PACT BC Ratio | 0 | 0 | 0 | 0 | 0 | 0 | 0 | 0 | 0 | 0 | 0 | 0 | 0 | 0 | 0 | 0 | 0 | 0 | 0 | 0 | 0 | 0 | 0 | 0 | 0 | 0 | 0 | 0 | 0 | 0
F3_Commercial_Miscellaneous_Existing_Food Preparation_Natural Gas_Fryer_E6 | F3 | Commercial | Miscellaneous | Existing | Food Preparation | Natural Gas | Fryer | E6 | PACT BC Ratio | 0 | 0 | 0 | 0 | 0 | 0 | 0 | 0 | 0 | 0 | 0 | 0 | 0 | 0 | 0 | 0 | 0 | 0 | 0 | 0 | 0 | 0 | 0 | 0 | 0 | 0 | 0 | 0 | 0 | 0
F3_Commercial_Miscellaneous_Existing_Food Preparation_Natural Gas_Fryer_E7 | F3 | Commercial | Miscellaneous | Existing | Food Preparation | Natural Gas | Fryer | E7 | PACT BC Ratio | 0 | 0 | 0 | 0 | 0 | 0 | 0 | 0 | 0 | 0 | 0 | 0 | 0 | 0 | 0 | 0 | 0 | 0 | 0 | 0 | 0 | 0 | 0 | 0 | 0 | 0 | 0 | 0 | 0 | 0
F3_Commercial_Miscellaneous_Existing_Food Preparation_Natural Gas_Fryer_E8 | F3 | Commercial | Miscellaneous | Existing | Food Preparation | Natural Gas | Fryer | E8 | PACT BC Ratio | 0 | 0 | 0 | 0 | 0 | 0 | 0 | 0 | 0 | 0 | 0 | 0 | 0 | 0 | 0 | 0 | 0 | 0 | 0 | 0 | 0 | 0 | 0 | 0 | 0 | 0 | 0 | 0 | 0 | 0
F3_Commercial_Miscellaneous_Existing_Food Preparation_Natural Gas_Fryer_E9 | F3 | Commercial | Miscellaneous | Existing | Food Preparation | Natural Gas | Fryer | E9 | PACT BC Ratio | 0 | 0 | 0 | 0 | 0 | 0 | 0 | 0 | 0 | 0 | 0 | 0 | 0 | 0 | 0 | 0 | 0 | 0 | 0 | 0 | 0 | 0 | 0 | 0 | 0 | 0 | 0 | 0 | 0 | 0
F3_Commercial_Miscellaneous_Existing_Food Preparation_Natural Gas_Fryer_E10 | F3 | Commercial | Miscellaneous | Existing | Food Preparation | Natural Gas | Fryer | E10 | PACT BC Ratio | 0 | 0 | 0 | 0 | 0 | 0 | 0 | 0 | 0 | 0 | 0 | 0 | 0 | 0 | 0 | 0 | 0 | 0 | 0 | 0 | 0 | 0 | 0 | 0 | 0 | 0 | 0 | 0 | 0 | 0
F4_Commercial_Miscellaneous_Existing_Food Preparation_Natural Gas_Fryer_E1 | F4 | Commercial | Miscellaneous | Existing | Food Preparation | Natural Gas | Fryer | E1 | PCT BC Ratio | 0.9 | 0.9 | 0.9 | 0.9 | 0.9 | 0.9 | 0.9 | 0.9 | 0.9 | 0.9 | 0.9 | 0.9 | 0.9 | 0.9 | 0.9 | 0.9 | 0.9 | 0.9 | 0.9 | 0.9 | 0.9 | 0.9 | 0 | 0 | 0 | 0 | 0 | 0 | 0 | 0
F4_Commercial_Miscellaneous_Existing_Food Preparation_Natural Gas_Fryer_E2 | F4 | Commercial | Miscellaneous | Existing | Food Preparation | Natural Gas | Fryer | E2 | PCT BC Ratio | 3.0813 | 3.063 | 3.0604 | 3.0957 | 3.1592 | 3.2424 | 3.3124 | 3.3673 | 3.4172 | 3.4661 | 3.5197 | 3.5737 | 3.6262 | 3.6853 | 3.7415 | 3.8011 | 3.86 | 3.9112 | 3.9537 | 3.9864 | 4.0167 | 4.044 | 0 | 0 | 0 | 0 | 0 | 0 | 0 | 0
F4_Commercial_Miscellaneous_Existing_Food Preparation_Natural Gas_Fryer_E3 | F4 | Commercial | Miscellaneous | Existing | Food Preparation | Natural Gas | Fryer | E3 | PCT BC Ratio | 0 | 0 | 0 | 0 | 0 | 0 | 0 | 0 | 0 | 0 | 0 | 0 | 0 | 0 | 0 | 0 | 0 | 0 | 0 | 0 | 0 | 0 | 0 | 0 | 0 | 0 | 0 | 0 | 0 | 0
F4_Commercial_Miscellaneous_Existing_Food Preparation_Natural Gas_Fryer_E4 | F4 | Commercial | Miscellaneous | Existing | Food Preparation | Natural Gas | Fryer | E4 | PCT BC Ratio | 0 | 0 | 0 | 0 | 0 | 0 | 0 | 0 | 0 | 0 | 0 | 0 | 0 | 0 | 0 | 0 | 0 | 0 | 0 | 0 | 0 | 0 | 0 | 0 | 0 | 0 | 0 | 0 | 0 | 0
F4_Commercial_Miscellaneous_Existing_Food Preparation_Natural Gas_Fryer_E5 | F4 | Commercial | Miscellaneous | Existing | Food Preparation | Natural Gas | Fryer | E5 | PCT BC Ratio | 0 | 0 | 0 | 0 | 0 | 0 | 0 | 0 | 0 | 0 | 0 | 0 | 0 | 0 | 0 | 0 | 0 | 0 | 0 | 0 | 0 | 0 | 0 | 0 | 0 | 0 | 0 | 0 | 0 | 0
F4_Commercial_Miscellaneous_Existing_Food Preparation_Natural Gas_Fryer_E6 | F4 | Commercial | Miscellaneous | Existing | Food Preparation | Natural Gas | Fryer | E6 | PCT BC Ratio | 0 | 0 | 0 | 0 | 0 | 0 | 0 | 0 | 0 | 0 | 0 | 0 | 0 | 0 | 0 | 0 | 0 | 0 | 0 | 0 | 0 | 0 | 0 | 0 | 0 | 0 | 0 | 0 | 0 | 0
F4_Commercial_Miscellaneous_Existing_Food Preparation_Natural Gas_Fryer_E7 | F4 | Commercial | Miscellaneous | Existing | Food Preparation | Natural Gas | Fryer | E7 | PCT BC Ratio | 0 | 0 | 0 | 0 | 0 | 0 | 0 | 0 | 0 | 0 | 0 | 0 | 0 | 0 | 0 | 0 | 0 | 0 | 0 | 0 | 0 | 0 | 0 | 0 | 0 | 0 | 0 | 0 | 0 | 0
F4_Commercial_Miscellaneous_Existing_Food Preparation_Natural Gas_Fryer_E8 | F4 | Commercial | Miscellaneous | Existing | Food Preparation | Natural Gas | Fryer | E8 | PCT BC Ratio | 0 | 0 | 0 | 0 | 0 | 0 | 0 | 0 | 0 | 0 | 0 | 0 | 0 | 0 | 0 | 0 | 0 | 0 | 0 | 0 | 0 | 0 | 0 | 0 | 0 | 0 | 0 | 0 | 0 | 0
F4_Commercial_Miscellaneous_Existing_Food Preparation_Natural Gas_Fryer_E9 | F4 | Commercial | Miscellaneous | Existing | Food Preparation | Natural Gas | Fryer | E9 | PCT BC Ratio | 0 | 0 | 0 | 0 | 0 | 0 | 0 | 0 | 0 | 0 | 0 | 0 | 0 | 0 | 0 | 0 | 0 | 0 | 0 | 0 | 0 | 0 | 0 | 0 | 0 | 0 | 0 | 0 | 0 | 0
F4_Commercial_Miscellaneous_Existing_Food Preparation_Natural Gas_Fryer_E10 | F4 | Commercial | Miscellaneous | Existing | Food Preparation | Natural Gas | Fryer | E10 | PCT BC Ratio | 0 | 0 | 0 | 0 | 0 | 0 | 0 | 0 | 0 | 0 | 0 | 0 | 0 | 0 | 0 | 0 | 0 | 0 | 0 | 0 | 0 | 0 | 0 | 0 | 0 | 0 | 0 | 0 | 0 | 0
F5_Commercial_Miscellaneous_Existing_Food Preparation_Natural Gas_Fryer_E1 | F5 | Commercial | Miscellaneous | Existing | Food Preparation | Natural Gas | Fryer | E1 | RIM BC Ratio | 0.9 | 0.9 | 0.9 | 0.9 | 0.9 | 0.9 | 0.9 | 0.9 | 0.9 | 0.9 | 0.9 | 0.9 | 0.9 | 0.9 | 0.9 | 0.9 | 0.9 | 0.9 | 0.9 | 0.9 | 0.9 | 0.9 | 0 | 0 | 0 | 0 | 0 | 0 | 0 | 0
F5_Commercial_Miscellaneous_Existing_Food Preparation_Natural Gas_Fryer_E2 | F5 | Commercial | Miscellaneous | Existing | Food Preparation | Natural Gas | Fryer | E2 | RIM BC Ratio | 0.544 | 0.54258 | 0.54238 | 0.54511 | 0.54988 | 0.55591 | 0.56079 | 0.5645 | 0.56779 | 0.57093 | 0.57429 | 0.57759 | 0.58072 | 0.58415 | 0.58733 | 0.59061 | 0.59377 | 0.59646 | 0.59864 | 0.60029 | 0.6018 | 0.60314 | 0 | 0 | 0 | 0 | 0 | 0 | 0 | 0
F5_Commercial_Miscellaneous_Existing_Food Preparation_Natural Gas_Fryer_E3 | F5 | Commercial | Miscellaneous | Existing | Food Preparation | Natural Gas | Fryer | E3 | RIM BC Ratio | 0 | 0 | 0 | 0 | 0 | 0 | 0 | 0 | 0 | 0 | 0 | 0 | 0 | 0 | 0 | 0 | 0 | 0 | 0 | 0 | 0 | 0 | 0 | 0 | 0 | 0 | 0 | 0 | 0 | 0
F5_Commercial_Miscellaneous_Existing_Food Preparation_Natural Gas_Fryer_E4 | F5 | Commercial | Miscellaneous | Existing | Food Preparation | Natural Gas | Fryer | E4 | RIM BC Ratio | 0 | 0 | 0 | 0 | 0 | 0 | 0 | 0 | 0 | 0 | 0 | 0 | 0 | 0 | 0 | 0 | 0 | 0 | 0 | 0 | 0 | 0 | 0 | 0 | 0 | 0 | 0 | 0 | 0 | 0
F5_Commercial_Miscellaneous_Existing_Food Preparation_Natural Gas_Fryer_E5 | F5 | Commercial | Miscellaneous | Existing | Food Preparation | Natural Gas | Fryer | E5 | RIM BC Ratio | 0 | 0 | 0 | 0 | 0 | 0 | 0 | 0 | 0 | 0 | 0 | 0 | 0 | 0 | 0 | 0 | 0 | 0 | 0 | 0 | 0 | 0 | 0 | 0 | 0 | 0 | 0 | 0 | 0 | 0
F5_Commercial_Miscellaneous_Existing_Food Preparation_Natural Gas_Fryer_E6 | F5 | Commercial | Miscellaneous | Existing | Food Preparation | Natural Gas | Fryer | E6 | RIM BC Ratio | 0 | 0 | 0 | 0 | 0 | 0 | 0 | 0 | 0 | 0 | 0 | 0 | 0 | 0 | 0 | 0 | 0 | 0 | 0 | 0 | 0 | 0 | 0 | 0 | 0 | 0 | 0 | 0 | 0 | 0
F5_Commercial_Miscellaneous_Existing_Food Preparation_Natural Gas_Fryer_E7 | F5 | Commercial | Miscellaneous | Existing | Food Preparation | Natural Gas | Fryer | E7 | RIM BC Ratio | 0 | 0 | 0 | 0 | 0 | 0 | 0 | 0 | 0 | 0 | 0 | 0 | 0 | 0 | 0 | 0 | 0 | 0 | 0 | 0 | 0 | 0 | 0 | 0 | 0 | 0 | 0 | 0 | 0 | 0
F5_Commercial_Miscellaneous_Existing_Food Preparation_Natural Gas_Fryer_E8 | F5 | Commercial | Miscellaneous | Existing | Food Preparation | Natural Gas | Fryer | E8 | RIM BC Ratio | 0 | 0 | 0 | 0 | 0 | 0 | 0 | 0 | 0 | 0 | 0 | 0 | 0 | 0 | 0 | 0 | 0 | 0 | 0 | 0 | 0 | 0 | 0 | 0 | 0 | 0 | 0 | 0 | 0 | 0
F5_Commercial_Miscellaneous_Existing_Food Preparation_Natural Gas_Fryer_E9 | F5 | Commercial | Miscellaneous | Existing | Food Preparation | Natural Gas | Fryer | E9 | RIM BC Ratio | 0 | 0 | 0 | 0 | 0 | 0 | 0 | 0 | 0 | 0 | 0 | 0 | 0 | 0 | 0 | 0 | 0 | 0 | 0 | 0 | 0 | 0 | 0 | 0 | 0 | 0 | 0 | 0 | 0 | 0
F5_Commercial_Miscellaneous_Existing_Food Preparation_Natural Gas_Fryer_E10 | F5 | Commercial | Miscellaneous | Existing | Food Preparation | Natural Gas | Fryer | E10 | RIM BC Ratio | 0 | 0 | 0 | 0 | 0 | 0 | 0 | 0 | 0 | 0 | 0 | 0 | 0 | 0 | 0 | 0 | 0 | 0 | 0 | 0 | 0 | 0 | 0 | 0 | 0 | 0 | 0 | 0 | 0 | 0
F0_Commercial_Miscellaneous_Existing_Food Preparation_Natural Gas_Broiler_E0 | F0 | Commercial | Miscellaneous | Existing | Food Preparation | Natural Gas | Broiler | E0 | Economic Unit | Infrared Burners | Infrared Burners | Infrared Burners | Infrared Burners | Infrared Burners | Infrared Burners | Infrared Burners | Infrared Burners | Infrared Burners | Infrared Burners | Infrared Burners | Infrared Burners | Infrared Burners | Infrared Burners | Infrared Burners | Infrared Burners | Infrared Burners | Infrared Burners | Infrared Burners | Infrared Burners | Infrared Burners | Infrared Burners | 0 | 0 | 0 | 0 | 0 | 0 | 0 | 0
F1_Commercial_Miscellaneous_Existing_Food Preparation_Natural Gas_Broiler_E1 | F1 | Commercial | Miscellaneous | Existing | Food Preparation | Natural Gas | Broiler | E1 | CCE | 0 | 0 | 0 | 0 | 0 | 0 | 0 | 0 | 0 | 0 | 0 | 0 | 0 | 0 | 0 | 0 | 0 | 0 | 0 | 0 | 0 | 0 | 0 | 0 | 0 | 0 | 0 | 0 | 0 | 0
F1_Commercial_Miscellaneous_Existing_Food Preparation_Natural Gas_Broiler_E2 | F1 | Commercial | Miscellaneous | Existing | Food Preparation | Natural Gas | Broiler | E2 | CCE | 0.0083589 | 0.0083589 | 0.0087817 | 0.0086482 | 0.0085184 | 0.0083564 | 0.0083336 | 0.00828 | 0.0082301 | 0.0081549 | 0.0081433 | 0.0081058 | 0.0080724 | 0.0080086 | 0.008017 | 0.0079925 | 0.0079685 | 0.0079158 | 0.0079314 | 0.0079159 | 0.0079043 | 0.0078601 | 0 | 0 | 0 | 0 | 0 | 0 | 0 | 0
F1_Commercial_Miscellaneous_Existing_Food Preparation_Natural Gas_Broiler_E3 | F1 | Commercial | Miscellaneous | Existing | Food Preparation | Natural Gas | Broiler | E3 | CCE | 0 | 0 | 0 | 0 | 0 | 0 | 0 | 0 | 0 | 0 | 0 | 0 | 0 | 0 | 0 | 0 | 0 | 0 | 0 | 0 | 0 | 0 | 0 | 0 | 0 | 0 | 0 | 0 | 0 | 0
F1_Commercial_Miscellaneous_Existing_Food Preparation_Natural Gas_Broiler_E4 | F1 | Commercial | Miscellaneous | Existing | Food Preparation | Natural Gas | Broiler | E4 | CCE | 0 | 0 | 0 | 0 | 0 | 0 | 0 | 0 | 0 | 0 | 0 | 0 | 0 | 0 | 0 | 0 | 0 | 0 | 0 | 0 | 0 | 0 | 0 | 0 | 0 | 0 | 0 | 0 | 0 | 0
F1_Commercial_Miscellaneous_Existing_Food Preparation_Natural Gas_Broiler_E5 | F1 | Commercial | Miscellaneous | Existing | Food Preparation | Natural Gas | Broiler | E5 | CCE | 0 | 0 | 0 | 0 | 0 | 0 | 0 | 0 | 0 | 0 | 0 | 0 | 0 | 0 | 0 | 0 | 0 | 0 | 0 | 0 | 0 | 0 | 0 | 0 | 0 | 0 | 0 | 0 | 0 | 0
F1_Commercial_Miscellaneous_Existing_Food Preparation_Natural Gas_Broiler_E6 | F1 | Commercial | Miscellaneous | Existing | Food Preparation | Natural Gas | Broiler | E6 | CCE | 0 | 0 | 0 | 0 | 0 | 0 | 0 | 0 | 0 | 0 | 0 | 0 | 0 | 0 | 0 | 0 | 0 | 0 | 0 | 0 | 0 | 0 | 0 | 0 | 0 | 0 | 0 | 0 | 0 | 0
F1_Commercial_Miscellaneous_Existing_Food Preparation_Natural Gas_Broiler_E7 | F1 | Commercial | Miscellaneous | Existing | Food Preparation | Natural Gas | Broiler | E7 | CCE | 0 | 0 | 0 | 0 | 0 | 0 | 0 | 0 | 0 | 0 | 0 | 0 | 0 | 0 | 0 | 0 | 0 | 0 | 0 | 0 | 0 | 0 | 0 | 0 | 0 | 0 | 0 | 0 | 0 | 0
F1_Commercial_Miscellaneous_Existing_Food Preparation_Natural Gas_Broiler_E8 | F1 | Commercial | Miscellaneous | Existing | Food Preparation | Natural Gas | Broiler | E8 | CCE | 0 | 0 | 0 | 0 | 0 | 0 | 0 | 0 | 0 | 0 | 0 | 0 | 0 | 0 | 0 | 0 | 0 | 0 | 0 | 0 | 0 | 0 | 0 | 0 | 0 | 0 | 0 | 0 | 0 | 0
F1_Commercial_Miscellaneous_Existing_Food Preparation_Natural Gas_Broiler_E9 | F1 | Commercial | Miscellaneous | Existing | Food Preparation | Natural Gas | Broiler | E9 | CCE | 0 | 0 | 0 | 0 | 0 | 0 | 0 | 0 | 0 | 0 | 0 | 0 | 0 | 0 | 0 | 0 | 0 | 0 | 0 | 0 | 0 | 0 | 0 | 0 | 0 | 0 | 0 | 0 | 0 | 0
F1_Commercial_Miscellaneous_Existing_Food Preparation_Natural Gas_Broiler_E10 | F1 | Commercial | Miscellaneous | Existing | Food Preparation | Natural Gas | Broiler | E10 | CCE | 0 | 0 | 0 | 0 | 0 | 0 | 0 | 0 | 0 | 0 | 0 | 0 | 0 | 0 | 0 | 0 | 0 | 0 | 0 | 0 | 0 | 0 | 0 | 0 | 0 | 0 | 0 | 0 | 0 | 0
F2_Commercial_Miscellaneous_Existing_Food Preparation_Natural Gas_Broiler_E1 | F2 | Commercial | Miscellaneous | Existing | Food Preparation | Natural Gas | Broiler | E1 | TRC BC Ratio | 0.9 | 0.9 | 0.9 | 0.9 | 0.9 | 0.9 | 0.9 | 0.9 | 0.9 | 0.9 | 0.9 | 0.9 | 0.9 | 0.9 | 0.9 | 0.9 | 0.9 | 0.9 | 0.9 | 0.9 | 0.9 | 0.9 | 0 | 0 | 0 | 0 | 0 | 0 | 0 | 0
F2_Commercial_Miscellaneous_Existing_Food Preparation_Natural Gas_Broiler_E2 | F2 | Commercial | Miscellaneous | Existing | Food Preparation | Natural Gas | Broiler | E2 | TRC BC Ratio | 1.0644 | 1.0735 | 1.0844 | 1.1025 | 1.1265 | 1.1549 | 1.181 | 1.2042 | 1.2267 | 1.2485 | 1.2706 | 1.292 | 1.3121 | 1.3323 | 1.3516 | 1.3714 | 1.3925 | 1.4138 | 1.4353 | 1.4569 | 1.4782 | 1.4992 | 0 | 0 | 0 | 0 | 0 | 0 | 0 | 0
F2_Commercial_Miscellaneous_Existing_Food Preparation_Natural Gas_Broiler_E3 | F2 | Commercial | Miscellaneous | Existing | Food Preparation | Natural Gas | Broiler | E3 | TRC BC Ratio | 0 | 0 | 0 | 0 | 0 | 0 | 0 | 0 | 0 | 0 | 0 | 0 | 0 | 0 | 0 | 0 | 0 | 0 | 0 | 0 | 0 | 0 | 0 | 0 | 0 | 0 | 0 | 0 | 0 | 0
F2_Commercial_Miscellaneous_Existing_Food Preparation_Natural Gas_Broiler_E4 | F2 | Commercial | Miscellaneous | Existing | Food Preparation | Natural Gas | Broiler | E4 | TRC BC Ratio | 0 | 0 | 0 | 0 | 0 | 0 | 0 | 0 | 0 | 0 | 0 | 0 | 0 | 0 | 0 | 0 | 0 | 0 | 0 | 0 | 0 | 0 | 0 | 0 | 0 | 0 | 0 | 0 | 0 | 0
F2_Commercial_Miscellaneous_Existing_Food Preparation_Natural Gas_Broiler_E5 | F2 | Commercial | Miscellaneous | Existing | Food Preparation | Natural Gas | Broiler | E5 | TRC BC Ratio | 0 | 0 | 0 | 0 | 0 | 0 | 0 | 0 | 0 | 0 | 0 | 0 | 0 | 0 | 0 | 0 | 0 | 0 | 0 | 0 | 0 | 0 | 0 | 0 | 0 | 0 | 0 | 0 | 0 | 0
F2_Commercial_Miscellaneous_Existing_Food Preparation_Natural Gas_Broiler_E6 | F2 | Commercial | Miscellaneous | Existing | Food Preparation | Natural Gas | Broiler | E6 | TRC BC Ratio | 0 | 0 | 0 | 0 | 0 | 0 | 0 | 0 | 0 | 0 | 0 | 0 | 0 | 0 | 0 | 0 | 0 | 0 | 0 | 0 | 0 | 0 | 0 | 0 | 0 | 0 | 0 | 0 | 0 | 0
F2_Commercial_Miscellaneous_Existing_Food Preparation_Natural Gas_Broiler_E7 | F2 | Commercial | Miscellaneous | Existing | Food Preparation | Natural Gas | Broiler | E7 | TRC BC Ratio | 0 | 0 | 0 | 0 | 0 | 0 | 0 | 0 | 0 | 0 | 0 | 0 | 0 | 0 | 0 | 0 | 0 | 0 | 0 | 0 | 0 | 0 | 0 | 0 | 0 | 0 | 0 | 0 | 0 | 0
F2_Commercial_Miscellaneous_Existing_Food Preparation_Natural Gas_Broiler_E8 | F2 | Commercial | Miscellaneous | Existing | Food Preparation | Natural Gas | Broiler | E8 | TRC BC Ratio | 0 | 0 | 0 | 0 | 0 | 0 | 0 | 0 | 0 | 0 | 0 | 0 | 0 | 0 | 0 | 0 | 0 | 0 | 0 | 0 | 0 | 0 | 0 | 0 | 0 | 0 | 0 | 0 | 0 | 0
F2_Commercial_Miscellaneous_Existing_Food Preparation_Natural Gas_Broiler_E9 | F2 | Commercial | Miscellaneous | Existing | Food Preparation | Natural Gas | Broiler | E9 | TRC BC Ratio | 0 | 0 | 0 | 0 | 0 | 0 | 0 | 0 | 0 | 0 | 0 | 0 | 0 | 0 | 0 | 0 | 0 | 0 | 0 | 0 | 0 | 0 | 0 | 0 | 0 | 0 | 0 | 0 | 0 | 0
F2_Commercial_Miscellaneous_Existing_Food Preparation_Natural Gas_Broiler_E10 | F2 | Commercial | Miscellaneous | Existing | Food Preparation | Natural Gas | Broiler | E10 | TRC BC Ratio | 0 | 0 | 0 | 0 | 0 | 0 | 0 | 0 | 0 | 0 | 0 | 0 | 0 | 0 | 0 | 0 | 0 | 0 | 0 | 0 | 0 | 0 | 0 | 0 | 0 | 0 | 0 | 0 | 0 | 0
F3_Commercial_Miscellaneous_Existing_Food Preparation_Natural Gas_Broiler_E1 | F3 | Commercial | Miscellaneous | Existing | Food Preparation | Natural Gas | Broiler | E1 | PACT BC Ratio | 0.9 | 0.9 | 0.9 | 0.9 | 0.9 | 0.9 | 0.9 | 0.9 | 0.9 | 0.9 | 0.9 | 0.9 | 0.9 | 0.9 | 0.9 | 0.9 | 0.9 | 0.9 | 0.9 | 0.9 | 0.9 | 0.9 | 0 | 0 | 0 | 0 | 0 | 0 | 0 | 0
F3_Commercial_Miscellaneous_Existing_Food Preparation_Natural Gas_Broiler_E2 | F3 | Commercial | Miscellaneous | Existing | Food Preparation | Natural Gas | Broiler | E2 | PACT BC Ratio | 1.3204 | 1.3317 | 1.3453 | 1.3676 | 1.3975 | 1.4327 | 1.465 | 1.4938 | 1.5217 | 1.5488 | 1.5761 | 1.6027 | 1.6277 | 1.6527 | 1.6767 | 1.7012 | 1.7275 | 1.7539 | 1.7805 | 1.8073 | 1.8337 | 1.8598 | 0 | 0 | 0 | 0 | 0 | 0 | 0 | 0
F3_Commercial_Miscellaneous_Existing_Food Preparation_Natural Gas_Broiler_E3 | F3 | Commercial | Miscellaneous | Existing | Food Preparation | Natural Gas | Broiler | E3 | PACT BC Ratio | 0 | 0 | 0 | 0 | 0 | 0 | 0 | 0 | 0 | 0 | 0 | 0 | 0 | 0 | 0 | 0 | 0 | 0 | 0 | 0 | 0 | 0 | 0 | 0 | 0 | 0 | 0 | 0 | 0 | 0
F3_Commercial_Miscellaneous_Existing_Food Preparation_Natural Gas_Broiler_E4 | F3 | Commercial | Miscellaneous | Existing | Food Preparation | Natural Gas | Broiler | E4 | PACT BC Ratio | 0 | 0 | 0 | 0 | 0 | 0 | 0 | 0 | 0 | 0 | 0 | 0 | 0 | 0 | 0 | 0 | 0 | 0 | 0 | 0 | 0 | 0 | 0 | 0 | 0 | 0 | 0 | 0 | 0 | 0
F3_Commercial_Miscellaneous_Existing_Food Preparation_Natural Gas_Broiler_E5 | F3 | Commercial | Miscellaneous | Existing | Food Preparation | Natural Gas | Broiler | E5 | PACT BC Ratio | 0 | 0 | 0 | 0 | 0 | 0 | 0 | 0 | 0 | 0 | 0 | 0 | 0 | 0 | 0 | 0 | 0 | 0 | 0 | 0 | 0 | 0 | 0 | 0 | 0 | 0 | 0 | 0 | 0 | 0
F3_Commercial_Miscellaneous_Existing_Food Preparation_Natural Gas_Broiler_E6 | F3 | Commercial | Miscellaneous | Existing | Food Preparation | Natural Gas | Broiler | E6 | PACT BC Ratio | 0 | 0 | 0 | 0 | 0 | 0 | 0 | 0 | 0 | 0 | 0 | 0 | 0 | 0 | 0 | 0 | 0 | 0 | 0 | 0 | 0 | 0 | 0 | 0 | 0 | 0 | 0 | 0 | 0 | 0
F3_Commercial_Miscellaneous_Existing_Food Preparation_Natural Gas_Broiler_E7 | F3 | Commercial | Miscellaneous | Existing | Food Preparation | Natural Gas | Broiler | E7 | PACT BC Ratio | 0 | 0 | 0 | 0 | 0 | 0 | 0 | 0 | 0 | 0 | 0 | 0 | 0 | 0 | 0 | 0 | 0 | 0 | 0 | 0 | 0 | 0 | 0 | 0 | 0 | 0 | 0 | 0 | 0 | 0
F3_Commercial_Miscellaneous_Existing_Food Preparation_Natural Gas_Broiler_E8 | F3 | Commercial | Miscellaneous | Existing | Food Preparation | Natural Gas | Broiler | E8 | PACT BC Ratio | 0 | 0 | 0 | 0 | 0 | 0 | 0 | 0 | 0 | 0 | 0 | 0 | 0 | 0 | 0 | 0 | 0 | 0 | 0 | 0 | 0 | 0 | 0 | 0 | 0 | 0 | 0 | 0 | 0 | 0
F3_Commercial_Miscellaneous_Existing_Food Preparation_Natural Gas_Broiler_E9 | F3 | Commercial | Miscellaneous | Existing | Food Preparation | Natural Gas | Broiler | E9 | PACT BC Ratio | 0 | 0 | 0 | 0 | 0 | 0 | 0 | 0 | 0 | 0 | 0 | 0 | 0 | 0 | 0 | 0 | 0 | 0 | 0 | 0 | 0 | 0 | 0 | 0 | 0 | 0 | 0 | 0 | 0 | 0
F3_Commercial_Miscellaneous_Existing_Food Preparation_Natural Gas_Broiler_E10 | F3 | Commercial | Miscellaneous | Existing | Food Preparation | Natural Gas | Broiler | E10 | PACT BC Ratio | 0 | 0 | 0 | 0 | 0 | 0 | 0 | 0 | 0 | 0 | 0 | 0 | 0 | 0 | 0 | 0 | 0 | 0 | 0 | 0 | 0 | 0 | 0 | 0 | 0 | 0 | 0 | 0 | 0 | 0
F4_Commercial_Miscellaneous_Existing_Food Preparation_Natural Gas_Broiler_E1 | F4 | Commercial | Miscellaneous | Existing | Food Preparation | Natural Gas | Broiler | E1 | PCT BC Ratio | 0.9 | 0.9 | 0.9 | 0.9 | 0.9 | 0.9 | 0.9 | 0.9 | 0.9 | 0.9 | 0.9 | 0.9 | 0.9 | 0.9 | 0.9 | 0.9 | 0.9 | 0.9 | 0.9 | 0.9 | 0.9 | 0.9 | 0 | 0 | 0 | 0 | 0 | 0 | 0 | 0
F4_Commercial_Miscellaneous_Existing_Food Preparation_Natural Gas_Broiler_E2 | F4 | Commercial | Miscellaneous | Existing | Food Preparation | Natural Gas | Broiler | E2 | PCT BC Ratio | 2.8717 | 2.8906 | 2.9132 | 2.9506 | 3.0005 | 3.0593 | 3.1134 | 3.1615 | 3.2082 | 3.2535 | 3.2991 | 3.3435 | 3.3853 | 3.4272 | 3.4672 | 3.5082 | 3.5521 | 3.5963 | 3.6408 | 3.6855 | 3.7298 | 3.7734 | 0 | 0 | 0 | 0 | 0 | 0 | 0 | 0
F4_Commercial_Miscellaneous_Existing_Food Preparation_Natural Gas_Broiler_E3 | F4 | Commercial | Miscellaneous | Existing | Food Preparation | Natural Gas | Broiler | E3 | PCT BC Ratio | 0 | 0 | 0 | 0 | 0 | 0 | 0 | 0 | 0 | 0 | 0 | 0 | 0 | 0 | 0 | 0 | 0 | 0 | 0 | 0 | 0 | 0 | 0 | 0 | 0 | 0 | 0 | 0 | 0 | 0
F4_Commercial_Miscellaneous_Existing_Food Preparation_Natural Gas_Broiler_E4 | F4 | Commercial | Miscellaneous | Existing | Food Preparation | Natural Gas | Broiler | E4 | PCT BC Ratio | 0 | 0 | 0 | 0 | 0 | 0 | 0 | 0 | 0 | 0 | 0 | 0 | 0 | 0 | 0 | 0 | 0 | 0 | 0 | 0 | 0 | 0 | 0 | 0 | 0 | 0 | 0 | 0 | 0 | 0
F4_Commercial_Miscellaneous_Existing_Food Preparation_Natural Gas_Broiler_E5 | F4 | Commercial | Miscellaneous | Existing | Food Preparation | Natural Gas | Broiler | E5 | PCT BC Ratio | 0 | 0 | 0 | 0 | 0 | 0 | 0 | 0 | 0 | 0 | 0 | 0 | 0 | 0 | 0 | 0 | 0 | 0 | 0 | 0 | 0 | 0 | 0 | 0 | 0 | 0 | 0 | 0 | 0 | 0
F4_Commercial_Miscellaneous_Existing_Food Preparation_Natural Gas_Broiler_E6 | F4 | Commercial | Miscellaneous | Existing | Food Preparation | Natural Gas | Broiler | E6 | PCT BC Ratio | 0 | 0 | 0 | 0 | 0 | 0 | 0 | 0 | 0 | 0 | 0 | 0 | 0 | 0 | 0 | 0 | 0 | 0 | 0 | 0 | 0 | 0 | 0 | 0 | 0 | 0 | 0 | 0 | 0 | 0
F4_Commercial_Miscellaneous_Existing_Food Preparation_Natural Gas_Broiler_E7 | F4 | Commercial | Miscellaneous | Existing | Food Preparation | Natural Gas | Broiler | E7 | PCT BC Ratio | 0 | 0 | 0 | 0 | 0 | 0 | 0 | 0 | 0 | 0 | 0 | 0 | 0 | 0 | 0 | 0 | 0 | 0 | 0 | 0 | 0 | 0 | 0 | 0 | 0 | 0 | 0 | 0 | 0 | 0
F4_Commercial_Miscellaneous_Existing_Food Preparation_Natural Gas_Broiler_E8 | F4 | Commercial | Miscellaneous | Existing | Food Preparation | Natural Gas | Broiler | E8 | PCT BC Ratio | 0 | 0 | 0 | 0 | 0 | 0 | 0 | 0 | 0 | 0 | 0 | 0 | 0 | 0 | 0 | 0 | 0 | 0 | 0 | 0 | 0 | 0 | 0 | 0 | 0 | 0 | 0 | 0 | 0 | 0
F4_Commercial_Miscellaneous_Existing_Food Preparation_Natural Gas_Broiler_E9 | F4 | Commercial | Miscellaneous | Existing | Food Preparation | Natural Gas | Broiler | E9 | PCT BC Ratio | 0 | 0 | 0 | 0 | 0 | 0 | 0 | 0 | 0 | 0 | 0 | 0 | 0 | 0 | 0 | 0 | 0 | 0 | 0 | 0 | 0 | 0 | 0 | 0 | 0 | 0 | 0 | 0 | 0 | 0
F4_Commercial_Miscellaneous_Existing_Food Preparation_Natural Gas_Broiler_E10 | F4 | Commercial | Miscellaneous | Existing | Food Preparation | Natural Gas | Broiler | E10 | PCT BC Ratio | 0 | 0 | 0 | 0 | 0 | 0 | 0 | 0 | 0 | 0 | 0 | 0 | 0 | 0 | 0 | 0 | 0 | 0 | 0 | 0 | 0 | 0 | 0 | 0 | 0 | 0 | 0 | 0 | 0 | 0
F5_Commercial_Miscellaneous_Existing_Food Preparation_Natural Gas_Broiler_E1 | F5 | Commercial | Miscellaneous | Existing | Food Preparation | Natural Gas | Broiler | E1 | RIM BC Ratio | 0.9 | 0.9 | 0.9 | 0.9 | 0.9 | 0.9 | 0.9 | 0.9 | 0.9 | 0.9 | 0.9 | 0.9 | 0.9 | 0.9 | 0.9 | 0.9 | 0.9 | 0.9 | 0.9 | 0.9 | 0.9 | 0.9 | 0 | 0 | 0 | 0 | 0 | 0 | 0 | 0
F5_Commercial_Miscellaneous_Existing_Food Preparation_Natural Gas_Broiler_E2 | F5 | Commercial | Miscellaneous | Existing | Food Preparation | Natural Gas | Broiler | E2 | RIM BC Ratio | 0.51141 | 0.51309 | 0.51509 | 0.51833 | 0.52256 | 0.52741 | 0.53173 | 0.53547 | 0.53902 | 0.54238 | 0.54569 | 0.54884 | 0.55175 | 0.55459 | 0.55726 | 0.55995 | 0.56276 | 0.56554 | 0.56828 | 0.57098 | 0.57359 | 0.57612 | 0 | 0 | 0 | 0 | 0 | 0 | 0 | 0
F5_Commercial_Miscellaneous_Existing_Food Preparation_Natural Gas_Broiler_E3 | F5 | Commercial | Miscellaneous | Existing | Food Preparation | Natural Gas | Broiler | E3 | RIM BC Ratio | 0 | 0 | 0 | 0 | 0 | 0 | 0 | 0 | 0 | 0 | 0 | 0 | 0 | 0 | 0 | 0 | 0 | 0 | 0 | 0 | 0 | 0 | 0 | 0 | 0 | 0 | 0 | 0 | 0 | 0
F5_Commercial_Miscellaneous_Existing_Food Preparation_Natural Gas_Broiler_E4 | F5 | Commercial | Miscellaneous | Existing | Food Preparation | Natural Gas | Broiler | E4 | RIM BC Ratio | 0 | 0 | 0 | 0 | 0 | 0 | 0 | 0 | 0 | 0 | 0 | 0 | 0 | 0 | 0 | 0 | 0 | 0 | 0 | 0 | 0 | 0 | 0 | 0 | 0 | 0 | 0 | 0 | 0 | 0
F5_Commercial_Miscellaneous_Existing_Food Preparation_Natural Gas_Broiler_E5 | F5 | Commercial | Miscellaneous | Existing | Food Preparation | Natural Gas | Broiler | E5 | RIM BC Ratio | 0 | 0 | 0 | 0 | 0 | 0 | 0 | 0 | 0 | 0 | 0 | 0 | 0 | 0 | 0 | 0 | 0 | 0 | 0 | 0 | 0 | 0 | 0 | 0 | 0 | 0 | 0 | 0 | 0 | 0
F5_Commercial_Miscellaneous_Existing_Food Preparation_Natural Gas_Broiler_E6 | F5 | Commercial | Miscellaneous | Existing | Food Preparation | Natural Gas | Broiler | E6 | RIM BC Ratio | 0 | 0 | 0 | 0 | 0 | 0 | 0 | 0 | 0 | 0 | 0 | 0 | 0 | 0 | 0 | 0 | 0 | 0 | 0 | 0 | 0 | 0 | 0 | 0 | 0 | 0 | 0 | 0 | 0 | 0
F5_Commercial_Miscellaneous_Existing_Food Preparation_Natural Gas_Broiler_E7 | F5 | Commercial | Miscellaneous | Existing | Food Preparation | Natural Gas | Broiler | E7 | RIM BC Ratio | 0 | 0 | 0 | 0 | 0 | 0 | 0 | 0 | 0 | 0 | 0 | 0 | 0 | 0 | 0 | 0 | 0 | 0 | 0 | 0 | 0 | 0 | 0 | 0 | 0 | 0 | 0 | 0 | 0 | 0
F5_Commercial_Miscellaneous_Existing_Food Preparation_Natural Gas_Broiler_E8 | F5 | Commercial | Miscellaneous | Existing | Food Preparation | Natural Gas | Broiler | E8 | RIM BC Ratio | 0 | 0 | 0 | 0 | 0 | 0 | 0 | 0 | 0 | 0 | 0 | 0 | 0 | 0 | 0 | 0 | 0 | 0 | 0 | 0 | 0 | 0 | 0 | 0 | 0 | 0 | 0 | 0 | 0 | 0
F5_Commercial_Miscellaneous_Existing_Food Preparation_Natural Gas_Broiler_E9 | F5 | Commercial | Miscellaneous | Existing | Food Preparation | Natural Gas | Broiler | E9 | RIM BC Ratio | 0 | 0 | 0 | 0 | 0 | 0 | 0 | 0 | 0 | 0 | 0 | 0 | 0 | 0 | 0 | 0 | 0 | 0 | 0 | 0 | 0 | 0 | 0 | 0 | 0 | 0 | 0 | 0 | 0 | 0
F5_Commercial_Miscellaneous_Existing_Food Preparation_Natural Gas_Broiler_E10 | F5 | Commercial | Miscellaneous | Existing | Food Preparation | Natural Gas | Broiler | E10 | RIM BC Ratio | 0 | 0 | 0 | 0 | 0 | 0 | 0 | 0 | 0 | 0 | 0 | 0 | 0 | 0 | 0 | 0 | 0 | 0 | 0 | 0 | 0 | 0 | 0 | 0 | 0 | 0 | 0 | 0 | 0 | 0
F0_Commercial_Miscellaneous_Existing_Food Preparation_Natural Gas_Griddle_E0 | F0 | Commercial | Miscellaneous | Existing | Food Preparation | Natural Gas | Griddle | E0 | Economic Unit | ENERGY STAR | ENERGY STAR | ENERGY STAR | ENERGY STAR | ENERGY STAR | ENERGY STAR | ENERGY STAR | ENERGY STAR | ENERGY STAR | ENERGY STAR | ENERGY STAR | ENERGY STAR | ENERGY STAR | ENERGY STAR | ENERGY STAR | ENERGY STAR | ENERGY STAR | ENERGY STAR | ENERGY STAR | ENERGY STAR | ENERGY STAR | ENERGY STAR | 0 | 0 | 0 | 0 | 0 | 0 | 0 | 0
F1_Commercial_Miscellaneous_Existing_Food Preparation_Natural Gas_Griddle_E1 | F1 | Commercial | Miscellaneous | Existing | Food Preparation | Natural Gas | Griddle | E1 | CCE | 0 | 0 | 0 | 0 | 0 | 0 | 0 | 0 | 0 | 0 | 0 | 0 | 0 | 0 | 0 | 0 | 0 | 0 | 0 | 0 | 0 | 0 | 0 | 0 | 0 | 0 | 0 | 0 | 0 | 0
F1_Commercial_Miscellaneous_Existing_Food Preparation_Natural Gas_Griddle_E2 | F1 | Commercial | Miscellaneous | Existing | Food Preparation | Natural Gas | Griddle | E2 | CCE | 0.0050309 | 0.0050309 | 0.0052853 | 0.0052049 | 0.0051268 | 0.0050293 | 0.0050156 | 0.0049833 | 0.0049533 | 0.0049081 | 0.0049011 | 0.0048785 | 0.0048584 | 0.00482 | 0.0048251 | 0.0048103 | 0.0047959 | 0.0047642 | 0.0047735 | 0.0047642 | 0.0047572 | 0.0047306 | 0 | 0 | 0 | 0 | 0 | 0 | 0 | 0
F1_Commercial_Miscellaneous_Existing_Food Preparation_Natural Gas_Griddle_E3 | F1 | Commercial | Miscellaneous | Existing | Food Preparation | Natural Gas | Griddle | E3 | CCE | 0 | 0 | 0 | 0 | 0 | 0 | 0 | 0 | 0 | 0 | 0 | 0 | 0 | 0 | 0 | 0 | 0 | 0 | 0 | 0 | 0 | 0 | 0 | 0 | 0 | 0 | 0 | 0 | 0 | 0
F1_Commercial_Miscellaneous_Existing_Food Preparation_Natural Gas_Griddle_E4 | F1 | Commercial | Miscellaneous | Existing | Food Preparation | Natural Gas | Griddle | E4 | CCE | 0 | 0 | 0 | 0 | 0 | 0 | 0 | 0 | 0 | 0 | 0 | 0 | 0 | 0 | 0 | 0 | 0 | 0 | 0 | 0 | 0 | 0 | 0 | 0 | 0 | 0 | 0 | 0 | 0 | 0
F1_Commercial_Miscellaneous_Existing_Food Preparation_Natural Gas_Griddle_E5 | F1 | Commercial | Miscellaneous | Existing | Food Preparation | Natural Gas | Griddle | E5 | CCE | 0 | 0 | 0 | 0 | 0 | 0 | 0 | 0 | 0 | 0 | 0 | 0 | 0 | 0 | 0 | 0 | 0 | 0 | 0 | 0 | 0 | 0 | 0 | 0 | 0 | 0 | 0 | 0 | 0 | 0
F1_Commercial_Miscellaneous_Existing_Food Preparation_Natural Gas_Griddle_E6 | F1 | Commercial | Miscellaneous | Existing | Food Preparation | Natural Gas | Griddle | E6 | CCE | 0 | 0 | 0 | 0 | 0 | 0 | 0 | 0 | 0 | 0 | 0 | 0 | 0 | 0 | 0 | 0 | 0 | 0 | 0 | 0 | 0 | 0 | 0 | 0 | 0 | 0 | 0 | 0 | 0 | 0
F1_Commercial_Miscellaneous_Existing_Food Preparation_Natural Gas_Griddle_E7 | F1 | Commercial | Miscellaneous | Existing | Food Preparation | Natural Gas | Griddle | E7 | CCE | 0 | 0 | 0 | 0 | 0 | 0 | 0 | 0 | 0 | 0 | 0 | 0 | 0 | 0 | 0 | 0 | 0 | 0 | 0 | 0 | 0 | 0 | 0 | 0 | 0 | 0 | 0 | 0 | 0 | 0
F1_Commercial_Miscellaneous_Existing_Food Preparation_Natural Gas_Griddle_E8 | F1 | Commercial | Miscellaneous | Existing | Food Preparation | Natural Gas | Griddle | E8 | CCE | 0 | 0 | 0 | 0 | 0 | 0 | 0 | 0 | 0 | 0 | 0 | 0 | 0 | 0 | 0 | 0 | 0 | 0 | 0 | 0 | 0 | 0 | 0 | 0 | 0 | 0 | 0 | 0 | 0 | 0
F1_Commercial_Miscellaneous_Existing_Food Preparation_Natural Gas_Griddle_E9 | F1 | Commercial | Miscellaneous | Existing | Food Preparation | Natural Gas | Griddle | E9 | CCE | 0 | 0 | 0 | 0 | 0 | 0 | 0 | 0 | 0 | 0 | 0 | 0 | 0 | 0 | 0 | 0 | 0 | 0 | 0 | 0 | 0 | 0 | 0 | 0 | 0 | 0 | 0 | 0 | 0 | 0
F1_Commercial_Miscellaneous_Existing_Food Preparation_Natural Gas_Griddle_E10 | F1 | Commercial | Miscellaneous | Existing | Food Preparation | Natural Gas | Griddle | E10 | CCE | 0 | 0 | 0 | 0 | 0 | 0 | 0 | 0 | 0 | 0 | 0 | 0 | 0 | 0 | 0 | 0 | 0 | 0 | 0 | 0 | 0 | 0 | 0 | 0 | 0 | 0 | 0 | 0 | 0 | 0
F2_Commercial_Miscellaneous_Existing_Food Preparation_Natural Gas_Griddle_E1 | F2 | Commercial | Miscellaneous | Existing | Food Preparation | Natural Gas | Griddle | E1 | TRC BC Ratio | 0.9 | 0.9 | 0.9 | 0.9 | 0.9 | 0.9 | 0.9 | 0.9 | 0.9 | 0.9 | 0.9 | 0.9 | 0.9 | 0.9 | 0.9 | 0.9 | 0.9 | 0.9 | 0.9 | 0.9 | 0.9 | 0.9 | 0 | 0 | 0 | 0 | 0 | 0 | 0 | 0
F2_Commercial_Miscellaneous_Existing_Food Preparation_Natural Gas_Griddle_E2 | F2 | Commercial | Miscellaneous | Existing | Food Preparation | Natural Gas | Griddle | E2 | TRC BC Ratio | 1.7686 | 1.7837 | 1.8018 | 1.8318 | 1.8718 | 1.9189 | 1.9622 | 2.0008 | 2.0382 | 2.0745 | 2.1111 | 2.1466 | 2.1801 | 2.2137 | 2.2457 | 2.2786 | 2.3138 | 2.3491 | 2.3848 | 2.4207 | 2.4561 | 2.491 | 0 | 0 | 0 | 0 | 0 | 0 | 0 | 0
F2_Commercial_Miscellaneous_Existing_Food Preparation_Natural Gas_Griddle_E3 | F2 | Commercial | Miscellaneous | Existing | Food Preparation | Natural Gas | Griddle | E3 | TRC BC Ratio | 0 | 0 | 0 | 0 | 0 | 0 | 0 | 0 | 0 | 0 | 0 | 0 | 0 | 0 | 0 | 0 | 0 | 0 | 0 | 0 | 0 | 0 | 0 | 0 | 0 | 0 | 0 | 0 | 0 | 0
F2_Commercial_Miscellaneous_Existing_Food Preparation_Natural Gas_Griddle_E4 | F2 | Commercial | Miscellaneous | Existing | Food Preparation | Natural Gas | Griddle | E4 | TRC BC Ratio | 0 | 0 | 0 | 0 | 0 | 0 | 0 | 0 | 0 | 0 | 0 | 0 | 0 | 0 | 0 | 0 | 0 | 0 | 0 | 0 | 0 | 0 | 0 | 0 | 0 | 0 | 0 | 0 | 0 | 0
F2_Commercial_Miscellaneous_Existing_Food Preparation_Natural Gas_Griddle_E5 | F2 | Commercial | Miscellaneous | Existing | Food Preparation | Natural Gas | Griddle | E5 | TRC BC Ratio | 0 | 0 | 0 | 0 | 0 | 0 | 0 | 0 | 0 | 0 | 0 | 0 | 0 | 0 | 0 | 0 | 0 | 0 | 0 | 0 | 0 | 0 | 0 | 0 | 0 | 0 | 0 | 0 | 0 | 0
F2_Commercial_Miscellaneous_Existing_Food Preparation_Natural Gas_Griddle_E6 | F2 | Commercial | Miscellaneous | Existing | Food Preparation | Natural Gas | Griddle | E6 | TRC BC Ratio | 0 | 0 | 0 | 0 | 0 | 0 | 0 | 0 | 0 | 0 | 0 | 0 | 0 | 0 | 0 | 0 | 0 | 0 | 0 | 0 | 0 | 0 | 0 | 0 | 0 | 0 | 0 | 0 | 0 | 0
F2_Commercial_Miscellaneous_Existing_Food Preparation_Natural Gas_Griddle_E7 | F2 | Commercial | Miscellaneous | Existing | Food Preparation | Natural Gas | Griddle | E7 | TRC BC Ratio | 0 | 0 | 0 | 0 | 0 | 0 | 0 | 0 | 0 | 0 | 0 | 0 | 0 | 0 | 0 | 0 | 0 | 0 | 0 | 0 | 0 | 0 | 0 | 0 | 0 | 0 | 0 | 0 | 0 | 0
F2_Commercial_Miscellaneous_Existing_Food Preparation_Natural Gas_Griddle_E8 | F2 | Commercial | Miscellaneous | Existing | Food Preparation | Natural Gas | Griddle | E8 | TRC BC Ratio | 0 | 0 | 0 | 0 | 0 | 0 | 0 | 0 | 0 | 0 | 0 | 0 | 0 | 0 | 0 | 0 | 0 | 0 | 0 | 0 | 0 | 0 | 0 | 0 | 0 | 0 | 0 | 0 | 0 | 0
F2_Commercial_Miscellaneous_Existing_Food Preparation_Natural Gas_Griddle_E9 | F2 | Commercial | Miscellaneous | Existing | Food Preparation | Natural Gas | Griddle | E9 | TRC BC Ratio | 0 | 0 | 0 | 0 | 0 | 0 | 0 | 0 | 0 | 0 | 0 | 0 | 0 | 0 | 0 | 0 | 0 | 0 | 0 | 0 | 0 | 0 | 0 | 0 | 0 | 0 | 0 | 0 | 0 | 0
F2_Commercial_Miscellaneous_Existing_Food Preparation_Natural Gas_Griddle_E10 | F2 | Commercial | Miscellaneous | Existing | Food Preparation | Natural Gas | Griddle | E10 | TRC BC Ratio | 0 | 0 | 0 | 0 | 0 | 0 | 0 | 0 | 0 | 0 | 0 | 0 | 0 | 0 | 0 | 0 | 0 | 0 | 0 | 0 | 0 | 0 | 0 | 0 | 0 | 0 | 0 | 0 | 0 | 0
F3_Commercial_Miscellaneous_Existing_Food Preparation_Natural Gas_Griddle_E1 | F3 | Commercial | Miscellaneous | Existing | Food Preparation | Natural Gas | Griddle | E1 | PACT BC Ratio | 0.9 | 0.9 | 0.9 | 0.9 | 0.9 | 0.9 | 0.9 | 0.9 | 0.9 | 0.9 | 0.9 | 0.9 | 0.9 | 0.9 | 0.9 | 0.9 | 0.9 | 0.9 | 0.9 | 0.9 | 0.9 | 0.9 | 0 | 0 | 0 | 0 | 0 | 0 | 0 | 0
F3_Commercial_Miscellaneous_Existing_Food Preparation_Natural Gas_Griddle_E2 | F3 | Commercial | Miscellaneous | Existing | Food Preparation | Natural Gas | Griddle | E2 | PACT BC Ratio | 1.7686 | 1.7837 | 1.8018 | 1.8318 | 1.8718 | 1.9189 | 1.9622 | 2.0008 | 2.0382 | 2.0745 | 2.1111 | 2.1466 | 2.1801 | 2.2137 | 2.2457 | 2.2786 | 2.3138 | 2.3491 | 2.3848 | 2.4207 | 2.4561 | 2.491 | 0 | 0 | 0 | 0 | 0 | 0 | 0 | 0
F3_Commercial_Miscellaneous_Existing_Food Preparation_Natural Gas_Griddle_E3 | F3 | Commercial | Miscellaneous | Existing | Food Preparation | Natural Gas | Griddle | E3 | PACT BC Ratio | 0 | 0 | 0 | 0 | 0 | 0 | 0 | 0 | 0 | 0 | 0 | 0 | 0 | 0 | 0 | 0 | 0 | 0 | 0 | 0 | 0 | 0 | 0 | 0 | 0 | 0 | 0 | 0 | 0 | 0
F3_Commercial_Miscellaneous_Existing_Food Preparation_Natural Gas_Griddle_E4 | F3 | Commercial | Miscellaneous | Existing | Food Preparation | Natural Gas | Griddle | E4 | PACT BC Ratio | 0 | 0 | 0 | 0 | 0 | 0 | 0 | 0 | 0 | 0 | 0 | 0 | 0 | 0 | 0 | 0 | 0 | 0 | 0 | 0 | 0 | 0 | 0 | 0 | 0 | 0 | 0 | 0 | 0 | 0
F3_Commercial_Miscellaneous_Existing_Food Preparation_Natural Gas_Griddle_E5 | F3 | Commercial | Miscellaneous | Existing | Food Preparation | Natural Gas | Griddle | E5 | PACT BC Ratio | 0 | 0 | 0 | 0 | 0 | 0 | 0 | 0 | 0 | 0 | 0 | 0 | 0 | 0 | 0 | 0 | 0 | 0 | 0 | 0 | 0 | 0 | 0 | 0 | 0 | 0 | 0 | 0 | 0 | 0
F3_Commercial_Miscellaneous_Existing_Food Preparation_Natural Gas_Griddle_E6 | F3 | Commercial | Miscellaneous | Existing | Food Preparation | Natural Gas | Griddle | E6 | PACT BC Ratio | 0 | 0 | 0 | 0 | 0 | 0 | 0 | 0 | 0 | 0 | 0 | 0 | 0 | 0 | 0 | 0 | 0 | 0 | 0 | 0 | 0 | 0 | 0 | 0 | 0 | 0 | 0 | 0 | 0 | 0
F3_Commercial_Miscellaneous_Existing_Food Preparation_Natural Gas_Griddle_E7 | F3 | Commercial | Miscellaneous | Existing | Food Preparation | Natural Gas | Griddle | E7 | PACT BC Ratio | 0 | 0 | 0 | 0 | 0 | 0 | 0 | 0 | 0 | 0 | 0 | 0 | 0 | 0 | 0 | 0 | 0 | 0 | 0 | 0 | 0 | 0 | 0 | 0 | 0 | 0 | 0 | 0 | 0 | 0
F3_Commercial_Miscellaneous_Existing_Food Preparation_Natural Gas_Griddle_E8 | F3 | Commercial | Miscellaneous | Existing | Food Preparation | Natural Gas | Griddle | E8 | PACT BC Ratio | 0 | 0 | 0 | 0 | 0 | 0 | 0 | 0 | 0 | 0 | 0 | 0 | 0 | 0 | 0 | 0 | 0 | 0 | 0 | 0 | 0 | 0 | 0 | 0 | 0 | 0 | 0 | 0 | 0 | 0
F3_Commercial_Miscellaneous_Existing_Food Preparation_Natural Gas_Griddle_E9 | F3 | Commercial | Miscellaneous | Existing | Food Preparation | Natural Gas | Griddle | E9 | PACT BC Ratio | 0 | 0 | 0 | 0 | 0 | 0 | 0 | 0 | 0 | 0 | 0 | 0 | 0 | 0 | 0 | 0 | 0 | 0 | 0 | 0 | 0 | 0 | 0 | 0 | 0 | 0 | 0 | 0 | 0 | 0
F3_Commercial_Miscellaneous_Existing_Food Preparation_Natural Gas_Griddle_E10 | F3 | Commercial | Miscellaneous | Existing | Food Preparation | Natural Gas | Griddle | E10 | PACT BC Ratio | 0 | 0 | 0 | 0 | 0 | 0 | 0 | 0 | 0 | 0 | 0 | 0 | 0 | 0 | 0 | 0 | 0 | 0 | 0 | 0 | 0 | 0 | 0 | 0 | 0 | 0 | 0 | 0 | 0 | 0
F4_Commercial_Miscellaneous_Existing_Food Preparation_Natural Gas_Griddle_E1 | F4 | Commercial | Miscellaneous | Existing | Food Preparation | Natural Gas | Griddle | E1 | PCT BC Ratio | 0.9 | 0.9 | 0.9 | 0.9 | 0.9 | 0.9 | 0.9 | 0.9 | 0.9 | 0.9 | 0.9 | 0.9 | 0.9 | 0.9 | 0.9 | 0.9 | 0.9 | 0.9 | 0.9 | 0.9 | 0.9 | 0.9 | 0 | 0 | 0 | 0 | 0 | 0 | 0 | 0
F4_Commercial_Miscellaneous_Existing_Food Preparation_Natural Gas_Griddle_E2 | F4 | Commercial | Miscellaneous | Existing | Food Preparation | Natural Gas | Griddle | E2 | PCT BC Ratio | 5.4497 | 5.4877 | 5.5333 | 5.6087 | 5.7092 | 5.8278 | 5.9368 | 6.0338 | 6.128 | 6.2192 | 6.3113 | 6.4008 | 6.4851 | 6.5695 | 6.6501 | 6.7328 | 6.8213 | 6.9103 | 7.0001 | 7.0902 | 7.1794 | 7.2673 | 0 | 0 | 0 | 0 | 0 | 0 | 0 | 0
F4_Commercial_Miscellaneous_Existing_Food Preparation_Natural Gas_Griddle_E3 | F4 | Commercial | Miscellaneous | Existing | Food Preparation | Natural Gas | Griddle | E3 | PCT BC Ratio | 0 | 0 | 0 | 0 | 0 | 0 | 0 | 0 | 0 | 0 | 0 | 0 | 0 | 0 | 0 | 0 | 0 | 0 | 0 | 0 | 0 | 0 | 0 | 0 | 0 | 0 | 0 | 0 | 0 | 0
F4_Commercial_Miscellaneous_Existing_Food Preparation_Natural Gas_Griddle_E4 | F4 | Commercial | Miscellaneous | Existing | Food Preparation | Natural Gas | Griddle | E4 | PCT BC Ratio | 0 | 0 | 0 | 0 | 0 | 0 | 0 | 0 | 0 | 0 | 0 | 0 | 0 | 0 | 0 | 0 | 0 | 0 | 0 | 0 | 0 | 0 | 0 | 0 | 0 | 0 | 0 | 0 | 0 | 0
F4_Commercial_Miscellaneous_Existing_Food Preparation_Natural Gas_Griddle_E5 | F4 | Commercial | Miscellaneous | Existing | Food Preparation | Natural Gas | Griddle | E5 | PCT BC Ratio | 0 | 0 | 0 | 0 | 0 | 0 | 0 | 0 | 0 | 0 | 0 | 0 | 0 | 0 | 0 | 0 | 0 | 0 | 0 | 0 | 0 | 0 | 0 | 0 | 0 | 0 | 0 | 0 | 0 | 0
F4_Commercial_Miscellaneous_Existing_Food Preparation_Natural Gas_Griddle_E6 | F4 | Commercial | Miscellaneous | Existing | Food Preparation | Natural Gas | Griddle | E6 | PCT BC Ratio | 0 | 0 | 0 | 0 | 0 | 0 | 0 | 0 | 0 | 0 | 0 | 0 | 0 | 0 | 0 | 0 | 0 | 0 | 0 | 0 | 0 | 0 | 0 | 0 | 0 | 0 | 0 | 0 | 0 | 0
F4_Commercial_Miscellaneous_Existing_Food Preparation_Natural Gas_Griddle_E7 | F4 | Commercial | Miscellaneous | Existing | Food Preparation | Natural Gas | Griddle | E7 | PCT BC Ratio | 0 | 0 | 0 | 0 | 0 | 0 | 0 | 0 | 0 | 0 | 0 | 0 | 0 | 0 | 0 | 0 | 0 | 0 | 0 | 0 | 0 | 0 | 0 | 0 | 0 | 0 | 0 | 0 | 0 | 0
F4_Commercial_Miscellaneous_Existing_Food Preparation_Natural Gas_Griddle_E8 | F4 | Commercial | Miscellaneous | Existing | Food Preparation | Natural Gas | Griddle | E8 | PCT BC Ratio | 0 | 0 | 0 | 0 | 0 | 0 | 0 | 0 | 0 | 0 | 0 | 0 | 0 | 0 | 0 | 0 | 0 | 0 | 0 | 0 | 0 | 0 | 0 | 0 | 0 | 0 | 0 | 0 | 0 | 0
F4_Commercial_Miscellaneous_Existing_Food Preparation_Natural Gas_Griddle_E9 | F4 | Commercial | Miscellaneous | Existing | Food Preparation | Natural Gas | Griddle | E9 | PCT BC Ratio | 0 | 0 | 0 | 0 | 0 | 0 | 0 | 0 | 0 | 0 | 0 | 0 | 0 | 0 | 0 | 0 | 0 | 0 | 0 | 0 | 0 | 0 | 0 | 0 | 0 | 0 | 0 | 0 | 0 | 0
F4_Commercial_Miscellaneous_Existing_Food Preparation_Natural Gas_Griddle_E10 | F4 | Commercial | Miscellaneous | Existing | Food Preparation | Natural Gas | Griddle | E10 | PCT BC Ratio | 0 | 0 | 0 | 0 | 0 | 0 | 0 | 0 | 0 | 0 | 0 | 0 | 0 | 0 | 0 | 0 | 0 | 0 | 0 | 0 | 0 | 0 | 0 | 0 | 0 | 0 | 0 | 0 | 0 | 0
F5_Commercial_Miscellaneous_Existing_Food Preparation_Natural Gas_Griddle_E1 | F5 | Commercial | Miscellaneous | Existing | Food Preparation | Natural Gas | Griddle | E1 | RIM BC Ratio | 0.9 | 0.9 | 0.9 | 0.9 | 0.9 | 0.9 | 0.9 | 0.9 | 0.9 | 0.9 | 0.9 | 0.9 | 0.9 | 0.9 | 0.9 | 0.9 | 0.9 | 0.9 | 0.9 | 0.9 | 0.9 | 0.9 | 0 | 0 | 0 | 0 | 0 | 0 | 0 | 0
F5_Commercial_Miscellaneous_Existing_Food Preparation_Natural Gas_Griddle_E2 | F5 | Commercial | Miscellaneous | Existing | Food Preparation | Natural Gas | Griddle | E2 | RIM BC Ratio | 0.56706 | 0.5686 | 0.57043 | 0.5734 | 0.57726 | 0.58167 | 0.58559 | 0.58897 | 0.59217 | 0.5952 | 0.59817 | 0.60099 | 0.60359 | 0.60613 | 0.60851 | 0.6109 | 0.6134 | 0.61586 | 0.61828 | 0.62067 | 0.62297 | 0.62519 | 0 | 0 | 0 | 0 | 0 | 0 | 0 | 0
F5_Commercial_Miscellaneous_Existing_Food Preparation_Natural Gas_Griddle_E3 | F5 | Commercial | Miscellaneous | Existing | Food Preparation | Natural Gas | Griddle | E3 | RIM BC Ratio | 0 | 0 | 0 | 0 | 0 | 0 | 0 | 0 | 0 | 0 | 0 | 0 | 0 | 0 | 0 | 0 | 0 | 0 | 0 | 0 | 0 | 0 | 0 | 0 | 0 | 0 | 0 | 0 | 0 | 0
F5_Commercial_Miscellaneous_Existing_Food Preparation_Natural Gas_Griddle_E4 | F5 | Commercial | Miscellaneous | Existing | Food Preparation | Natural Gas | Griddle | E4 | RIM BC Ratio | 0 | 0 | 0 | 0 | 0 | 0 | 0 | 0 | 0 | 0 | 0 | 0 | 0 | 0 | 0 | 0 | 0 | 0 | 0 | 0 | 0 | 0 | 0 | 0 | 0 | 0 | 0 | 0 | 0 | 0
F5_Commercial_Miscellaneous_Existing_Food Preparation_Natural Gas_Griddle_E5 | F5 | Commercial | Miscellaneous | Existing | Food Preparation | Natural Gas | Griddle | E5 | RIM BC Ratio | 0 | 0 | 0 | 0 | 0 | 0 | 0 | 0 | 0 | 0 | 0 | 0 | 0 | 0 | 0 | 0 | 0 | 0 | 0 | 0 | 0 | 0 | 0 | 0 | 0 | 0 | 0 | 0 | 0 | 0
F5_Commercial_Miscellaneous_Existing_Food Preparation_Natural Gas_Griddle_E6 | F5 | Commercial | Miscellaneous | Existing | Food Preparation | Natural Gas | Griddle | E6 | RIM BC Ratio | 0 | 0 | 0 | 0 | 0 | 0 | 0 | 0 | 0 | 0 | 0 | 0 | 0 | 0 | 0 | 0 | 0 | 0 | 0 | 0 | 0 | 0 | 0 | 0 | 0 | 0 | 0 | 0 | 0 | 0
F5_Commercial_Miscellaneous_Existing_Food Preparation_Natural Gas_Griddle_E7 | F5 | Commercial | Miscellaneous | Existing | Food Preparation | Natural Gas | Griddle | E7 | RIM BC Ratio | 0 | 0 | 0 | 0 | 0 | 0 | 0 | 0 | 0 | 0 | 0 | 0 | 0 | 0 | 0 | 0 | 0 | 0 | 0 | 0 | 0 | 0 | 0 | 0 | 0 | 0 | 0 | 0 | 0 | 0
F5_Commercial_Miscellaneous_Existing_Food Preparation_Natural Gas_Griddle_E8 | F5 | Commercial | Miscellaneous | Existing | Food Preparation | Natural Gas | Griddle | E8 | RIM BC Ratio | 0 | 0 | 0 | 0 | 0 | 0 | 0 | 0 | 0 | 0 | 0 | 0 | 0 | 0 | 0 | 0 | 0 | 0 | 0 | 0 | 0 | 0 | 0 | 0 | 0 | 0 | 0 | 0 | 0 | 0
F5_Commercial_Miscellaneous_Existing_Food Preparation_Natural Gas_Griddle_E9 | F5 | Commercial | Miscellaneous | Existing | Food Preparation | Natural Gas | Griddle | E9 | RIM BC Ratio | 0 | 0 | 0 | 0 | 0 | 0 | 0 | 0 | 0 | 0 | 0 | 0 | 0 | 0 | 0 | 0 | 0 | 0 | 0 | 0 | 0 | 0 | 0 | 0 | 0 | 0 | 0 | 0 | 0 | 0
F5_Commercial_Miscellaneous_Existing_Food Preparation_Natural Gas_Griddle_E10 | F5 | Commercial | Miscellaneous | Existing | Food Preparation | Natural Gas | Griddle | E10 | RIM BC Ratio | 0 | 0 | 0 | 0 | 0 | 0 | 0 | 0 | 0 | 0 | 0 | 0 | 0 | 0 | 0 | 0 | 0 | 0 | 0 | 0 | 0 | 0 | 0 | 0 | 0 | 0 | 0 | 0 | 0 | 0
F0_Commercial_Miscellaneous_Existing_Food Preparation_Natural Gas_Range_E0 | F0 | Commercial | Miscellaneous | Existing | Food Preparation | Natural Gas | Range | E0 | Economic Unit | High Efficiency | High Efficiency | High Efficiency | High Efficiency | High Efficiency | High Efficiency | High Efficiency | High Efficiency | High Efficiency | High Efficiency | High Efficiency | High Efficiency | High Efficiency | High Efficiency | High Efficiency | High Efficiency | High Efficiency | High Efficiency | High Efficiency | High Efficiency | High Efficiency | High Efficiency | 0 | 0 | 0 | 0 | 0 | 0 | 0 | 0
F1_Commercial_Miscellaneous_Existing_Food Preparation_Natural Gas_Range_E1 | F1 | Commercial | Miscellaneous | Existing | Food Preparation | Natural Gas | Range | E1 | CCE | 0 | 0 | 0 | 0 | 0 | 0 | 0 | 0 | 0 | 0 | 0 | 0 | 0 | 0 | 0 | 0 | 0 | 0 | 0 | 0 | 0 | 0 | 0 | 0 | 0 | 0 | 0 | 0 | 0 | 0
F1_Commercial_Miscellaneous_Existing_Food Preparation_Natural Gas_Range_E2 | F1 | Commercial | Miscellaneous | Existing | Food Preparation | Natural Gas | Range | E2 | CCE | 8.5926e-06 | 8.5926e-06 | 9.0272e-06 | 8.8899e-06 | 8.7566e-06 | 8.59e-06 | 8.5665e-06 | 8.5115e-06 | 8.4602e-06 | 8.3829e-06 | 8.3709e-06 | 8.3324e-06 | 8.2981e-06 | 8.2325e-06 | 8.2412e-06 | 8.216e-06 | 8.1913e-06 | 8.1372e-06 | 8.1531e-06 | 8.1372e-06 | 8.1253e-06 | 8.0799e-06 | 0 | 0 | 0 | 0 | 0 | 0 | 0 | 0
F1_Commercial_Miscellaneous_Existing_Food Preparation_Natural Gas_Range_E3 | F1 | Commercial | Miscellaneous | Existing | Food Preparation | Natural Gas | Range | E3 | CCE | 0 | 0 | 0 | 0 | 0 | 0 | 0 | 0 | 0 | 0 | 0 | 0 | 0 | 0 | 0 | 0 | 0 | 0 | 0 | 0 | 0 | 0 | 0 | 0 | 0 | 0 | 0 | 0 | 0 | 0
F1_Commercial_Miscellaneous_Existing_Food Preparation_Natural Gas_Range_E4 | F1 | Commercial | Miscellaneous | Existing | Food Preparation | Natural Gas | Range | E4 | CCE | 0 | 0 | 0 | 0 | 0 | 0 | 0 | 0 | 0 | 0 | 0 | 0 | 0 | 0 | 0 | 0 | 0 | 0 | 0 | 0 | 0 | 0 | 0 | 0 | 0 | 0 | 0 | 0 | 0 | 0
F1_Commercial_Miscellaneous_Existing_Food Preparation_Natural Gas_Range_E5 | F1 | Commercial | Miscellaneous | Existing | Food Preparation | Natural Gas | Range | E5 | CCE | 0 | 0 | 0 | 0 | 0 | 0 | 0 | 0 | 0 | 0 | 0 | 0 | 0 | 0 | 0 | 0 | 0 | 0 | 0 | 0 | 0 | 0 | 0 | 0 | 0 | 0 | 0 | 0 | 0 | 0
F1_Commercial_Miscellaneous_Existing_Food Preparation_Natural Gas_Range_E6 | F1 | Commercial | Miscellaneous | Existing | Food Preparation | Natural Gas | Range | E6 | CCE | 0 | 0 | 0 | 0 | 0 | 0 | 0 | 0 | 0 | 0 | 0 | 0 | 0 | 0 | 0 | 0 | 0 | 0 | 0 | 0 | 0 | 0 | 0 | 0 | 0 | 0 | 0 | 0 | 0 | 0
F1_Commercial_Miscellaneous_Existing_Food Preparation_Natural Gas_Range_E7 | F1 | Commercial | Miscellaneous | Existing | Food Preparation | Natural Gas | Range | E7 | CCE | 0 | 0 | 0 | 0 | 0 | 0 | 0 | 0 | 0 | 0 | 0 | 0 | 0 | 0 | 0 | 0 | 0 | 0 | 0 | 0 | 0 | 0 | 0 | 0 | 0 | 0 | 0 | 0 | 0 | 0
F1_Commercial_Miscellaneous_Existing_Food Preparation_Natural Gas_Range_E8 | F1 | Commercial | Miscellaneous | Existing | Food Preparation | Natural Gas | Range | E8 | CCE | 0 | 0 | 0 | 0 | 0 | 0 | 0 | 0 | 0 | 0 | 0 | 0 | 0 | 0 | 0 | 0 | 0 | 0 | 0 | 0 | 0 | 0 | 0 | 0 | 0 | 0 | 0 | 0 | 0 | 0
F1_Commercial_Miscellaneous_Existing_Food Preparation_Natural Gas_Range_E9 | F1 | Commercial | Miscellaneous | Existing | Food Preparation | Natural Gas | Range | E9 | CCE | 0 | 0 | 0 | 0 | 0 | 0 | 0 | 0 | 0 | 0 | 0 | 0 | 0 | 0 | 0 | 0 | 0 | 0 | 0 | 0 | 0 | 0 | 0 | 0 | 0 | 0 | 0 | 0 | 0 | 0
F1_Commercial_Miscellaneous_Existing_Food Preparation_Natural Gas_Range_E10 | F1 | Commercial | Miscellaneous | Existing | Food Preparation | Natural Gas | Range | E10 | CCE | 0 | 0 | 0 | 0 | 0 | 0 | 0 | 0 | 0 | 0 | 0 | 0 | 0 | 0 | 0 | 0 | 0 | 0 | 0 | 0 | 0 | 0 | 0 | 0 | 0 | 0 | 0 | 0 | 0 | 0
F2_Commercial_Miscellaneous_Existing_Food Preparation_Natural Gas_Range_E1 | F2 | Commercial | Miscellaneous | Existing | Food Preparation | Natural Gas | Range | E1 | TRC BC Ratio | 0.9 | 0.9 | 0.9 | 0.9 | 0.9 | 0.9 | 0.9 | 0.9 | 0.9 | 0.9 | 0.9 | 0.9 | 0.9 | 0.9 | 0.9 | 0.9 | 0.9 | 0.9 | 0.9 | 0.9 | 0.9 | 0.9 | 0 | 0 | 0 | 0 | 0 | 0 | 0 | 0
F2_Commercial_Miscellaneous_Existing_Food Preparation_Natural Gas_Range_E2 | F2 | Commercial | Miscellaneous | Existing | Food Preparation | Natural Gas | Range | E2 | TRC BC Ratio | 1019.1653 | 1025.957 | 1034.7565 | 1051.749 | 1075.3352 | 1103.7208 | 1129.4917 | 1151.5715 | 1172.5295 | 1193.9346 | 1216.8518 | 1239.2069 | 1260.3448 | 1281.6317 | 1300.4442 | 1318.2534 | 1337.5282 | 1356.8704 | 1376.316 | 1395.7637 | 1414.8475 | 1433.4759 | 0 | 0 | 0 | 0 | 0 | 0 | 0 | 0
F2_Commercial_Miscellaneous_Existing_Food Preparation_Natural Gas_Range_E3 | F2 | Commercial | Miscellaneous | Existing | Food Preparation | Natural Gas | Range | E3 | TRC BC Ratio | 0 | 0 | 0 | 0 | 0 | 0 | 0 | 0 | 0 | 0 | 0 | 0 | 0 | 0 | 0 | 0 | 0 | 0 | 0 | 0 | 0 | 0 | 0 | 0 | 0 | 0 | 0 | 0 | 0 | 0
F2_Commercial_Miscellaneous_Existing_Food Preparation_Natural Gas_Range_E4 | F2 | Commercial | Miscellaneous | Existing | Food Preparation | Natural Gas | Range | E4 | TRC BC Ratio | 0 | 0 | 0 | 0 | 0 | 0 | 0 | 0 | 0 | 0 | 0 | 0 | 0 | 0 | 0 | 0 | 0 | 0 | 0 | 0 | 0 | 0 | 0 | 0 | 0 | 0 | 0 | 0 | 0 | 0
F2_Commercial_Miscellaneous_Existing_Food Preparation_Natural Gas_Range_E5 | F2 | Commercial | Miscellaneous | Existing | Food Preparation | Natural Gas | Range | E5 | TRC BC Ratio | 0 | 0 | 0 | 0 | 0 | 0 | 0 | 0 | 0 | 0 | 0 | 0 | 0 | 0 | 0 | 0 | 0 | 0 | 0 | 0 | 0 | 0 | 0 | 0 | 0 | 0 | 0 | 0 | 0 | 0
F2_Commercial_Miscellaneous_Existing_Food Preparation_Natural Gas_Range_E6 | F2 | Commercial | Miscellaneous | Existing | Food Preparation | Natural Gas | Range | E6 | TRC BC Ratio | 0 | 0 | 0 | 0 | 0 | 0 | 0 | 0 | 0 | 0 | 0 | 0 | 0 | 0 | 0 | 0 | 0 | 0 | 0 | 0 | 0 | 0 | 0 | 0 | 0 | 0 | 0 | 0 | 0 | 0
F2_Commercial_Miscellaneous_Existing_Food Preparation_Natural Gas_Range_E7 | F2 | Commercial | Miscellaneous | Existing | Food Preparation | Natural Gas | Range | E7 | TRC BC Ratio | 0 | 0 | 0 | 0 | 0 | 0 | 0 | 0 | 0 | 0 | 0 | 0 | 0 | 0 | 0 | 0 | 0 | 0 | 0 | 0 | 0 | 0 | 0 | 0 | 0 | 0 | 0 | 0 | 0 | 0
F2_Commercial_Miscellaneous_Existing_Food Preparation_Natural Gas_Range_E8 | F2 | Commercial | Miscellaneous | Existing | Food Preparation | Natural Gas | Range | E8 | TRC BC Ratio | 0 | 0 | 0 | 0 | 0 | 0 | 0 | 0 | 0 | 0 | 0 | 0 | 0 | 0 | 0 | 0 | 0 | 0 | 0 | 0 | 0 | 0 | 0 | 0 | 0 | 0 | 0 | 0 | 0 | 0
F2_Commercial_Miscellaneous_Existing_Food Preparation_Natural Gas_Range_E9 | F2 | Commercial | Miscellaneous | Existing | Food Preparation | Natural Gas | Range | E9 | TRC BC Ratio | 0 | 0 | 0 | 0 | 0 | 0 | 0 | 0 | 0 | 0 | 0 | 0 | 0 | 0 | 0 | 0 | 0 | 0 | 0 | 0 | 0 | 0 | 0 | 0 | 0 | 0 | 0 | 0 | 0 | 0
F2_Commercial_Miscellaneous_Existing_Food Preparation_Natural Gas_Range_E10 | F2 | Commercial | Miscellaneous | Existing | Food Preparation | Natural Gas | Range | E10 | TRC BC Ratio | 0 | 0 | 0 | 0 | 0 | 0 | 0 | 0 | 0 | 0 | 0 | 0 | 0 | 0 | 0 | 0 | 0 | 0 | 0 | 0 | 0 | 0 | 0 | 0 | 0 | 0 | 0 | 0 | 0 | 0
F3_Commercial_Miscellaneous_Existing_Food Preparation_Natural Gas_Range_E1 | F3 | Commercial | Miscellaneous | Existing | Food Preparation | Natural Gas | Range | E1 | PACT BC Ratio | 0.9 | 0.9 | 0.9 | 0.9 | 0.9 | 0.9 | 0.9 | 0.9 | 0.9 | 0.9 | 0.9 | 0.9 | 0.9 | 0.9 | 0.9 | 0.9 | 0.9 | 0.9 | 0.9 | 0.9 | 0.9 | 0.9 | 0 | 0 | 0 | 0 | 0 | 0 | 0 | 0
F3_Commercial_Miscellaneous_Existing_Food Preparation_Natural Gas_Range_E2 | F3 | Commercial | Miscellaneous | Existing | Food Preparation | Natural Gas | Range | E2 | PACT BC Ratio | 1019.1653 | 1025.957 | 1034.7565 | 1051.749 | 1075.3352 | 1103.7208 | 1129.4917 | 1151.5715 | 1172.5295 | 1193.9346 | 1216.8518 | 1239.2069 | 1260.3448 | 1281.6317 | 1300.4442 | 1318.2534 | 1337.5282 | 1356.8704 | 1376.316 | 1395.7637 | 1414.8475 | 1433.4759 | 0 | 0 | 0 | 0 | 0 | 0 | 0 | 0
F3_Commercial_Miscellaneous_Existing_Food Preparation_Natural Gas_Range_E3 | F3 | Commercial | Miscellaneous | Existing | Food Preparation | Natural Gas | Range | E3 | PACT BC Ratio | 0 | 0 | 0 | 0 | 0 | 0 | 0 | 0 | 0 | 0 | 0 | 0 | 0 | 0 | 0 | 0 | 0 | 0 | 0 | 0 | 0 | 0 | 0 | 0 | 0 | 0 | 0 | 0 | 0 | 0
F3_Commercial_Miscellaneous_Existing_Food Preparation_Natural Gas_Range_E4 | F3 | Commercial | Miscellaneous | Existing | Food Preparation | Natural Gas | Range | E4 | PACT BC Ratio | 0 | 0 | 0 | 0 | 0 | 0 | 0 | 0 | 0 | 0 | 0 | 0 | 0 | 0 | 0 | 0 | 0 | 0 | 0 | 0 | 0 | 0 | 0 | 0 | 0 | 0 | 0 | 0 | 0 | 0
F3_Commercial_Miscellaneous_Existing_Food Preparation_Natural Gas_Range_E5 | F3 | Commercial | Miscellaneous | Existing | Food Preparation | Natural Gas | Range | E5 | PACT BC Ratio | 0 | 0 | 0 | 0 | 0 | 0 | 0 | 0 | 0 | 0 | 0 | 0 | 0 | 0 | 0 | 0 | 0 | 0 | 0 | 0 | 0 | 0 | 0 | 0 | 0 | 0 | 0 | 0 | 0 | 0
F3_Commercial_Miscellaneous_Existing_Food Preparation_Natural Gas_Range_E6 | F3 | Commercial | Miscellaneous | Existing | Food Preparation | Natural Gas | Range | E6 | PACT BC Ratio | 0 | 0 | 0 | 0 | 0 | 0 | 0 | 0 | 0 | 0 | 0 | 0 | 0 | 0 | 0 | 0 | 0 | 0 | 0 | 0 | 0 | 0 | 0 | 0 | 0 | 0 | 0 | 0 | 0 | 0
F3_Commercial_Miscellaneous_Existing_Food Preparation_Natural Gas_Range_E7 | F3 | Commercial | Miscellaneous | Existing | Food Preparation | Natural Gas | Range | E7 | PACT BC Ratio | 0 | 0 | 0 | 0 | 0 | 0 | 0 | 0 | 0 | 0 | 0 | 0 | 0 | 0 | 0 | 0 | 0 | 0 | 0 | 0 | 0 | 0 | 0 | 0 | 0 | 0 | 0 | 0 | 0 | 0
F3_Commercial_Miscellaneous_Existing_Food Preparation_Natural Gas_Range_E8 | F3 | Commercial | Miscellaneous | Existing | Food Preparation | Natural Gas | Range | E8 | PACT BC Ratio | 0 | 0 | 0 | 0 | 0 | 0 | 0 | 0 | 0 | 0 | 0 | 0 | 0 | 0 | 0 | 0 | 0 | 0 | 0 | 0 | 0 | 0 | 0 | 0 | 0 | 0 | 0 | 0 | 0 | 0
F3_Commercial_Miscellaneous_Existing_Food Preparation_Natural Gas_Range_E9 | F3 | Commercial | Miscellaneous | Existing | Food Preparation | Natural Gas | Range | E9 | PACT BC Ratio | 0 | 0 | 0 | 0 | 0 | 0 | 0 | 0 | 0 | 0 | 0 | 0 | 0 | 0 | 0 | 0 | 0 | 0 | 0 | 0 | 0 | 0 | 0 | 0 | 0 | 0 | 0 | 0 | 0 | 0
F3_Commercial_Miscellaneous_Existing_Food Preparation_Natural Gas_Range_E10 | F3 | Commercial | Miscellaneous | Existing | Food Preparation | Natural Gas | Range | E10 | PACT BC Ratio | 0 | 0 | 0 | 0 | 0 | 0 | 0 | 0 | 0 | 0 | 0 | 0 | 0 | 0 | 0 | 0 | 0 | 0 | 0 | 0 | 0 | 0 | 0 | 0 | 0 | 0 | 0 | 0 | 0 | 0
F4_Commercial_Miscellaneous_Existing_Food Preparation_Natural Gas_Range_E1 | F4 | Commercial | Miscellaneous | Existing | Food Preparation | Natural Gas | Range | E1 | PCT BC Ratio | 0.9 | 0.9 | 0.9 | 0.9 | 0.9 | 0.9 | 0.9 | 0.9 | 0.9 | 0.9 | 0.9 | 0.9 | 0.9 | 0.9 | 0.9 | 0.9 | 0.9 | 0.9 | 0.9 | 0.9 | 0.9 | 0.9 | 0 | 0 | 0 | 0 | 0 | 0 | 0 | 0
F4_Commercial_Miscellaneous_Existing_Food Preparation_Natural Gas_Range_E2 | F4 | Commercial | Miscellaneous | Existing | Food Preparation | Natural Gas | Range | E2 | PCT BC Ratio | 2565.1554 | 2582.2429 | 2604.3819 | 2647.1341 | 2706.4754 | 2777.8917 | 2842.7298 | 2898.2811 | 2951.01 | 3004.864 | 3062.5221 | 3118.7661 | 3171.9478 | 3225.5042 | 3272.8355 | 3317.6421 | 3366.1364 | 3414.8 | 3463.724 | 3512.6533 | 3560.6668 | 3607.5346 | 0 | 0 | 0 | 0 | 0 | 0 | 0 | 0
F4_Commercial_Miscellaneous_Existing_Food Preparation_Natural Gas_Range_E3 | F4 | Commercial | Miscellaneous | Existing | Food Preparation | Natural Gas | Range | E3 | PCT BC Ratio | 0 | 0 | 0 | 0 | 0 | 0 | 0 | 0 | 0 | 0 | 0 | 0 | 0 | 0 | 0 | 0 | 0 | 0 | 0 | 0 | 0 | 0 | 0 | 0 | 0 | 0 | 0 | 0 | 0 | 0
F4_Commercial_Miscellaneous_Existing_Food Preparation_Natural Gas_Range_E4 | F4 | Commercial | Miscellaneous | Existing | Food Preparation | Natural Gas | Range | E4 | PCT BC Ratio | 0 | 0 | 0 | 0 | 0 | 0 | 0 | 0 | 0 | 0 | 0 | 0 | 0 | 0 | 0 | 0 | 0 | 0 | 0 | 0 | 0 | 0 | 0 | 0 | 0 | 0 | 0 | 0 | 0 | 0
F4_Commercial_Miscellaneous_Existing_Food Preparation_Natural Gas_Range_E5 | F4 | Commercial | Miscellaneous | Existing | Food Preparation | Natural Gas | Range | E5 | PCT BC Ratio | 0 | 0 | 0 | 0 | 0 | 0 | 0 | 0 | 0 | 0 | 0 | 0 | 0 | 0 | 0 | 0 | 0 | 0 | 0 | 0 | 0 | 0 | 0 | 0 | 0 | 0 | 0 | 0 | 0 | 0
F4_Commercial_Miscellaneous_Existing_Food Preparation_Natural Gas_Range_E6 | F4 | Commercial | Miscellaneous | Existing | Food Preparation | Natural Gas | Range | E6 | PCT BC Ratio | 0 | 0 | 0 | 0 | 0 | 0 | 0 | 0 | 0 | 0 | 0 | 0 | 0 | 0 | 0 | 0 | 0 | 0 | 0 | 0 | 0 | 0 | 0 | 0 | 0 | 0 | 0 | 0 | 0 | 0
F4_Commercial_Miscellaneous_Existing_Food Preparation_Natural Gas_Range_E7 | F4 | Commercial | Miscellaneous | Existing | Food Preparation | Natural Gas | Range | E7 | PCT BC Ratio | 0 | 0 | 0 | 0 | 0 | 0 | 0 | 0 | 0 | 0 | 0 | 0 | 0 | 0 | 0 | 0 | 0 | 0 | 0 | 0 | 0 | 0 | 0 | 0 | 0 | 0 | 0 | 0 | 0 | 0
F4_Commercial_Miscellaneous_Existing_Food Preparation_Natural Gas_Range_E8 | F4 | Commercial | Miscellaneous | Existing | Food Preparation | Natural Gas | Range | E8 | PCT BC Ratio | 0 | 0 | 0 | 0 | 0 | 0 | 0 | 0 | 0 | 0 | 0 | 0 | 0 | 0 | 0 | 0 | 0 | 0 | 0 | 0 | 0 | 0 | 0 | 0 | 0 | 0 | 0 | 0 | 0 | 0
F4_Commercial_Miscellaneous_Existing_Food Preparation_Natural Gas_Range_E9 | F4 | Commercial | Miscellaneous | Existing | Food Preparation | Natural Gas | Range | E9 | PCT BC Ratio | 0 | 0 | 0 | 0 | 0 | 0 | 0 | 0 | 0 | 0 | 0 | 0 | 0 | 0 | 0 | 0 | 0 | 0 | 0 | 0 | 0 | 0 | 0 | 0 | 0 | 0 | 0 | 0 | 0 | 0
F4_Commercial_Miscellaneous_Existing_Food Preparation_Natural Gas_Range_E10 | F4 | Commercial | Miscellaneous | Existing | Food Preparation | Natural Gas | Range | E10 | PCT BC Ratio | 0 | 0 | 0 | 0 | 0 | 0 | 0 | 0 | 0 | 0 | 0 | 0 | 0 | 0 | 0 | 0 | 0 | 0 | 0 | 0 | 0 | 0 | 0 | 0 | 0 | 0 | 0 | 0 | 0 | 0
F5_Commercial_Miscellaneous_Existing_Food Preparation_Natural Gas_Range_E1 | F5 | Commercial | Miscellaneous | Existing | Food Preparation | Natural Gas | Range | E1 | RIM BC Ratio | 0.9 | 0.9 | 0.9 | 0.9 | 0.9 | 0.9 | 0.9 | 0.9 | 0.9 | 0.9 | 0.9 | 0.9 | 0.9 | 0.9 | 0.9 | 0.9 | 0.9 | 0.9 | 0.9 | 0.9 | 0.9 | 0.9 | 0 | 0 | 0 | 0 | 0 | 0 | 0 | 0
F5_Commercial_Miscellaneous_Existing_Food Preparation_Natural Gas_Range_E2 | F5 | Commercial | Miscellaneous | Existing | Food Preparation | Natural Gas | Range | E2 | RIM BC Ratio | 0.834 | 0.834 | 0.83401 | 0.83402 | 0.83403 | 0.83405 | 0.83406 | 0.83407 | 0.83409 | 0.8341 | 0.83411 | 0.83412 | 0.83413 | 0.83414 | 0.83414 | 0.83415 | 0.83416 | 0.83417 | 0.83417 | 0.83418 | 0.83419 | 0.83419 | 0 | 0 | 0 | 0 | 0 | 0 | 0 | 0
F5_Commercial_Miscellaneous_Existing_Food Preparation_Natural Gas_Range_E3 | F5 | Commercial | Miscellaneous | Existing | Food Preparation | Natural Gas | Range | E3 | RIM BC Ratio | 0 | 0 | 0 | 0 | 0 | 0 | 0 | 0 | 0 | 0 | 0 | 0 | 0 | 0 | 0 | 0 | 0 | 0 | 0 | 0 | 0 | 0 | 0 | 0 | 0 | 0 | 0 | 0 | 0 | 0
F5_Commercial_Miscellaneous_Existing_Food Preparation_Natural Gas_Range_E4 | F5 | Commercial | Miscellaneous | Existing | Food Preparation | Natural Gas | Range | E4 | RIM BC Ratio | 0 | 0 | 0 | 0 | 0 | 0 | 0 | 0 | 0 | 0 | 0 | 0 | 0 | 0 | 0 | 0 | 0 | 0 | 0 | 0 | 0 | 0 | 0 | 0 | 0 | 0 | 0 | 0 | 0 | 0
F5_Commercial_Miscellaneous_Existing_Food Preparation_Natural Gas_Range_E5 | F5 | Commercial | Miscellaneous | Existing | Food Preparation | Natural Gas | Range | E5 | RIM BC Ratio | 0 | 0 | 0 | 0 | 0 | 0 | 0 | 0 | 0 | 0 | 0 | 0 | 0 | 0 | 0 | 0 | 0 | 0 | 0 | 0 | 0 | 0 | 0 | 0 | 0 | 0 | 0 | 0 | 0 | 0
F5_Commercial_Miscellaneous_Existing_Food Preparation_Natural Gas_Range_E6 | F5 | Commercial | Miscellaneous | Existing | Food Preparation | Natural Gas | Range | E6 | RIM BC Ratio | 0 | 0 | 0 | 0 | 0 | 0 | 0 | 0 | 0 | 0 | 0 | 0 | 0 | 0 | 0 | 0 | 0 | 0 | 0 | 0 | 0 | 0 | 0 | 0 | 0 | 0 | 0 | 0 | 0 | 0
F5_Commercial_Miscellaneous_Existing_Food Preparation_Natural Gas_Range_E7 | F5 | Commercial | Miscellaneous | Existing | Food Preparation | Natural Gas | Range | E7 | RIM BC Ratio | 0 | 0 | 0 | 0 | 0 | 0 | 0 | 0 | 0 | 0 | 0 | 0 | 0 | 0 | 0 | 0 | 0 | 0 | 0 | 0 | 0 | 0 | 0 | 0 | 0 | 0 | 0 | 0 | 0 | 0
F5_Commercial_Miscellaneous_Existing_Food Preparation_Natural Gas_Range_E8 | F5 | Commercial | Miscellaneous | Existing | Food Preparation | Natural Gas | Range | E8 | RIM BC Ratio | 0 | 0 | 0 | 0 | 0 | 0 | 0 | 0 | 0 | 0 | 0 | 0 | 0 | 0 | 0 | 0 | 0 | 0 | 0 | 0 | 0 | 0 | 0 | 0 | 0 | 0 | 0 | 0 | 0 | 0
F5_Commercial_Miscellaneous_Existing_Food Preparation_Natural Gas_Range_E9 | F5 | Commercial | Miscellaneous | Existing | Food Preparation | Natural Gas | Range | E9 | RIM BC Ratio | 0 | 0 | 0 | 0 | 0 | 0 | 0 | 0 | 0 | 0 | 0 | 0 | 0 | 0 | 0 | 0 | 0 | 0 | 0 | 0 | 0 | 0 | 0 | 0 | 0 | 0 | 0 | 0 | 0 | 0
F5_Commercial_Miscellaneous_Existing_Food Preparation_Natural Gas_Range_E10 | F5 | Commercial | Miscellaneous | Existing | Food Preparation | Natural Gas | Range | E10 | RIM BC Ratio | 0 | 0 | 0 | 0 | 0 | 0 | 0 | 0 | 0 | 0 | 0 | 0 | 0 | 0 | 0 | 0 | 0 | 0 | 0 | 0 | 0 | 0 | 0 | 0 | 0 | 0 | 0 | 0 | 0 | 0
F0_Commercial_Miscellaneous_Existing_Food Preparation_Natural Gas_Steamer_E0 | F0 | Commercial | Miscellaneous | Existing | Food Preparation | Natural Gas | Steamer | E0 | Economic Unit | ENERGY STAR | ENERGY STAR | ENERGY STAR | ENERGY STAR | ENERGY STAR | ENERGY STAR | ENERGY STAR | ENERGY STAR | ENERGY STAR | ENERGY STAR | ENERGY STAR | ENERGY STAR | ENERGY STAR | ENERGY STAR | ENERGY STAR | ENERGY STAR | ENERGY STAR | ENERGY STAR | ENERGY STAR | ENERGY STAR | ENERGY STAR | ENERGY STAR | 0 | 0 | 0 | 0 | 0 | 0 | 0 | 0
F1_Commercial_Miscellaneous_Existing_Food Preparation_Natural Gas_Steamer_E1 | F1 | Commercial | Miscellaneous | Existing | Food Preparation | Natural Gas | Steamer | E1 | CCE | 0 | 0 | 0 | 0 | 0 | 0 | 0 | 0 | 0 | 0 | 0 | 0 | 0 | 0 | 0 | 0 | 0 | 0 | 0 | 0 | 0 | 0 | 0 | 0 | 0 | 0 | 0 | 0 | 0 | 0
F1_Commercial_Miscellaneous_Existing_Food Preparation_Natural Gas_Steamer_E2 | F1 | Commercial | Miscellaneous | Existing | Food Preparation | Natural Gas | Steamer | E2 | CCE | 0.0017749 | 0.0017749 | 0.0018646 | 0.0018363 | 0.0018088 | 0.0017743 | 0.0017695 | 0.0017581 | 0.0017475 | 0.0017316 | 0.0017291 | 0.0017211 | 0.0017141 | 0.0017005 | 0.0017023 | 0.0016971 | 0.001692 | 0.0016808 | 0.0016841 | 0.0016808 | 0.0016784 | 0.001669 | 0 | 0 | 0 | 0 | 0 | 0 | 0 | 0
F1_Commercial_Miscellaneous_Existing_Food Preparation_Natural Gas_Steamer_E3 | F1 | Commercial | Miscellaneous | Existing | Food Preparation | Natural Gas | Steamer | E3 | CCE | 0 | 0 | 0 | 0 | 0 | 0 | 0 | 0 | 0 | 0 | 0 | 0 | 0 | 0 | 0 | 0 | 0 | 0 | 0 | 0 | 0 | 0 | 0 | 0 | 0 | 0 | 0 | 0 | 0 | 0
F1_Commercial_Miscellaneous_Existing_Food Preparation_Natural Gas_Steamer_E4 | F1 | Commercial | Miscellaneous | Existing | Food Preparation | Natural Gas | Steamer | E4 | CCE | 0 | 0 | 0 | 0 | 0 | 0 | 0 | 0 | 0 | 0 | 0 | 0 | 0 | 0 | 0 | 0 | 0 | 0 | 0 | 0 | 0 | 0 | 0 | 0 | 0 | 0 | 0 | 0 | 0 | 0
F1_Commercial_Miscellaneous_Existing_Food Preparation_Natural Gas_Steamer_E5 | F1 | Commercial | Miscellaneous | Existing | Food Preparation | Natural Gas | Steamer | E5 | CCE | 0 | 0 | 0 | 0 | 0 | 0 | 0 | 0 | 0 | 0 | 0 | 0 | 0 | 0 | 0 | 0 | 0 | 0 | 0 | 0 | 0 | 0 | 0 | 0 | 0 | 0 | 0 | 0 | 0 | 0
F1_Commercial_Miscellaneous_Existing_Food Preparation_Natural Gas_Steamer_E6 | F1 | Commercial | Miscellaneous | Existing | Food Preparation | Natural Gas | Steamer | E6 | CCE | 0 | 0 | 0 | 0 | 0 | 0 | 0 | 0 | 0 | 0 | 0 | 0 | 0 | 0 | 0 | 0 | 0 | 0 | 0 | 0 | 0 | 0 | 0 | 0 | 0 | 0 | 0 | 0 | 0 | 0
F1_Commercial_Miscellaneous_Existing_Food Preparation_Natural Gas_Steamer_E7 | F1 | Commercial | Miscellaneous | Existing | Food Preparation | Natural Gas | Steamer | E7 | CCE | 0 | 0 | 0 | 0 | 0 | 0 | 0 | 0 | 0 | 0 | 0 | 0 | 0 | 0 | 0 | 0 | 0 | 0 | 0 | 0 | 0 | 0 | 0 | 0 | 0 | 0 | 0 | 0 | 0 | 0
F1_Commercial_Miscellaneous_Existing_Food Preparation_Natural Gas_Steamer_E8 | F1 | Commercial | Miscellaneous | Existing | Food Preparation | Natural Gas | Steamer | E8 | CCE | 0 | 0 | 0 | 0 | 0 | 0 | 0 | 0 | 0 | 0 | 0 | 0 | 0 | 0 | 0 | 0 | 0 | 0 | 0 | 0 | 0 | 0 | 0 | 0 | 0 | 0 | 0 | 0 | 0 | 0
F1_Commercial_Miscellaneous_Existing_Food Preparation_Natural Gas_Steamer_E9 | F1 | Commercial | Miscellaneous | Existing | Food Preparation | Natural Gas | Steamer | E9 | CCE | 0 | 0 | 0 | 0 | 0 | 0 | 0 | 0 | 0 | 0 | 0 | 0 | 0 | 0 | 0 | 0 | 0 | 0 | 0 | 0 | 0 | 0 | 0 | 0 | 0 | 0 | 0 | 0 | 0 | 0
F1_Commercial_Miscellaneous_Existing_Food Preparation_Natural Gas_Steamer_E10 | F1 | Commercial | Miscellaneous | Existing | Food Preparation | Natural Gas | Steamer | E10 | CCE | 0 | 0 | 0 | 0 | 0 | 0 | 0 | 0 | 0 | 0 | 0 | 0 | 0 | 0 | 0 | 0 | 0 | 0 | 0 | 0 | 0 | 0 | 0 | 0 | 0 | 0 | 0 | 0 | 0 | 0
F2_Commercial_Miscellaneous_Existing_Food Preparation_Natural Gas_Steamer_E1 | F2 | Commercial | Miscellaneous | Existing | Food Preparation | Natural Gas | Steamer | E1 | TRC BC Ratio | 0.9 | 0.9 | 0.9 | 0.9 | 0.9 | 0.9 | 0.9 | 0.9 | 0.9 | 0.9 | 0.9 | 0.9 | 0.9 | 0.9 | 0.9 | 0.9 | 0.9 | 0.9 | 0.9 | 0.9 | 0.9 | 0.9 | 0 | 0 | 0 | 0 | 0 | 0 | 0 | 0
F2_Commercial_Miscellaneous_Existing_Food Preparation_Natural Gas_Steamer_E2 | F2 | Commercial | Miscellaneous | Existing | Food Preparation | Natural Gas | Steamer | E2 | TRC BC Ratio | 4.9998 | 5.0422 | 5.093 | 5.1779 | 5.291 | 5.4252 | 5.5491 | 5.656 | 5.7559 | 5.8544 | 5.9559 | 6.057 | 6.1552 | 6.2565 | 6.3505 | 6.4434 | 6.5427 | 6.6427 | 6.7436 | 6.8448 | 6.9449 | 7.0436 | 0 | 0 | 0 | 0 | 0 | 0 | 0 | 0
F2_Commercial_Miscellaneous_Existing_Food Preparation_Natural Gas_Steamer_E3 | F2 | Commercial | Miscellaneous | Existing | Food Preparation | Natural Gas | Steamer | E3 | TRC BC Ratio | 0 | 0 | 0 | 0 | 0 | 0 | 0 | 0 | 0 | 0 | 0 | 0 | 0 | 0 | 0 | 0 | 0 | 0 | 0 | 0 | 0 | 0 | 0 | 0 | 0 | 0 | 0 | 0 | 0 | 0
F2_Commercial_Miscellaneous_Existing_Food Preparation_Natural Gas_Steamer_E4 | F2 | Commercial | Miscellaneous | Existing | Food Preparation | Natural Gas | Steamer | E4 | TRC BC Ratio | 0 | 0 | 0 | 0 | 0 | 0 | 0 | 0 | 0 | 0 | 0 | 0 | 0 | 0 | 0 | 0 | 0 | 0 | 0 | 0 | 0 | 0 | 0 | 0 | 0 | 0 | 0 | 0 | 0 | 0
F2_Commercial_Miscellaneous_Existing_Food Preparation_Natural Gas_Steamer_E5 | F2 | Commercial | Miscellaneous | Existing | Food Preparation | Natural Gas | Steamer | E5 | TRC BC Ratio | 0 | 0 | 0 | 0 | 0 | 0 | 0 | 0 | 0 | 0 | 0 | 0 | 0 | 0 | 0 | 0 | 0 | 0 | 0 | 0 | 0 | 0 | 0 | 0 | 0 | 0 | 0 | 0 | 0 | 0
F2_Commercial_Miscellaneous_Existing_Food Preparation_Natural Gas_Steamer_E6 | F2 | Commercial | Miscellaneous | Existing | Food Preparation | Natural Gas | Steamer | E6 | TRC BC Ratio | 0 | 0 | 0 | 0 | 0 | 0 | 0 | 0 | 0 | 0 | 0 | 0 | 0 | 0 | 0 | 0 | 0 | 0 | 0 | 0 | 0 | 0 | 0 | 0 | 0 | 0 | 0 | 0 | 0 | 0
F2_Commercial_Miscellaneous_Existing_Food Preparation_Natural Gas_Steamer_E7 | F2 | Commercial | Miscellaneous | Existing | Food Preparation | Natural Gas | Steamer | E7 | TRC BC Ratio | 0 | 0 | 0 | 0 | 0 | 0 | 0 | 0 | 0 | 0 | 0 | 0 | 0 | 0 | 0 | 0 | 0 | 0 | 0 | 0 | 0 | 0 | 0 | 0 | 0 | 0 | 0 | 0 | 0 | 0
F2_Commercial_Miscellaneous_Existing_Food Preparation_Natural Gas_Steamer_E8 | F2 | Commercial | Miscellaneous | Existing | Food Preparation | Natural Gas | Steamer | E8 | TRC BC Ratio | 0 | 0 | 0 | 0 | 0 | 0 | 0 | 0 | 0 | 0 | 0 | 0 | 0 | 0 | 0 | 0 | 0 | 0 | 0 | 0 | 0 | 0 | 0 | 0 | 0 | 0 | 0 | 0 | 0 | 0
F2_Commercial_Miscellaneous_Existing_Food Preparation_Natural Gas_Steamer_E9 | F2 | Commercial | Miscellaneous | Existing | Food Preparation | Natural Gas | Steamer | E9 | TRC BC Ratio | 0 | 0 | 0 | 0 | 0 | 0 | 0 | 0 | 0 | 0 | 0 | 0 | 0 | 0 | 0 | 0 | 0 | 0 | 0 | 0 | 0 | 0 | 0 | 0 | 0 | 0 | 0 | 0 | 0 | 0
F2_Commercial_Miscellaneous_Existing_Food Preparation_Natural Gas_Steamer_E10 | F2 | Commercial | Miscellaneous | Existing | Food Preparation | Natural Gas | Steamer | E10 | TRC BC Ratio | 0 | 0 | 0 | 0 | 0 | 0 | 0 | 0 | 0 | 0 | 0 | 0 | 0 | 0 | 0 | 0 | 0 | 0 | 0 | 0 | 0 | 0 | 0 | 0 | 0 | 0 | 0 | 0 | 0 | 0
F3_Commercial_Miscellaneous_Existing_Food Preparation_Natural Gas_Steamer_E1 | F3 | Commercial | Miscellaneous | Existing | Food Preparation | Natural Gas | Steamer | E1 | PACT BC Ratio | 0.9 | 0.9 | 0.9 | 0.9 | 0.9 | 0.9 | 0.9 | 0.9 | 0.9 | 0.9 | 0.9 | 0.9 | 0.9 | 0.9 | 0.9 | 0.9 | 0.9 | 0.9 | 0.9 | 0.9 | 0.9 | 0.9 | 0 | 0 | 0 | 0 | 0 | 0 | 0 | 0
F3_Commercial_Miscellaneous_Existing_Food Preparation_Natural Gas_Steamer_E2 | F3 | Commercial | Miscellaneous | Existing | Food Preparation | Natural Gas | Steamer | E2 | PACT BC Ratio | 5.4144 | 5.4603 | 5.5153 | 5.6072 | 5.7297 | 5.875 | 6.0092 | 6.1249 | 6.2331 | 6.3398 | 6.4497 | 6.5592 | 6.6655 | 6.7753 | 6.877 | 6.9776 | 7.0852 | 7.1935 | 7.3027 | 7.4123 | 7.5208 | 7.6276 | 0 | 0 | 0 | 0 | 0 | 0 | 0 | 0
F3_Commercial_Miscellaneous_Existing_Food Preparation_Natural Gas_Steamer_E3 | F3 | Commercial | Miscellaneous | Existing | Food Preparation | Natural Gas | Steamer | E3 | PACT BC Ratio | 0 | 0 | 0 | 0 | 0 | 0 | 0 | 0 | 0 | 0 | 0 | 0 | 0 | 0 | 0 | 0 | 0 | 0 | 0 | 0 | 0 | 0 | 0 | 0 | 0 | 0 | 0 | 0 | 0 | 0
F3_Commercial_Miscellaneous_Existing_Food Preparation_Natural Gas_Steamer_E4 | F3 | Commercial | Miscellaneous | Existing | Food Preparation | Natural Gas | Steamer | E4 | PACT BC Ratio | 0 | 0 | 0 | 0 | 0 | 0 | 0 | 0 | 0 | 0 | 0 | 0 | 0 | 0 | 0 | 0 | 0 | 0 | 0 | 0 | 0 | 0 | 0 | 0 | 0 | 0 | 0 | 0 | 0 | 0
F3_Commercial_Miscellaneous_Existing_Food Preparation_Natural Gas_Steamer_E5 | F3 | Commercial | Miscellaneous | Existing | Food Preparation | Natural Gas | Steamer | E5 | PACT BC Ratio | 0 | 0 | 0 | 0 | 0 | 0 | 0 | 0 | 0 | 0 | 0 | 0 | 0 | 0 | 0 | 0 | 0 | 0 | 0 | 0 | 0 | 0 | 0 | 0 | 0 | 0 | 0 | 0 | 0 | 0
F3_Commercial_Miscellaneous_Existing_Food Preparation_Natural Gas_Steamer_E6 | F3 | Commercial | Miscellaneous | Existing | Food Preparation | Natural Gas | Steamer | E6 | PACT BC Ratio | 0 | 0 | 0 | 0 | 0 | 0 | 0 | 0 | 0 | 0 | 0 | 0 | 0 | 0 | 0 | 0 | 0 | 0 | 0 | 0 | 0 | 0 | 0 | 0 | 0 | 0 | 0 | 0 | 0 | 0
F3_Commercial_Miscellaneous_Existing_Food Preparation_Natural Gas_Steamer_E7 | F3 | Commercial | Miscellaneous | Existing | Food Preparation | Natural Gas | Steamer | E7 | PACT BC Ratio | 0 | 0 | 0 | 0 | 0 | 0 | 0 | 0 | 0 | 0 | 0 | 0 | 0 | 0 | 0 | 0 | 0 | 0 | 0 | 0 | 0 | 0 | 0 | 0 | 0 | 0 | 0 | 0 | 0 | 0
F3_Commercial_Miscellaneous_Existing_Food Preparation_Natural Gas_Steamer_E8 | F3 | Commercial | Miscellaneous | Existing | Food Preparation | Natural Gas | Steamer | E8 | PACT BC Ratio | 0 | 0 | 0 | 0 | 0 | 0 | 0 | 0 | 0 | 0 | 0 | 0 | 0 | 0 | 0 | 0 | 0 | 0 | 0 | 0 | 0 | 0 | 0 | 0 | 0 | 0 | 0 | 0 | 0 | 0
F3_Commercial_Miscellaneous_Existing_Food Preparation_Natural Gas_Steamer_E9 | F3 | Commercial | Miscellaneous | Existing | Food Preparation | Natural Gas | Steamer | E9 | PACT BC Ratio | 0 | 0 | 0 | 0 | 0 | 0 | 0 | 0 | 0 | 0 | 0 | 0 | 0 | 0 | 0 | 0 | 0 | 0 | 0 | 0 | 0 | 0 | 0 | 0 | 0 | 0 | 0 | 0 | 0 | 0
F3_Commercial_Miscellaneous_Existing_Food Preparation_Natural Gas_Steamer_E10 | F3 | Commercial | Miscellaneous | Existing | Food Preparation | Natural Gas | Steamer | E10 | PACT BC Ratio | 0 | 0 | 0 | 0 | 0 | 0 | 0 | 0 | 0 | 0 | 0 | 0 | 0 | 0 | 0 | 0 | 0 | 0 | 0 | 0 | 0 | 0 | 0 | 0 | 0 | 0 | 0 | 0 | 0 | 0
F4_Commercial_Miscellaneous_Existing_Food Preparation_Natural Gas_Steamer_E1 | F4 | Commercial | Miscellaneous | Existing | Food Preparation | Natural Gas | Steamer | E1 | PCT BC Ratio | 0.9 | 0.9 | 0.9 | 0.9 | 0.9 | 0.9 | 0.9 | 0.9 | 0.9 | 0.9 | 0.9 | 0.9 | 0.9 | 0.9 | 0.9 | 0.9 | 0.9 | 0.9 | 0.9 | 0.9 | 0.9 | 0.9 | 0 | 0 | 0 | 0 | 0 | 0 | 0 | 0
F4_Commercial_Miscellaneous_Existing_Food Preparation_Natural Gas_Steamer_E2 | F4 | Commercial | Miscellaneous | Existing | Food Preparation | Natural Gas | Steamer | E2 | PCT BC Ratio | 12.4539 | 12.5522 | 12.6701 | 12.8671 | 13.1296 | 13.4409 | 13.7285 | 13.9764 | 14.2082 | 14.4369 | 14.6723 | 14.9069 | 15.1348 | 15.37 | 15.588 | 15.8035 | 16.0341 | 16.2662 | 16.5002 | 16.7351 | 16.9674 | 17.1964 | 0 | 0 | 0 | 0 | 0 | 0 | 0 | 0
F4_Commercial_Miscellaneous_Existing_Food Preparation_Natural Gas_Steamer_E3 | F4 | Commercial | Miscellaneous | Existing | Food Preparation | Natural Gas | Steamer | E3 | PCT BC Ratio | 0 | 0 | 0 | 0 | 0 | 0 | 0 | 0 | 0 | 0 | 0 | 0 | 0 | 0 | 0 | 0 | 0 | 0 | 0 | 0 | 0 | 0 | 0 | 0 | 0 | 0 | 0 | 0 | 0 | 0
F4_Commercial_Miscellaneous_Existing_Food Preparation_Natural Gas_Steamer_E4 | F4 | Commercial | Miscellaneous | Existing | Food Preparation | Natural Gas | Steamer | E4 | PCT BC Ratio | 0 | 0 | 0 | 0 | 0 | 0 | 0 | 0 | 0 | 0 | 0 | 0 | 0 | 0 | 0 | 0 | 0 | 0 | 0 | 0 | 0 | 0 | 0 | 0 | 0 | 0 | 0 | 0 | 0 | 0
F4_Commercial_Miscellaneous_Existing_Food Preparation_Natural Gas_Steamer_E5 | F4 | Commercial | Miscellaneous | Existing | Food Preparation | Natural Gas | Steamer | E5 | PCT BC Ratio | 0 | 0 | 0 | 0 | 0 | 0 | 0 | 0 | 0 | 0 | 0 | 0 | 0 | 0 | 0 | 0 | 0 | 0 | 0 | 0 | 0 | 0 | 0 | 0 | 0 | 0 | 0 | 0 | 0 | 0
F4_Commercial_Miscellaneous_Existing_Food Preparation_Natural Gas_Steamer_E6 | F4 | Commercial | Miscellaneous | Existing | Food Preparation | Natural Gas | Steamer | E6 | PCT BC Ratio | 0 | 0 | 0 | 0 | 0 | 0 | 0 | 0 | 0 | 0 | 0 | 0 | 0 | 0 | 0 | 0 | 0 | 0 | 0 | 0 | 0 | 0 | 0 | 0 | 0 | 0 | 0 | 0 | 0 | 0
F4_Commercial_Miscellaneous_Existing_Food Preparation_Natural Gas_Steamer_E7 | F4 | Commercial | Miscellaneous | Existing | Food Preparation | Natural Gas | Steamer | E7 | PCT BC Ratio | 0 | 0 | 0 | 0 | 0 | 0 | 0 | 0 | 0 | 0 | 0 | 0 | 0 | 0 | 0 | 0 | 0 | 0 | 0 | 0 | 0 | 0 | 0 | 0 | 0 | 0 | 0 | 0 | 0 | 0
F4_Commercial_Miscellaneous_Existing_Food Preparation_Natural Gas_Steamer_E8 | F4 | Commercial | Miscellaneous | Existing | Food Preparation | Natural Gas | Steamer | E8 | PCT BC Ratio | 0 | 0 | 0 | 0 | 0 | 0 | 0 | 0 | 0 | 0 | 0 | 0 | 0 | 0 | 0 | 0 | 0 | 0 | 0 | 0 | 0 | 0 | 0 | 0 | 0 | 0 | 0 | 0 | 0 | 0
F4_Commercial_Miscellaneous_Existing_Food Preparation_Natural Gas_Steamer_E9 | F4 | Commercial | Miscellaneous | Existing | Food Preparation | Natural Gas | Steamer | E9 | PCT BC Ratio | 0 | 0 | 0 | 0 | 0 | 0 | 0 | 0 | 0 | 0 | 0 | 0 | 0 | 0 | 0 | 0 | 0 | 0 | 0 | 0 | 0 | 0 | 0 | 0 | 0 | 0 | 0 | 0 | 0 | 0
F4_Commercial_Miscellaneous_Existing_Food Preparation_Natural Gas_Steamer_E10 | F4 | Commercial | Miscellaneous | Existing | Food Preparation | Natural Gas | Steamer | E10 | PCT BC Ratio | 0 | 0 | 0 | 0 | 0 | 0 | 0 | 0 | 0 | 0 | 0 | 0 | 0 | 0 | 0 | 0 | 0 | 0 | 0 | 0 | 0 | 0 | 0 | 0 | 0 | 0 | 0 | 0 | 0 | 0
F5_Commercial_Miscellaneous_Existing_Food Preparation_Natural Gas_Steamer_E1 | F5 | Commercial | Miscellaneous | Existing | Food Preparation | Natural Gas | Steamer | E1 | RIM BC Ratio | 0.9 | 0.9 | 0.9 | 0.9 | 0.9 | 0.9 | 0.9 | 0.9 | 0.9 | 0.9 | 0.9 | 0.9 | 0.9 | 0.9 | 0.9 | 0.9 | 0.9 | 0.9 | 0.9 | 0.9 | 0.9 | 0.9 | 0 | 0 | 0 | 0 | 0 | 0 | 0 | 0
F5_Commercial_Miscellaneous_Existing_Food Preparation_Natural Gas_Steamer_E2 | F5 | Commercial | Miscellaneous | Existing | Food Preparation | Natural Gas | Steamer | E2 | RIM BC Ratio | 0.72319 | 0.72401 | 0.72496 | 0.72653 | 0.72855 | 0.73085 | 0.73288 | 0.73457 | 0.73611 | 0.73757 | 0.73904 | 0.74045 | 0.74179 | 0.74313 | 0.74434 | 0.7455 | 0.74671 | 0.7479 | 0.74906 | 0.7502 | 0.7513 | 0.75235 | 0 | 0 | 0 | 0 | 0 | 0 | 0 | 0
F5_Commercial_Miscellaneous_Existing_Food Preparation_Natural Gas_Steamer_E3 | F5 | Commercial | Miscellaneous | Existing | Food Preparation | Natural Gas | Steamer | E3 | RIM BC Ratio | 0 | 0 | 0 | 0 | 0 | 0 | 0 | 0 | 0 | 0 | 0 | 0 | 0 | 0 | 0 | 0 | 0 | 0 | 0 | 0 | 0 | 0 | 0 | 0 | 0 | 0 | 0 | 0 | 0 | 0
F5_Commercial_Miscellaneous_Existing_Food Preparation_Natural Gas_Steamer_E4 | F5 | Commercial | Miscellaneous | Existing | Food Preparation | Natural Gas | Steamer | E4 | RIM BC Ratio | 0 | 0 | 0 | 0 | 0 | 0 | 0 | 0 | 0 | 0 | 0 | 0 | 0 | 0 | 0 | 0 | 0 | 0 | 0 | 0 | 0 | 0 | 0 | 0 | 0 | 0 | 0 | 0 | 0 | 0
F5_Commercial_Miscellaneous_Existing_Food Preparation_Natural Gas_Steamer_E5 | F5 | Commercial | Miscellaneous | Existing | Food Preparation | Natural Gas | Steamer | E5 | RIM BC Ratio | 0 | 0 | 0 | 0 | 0 | 0 | 0 | 0 | 0 | 0 | 0 | 0 | 0 | 0 | 0 | 0 | 0 | 0 | 0 | 0 | 0 | 0 | 0 | 0 | 0 | 0 | 0 | 0 | 0 | 0
F5_Commercial_Miscellaneous_Existing_Food Preparation_Natural Gas_Steamer_E6 | F5 | Commercial | Miscellaneous | Existing | Food Preparation | Natural Gas | Steamer | E6 | RIM BC Ratio | 0 | 0 | 0 | 0 | 0 | 0 | 0 | 0 | 0 | 0 | 0 | 0 | 0 | 0 | 0 | 0 | 0 | 0 | 0 | 0 | 0 | 0 | 0 | 0 | 0 | 0 | 0 | 0 | 0 | 0
F5_Commercial_Miscellaneous_Existing_Food Preparation_Natural Gas_Steamer_E7 | F5 | Commercial | Miscellaneous | Existing | Food Preparation | Natural Gas | Steamer | E7 | RIM BC Ratio | 0 | 0 | 0 | 0 | 0 | 0 | 0 | 0 | 0 | 0 | 0 | 0 | 0 | 0 | 0 | 0 | 0 | 0 | 0 | 0 | 0 | 0 | 0 | 0 | 0 | 0 | 0 | 0 | 0 | 0
F5_Commercial_Miscellaneous_Existing_Food Preparation_Natural Gas_Steamer_E8 | F5 | Commercial | Miscellaneous | Existing | Food Preparation | Natural Gas | Steamer | E8 | RIM BC Ratio | 0 | 0 | 0 | 0 | 0 | 0 | 0 | 0 | 0 | 0 | 0 | 0 | 0 | 0 | 0 | 0 | 0 | 0 | 0 | 0 | 0 | 0 | 0 | 0 | 0 | 0 | 0 | 0 | 0 | 0
F5_Commercial_Miscellaneous_Existing_Food Preparation_Natural Gas_Steamer_E9 | F5 | Commercial | Miscellaneous | Existing | Food Preparation | Natural Gas | Steamer | E9 | RIM BC Ratio | 0 | 0 | 0 | 0 | 0 | 0 | 0 | 0 | 0 | 0 | 0 | 0 | 0 | 0 | 0 | 0 | 0 | 0 | 0 | 0 | 0 | 0 | 0 | 0 | 0 | 0 | 0 | 0 | 0 | 0
F5_Commercial_Miscellaneous_Existing_Food Preparation_Natural Gas_Steamer_E10 | F5 | Commercial | Miscellaneous | Existing | Food Preparation | Natural Gas | Steamer | E10 | RIM BC Ratio | 0 | 0 | 0 | 0 | 0 | 0 | 0 | 0 | 0 | 0 | 0 | 0 | 0 | 0 | 0 | 0 | 0 | 0 | 0 | 0 | 0 | 0 | 0 | 0 | 0 | 0 | 0 | 0 | 0 | 0
F0_Commercial_Miscellaneous_Existing_Food Preparation_Natural Gas_Food Prep Other_E0 | F0 | Commercial | Miscellaneous | Existing | Food Preparation | Natural Gas | Food Prep Other | E0 | Economic Unit | ENERGY STAR | ENERGY STAR | ENERGY STAR | ENERGY STAR | ENERGY STAR | ENERGY STAR | ENERGY STAR | ENERGY STAR | ENERGY STAR | ENERGY STAR | ENERGY STAR | ENERGY STAR | ENERGY STAR | ENERGY STAR | ENERGY STAR | ENERGY STAR | ENERGY STAR | ENERGY STAR | ENERGY STAR | ENERGY STAR | ENERGY STAR | ENERGY STAR | 0 | 0 | 0 | 0 | 0 | 0 | 0 | 0
F1_Commercial_Miscellaneous_Existing_Food Preparation_Natural Gas_Food Prep Other_E1 | F1 | Commercial | Miscellaneous | Existing | Food Preparation | Natural Gas | Food Prep Other | E1 | CCE | 0 | 0 | 0 | 0 | 0 | 0 | 0 | 0 | 0 | 0 | 0 | 0 | 0 | 0 | 0 | 0 | 0 | 0 | 0 | 0 | 0 | 0 | 0 | 0 | 0 | 0 | 0 | 0 | 0 | 0
F1_Commercial_Miscellaneous_Existing_Food Preparation_Natural Gas_Food Prep Other_E2 | F1 | Commercial | Miscellaneous | Existing | Food Preparation | Natural Gas | Food Prep Other | E2 | CCE | 0.14135 | 0.14135 | 0.1485 | 0.14624 | 0.14404 | 0.1413 | 0.14092 | 0.14001 | 0.13917 | 0.1379 | 0.1377 | 0.13707 | 0.1365 | 0.13542 | 0.13557 | 0.13515 | 0.13475 | 0.13386 | 0.13412 | 0.13386 | 0.13366 | 0.13291 | 0 | 0 | 0 | 0 | 0 | 0 | 0 | 0
F1_Commercial_Miscellaneous_Existing_Food Preparation_Natural Gas_Food Prep Other_E3 | F1 | Commercial | Miscellaneous | Existing | Food Preparation | Natural Gas | Food Prep Other | E3 | CCE | 0 | 0 | 0 | 0 | 0 | 0 | 0 | 0 | 0 | 0 | 0 | 0 | 0 | 0 | 0 | 0 | 0 | 0 | 0 | 0 | 0 | 0 | 0 | 0 | 0 | 0 | 0 | 0 | 0 | 0
F1_Commercial_Miscellaneous_Existing_Food Preparation_Natural Gas_Food Prep Other_E4 | F1 | Commercial | Miscellaneous | Existing | Food Preparation | Natural Gas | Food Prep Other | E4 | CCE | 0 | 0 | 0 | 0 | 0 | 0 | 0 | 0 | 0 | 0 | 0 | 0 | 0 | 0 | 0 | 0 | 0 | 0 | 0 | 0 | 0 | 0 | 0 | 0 | 0 | 0 | 0 | 0 | 0 | 0
F1_Commercial_Miscellaneous_Existing_Food Preparation_Natural Gas_Food Prep Other_E5 | F1 | Commercial | Miscellaneous | Existing | Food Preparation | Natural Gas | Food Prep Other | E5 | CCE | 0 | 0 | 0 | 0 | 0 | 0 | 0 | 0 | 0 | 0 | 0 | 0 | 0 | 0 | 0 | 0 | 0 | 0 | 0 | 0 | 0 | 0 | 0 | 0 | 0 | 0 | 0 | 0 | 0 | 0
F1_Commercial_Miscellaneous_Existing_Food Preparation_Natural Gas_Food Prep Other_E6 | F1 | Commercial | Miscellaneous | Existing | Food Preparation | Natural Gas | Food Prep Other | E6 | CCE | 0 | 0 | 0 | 0 | 0 | 0 | 0 | 0 | 0 | 0 | 0 | 0 | 0 | 0 | 0 | 0 | 0 | 0 | 0 | 0 | 0 | 0 | 0 | 0 | 0 | 0 | 0 | 0 | 0 | 0
F1_Commercial_Miscellaneous_Existing_Food Preparation_Natural Gas_Food Prep Other_E7 | F1 | Commercial | Miscellaneous | Existing | Food Preparation | Natural Gas | Food Prep Other | E7 | CCE | 0 | 0 | 0 | 0 | 0 | 0 | 0 | 0 | 0 | 0 | 0 | 0 | 0 | 0 | 0 | 0 | 0 | 0 | 0 | 0 | 0 | 0 | 0 | 0 | 0 | 0 | 0 | 0 | 0 | 0
F1_Commercial_Miscellaneous_Existing_Food Preparation_Natural Gas_Food Prep Other_E8 | F1 | Commercial | Miscellaneous | Existing | Food Preparation | Natural Gas | Food Prep Other | E8 | CCE | 0 | 0 | 0 | 0 | 0 | 0 | 0 | 0 | 0 | 0 | 0 | 0 | 0 | 0 | 0 | 0 | 0 | 0 | 0 | 0 | 0 | 0 | 0 | 0 | 0 | 0 | 0 | 0 | 0 | 0
F1_Commercial_Miscellaneous_Existing_Food Preparation_Natural Gas_Food Prep Other_E9 | F1 | Commercial | Miscellaneous | Existing | Food Preparation | Natural Gas | Food Prep Other | E9 | CCE | 0 | 0 | 0 | 0 | 0 | 0 | 0 | 0 | 0 | 0 | 0 | 0 | 0 | 0 | 0 | 0 | 0 | 0 | 0 | 0 | 0 | 0 | 0 | 0 | 0 | 0 | 0 | 0 | 0 | 0
F1_Commercial_Miscellaneous_Existing_Food Preparation_Natural Gas_Food Prep Other_E10 | F1 | Commercial | Miscellaneous | Existing | Food Preparation | Natural Gas | Food Prep Other | E10 | CCE | 0 | 0 | 0 | 0 | 0 | 0 | 0 | 0 | 0 | 0 | 0 | 0 | 0 | 0 | 0 | 0 | 0 | 0 | 0 | 0 | 0 | 0 | 0 | 0 | 0 | 0 | 0 | 0 | 0 | 0
F2_Commercial_Miscellaneous_Existing_Food Preparation_Natural Gas_Food Prep Other_E1 | F2 | Commercial | Miscellaneous | Existing | Food Preparation | Natural Gas | Food Prep Other | E1 | TRC BC Ratio | 0.9 | 0.9 | 0.9 | 0.9 | 0.9 | 0.9 | 0.9 | 0.9 | 0.9 | 0.9 | 0.9 | 0.9 | 0.9 | 0.9 | 0.9 | 0.9 | 0.9 | 0.9 | 0.9 | 0.9 | 0.9 | 0.9 | 0 | 0 | 0 | 0 | 0 | 0 | 0 | 0
F2_Commercial_Miscellaneous_Existing_Food Preparation_Natural Gas_Food Prep Other_E2 | F2 | Commercial | Miscellaneous | Existing | Food Preparation | Natural Gas | Food Prep Other | E2 | TRC BC Ratio | 0.061956 | 0.062369 | 0.062904 | 0.063937 | 0.06537 | 0.067096 | 0.068663 | 0.070005 | 0.071279 | 0.07258 | 0.073973 | 0.075332 | 0.076617 | 0.077911 | 0.079055 | 0.080138 | 0.081309 | 0.082485 | 0.083667 | 0.084849 | 0.08601 | 0.087142 | 0 | 0 | 0 | 0 | 0 | 0 | 0 | 0
F2_Commercial_Miscellaneous_Existing_Food Preparation_Natural Gas_Food Prep Other_E3 | F2 | Commercial | Miscellaneous | Existing | Food Preparation | Natural Gas | Food Prep Other | E3 | TRC BC Ratio | 0 | 0 | 0 | 0 | 0 | 0 | 0 | 0 | 0 | 0 | 0 | 0 | 0 | 0 | 0 | 0 | 0 | 0 | 0 | 0 | 0 | 0 | 0 | 0 | 0 | 0 | 0 | 0 | 0 | 0
F2_Commercial_Miscellaneous_Existing_Food Preparation_Natural Gas_Food Prep Other_E4 | F2 | Commercial | Miscellaneous | Existing | Food Preparation | Natural Gas | Food Prep Other | E4 | TRC BC Ratio | 0 | 0 | 0 | 0 | 0 | 0 | 0 | 0 | 0 | 0 | 0 | 0 | 0 | 0 | 0 | 0 | 0 | 0 | 0 | 0 | 0 | 0 | 0 | 0 | 0 | 0 | 0 | 0 | 0 | 0
F2_Commercial_Miscellaneous_Existing_Food Preparation_Natural Gas_Food Prep Other_E5 | F2 | Commercial | Miscellaneous | Existing | Food Preparation | Natural Gas | Food Prep Other | E5 | TRC BC Ratio | 0 | 0 | 0 | 0 | 0 | 0 | 0 | 0 | 0 | 0 | 0 | 0 | 0 | 0 | 0 | 0 | 0 | 0 | 0 | 0 | 0 | 0 | 0 | 0 | 0 | 0 | 0 | 0 | 0 | 0
F2_Commercial_Miscellaneous_Existing_Food Preparation_Natural Gas_Food Prep Other_E6 | F2 | Commercial | Miscellaneous | Existing | Food Preparation | Natural Gas | Food Prep Other | E6 | TRC BC Ratio | 0 | 0 | 0 | 0 | 0 | 0 | 0 | 0 | 0 | 0 | 0 | 0 | 0 | 0 | 0 | 0 | 0 | 0 | 0 | 0 | 0 | 0 | 0 | 0 | 0 | 0 | 0 | 0 | 0 | 0
F2_Commercial_Miscellaneous_Existing_Food Preparation_Natural Gas_Food Prep Other_E7 | F2 | Commercial | Miscellaneous | Existing | Food Preparation | Natural Gas | Food Prep Other | E7 | TRC BC Ratio | 0 | 0 | 0 | 0 | 0 | 0 | 0 | 0 | 0 | 0 | 0 | 0 | 0 | 0 | 0 | 0 | 0 | 0 | 0 | 0 | 0 | 0 | 0 | 0 | 0 | 0 | 0 | 0 | 0 | 0
F2_Commercial_Miscellaneous_Existing_Food Preparation_Natural Gas_Food Prep Other_E8 | F2 | Commercial | Miscellaneous | Existing | Food Preparation | Natural Gas | Food Prep Other | E8 | TRC BC Ratio | 0 | 0 | 0 | 0 | 0 | 0 | 0 | 0 | 0 | 0 | 0 | 0 | 0 | 0 | 0 | 0 | 0 | 0 | 0 | 0 | 0 | 0 | 0 | 0 | 0 | 0 | 0 | 0 | 0 | 0
F2_Commercial_Miscellaneous_Existing_Food Preparation_Natural Gas_Food Prep Other_E9 | F2 | Commercial | Miscellaneous | Existing | Food Preparation | Natural Gas | Food Prep Other | E9 | TRC BC Ratio | 0 | 0 | 0 | 0 | 0 | 0 | 0 | 0 | 0 | 0 | 0 | 0 | 0 | 0 | 0 | 0 | 0 | 0 | 0 | 0 | 0 | 0 | 0 | 0 | 0 | 0 | 0 | 0 | 0 | 0
F2_Commercial_Miscellaneous_Existing_Food Preparation_Natural Gas_Food Prep Other_E10 | F2 | Commercial | Miscellaneous | Existing | Food Preparation | Natural Gas | Food Prep Other | E10 | TRC BC Ratio | 0 | 0 | 0 | 0 | 0 | 0 | 0 | 0 | 0 | 0 | 0 | 0 | 0 | 0 | 0 | 0 | 0 | 0 | 0 | 0 | 0 | 0 | 0 | 0 | 0 | 0 | 0 | 0 | 0 | 0
F3_Commercial_Miscellaneous_Existing_Food Preparation_Natural Gas_Food Prep Other_E1 | F3 | Commercial | Miscellaneous | Existing | Food Preparation | Natural Gas | Food Prep Other | E1 | PACT BC Ratio | 0.9 | 0.9 | 0.9 | 0.9 | 0.9 | 0.9 | 0.9 | 0.9 | 0.9 | 0.9 | 0.9 | 0.9 | 0.9 | 0.9 | 0.9 | 0.9 | 0.9 | 0.9 | 0.9 | 0.9 | 0.9 | 0.9 | 0 | 0 | 0 | 0 | 0 | 0 | 0 | 0
F3_Commercial_Miscellaneous_Existing_Food Preparation_Natural Gas_Food Prep Other_E2 | F3 | Commercial | Miscellaneous | Existing | Food Preparation | Natural Gas | Food Prep Other | E2 | PACT BC Ratio | 1.0937 | 1.101 | 1.1104 | 1.1287 | 1.154 | 1.1844 | 1.2121 | 1.2358 | 1.2583 | 1.2813 | 1.3058 | 1.3298 | 1.3525 | 1.3754 | 1.3956 | 1.4147 | 1.4353 | 1.4561 | 1.477 | 1.4978 | 1.5183 | 1.5383 | 0 | 0 | 0 | 0 | 0 | 0 | 0 | 0
F3_Commercial_Miscellaneous_Existing_Food Preparation_Natural Gas_Food Prep Other_E3 | F3 | Commercial | Miscellaneous | Existing | Food Preparation | Natural Gas | Food Prep Other | E3 | PACT BC Ratio | 0 | 0 | 0 | 0 | 0 | 0 | 0 | 0 | 0 | 0 | 0 | 0 | 0 | 0 | 0 | 0 | 0 | 0 | 0 | 0 | 0 | 0 | 0 | 0 | 0 | 0 | 0 | 0 | 0 | 0
F3_Commercial_Miscellaneous_Existing_Food Preparation_Natural Gas_Food Prep Other_E4 | F3 | Commercial | Miscellaneous | Existing | Food Preparation | Natural Gas | Food Prep Other | E4 | PACT BC Ratio | 0 | 0 | 0 | 0 | 0 | 0 | 0 | 0 | 0 | 0 | 0 | 0 | 0 | 0 | 0 | 0 | 0 | 0 | 0 | 0 | 0 | 0 | 0 | 0 | 0 | 0 | 0 | 0 | 0 | 0
F3_Commercial_Miscellaneous_Existing_Food Preparation_Natural Gas_Food Prep Other_E5 | F3 | Commercial | Miscellaneous | Existing | Food Preparation | Natural Gas | Food Prep Other | E5 | PACT BC Ratio | 0 | 0 | 0 | 0 | 0 | 0 | 0 | 0 | 0 | 0 | 0 | 0 | 0 | 0 | 0 | 0 | 0 | 0 | 0 | 0 | 0 | 0 | 0 | 0 | 0 | 0 | 0 | 0 | 0 | 0
F3_Commercial_Miscellaneous_Existing_Food Preparation_Natural Gas_Food Prep Other_E6 | F3 | Commercial | Miscellaneous | Existing | Food Preparation | Natural Gas | Food Prep Other | E6 | PACT BC Ratio | 0 | 0 | 0 | 0 | 0 | 0 | 0 | 0 | 0 | 0 | 0 | 0 | 0 | 0 | 0 | 0 | 0 | 0 | 0 | 0 | 0 | 0 | 0 | 0 | 0 | 0 | 0 | 0 | 0 | 0
F3_Commercial_Miscellaneous_Existing_Food Preparation_Natural Gas_Food Prep Other_E7 | F3 | Commercial | Miscellaneous | Existing | Food Preparation | Natural Gas | Food Prep Other | E7 | PACT BC Ratio | 0 | 0 | 0 | 0 | 0 | 0 | 0 | 0 | 0 | 0 | 0 | 0 | 0 | 0 | 0 | 0 | 0 | 0 | 0 | 0 | 0 | 0 | 0 | 0 | 0 | 0 | 0 | 0 | 0 | 0
F3_Commercial_Miscellaneous_Existing_Food Preparation_Natural Gas_Food Prep Other_E8 | F3 | Commercial | Miscellaneous | Existing | Food Preparation | Natural Gas | Food Prep Other | E8 | PACT BC Ratio | 0 | 0 | 0 | 0 | 0 | 0 | 0 | 0 | 0 | 0 | 0 | 0 | 0 | 0 | 0 | 0 | 0 | 0 | 0 | 0 | 0 | 0 | 0 | 0 | 0 | 0 | 0 | 0 | 0 | 0
F3_Commercial_Miscellaneous_Existing_Food Preparation_Natural Gas_Food Prep Other_E9 | F3 | Commercial | Miscellaneous | Existing | Food Preparation | Natural Gas | Food Prep Other | E9 | PACT BC Ratio | 0 | 0 | 0 | 0 | 0 | 0 | 0 | 0 | 0 | 0 | 0 | 0 | 0 | 0 | 0 | 0 | 0 | 0 | 0 | 0 | 0 | 0 | 0 | 0 | 0 | 0 | 0 | 0 | 0 | 0
F3_Commercial_Miscellaneous_Existing_Food Preparation_Natural Gas_Food Prep Other_E10 | F3 | Commercial | Miscellaneous | Existing | Food Preparation | Natural Gas | Food Prep Other | E10 | PACT BC Ratio | 0 | 0 | 0 | 0 | 0 | 0 | 0 | 0 | 0 | 0 | 0 | 0 | 0 | 0 | 0 | 0 | 0 | 0 | 0 | 0 | 0 | 0 | 0 | 0 | 0 | 0 | 0 | 0 | 0 | 0
F4_Commercial_Miscellaneous_Existing_Food Preparation_Natural Gas_Food Prep Other_E1 | F4 | Commercial | Miscellaneous | Existing | Food Preparation | Natural Gas | Food Prep Other | E1 | PCT BC Ratio | 0.9 | 0.9 | 0.9 | 0.9 | 0.9 | 0.9 | 0.9 | 0.9 | 0.9 | 0.9 | 0.9 | 0.9 | 0.9 | 0.9 | 0.9 | 0.9 | 0.9 | 0.9 | 0.9 | 0.9 | 0.9 | 0.9 | 0 | 0 | 0 | 0 | 0 | 0 | 0 | 0
F4_Commercial_Miscellaneous_Existing_Food Preparation_Natural Gas_Food Prep Other_E2 | F4 | Commercial | Miscellaneous | Existing | Food Preparation | Natural Gas | Food Prep Other | E2 | PCT BC Ratio | 0.1043 | 0.10481 | 0.10547 | 0.10674 | 0.10851 | 0.11064 | 0.11258 | 0.11424 | 0.11581 | 0.11741 | 0.11913 | 0.12081 | 0.1224 | 0.124 | 0.12541 | 0.12675 | 0.12819 | 0.12964 | 0.1311 | 0.13256 | 0.134 | 0.13539 | 0 | 0 | 0 | 0 | 0 | 0 | 0 | 0
F4_Commercial_Miscellaneous_Existing_Food Preparation_Natural Gas_Food Prep Other_E3 | F4 | Commercial | Miscellaneous | Existing | Food Preparation | Natural Gas | Food Prep Other | E3 | PCT BC Ratio | 0 | 0 | 0 | 0 | 0 | 0 | 0 | 0 | 0 | 0 | 0 | 0 | 0 | 0 | 0 | 0 | 0 | 0 | 0 | 0 | 0 | 0 | 0 | 0 | 0 | 0 | 0 | 0 | 0 | 0
F4_Commercial_Miscellaneous_Existing_Food Preparation_Natural Gas_Food Prep Other_E4 | F4 | Commercial | Miscellaneous | Existing | Food Preparation | Natural Gas | Food Prep Other | E4 | PCT BC Ratio | 0 | 0 | 0 | 0 | 0 | 0 | 0 | 0 | 0 | 0 | 0 | 0 | 0 | 0 | 0 | 0 | 0 | 0 | 0 | 0 | 0 | 0 | 0 | 0 | 0 | 0 | 0 | 0 | 0 | 0
F4_Commercial_Miscellaneous_Existing_Food Preparation_Natural Gas_Food Prep Other_E5 | F4 | Commercial | Miscellaneous | Existing | Food Preparation | Natural Gas | Food Prep Other | E5 | PCT BC Ratio | 0 | 0 | 0 | 0 | 0 | 0 | 0 | 0 | 0 | 0 | 0 | 0 | 0 | 0 | 0 | 0 | 0 | 0 | 0 | 0 | 0 | 0 | 0 | 0 | 0 | 0 | 0 | 0 | 0 | 0
F4_Commercial_Miscellaneous_Existing_Food Preparation_Natural Gas_Food Prep Other_E6 | F4 | Commercial | Miscellaneous | Existing | Food Preparation | Natural Gas | Food Prep Other | E6 | PCT BC Ratio | 0 | 0 | 0 | 0 | 0 | 0 | 0 | 0 | 0 | 0 | 0 | 0 | 0 | 0 | 0 | 0 | 0 | 0 | 0 | 0 | 0 | 0 | 0 | 0 | 0 | 0 | 0 | 0 | 0 | 0
F4_Commercial_Miscellaneous_Existing_Food Preparation_Natural Gas_Food Prep Other_E7 | F4 | Commercial | Miscellaneous | Existing | Food Preparation | Natural Gas | Food Prep Other | E7 | PCT BC Ratio | 0 | 0 | 0 | 0 | 0 | 0 | 0 | 0 | 0 | 0 | 0 | 0 | 0 | 0 | 0 | 0 | 0 | 0 | 0 | 0 | 0 | 0 | 0 | 0 | 0 | 0 | 0 | 0 | 0 | 0
F4_Commercial_Miscellaneous_Existing_Food Preparation_Natural Gas_Food Prep Other_E8 | F4 | Commercial | Miscellaneous | Existing | Food Preparation | Natural Gas | Food Prep Other | E8 | PCT BC Ratio | 0 | 0 | 0 | 0 | 0 | 0 | 0 | 0 | 0 | 0 | 0 | 0 | 0 | 0 | 0 | 0 | 0 | 0 | 0 | 0 | 0 | 0 | 0 | 0 | 0 | 0 | 0 | 0 | 0 | 0
F4_Commercial_Miscellaneous_Existing_Food Preparation_Natural Gas_Food Prep Other_E9 | F4 | Commercial | Miscellaneous | Existing | Food Preparation | Natural Gas | Food Prep Other | E9 | PCT BC Ratio | 0 | 0 | 0 | 0 | 0 | 0 | 0 | 0 | 0 | 0 | 0 | 0 | 0 | 0 | 0 | 0 | 0 | 0 | 0 | 0 | 0 | 0 | 0 | 0 | 0 | 0 | 0 | 0 | 0 | 0
F4_Commercial_Miscellaneous_Existing_Food Preparation_Natural Gas_Food Prep Other_E10 | F4 | Commercial | Miscellaneous | Existing | Food Preparation | Natural Gas | Food Prep Other | E10 | PCT BC Ratio | 0 | 0 | 0 | 0 | 0 | 0 | 0 | 0 | 0 | 0 | 0 | 0 | 0 | 0 | 0 | 0 | 0 | 0 | 0 | 0 | 0 | 0 | 0 | 0 | 0 | 0 | 0 | 0 | 0 | 0
F5_Commercial_Miscellaneous_Existing_Food Preparation_Natural Gas_Food Prep Other_E1 | F5 | Commercial | Miscellaneous | Existing | Food Preparation | Natural Gas | Food Prep Other | E1 | RIM BC Ratio | 0.9 | 0.9 | 0.9 | 0.9 | 0.9 | 0.9 | 0.9 | 0.9 | 0.9 | 0.9 | 0.9 | 0.9 | 0.9 | 0.9 | 0.9 | 0.9 | 0.9 | 0.9 | 0.9 | 0.9 | 0.9 | 0.9 | 0 | 0 | 0 | 0 | 0 | 0 | 0 | 0
F5_Commercial_Miscellaneous_Existing_Food Preparation_Natural Gas_Food Prep Other_E2 | F5 | Commercial | Miscellaneous | Existing | Food Preparation | Natural Gas | Food Prep Other | E2 | RIM BC Ratio | 0.4734 | 0.47476 | 0.47651 | 0.47983 | 0.48435 | 0.48963 | 0.4943 | 0.49819 | 0.50181 | 0.50542 | 0.5092 | 0.51281 | 0.51615 | 0.51944 | 0.5223 | 0.52495 | 0.52777 | 0.53055 | 0.5333 | 0.53599 | 0.53859 | 0.54109 | 0 | 0 | 0 | 0 | 0 | 0 | 0 | 0
F5_Commercial_Miscellaneous_Existing_Food Preparation_Natural Gas_Food Prep Other_E3 | F5 | Commercial | Miscellaneous | Existing | Food Preparation | Natural Gas | Food Prep Other | E3 | RIM BC Ratio | 0 | 0 | 0 | 0 | 0 | 0 | 0 | 0 | 0 | 0 | 0 | 0 | 0 | 0 | 0 | 0 | 0 | 0 | 0 | 0 | 0 | 0 | 0 | 0 | 0 | 0 | 0 | 0 | 0 | 0
F5_Commercial_Miscellaneous_Existing_Food Preparation_Natural Gas_Food Prep Other_E4 | F5 | Commercial | Miscellaneous | Existing | Food Preparation | Natural Gas | Food Prep Other | E4 | RIM BC Ratio | 0 | 0 | 0 | 0 | 0 | 0 | 0 | 0 | 0 | 0 | 0 | 0 | 0 | 0 | 0 | 0 | 0 | 0 | 0 | 0 | 0 | 0 | 0 | 0 | 0 | 0 | 0 | 0 | 0 | 0
F5_Commercial_Miscellaneous_Existing_Food Preparation_Natural Gas_Food Prep Other_E5 | F5 | Commercial | Miscellaneous | Existing | Food Preparation | Natural Gas | Food Prep Other | E5 | RIM BC Ratio | 0 | 0 | 0 | 0 | 0 | 0 | 0 | 0 | 0 | 0 | 0 | 0 | 0 | 0 | 0 | 0 | 0 | 0 | 0 | 0 | 0 | 0 | 0 | 0 | 0 | 0 | 0 | 0 | 0 | 0
F5_Commercial_Miscellaneous_Existing_Food Preparation_Natural Gas_Food Prep Other_E6 | F5 | Commercial | Miscellaneous | Existing | Food Preparation | Natural Gas | Food Prep Other | E6 | RIM BC Ratio | 0 | 0 | 0 | 0 | 0 | 0 | 0 | 0 | 0 | 0 | 0 | 0 | 0 | 0 | 0 | 0 | 0 | 0 | 0 | 0 | 0 | 0 | 0 | 0 | 0 | 0 | 0 | 0 | 0 | 0
F5_Commercial_Miscellaneous_Existing_Food Preparation_Natural Gas_Food Prep Other_E7 | F5 | Commercial | Miscellaneous | Existing | Food Preparation | Natural Gas | Food Prep Other | E7 | RIM BC Ratio | 0 | 0 | 0 | 0 | 0 | 0 | 0 | 0 | 0 | 0 | 0 | 0 | 0 | 0 | 0 | 0 | 0 | 0 | 0 | 0 | 0 | 0 | 0 | 0 | 0 | 0 | 0 | 0 | 0 | 0
F5_Commercial_Miscellaneous_Existing_Food Preparation_Natural Gas_Food Prep Other_E8 | F5 | Commercial | Miscellaneous | Existing | Food Preparation | Natural Gas | Food Prep Other | E8 | RIM BC Ratio | 0 | 0 | 0 | 0 | 0 | 0 | 0 | 0 | 0 | 0 | 0 | 0 | 0 | 0 | 0 | 0 | 0 | 0 | 0 | 0 | 0 | 0 | 0 | 0 | 0 | 0 | 0 | 0 | 0 | 0
F5_Commercial_Miscellaneous_Existing_Food Preparation_Natural Gas_Food Prep Other_E9 | F5 | Commercial | Miscellaneous | Existing | Food Preparation | Natural Gas | Food Prep Other | E9 | RIM BC Ratio | 0 | 0 | 0 | 0 | 0 | 0 | 0 | 0 | 0 | 0 | 0 | 0 | 0 | 0 | 0 | 0 | 0 | 0 | 0 | 0 | 0 | 0 | 0 | 0 | 0 | 0 | 0 | 0 | 0 | 0
F5_Commercial_Miscellaneous_Existing_Food Preparation_Natural Gas_Food Prep Other_E10 | F5 | Commercial | Miscellaneous | Existing | Food Preparation | Natural Gas | Food Prep Other | E10 | RIM BC Ratio | 0 | 0 | 0 | 0 | 0 | 0 | 0 | 0 | 0 | 0 | 0 | 0 | 0 | 0 | 0 | 0 | 0 | 0 | 0 | 0 | 0 | 0 | 0 | 0 | 0 | 0 | 0 | 0 | 0 | 0
F0_Commercial_Miscellaneous_Existing_Miscellaneous_Natural Gas_Pool Heater_E0 | F0 | Commercial | Miscellaneous | Existing | Miscellaneous | Natural Gas | Pool Heater | E0 | Economic Unit | Standard (EF .78) | Standard (EF .78) | Standard (EF .78) | Standard (EF .78) | Standard (EF .78) | Standard (EF .78) | Standard (EF .78) | Standard (EF .78) | Standard (EF .78) | Standard (EF .78) | Standard (EF .78) | Standard (EF .78) | Condensing (EF .90) | Condensing (EF .90) | Condensing (EF .90) | Condensing (EF .90) | Condensing (EF .90) | Condensing (EF .90) | Condensing (EF .90) | Condensing (EF .90) | Condensing (EF .90) | Condensing (EF .90) | 0 | 0 | 0 | 0 | 0 | 0 | 0 | 0
F1_Commercial_Miscellaneous_Existing_Miscellaneous_Natural Gas_Pool Heater_E1 | F1 | Commercial | Miscellaneous | Existing | Miscellaneous | Natural Gas | Pool Heater | E1 | CCE | 0 | 0 | 0 | 0 | 0 | 0 | 0 | 0 | 0 | 0 | 0 | 0 | 0 | 0 | 0 | 0 | 0 | 0 | 0 | 0 | 0 | 0 | 0 | 0 | 0 | 0 | 0 | 0 | 0 | 0
F1_Commercial_Miscellaneous_Existing_Miscellaneous_Natural Gas_Pool Heater_E2 | F1 | Commercial | Miscellaneous | Existing | Miscellaneous | Natural Gas | Pool Heater | E2 | CCE | 0.016289 | 0.016289 | 0.017113 | 0.016853 | 0.0166 | 0.016284 | 0.016239 | 0.016135 | 0.016038 | 0.015891 | 0.015869 | 0.015796 | 0.015731 | 0.015606 | 0.015623 | 0.015575 | 0.015528 | 0.015425 | 0.015456 | 0.015426 | 0.015403 | 0.015317 | 0 | 0 | 0 | 0 | 0 | 0 | 0 | 0
F1_Commercial_Miscellaneous_Existing_Miscellaneous_Natural Gas_Pool Heater_E3 | F1 | Commercial | Miscellaneous | Existing | Miscellaneous | Natural Gas | Pool Heater | E3 | CCE | 0 | 0 | 0 | 0 | 0 | 0 | 0 | 0 | 0 | 0 | 0 | 0 | 0 | 0 | 0 | 0 | 0 | 0 | 0 | 0 | 0 | 0 | 0 | 0 | 0 | 0 | 0 | 0 | 0 | 0
F1_Commercial_Miscellaneous_Existing_Miscellaneous_Natural Gas_Pool Heater_E4 | F1 | Commercial | Miscellaneous | Existing | Miscellaneous | Natural Gas | Pool Heater | E4 | CCE | 0 | 0 | 0 | 0 | 0 | 0 | 0 | 0 | 0 | 0 | 0 | 0 | 0 | 0 | 0 | 0 | 0 | 0 | 0 | 0 | 0 | 0 | 0 | 0 | 0 | 0 | 0 | 0 | 0 | 0
F1_Commercial_Miscellaneous_Existing_Miscellaneous_Natural Gas_Pool Heater_E5 | F1 | Commercial | Miscellaneous | Existing | Miscellaneous | Natural Gas | Pool Heater | E5 | CCE | 0 | 0 | 0 | 0 | 0 | 0 | 0 | 0 | 0 | 0 | 0 | 0 | 0 | 0 | 0 | 0 | 0 | 0 | 0 | 0 | 0 | 0 | 0 | 0 | 0 | 0 | 0 | 0 | 0 | 0
F1_Commercial_Miscellaneous_Existing_Miscellaneous_Natural Gas_Pool Heater_E6 | F1 | Commercial | Miscellaneous | Existing | Miscellaneous | Natural Gas | Pool Heater | E6 | CCE | 0 | 0 | 0 | 0 | 0 | 0 | 0 | 0 | 0 | 0 | 0 | 0 | 0 | 0 | 0 | 0 | 0 | 0 | 0 | 0 | 0 | 0 | 0 | 0 | 0 | 0 | 0 | 0 | 0 | 0
F1_Commercial_Miscellaneous_Existing_Miscellaneous_Natural Gas_Pool Heater_E7 | F1 | Commercial | Miscellaneous | Existing | Miscellaneous | Natural Gas | Pool Heater | E7 | CCE | 0 | 0 | 0 | 0 | 0 | 0 | 0 | 0 | 0 | 0 | 0 | 0 | 0 | 0 | 0 | 0 | 0 | 0 | 0 | 0 | 0 | 0 | 0 | 0 | 0 | 0 | 0 | 0 | 0 | 0
F1_Commercial_Miscellaneous_Existing_Miscellaneous_Natural Gas_Pool Heater_E8 | F1 | Commercial | Miscellaneous | Existing | Miscellaneous | Natural Gas | Pool Heater | E8 | CCE | 0 | 0 | 0 | 0 | 0 | 0 | 0 | 0 | 0 | 0 | 0 | 0 | 0 | 0 | 0 | 0 | 0 | 0 | 0 | 0 | 0 | 0 | 0 | 0 | 0 | 0 | 0 | 0 | 0 | 0
F1_Commercial_Miscellaneous_Existing_Miscellaneous_Natural Gas_Pool Heater_E9 | F1 | Commercial | Miscellaneous | Existing | Miscellaneous | Natural Gas | Pool Heater | E9 | CCE | 0 | 0 | 0 | 0 | 0 | 0 | 0 | 0 | 0 | 0 | 0 | 0 | 0 | 0 | 0 | 0 | 0 | 0 | 0 | 0 | 0 | 0 | 0 | 0 | 0 | 0 | 0 | 0 | 0 | 0
F1_Commercial_Miscellaneous_Existing_Miscellaneous_Natural Gas_Pool Heater_E10 | F1 | Commercial | Miscellaneous | Existing | Miscellaneous | Natural Gas | Pool Heater | E10 | CCE | 0 | 0 | 0 | 0 | 0 | 0 | 0 | 0 | 0 | 0 | 0 | 0 | 0 | 0 | 0 | 0 | 0 | 0 | 0 | 0 | 0 | 0 | 0 | 0 | 0 | 0 | 0 | 0 | 0 | 0
F2_Commercial_Miscellaneous_Existing_Miscellaneous_Natural Gas_Pool Heater_E1 | F2 | Commercial | Miscellaneous | Existing | Miscellaneous | Natural Gas | Pool Heater | E1 | TRC BC Ratio | 0.9 | 0.9 | 0.9 | 0.9 | 0.9 | 0.9 | 0.9 | 0.9 | 0.9 | 0.9 | 0.9 | 0.9 | 0.9 | 0.9 | 0.9 | 0.9 | 0.9 | 0.9 | 0.9 | 0.9 | 0.9 | 0.9 | 0 | 0 | 0 | 0 | 0 | 0 | 0 | 0
F2_Commercial_Miscellaneous_Existing_Miscellaneous_Natural Gas_Pool Heater_E2 | F2 | Commercial | Miscellaneous | Existing | Miscellaneous | Natural Gas | Pool Heater | E2 | TRC BC Ratio | 0.5239 | 0.52164 | 0.52208 | 0.52981 | 0.54312 | 0.56021 | 0.57494 | 0.58666 | 0.59726 | 0.60773 | 0.61914 | 0.63073 | 0.64215 | 0.65494 | 0.66711 | 0.67867 | 0.69034 | 0.7008 | 0.70989 | 0.71743 | 0.72449 | 0.73101 | 0 | 0 | 0 | 0 | 0 | 0 | 0 | 0
F2_Commercial_Miscellaneous_Existing_Miscellaneous_Natural Gas_Pool Heater_E3 | F2 | Commercial | Miscellaneous | Existing | Miscellaneous | Natural Gas | Pool Heater | E3 | TRC BC Ratio | 0 | 0 | 0 | 0 | 0 | 0 | 0 | 0 | 0 | 0 | 0 | 0 | 0 | 0 | 0 | 0 | 0 | 0 | 0 | 0 | 0 | 0 | 0 | 0 | 0 | 0 | 0 | 0 | 0 | 0
F2_Commercial_Miscellaneous_Existing_Miscellaneous_Natural Gas_Pool Heater_E4 | F2 | Commercial | Miscellaneous | Existing | Miscellaneous | Natural Gas | Pool Heater | E4 | TRC BC Ratio | 0 | 0 | 0 | 0 | 0 | 0 | 0 | 0 | 0 | 0 | 0 | 0 | 0 | 0 | 0 | 0 | 0 | 0 | 0 | 0 | 0 | 0 | 0 | 0 | 0 | 0 | 0 | 0 | 0 | 0
F2_Commercial_Miscellaneous_Existing_Miscellaneous_Natural Gas_Pool Heater_E5 | F2 | Commercial | Miscellaneous | Existing | Miscellaneous | Natural Gas | Pool Heater | E5 | TRC BC Ratio | 0 | 0 | 0 | 0 | 0 | 0 | 0 | 0 | 0 | 0 | 0 | 0 | 0 | 0 | 0 | 0 | 0 | 0 | 0 | 0 | 0 | 0 | 0 | 0 | 0 | 0 | 0 | 0 | 0 | 0
F2_Commercial_Miscellaneous_Existing_Miscellaneous_Natural Gas_Pool Heater_E6 | F2 | Commercial | Miscellaneous | Existing | Miscellaneous | Natural Gas | Pool Heater | E6 | TRC BC Ratio | 0 | 0 | 0 | 0 | 0 | 0 | 0 | 0 | 0 | 0 | 0 | 0 | 0 | 0 | 0 | 0 | 0 | 0 | 0 | 0 | 0 | 0 | 0 | 0 | 0 | 0 | 0 | 0 | 0 | 0
F2_Commercial_Miscellaneous_Existing_Miscellaneous_Natural Gas_Pool Heater_E7 | F2 | Commercial | Miscellaneous | Existing | Miscellaneous | Natural Gas | Pool Heater | E7 | TRC BC Ratio | 0 | 0 | 0 | 0 | 0 | 0 | 0 | 0 | 0 | 0 | 0 | 0 | 0 | 0 | 0 | 0 | 0 | 0 | 0 | 0 | 0 | 0 | 0 | 0 | 0 | 0 | 0 | 0 | 0 | 0
F2_Commercial_Miscellaneous_Existing_Miscellaneous_Natural Gas_Pool Heater_E8 | F2 | Commercial | Miscellaneous | Existing | Miscellaneous | Natural Gas | Pool Heater | E8 | TRC BC Ratio | 0 | 0 | 0 | 0 | 0 | 0 | 0 | 0 | 0 | 0 | 0 | 0 | 0 | 0 | 0 | 0 | 0 | 0 | 0 | 0 | 0 | 0 | 0 | 0 | 0 | 0 | 0 | 0 | 0 | 0
F2_Commercial_Miscellaneous_Existing_Miscellaneous_Natural Gas_Pool Heater_E9 | F2 | Commercial | Miscellaneous | Existing | Miscellaneous | Natural Gas | Pool Heater | E9 | TRC BC Ratio | 0 | 0 | 0 | 0 | 0 | 0 | 0 | 0 | 0 | 0 | 0 | 0 | 0 | 0 | 0 | 0 | 0 | 0 | 0 | 0 | 0 | 0 | 0 | 0 | 0 | 0 | 0 | 0 | 0 | 0
F2_Commercial_Miscellaneous_Existing_Miscellaneous_Natural Gas_Pool Heater_E10 | F2 | Commercial | Miscellaneous | Existing | Miscellaneous | Natural Gas | Pool Heater | E10 | TRC BC Ratio | 0 | 0 | 0 | 0 | 0 | 0 | 0 | 0 | 0 | 0 | 0 | 0 | 0 | 0 | 0 | 0 | 0 | 0 | 0 | 0 | 0 | 0 | 0 | 0 | 0 | 0 | 0 | 0 | 0 | 0
F3_Commercial_Miscellaneous_Existing_Miscellaneous_Natural Gas_Pool Heater_E1 | F3 | Commercial | Miscellaneous | Existing | Miscellaneous | Natural Gas | Pool Heater | E1 | PACT BC Ratio | 0.9 | 0.9 | 0.9 | 0.9 | 0.9 | 0.9 | 0.9 | 0.9 | 0.9 | 0.9 | 0.9 | 0.9 | 0.9 | 0.9 | 0.9 | 0.9 | 0.9 | 0.9 | 0.9 | 0.9 | 0.9 | 0.9 | 0 | 0 | 0 | 0 | 0 | 0 | 0 | 0
F3_Commercial_Miscellaneous_Existing_Miscellaneous_Natural Gas_Pool Heater_E2 | F3 | Commercial | Miscellaneous | Existing | Miscellaneous | Natural Gas | Pool Heater | E2 | PACT BC Ratio | 0.73673 | 0.73355 | 0.73416 | 0.74503 | 0.76375 | 0.78778 | 0.8085 | 0.82498 | 0.83988 | 0.8546 | 0.87065 | 0.88694 | 0.903 | 0.921 | 0.93811 | 0.95437 | 0.97078 | 0.98549 | 0.99827 | 1.0089 | 1.0188 | 1.028 | 0 | 0 | 0 | 0 | 0 | 0 | 0 | 0
F3_Commercial_Miscellaneous_Existing_Miscellaneous_Natural Gas_Pool Heater_E3 | F3 | Commercial | Miscellaneous | Existing | Miscellaneous | Natural Gas | Pool Heater | E3 | PACT BC Ratio | 0 | 0 | 0 | 0 | 0 | 0 | 0 | 0 | 0 | 0 | 0 | 0 | 0 | 0 | 0 | 0 | 0 | 0 | 0 | 0 | 0 | 0 | 0 | 0 | 0 | 0 | 0 | 0 | 0 | 0
F3_Commercial_Miscellaneous_Existing_Miscellaneous_Natural Gas_Pool Heater_E4 | F3 | Commercial | Miscellaneous | Existing | Miscellaneous | Natural Gas | Pool Heater | E4 | PACT BC Ratio | 0 | 0 | 0 | 0 | 0 | 0 | 0 | 0 | 0 | 0 | 0 | 0 | 0 | 0 | 0 | 0 | 0 | 0 | 0 | 0 | 0 | 0 | 0 | 0 | 0 | 0 | 0 | 0 | 0 | 0
F3_Commercial_Miscellaneous_Existing_Miscellaneous_Natural Gas_Pool Heater_E5 | F3 | Commercial | Miscellaneous | Existing | Miscellaneous | Natural Gas | Pool Heater | E5 | PACT BC Ratio | 0 | 0 | 0 | 0 | 0 | 0 | 0 | 0 | 0 | 0 | 0 | 0 | 0 | 0 | 0 | 0 | 0 | 0 | 0 | 0 | 0 | 0 | 0 | 0 | 0 | 0 | 0 | 0 | 0 | 0
F3_Commercial_Miscellaneous_Existing_Miscellaneous_Natural Gas_Pool Heater_E6 | F3 | Commercial | Miscellaneous | Existing | Miscellaneous | Natural Gas | Pool Heater | E6 | PACT BC Ratio | 0 | 0 | 0 | 0 | 0 | 0 | 0 | 0 | 0 | 0 | 0 | 0 | 0 | 0 | 0 | 0 | 0 | 0 | 0 | 0 | 0 | 0 | 0 | 0 | 0 | 0 | 0 | 0 | 0 | 0
F3_Commercial_Miscellaneous_Existing_Miscellaneous_Natural Gas_Pool Heater_E7 | F3 | Commercial | Miscellaneous | Existing | Miscellaneous | Natural Gas | Pool Heater | E7 | PACT BC Ratio | 0 | 0 | 0 | 0 | 0 | 0 | 0 | 0 | 0 | 0 | 0 | 0 | 0 | 0 | 0 | 0 | 0 | 0 | 0 | 0 | 0 | 0 | 0 | 0 | 0 | 0 | 0 | 0 | 0 | 0
F3_Commercial_Miscellaneous_Existing_Miscellaneous_Natural Gas_Pool Heater_E8 | F3 | Commercial | Miscellaneous | Existing | Miscellaneous | Natural Gas | Pool Heater | E8 | PACT BC Ratio | 0 | 0 | 0 | 0 | 0 | 0 | 0 | 0 | 0 | 0 | 0 | 0 | 0 | 0 | 0 | 0 | 0 | 0 | 0 | 0 | 0 | 0 | 0 | 0 | 0 | 0 | 0 | 0 | 0 | 0
F3_Commercial_Miscellaneous_Existing_Miscellaneous_Natural Gas_Pool Heater_E9 | F3 | Commercial | Miscellaneous | Existing | Miscellaneous | Natural Gas | Pool Heater | E9 | PACT BC Ratio | 0 | 0 | 0 | 0 | 0 | 0 | 0 | 0 | 0 | 0 | 0 | 0 | 0 | 0 | 0 | 0 | 0 | 0 | 0 | 0 | 0 | 0 | 0 | 0 | 0 | 0 | 0 | 0 | 0 | 0
F3_Commercial_Miscellaneous_Existing_Miscellaneous_Natural Gas_Pool Heater_E10 | F3 | Commercial | Miscellaneous | Existing | Miscellaneous | Natural Gas | Pool Heater | E10 | PACT BC Ratio | 0 | 0 | 0 | 0 | 0 | 0 | 0 | 0 | 0 | 0 | 0 | 0 | 0 | 0 | 0 | 0 | 0 | 0 | 0 | 0 | 0 | 0 | 0 | 0 | 0 | 0 | 0 | 0 | 0 | 0
F4_Commercial_Miscellaneous_Existing_Miscellaneous_Natural Gas_Pool Heater_E1 | F4 | Commercial | Miscellaneous | Existing | Miscellaneous | Natural Gas | Pool Heater | E1 | PCT BC Ratio | 0.9 | 0.9 | 0.9 | 0.9 | 0.9 | 0.9 | 0.9 | 0.9 | 0.9 | 0.9 | 0.9 | 0.9 | 0.9 | 0.9 | 0.9 | 0.9 | 0.9 | 0.9 | 0.9 | 0.9 | 0.9 | 0.9 | 0 | 0 | 0 | 0 | 0 | 0 | 0 | 0
F4_Commercial_Miscellaneous_Existing_Miscellaneous_Natural Gas_Pool Heater_E2 | F4 | Commercial | Miscellaneous | Existing | Miscellaneous | Natural Gas | Pool Heater | E2 | PCT BC Ratio | 1.5399 | 1.5356 | 1.5364 | 1.5512 | 1.5766 | 1.6092 | 1.6373 | 1.6597 | 1.6799 | 1.6999 | 1.7217 | 1.7439 | 1.7657 | 1.7901 | 1.8133 | 1.8354 | 1.8577 | 1.8776 | 1.895 | 1.9094 | 1.9229 | 1.9353 | 0 | 0 | 0 | 0 | 0 | 0 | 0 | 0
F4_Commercial_Miscellaneous_Existing_Miscellaneous_Natural Gas_Pool Heater_E3 | F4 | Commercial | Miscellaneous | Existing | Miscellaneous | Natural Gas | Pool Heater | E3 | PCT BC Ratio | 0 | 0 | 0 | 0 | 0 | 0 | 0 | 0 | 0 | 0 | 0 | 0 | 0 | 0 | 0 | 0 | 0 | 0 | 0 | 0 | 0 | 0 | 0 | 0 | 0 | 0 | 0 | 0 | 0 | 0
F4_Commercial_Miscellaneous_Existing_Miscellaneous_Natural Gas_Pool Heater_E4 | F4 | Commercial | Miscellaneous | Existing | Miscellaneous | Natural Gas | Pool Heater | E4 | PCT BC Ratio | 0 | 0 | 0 | 0 | 0 | 0 | 0 | 0 | 0 | 0 | 0 | 0 | 0 | 0 | 0 | 0 | 0 | 0 | 0 | 0 | 0 | 0 | 0 | 0 | 0 | 0 | 0 | 0 | 0 | 0
F4_Commercial_Miscellaneous_Existing_Miscellaneous_Natural Gas_Pool Heater_E5 | F4 | Commercial | Miscellaneous | Existing | Miscellaneous | Natural Gas | Pool Heater | E5 | PCT BC Ratio | 0 | 0 | 0 | 0 | 0 | 0 | 0 | 0 | 0 | 0 | 0 | 0 | 0 | 0 | 0 | 0 | 0 | 0 | 0 | 0 | 0 | 0 | 0 | 0 | 0 | 0 | 0 | 0 | 0 | 0
F4_Commercial_Miscellaneous_Existing_Miscellaneous_Natural Gas_Pool Heater_E6 | F4 | Commercial | Miscellaneous | Existing | Miscellaneous | Natural Gas | Pool Heater | E6 | PCT BC Ratio | 0 | 0 | 0 | 0 | 0 | 0 | 0 | 0 | 0 | 0 | 0 | 0 | 0 | 0 | 0 | 0 | 0 | 0 | 0 | 0 | 0 | 0 | 0 | 0 | 0 | 0 | 0 | 0 | 0 | 0
F4_Commercial_Miscellaneous_Existing_Miscellaneous_Natural Gas_Pool Heater_E7 | F4 | Commercial | Miscellaneous | Existing | Miscellaneous | Natural Gas | Pool Heater | E7 | PCT BC Ratio | 0 | 0 | 0 | 0 | 0 | 0 | 0 | 0 | 0 | 0 | 0 | 0 | 0 | 0 | 0 | 0 | 0 | 0 | 0 | 0 | 0 | 0 | 0 | 0 | 0 | 0 | 0 | 0 | 0 | 0
F4_Commercial_Miscellaneous_Existing_Miscellaneous_Natural Gas_Pool Heater_E8 | F4 | Commercial | Miscellaneous | Existing | Miscellaneous | Natural Gas | Pool Heater | E8 | PCT BC Ratio | 0 | 0 | 0 | 0 | 0 | 0 | 0 | 0 | 0 | 0 | 0 | 0 | 0 | 0 | 0 | 0 | 0 | 0 | 0 | 0 | 0 | 0 | 0 | 0 | 0 | 0 | 0 | 0 | 0 | 0
F4_Commercial_Miscellaneous_Existing_Miscellaneous_Natural Gas_Pool Heater_E9 | F4 | Commercial | Miscellaneous | Existing | Miscellaneous | Natural Gas | Pool Heater | E9 | PCT BC Ratio | 0 | 0 | 0 | 0 | 0 | 0 | 0 | 0 | 0 | 0 | 0 | 0 | 0 | 0 | 0 | 0 | 0 | 0 | 0 | 0 | 0 | 0 | 0 | 0 | 0 | 0 | 0 | 0 | 0 | 0
F4_Commercial_Miscellaneous_Existing_Miscellaneous_Natural Gas_Pool Heater_E10 | F4 | Commercial | Miscellaneous | Existing | Miscellaneous | Natural Gas | Pool Heater | E10 | PCT BC Ratio | 0 | 0 | 0 | 0 | 0 | 0 | 0 | 0 | 0 | 0 | 0 | 0 | 0 | 0 | 0 | 0 | 0 | 0 | 0 | 0 | 0 | 0 | 0 | 0 | 0 | 0 | 0 | 0 | 0 | 0
F5_Commercial_Miscellaneous_Existing_Miscellaneous_Natural Gas_Pool Heater_E1 | F5 | Commercial | Miscellaneous | Existing | Miscellaneous | Natural Gas | Pool Heater | E1 | RIM BC Ratio | 0.9 | 0.9 | 0.9 | 0.9 | 0.9 | 0.9 | 0.9 | 0.9 | 0.9 | 0.9 | 0.9 | 0.9 | 0.9 | 0.9 | 0.9 | 0.9 | 0.9 | 0.9 | 0.9 | 0.9 | 0.9 | 0.9 | 0 | 0 | 0 | 0 | 0 | 0 | 0 | 0
F5_Commercial_Miscellaneous_Existing_Miscellaneous_Natural Gas_Pool Heater_E2 | F5 | Commercial | Miscellaneous | Existing | Miscellaneous | Natural Gas | Pool Heater | E2 | RIM BC Ratio | 0.39133 | 0.39043 | 0.3906 | 0.39366 | 0.39882 | 0.40528 | 0.41069 | 0.4149 | 0.41863 | 0.42226 | 0.42614 | 0.43001 | 0.43375 | 0.43786 | 0.44169 | 0.44526 | 0.4488 | 0.45192 | 0.45459 | 0.45677 | 0.4588 | 0.46065 | 0 | 0 | 0 | 0 | 0 | 0 | 0 | 0
F5_Commercial_Miscellaneous_Existing_Miscellaneous_Natural Gas_Pool Heater_E3 | F5 | Commercial | Miscellaneous | Existing | Miscellaneous | Natural Gas | Pool Heater | E3 | RIM BC Ratio | 0 | 0 | 0 | 0 | 0 | 0 | 0 | 0 | 0 | 0 | 0 | 0 | 0 | 0 | 0 | 0 | 0 | 0 | 0 | 0 | 0 | 0 | 0 | 0 | 0 | 0 | 0 | 0 | 0 | 0
F5_Commercial_Miscellaneous_Existing_Miscellaneous_Natural Gas_Pool Heater_E4 | F5 | Commercial | Miscellaneous | Existing | Miscellaneous | Natural Gas | Pool Heater | E4 | RIM BC Ratio | 0 | 0 | 0 | 0 | 0 | 0 | 0 | 0 | 0 | 0 | 0 | 0 | 0 | 0 | 0 | 0 | 0 | 0 | 0 | 0 | 0 | 0 | 0 | 0 | 0 | 0 | 0 | 0 | 0 | 0
F5_Commercial_Miscellaneous_Existing_Miscellaneous_Natural Gas_Pool Heater_E5 | F5 | Commercial | Miscellaneous | Existing | Miscellaneous | Natural Gas | Pool Heater | E5 | RIM BC Ratio | 0 | 0 | 0 | 0 | 0 | 0 | 0 | 0 | 0 | 0 | 0 | 0 | 0 | 0 | 0 | 0 | 0 | 0 | 0 | 0 | 0 | 0 | 0 | 0 | 0 | 0 | 0 | 0 | 0 | 0
F5_Commercial_Miscellaneous_Existing_Miscellaneous_Natural Gas_Pool Heater_E6 | F5 | Commercial | Miscellaneous | Existing | Miscellaneous | Natural Gas | Pool Heater | E6 | RIM BC Ratio | 0 | 0 | 0 | 0 | 0 | 0 | 0 | 0 | 0 | 0 | 0 | 0 | 0 | 0 | 0 | 0 | 0 | 0 | 0 | 0 | 0 | 0 | 0 | 0 | 0 | 0 | 0 | 0 | 0 | 0
F5_Commercial_Miscellaneous_Existing_Miscellaneous_Natural Gas_Pool Heater_E7 | F5 | Commercial | Miscellaneous | Existing | Miscellaneous | Natural Gas | Pool Heater | E7 | RIM BC Ratio | 0 | 0 | 0 | 0 | 0 | 0 | 0 | 0 | 0 | 0 | 0 | 0 | 0 | 0 | 0 | 0 | 0 | 0 | 0 | 0 | 0 | 0 | 0 | 0 | 0 | 0 | 0 | 0 | 0 | 0
F5_Commercial_Miscellaneous_Existing_Miscellaneous_Natural Gas_Pool Heater_E8 | F5 | Commercial | Miscellaneous | Existing | Miscellaneous | Natural Gas | Pool Heater | E8 | RIM BC Ratio | 0 | 0 | 0 | 0 | 0 | 0 | 0 | 0 | 0 | 0 | 0 | 0 | 0 | 0 | 0 | 0 | 0 | 0 | 0 | 0 | 0 | 0 | 0 | 0 | 0 | 0 | 0 | 0 | 0 | 0
F5_Commercial_Miscellaneous_Existing_Miscellaneous_Natural Gas_Pool Heater_E9 | F5 | Commercial | Miscellaneous | Existing | Miscellaneous | Natural Gas | Pool Heater | E9 | RIM BC Ratio | 0 | 0 | 0 | 0 | 0 | 0 | 0 | 0 | 0 | 0 | 0 | 0 | 0 | 0 | 0 | 0 | 0 | 0 | 0 | 0 | 0 | 0 | 0 | 0 | 0 | 0 | 0 | 0 | 0 | 0
F5_Commercial_Miscellaneous_Existing_Miscellaneous_Natural Gas_Pool Heater_E10 | F5 | Commercial | Miscellaneous | Existing | Miscellaneous | Natural Gas | Pool Heater | E10 | RIM BC Ratio | 0 | 0 | 0 | 0 | 0 | 0 | 0 | 0 | 0 | 0 | 0 | 0 | 0 | 0 | 0 | 0 | 0 | 0 | 0 | 0 | 0 | 0 | 0 | 0 | 0 | 0 | 0 | 0 | 0 | 0
F0_Commercial_Miscellaneous_Existing_Miscellaneous_Natural Gas_Miscellaneous_E0 | F0 | Commercial | Miscellaneous | Existing | Miscellaneous | Natural Gas | Miscellaneous | E0 | Economic Unit | Miscellaneous | Miscellaneous | Miscellaneous | Miscellaneous | Miscellaneous | Miscellaneous | Miscellaneous | Miscellaneous | Miscellaneous | Miscellaneous | Miscellaneous | Miscellaneous | Miscellaneous | Miscellaneous | Miscellaneous | Miscellaneous | Miscellaneous | Miscellaneous | Miscellaneous | Miscellaneous | Miscellaneous | Miscellaneous | 0 | 0 | 0 | 0 | 0 | 0 | 0 | 0
F1_Commercial_Miscellaneous_Existing_Miscellaneous_Natural Gas_Miscellaneous_E1 | F1 | Commercial | Miscellaneous | Existing | Miscellaneous | Natural Gas | Miscellaneous | E1 | CCE | 0 | 0 | 0 | 0 | 0 | 0 | 0 | 0 | 0 | 0 | 0 | 0 | 0 | 0 | 0 | 0 | 0 | 0 | 0 | 0 | 0 | 0 | 0 | 0 | 0 | 0 | 0 | 0 | 0 | 0
F1_Commercial_Miscellaneous_Existing_Miscellaneous_Natural Gas_Miscellaneous_E2 | F1 | Commercial | Miscellaneous | Existing | Miscellaneous | Natural Gas | Miscellaneous | E2 | CCE | 0 | 0 | 0 | 0 | 0 | 0 | 0 | 0 | 0 | 0 | 0 | 0 | 0 | 0 | 0 | 0 | 0 | 0 | 0 | 0 | 0 | 0 | 0 | 0 | 0 | 0 | 0 | 0 | 0 | 0
F1_Commercial_Miscellaneous_Existing_Miscellaneous_Natural Gas_Miscellaneous_E3 | F1 | Commercial | Miscellaneous | Existing | Miscellaneous | Natural Gas | Miscellaneous | E3 | CCE | 0 | 0 | 0 | 0 | 0 | 0 | 0 | 0 | 0 | 0 | 0 | 0 | 0 | 0 | 0 | 0 | 0 | 0 | 0 | 0 | 0 | 0 | 0 | 0 | 0 | 0 | 0 | 0 | 0 | 0
F1_Commercial_Miscellaneous_Existing_Miscellaneous_Natural Gas_Miscellaneous_E4 | F1 | Commercial | Miscellaneous | Existing | Miscellaneous | Natural Gas | Miscellaneous | E4 | CCE | 0 | 0 | 0 | 0 | 0 | 0 | 0 | 0 | 0 | 0 | 0 | 0 | 0 | 0 | 0 | 0 | 0 | 0 | 0 | 0 | 0 | 0 | 0 | 0 | 0 | 0 | 0 | 0 | 0 | 0
F1_Commercial_Miscellaneous_Existing_Miscellaneous_Natural Gas_Miscellaneous_E5 | F1 | Commercial | Miscellaneous | Existing | Miscellaneous | Natural Gas | Miscellaneous | E5 | CCE | 0 | 0 | 0 | 0 | 0 | 0 | 0 | 0 | 0 | 0 | 0 | 0 | 0 | 0 | 0 | 0 | 0 | 0 | 0 | 0 | 0 | 0 | 0 | 0 | 0 | 0 | 0 | 0 | 0 | 0
F1_Commercial_Miscellaneous_Existing_Miscellaneous_Natural Gas_Miscellaneous_E6 | F1 | Commercial | Miscellaneous | Existing | Miscellaneous | Natural Gas | Miscellaneous | E6 | CCE | 0 | 0 | 0 | 0 | 0 | 0 | 0 | 0 | 0 | 0 | 0 | 0 | 0 | 0 | 0 | 0 | 0 | 0 | 0 | 0 | 0 | 0 | 0 | 0 | 0 | 0 | 0 | 0 | 0 | 0
F1_Commercial_Miscellaneous_Existing_Miscellaneous_Natural Gas_Miscellaneous_E7 | F1 | Commercial | Miscellaneous | Existing | Miscellaneous | Natural Gas | Miscellaneous | E7 | CCE | 0 | 0 | 0 | 0 | 0 | 0 | 0 | 0 | 0 | 0 | 0 | 0 | 0 | 0 | 0 | 0 | 0 | 0 | 0 | 0 | 0 | 0 | 0 | 0 | 0 | 0 | 0 | 0 | 0 | 0
F1_Commercial_Miscellaneous_Existing_Miscellaneous_Natural Gas_Miscellaneous_E8 | F1 | Commercial | Miscellaneous | Existing | Miscellaneous | Natural Gas | Miscellaneous | E8 | CCE | 0 | 0 | 0 | 0 | 0 | 0 | 0 | 0 | 0 | 0 | 0 | 0 | 0 | 0 | 0 | 0 | 0 | 0 | 0 | 0 | 0 | 0 | 0 | 0 | 0 | 0 | 0 | 0 | 0 | 0
F1_Commercial_Miscellaneous_Existing_Miscellaneous_Natural Gas_Miscellaneous_E9 | F1 | Commercial | Miscellaneous | Existing | Miscellaneous | Natural Gas | Miscellaneous | E9 | CCE | 0 | 0 | 0 | 0 | 0 | 0 | 0 | 0 | 0 | 0 | 0 | 0 | 0 | 0 | 0 | 0 | 0 | 0 | 0 | 0 | 0 | 0 | 0 | 0 | 0 | 0 | 0 | 0 | 0 | 0
F1_Commercial_Miscellaneous_Existing_Miscellaneous_Natural Gas_Miscellaneous_E10 | F1 | Commercial | Miscellaneous | Existing | Miscellaneous | Natural Gas | Miscellaneous | E10 | CCE | 0 | 0 | 0 | 0 | 0 | 0 | 0 | 0 | 0 | 0 | 0 | 0 | 0 | 0 | 0 | 0 | 0 | 0 | 0 | 0 | 0 | 0 | 0 | 0 | 0 | 0 | 0 | 0 | 0 | 0
F2_Commercial_Miscellaneous_Existing_Miscellaneous_Natural Gas_Miscellaneous_E1 | F2 | Commercial | Miscellaneous | Existing | Miscellaneous | Natural Gas | Miscellaneous | E1 | TRC BC Ratio | 0.9 | 0.9 | 0.9 | 0.9 | 0.9 | 0.9 | 0.9 | 0.9 | 0.9 | 0.9 | 0.9 | 0.9 | 0.9 | 0.9 | 0.9 | 0.9 | 0.9 | 0.9 | 0.9 | 0.9 | 0.9 | 0.9 | 0 | 0 | 0 | 0 | 0 | 0 | 0 | 0
F2_Commercial_Miscellaneous_Existing_Miscellaneous_Natural Gas_Miscellaneous_E2 | F2 | Commercial | Miscellaneous | Existing | Miscellaneous | Natural Gas | Miscellaneous | E2 | TRC BC Ratio | 0 | 0 | 0 | 0 | 0 | 0 | 0 | 0 | 0 | 0 | 0 | 0 | 0 | 0 | 0 | 0 | 0 | 0 | 0 | 0 | 0 | 0 | 0 | 0 | 0 | 0 | 0 | 0 | 0 | 0
F2_Commercial_Miscellaneous_Existing_Miscellaneous_Natural Gas_Miscellaneous_E3 | F2 | Commercial | Miscellaneous | Existing | Miscellaneous | Natural Gas | Miscellaneous | E3 | TRC BC Ratio | 0 | 0 | 0 | 0 | 0 | 0 | 0 | 0 | 0 | 0 | 0 | 0 | 0 | 0 | 0 | 0 | 0 | 0 | 0 | 0 | 0 | 0 | 0 | 0 | 0 | 0 | 0 | 0 | 0 | 0
F2_Commercial_Miscellaneous_Existing_Miscellaneous_Natural Gas_Miscellaneous_E4 | F2 | Commercial | Miscellaneous | Existing | Miscellaneous | Natural Gas | Miscellaneous | E4 | TRC BC Ratio | 0 | 0 | 0 | 0 | 0 | 0 | 0 | 0 | 0 | 0 | 0 | 0 | 0 | 0 | 0 | 0 | 0 | 0 | 0 | 0 | 0 | 0 | 0 | 0 | 0 | 0 | 0 | 0 | 0 | 0
F2_Commercial_Miscellaneous_Existing_Miscellaneous_Natural Gas_Miscellaneous_E5 | F2 | Commercial | Miscellaneous | Existing | Miscellaneous | Natural Gas | Miscellaneous | E5 | TRC BC Ratio | 0 | 0 | 0 | 0 | 0 | 0 | 0 | 0 | 0 | 0 | 0 | 0 | 0 | 0 | 0 | 0 | 0 | 0 | 0 | 0 | 0 | 0 | 0 | 0 | 0 | 0 | 0 | 0 | 0 | 0
F2_Commercial_Miscellaneous_Existing_Miscellaneous_Natural Gas_Miscellaneous_E6 | F2 | Commercial | Miscellaneous | Existing | Miscellaneous | Natural Gas | Miscellaneous | E6 | TRC BC Ratio | 0 | 0 | 0 | 0 | 0 | 0 | 0 | 0 | 0 | 0 | 0 | 0 | 0 | 0 | 0 | 0 | 0 | 0 | 0 | 0 | 0 | 0 | 0 | 0 | 0 | 0 | 0 | 0 | 0 | 0
F2_Commercial_Miscellaneous_Existing_Miscellaneous_Natural Gas_Miscellaneous_E7 | F2 | Commercial | Miscellaneous | Existing | Miscellaneous | Natural Gas | Miscellaneous | E7 | TRC BC Ratio | 0 | 0 | 0 | 0 | 0 | 0 | 0 | 0 | 0 | 0 | 0 | 0 | 0 | 0 | 0 | 0 | 0 | 0 | 0 | 0 | 0 | 0 | 0 | 0 | 0 | 0 | 0 | 0 | 0 | 0
F2_Commercial_Miscellaneous_Existing_Miscellaneous_Natural Gas_Miscellaneous_E8 | F2 | Commercial | Miscellaneous | Existing | Miscellaneous | Natural Gas | Miscellaneous | E8 | TRC BC Ratio | 0 | 0 | 0 | 0 | 0 | 0 | 0 | 0 | 0 | 0 | 0 | 0 | 0 | 0 | 0 | 0 | 0 | 0 | 0 | 0 | 0 | 0 | 0 | 0 | 0 | 0 | 0 | 0 | 0 | 0
F2_Commercial_Miscellaneous_Existing_Miscellaneous_Natural Gas_Miscellaneous_E9 | F2 | Commercial | Miscellaneous | Existing | Miscellaneous | Natural Gas | Miscellaneous | E9 | TRC BC Ratio | 0 | 0 | 0 | 0 | 0 | 0 | 0 | 0 | 0 | 0 | 0 | 0 | 0 | 0 | 0 | 0 | 0 | 0 | 0 | 0 | 0 | 0 | 0 | 0 | 0 | 0 | 0 | 0 | 0 | 0
F2_Commercial_Miscellaneous_Existing_Miscellaneous_Natural Gas_Miscellaneous_E10 | F2 | Commercial | Miscellaneous | Existing | Miscellaneous | Natural Gas | Miscellaneous | E10 | TRC BC Ratio | 0 | 0 | 0 | 0 | 0 | 0 | 0 | 0 | 0 | 0 | 0 | 0 | 0 | 0 | 0 | 0 | 0 | 0 | 0 | 0 | 0 | 0 | 0 | 0 | 0 | 0 | 0 | 0 | 0 | 0
F3_Commercial_Miscellaneous_Existing_Miscellaneous_Natural Gas_Miscellaneous_E1 | F3 | Commercial | Miscellaneous | Existing | Miscellaneous | Natural Gas | Miscellaneous | E1 | PACT BC Ratio | 0.9 | 0.9 | 0.9 | 0.9 | 0.9 | 0.9 | 0.9 | 0.9 | 0.9 | 0.9 | 0.9 | 0.9 | 0.9 | 0.9 | 0.9 | 0.9 | 0.9 | 0.9 | 0.9 | 0.9 | 0.9 | 0.9 | 0 | 0 | 0 | 0 | 0 | 0 | 0 | 0
F3_Commercial_Miscellaneous_Existing_Miscellaneous_Natural Gas_Miscellaneous_E2 | F3 | Commercial | Miscellaneous | Existing | Miscellaneous | Natural Gas | Miscellaneous | E2 | PACT BC Ratio | 0 | 0 | 0 | 0 | 0 | 0 | 0 | 0 | 0 | 0 | 0 | 0 | 0 | 0 | 0 | 0 | 0 | 0 | 0 | 0 | 0 | 0 | 0 | 0 | 0 | 0 | 0 | 0 | 0 | 0
F3_Commercial_Miscellaneous_Existing_Miscellaneous_Natural Gas_Miscellaneous_E3 | F3 | Commercial | Miscellaneous | Existing | Miscellaneous | Natural Gas | Miscellaneous | E3 | PACT BC Ratio | 0 | 0 | 0 | 0 | 0 | 0 | 0 | 0 | 0 | 0 | 0 | 0 | 0 | 0 | 0 | 0 | 0 | 0 | 0 | 0 | 0 | 0 | 0 | 0 | 0 | 0 | 0 | 0 | 0 | 0
F3_Commercial_Miscellaneous_Existing_Miscellaneous_Natural Gas_Miscellaneous_E4 | F3 | Commercial | Miscellaneous | Existing | Miscellaneous | Natural Gas | Miscellaneous | E4 | PACT BC Ratio | 0 | 0 | 0 | 0 | 0 | 0 | 0 | 0 | 0 | 0 | 0 | 0 | 0 | 0 | 0 | 0 | 0 | 0 | 0 | 0 | 0 | 0 | 0 | 0 | 0 | 0 | 0 | 0 | 0 | 0
F3_Commercial_Miscellaneous_Existing_Miscellaneous_Natural Gas_Miscellaneous_E5 | F3 | Commercial | Miscellaneous | Existing | Miscellaneous | Natural Gas | Miscellaneous | E5 | PACT BC Ratio | 0 | 0 | 0 | 0 | 0 | 0 | 0 | 0 | 0 | 0 | 0 | 0 | 0 | 0 | 0 | 0 | 0 | 0 | 0 | 0 | 0 | 0 | 0 | 0 | 0 | 0 | 0 | 0 | 0 | 0
F3_Commercial_Miscellaneous_Existing_Miscellaneous_Natural Gas_Miscellaneous_E6 | F3 | Commercial | Miscellaneous | Existing | Miscellaneous | Natural Gas | Miscellaneous | E6 | PACT BC Ratio | 0 | 0 | 0 | 0 | 0 | 0 | 0 | 0 | 0 | 0 | 0 | 0 | 0 | 0 | 0 | 0 | 0 | 0 | 0 | 0 | 0 | 0 | 0 | 0 | 0 | 0 | 0 | 0 | 0 | 0
F3_Commercial_Miscellaneous_Existing_Miscellaneous_Natural Gas_Miscellaneous_E7 | F3 | Commercial | Miscellaneous | Existing | Miscellaneous | Natural Gas | Miscellaneous | E7 | PACT BC Ratio | 0 | 0 | 0 | 0 | 0 | 0 | 0 | 0 | 0 | 0 | 0 | 0 | 0 | 0 | 0 | 0 | 0 | 0 | 0 | 0 | 0 | 0 | 0 | 0 | 0 | 0 | 0 | 0 | 0 | 0
F3_Commercial_Miscellaneous_Existing_Miscellaneous_Natural Gas_Miscellaneous_E8 | F3 | Commercial | Miscellaneous | Existing | Miscellaneous | Natural Gas | Miscellaneous | E8 | PACT BC Ratio | 0 | 0 | 0 | 0 | 0 | 0 | 0 | 0 | 0 | 0 | 0 | 0 | 0 | 0 | 0 | 0 | 0 | 0 | 0 | 0 | 0 | 0 | 0 | 0 | 0 | 0 | 0 | 0 | 0 | 0
F3_Commercial_Miscellaneous_Existing_Miscellaneous_Natural Gas_Miscellaneous_E9 | F3 | Commercial | Miscellaneous | Existing | Miscellaneous | Natural Gas | Miscellaneous | E9 | PACT BC Ratio | 0 | 0 | 0 | 0 | 0 | 0 | 0 | 0 | 0 | 0 | 0 | 0 | 0 | 0 | 0 | 0 | 0 | 0 | 0 | 0 | 0 | 0 | 0 | 0 | 0 | 0 | 0 | 0 | 0 | 0
F3_Commercial_Miscellaneous_Existing_Miscellaneous_Natural Gas_Miscellaneous_E10 | F3 | Commercial | Miscellaneous | Existing | Miscellaneous | Natural Gas | Miscellaneous | E10 | PACT BC Ratio | 0 | 0 | 0 | 0 | 0 | 0 | 0 | 0 | 0 | 0 | 0 | 0 | 0 | 0 | 0 | 0 | 0 | 0 | 0 | 0 | 0 | 0 | 0 | 0 | 0 | 0 | 0 | 0 | 0 | 0
F4_Commercial_Miscellaneous_Existing_Miscellaneous_Natural Gas_Miscellaneous_E1 | F4 | Commercial | Miscellaneous | Existing | Miscellaneous | Natural Gas | Miscellaneous | E1 | PCT BC Ratio | 0.9 | 0.9 | 0.9 | 0.9 | 0.9 | 0.9 | 0.9 | 0.9 | 0.9 | 0.9 | 0.9 | 0.9 | 0.9 | 0.9 | 0.9 | 0.9 | 0.9 | 0.9 | 0.9 | 0.9 | 0.9 | 0.9 | 0 | 0 | 0 | 0 | 0 | 0 | 0 | 0
F4_Commercial_Miscellaneous_Existing_Miscellaneous_Natural Gas_Miscellaneous_E2 | F4 | Commercial | Miscellaneous | Existing | Miscellaneous | Natural Gas | Miscellaneous | E2 | PCT BC Ratio | 0 | 0 | 0 | 0 | 0 | 0 | 0 | 0 | 0 | 0 | 0 | 0 | 0 | 0 | 0 | 0 | 0 | 0 | 0 | 0 | 0 | 0 | 0 | 0 | 0 | 0 | 0 | 0 | 0 | 0
F4_Commercial_Miscellaneous_Existing_Miscellaneous_Natural Gas_Miscellaneous_E3 | F4 | Commercial | Miscellaneous | Existing | Miscellaneous | Natural Gas | Miscellaneous | E3 | PCT BC Ratio | 0 | 0 | 0 | 0 | 0 | 0 | 0 | 0 | 0 | 0 | 0 | 0 | 0 | 0 | 0 | 0 | 0 | 0 | 0 | 0 | 0 | 0 | 0 | 0 | 0 | 0 | 0 | 0 | 0 | 0
F4_Commercial_Miscellaneous_Existing_Miscellaneous_Natural Gas_Miscellaneous_E4 | F4 | Commercial | Miscellaneous | Existing | Miscellaneous | Natural Gas | Miscellaneous | E4 | PCT BC Ratio | 0 | 0 | 0 | 0 | 0 | 0 | 0 | 0 | 0 | 0 | 0 | 0 | 0 | 0 | 0 | 0 | 0 | 0 | 0 | 0 | 0 | 0 | 0 | 0 | 0 | 0 | 0 | 0 | 0 | 0
F4_Commercial_Miscellaneous_Existing_Miscellaneous_Natural Gas_Miscellaneous_E5 | F4 | Commercial | Miscellaneous | Existing | Miscellaneous | Natural Gas | Miscellaneous | E5 | PCT BC Ratio | 0 | 0 | 0 | 0 | 0 | 0 | 0 | 0 | 0 | 0 | 0 | 0 | 0 | 0 | 0 | 0 | 0 | 0 | 0 | 0 | 0 | 0 | 0 | 0 | 0 | 0 | 0 | 0 | 0 | 0
F4_Commercial_Miscellaneous_Existing_Miscellaneous_Natural Gas_Miscellaneous_E6 | F4 | Commercial | Miscellaneous | Existing | Miscellaneous | Natural Gas | Miscellaneous | E6 | PCT BC Ratio | 0 | 0 | 0 | 0 | 0 | 0 | 0 | 0 | 0 | 0 | 0 | 0 | 0 | 0 | 0 | 0 | 0 | 0 | 0 | 0 | 0 | 0 | 0 | 0 | 0 | 0 | 0 | 0 | 0 | 0
F4_Commercial_Miscellaneous_Existing_Miscellaneous_Natural Gas_Miscellaneous_E7 | F4 | Commercial | Miscellaneous | Existing | Miscellaneous | Natural Gas | Miscellaneous | E7 | PCT BC Ratio | 0 | 0 | 0 | 0 | 0 | 0 | 0 | 0 | 0 | 0 | 0 | 0 | 0 | 0 | 0 | 0 | 0 | 0 | 0 | 0 | 0 | 0 | 0 | 0 | 0 | 0 | 0 | 0 | 0 | 0
F4_Commercial_Miscellaneous_Existing_Miscellaneous_Natural Gas_Miscellaneous_E8 | F4 | Commercial | Miscellaneous | Existing | Miscellaneous | Natural Gas | Miscellaneous | E8 | PCT BC Ratio | 0 | 0 | 0 | 0 | 0 | 0 | 0 | 0 | 0 | 0 | 0 | 0 | 0 | 0 | 0 | 0 | 0 | 0 | 0 | 0 | 0 | 0 | 0 | 0 | 0 | 0 | 0 | 0 | 0 | 0
F4_Commercial_Miscellaneous_Existing_Miscellaneous_Natural Gas_Miscellaneous_E9 | F4 | Commercial | Miscellaneous | Existing | Miscellaneous | Natural Gas | Miscellaneous | E9 | PCT BC Ratio | 0 | 0 | 0 | 0 | 0 | 0 | 0 | 0 | 0 | 0 | 0 | 0 | 0 | 0 | 0 | 0 | 0 | 0 | 0 | 0 | 0 | 0 | 0 | 0 | 0 | 0 | 0 | 0 | 0 | 0
F4_Commercial_Miscellaneous_Existing_Miscellaneous_Natural Gas_Miscellaneous_E10 | F4 | Commercial | Miscellaneous | Existing | Miscellaneous | Natural Gas | Miscellaneous | E10 | PCT BC Ratio | 0 | 0 | 0 | 0 | 0 | 0 | 0 | 0 | 0 | 0 | 0 | 0 | 0 | 0 | 0 | 0 | 0 | 0 | 0 | 0 | 0 | 0 | 0 | 0 | 0 | 0 | 0 | 0 | 0 | 0
F5_Commercial_Miscellaneous_Existing_Miscellaneous_Natural Gas_Miscellaneous_E1 | F5 | Commercial | Miscellaneous | Existing | Miscellaneous | Natural Gas | Miscellaneous | E1 | RIM BC Ratio | 0.9 | 0.9 | 0.9 | 0.9 | 0.9 | 0.9 | 0.9 | 0.9 | 0.9 | 0.9 | 0.9 | 0.9 | 0.9 | 0.9 | 0.9 | 0.9 | 0.9 | 0.9 | 0.9 | 0.9 | 0.9 | 0.9 | 0 | 0 | 0 | 0 | 0 | 0 | 0 | 0
F5_Commercial_Miscellaneous_Existing_Miscellaneous_Natural Gas_Miscellaneous_E2 | F5 | Commercial | Miscellaneous | Existing | Miscellaneous | Natural Gas | Miscellaneous | E2 | RIM BC Ratio | 0 | 0 | 0 | 0 | 0 | 0 | 0 | 0 | 0 | 0 | 0 | 0 | 0 | 0 | 0 | 0 | 0 | 0 | 0 | 0 | 0 | 0 | 0 | 0 | 0 | 0 | 0 | 0 | 0 | 0
F5_Commercial_Miscellaneous_Existing_Miscellaneous_Natural Gas_Miscellaneous_E3 | F5 | Commercial | Miscellaneous | Existing | Miscellaneous | Natural Gas | Miscellaneous | E3 | RIM BC Ratio | 0 | 0 | 0 | 0 | 0 | 0 | 0 | 0 | 0 | 0 | 0 | 0 | 0 | 0 | 0 | 0 | 0 | 0 | 0 | 0 | 0 | 0 | 0 | 0 | 0 | 0 | 0 | 0 | 0 | 0
F5_Commercial_Miscellaneous_Existing_Miscellaneous_Natural Gas_Miscellaneous_E4 | F5 | Commercial | Miscellaneous | Existing | Miscellaneous | Natural Gas | Miscellaneous | E4 | RIM BC Ratio | 0 | 0 | 0 | 0 | 0 | 0 | 0 | 0 | 0 | 0 | 0 | 0 | 0 | 0 | 0 | 0 | 0 | 0 | 0 | 0 | 0 | 0 | 0 | 0 | 0 | 0 | 0 | 0 | 0 | 0
F5_Commercial_Miscellaneous_Existing_Miscellaneous_Natural Gas_Miscellaneous_E5 | F5 | Commercial | Miscellaneous | Existing | Miscellaneous | Natural Gas | Miscellaneous | E5 | RIM BC Ratio | 0 | 0 | 0 | 0 | 0 | 0 | 0 | 0 | 0 | 0 | 0 | 0 | 0 | 0 | 0 | 0 | 0 | 0 | 0 | 0 | 0 | 0 | 0 | 0 | 0 | 0 | 0 | 0 | 0 | 0
F5_Commercial_Miscellaneous_Existing_Miscellaneous_Natural Gas_Miscellaneous_E6 | F5 | Commercial | Miscellaneous | Existing | Miscellaneous | Natural Gas | Miscellaneous | E6 | RIM BC Ratio | 0 | 0 | 0 | 0 | 0 | 0 | 0 | 0 | 0 | 0 | 0 | 0 | 0 | 0 | 0 | 0 | 0 | 0 | 0 | 0 | 0 | 0 | 0 | 0 | 0 | 0 | 0 | 0 | 0 | 0
F5_Commercial_Miscellaneous_Existing_Miscellaneous_Natural Gas_Miscellaneous_E7 | F5 | Commercial | Miscellaneous | Existing | Miscellaneous | Natural Gas | Miscellaneous | E7 | RIM BC Ratio | 0 | 0 | 0 | 0 | 0 | 0 | 0 | 0 | 0 | 0 | 0 | 0 | 0 | 0 | 0 | 0 | 0 | 0 | 0 | 0 | 0 | 0 | 0 | 0 | 0 | 0 | 0 | 0 | 0 | 0
F5_Commercial_Miscellaneous_Existing_Miscellaneous_Natural Gas_Miscellaneous_E8 | F5 | Commercial | Miscellaneous | Existing | Miscellaneous | Natural Gas | Miscellaneous | E8 | RIM BC Ratio | 0 | 0 | 0 | 0 | 0 | 0 | 0 | 0 | 0 | 0 | 0 | 0 | 0 | 0 | 0 | 0 | 0 | 0 | 0 | 0 | 0 | 0 | 0 | 0 | 0 | 0 | 0 | 0 | 0 | 0
F5_Commercial_Miscellaneous_Existing_Miscellaneous_Natural Gas_Miscellaneous_E9 | F5 | Commercial | Miscellaneous | Existing | Miscellaneous | Natural Gas | Miscellaneous | E9 | RIM BC Ratio | 0 | 0 | 0 | 0 | 0 | 0 | 0 | 0 | 0 | 0 | 0 | 0 | 0 | 0 | 0 | 0 | 0 | 0 | 0 | 0 | 0 | 0 | 0 | 0 | 0 | 0 | 0 | 0 | 0 | 0
F5_Commercial_Miscellaneous_Existing_Miscellaneous_Natural Gas_Miscellaneous_E10 | F5 | Commercial | Miscellaneous | Existing | Miscellaneous | Natural Gas | Miscellaneous | E10 | RIM BC Ratio | 0 | 0 | 0 | 0 | 0 | 0 | 0 | 0 | 0 | 0 | 0 | 0 | 0 | 0 | 0 | 0 | 0 | 0 | 0 | 0 | 0 | 0 | 0 | 0 | 0 | 0 | 0 | 0 | 0 | 0
F0_Commercial_Miscellaneous_New_Space Heating_Natural Gas_Furnace_E0 | F0 | Commercial | Miscellaneous | New | Space Heating | Natural Gas | Furnace | E0 | Economic Unit | AFUE 96% | AFUE 96% | AFUE 96% | AFUE 96% | AFUE 96% | AFUE 96% | AFUE 96% | AFUE 96% | AFUE 96% | AFUE 96% | AFUE 96% | AFUE 96% | AFUE 96% | AFUE 96% | AFUE 96% | AFUE 96% | AFUE 96% | AFUE 96% | AFUE 96% | AFUE 96% | AFUE 96% | AFUE 96% | 0 | 0 | 0 | 0 | 0 | 0 | 0 | 0
F1_Commercial_Miscellaneous_New_Space Heating_Natural Gas_Furnace_E1 | F1 | Commercial | Miscellaneous | New | Space Heating | Natural Gas | Furnace | E1 | CCE | 0 | 0 | 0 | 0 | 0 | 0 | 0 | 0 | 0 | 0 | 0 | 0 | 0 | 0 | 0 | 0 | 0 | 0 | 0 | 0 | 0 | 0 | 0 | 0 | 0 | 0 | 0 | 0 | 0 | 0
F1_Commercial_Miscellaneous_New_Space Heating_Natural Gas_Furnace_E2 | F1 | Commercial | Miscellaneous | New | Space Heating | Natural Gas | Furnace | E2 | CCE | 0.0055187 | 0.0055187 | 0.0057978 | 0.0057097 | 0.005624 | 0.005517 | 0.005502 | 0.0054666 | 0.0054337 | 0.005384 | 0.0053763 | 0.0053516 | 0.0053296 | 0.0052874 | 0.005293 | 0.0052768 | 0.0052609 | 0.0052262 | 0.0052364 | 0.0052262 | 0.0052186 | 0.0051894 | 0 | 0 | 0 | 0 | 0 | 0 | 0 | 0
F1_Commercial_Miscellaneous_New_Space Heating_Natural Gas_Furnace_E3 | F1 | Commercial | Miscellaneous | New | Space Heating | Natural Gas | Furnace | E3 | CCE | 0.0077671 | 0.0077671 | 0.0081599 | 0.0080358 | 0.0079153 | 0.0077647 | 0.0077435 | 0.0076937 | 0.0076474 | 0.0075775 | 0.0075667 | 0.0075319 | 0.0075009 | 0.0074415 | 0.0074494 | 0.0074266 | 0.0074043 | 0.0073554 | 0.0073698 | 0.0073554 | 0.0073446 | 0.0073036 | 0 | 0 | 0 | 0 | 0 | 0 | 0 | 0
F1_Commercial_Miscellaneous_New_Space Heating_Natural Gas_Furnace_E4 | F1 | Commercial | Miscellaneous | New | Space Heating | Natural Gas | Furnace | E4 | CCE | 0 | 0 | 0 | 0 | 0 | 0 | 0 | 0 | 0 | 0 | 0 | 0 | 0 | 0 | 0 | 0 | 0 | 0 | 0 | 0 | 0 | 0 | 0 | 0 | 0 | 0 | 0 | 0 | 0 | 0
F1_Commercial_Miscellaneous_New_Space Heating_Natural Gas_Furnace_E5 | F1 | Commercial | Miscellaneous | New | Space Heating | Natural Gas | Furnace | E5 | CCE | 0 | 0 | 0 | 0 | 0 | 0 | 0 | 0 | 0 | 0 | 0 | 0 | 0 | 0 | 0 | 0 | 0 | 0 | 0 | 0 | 0 | 0 | 0 | 0 | 0 | 0 | 0 | 0 | 0 | 0
F1_Commercial_Miscellaneous_New_Space Heating_Natural Gas_Furnace_E6 | F1 | Commercial | Miscellaneous | New | Space Heating | Natural Gas | Furnace | E6 | CCE | 0 | 0 | 0 | 0 | 0 | 0 | 0 | 0 | 0 | 0 | 0 | 0 | 0 | 0 | 0 | 0 | 0 | 0 | 0 | 0 | 0 | 0 | 0 | 0 | 0 | 0 | 0 | 0 | 0 | 0
F1_Commercial_Miscellaneous_New_Space Heating_Natural Gas_Furnace_E7 | F1 | Commercial | Miscellaneous | New | Space Heating | Natural Gas | Furnace | E7 | CCE | 0 | 0 | 0 | 0 | 0 | 0 | 0 | 0 | 0 | 0 | 0 | 0 | 0 | 0 | 0 | 0 | 0 | 0 | 0 | 0 | 0 | 0 | 0 | 0 | 0 | 0 | 0 | 0 | 0 | 0
F1_Commercial_Miscellaneous_New_Space Heating_Natural Gas_Furnace_E8 | F1 | Commercial | Miscellaneous | New | Space Heating | Natural Gas | Furnace | E8 | CCE | 0 | 0 | 0 | 0 | 0 | 0 | 0 | 0 | 0 | 0 | 0 | 0 | 0 | 0 | 0 | 0 | 0 | 0 | 0 | 0 | 0 | 0 | 0 | 0 | 0 | 0 | 0 | 0 | 0 | 0
F1_Commercial_Miscellaneous_New_Space Heating_Natural Gas_Furnace_E9 | F1 | Commercial | Miscellaneous | New | Space Heating | Natural Gas | Furnace | E9 | CCE | 0 | 0 | 0 | 0 | 0 | 0 | 0 | 0 | 0 | 0 | 0 | 0 | 0 | 0 | 0 | 0 | 0 | 0 | 0 | 0 | 0 | 0 | 0 | 0 | 0 | 0 | 0 | 0 | 0 | 0
F1_Commercial_Miscellaneous_New_Space Heating_Natural Gas_Furnace_E10 | F1 | Commercial | Miscellaneous | New | Space Heating | Natural Gas | Furnace | E10 | CCE | 0 | 0 | 0 | 0 | 0 | 0 | 0 | 0 | 0 | 0 | 0 | 0 | 0 | 0 | 0 | 0 | 0 | 0 | 0 | 0 | 0 | 0 | 0 | 0 | 0 | 0 | 0 | 0 | 0 | 0
F2_Commercial_Miscellaneous_New_Space Heating_Natural Gas_Furnace_E1 | F2 | Commercial | Miscellaneous | New | Space Heating | Natural Gas | Furnace | E1 | TRC BC Ratio | 0.9 | 0.9 | 0.9 | 0.9 | 0.9 | 0.9 | 0.9 | 0.9 | 0.9 | 0.9 | 0.9 | 0.9 | 0.9 | 0.9 | 0.9 | 0.9 | 0.9 | 0.9 | 0.9 | 0.9 | 0.9 | 0.9 | 0 | 0 | 0 | 0 | 0 | 0 | 0 | 0
F2_Commercial_Miscellaneous_New_Space Heating_Natural Gas_Furnace_E2 | F2 | Commercial | Miscellaneous | New | Space Heating | Natural Gas | Furnace | E2 | TRC BC Ratio | 1.7443 | 1.765 | 1.7875 | 1.8166 | 1.8512 | 1.8898 | 1.9261 | 1.9596 | 1.9925 | 2.0257 | 2.0603 | 2.0955 | 2.1309 | 2.1679 | 2.2044 | 2.2417 | 2.2807 | 2.3202 | 2.3603 | 2.4008 | 2.4414 | 2.4819 | 0 | 0 | 0 | 0 | 0 | 0 | 0 | 0
F2_Commercial_Miscellaneous_New_Space Heating_Natural Gas_Furnace_E3 | F2 | Commercial | Miscellaneous | New | Space Heating | Natural Gas | Furnace | E3 | TRC BC Ratio | 1.2394 | 1.2541 | 1.2701 | 1.2908 | 1.3153 | 1.3428 | 1.3685 | 1.3924 | 1.4157 | 1.4393 | 1.4639 | 1.4889 | 1.5141 | 1.5404 | 1.5663 | 1.5928 | 1.6205 | 1.6486 | 1.677 | 1.7059 | 1.7347 | 1.7635 | 0 | 0 | 0 | 0 | 0 | 0 | 0 | 0
F2_Commercial_Miscellaneous_New_Space Heating_Natural Gas_Furnace_E4 | F2 | Commercial | Miscellaneous | New | Space Heating | Natural Gas | Furnace | E4 | TRC BC Ratio | 0 | 0 | 0 | 0 | 0 | 0 | 0 | 0 | 0 | 0 | 0 | 0 | 0 | 0 | 0 | 0 | 0 | 0 | 0 | 0 | 0 | 0 | 0 | 0 | 0 | 0 | 0 | 0 | 0 | 0
F2_Commercial_Miscellaneous_New_Space Heating_Natural Gas_Furnace_E5 | F2 | Commercial | Miscellaneous | New | Space Heating | Natural Gas | Furnace | E5 | TRC BC Ratio | 0 | 0 | 0 | 0 | 0 | 0 | 0 | 0 | 0 | 0 | 0 | 0 | 0 | 0 | 0 | 0 | 0 | 0 | 0 | 0 | 0 | 0 | 0 | 0 | 0 | 0 | 0 | 0 | 0 | 0
F2_Commercial_Miscellaneous_New_Space Heating_Natural Gas_Furnace_E6 | F2 | Commercial | Miscellaneous | New | Space Heating | Natural Gas | Furnace | E6 | TRC BC Ratio | 0 | 0 | 0 | 0 | 0 | 0 | 0 | 0 | 0 | 0 | 0 | 0 | 0 | 0 | 0 | 0 | 0 | 0 | 0 | 0 | 0 | 0 | 0 | 0 | 0 | 0 | 0 | 0 | 0 | 0
F2_Commercial_Miscellaneous_New_Space Heating_Natural Gas_Furnace_E7 | F2 | Commercial | Miscellaneous | New | Space Heating | Natural Gas | Furnace | E7 | TRC BC Ratio | 0 | 0 | 0 | 0 | 0 | 0 | 0 | 0 | 0 | 0 | 0 | 0 | 0 | 0 | 0 | 0 | 0 | 0 | 0 | 0 | 0 | 0 | 0 | 0 | 0 | 0 | 0 | 0 | 0 | 0
F2_Commercial_Miscellaneous_New_Space Heating_Natural Gas_Furnace_E8 | F2 | Commercial | Miscellaneous | New | Space Heating | Natural Gas | Furnace | E8 | TRC BC Ratio | 0 | 0 | 0 | 0 | 0 | 0 | 0 | 0 | 0 | 0 | 0 | 0 | 0 | 0 | 0 | 0 | 0 | 0 | 0 | 0 | 0 | 0 | 0 | 0 | 0 | 0 | 0 | 0 | 0 | 0
F2_Commercial_Miscellaneous_New_Space Heating_Natural Gas_Furnace_E9 | F2 | Commercial | Miscellaneous | New | Space Heating | Natural Gas | Furnace | E9 | TRC BC Ratio | 0 | 0 | 0 | 0 | 0 | 0 | 0 | 0 | 0 | 0 | 0 | 0 | 0 | 0 | 0 | 0 | 0 | 0 | 0 | 0 | 0 | 0 | 0 | 0 | 0 | 0 | 0 | 0 | 0 | 0
F2_Commercial_Miscellaneous_New_Space Heating_Natural Gas_Furnace_E10 | F2 | Commercial | Miscellaneous | New | Space Heating | Natural Gas | Furnace | E10 | TRC BC Ratio | 0 | 0 | 0 | 0 | 0 | 0 | 0 | 0 | 0 | 0 | 0 | 0 | 0 | 0 | 0 | 0 | 0 | 0 | 0 | 0 | 0 | 0 | 0 | 0 | 0 | 0 | 0 | 0 | 0 | 0
F3_Commercial_Miscellaneous_New_Space Heating_Natural Gas_Furnace_E1 | F3 | Commercial | Miscellaneous | New | Space Heating | Natural Gas | Furnace | E1 | PACT BC Ratio | 0.9 | 0.9 | 0.9 | 0.9 | 0.9 | 0.9 | 0.9 | 0.9 | 0.9 | 0.9 | 0.9 | 0.9 | 0.9 | 0.9 | 0.9 | 0.9 | 0.9 | 0.9 | 0.9 | 0.9 | 0.9 | 0.9 | 0 | 0 | 0 | 0 | 0 | 0 | 0 | 0
F3_Commercial_Miscellaneous_New_Space Heating_Natural Gas_Furnace_E2 | F3 | Commercial | Miscellaneous | New | Space Heating | Natural Gas | Furnace | E2 | PACT BC Ratio | 5.0335 | 5.0934 | 5.1582 | 5.2423 | 5.3421 | 5.4534 | 5.5581 | 5.6549 | 5.7498 | 5.8457 | 5.9454 | 6.047 | 6.1493 | 6.256 | 6.3613 | 6.469 | 6.5815 | 6.6955 | 6.8111 | 6.9281 | 7.0453 | 7.1621 | 0 | 0 | 0 | 0 | 0 | 0 | 0 | 0
F3_Commercial_Miscellaneous_New_Space Heating_Natural Gas_Furnace_E3 | F3 | Commercial | Miscellaneous | New | Space Heating | Natural Gas | Furnace | E3 | PACT BC Ratio | 3.5764 | 3.619 | 3.665 | 3.7248 | 3.7957 | 3.8748 | 3.9491 | 4.0179 | 4.0854 | 4.1535 | 4.2244 | 4.2966 | 4.3692 | 4.445 | 4.5199 | 4.5964 | 4.6763 | 4.7573 | 4.8395 | 4.9226 | 5.0059 | 5.0888 | 0 | 0 | 0 | 0 | 0 | 0 | 0 | 0
F3_Commercial_Miscellaneous_New_Space Heating_Natural Gas_Furnace_E4 | F3 | Commercial | Miscellaneous | New | Space Heating | Natural Gas | Furnace | E4 | PACT BC Ratio | 0 | 0 | 0 | 0 | 0 | 0 | 0 | 0 | 0 | 0 | 0 | 0 | 0 | 0 | 0 | 0 | 0 | 0 | 0 | 0 | 0 | 0 | 0 | 0 | 0 | 0 | 0 | 0 | 0 | 0
F3_Commercial_Miscellaneous_New_Space Heating_Natural Gas_Furnace_E5 | F3 | Commercial | Miscellaneous | New | Space Heating | Natural Gas | Furnace | E5 | PACT BC Ratio | 0 | 0 | 0 | 0 | 0 | 0 | 0 | 0 | 0 | 0 | 0 | 0 | 0 | 0 | 0 | 0 | 0 | 0 | 0 | 0 | 0 | 0 | 0 | 0 | 0 | 0 | 0 | 0 | 0 | 0
F3_Commercial_Miscellaneous_New_Space Heating_Natural Gas_Furnace_E6 | F3 | Commercial | Miscellaneous | New | Space Heating | Natural Gas | Furnace | E6 | PACT BC Ratio | 0 | 0 | 0 | 0 | 0 | 0 | 0 | 0 | 0 | 0 | 0 | 0 | 0 | 0 | 0 | 0 | 0 | 0 | 0 | 0 | 0 | 0 | 0 | 0 | 0 | 0 | 0 | 0 | 0 | 0
F3_Commercial_Miscellaneous_New_Space Heating_Natural Gas_Furnace_E7 | F3 | Commercial | Miscellaneous | New | Space Heating | Natural Gas | Furnace | E7 | PACT BC Ratio | 0 | 0 | 0 | 0 | 0 | 0 | 0 | 0 | 0 | 0 | 0 | 0 | 0 | 0 | 0 | 0 | 0 | 0 | 0 | 0 | 0 | 0 | 0 | 0 | 0 | 0 | 0 | 0 | 0 | 0
F3_Commercial_Miscellaneous_New_Space Heating_Natural Gas_Furnace_E8 | F3 | Commercial | Miscellaneous | New | Space Heating | Natural Gas | Furnace | E8 | PACT BC Ratio | 0 | 0 | 0 | 0 | 0 | 0 | 0 | 0 | 0 | 0 | 0 | 0 | 0 | 0 | 0 | 0 | 0 | 0 | 0 | 0 | 0 | 0 | 0 | 0 | 0 | 0 | 0 | 0 | 0 | 0
F3_Commercial_Miscellaneous_New_Space Heating_Natural Gas_Furnace_E9 | F3 | Commercial | Miscellaneous | New | Space Heating | Natural Gas | Furnace | E9 | PACT BC Ratio | 0 | 0 | 0 | 0 | 0 | 0 | 0 | 0 | 0 | 0 | 0 | 0 | 0 | 0 | 0 | 0 | 0 | 0 | 0 | 0 | 0 | 0 | 0 | 0 | 0 | 0 | 0 | 0 | 0 | 0
F3_Commercial_Miscellaneous_New_Space Heating_Natural Gas_Furnace_E10 | F3 | Commercial | Miscellaneous | New | Space Heating | Natural Gas | Furnace | E10 | PACT BC Ratio | 0 | 0 | 0 | 0 | 0 | 0 | 0 | 0 | 0 | 0 | 0 | 0 | 0 | 0 | 0 | 0 | 0 | 0 | 0 | 0 | 0 | 0 | 0 | 0 | 0 | 0 | 0 | 0 | 0 | 0
F4_Commercial_Miscellaneous_New_Space Heating_Natural Gas_Furnace_E1 | F4 | Commercial | Miscellaneous | New | Space Heating | Natural Gas | Furnace | E1 | PCT BC Ratio | 0.9 | 0.9 | 0.9 | 0.9 | 0.9 | 0.9 | 0.9 | 0.9 | 0.9 | 0.9 | 0.9 | 0.9 | 0.9 | 0.9 | 0.9 | 0.9 | 0.9 | 0.9 | 0.9 | 0.9 | 0.9 | 0.9 | 0 | 0 | 0 | 0 | 0 | 0 | 0 | 0
F4_Commercial_Miscellaneous_New_Space Heating_Natural Gas_Furnace_E2 | F4 | Commercial | Miscellaneous | New | Space Heating | Natural Gas | Furnace | E2 | PCT BC Ratio | 2.7548 | 2.7852 | 2.8181 | 2.8607 | 2.9114 | 2.9678 | 3.0209 | 3.07 | 3.1182 | 3.1668 | 3.2174 | 3.2689 | 3.3208 | 3.3749 | 3.4284 | 3.483 | 3.5401 | 3.5979 | 3.6565 | 3.7159 | 3.7753 | 3.8345 | 0 | 0 | 0 | 0 | 0 | 0 | 0 | 0
F4_Commercial_Miscellaneous_New_Space Heating_Natural Gas_Furnace_E3 | F4 | Commercial | Miscellaneous | New | Space Heating | Natural Gas | Furnace | E3 | PCT BC Ratio | 2.0157 | 2.0373 | 2.0607 | 2.091 | 2.127 | 2.1671 | 2.2048 | 2.2397 | 2.2739 | 2.3085 | 2.3444 | 2.381 | 2.4179 | 2.4563 | 2.4943 | 2.5331 | 2.5737 | 2.6148 | 2.6564 | 2.6986 | 2.7408 | 2.7829 | 0 | 0 | 0 | 0 | 0 | 0 | 0 | 0
F4_Commercial_Miscellaneous_New_Space Heating_Natural Gas_Furnace_E4 | F4 | Commercial | Miscellaneous | New | Space Heating | Natural Gas | Furnace | E4 | PCT BC Ratio | 0 | 0 | 0 | 0 | 0 | 0 | 0 | 0 | 0 | 0 | 0 | 0 | 0 | 0 | 0 | 0 | 0 | 0 | 0 | 0 | 0 | 0 | 0 | 0 | 0 | 0 | 0 | 0 | 0 | 0
F4_Commercial_Miscellaneous_New_Space Heating_Natural Gas_Furnace_E5 | F4 | Commercial | Miscellaneous | New | Space Heating | Natural Gas | Furnace | E5 | PCT BC Ratio | 0 | 0 | 0 | 0 | 0 | 0 | 0 | 0 | 0 | 0 | 0 | 0 | 0 | 0 | 0 | 0 | 0 | 0 | 0 | 0 | 0 | 0 | 0 | 0 | 0 | 0 | 0 | 0 | 0 | 0
F4_Commercial_Miscellaneous_New_Space Heating_Natural Gas_Furnace_E6 | F4 | Commercial | Miscellaneous | New | Space Heating | Natural Gas | Furnace | E6 | PCT BC Ratio | 0 | 0 | 0 | 0 | 0 | 0 | 0 | 0 | 0 | 0 | 0 | 0 | 0 | 0 | 0 | 0 | 0 | 0 | 0 | 0 | 0 | 0 | 0 | 0 | 0 | 0 | 0 | 0 | 0 | 0
F4_Commercial_Miscellaneous_New_Space Heating_Natural Gas_Furnace_E7 | F4 | Commercial | Miscellaneous | New | Space Heating | Natural Gas | Furnace | E7 | PCT BC Ratio | 0 | 0 | 0 | 0 | 0 | 0 | 0 | 0 | 0 | 0 | 0 | 0 | 0 | 0 | 0 | 0 | 0 | 0 | 0 | 0 | 0 | 0 | 0 | 0 | 0 | 0 | 0 | 0 | 0 | 0
F4_Commercial_Miscellaneous_New_Space Heating_Natural Gas_Furnace_E8 | F4 | Commercial | Miscellaneous | New | Space Heating | Natural Gas | Furnace | E8 | PCT BC Ratio | 0 | 0 | 0 | 0 | 0 | 0 | 0 | 0 | 0 | 0 | 0 | 0 | 0 | 0 | 0 | 0 | 0 | 0 | 0 | 0 | 0 | 0 | 0 | 0 | 0 | 0 | 0 | 0 | 0 | 0
F4_Commercial_Miscellaneous_New_Space Heating_Natural Gas_Furnace_E9 | F4 | Commercial | Miscellaneous | New | Space Heating | Natural Gas | Furnace | E9 | PCT BC Ratio | 0 | 0 | 0 | 0 | 0 | 0 | 0 | 0 | 0 | 0 | 0 | 0 | 0 | 0 | 0 | 0 | 0 | 0 | 0 | 0 | 0 | 0 | 0 | 0 | 0 | 0 | 0 | 0 | 0 | 0
F4_Commercial_Miscellaneous_New_Space Heating_Natural Gas_Furnace_E10 | F4 | Commercial | Miscellaneous | New | Space Heating | Natural Gas | Furnace | E10 | PCT BC Ratio | 0 | 0 | 0 | 0 | 0 | 0 | 0 | 0 | 0 | 0 | 0 | 0 | 0 | 0 | 0 | 0 | 0 | 0 | 0 | 0 | 0 | 0 | 0 | 0 | 0 | 0 | 0 | 0 | 0 | 0
F5_Commercial_Miscellaneous_New_Space Heating_Natural Gas_Furnace_E1 | F5 | Commercial | Miscellaneous | New | Space Heating | Natural Gas | Furnace | E1 | RIM BC Ratio | 0.9 | 0.9 | 0.9 | 0.9 | 0.9 | 0.9 | 0.9 | 0.9 | 0.9 | 0.9 | 0.9 | 0.9 | 0.9 | 0.9 | 0.9 | 0.9 | 0.9 | 0.9 | 0.9 | 0.9 | 0.9 | 0.9 | 0 | 0 | 0 | 0 | 0 | 0 | 0 | 0
F5_Commercial_Miscellaneous_New_Space Heating_Natural Gas_Furnace_E2 | F5 | Commercial | Miscellaneous | New | Space Heating | Natural Gas | Furnace | E2 | RIM BC Ratio | 0.71596 | 0.71716 | 0.71843 | 0.72003 | 0.72189 | 0.72388 | 0.7257 | 0.72732 | 0.72887 | 0.73039 | 0.73192 | 0.73344 | 0.73492 | 0.73642 | 0.73786 | 0.73929 | 0.74074 | 0.74216 | 0.74356 | 0.74493 | 0.74627 | 0.74756 | 0 | 0 | 0 | 0 | 0 | 0 | 0 | 0
F5_Commercial_Miscellaneous_New_Space Heating_Natural Gas_Furnace_E3 | F5 | Commercial | Miscellaneous | New | Space Heating | Natural Gas | Furnace | E3 | RIM BC Ratio | 0.67674 | 0.67825 | 0.67985 | 0.68188 | 0.68422 | 0.68675 | 0.68904 | 0.69111 | 0.69308 | 0.69501 | 0.69697 | 0.6989 | 0.7008 | 0.70272 | 0.70457 | 0.7064 | 0.70826 | 0.71009 | 0.7119 | 0.71367 | 0.71539 | 0.71707 | 0 | 0 | 0 | 0 | 0 | 0 | 0 | 0
F5_Commercial_Miscellaneous_New_Space Heating_Natural Gas_Furnace_E4 | F5 | Commercial | Miscellaneous | New | Space Heating | Natural Gas | Furnace | E4 | RIM BC Ratio | 0 | 0 | 0 | 0 | 0 | 0 | 0 | 0 | 0 | 0 | 0 | 0 | 0 | 0 | 0 | 0 | 0 | 0 | 0 | 0 | 0 | 0 | 0 | 0 | 0 | 0 | 0 | 0 | 0 | 0
F5_Commercial_Miscellaneous_New_Space Heating_Natural Gas_Furnace_E5 | F5 | Commercial | Miscellaneous | New | Space Heating | Natural Gas | Furnace | E5 | RIM BC Ratio | 0 | 0 | 0 | 0 | 0 | 0 | 0 | 0 | 0 | 0 | 0 | 0 | 0 | 0 | 0 | 0 | 0 | 0 | 0 | 0 | 0 | 0 | 0 | 0 | 0 | 0 | 0 | 0 | 0 | 0
F5_Commercial_Miscellaneous_New_Space Heating_Natural Gas_Furnace_E6 | F5 | Commercial | Miscellaneous | New | Space Heating | Natural Gas | Furnace | E6 | RIM BC Ratio | 0 | 0 | 0 | 0 | 0 | 0 | 0 | 0 | 0 | 0 | 0 | 0 | 0 | 0 | 0 | 0 | 0 | 0 | 0 | 0 | 0 | 0 | 0 | 0 | 0 | 0 | 0 | 0 | 0 | 0
F5_Commercial_Miscellaneous_New_Space Heating_Natural Gas_Furnace_E7 | F5 | Commercial | Miscellaneous | New | Space Heating | Natural Gas | Furnace | E7 | RIM BC Ratio | 0 | 0 | 0 | 0 | 0 | 0 | 0 | 0 | 0 | 0 | 0 | 0 | 0 | 0 | 0 | 0 | 0 | 0 | 0 | 0 | 0 | 0 | 0 | 0 | 0 | 0 | 0 | 0 | 0 | 0
F5_Commercial_Miscellaneous_New_Space Heating_Natural Gas_Furnace_E8 | F5 | Commercial | Miscellaneous | New | Space Heating | Natural Gas | Furnace | E8 | RIM BC Ratio | 0 | 0 | 0 | 0 | 0 | 0 | 0 | 0 | 0 | 0 | 0 | 0 | 0 | 0 | 0 | 0 | 0 | 0 | 0 | 0 | 0 | 0 | 0 | 0 | 0 | 0 | 0 | 0 | 0 | 0
F5_Commercial_Miscellaneous_New_Space Heating_Natural Gas_Furnace_E9 | F5 | Commercial | Miscellaneous | New | Space Heating | Natural Gas | Furnace | E9 | RIM BC Ratio | 0 | 0 | 0 | 0 | 0 | 0 | 0 | 0 | 0 | 0 | 0 | 0 | 0 | 0 | 0 | 0 | 0 | 0 | 0 | 0 | 0 | 0 | 0 | 0 | 0 | 0 | 0 | 0 | 0 | 0
F5_Commercial_Miscellaneous_New_Space Heating_Natural Gas_Furnace_E10 | F5 | Commercial | Miscellaneous | New | Space Heating | Natural Gas | Furnace | E10 | RIM BC Ratio | 0 | 0 | 0 | 0 | 0 | 0 | 0 | 0 | 0 | 0 | 0 | 0 | 0 | 0 | 0 | 0 | 0 | 0 | 0 | 0 | 0 | 0 | 0 | 0 | 0 | 0 | 0 | 0 | 0 | 0
F0_Commercial_Miscellaneous_New_Space Heating_Natural Gas_Boiler_E0 | F0 | Commercial | Miscellaneous | New | Space Heating | Natural Gas | Boiler | E0 | Economic Unit | AFUE 97% | AFUE 97% | AFUE 97% | AFUE 97% | AFUE 97% | AFUE 97% | AFUE 97% | AFUE 97% | AFUE 97% | AFUE 97% | AFUE 97% | AFUE 97% | AFUE 97% | AFUE 97% | AFUE 97% | AFUE 97% | AFUE 97% | AFUE 97% | AFUE 97% | AFUE 97% | AFUE 97% | AFUE 97% | 0 | 0 | 0 | 0 | 0 | 0 | 0 | 0
F1_Commercial_Miscellaneous_New_Space Heating_Natural Gas_Boiler_E1 | F1 | Commercial | Miscellaneous | New | Space Heating | Natural Gas | Boiler | E1 | CCE | 0 | 0 | 0 | 0 | 0 | 0 | 0 | 0 | 0 | 0 | 0 | 0 | 0 | 0 | 0 | 0 | 0 | 0 | 0 | 0 | 0 | 0 | 0 | 0 | 0 | 0 | 0 | 0 | 0 | 0
F1_Commercial_Miscellaneous_New_Space Heating_Natural Gas_Boiler_E2 | F1 | Commercial | Miscellaneous | New | Space Heating | Natural Gas | Boiler | E2 | CCE | 0.010512 | 0.010512 | 0.011044 | 0.010876 | 0.010713 | 0.010509 | 0.01048 | 0.010413 | 0.01035 | 0.010255 | 0.010241 | 0.010194 | 0.010152 | 0.010071 | 0.010082 | 0.010051 | 0.010021 | 0.0099548 | 0.0099743 | 0.0099549 | 0.0099403 | 0.0098847 | 0 | 0 | 0 | 0 | 0 | 0 | 0 | 0
F1_Commercial_Miscellaneous_New_Space Heating_Natural Gas_Boiler_E3 | F1 | Commercial | Miscellaneous | New | Space Heating | Natural Gas | Boiler | E3 | CCE | 0.010614 | 0.010614 | 0.011151 | 0.010981 | 0.010817 | 0.010611 | 0.010582 | 0.010514 | 0.010451 | 0.010355 | 0.01034 | 0.010293 | 0.01025 | 0.010169 | 0.01018 | 0.010149 | 0.010118 | 0.010052 | 0.010071 | 0.010052 | 0.010037 | 0.0099808 | 0 | 0 | 0 | 0 | 0 | 0 | 0 | 0
F1_Commercial_Miscellaneous_New_Space Heating_Natural Gas_Boiler_E4 | F1 | Commercial | Miscellaneous | New | Space Heating | Natural Gas | Boiler | E4 | CCE | 0.07264 | 0.07264 | 0.076313 | 0.075153 | 0.074025 | 0.072617 | 0.072419 | 0.071953 | 0.07152 | 0.070867 | 0.070766 | 0.07044 | 0.07015 | 0.069595 | 0.069668 | 0.069455 | 0.069247 | 0.068789 | 0.068924 | 0.06879 | 0.068689 | 0.068305 | 0 | 0 | 0 | 0 | 0 | 0 | 0 | 0
F1_Commercial_Miscellaneous_New_Space Heating_Natural Gas_Boiler_E5 | F1 | Commercial | Miscellaneous | New | Space Heating | Natural Gas | Boiler | E5 | CCE | 0 | 0 | 0 | 0 | 0 | 0 | 0 | 0 | 0 | 0 | 0 | 0 | 0 | 0 | 0 | 0 | 0 | 0 | 0 | 0 | 0 | 0 | 0 | 0 | 0 | 0 | 0 | 0 | 0 | 0
F1_Commercial_Miscellaneous_New_Space Heating_Natural Gas_Boiler_E6 | F1 | Commercial | Miscellaneous | New | Space Heating | Natural Gas | Boiler | E6 | CCE | 0 | 0 | 0 | 0 | 0 | 0 | 0 | 0 | 0 | 0 | 0 | 0 | 0 | 0 | 0 | 0 | 0 | 0 | 0 | 0 | 0 | 0 | 0 | 0 | 0 | 0 | 0 | 0 | 0 | 0
F1_Commercial_Miscellaneous_New_Space Heating_Natural Gas_Boiler_E7 | F1 | Commercial | Miscellaneous | New | Space Heating | Natural Gas | Boiler | E7 | CCE | 0 | 0 | 0 | 0 | 0 | 0 | 0 | 0 | 0 | 0 | 0 | 0 | 0 | 0 | 0 | 0 | 0 | 0 | 0 | 0 | 0 | 0 | 0 | 0 | 0 | 0 | 0 | 0 | 0 | 0
F1_Commercial_Miscellaneous_New_Space Heating_Natural Gas_Boiler_E8 | F1 | Commercial | Miscellaneous | New | Space Heating | Natural Gas | Boiler | E8 | CCE | 0 | 0 | 0 | 0 | 0 | 0 | 0 | 0 | 0 | 0 | 0 | 0 | 0 | 0 | 0 | 0 | 0 | 0 | 0 | 0 | 0 | 0 | 0 | 0 | 0 | 0 | 0 | 0 | 0 | 0
F1_Commercial_Miscellaneous_New_Space Heating_Natural Gas_Boiler_E9 | F1 | Commercial | Miscellaneous | New | Space Heating | Natural Gas | Boiler | E9 | CCE | 0 | 0 | 0 | 0 | 0 | 0 | 0 | 0 | 0 | 0 | 0 | 0 | 0 | 0 | 0 | 0 | 0 | 0 | 0 | 0 | 0 | 0 | 0 | 0 | 0 | 0 | 0 | 0 | 0 | 0
F1_Commercial_Miscellaneous_New_Space Heating_Natural Gas_Boiler_E10 | F1 | Commercial | Miscellaneous | New | Space Heating | Natural Gas | Boiler | E10 | CCE | 0 | 0 | 0 | 0 | 0 | 0 | 0 | 0 | 0 | 0 | 0 | 0 | 0 | 0 | 0 | 0 | 0 | 0 | 0 | 0 | 0 | 0 | 0 | 0 | 0 | 0 | 0 | 0 | 0 | 0
F2_Commercial_Miscellaneous_New_Space Heating_Natural Gas_Boiler_E1 | F2 | Commercial | Miscellaneous | New | Space Heating | Natural Gas | Boiler | E1 | TRC BC Ratio | 0.9 | 0.9 | 0.9 | 0.9 | 0.9 | 0.9 | 0.9 | 0.9 | 0.9 | 0.9 | 0.9 | 0.9 | 0.9 | 0.9 | 0.9 | 0.9 | 0.9 | 0.9 | 0.9 | 0.9 | 0.9 | 0.9 | 0 | 0 | 0 | 0 | 0 | 0 | 0 | 0
F2_Commercial_Miscellaneous_New_Space Heating_Natural Gas_Boiler_E2 | F2 | Commercial | Miscellaneous | New | Space Heating | Natural Gas | Boiler | E2 | TRC BC Ratio | 0.92936 | 0.94055 | 0.95254 | 0.96782 | 0.98597 | 1.0063 | 1.0256 | 1.0437 | 1.0614 | 1.0794 | 1.098 | 1.117 | 1.1361 | 1.156 | 1.1757 | 1.1959 | 1.2169 | 1.2382 | 1.2598 | 1.2816 | 1.3034 | 1.325 | 0 | 0 | 0 | 0 | 0 | 0 | 0 | 0
F2_Commercial_Miscellaneous_New_Space Heating_Natural Gas_Boiler_E3 | F2 | Commercial | Miscellaneous | New | Space Heating | Natural Gas | Boiler | E3 | TRC BC Ratio | 0.92041 | 0.93149 | 0.94337 | 0.9585 | 0.97647 | 0.99659 | 1.0158 | 1.0336 | 1.0512 | 1.069 | 1.0874 | 1.1062 | 1.1252 | 1.1449 | 1.1644 | 1.1844 | 1.2052 | 1.2263 | 1.2477 | 1.2693 | 1.2908 | 1.3123 | 0 | 0 | 0 | 0 | 0 | 0 | 0 | 0
F2_Commercial_Miscellaneous_New_Space Heating_Natural Gas_Boiler_E4 | F2 | Commercial | Miscellaneous | New | Space Heating | Natural Gas | Boiler | E4 | TRC BC Ratio | 0.14717 | 0.14922 | 0.15128 | 0.15356 | 0.15608 | 0.1588 | 0.16154 | 0.16427 | 0.16706 | 0.16995 | 0.17296 | 0.1761 | 0.17936 | 0.18277 | 0.18622 | 0.18974 | 0.19336 | 0.19705 | 0.2008 | 0.20459 | 0.20839 | 0.21216 | 0 | 0 | 0 | 0 | 0 | 0 | 0 | 0
F2_Commercial_Miscellaneous_New_Space Heating_Natural Gas_Boiler_E5 | F2 | Commercial | Miscellaneous | New | Space Heating | Natural Gas | Boiler | E5 | TRC BC Ratio | 0 | 0 | 0 | 0 | 0 | 0 | 0 | 0 | 0 | 0 | 0 | 0 | 0 | 0 | 0 | 0 | 0 | 0 | 0 | 0 | 0 | 0 | 0 | 0 | 0 | 0 | 0 | 0 | 0 | 0
F2_Commercial_Miscellaneous_New_Space Heating_Natural Gas_Boiler_E6 | F2 | Commercial | Miscellaneous | New | Space Heating | Natural Gas | Boiler | E6 | TRC BC Ratio | 0 | 0 | 0 | 0 | 0 | 0 | 0 | 0 | 0 | 0 | 0 | 0 | 0 | 0 | 0 | 0 | 0 | 0 | 0 | 0 | 0 | 0 | 0 | 0 | 0 | 0 | 0 | 0 | 0 | 0
F2_Commercial_Miscellaneous_New_Space Heating_Natural Gas_Boiler_E7 | F2 | Commercial | Miscellaneous | New | Space Heating | Natural Gas | Boiler | E7 | TRC BC Ratio | 0 | 0 | 0 | 0 | 0 | 0 | 0 | 0 | 0 | 0 | 0 | 0 | 0 | 0 | 0 | 0 | 0 | 0 | 0 | 0 | 0 | 0 | 0 | 0 | 0 | 0 | 0 | 0 | 0 | 0
F2_Commercial_Miscellaneous_New_Space Heating_Natural Gas_Boiler_E8 | F2 | Commercial | Miscellaneous | New | Space Heating | Natural Gas | Boiler | E8 | TRC BC Ratio | 0 | 0 | 0 | 0 | 0 | 0 | 0 | 0 | 0 | 0 | 0 | 0 | 0 | 0 | 0 | 0 | 0 | 0 | 0 | 0 | 0 | 0 | 0 | 0 | 0 | 0 | 0 | 0 | 0 | 0
F2_Commercial_Miscellaneous_New_Space Heating_Natural Gas_Boiler_E9 | F2 | Commercial | Miscellaneous | New | Space Heating | Natural Gas | Boiler | E9 | TRC BC Ratio | 0 | 0 | 0 | 0 | 0 | 0 | 0 | 0 | 0 | 0 | 0 | 0 | 0 | 0 | 0 | 0 | 0 | 0 | 0 | 0 | 0 | 0 | 0 | 0 | 0 | 0 | 0 | 0 | 0 | 0
F2_Commercial_Miscellaneous_New_Space Heating_Natural Gas_Boiler_E10 | F2 | Commercial | Miscellaneous | New | Space Heating | Natural Gas | Boiler | E10 | TRC BC Ratio | 0 | 0 | 0 | 0 | 0 | 0 | 0 | 0 | 0 | 0 | 0 | 0 | 0 | 0 | 0 | 0 | 0 | 0 | 0 | 0 | 0 | 0 | 0 | 0 | 0 | 0 | 0 | 0 | 0 | 0
F3_Commercial_Miscellaneous_New_Space Heating_Natural Gas_Boiler_E1 | F3 | Commercial | Miscellaneous | New | Space Heating | Natural Gas | Boiler | E1 | PACT BC Ratio | 0.9 | 0.9 | 0.9 | 0.9 | 0.9 | 0.9 | 0.9 | 0.9 | 0.9 | 0.9 | 0.9 | 0.9 | 0.9 | 0.9 | 0.9 | 0.9 | 0.9 | 0.9 | 0.9 | 0.9 | 0.9 | 0.9 | 0 | 0 | 0 | 0 | 0 | 0 | 0 | 0
F3_Commercial_Miscellaneous_New_Space Heating_Natural Gas_Boiler_E2 | F3 | Commercial | Miscellaneous | New | Space Heating | Natural Gas | Boiler | E2 | PACT BC Ratio | 0.95702 | 0.96854 | 0.98089 | 0.99662 | 1.0153 | 1.0362 | 1.0562 | 1.0748 | 1.093 | 1.1115 | 1.1307 | 1.1502 | 1.1699 | 1.1904 | 1.2107 | 1.2315 | 1.2531 | 1.275 | 1.2973 | 1.3197 | 1.3422 | 1.3645 | 0 | 0 | 0 | 0 | 0 | 0 | 0 | 0
F3_Commercial_Miscellaneous_New_Space Heating_Natural Gas_Boiler_E3 | F3 | Commercial | Miscellaneous | New | Space Heating | Natural Gas | Boiler | E3 | PACT BC Ratio | 0.9478 | 0.95922 | 0.97145 | 0.98702 | 1.0055 | 1.0263 | 1.046 | 1.0644 | 1.0825 | 1.1008 | 1.1198 | 1.1391 | 1.1586 | 1.1789 | 1.199 | 1.2196 | 1.241 | 1.2627 | 1.2848 | 1.307 | 1.3293 | 1.3513 | 0 | 0 | 0 | 0 | 0 | 0 | 0 | 0
F3_Commercial_Miscellaneous_New_Space Heating_Natural Gas_Boiler_E4 | F3 | Commercial | Miscellaneous | New | Space Heating | Natural Gas | Boiler | E4 | PACT BC Ratio | 0.15155 | 0.15366 | 0.15579 | 0.15813 | 0.16072 | 0.16352 | 0.16634 | 0.16916 | 0.17203 | 0.17501 | 0.17811 | 0.18134 | 0.18469 | 0.18821 | 0.19177 | 0.19539 | 0.19912 | 0.20291 | 0.20677 | 0.21068 | 0.21459 | 0.21848 | 0 | 0 | 0 | 0 | 0 | 0 | 0 | 0
F3_Commercial_Miscellaneous_New_Space Heating_Natural Gas_Boiler_E5 | F3 | Commercial | Miscellaneous | New | Space Heating | Natural Gas | Boiler | E5 | PACT BC Ratio | 0 | 0 | 0 | 0 | 0 | 0 | 0 | 0 | 0 | 0 | 0 | 0 | 0 | 0 | 0 | 0 | 0 | 0 | 0 | 0 | 0 | 0 | 0 | 0 | 0 | 0 | 0 | 0 | 0 | 0
F3_Commercial_Miscellaneous_New_Space Heating_Natural Gas_Boiler_E6 | F3 | Commercial | Miscellaneous | New | Space Heating | Natural Gas | Boiler | E6 | PACT BC Ratio | 0 | 0 | 0 | 0 | 0 | 0 | 0 | 0 | 0 | 0 | 0 | 0 | 0 | 0 | 0 | 0 | 0 | 0 | 0 | 0 | 0 | 0 | 0 | 0 | 0 | 0 | 0 | 0 | 0 | 0
F3_Commercial_Miscellaneous_New_Space Heating_Natural Gas_Boiler_E7 | F3 | Commercial | Miscellaneous | New | Space Heating | Natural Gas | Boiler | E7 | PACT BC Ratio | 0 | 0 | 0 | 0 | 0 | 0 | 0 | 0 | 0 | 0 | 0 | 0 | 0 | 0 | 0 | 0 | 0 | 0 | 0 | 0 | 0 | 0 | 0 | 0 | 0 | 0 | 0 | 0 | 0 | 0
F3_Commercial_Miscellaneous_New_Space Heating_Natural Gas_Boiler_E8 | F3 | Commercial | Miscellaneous | New | Space Heating | Natural Gas | Boiler | E8 | PACT BC Ratio | 0 | 0 | 0 | 0 | 0 | 0 | 0 | 0 | 0 | 0 | 0 | 0 | 0 | 0 | 0 | 0 | 0 | 0 | 0 | 0 | 0 | 0 | 0 | 0 | 0 | 0 | 0 | 0 | 0 | 0
F3_Commercial_Miscellaneous_New_Space Heating_Natural Gas_Boiler_E9 | F3 | Commercial | Miscellaneous | New | Space Heating | Natural Gas | Boiler | E9 | PACT BC Ratio | 0 | 0 | 0 | 0 | 0 | 0 | 0 | 0 | 0 | 0 | 0 | 0 | 0 | 0 | 0 | 0 | 0 | 0 | 0 | 0 | 0 | 0 | 0 | 0 | 0 | 0 | 0 | 0 | 0 | 0
F3_Commercial_Miscellaneous_New_Space Heating_Natural Gas_Boiler_E10 | F3 | Commercial | Miscellaneous | New | Space Heating | Natural Gas | Boiler | E10 | PACT BC Ratio | 0 | 0 | 0 | 0 | 0 | 0 | 0 | 0 | 0 | 0 | 0 | 0 | 0 | 0 | 0 | 0 | 0 | 0 | 0 | 0 | 0 | 0 | 0 | 0 | 0 | 0 | 0 | 0 | 0 | 0
F4_Commercial_Miscellaneous_New_Space Heating_Natural Gas_Boiler_E1 | F4 | Commercial | Miscellaneous | New | Space Heating | Natural Gas | Boiler | E1 | PCT BC Ratio | 0.9 | 0.9 | 0.9 | 0.9 | 0.9 | 0.9 | 0.9 | 0.9 | 0.9 | 0.9 | 0.9 | 0.9 | 0.9 | 0.9 | 0.9 | 0.9 | 0.9 | 0.9 | 0.9 | 0.9 | 0.9 | 0.9 | 0 | 0 | 0 | 0 | 0 | 0 | 0 | 0
F4_Commercial_Miscellaneous_New_Space Heating_Natural Gas_Boiler_E2 | F4 | Commercial | Miscellaneous | New | Space Heating | Natural Gas | Boiler | E2 | PCT BC Ratio | 3.2073 | 3.2346 | 3.2639 | 3.3011 | 3.3454 | 3.3949 | 3.4421 | 3.4861 | 3.5294 | 3.5731 | 3.6185 | 3.6648 | 3.7115 | 3.76 | 3.8081 | 3.8572 | 3.9084 | 3.9604 | 4.0131 | 4.0662 | 4.1194 | 4.1722 | 0 | 0 | 0 | 0 | 0 | 0 | 0 | 0
F4_Commercial_Miscellaneous_New_Space Heating_Natural Gas_Boiler_E3 | F4 | Commercial | Miscellaneous | New | Space Heating | Natural Gas | Boiler | E3 | PCT BC Ratio | 3.1855 | 3.2125 | 3.2415 | 3.2784 | 3.3222 | 3.3713 | 3.418 | 3.4616 | 3.5044 | 3.5478 | 3.5927 | 3.6386 | 3.6848 | 3.7329 | 3.7805 | 3.8291 | 3.8799 | 3.9313 | 3.9835 | 4.0362 | 4.0888 | 4.1411 | 0 | 0 | 0 | 0 | 0 | 0 | 0 | 0
F4_Commercial_Miscellaneous_New_Space Heating_Natural Gas_Boiler_E4 | F4 | Commercial | Miscellaneous | New | Space Heating | Natural Gas | Boiler | E4 | PCT BC Ratio | 1.3 | 1.305 | 1.3101 | 1.3156 | 1.3218 | 1.3284 | 1.3351 | 1.3417 | 1.3485 | 1.3556 | 1.3629 | 1.3706 | 1.3785 | 1.3869 | 1.3953 | 1.4039 | 1.4127 | 1.4217 | 1.4308 | 1.44 | 1.4493 | 1.4585 | 0 | 0 | 0 | 0 | 0 | 0 | 0 | 0
F4_Commercial_Miscellaneous_New_Space Heating_Natural Gas_Boiler_E5 | F4 | Commercial | Miscellaneous | New | Space Heating | Natural Gas | Boiler | E5 | PCT BC Ratio | 0 | 0 | 0 | 0 | 0 | 0 | 0 | 0 | 0 | 0 | 0 | 0 | 0 | 0 | 0 | 0 | 0 | 0 | 0 | 0 | 0 | 0 | 0 | 0 | 0 | 0 | 0 | 0 | 0 | 0
F4_Commercial_Miscellaneous_New_Space Heating_Natural Gas_Boiler_E6 | F4 | Commercial | Miscellaneous | New | Space Heating | Natural Gas | Boiler | E6 | PCT BC Ratio | 0 | 0 | 0 | 0 | 0 | 0 | 0 | 0 | 0 | 0 | 0 | 0 | 0 | 0 | 0 | 0 | 0 | 0 | 0 | 0 | 0 | 0 | 0 | 0 | 0 | 0 | 0 | 0 | 0 | 0
F4_Commercial_Miscellaneous_New_Space Heating_Natural Gas_Boiler_E7 | F4 | Commercial | Miscellaneous | New | Space Heating | Natural Gas | Boiler | E7 | PCT BC Ratio | 0 | 0 | 0 | 0 | 0 | 0 | 0 | 0 | 0 | 0 | 0 | 0 | 0 | 0 | 0 | 0 | 0 | 0 | 0 | 0 | 0 | 0 | 0 | 0 | 0 | 0 | 0 | 0 | 0 | 0
F4_Commercial_Miscellaneous_New_Space Heating_Natural Gas_Boiler_E8 | F4 | Commercial | Miscellaneous | New | Space Heating | Natural Gas | Boiler | E8 | PCT BC Ratio | 0 | 0 | 0 | 0 | 0 | 0 | 0 | 0 | 0 | 0 | 0 | 0 | 0 | 0 | 0 | 0 | 0 | 0 | 0 | 0 | 0 | 0 | 0 | 0 | 0 | 0 | 0 | 0 | 0 | 0
F4_Commercial_Miscellaneous_New_Space Heating_Natural Gas_Boiler_E9 | F4 | Commercial | Miscellaneous | New | Space Heating | Natural Gas | Boiler | E9 | PCT BC Ratio | 0 | 0 | 0 | 0 | 0 | 0 | 0 | 0 | 0 | 0 | 0 | 0 | 0 | 0 | 0 | 0 | 0 | 0 | 0 | 0 | 0 | 0 | 0 | 0 | 0 | 0 | 0 | 0 | 0 | 0
F4_Commercial_Miscellaneous_New_Space Heating_Natural Gas_Boiler_E10 | F4 | Commercial | Miscellaneous | New | Space Heating | Natural Gas | Boiler | E10 | PCT BC Ratio | 0 | 0 | 0 | 0 | 0 | 0 | 0 | 0 | 0 | 0 | 0 | 0 | 0 | 0 | 0 | 0 | 0 | 0 | 0 | 0 | 0 | 0 | 0 | 0 | 0 | 0 | 0 | 0 | 0 | 0
F5_Commercial_Miscellaneous_New_Space Heating_Natural Gas_Boiler_E1 | F5 | Commercial | Miscellaneous | New | Space Heating | Natural Gas | Boiler | E1 | RIM BC Ratio | 0.9 | 0.9 | 0.9 | 0.9 | 0.9 | 0.9 | 0.9 | 0.9 | 0.9 | 0.9 | 0.9 | 0.9 | 0.9 | 0.9 | 0.9 | 0.9 | 0.9 | 0.9 | 0.9 | 0.9 | 0.9 | 0.9 | 0 | 0 | 0 | 0 | 0 | 0 | 0 | 0
F5_Commercial_Miscellaneous_New_Space Heating_Natural Gas_Boiler_E2 | F5 | Commercial | Miscellaneous | New | Space Heating | Natural Gas | Boiler | E2 | RIM BC Ratio | 0.44584 | 0.44832 | 0.45095 | 0.45425 | 0.45809 | 0.4623 | 0.46623 | 0.46981 | 0.47327 | 0.4767 | 0.48019 | 0.48368 | 0.48713 | 0.49065 | 0.49406 | 0.49749 | 0.50098 | 0.50445 | 0.5079 | 0.5113 | 0.51464 | 0.51788 | 0 | 0 | 0 | 0 | 0 | 0 | 0 | 0
F5_Commercial_Miscellaneous_New_Space Heating_Natural Gas_Boiler_E3 | F5 | Commercial | Miscellaneous | New | Space Heating | Natural Gas | Boiler | E3 | RIM BC Ratio | 0.44383 | 0.44631 | 0.44894 | 0.45224 | 0.45609 | 0.4603 | 0.46423 | 0.46782 | 0.47128 | 0.47472 | 0.47822 | 0.48171 | 0.48517 | 0.48869 | 0.49211 | 0.49554 | 0.49904 | 0.50252 | 0.50597 | 0.50938 | 0.51272 | 0.51598 | 0 | 0 | 0 | 0 | 0 | 0 | 0 | 0
F5_Commercial_Miscellaneous_New_Space Heating_Natural Gas_Boiler_E4 | F5 | Commercial | Miscellaneous | New | Space Heating | Natural Gas | Boiler | E4 | RIM BC Ratio | 0.12826 | 0.12977 | 0.13128 | 0.13295 | 0.13477 | 0.13673 | 0.1387 | 0.14065 | 0.14263 | 0.14467 | 0.14679 | 0.14898 | 0.15123 | 0.15358 | 0.15594 | 0.15833 | 0.16077 | 0.16323 | 0.16572 | 0.16822 | 0.1707 | 0.17315 | 0 | 0 | 0 | 0 | 0 | 0 | 0 | 0
F5_Commercial_Miscellaneous_New_Space Heating_Natural Gas_Boiler_E5 | F5 | Commercial | Miscellaneous | New | Space Heating | Natural Gas | Boiler | E5 | RIM BC Ratio | 0 | 0 | 0 | 0 | 0 | 0 | 0 | 0 | 0 | 0 | 0 | 0 | 0 | 0 | 0 | 0 | 0 | 0 | 0 | 0 | 0 | 0 | 0 | 0 | 0 | 0 | 0 | 0 | 0 | 0
F5_Commercial_Miscellaneous_New_Space Heating_Natural Gas_Boiler_E6 | F5 | Commercial | Miscellaneous | New | Space Heating | Natural Gas | Boiler | E6 | RIM BC Ratio | 0 | 0 | 0 | 0 | 0 | 0 | 0 | 0 | 0 | 0 | 0 | 0 | 0 | 0 | 0 | 0 | 0 | 0 | 0 | 0 | 0 | 0 | 0 | 0 | 0 | 0 | 0 | 0 | 0 | 0
F5_Commercial_Miscellaneous_New_Space Heating_Natural Gas_Boiler_E7 | F5 | Commercial | Miscellaneous | New | Space Heating | Natural Gas | Boiler | E7 | RIM BC Ratio | 0 | 0 | 0 | 0 | 0 | 0 | 0 | 0 | 0 | 0 | 0 | 0 | 0 | 0 | 0 | 0 | 0 | 0 | 0 | 0 | 0 | 0 | 0 | 0 | 0 | 0 | 0 | 0 | 0 | 0
F5_Commercial_Miscellaneous_New_Space Heating_Natural Gas_Boiler_E8 | F5 | Commercial | Miscellaneous | New | Space Heating | Natural Gas | Boiler | E8 | RIM BC Ratio | 0 | 0 | 0 | 0 | 0 | 0 | 0 | 0 | 0 | 0 | 0 | 0 | 0 | 0 | 0 | 0 | 0 | 0 | 0 | 0 | 0 | 0 | 0 | 0 | 0 | 0 | 0 | 0 | 0 | 0
F5_Commercial_Miscellaneous_New_Space Heating_Natural Gas_Boiler_E9 | F5 | Commercial | Miscellaneous | New | Space Heating | Natural Gas | Boiler | E9 | RIM BC Ratio | 0 | 0 | 0 | 0 | 0 | 0 | 0 | 0 | 0 | 0 | 0 | 0 | 0 | 0 | 0 | 0 | 0 | 0 | 0 | 0 | 0 | 0 | 0 | 0 | 0 | 0 | 0 | 0 | 0 | 0
F5_Commercial_Miscellaneous_New_Space Heating_Natural Gas_Boiler_E10 | F5 | Commercial | Miscellaneous | New | Space Heating | Natural Gas | Boiler | E10 | RIM BC Ratio | 0 | 0 | 0 | 0 | 0 | 0 | 0 | 0 | 0 | 0 | 0 | 0 | 0 | 0 | 0 | 0 | 0 | 0 | 0 | 0 | 0 | 0 | 0 | 0 | 0 | 0 | 0 | 0 | 0 | 0
F0_Commercial_Miscellaneous_New_Space Heating_Natural Gas_Unit Heater_E0 | F0 | Commercial | Miscellaneous | New | Space Heating | Natural Gas | Unit Heater | E0 | Economic Unit | Infrared Radiant | Infrared Radiant | Infrared Radiant | Infrared Radiant | Infrared Radiant | Infrared Radiant | Infrared Radiant | Infrared Radiant | Infrared Radiant | Infrared Radiant | Infrared Radiant | Infrared Radiant | Infrared Radiant | Infrared Radiant | Infrared Radiant | Infrared Radiant | Infrared Radiant | Infrared Radiant | Infrared Radiant | Infrared Radiant | Infrared Radiant | Infrared Radiant | 0 | 0 | 0 | 0 | 0 | 0 | 0 | 0
F1_Commercial_Miscellaneous_New_Space Heating_Natural Gas_Unit Heater_E1 | F1 | Commercial | Miscellaneous | New | Space Heating | Natural Gas | Unit Heater | E1 | CCE | 0 | 0 | 0 | 0 | 0 | 0 | 0 | 0 | 0 | 0 | 0 | 0 | 0 | 0 | 0 | 0 | 0 | 0 | 0 | 0 | 0 | 0 | 0 | 0 | 0 | 0 | 0 | 0 | 0 | 0
F1_Commercial_Miscellaneous_New_Space Heating_Natural Gas_Unit Heater_E2 | F1 | Commercial | Miscellaneous | New | Space Heating | Natural Gas | Unit Heater | E2 | CCE | 0.025298 | 0.025298 | 0.026577 | 0.026173 | 0.025781 | 0.02529 | 0.025221 | 0.025059 | 0.024908 | 0.024681 | 0.024645 | 0.024532 | 0.024431 | 0.024238 | 0.024263 | 0.024189 | 0.024116 | 0.023957 | 0.024004 | 0.023957 | 0.023922 | 0.023788 | 0 | 0 | 0 | 0 | 0 | 0 | 0 | 0
F1_Commercial_Miscellaneous_New_Space Heating_Natural Gas_Unit Heater_E3 | F1 | Commercial | Miscellaneous | New | Space Heating | Natural Gas | Unit Heater | E3 | CCE | 0.0011378 | 0.0011378 | 0.0011954 | 0.0011772 | 0.0011596 | 0.0011375 | 0.0011344 | 0.0011271 | 0.0011203 | 0.0011101 | 0.0011085 | 0.0011034 | 0.0010988 | 0.0010902 | 0.0010913 | 0.001088 | 0.0010847 | 0.0010775 | 0.0010796 | 0.0010775 | 0.001076 | 0.0010699 | 0 | 0 | 0 | 0 | 0 | 0 | 0 | 0
F1_Commercial_Miscellaneous_New_Space Heating_Natural Gas_Unit Heater_E4 | F1 | Commercial | Miscellaneous | New | Space Heating | Natural Gas | Unit Heater | E4 | CCE | 0 | 0 | 0 | 0 | 0 | 0 | 0 | 0 | 0 | 0 | 0 | 0 | 0 | 0 | 0 | 0 | 0 | 0 | 0 | 0 | 0 | 0 | 0 | 0 | 0 | 0 | 0 | 0 | 0 | 0
F1_Commercial_Miscellaneous_New_Space Heating_Natural Gas_Unit Heater_E5 | F1 | Commercial | Miscellaneous | New | Space Heating | Natural Gas | Unit Heater | E5 | CCE | 0 | 0 | 0 | 0 | 0 | 0 | 0 | 0 | 0 | 0 | 0 | 0 | 0 | 0 | 0 | 0 | 0 | 0 | 0 | 0 | 0 | 0 | 0 | 0 | 0 | 0 | 0 | 0 | 0 | 0
F1_Commercial_Miscellaneous_New_Space Heating_Natural Gas_Unit Heater_E6 | F1 | Commercial | Miscellaneous | New | Space Heating | Natural Gas | Unit Heater | E6 | CCE | 0 | 0 | 0 | 0 | 0 | 0 | 0 | 0 | 0 | 0 | 0 | 0 | 0 | 0 | 0 | 0 | 0 | 0 | 0 | 0 | 0 | 0 | 0 | 0 | 0 | 0 | 0 | 0 | 0 | 0
F1_Commercial_Miscellaneous_New_Space Heating_Natural Gas_Unit Heater_E7 | F1 | Commercial | Miscellaneous | New | Space Heating | Natural Gas | Unit Heater | E7 | CCE | 0 | 0 | 0 | 0 | 0 | 0 | 0 | 0 | 0 | 0 | 0 | 0 | 0 | 0 | 0 | 0 | 0 | 0 | 0 | 0 | 0 | 0 | 0 | 0 | 0 | 0 | 0 | 0 | 0 | 0
F1_Commercial_Miscellaneous_New_Space Heating_Natural Gas_Unit Heater_E8 | F1 | Commercial | Miscellaneous | New | Space Heating | Natural Gas | Unit Heater | E8 | CCE | 0 | 0 | 0 | 0 | 0 | 0 | 0 | 0 | 0 | 0 | 0 | 0 | 0 | 0 | 0 | 0 | 0 | 0 | 0 | 0 | 0 | 0 | 0 | 0 | 0 | 0 | 0 | 0 | 0 | 0
F1_Commercial_Miscellaneous_New_Space Heating_Natural Gas_Unit Heater_E9 | F1 | Commercial | Miscellaneous | New | Space Heating | Natural Gas | Unit Heater | E9 | CCE | 0 | 0 | 0 | 0 | 0 | 0 | 0 | 0 | 0 | 0 | 0 | 0 | 0 | 0 | 0 | 0 | 0 | 0 | 0 | 0 | 0 | 0 | 0 | 0 | 0 | 0 | 0 | 0 | 0 | 0
F1_Commercial_Miscellaneous_New_Space Heating_Natural Gas_Unit Heater_E10 | F1 | Commercial | Miscellaneous | New | Space Heating | Natural Gas | Unit Heater | E10 | CCE | 0 | 0 | 0 | 0 | 0 | 0 | 0 | 0 | 0 | 0 | 0 | 0 | 0 | 0 | 0 | 0 | 0 | 0 | 0 | 0 | 0 | 0 | 0 | 0 | 0 | 0 | 0 | 0 | 0 | 0
F2_Commercial_Miscellaneous_New_Space Heating_Natural Gas_Unit Heater_E1 | F2 | Commercial | Miscellaneous | New | Space Heating | Natural Gas | Unit Heater | E1 | TRC BC Ratio | 0.9 | 0.9 | 0.9 | 0.9 | 0.9 | 0.9 | 0.9 | 0.9 | 0.9 | 0.9 | 0.9 | 0.9 | 0.9 | 0.9 | 0.9 | 0.9 | 0.9 | 0.9 | 0.9 | 0.9 | 0.9 | 0.9 | 0 | 0 | 0 | 0 | 0 | 0 | 0 | 0
F2_Commercial_Miscellaneous_New_Space Heating_Natural Gas_Unit Heater_E2 | F2 | Commercial | Miscellaneous | New | Space Heating | Natural Gas | Unit Heater | E2 | TRC BC Ratio | 0.35171 | 0.35472 | 0.35832 | 0.36428 | 0.37222 | 0.3816 | 0.39021 | 0.39788 | 0.40532 | 0.41254 | 0.41981 | 0.42689 | 0.43355 | 0.44022 | 0.44659 | 0.45313 | 0.46012 | 0.46716 | 0.47426 | 0.48138 | 0.48843 | 0.49538 | 0 | 0 | 0 | 0 | 0 | 0 | 0 | 0
F2_Commercial_Miscellaneous_New_Space Heating_Natural Gas_Unit Heater_E3 | F2 | Commercial | Miscellaneous | New | Space Heating | Natural Gas | Unit Heater | E3 | TRC BC Ratio | 6.8506 | 6.8286 | 6.8252 | 6.9114 | 7.0978 | 7.356 | 7.5942 | 7.8144 | 8.0481 | 8.2587 | 8.4576 | 8.6317 | 8.7675 | 8.8576 | 8.9311 | 9.0076 | 9.0994 | 9.1891 | 9.2771 | 9.362 | 9.4392 | 9.5076 | 0 | 0 | 0 | 0 | 0 | 0 | 0 | 0
F2_Commercial_Miscellaneous_New_Space Heating_Natural Gas_Unit Heater_E4 | F2 | Commercial | Miscellaneous | New | Space Heating | Natural Gas | Unit Heater | E4 | TRC BC Ratio | 0 | 0 | 0 | 0 | 0 | 0 | 0 | 0 | 0 | 0 | 0 | 0 | 0 | 0 | 0 | 0 | 0 | 0 | 0 | 0 | 0 | 0 | 0 | 0 | 0 | 0 | 0 | 0 | 0 | 0
F2_Commercial_Miscellaneous_New_Space Heating_Natural Gas_Unit Heater_E5 | F2 | Commercial | Miscellaneous | New | Space Heating | Natural Gas | Unit Heater | E5 | TRC BC Ratio | 0 | 0 | 0 | 0 | 0 | 0 | 0 | 0 | 0 | 0 | 0 | 0 | 0 | 0 | 0 | 0 | 0 | 0 | 0 | 0 | 0 | 0 | 0 | 0 | 0 | 0 | 0 | 0 | 0 | 0
F2_Commercial_Miscellaneous_New_Space Heating_Natural Gas_Unit Heater_E6 | F2 | Commercial | Miscellaneous | New | Space Heating | Natural Gas | Unit Heater | E6 | TRC BC Ratio | 0 | 0 | 0 | 0 | 0 | 0 | 0 | 0 | 0 | 0 | 0 | 0 | 0 | 0 | 0 | 0 | 0 | 0 | 0 | 0 | 0 | 0 | 0 | 0 | 0 | 0 | 0 | 0 | 0 | 0
F2_Commercial_Miscellaneous_New_Space Heating_Natural Gas_Unit Heater_E7 | F2 | Commercial | Miscellaneous | New | Space Heating | Natural Gas | Unit Heater | E7 | TRC BC Ratio | 0 | 0 | 0 | 0 | 0 | 0 | 0 | 0 | 0 | 0 | 0 | 0 | 0 | 0 | 0 | 0 | 0 | 0 | 0 | 0 | 0 | 0 | 0 | 0 | 0 | 0 | 0 | 0 | 0 | 0
F2_Commercial_Miscellaneous_New_Space Heating_Natural Gas_Unit Heater_E8 | F2 | Commercial | Miscellaneous | New | Space Heating | Natural Gas | Unit Heater | E8 | TRC BC Ratio | 0 | 0 | 0 | 0 | 0 | 0 | 0 | 0 | 0 | 0 | 0 | 0 | 0 | 0 | 0 | 0 | 0 | 0 | 0 | 0 | 0 | 0 | 0 | 0 | 0 | 0 | 0 | 0 | 0 | 0
F2_Commercial_Miscellaneous_New_Space Heating_Natural Gas_Unit Heater_E9 | F2 | Commercial | Miscellaneous | New | Space Heating | Natural Gas | Unit Heater | E9 | TRC BC Ratio | 0 | 0 | 0 | 0 | 0 | 0 | 0 | 0 | 0 | 0 | 0 | 0 | 0 | 0 | 0 | 0 | 0 | 0 | 0 | 0 | 0 | 0 | 0 | 0 | 0 | 0 | 0 | 0 | 0 | 0
F2_Commercial_Miscellaneous_New_Space Heating_Natural Gas_Unit Heater_E10 | F2 | Commercial | Miscellaneous | New | Space Heating | Natural Gas | Unit Heater | E10 | TRC BC Ratio | 0 | 0 | 0 | 0 | 0 | 0 | 0 | 0 | 0 | 0 | 0 | 0 | 0 | 0 | 0 | 0 | 0 | 0 | 0 | 0 | 0 | 0 | 0 | 0 | 0 | 0 | 0 | 0 | 0 | 0
F3_Commercial_Miscellaneous_New_Space Heating_Natural Gas_Unit Heater_E1 | F3 | Commercial | Miscellaneous | New | Space Heating | Natural Gas | Unit Heater | E1 | PACT BC Ratio | 0.9 | 0.9 | 0.9 | 0.9 | 0.9 | 0.9 | 0.9 | 0.9 | 0.9 | 0.9 | 0.9 | 0.9 | 0.9 | 0.9 | 0.9 | 0.9 | 0.9 | 0.9 | 0.9 | 0.9 | 0.9 | 0.9 | 0 | 0 | 0 | 0 | 0 | 0 | 0 | 0
F3_Commercial_Miscellaneous_New_Space Heating_Natural Gas_Unit Heater_E2 | F3 | Commercial | Miscellaneous | New | Space Heating | Natural Gas | Unit Heater | E2 | PACT BC Ratio | 0.74493 | 0.75131 | 0.75894 | 0.77156 | 0.78839 | 0.80825 | 0.82649 | 0.84273 | 0.85849 | 0.87378 | 0.88919 | 0.90417 | 0.91828 | 0.93241 | 0.94591 | 0.95975 | 0.97456 | 0.98947 | 1.0045 | 1.0196 | 1.0345 | 1.0492 | 0 | 0 | 0 | 0 | 0 | 0 | 0 | 0
F3_Commercial_Miscellaneous_New_Space Heating_Natural Gas_Unit Heater_E3 | F3 | Commercial | Miscellaneous | New | Space Heating | Natural Gas | Unit Heater | E3 | PACT BC Ratio | 14.5099 | 14.4632 | 14.4561 | 14.6387 | 15.0334 | 15.5804 | 16.085 | 16.5514 | 17.0463 | 17.4923 | 17.9137 | 18.2824 | 18.5701 | 18.7607 | 18.9164 | 19.0784 | 19.273 | 19.463 | 19.6493 | 19.8292 | 19.9928 | 20.1376 | 0 | 0 | 0 | 0 | 0 | 0 | 0 | 0
F3_Commercial_Miscellaneous_New_Space Heating_Natural Gas_Unit Heater_E4 | F3 | Commercial | Miscellaneous | New | Space Heating | Natural Gas | Unit Heater | E4 | PACT BC Ratio | 0 | 0 | 0 | 0 | 0 | 0 | 0 | 0 | 0 | 0 | 0 | 0 | 0 | 0 | 0 | 0 | 0 | 0 | 0 | 0 | 0 | 0 | 0 | 0 | 0 | 0 | 0 | 0 | 0 | 0
F3_Commercial_Miscellaneous_New_Space Heating_Natural Gas_Unit Heater_E5 | F3 | Commercial | Miscellaneous | New | Space Heating | Natural Gas | Unit Heater | E5 | PACT BC Ratio | 0 | 0 | 0 | 0 | 0 | 0 | 0 | 0 | 0 | 0 | 0 | 0 | 0 | 0 | 0 | 0 | 0 | 0 | 0 | 0 | 0 | 0 | 0 | 0 | 0 | 0 | 0 | 0 | 0 | 0
F3_Commercial_Miscellaneous_New_Space Heating_Natural Gas_Unit Heater_E6 | F3 | Commercial | Miscellaneous | New | Space Heating | Natural Gas | Unit Heater | E6 | PACT BC Ratio | 0 | 0 | 0 | 0 | 0 | 0 | 0 | 0 | 0 | 0 | 0 | 0 | 0 | 0 | 0 | 0 | 0 | 0 | 0 | 0 | 0 | 0 | 0 | 0 | 0 | 0 | 0 | 0 | 0 | 0
F3_Commercial_Miscellaneous_New_Space Heating_Natural Gas_Unit Heater_E7 | F3 | Commercial | Miscellaneous | New | Space Heating | Natural Gas | Unit Heater | E7 | PACT BC Ratio | 0 | 0 | 0 | 0 | 0 | 0 | 0 | 0 | 0 | 0 | 0 | 0 | 0 | 0 | 0 | 0 | 0 | 0 | 0 | 0 | 0 | 0 | 0 | 0 | 0 | 0 | 0 | 0 | 0 | 0
F3_Commercial_Miscellaneous_New_Space Heating_Natural Gas_Unit Heater_E8 | F3 | Commercial | Miscellaneous | New | Space Heating | Natural Gas | Unit Heater | E8 | PACT BC Ratio | 0 | 0 | 0 | 0 | 0 | 0 | 0 | 0 | 0 | 0 | 0 | 0 | 0 | 0 | 0 | 0 | 0 | 0 | 0 | 0 | 0 | 0 | 0 | 0 | 0 | 0 | 0 | 0 | 0 | 0
F3_Commercial_Miscellaneous_New_Space Heating_Natural Gas_Unit Heater_E9 | F3 | Commercial | Miscellaneous | New | Space Heating | Natural Gas | Unit Heater | E9 | PACT BC Ratio | 0 | 0 | 0 | 0 | 0 | 0 | 0 | 0 | 0 | 0 | 0 | 0 | 0 | 0 | 0 | 0 | 0 | 0 | 0 | 0 | 0 | 0 | 0 | 0 | 0 | 0 | 0 | 0 | 0 | 0
F3_Commercial_Miscellaneous_New_Space Heating_Natural Gas_Unit Heater_E10 | F3 | Commercial | Miscellaneous | New | Space Heating | Natural Gas | Unit Heater | E10 | PACT BC Ratio | 0 | 0 | 0 | 0 | 0 | 0 | 0 | 0 | 0 | 0 | 0 | 0 | 0 | 0 | 0 | 0 | 0 | 0 | 0 | 0 | 0 | 0 | 0 | 0 | 0 | 0 | 0 | 0 | 0 | 0
F4_Commercial_Miscellaneous_New_Space Heating_Natural Gas_Unit Heater_E1 | F4 | Commercial | Miscellaneous | New | Space Heating | Natural Gas | Unit Heater | E1 | PCT BC Ratio | 0.9 | 0.9 | 0.9 | 0.9 | 0.9 | 0.9 | 0.9 | 0.9 | 0.9 | 0.9 | 0.9 | 0.9 | 0.9 | 0.9 | 0.9 | 0.9 | 0.9 | 0.9 | 0.9 | 0.9 | 0.9 | 0.9 | 0 | 0 | 0 | 0 | 0 | 0 | 0 | 0
F4_Commercial_Miscellaneous_New_Space Heating_Natural Gas_Unit Heater_E2 | F4 | Commercial | Miscellaneous | New | Space Heating | Natural Gas | Unit Heater | E2 | PCT BC Ratio | 0.85851 | 0.8633 | 0.86903 | 0.87852 | 0.89117 | 0.90609 | 0.9198 | 0.93201 | 0.94385 | 0.95533 | 0.96692 | 0.97818 | 0.98878 | 0.99939 | 1.0095 | 1.0199 | 1.0311 | 1.0423 | 1.0536 | 1.0649 | 1.0761 | 1.0872 | 0 | 0 | 0 | 0 | 0 | 0 | 0 | 0
F4_Commercial_Miscellaneous_New_Space Heating_Natural Gas_Unit Heater_E3 | F4 | Commercial | Miscellaneous | New | Space Heating | Natural Gas | Unit Heater | E3 | PCT BC Ratio | 11.2028 | 11.1678 | 11.1624 | 11.2996 | 11.5963 | 12.0073 | 12.3865 | 12.737 | 13.1089 | 13.4441 | 13.7607 | 14.0378 | 14.254 | 14.3973 | 14.5143 | 14.6361 | 14.7822 | 14.925 | 15.0651 | 15.2002 | 15.3232 | 15.432 | 0 | 0 | 0 | 0 | 0 | 0 | 0 | 0
F4_Commercial_Miscellaneous_New_Space Heating_Natural Gas_Unit Heater_E4 | F4 | Commercial | Miscellaneous | New | Space Heating | Natural Gas | Unit Heater | E4 | PCT BC Ratio | 0 | 0 | 0 | 0 | 0 | 0 | 0 | 0 | 0 | 0 | 0 | 0 | 0 | 0 | 0 | 0 | 0 | 0 | 0 | 0 | 0 | 0 | 0 | 0 | 0 | 0 | 0 | 0 | 0 | 0
F4_Commercial_Miscellaneous_New_Space Heating_Natural Gas_Unit Heater_E5 | F4 | Commercial | Miscellaneous | New | Space Heating | Natural Gas | Unit Heater | E5 | PCT BC Ratio | 0 | 0 | 0 | 0 | 0 | 0 | 0 | 0 | 0 | 0 | 0 | 0 | 0 | 0 | 0 | 0 | 0 | 0 | 0 | 0 | 0 | 0 | 0 | 0 | 0 | 0 | 0 | 0 | 0 | 0
F4_Commercial_Miscellaneous_New_Space Heating_Natural Gas_Unit Heater_E6 | F4 | Commercial | Miscellaneous | New | Space Heating | Natural Gas | Unit Heater | E6 | PCT BC Ratio | 0 | 0 | 0 | 0 | 0 | 0 | 0 | 0 | 0 | 0 | 0 | 0 | 0 | 0 | 0 | 0 | 0 | 0 | 0 | 0 | 0 | 0 | 0 | 0 | 0 | 0 | 0 | 0 | 0 | 0
F4_Commercial_Miscellaneous_New_Space Heating_Natural Gas_Unit Heater_E7 | F4 | Commercial | Miscellaneous | New | Space Heating | Natural Gas | Unit Heater | E7 | PCT BC Ratio | 0 | 0 | 0 | 0 | 0 | 0 | 0 | 0 | 0 | 0 | 0 | 0 | 0 | 0 | 0 | 0 | 0 | 0 | 0 | 0 | 0 | 0 | 0 | 0 | 0 | 0 | 0 | 0 | 0 | 0
F4_Commercial_Miscellaneous_New_Space Heating_Natural Gas_Unit Heater_E8 | F4 | Commercial | Miscellaneous | New | Space Heating | Natural Gas | Unit Heater | E8 | PCT BC Ratio | 0 | 0 | 0 | 0 | 0 | 0 | 0 | 0 | 0 | 0 | 0 | 0 | 0 | 0 | 0 | 0 | 0 | 0 | 0 | 0 | 0 | 0 | 0 | 0 | 0 | 0 | 0 | 0 | 0 | 0
F4_Commercial_Miscellaneous_New_Space Heating_Natural Gas_Unit Heater_E9 | F4 | Commercial | Miscellaneous | New | Space Heating | Natural Gas | Unit Heater | E9 | PCT BC Ratio | 0 | 0 | 0 | 0 | 0 | 0 | 0 | 0 | 0 | 0 | 0 | 0 | 0 | 0 | 0 | 0 | 0 | 0 | 0 | 0 | 0 | 0 | 0 | 0 | 0 | 0 | 0 | 0 | 0 | 0
F4_Commercial_Miscellaneous_New_Space Heating_Natural Gas_Unit Heater_E10 | F4 | Commercial | Miscellaneous | New | Space Heating | Natural Gas | Unit Heater | E10 | PCT BC Ratio | 0 | 0 | 0 | 0 | 0 | 0 | 0 | 0 | 0 | 0 | 0 | 0 | 0 | 0 | 0 | 0 | 0 | 0 | 0 | 0 | 0 | 0 | 0 | 0 | 0 | 0 | 0 | 0 | 0 | 0
F5_Commercial_Miscellaneous_New_Space Heating_Natural Gas_Unit Heater_E1 | F5 | Commercial | Miscellaneous | New | Space Heating | Natural Gas | Unit Heater | E1 | RIM BC Ratio | 0.9 | 0.9 | 0.9 | 0.9 | 0.9 | 0.9 | 0.9 | 0.9 | 0.9 | 0.9 | 0.9 | 0.9 | 0.9 | 0.9 | 0.9 | 0.9 | 0.9 | 0.9 | 0.9 | 0.9 | 0.9 | 0.9 | 0 | 0 | 0 | 0 | 0 | 0 | 0 | 0
F5_Commercial_Miscellaneous_New_Space Heating_Natural Gas_Unit Heater_E2 | F5 | Commercial | Miscellaneous | New | Space Heating | Natural Gas | Unit Heater | E2 | RIM BC Ratio | 0.39363 | 0.3954 | 0.3975 | 0.40094 | 0.40544 | 0.41062 | 0.41528 | 0.41934 | 0.42321 | 0.42689 | 0.43054 | 0.43402 | 0.43724 | 0.44042 | 0.44341 | 0.44643 | 0.44961 | 0.45275 | 0.45587 | 0.45896 | 0.46196 | 0.46487 | 0 | 0 | 0 | 0 | 0 | 0 | 0 | 0
F5_Commercial_Miscellaneous_New_Space Heating_Natural Gas_Unit Heater_E3 | F5 | Commercial | Miscellaneous | New | Space Heating | Natural Gas | Unit Heater | E3 | RIM BC Ratio | 0.78928 | 0.78914 | 0.78912 | 0.78965 | 0.79077 | 0.79224 | 0.7935 | 0.79461 | 0.79572 | 0.79666 | 0.79752 | 0.79824 | 0.79878 | 0.79913 | 0.79941 | 0.79969 | 0.80003 | 0.80036 | 0.80067 | 0.80096 | 0.80123 | 0.80146 | 0 | 0 | 0 | 0 | 0 | 0 | 0 | 0
F5_Commercial_Miscellaneous_New_Space Heating_Natural Gas_Unit Heater_E4 | F5 | Commercial | Miscellaneous | New | Space Heating | Natural Gas | Unit Heater | E4 | RIM BC Ratio | 0 | 0 | 0 | 0 | 0 | 0 | 0 | 0 | 0 | 0 | 0 | 0 | 0 | 0 | 0 | 0 | 0 | 0 | 0 | 0 | 0 | 0 | 0 | 0 | 0 | 0 | 0 | 0 | 0 | 0
F5_Commercial_Miscellaneous_New_Space Heating_Natural Gas_Unit Heater_E5 | F5 | Commercial | Miscellaneous | New | Space Heating | Natural Gas | Unit Heater | E5 | RIM BC Ratio | 0 | 0 | 0 | 0 | 0 | 0 | 0 | 0 | 0 | 0 | 0 | 0 | 0 | 0 | 0 | 0 | 0 | 0 | 0 | 0 | 0 | 0 | 0 | 0 | 0 | 0 | 0 | 0 | 0 | 0
F5_Commercial_Miscellaneous_New_Space Heating_Natural Gas_Unit Heater_E6 | F5 | Commercial | Miscellaneous | New | Space Heating | Natural Gas | Unit Heater | E6 | RIM BC Ratio | 0 | 0 | 0 | 0 | 0 | 0 | 0 | 0 | 0 | 0 | 0 | 0 | 0 | 0 | 0 | 0 | 0 | 0 | 0 | 0 | 0 | 0 | 0 | 0 | 0 | 0 | 0 | 0 | 0 | 0
F5_Commercial_Miscellaneous_New_Space Heating_Natural Gas_Unit Heater_E7 | F5 | Commercial | Miscellaneous | New | Space Heating | Natural Gas | Unit Heater | E7 | RIM BC Ratio | 0 | 0 | 0 | 0 | 0 | 0 | 0 | 0 | 0 | 0 | 0 | 0 | 0 | 0 | 0 | 0 | 0 | 0 | 0 | 0 | 0 | 0 | 0 | 0 | 0 | 0 | 0 | 0 | 0 | 0
F5_Commercial_Miscellaneous_New_Space Heating_Natural Gas_Unit Heater_E8 | F5 | Commercial | Miscellaneous | New | Space Heating | Natural Gas | Unit Heater | E8 | RIM BC Ratio | 0 | 0 | 0 | 0 | 0 | 0 | 0 | 0 | 0 | 0 | 0 | 0 | 0 | 0 | 0 | 0 | 0 | 0 | 0 | 0 | 0 | 0 | 0 | 0 | 0 | 0 | 0 | 0 | 0 | 0
F5_Commercial_Miscellaneous_New_Space Heating_Natural Gas_Unit Heater_E9 | F5 | Commercial | Miscellaneous | New | Space Heating | Natural Gas | Unit Heater | E9 | RIM BC Ratio | 0 | 0 | 0 | 0 | 0 | 0 | 0 | 0 | 0 | 0 | 0 | 0 | 0 | 0 | 0 | 0 | 0 | 0 | 0 | 0 | 0 | 0 | 0 | 0 | 0 | 0 | 0 | 0 | 0 | 0
F5_Commercial_Miscellaneous_New_Space Heating_Natural Gas_Unit Heater_E10 | F5 | Commercial | Miscellaneous | New | Space Heating | Natural Gas | Unit Heater | E10 | RIM BC Ratio | 0 | 0 | 0 | 0 | 0 | 0 | 0 | 0 | 0 | 0 | 0 | 0 | 0 | 0 | 0 | 0 | 0 | 0 | 0 | 0 | 0 | 0 | 0 | 0 | 0 | 0 | 0 | 0 | 0 | 0
F0_Commercial_Miscellaneous_New_Water Heating_Natural Gas_Water Heater_E0 | F0 | Commercial | Miscellaneous | New | Water Heating | Natural Gas | Water Heater | E0 | Economic Unit | Gas-Fired Absorption HPWH | Gas-Fired Absorption HPWH | Gas-Fired Absorption HPWH | Gas-Fired Absorption HPWH | Gas-Fired Absorption HPWH | Gas-Fired Absorption HPWH | Gas-Fired Absorption HPWH | Gas-Fired Absorption HPWH | Gas-Fired Absorption HPWH | Gas-Fired Absorption HPWH | Gas-Fired Absorption HPWH | Gas-Fired Absorption HPWH | Gas-Fired Absorption HPWH | Gas-Fired Absorption HPWH | Gas-Fired Absorption HPWH | Gas-Fired Absorption HPWH | Gas-Fired Absorption HPWH | Gas-Fired Absorption HPWH | Gas-Fired Absorption HPWH | Gas-Fired Absorption HPWH | Gas-Fired Absorption HPWH | Gas-Fired Absorption HPWH | 0 | 0 | 0 | 0 | 0 | 0 | 0 | 0
F1_Commercial_Miscellaneous_New_Water Heating_Natural Gas_Water Heater_E1 | F1 | Commercial | Miscellaneous | New | Water Heating | Natural Gas | Water Heater | E1 | CCE | 0 | 0 | 0 | 0 | 0 | 0 | 0 | 0 | 0 | 0 | 0 | 0 | 0 | 0 | 0 | 0 | 0 | 0 | 0 | 0 | 0 | 0 | 0 | 0 | 0 | 0 | 0 | 0 | 0 | 0
F1_Commercial_Miscellaneous_New_Water Heating_Natural Gas_Water Heater_E2 | F1 | Commercial | Miscellaneous | New | Water Heating | Natural Gas | Water Heater | E2 | CCE | -0.0002055 | -0.0002055 | -0.00021589 | -0.00021261 | -0.00020942 | -0.00020544 | -0.00020488 | -0.00020356 | -0.00020233 | -0.00020049 | -0.0002002 | -0.00019928 | -0.00019846 | -0.00019689 | -0.0001971 | -0.00019649 | -0.0001959 | -0.00019461 | -0.00019499 | -0.00019461 | -0.00019432 | -0.00019324 | 0 | 0 | 0 | 0 | 0 | 0 | 0 | 0
F1_Commercial_Miscellaneous_New_Water Heating_Natural Gas_Water Heater_E3 | F1 | Commercial | Miscellaneous | New | Water Heating | Natural Gas | Water Heater | E3 | CCE | 0.00019137 | 0.00019137 | 0.00020105 | 0.00019799 | 0.00019502 | 0.00019131 | 0.00019079 | 0.00018957 | 0.00018842 | 0.0001867 | 0.00018644 | 0.00018558 | 0.00018481 | 0.00018335 | 0.00018355 | 0.00018298 | 0.00018243 | 0.00018123 | 0.00018158 | 0.00018123 | 0.00018096 | 0.00017995 | 0 | 0 | 0 | 0 | 0 | 0 | 0 | 0
F1_Commercial_Miscellaneous_New_Water Heating_Natural Gas_Water Heater_E4 | F1 | Commercial | Miscellaneous | New | Water Heating | Natural Gas | Water Heater | E4 | CCE | -0.00082905 | -0.00082905 | -0.00087097 | -0.00085773 | -0.00084487 | -0.00082879 | -0.00082653 | -0.00082122 | -0.00081627 | -0.00080882 | -0.00080766 | -0.00080394 | -0.00080063 | -0.0007943 | -0.00079514 | -0.00079271 | -0.00079033 | -0.0007851 | -0.00078664 | -0.00078511 | -0.00078396 | -0.00077958 | 0 | 0 | 0 | 0 | 0 | 0 | 0 | 0
F1_Commercial_Miscellaneous_New_Water Heating_Natural Gas_Water Heater_E5 | F1 | Commercial | Miscellaneous | New | Water Heating | Natural Gas | Water Heater | E5 | CCE | 0 | 0 | 0 | 0 | 0 | 0 | 0 | 0 | 0 | 0 | 0 | 0 | 0 | 0 | 0 | 0 | 0 | 0 | 0 | 0 | 0 | 0 | 0 | 0 | 0 | 0 | 0 | 0 | 0 | 0
F1_Commercial_Miscellaneous_New_Water Heating_Natural Gas_Water Heater_E6 | F1 | Commercial | Miscellaneous | New | Water Heating | Natural Gas | Water Heater | E6 | CCE | 0 | 0 | 0 | 0 | 0 | 0 | 0 | 0 | 0 | 0 | 0 | 0 | 0 | 0 | 0 | 0 | 0 | 0 | 0 | 0 | 0 | 0 | 0 | 0 | 0 | 0 | 0 | 0 | 0 | 0
F1_Commercial_Miscellaneous_New_Water Heating_Natural Gas_Water Heater_E7 | F1 | Commercial | Miscellaneous | New | Water Heating | Natural Gas | Water Heater | E7 | CCE | 0 | 0 | 0 | 0 | 0 | 0 | 0 | 0 | 0 | 0 | 0 | 0 | 0 | 0 | 0 | 0 | 0 | 0 | 0 | 0 | 0 | 0 | 0 | 0 | 0 | 0 | 0 | 0 | 0 | 0
F1_Commercial_Miscellaneous_New_Water Heating_Natural Gas_Water Heater_E8 | F1 | Commercial | Miscellaneous | New | Water Heating | Natural Gas | Water Heater | E8 | CCE | 0 | 0 | 0 | 0 | 0 | 0 | 0 | 0 | 0 | 0 | 0 | 0 | 0 | 0 | 0 | 0 | 0 | 0 | 0 | 0 | 0 | 0 | 0 | 0 | 0 | 0 | 0 | 0 | 0 | 0
F1_Commercial_Miscellaneous_New_Water Heating_Natural Gas_Water Heater_E9 | F1 | Commercial | Miscellaneous | New | Water Heating | Natural Gas | Water Heater | E9 | CCE | 0 | 0 | 0 | 0 | 0 | 0 | 0 | 0 | 0 | 0 | 0 | 0 | 0 | 0 | 0 | 0 | 0 | 0 | 0 | 0 | 0 | 0 | 0 | 0 | 0 | 0 | 0 | 0 | 0 | 0
F1_Commercial_Miscellaneous_New_Water Heating_Natural Gas_Water Heater_E10 | F1 | Commercial | Miscellaneous | New | Water Heating | Natural Gas | Water Heater | E10 | CCE | 0 | 0 | 0 | 0 | 0 | 0 | 0 | 0 | 0 | 0 | 0 | 0 | 0 | 0 | 0 | 0 | 0 | 0 | 0 | 0 | 0 | 0 | 0 | 0 | 0 | 0 | 0 | 0 | 0 | 0
F2_Commercial_Miscellaneous_New_Water Heating_Natural Gas_Water Heater_E1 | F2 | Commercial | Miscellaneous | New | Water Heating | Natural Gas | Water Heater | E1 | TRC BC Ratio | 0.9 | 0.9 | 0.9 | 0.9 | 0.9 | 0.9 | 0.9 | 0.9 | 0.9 | 0.9 | 0.9 | 0.9 | 0.9 | 0.9 | 0.9 | 0.9 | 0.9 | 0.9 | 0.9 | 0.9 | 0.9 | 0.9 | 0 | 0 | 0 | 0 | 0 | 0 | 0 | 0
F2_Commercial_Miscellaneous_New_Water Heating_Natural Gas_Water Heater_E2 | F2 | Commercial | Miscellaneous | New | Water Heating | Natural Gas | Water Heater | E2 | TRC BC Ratio | 0.9 | 0.9 | 0.9 | 0.9 | 0.9 | 0.9 | 0.9 | 0.9 | 0.9 | 0.9 | 0.9 | 0.9 | 0.9 | 0.9 | 0.9 | 0.9 | 0.9 | 0.9 | 0.9 | 0.9 | 0.9 | 0.9 | 0 | 0 | 0 | 0 | 0 | 0 | 0 | 0
F2_Commercial_Miscellaneous_New_Water Heating_Natural Gas_Water Heater_E3 | F2 | Commercial | Miscellaneous | New | Water Heating | Natural Gas | Water Heater | E3 | TRC BC Ratio | 45.7604 | 46.0653 | 46.4604 | 47.2234 | 48.2824 | 49.5569 | 50.714 | 51.7054 | 52.6464 | 53.6075 | 54.6364 | 55.6402 | 56.5893 | 57.5451 | 58.3897 | 59.1894 | 60.0548 | 60.9233 | 61.7964 | 62.6696 | 63.5264 | 64.3628 | 0 | 0 | 0 | 0 | 0 | 0 | 0 | 0
F2_Commercial_Miscellaneous_New_Water Heating_Natural Gas_Water Heater_E4 | F2 | Commercial | Miscellaneous | New | Water Heating | Natural Gas | Water Heater | E4 | TRC BC Ratio | 0.9 | 0.9 | 0.9 | 0.9 | 0.9 | 0.9 | 0.9 | 0.9 | 0.9 | 0.9 | 0.9 | 0.9 | 0.9 | 0.9 | 0.9 | 0.9 | 0.9 | 0.9 | 0.9 | 0.9 | 0.9 | 0.9 | 0 | 0 | 0 | 0 | 0 | 0 | 0 | 0
F2_Commercial_Miscellaneous_New_Water Heating_Natural Gas_Water Heater_E5 | F2 | Commercial | Miscellaneous | New | Water Heating | Natural Gas | Water Heater | E5 | TRC BC Ratio | 0 | 0 | 0 | 0 | 0 | 0 | 0 | 0 | 0 | 0 | 0 | 0 | 0 | 0 | 0 | 0 | 0 | 0 | 0 | 0 | 0 | 0 | 0 | 0 | 0 | 0 | 0 | 0 | 0 | 0
F2_Commercial_Miscellaneous_New_Water Heating_Natural Gas_Water Heater_E6 | F2 | Commercial | Miscellaneous | New | Water Heating | Natural Gas | Water Heater | E6 | TRC BC Ratio | 0 | 0 | 0 | 0 | 0 | 0 | 0 | 0 | 0 | 0 | 0 | 0 | 0 | 0 | 0 | 0 | 0 | 0 | 0 | 0 | 0 | 0 | 0 | 0 | 0 | 0 | 0 | 0 | 0 | 0
F2_Commercial_Miscellaneous_New_Water Heating_Natural Gas_Water Heater_E7 | F2 | Commercial | Miscellaneous | New | Water Heating | Natural Gas | Water Heater | E7 | TRC BC Ratio | 0 | 0 | 0 | 0 | 0 | 0 | 0 | 0 | 0 | 0 | 0 | 0 | 0 | 0 | 0 | 0 | 0 | 0 | 0 | 0 | 0 | 0 | 0 | 0 | 0 | 0 | 0 | 0 | 0 | 0
F2_Commercial_Miscellaneous_New_Water Heating_Natural Gas_Water Heater_E8 | F2 | Commercial | Miscellaneous | New | Water Heating | Natural Gas | Water Heater | E8 | TRC BC Ratio | 0 | 0 | 0 | 0 | 0 | 0 | 0 | 0 | 0 | 0 | 0 | 0 | 0 | 0 | 0 | 0 | 0 | 0 | 0 | 0 | 0 | 0 | 0 | 0 | 0 | 0 | 0 | 0 | 0 | 0
F2_Commercial_Miscellaneous_New_Water Heating_Natural Gas_Water Heater_E9 | F2 | Commercial | Miscellaneous | New | Water Heating | Natural Gas | Water Heater | E9 | TRC BC Ratio | 0 | 0 | 0 | 0 | 0 | 0 | 0 | 0 | 0 | 0 | 0 | 0 | 0 | 0 | 0 | 0 | 0 | 0 | 0 | 0 | 0 | 0 | 0 | 0 | 0 | 0 | 0 | 0 | 0 | 0
F2_Commercial_Miscellaneous_New_Water Heating_Natural Gas_Water Heater_E10 | F2 | Commercial | Miscellaneous | New | Water Heating | Natural Gas | Water Heater | E10 | TRC BC Ratio | 0 | 0 | 0 | 0 | 0 | 0 | 0 | 0 | 0 | 0 | 0 | 0 | 0 | 0 | 0 | 0 | 0 | 0 | 0 | 0 | 0 | 0 | 0 | 0 | 0 | 0 | 0 | 0 | 0 | 0
F3_Commercial_Miscellaneous_New_Water Heating_Natural Gas_Water Heater_E1 | F3 | Commercial | Miscellaneous | New | Water Heating | Natural Gas | Water Heater | E1 | PACT BC Ratio | 0.9 | 0.9 | 0.9 | 0.9 | 0.9 | 0.9 | 0.9 | 0.9 | 0.9 | 0.9 | 0.9 | 0.9 | 0.9 | 0.9 | 0.9 | 0.9 | 0.9 | 0.9 | 0.9 | 0.9 | 0.9 | 0.9 | 0 | 0 | 0 | 0 | 0 | 0 | 0 | 0
F3_Commercial_Miscellaneous_New_Water Heating_Natural Gas_Water Heater_E2 | F3 | Commercial | Miscellaneous | New | Water Heating | Natural Gas | Water Heater | E2 | PACT BC Ratio | 0.9 | 0.9 | 0.9 | 0.9 | 0.9 | 0.9 | 0.9 | 0.9 | 0.9 | 0.9 | 0.9 | 0.9 | 0.9 | 0.9 | 0.9 | 0.9 | 0.9 | 0.9 | 0.9 | 0.9 | 0.9 | 0.9 | 0 | 0 | 0 | 0 | 0 | 0 | 0 | 0
F3_Commercial_Miscellaneous_New_Water Heating_Natural Gas_Water Heater_E3 | F3 | Commercial | Miscellaneous | New | Water Heating | Natural Gas | Water Heater | E3 | PACT BC Ratio | 74.8299 | 75.3286 | 75.9747 | 77.2223 | 78.9541 | 81.0382 | 82.9304 | 84.5516 | 86.0904 | 87.662 | 89.3446 | 90.986 | 92.538 | 94.1009 | 95.4822 | 96.7898 | 98.205 | 99.6252 | 101.0529 | 102.4808 | 103.882 | 105.2498 | 0 | 0 | 0 | 0 | 0 | 0 | 0 | 0
F3_Commercial_Miscellaneous_New_Water Heating_Natural Gas_Water Heater_E4 | F3 | Commercial | Miscellaneous | New | Water Heating | Natural Gas | Water Heater | E4 | PACT BC Ratio | 0.9 | 0.9 | 0.9 | 0.9 | 0.9 | 0.9 | 0.9 | 0.9 | 0.9 | 0.9 | 0.9 | 0.9 | 0.9 | 0.9 | 0.9 | 0.9 | 0.9 | 0.9 | 0.9 | 0.9 | 0.9 | 0.9 | 0 | 0 | 0 | 0 | 0 | 0 | 0 | 0
F3_Commercial_Miscellaneous_New_Water Heating_Natural Gas_Water Heater_E5 | F3 | Commercial | Miscellaneous | New | Water Heating | Natural Gas | Water Heater | E5 | PACT BC Ratio | 0 | 0 | 0 | 0 | 0 | 0 | 0 | 0 | 0 | 0 | 0 | 0 | 0 | 0 | 0 | 0 | 0 | 0 | 0 | 0 | 0 | 0 | 0 | 0 | 0 | 0 | 0 | 0 | 0 | 0
F3_Commercial_Miscellaneous_New_Water Heating_Natural Gas_Water Heater_E6 | F3 | Commercial | Miscellaneous | New | Water Heating | Natural Gas | Water Heater | E6 | PACT BC Ratio | 0 | 0 | 0 | 0 | 0 | 0 | 0 | 0 | 0 | 0 | 0 | 0 | 0 | 0 | 0 | 0 | 0 | 0 | 0 | 0 | 0 | 0 | 0 | 0 | 0 | 0 | 0 | 0 | 0 | 0
F3_Commercial_Miscellaneous_New_Water Heating_Natural Gas_Water Heater_E7 | F3 | Commercial | Miscellaneous | New | Water Heating | Natural Gas | Water Heater | E7 | PACT BC Ratio | 0 | 0 | 0 | 0 | 0 | 0 | 0 | 0 | 0 | 0 | 0 | 0 | 0 | 0 | 0 | 0 | 0 | 0 | 0 | 0 | 0 | 0 | 0 | 0 | 0 | 0 | 0 | 0 | 0 | 0
F3_Commercial_Miscellaneous_New_Water Heating_Natural Gas_Water Heater_E8 | F3 | Commercial | Miscellaneous | New | Water Heating | Natural Gas | Water Heater | E8 | PACT BC Ratio | 0 | 0 | 0 | 0 | 0 | 0 | 0 | 0 | 0 | 0 | 0 | 0 | 0 | 0 | 0 | 0 | 0 | 0 | 0 | 0 | 0 | 0 | 0 | 0 | 0 | 0 | 0 | 0 | 0 | 0
F3_Commercial_Miscellaneous_New_Water Heating_Natural Gas_Water Heater_E9 | F3 | Commercial | Miscellaneous | New | Water Heating | Natural Gas | Water Heater | E9 | PACT BC Ratio | 0 | 0 | 0 | 0 | 0 | 0 | 0 | 0 | 0 | 0 | 0 | 0 | 0 | 0 | 0 | 0 | 0 | 0 | 0 | 0 | 0 | 0 | 0 | 0 | 0 | 0 | 0 | 0 | 0 | 0
F3_Commercial_Miscellaneous_New_Water Heating_Natural Gas_Water Heater_E10 | F3 | Commercial | Miscellaneous | New | Water Heating | Natural Gas | Water Heater | E10 | PACT BC Ratio | 0 | 0 | 0 | 0 | 0 | 0 | 0 | 0 | 0 | 0 | 0 | 0 | 0 | 0 | 0 | 0 | 0 | 0 | 0 | 0 | 0 | 0 | 0 | 0 | 0 | 0 | 0 | 0 | 0 | 0
F4_Commercial_Miscellaneous_New_Water Heating_Natural Gas_Water Heater_E1 | F4 | Commercial | Miscellaneous | New | Water Heating | Natural Gas | Water Heater | E1 | PCT BC Ratio | 0.9 | 0.9 | 0.9 | 0.9 | 0.9 | 0.9 | 0.9 | 0.9 | 0.9 | 0.9 | 0.9 | 0.9 | 0.9 | 0.9 | 0.9 | 0.9 | 0.9 | 0.9 | 0.9 | 0.9 | 0.9 | 0.9 | 0 | 0 | 0 | 0 | 0 | 0 | 0 | 0
F4_Commercial_Miscellaneous_New_Water Heating_Natural Gas_Water Heater_E2 | F4 | Commercial | Miscellaneous | New | Water Heating | Natural Gas | Water Heater | E2 | PCT BC Ratio | 0.9 | 0.9 | 0.9 | 0.9 | 0.9 | 0.9 | 0.9 | 0.9 | 0.9 | 0.9 | 0.9 | 0.9 | 0.9 | 0.9 | 0.9 | 0.9 | 0.9 | 0.9 | 0.9 | 0.9 | 0.9 | 0.9 | 0 | 0 | 0 | 0 | 0 | 0 | 0 | 0
F4_Commercial_Miscellaneous_New_Water Heating_Natural Gas_Water Heater_E3 | F4 | Commercial | Miscellaneous | New | Water Heating | Natural Gas | Water Heater | E3 | PCT BC Ratio | 81.0901 | 81.6276 | 82.324 | 83.6689 | 85.5356 | 87.7822 | 89.8218 | 91.5693 | 93.228 | 94.9221 | 96.7359 | 98.5052 | 100.1782 | 101.8629 | 103.3518 | 104.7613 | 106.2868 | 107.8176 | 109.3567 | 110.8959 | 112.4062 | 113.8806 | 0 | 0 | 0 | 0 | 0 | 0 | 0 | 0
F4_Commercial_Miscellaneous_New_Water Heating_Natural Gas_Water Heater_E4 | F4 | Commercial | Miscellaneous | New | Water Heating | Natural Gas | Water Heater | E4 | PCT BC Ratio | 0.9 | 0.9 | 0.9 | 0.9 | 0.9 | 0.9 | 0.9 | 0.9 | 0.9 | 0.9 | 0.9 | 0.9 | 0.9 | 0.9 | 0.9 | 0.9 | 0.9 | 0.9 | 0.9 | 0.9 | 0.9 | 0.9 | 0 | 0 | 0 | 0 | 0 | 0 | 0 | 0
F4_Commercial_Miscellaneous_New_Water Heating_Natural Gas_Water Heater_E5 | F4 | Commercial | Miscellaneous | New | Water Heating | Natural Gas | Water Heater | E5 | PCT BC Ratio | 0 | 0 | 0 | 0 | 0 | 0 | 0 | 0 | 0 | 0 | 0 | 0 | 0 | 0 | 0 | 0 | 0 | 0 | 0 | 0 | 0 | 0 | 0 | 0 | 0 | 0 | 0 | 0 | 0 | 0
F4_Commercial_Miscellaneous_New_Water Heating_Natural Gas_Water Heater_E6 | F4 | Commercial | Miscellaneous | New | Water Heating | Natural Gas | Water Heater | E6 | PCT BC Ratio | 0 | 0 | 0 | 0 | 0 | 0 | 0 | 0 | 0 | 0 | 0 | 0 | 0 | 0 | 0 | 0 | 0 | 0 | 0 | 0 | 0 | 0 | 0 | 0 | 0 | 0 | 0 | 0 | 0 | 0
F4_Commercial_Miscellaneous_New_Water Heating_Natural Gas_Water Heater_E7 | F4 | Commercial | Miscellaneous | New | Water Heating | Natural Gas | Water Heater | E7 | PCT BC Ratio | 0 | 0 | 0 | 0 | 0 | 0 | 0 | 0 | 0 | 0 | 0 | 0 | 0 | 0 | 0 | 0 | 0 | 0 | 0 | 0 | 0 | 0 | 0 | 0 | 0 | 0 | 0 | 0 | 0 | 0
F4_Commercial_Miscellaneous_New_Water Heating_Natural Gas_Water Heater_E8 | F4 | Commercial | Miscellaneous | New | Water Heating | Natural Gas | Water Heater | E8 | PCT BC Ratio | 0 | 0 | 0 | 0 | 0 | 0 | 0 | 0 | 0 | 0 | 0 | 0 | 0 | 0 | 0 | 0 | 0 | 0 | 0 | 0 | 0 | 0 | 0 | 0 | 0 | 0 | 0 | 0 | 0 | 0
F4_Commercial_Miscellaneous_New_Water Heating_Natural Gas_Water Heater_E9 | F4 | Commercial | Miscellaneous | New | Water Heating | Natural Gas | Water Heater | E9 | PCT BC Ratio | 0 | 0 | 0 | 0 | 0 | 0 | 0 | 0 | 0 | 0 | 0 | 0 | 0 | 0 | 0 | 0 | 0 | 0 | 0 | 0 | 0 | 0 | 0 | 0 | 0 | 0 | 0 | 0 | 0 | 0
F4_Commercial_Miscellaneous_New_Water Heating_Natural Gas_Water Heater_E10 | F4 | Commercial | Miscellaneous | New | Water Heating | Natural Gas | Water Heater | E10 | PCT BC Ratio | 0 | 0 | 0 | 0 | 0 | 0 | 0 | 0 | 0 | 0 | 0 | 0 | 0 | 0 | 0 | 0 | 0 | 0 | 0 | 0 | 0 | 0 | 0 | 0 | 0 | 0 | 0 | 0 | 0 | 0
F5_Commercial_Miscellaneous_New_Water Heating_Natural Gas_Water Heater_E1 | F5 | Commercial | Miscellaneous | New | Water Heating | Natural Gas | Water Heater | E1 | RIM BC Ratio | 0.9 | 0.9 | 0.9 | 0.9 | 0.9 | 0.9 | 0.9 | 0.9 | 0.9 | 0.9 | 0.9 | 0.9 | 0.9 | 0.9 | 0.9 | 0.9 | 0.9 | 0.9 | 0.9 | 0.9 | 0.9 | 0.9 | 0 | 0 | 0 | 0 | 0 | 0 | 0 | 0
F5_Commercial_Miscellaneous_New_Water Heating_Natural Gas_Water Heater_E2 | F5 | Commercial | Miscellaneous | New | Water Heating | Natural Gas | Water Heater | E2 | RIM BC Ratio | 0.9 | 0.9 | 0.9 | 0.9 | 0.9 | 0.9 | 0.9 | 0.9 | 0.9 | 0.9 | 0.9 | 0.9 | 0.9 | 0.9 | 0.9 | 0.9 | 0.9 | 0.9 | 0.9 | 0.9 | 0.9 | 0.9 | 0 | 0 | 0 | 0 | 0 | 0 | 0 | 0
F5_Commercial_Miscellaneous_New_Water Heating_Natural Gas_Water Heater_E3 | F5 | Commercial | Miscellaneous | New | Water Heating | Natural Gas | Water Heater | E3 | RIM BC Ratio | 0.82547 | 0.82553 | 0.82561 | 0.82575 | 0.82595 | 0.82617 | 0.82636 | 0.82652 | 0.82666 | 0.82681 | 0.82695 | 0.82709 | 0.82722 | 0.82734 | 0.82745 | 0.82754 | 0.82764 | 0.82774 | 0.82784 | 0.82794 | 0.82803 | 0.82811 | 0 | 0 | 0 | 0 | 0 | 0 | 0 | 0
F5_Commercial_Miscellaneous_New_Water Heating_Natural Gas_Water Heater_E4 | F5 | Commercial | Miscellaneous | New | Water Heating | Natural Gas | Water Heater | E4 | RIM BC Ratio | 0.9 | 0.9 | 0.9 | 0.9 | 0.9 | 0.9 | 0.9 | 0.9 | 0.9 | 0.9 | 0.9 | 0.9 | 0.9 | 0.9 | 0.9 | 0.9 | 0.9 | 0.9 | 0.9 | 0.9 | 0.9 | 0.9 | 0 | 0 | 0 | 0 | 0 | 0 | 0 | 0
F5_Commercial_Miscellaneous_New_Water Heating_Natural Gas_Water Heater_E5 | F5 | Commercial | Miscellaneous | New | Water Heating | Natural Gas | Water Heater | E5 | RIM BC Ratio | 0 | 0 | 0 | 0 | 0 | 0 | 0 | 0 | 0 | 0 | 0 | 0 | 0 | 0 | 0 | 0 | 0 | 0 | 0 | 0 | 0 | 0 | 0 | 0 | 0 | 0 | 0 | 0 | 0 | 0
F5_Commercial_Miscellaneous_New_Water Heating_Natural Gas_Water Heater_E6 | F5 | Commercial | Miscellaneous | New | Water Heating | Natural Gas | Water Heater | E6 | RIM BC Ratio | 0 | 0 | 0 | 0 | 0 | 0 | 0 | 0 | 0 | 0 | 0 | 0 | 0 | 0 | 0 | 0 | 0 | 0 | 0 | 0 | 0 | 0 | 0 | 0 | 0 | 0 | 0 | 0 | 0 | 0
F5_Commercial_Miscellaneous_New_Water Heating_Natural Gas_Water Heater_E7 | F5 | Commercial | Miscellaneous | New | Water Heating | Natural Gas | Water Heater | E7 | RIM BC Ratio | 0 | 0 | 0 | 0 | 0 | 0 | 0 | 0 | 0 | 0 | 0 | 0 | 0 | 0 | 0 | 0 | 0 | 0 | 0 | 0 | 0 | 0 | 0 | 0 | 0 | 0 | 0 | 0 | 0 | 0
F5_Commercial_Miscellaneous_New_Water Heating_Natural Gas_Water Heater_E8 | F5 | Commercial | Miscellaneous | New | Water Heating | Natural Gas | Water Heater | E8 | RIM BC Ratio | 0 | 0 | 0 | 0 | 0 | 0 | 0 | 0 | 0 | 0 | 0 | 0 | 0 | 0 | 0 | 0 | 0 | 0 | 0 | 0 | 0 | 0 | 0 | 0 | 0 | 0 | 0 | 0 | 0 | 0
F5_Commercial_Miscellaneous_New_Water Heating_Natural Gas_Water Heater_E9 | F5 | Commercial | Miscellaneous | New | Water Heating | Natural Gas | Water Heater | E9 | RIM BC Ratio | 0 | 0 | 0 | 0 | 0 | 0 | 0 | 0 | 0 | 0 | 0 | 0 | 0 | 0 | 0 | 0 | 0 | 0 | 0 | 0 | 0 | 0 | 0 | 0 | 0 | 0 | 0 | 0 | 0 | 0
F5_Commercial_Miscellaneous_New_Water Heating_Natural Gas_Water Heater_E10 | F5 | Commercial | Miscellaneous | New | Water Heating | Natural Gas | Water Heater | E10 | RIM BC Ratio | 0 | 0 | 0 | 0 | 0 | 0 | 0 | 0 | 0 | 0 | 0 | 0 | 0 | 0 | 0 | 0 | 0 | 0 | 0 | 0 | 0 | 0 | 0 | 0 | 0 | 0 | 0 | 0 | 0 | 0
F0_Commercial_Miscellaneous_New_Food Preparation_Natural Gas_Oven_E0 | F0 | Commercial | Miscellaneous | New | Food Preparation | Natural Gas | Oven | E0 | Economic Unit | ENERGY STAR (>44% Baking Efficiency) | ENERGY STAR (>44% Baking Efficiency) | ENERGY STAR (>44% Baking Efficiency) | ENERGY STAR (>44% Baking Efficiency) | ENERGY STAR (>44% Baking Efficiency) | ENERGY STAR (>44% Baking Efficiency) | ENERGY STAR (>44% Baking Efficiency) | ENERGY STAR (>44% Baking Efficiency) | ENERGY STAR (>44% Baking Efficiency) | ENERGY STAR (>44% Baking Efficiency) | ENERGY STAR (>44% Baking Efficiency) | ENERGY STAR (>44% Baking Efficiency) | ENERGY STAR (>44% Baking Efficiency) | ENERGY STAR (>44% Baking Efficiency) | ENERGY STAR (>44% Baking Efficiency) | ENERGY STAR (>44% Baking Efficiency) | ENERGY STAR (>44% Baking Efficiency) | ENERGY STAR (>44% Baking Efficiency) | ENERGY STAR (>44% Baking Efficiency) | ENERGY STAR (>44% Baking Efficiency) | ENERGY STAR (>44% Baking Efficiency) | ENERGY STAR (>44% Baking Efficiency) | 0 | 0 | 0 | 0 | 0 | 0 | 0 | 0
F1_Commercial_Miscellaneous_New_Food Preparation_Natural Gas_Oven_E1 | F1 | Commercial | Miscellaneous | New | Food Preparation | Natural Gas | Oven | E1 | CCE | 0 | 0 | 0 | 0 | 0 | 0 | 0 | 0 | 0 | 0 | 0 | 0 | 0 | 0 | 0 | 0 | 0 | 0 | 0 | 0 | 0 | 0 | 0 | 0 | 0 | 0 | 0 | 0 | 0 | 0
F1_Commercial_Miscellaneous_New_Food Preparation_Natural Gas_Oven_E2 | F1 | Commercial | Miscellaneous | New | Food Preparation | Natural Gas | Oven | E2 | CCE | 0.00045896 | 0.00045896 | 0.00048217 | 0.00047484 | 0.00046772 | 0.00045882 | 0.00045757 | 0.00045463 | 0.00045189 | 0.00044776 | 0.00044712 | 0.00044507 | 0.00044323 | 0.00043973 | 0.00044019 | 0.00043885 | 0.00043753 | 0.00043464 | 0.00043549 | 0.00043464 | 0.000434 | 0.00043158 | 0 | 0 | 0 | 0 | 0 | 0 | 0 | 0
F1_Commercial_Miscellaneous_New_Food Preparation_Natural Gas_Oven_E3 | F1 | Commercial | Miscellaneous | New | Food Preparation | Natural Gas | Oven | E3 | CCE | 0 | 0 | 0 | 0 | 0 | 0 | 0 | 0 | 0 | 0 | 0 | 0 | 0 | 0 | 0 | 0 | 0 | 0 | 0 | 0 | 0 | 0 | 0 | 0 | 0 | 0 | 0 | 0 | 0 | 0
F1_Commercial_Miscellaneous_New_Food Preparation_Natural Gas_Oven_E4 | F1 | Commercial | Miscellaneous | New | Food Preparation | Natural Gas | Oven | E4 | CCE | 0 | 0 | 0 | 0 | 0 | 0 | 0 | 0 | 0 | 0 | 0 | 0 | 0 | 0 | 0 | 0 | 0 | 0 | 0 | 0 | 0 | 0 | 0 | 0 | 0 | 0 | 0 | 0 | 0 | 0
F1_Commercial_Miscellaneous_New_Food Preparation_Natural Gas_Oven_E5 | F1 | Commercial | Miscellaneous | New | Food Preparation | Natural Gas | Oven | E5 | CCE | 0 | 0 | 0 | 0 | 0 | 0 | 0 | 0 | 0 | 0 | 0 | 0 | 0 | 0 | 0 | 0 | 0 | 0 | 0 | 0 | 0 | 0 | 0 | 0 | 0 | 0 | 0 | 0 | 0 | 0
F1_Commercial_Miscellaneous_New_Food Preparation_Natural Gas_Oven_E6 | F1 | Commercial | Miscellaneous | New | Food Preparation | Natural Gas | Oven | E6 | CCE | 0 | 0 | 0 | 0 | 0 | 0 | 0 | 0 | 0 | 0 | 0 | 0 | 0 | 0 | 0 | 0 | 0 | 0 | 0 | 0 | 0 | 0 | 0 | 0 | 0 | 0 | 0 | 0 | 0 | 0
F1_Commercial_Miscellaneous_New_Food Preparation_Natural Gas_Oven_E7 | F1 | Commercial | Miscellaneous | New | Food Preparation | Natural Gas | Oven | E7 | CCE | 0 | 0 | 0 | 0 | 0 | 0 | 0 | 0 | 0 | 0 | 0 | 0 | 0 | 0 | 0 | 0 | 0 | 0 | 0 | 0 | 0 | 0 | 0 | 0 | 0 | 0 | 0 | 0 | 0 | 0
F1_Commercial_Miscellaneous_New_Food Preparation_Natural Gas_Oven_E8 | F1 | Commercial | Miscellaneous | New | Food Preparation | Natural Gas | Oven | E8 | CCE | 0 | 0 | 0 | 0 | 0 | 0 | 0 | 0 | 0 | 0 | 0 | 0 | 0 | 0 | 0 | 0 | 0 | 0 | 0 | 0 | 0 | 0 | 0 | 0 | 0 | 0 | 0 | 0 | 0 | 0
F1_Commercial_Miscellaneous_New_Food Preparation_Natural Gas_Oven_E9 | F1 | Commercial | Miscellaneous | New | Food Preparation | Natural Gas | Oven | E9 | CCE | 0 | 0 | 0 | 0 | 0 | 0 | 0 | 0 | 0 | 0 | 0 | 0 | 0 | 0 | 0 | 0 | 0 | 0 | 0 | 0 | 0 | 0 | 0 | 0 | 0 | 0 | 0 | 0 | 0 | 0
F1_Commercial_Miscellaneous_New_Food Preparation_Natural Gas_Oven_E10 | F1 | Commercial | Miscellaneous | New | Food Preparation | Natural Gas | Oven | E10 | CCE | 0 | 0 | 0 | 0 | 0 | 0 | 0 | 0 | 0 | 0 | 0 | 0 | 0 | 0 | 0 | 0 | 0 | 0 | 0 | 0 | 0 | 0 | 0 | 0 | 0 | 0 | 0 | 0 | 0 | 0
F2_Commercial_Miscellaneous_New_Food Preparation_Natural Gas_Oven_E1 | F2 | Commercial | Miscellaneous | New | Food Preparation | Natural Gas | Oven | E1 | TRC BC Ratio | 0.9 | 0.9 | 0.9 | 0.9 | 0.9 | 0.9 | 0.9 | 0.9 | 0.9 | 0.9 | 0.9 | 0.9 | 0.9 | 0.9 | 0.9 | 0.9 | 0.9 | 0.9 | 0.9 | 0.9 | 0.9 | 0.9 | 0 | 0 | 0 | 0 | 0 | 0 | 0 | 0
F2_Commercial_Miscellaneous_New_Food Preparation_Natural Gas_Oven_E2 | F2 | Commercial | Miscellaneous | New | Food Preparation | Natural Gas | Oven | E2 | TRC BC Ratio | 19.3861 | 19.5519 | 19.7505 | 20.079 | 20.517 | 21.0337 | 21.5085 | 21.9312 | 22.3413 | 22.739 | 23.1401 | 23.5301 | 23.8972 | 24.2648 | 24.6161 | 24.9765 | 25.3618 | 25.7498 | 26.141 | 26.5337 | 26.9222 | 27.305 | 0 | 0 | 0 | 0 | 0 | 0 | 0 | 0
F2_Commercial_Miscellaneous_New_Food Preparation_Natural Gas_Oven_E3 | F2 | Commercial | Miscellaneous | New | Food Preparation | Natural Gas | Oven | E3 | TRC BC Ratio | 0 | 0 | 0 | 0 | 0 | 0 | 0 | 0 | 0 | 0 | 0 | 0 | 0 | 0 | 0 | 0 | 0 | 0 | 0 | 0 | 0 | 0 | 0 | 0 | 0 | 0 | 0 | 0 | 0 | 0
F2_Commercial_Miscellaneous_New_Food Preparation_Natural Gas_Oven_E4 | F2 | Commercial | Miscellaneous | New | Food Preparation | Natural Gas | Oven | E4 | TRC BC Ratio | 0 | 0 | 0 | 0 | 0 | 0 | 0 | 0 | 0 | 0 | 0 | 0 | 0 | 0 | 0 | 0 | 0 | 0 | 0 | 0 | 0 | 0 | 0 | 0 | 0 | 0 | 0 | 0 | 0 | 0
F2_Commercial_Miscellaneous_New_Food Preparation_Natural Gas_Oven_E5 | F2 | Commercial | Miscellaneous | New | Food Preparation | Natural Gas | Oven | E5 | TRC BC Ratio | 0 | 0 | 0 | 0 | 0 | 0 | 0 | 0 | 0 | 0 | 0 | 0 | 0 | 0 | 0 | 0 | 0 | 0 | 0 | 0 | 0 | 0 | 0 | 0 | 0 | 0 | 0 | 0 | 0 | 0
F2_Commercial_Miscellaneous_New_Food Preparation_Natural Gas_Oven_E6 | F2 | Commercial | Miscellaneous | New | Food Preparation | Natural Gas | Oven | E6 | TRC BC Ratio | 0 | 0 | 0 | 0 | 0 | 0 | 0 | 0 | 0 | 0 | 0 | 0 | 0 | 0 | 0 | 0 | 0 | 0 | 0 | 0 | 0 | 0 | 0 | 0 | 0 | 0 | 0 | 0 | 0 | 0
F2_Commercial_Miscellaneous_New_Food Preparation_Natural Gas_Oven_E7 | F2 | Commercial | Miscellaneous | New | Food Preparation | Natural Gas | Oven | E7 | TRC BC Ratio | 0 | 0 | 0 | 0 | 0 | 0 | 0 | 0 | 0 | 0 | 0 | 0 | 0 | 0 | 0 | 0 | 0 | 0 | 0 | 0 | 0 | 0 | 0 | 0 | 0 | 0 | 0 | 0 | 0 | 0
F2_Commercial_Miscellaneous_New_Food Preparation_Natural Gas_Oven_E8 | F2 | Commercial | Miscellaneous | New | Food Preparation | Natural Gas | Oven | E8 | TRC BC Ratio | 0 | 0 | 0 | 0 | 0 | 0 | 0 | 0 | 0 | 0 | 0 | 0 | 0 | 0 | 0 | 0 | 0 | 0 | 0 | 0 | 0 | 0 | 0 | 0 | 0 | 0 | 0 | 0 | 0 | 0
F2_Commercial_Miscellaneous_New_Food Preparation_Natural Gas_Oven_E9 | F2 | Commercial | Miscellaneous | New | Food Preparation | Natural Gas | Oven | E9 | TRC BC Ratio | 0 | 0 | 0 | 0 | 0 | 0 | 0 | 0 | 0 | 0 | 0 | 0 | 0 | 0 | 0 | 0 | 0 | 0 | 0 | 0 | 0 | 0 | 0 | 0 | 0 | 0 | 0 | 0 | 0 | 0
F2_Commercial_Miscellaneous_New_Food Preparation_Natural Gas_Oven_E10 | F2 | Commercial | Miscellaneous | New | Food Preparation | Natural Gas | Oven | E10 | TRC BC Ratio | 0 | 0 | 0 | 0 | 0 | 0 | 0 | 0 | 0 | 0 | 0 | 0 | 0 | 0 | 0 | 0 | 0 | 0 | 0 | 0 | 0 | 0 | 0 | 0 | 0 | 0 | 0 | 0 | 0 | 0
F3_Commercial_Miscellaneous_New_Food Preparation_Natural Gas_Oven_E1 | F3 | Commercial | Miscellaneous | New | Food Preparation | Natural Gas | Oven | E1 | PACT BC Ratio | 0.9 | 0.9 | 0.9 | 0.9 | 0.9 | 0.9 | 0.9 | 0.9 | 0.9 | 0.9 | 0.9 | 0.9 | 0.9 | 0.9 | 0.9 | 0.9 | 0.9 | 0.9 | 0.9 | 0.9 | 0.9 | 0.9 | 0 | 0 | 0 | 0 | 0 | 0 | 0 | 0
F3_Commercial_Miscellaneous_New_Food Preparation_Natural Gas_Oven_E2 | F3 | Commercial | Miscellaneous | New | Food Preparation | Natural Gas | Oven | E2 | PACT BC Ratio | 19.3861 | 19.5519 | 19.7505 | 20.079 | 20.517 | 21.0337 | 21.5085 | 21.9312 | 22.3413 | 22.739 | 23.1401 | 23.5301 | 23.8972 | 24.2648 | 24.6161 | 24.9765 | 25.3618 | 25.7498 | 26.141 | 26.5337 | 26.9222 | 27.305 | 0 | 0 | 0 | 0 | 0 | 0 | 0 | 0
F3_Commercial_Miscellaneous_New_Food Preparation_Natural Gas_Oven_E3 | F3 | Commercial | Miscellaneous | New | Food Preparation | Natural Gas | Oven | E3 | PACT BC Ratio | 0 | 0 | 0 | 0 | 0 | 0 | 0 | 0 | 0 | 0 | 0 | 0 | 0 | 0 | 0 | 0 | 0 | 0 | 0 | 0 | 0 | 0 | 0 | 0 | 0 | 0 | 0 | 0 | 0 | 0
F3_Commercial_Miscellaneous_New_Food Preparation_Natural Gas_Oven_E4 | F3 | Commercial | Miscellaneous | New | Food Preparation | Natural Gas | Oven | E4 | PACT BC Ratio | 0 | 0 | 0 | 0 | 0 | 0 | 0 | 0 | 0 | 0 | 0 | 0 | 0 | 0 | 0 | 0 | 0 | 0 | 0 | 0 | 0 | 0 | 0 | 0 | 0 | 0 | 0 | 0 | 0 | 0
F3_Commercial_Miscellaneous_New_Food Preparation_Natural Gas_Oven_E5 | F3 | Commercial | Miscellaneous | New | Food Preparation | Natural Gas | Oven | E5 | PACT BC Ratio | 0 | 0 | 0 | 0 | 0 | 0 | 0 | 0 | 0 | 0 | 0 | 0 | 0 | 0 | 0 | 0 | 0 | 0 | 0 | 0 | 0 | 0 | 0 | 0 | 0 | 0 | 0 | 0 | 0 | 0
F3_Commercial_Miscellaneous_New_Food Preparation_Natural Gas_Oven_E6 | F3 | Commercial | Miscellaneous | New | Food Preparation | Natural Gas | Oven | E6 | PACT BC Ratio | 0 | 0 | 0 | 0 | 0 | 0 | 0 | 0 | 0 | 0 | 0 | 0 | 0 | 0 | 0 | 0 | 0 | 0 | 0 | 0 | 0 | 0 | 0 | 0 | 0 | 0 | 0 | 0 | 0 | 0
F3_Commercial_Miscellaneous_New_Food Preparation_Natural Gas_Oven_E7 | F3 | Commercial | Miscellaneous | New | Food Preparation | Natural Gas | Oven | E7 | PACT BC Ratio | 0 | 0 | 0 | 0 | 0 | 0 | 0 | 0 | 0 | 0 | 0 | 0 | 0 | 0 | 0 | 0 | 0 | 0 | 0 | 0 | 0 | 0 | 0 | 0 | 0 | 0 | 0 | 0 | 0 | 0
F3_Commercial_Miscellaneous_New_Food Preparation_Natural Gas_Oven_E8 | F3 | Commercial | Miscellaneous | New | Food Preparation | Natural Gas | Oven | E8 | PACT BC Ratio | 0 | 0 | 0 | 0 | 0 | 0 | 0 | 0 | 0 | 0 | 0 | 0 | 0 | 0 | 0 | 0 | 0 | 0 | 0 | 0 | 0 | 0 | 0 | 0 | 0 | 0 | 0 | 0 | 0 | 0
F3_Commercial_Miscellaneous_New_Food Preparation_Natural Gas_Oven_E9 | F3 | Commercial | Miscellaneous | New | Food Preparation | Natural Gas | Oven | E9 | PACT BC Ratio | 0 | 0 | 0 | 0 | 0 | 0 | 0 | 0 | 0 | 0 | 0 | 0 | 0 | 0 | 0 | 0 | 0 | 0 | 0 | 0 | 0 | 0 | 0 | 0 | 0 | 0 | 0 | 0 | 0 | 0
F3_Commercial_Miscellaneous_New_Food Preparation_Natural Gas_Oven_E10 | F3 | Commercial | Miscellaneous | New | Food Preparation | Natural Gas | Oven | E10 | PACT BC Ratio | 0 | 0 | 0 | 0 | 0 | 0 | 0 | 0 | 0 | 0 | 0 | 0 | 0 | 0 | 0 | 0 | 0 | 0 | 0 | 0 | 0 | 0 | 0 | 0 | 0 | 0 | 0 | 0 | 0 | 0
F4_Commercial_Miscellaneous_New_Food Preparation_Natural Gas_Oven_E1 | F4 | Commercial | Miscellaneous | New | Food Preparation | Natural Gas | Oven | E1 | PCT BC Ratio | 0.9 | 0.9 | 0.9 | 0.9 | 0.9 | 0.9 | 0.9 | 0.9 | 0.9 | 0.9 | 0.9 | 0.9 | 0.9 | 0.9 | 0.9 | 0.9 | 0.9 | 0.9 | 0.9 | 0.9 | 0.9 | 0.9 | 0 | 0 | 0 | 0 | 0 | 0 | 0 | 0
F4_Commercial_Miscellaneous_New_Food Preparation_Natural Gas_Oven_E2 | F4 | Commercial | Miscellaneous | New | Food Preparation | Natural Gas | Oven | E2 | PCT BC Ratio | 49.7741 | 50.1913 | 50.6909 | 51.5175 | 52.6194 | 53.9194 | 55.1139 | 56.1776 | 57.2092 | 58.2099 | 59.2191 | 60.2001 | 61.1237 | 62.0487 | 62.9326 | 63.8392 | 64.8088 | 65.7849 | 66.769 | 67.7572 | 68.7346 | 69.6977 | 0 | 0 | 0 | 0 | 0 | 0 | 0 | 0
F4_Commercial_Miscellaneous_New_Food Preparation_Natural Gas_Oven_E3 | F4 | Commercial | Miscellaneous | New | Food Preparation | Natural Gas | Oven | E3 | PCT BC Ratio | 0 | 0 | 0 | 0 | 0 | 0 | 0 | 0 | 0 | 0 | 0 | 0 | 0 | 0 | 0 | 0 | 0 | 0 | 0 | 0 | 0 | 0 | 0 | 0 | 0 | 0 | 0 | 0 | 0 | 0
F4_Commercial_Miscellaneous_New_Food Preparation_Natural Gas_Oven_E4 | F4 | Commercial | Miscellaneous | New | Food Preparation | Natural Gas | Oven | E4 | PCT BC Ratio | 0 | 0 | 0 | 0 | 0 | 0 | 0 | 0 | 0 | 0 | 0 | 0 | 0 | 0 | 0 | 0 | 0 | 0 | 0 | 0 | 0 | 0 | 0 | 0 | 0 | 0 | 0 | 0 | 0 | 0
F4_Commercial_Miscellaneous_New_Food Preparation_Natural Gas_Oven_E5 | F4 | Commercial | Miscellaneous | New | Food Preparation | Natural Gas | Oven | E5 | PCT BC Ratio | 0 | 0 | 0 | 0 | 0 | 0 | 0 | 0 | 0 | 0 | 0 | 0 | 0 | 0 | 0 | 0 | 0 | 0 | 0 | 0 | 0 | 0 | 0 | 0 | 0 | 0 | 0 | 0 | 0 | 0
F4_Commercial_Miscellaneous_New_Food Preparation_Natural Gas_Oven_E6 | F4 | Commercial | Miscellaneous | New | Food Preparation | Natural Gas | Oven | E6 | PCT BC Ratio | 0 | 0 | 0 | 0 | 0 | 0 | 0 | 0 | 0 | 0 | 0 | 0 | 0 | 0 | 0 | 0 | 0 | 0 | 0 | 0 | 0 | 0 | 0 | 0 | 0 | 0 | 0 | 0 | 0 | 0
F4_Commercial_Miscellaneous_New_Food Preparation_Natural Gas_Oven_E7 | F4 | Commercial | Miscellaneous | New | Food Preparation | Natural Gas | Oven | E7 | PCT BC Ratio | 0 | 0 | 0 | 0 | 0 | 0 | 0 | 0 | 0 | 0 | 0 | 0 | 0 | 0 | 0 | 0 | 0 | 0 | 0 | 0 | 0 | 0 | 0 | 0 | 0 | 0 | 0 | 0 | 0 | 0
F4_Commercial_Miscellaneous_New_Food Preparation_Natural Gas_Oven_E8 | F4 | Commercial | Miscellaneous | New | Food Preparation | Natural Gas | Oven | E8 | PCT BC Ratio | 0 | 0 | 0 | 0 | 0 | 0 | 0 | 0 | 0 | 0 | 0 | 0 | 0 | 0 | 0 | 0 | 0 | 0 | 0 | 0 | 0 | 0 | 0 | 0 | 0 | 0 | 0 | 0 | 0 | 0
F4_Commercial_Miscellaneous_New_Food Preparation_Natural Gas_Oven_E9 | F4 | Commercial | Miscellaneous | New | Food Preparation | Natural Gas | Oven | E9 | PCT BC Ratio | 0 | 0 | 0 | 0 | 0 | 0 | 0 | 0 | 0 | 0 | 0 | 0 | 0 | 0 | 0 | 0 | 0 | 0 | 0 | 0 | 0 | 0 | 0 | 0 | 0 | 0 | 0 | 0 | 0 | 0
F4_Commercial_Miscellaneous_New_Food Preparation_Natural Gas_Oven_E10 | F4 | Commercial | Miscellaneous | New | Food Preparation | Natural Gas | Oven | E10 | PCT BC Ratio | 0 | 0 | 0 | 0 | 0 | 0 | 0 | 0 | 0 | 0 | 0 | 0 | 0 | 0 | 0 | 0 | 0 | 0 | 0 | 0 | 0 | 0 | 0 | 0 | 0 | 0 | 0 | 0 | 0 | 0
F5_Commercial_Miscellaneous_New_Food Preparation_Natural Gas_Oven_E1 | F5 | Commercial | Miscellaneous | New | Food Preparation | Natural Gas | Oven | E1 | RIM BC Ratio | 0.9 | 0.9 | 0.9 | 0.9 | 0.9 | 0.9 | 0.9 | 0.9 | 0.9 | 0.9 | 0.9 | 0.9 | 0.9 | 0.9 | 0.9 | 0.9 | 0.9 | 0.9 | 0.9 | 0.9 | 0.9 | 0.9 | 0 | 0 | 0 | 0 | 0 | 0 | 0 | 0
F5_Commercial_Miscellaneous_New_Food Preparation_Natural Gas_Oven_E2 | F5 | Commercial | Miscellaneous | New | Food Preparation | Natural Gas | Oven | E2 | RIM BC Ratio | 0.80022 | 0.80051 | 0.80083 | 0.80137 | 0.80205 | 0.80282 | 0.8035 | 0.80408 | 0.80462 | 0.80513 | 0.80562 | 0.80608 | 0.80651 | 0.80692 | 0.80731 | 0.80769 | 0.80808 | 0.80847 | 0.80885 | 0.80922 | 0.80958 | 0.80992 | 0 | 0 | 0 | 0 | 0 | 0 | 0 | 0
F5_Commercial_Miscellaneous_New_Food Preparation_Natural Gas_Oven_E3 | F5 | Commercial | Miscellaneous | New | Food Preparation | Natural Gas | Oven | E3 | RIM BC Ratio | 0 | 0 | 0 | 0 | 0 | 0 | 0 | 0 | 0 | 0 | 0 | 0 | 0 | 0 | 0 | 0 | 0 | 0 | 0 | 0 | 0 | 0 | 0 | 0 | 0 | 0 | 0 | 0 | 0 | 0
F5_Commercial_Miscellaneous_New_Food Preparation_Natural Gas_Oven_E4 | F5 | Commercial | Miscellaneous | New | Food Preparation | Natural Gas | Oven | E4 | RIM BC Ratio | 0 | 0 | 0 | 0 | 0 | 0 | 0 | 0 | 0 | 0 | 0 | 0 | 0 | 0 | 0 | 0 | 0 | 0 | 0 | 0 | 0 | 0 | 0 | 0 | 0 | 0 | 0 | 0 | 0 | 0
F5_Commercial_Miscellaneous_New_Food Preparation_Natural Gas_Oven_E5 | F5 | Commercial | Miscellaneous | New | Food Preparation | Natural Gas | Oven | E5 | RIM BC Ratio | 0 | 0 | 0 | 0 | 0 | 0 | 0 | 0 | 0 | 0 | 0 | 0 | 0 | 0 | 0 | 0 | 0 | 0 | 0 | 0 | 0 | 0 | 0 | 0 | 0 | 0 | 0 | 0 | 0 | 0
F5_Commercial_Miscellaneous_New_Food Preparation_Natural Gas_Oven_E6 | F5 | Commercial | Miscellaneous | New | Food Preparation | Natural Gas | Oven | E6 | RIM BC Ratio | 0 | 0 | 0 | 0 | 0 | 0 | 0 | 0 | 0 | 0 | 0 | 0 | 0 | 0 | 0 | 0 | 0 | 0 | 0 | 0 | 0 | 0 | 0 | 0 | 0 | 0 | 0 | 0 | 0 | 0
F5_Commercial_Miscellaneous_New_Food Preparation_Natural Gas_Oven_E7 | F5 | Commercial | Miscellaneous | New | Food Preparation | Natural Gas | Oven | E7 | RIM BC Ratio | 0 | 0 | 0 | 0 | 0 | 0 | 0 | 0 | 0 | 0 | 0 | 0 | 0 | 0 | 0 | 0 | 0 | 0 | 0 | 0 | 0 | 0 | 0 | 0 | 0 | 0 | 0 | 0 | 0 | 0
F5_Commercial_Miscellaneous_New_Food Preparation_Natural Gas_Oven_E8 | F5 | Commercial | Miscellaneous | New | Food Preparation | Natural Gas | Oven | E8 | RIM BC Ratio | 0 | 0 | 0 | 0 | 0 | 0 | 0 | 0 | 0 | 0 | 0 | 0 | 0 | 0 | 0 | 0 | 0 | 0 | 0 | 0 | 0 | 0 | 0 | 0 | 0 | 0 | 0 | 0 | 0 | 0
F5_Commercial_Miscellaneous_New_Food Preparation_Natural Gas_Oven_E9 | F5 | Commercial | Miscellaneous | New | Food Preparation | Natural Gas | Oven | E9 | RIM BC Ratio | 0 | 0 | 0 | 0 | 0 | 0 | 0 | 0 | 0 | 0 | 0 | 0 | 0 | 0 | 0 | 0 | 0 | 0 | 0 | 0 | 0 | 0 | 0 | 0 | 0 | 0 | 0 | 0 | 0 | 0
F5_Commercial_Miscellaneous_New_Food Preparation_Natural Gas_Oven_E10 | F5 | Commercial | Miscellaneous | New | Food Preparation | Natural Gas | Oven | E10 | RIM BC Ratio | 0 | 0 | 0 | 0 | 0 | 0 | 0 | 0 | 0 | 0 | 0 | 0 | 0 | 0 | 0 | 0 | 0 | 0 | 0 | 0 | 0 | 0 | 0 | 0 | 0 | 0 | 0 | 0 | 0 | 0
F0_Commercial_Miscellaneous_New_Food Preparation_Natural Gas_Conveyor Oven_E0 | F0 | Commercial | Miscellaneous | New | Food Preparation | Natural Gas | Conveyor Oven | E0 | Economic Unit | Efficient (>44% Baking Efficiency) | Efficient (>44% Baking Efficiency) | Efficient (>44% Baking Efficiency) | Efficient (>44% Baking Efficiency) | Efficient (>44% Baking Efficiency) | Efficient (>44% Baking Efficiency) | Efficient (>44% Baking Efficiency) | Efficient (>44% Baking Efficiency) | Efficient (>44% Baking Efficiency) | Efficient (>44% Baking Efficiency) | Efficient (>44% Baking Efficiency) | Efficient (>44% Baking Efficiency) | Efficient (>44% Baking Efficiency) | Efficient (>44% Baking Efficiency) | Efficient (>44% Baking Efficiency) | Efficient (>44% Baking Efficiency) | Efficient (>44% Baking Efficiency) | Efficient (>44% Baking Efficiency) | Efficient (>44% Baking Efficiency) | Efficient (>44% Baking Efficiency) | Efficient (>44% Baking Efficiency) | Efficient (>44% Baking Efficiency) | 0 | 0 | 0 | 0 | 0 | 0 | 0 | 0
F1_Commercial_Miscellaneous_New_Food Preparation_Natural Gas_Conveyor Oven_E1 | F1 | Commercial | Miscellaneous | New | Food Preparation | Natural Gas | Conveyor Oven | E1 | CCE | 0 | 0 | 0 | 0 | 0 | 0 | 0 | 0 | 0 | 0 | 0 | 0 | 0 | 0 | 0 | 0 | 0 | 0 | 0 | 0 | 0 | 0 | 0 | 0 | 0 | 0 | 0 | 0 | 0 | 0
F1_Commercial_Miscellaneous_New_Food Preparation_Natural Gas_Conveyor Oven_E2 | F1 | Commercial | Miscellaneous | New | Food Preparation | Natural Gas | Conveyor Oven | E2 | CCE | 0.0034054 | 0.0034054 | 0.0035776 | 0.0035232 | 0.0034703 | 0.0034043 | 0.003395 | 0.0033732 | 0.0033529 | 0.0033223 | 0.0033175 | 0.0033023 | 0.0032887 | 0.0032626 | 0.0032661 | 0.0032561 | 0.0032463 | 0.0032249 | 0.0032312 | 0.0032249 | 0.0032202 | 0.0032022 | 0 | 0 | 0 | 0 | 0 | 0 | 0 | 0
F1_Commercial_Miscellaneous_New_Food Preparation_Natural Gas_Conveyor Oven_E3 | F1 | Commercial | Miscellaneous | New | Food Preparation | Natural Gas | Conveyor Oven | E3 | CCE | 0 | 0 | 0 | 0 | 0 | 0 | 0 | 0 | 0 | 0 | 0 | 0 | 0 | 0 | 0 | 0 | 0 | 0 | 0 | 0 | 0 | 0 | 0 | 0 | 0 | 0 | 0 | 0 | 0 | 0
F1_Commercial_Miscellaneous_New_Food Preparation_Natural Gas_Conveyor Oven_E4 | F1 | Commercial | Miscellaneous | New | Food Preparation | Natural Gas | Conveyor Oven | E4 | CCE | 0 | 0 | 0 | 0 | 0 | 0 | 0 | 0 | 0 | 0 | 0 | 0 | 0 | 0 | 0 | 0 | 0 | 0 | 0 | 0 | 0 | 0 | 0 | 0 | 0 | 0 | 0 | 0 | 0 | 0
F1_Commercial_Miscellaneous_New_Food Preparation_Natural Gas_Conveyor Oven_E5 | F1 | Commercial | Miscellaneous | New | Food Preparation | Natural Gas | Conveyor Oven | E5 | CCE | 0 | 0 | 0 | 0 | 0 | 0 | 0 | 0 | 0 | 0 | 0 | 0 | 0 | 0 | 0 | 0 | 0 | 0 | 0 | 0 | 0 | 0 | 0 | 0 | 0 | 0 | 0 | 0 | 0 | 0
F1_Commercial_Miscellaneous_New_Food Preparation_Natural Gas_Conveyor Oven_E6 | F1 | Commercial | Miscellaneous | New | Food Preparation | Natural Gas | Conveyor Oven | E6 | CCE | 0 | 0 | 0 | 0 | 0 | 0 | 0 | 0 | 0 | 0 | 0 | 0 | 0 | 0 | 0 | 0 | 0 | 0 | 0 | 0 | 0 | 0 | 0 | 0 | 0 | 0 | 0 | 0 | 0 | 0
F1_Commercial_Miscellaneous_New_Food Preparation_Natural Gas_Conveyor Oven_E7 | F1 | Commercial | Miscellaneous | New | Food Preparation | Natural Gas | Conveyor Oven | E7 | CCE | 0 | 0 | 0 | 0 | 0 | 0 | 0 | 0 | 0 | 0 | 0 | 0 | 0 | 0 | 0 | 0 | 0 | 0 | 0 | 0 | 0 | 0 | 0 | 0 | 0 | 0 | 0 | 0 | 0 | 0
F1_Commercial_Miscellaneous_New_Food Preparation_Natural Gas_Conveyor Oven_E8 | F1 | Commercial | Miscellaneous | New | Food Preparation | Natural Gas | Conveyor Oven | E8 | CCE | 0 | 0 | 0 | 0 | 0 | 0 | 0 | 0 | 0 | 0 | 0 | 0 | 0 | 0 | 0 | 0 | 0 | 0 | 0 | 0 | 0 | 0 | 0 | 0 | 0 | 0 | 0 | 0 | 0 | 0
F1_Commercial_Miscellaneous_New_Food Preparation_Natural Gas_Conveyor Oven_E9 | F1 | Commercial | Miscellaneous | New | Food Preparation | Natural Gas | Conveyor Oven | E9 | CCE | 0 | 0 | 0 | 0 | 0 | 0 | 0 | 0 | 0 | 0 | 0 | 0 | 0 | 0 | 0 | 0 | 0 | 0 | 0 | 0 | 0 | 0 | 0 | 0 | 0 | 0 | 0 | 0 | 0 | 0
F1_Commercial_Miscellaneous_New_Food Preparation_Natural Gas_Conveyor Oven_E10 | F1 | Commercial | Miscellaneous | New | Food Preparation | Natural Gas | Conveyor Oven | E10 | CCE | 0 | 0 | 0 | 0 | 0 | 0 | 0 | 0 | 0 | 0 | 0 | 0 | 0 | 0 | 0 | 0 | 0 | 0 | 0 | 0 | 0 | 0 | 0 | 0 | 0 | 0 | 0 | 0 | 0 | 0
F2_Commercial_Miscellaneous_New_Food Preparation_Natural Gas_Conveyor Oven_E1 | F2 | Commercial | Miscellaneous | New | Food Preparation | Natural Gas | Conveyor Oven | E1 | TRC BC Ratio | 0.9 | 0.9 | 0.9 | 0.9 | 0.9 | 0.9 | 0.9 | 0.9 | 0.9 | 0.9 | 0.9 | 0.9 | 0.9 | 0.9 | 0.9 | 0.9 | 0.9 | 0.9 | 0.9 | 0.9 | 0.9 | 0.9 | 0 | 0 | 0 | 0 | 0 | 0 | 0 | 0
F2_Commercial_Miscellaneous_New_Food Preparation_Natural Gas_Conveyor Oven_E2 | F2 | Commercial | Miscellaneous | New | Food Preparation | Natural Gas | Conveyor Oven | E2 | TRC BC Ratio | 2.7176 | 2.748 | 2.7824 | 2.8311 | 2.8898 | 2.9554 | 3.0153 | 3.0676 | 3.1163 | 3.1654 | 3.2167 | 3.269 | 3.3215 | 3.3766 | 3.4303 | 3.4854 | 3.5434 | 3.602 | 3.6613 | 3.7212 | 3.781 | 3.8406 | 0 | 0 | 0 | 0 | 0 | 0 | 0 | 0
F2_Commercial_Miscellaneous_New_Food Preparation_Natural Gas_Conveyor Oven_E3 | F2 | Commercial | Miscellaneous | New | Food Preparation | Natural Gas | Conveyor Oven | E3 | TRC BC Ratio | 0 | 0 | 0 | 0 | 0 | 0 | 0 | 0 | 0 | 0 | 0 | 0 | 0 | 0 | 0 | 0 | 0 | 0 | 0 | 0 | 0 | 0 | 0 | 0 | 0 | 0 | 0 | 0 | 0 | 0
F2_Commercial_Miscellaneous_New_Food Preparation_Natural Gas_Conveyor Oven_E4 | F2 | Commercial | Miscellaneous | New | Food Preparation | Natural Gas | Conveyor Oven | E4 | TRC BC Ratio | 0 | 0 | 0 | 0 | 0 | 0 | 0 | 0 | 0 | 0 | 0 | 0 | 0 | 0 | 0 | 0 | 0 | 0 | 0 | 0 | 0 | 0 | 0 | 0 | 0 | 0 | 0 | 0 | 0 | 0
F2_Commercial_Miscellaneous_New_Food Preparation_Natural Gas_Conveyor Oven_E5 | F2 | Commercial | Miscellaneous | New | Food Preparation | Natural Gas | Conveyor Oven | E5 | TRC BC Ratio | 0 | 0 | 0 | 0 | 0 | 0 | 0 | 0 | 0 | 0 | 0 | 0 | 0 | 0 | 0 | 0 | 0 | 0 | 0 | 0 | 0 | 0 | 0 | 0 | 0 | 0 | 0 | 0 | 0 | 0
F2_Commercial_Miscellaneous_New_Food Preparation_Natural Gas_Conveyor Oven_E6 | F2 | Commercial | Miscellaneous | New | Food Preparation | Natural Gas | Conveyor Oven | E6 | TRC BC Ratio | 0 | 0 | 0 | 0 | 0 | 0 | 0 | 0 | 0 | 0 | 0 | 0 | 0 | 0 | 0 | 0 | 0 | 0 | 0 | 0 | 0 | 0 | 0 | 0 | 0 | 0 | 0 | 0 | 0 | 0
F2_Commercial_Miscellaneous_New_Food Preparation_Natural Gas_Conveyor Oven_E7 | F2 | Commercial | Miscellaneous | New | Food Preparation | Natural Gas | Conveyor Oven | E7 | TRC BC Ratio | 0 | 0 | 0 | 0 | 0 | 0 | 0 | 0 | 0 | 0 | 0 | 0 | 0 | 0 | 0 | 0 | 0 | 0 | 0 | 0 | 0 | 0 | 0 | 0 | 0 | 0 | 0 | 0 | 0 | 0
F2_Commercial_Miscellaneous_New_Food Preparation_Natural Gas_Conveyor Oven_E8 | F2 | Commercial | Miscellaneous | New | Food Preparation | Natural Gas | Conveyor Oven | E8 | TRC BC Ratio | 0 | 0 | 0 | 0 | 0 | 0 | 0 | 0 | 0 | 0 | 0 | 0 | 0 | 0 | 0 | 0 | 0 | 0 | 0 | 0 | 0 | 0 | 0 | 0 | 0 | 0 | 0 | 0 | 0 | 0
F2_Commercial_Miscellaneous_New_Food Preparation_Natural Gas_Conveyor Oven_E9 | F2 | Commercial | Miscellaneous | New | Food Preparation | Natural Gas | Conveyor Oven | E9 | TRC BC Ratio | 0 | 0 | 0 | 0 | 0 | 0 | 0 | 0 | 0 | 0 | 0 | 0 | 0 | 0 | 0 | 0 | 0 | 0 | 0 | 0 | 0 | 0 | 0 | 0 | 0 | 0 | 0 | 0 | 0 | 0
F2_Commercial_Miscellaneous_New_Food Preparation_Natural Gas_Conveyor Oven_E10 | F2 | Commercial | Miscellaneous | New | Food Preparation | Natural Gas | Conveyor Oven | E10 | TRC BC Ratio | 0 | 0 | 0 | 0 | 0 | 0 | 0 | 0 | 0 | 0 | 0 | 0 | 0 | 0 | 0 | 0 | 0 | 0 | 0 | 0 | 0 | 0 | 0 | 0 | 0 | 0 | 0 | 0 | 0 | 0
F3_Commercial_Miscellaneous_New_Food Preparation_Natural Gas_Conveyor Oven_E1 | F3 | Commercial | Miscellaneous | New | Food Preparation | Natural Gas | Conveyor Oven | E1 | PACT BC Ratio | 0.9 | 0.9 | 0.9 | 0.9 | 0.9 | 0.9 | 0.9 | 0.9 | 0.9 | 0.9 | 0.9 | 0.9 | 0.9 | 0.9 | 0.9 | 0.9 | 0.9 | 0.9 | 0.9 | 0.9 | 0.9 | 0.9 | 0 | 0 | 0 | 0 | 0 | 0 | 0 | 0
F3_Commercial_Miscellaneous_New_Food Preparation_Natural Gas_Conveyor Oven_E2 | F3 | Commercial | Miscellaneous | New | Food Preparation | Natural Gas | Conveyor Oven | E2 | PACT BC Ratio | 6.4385 | 6.5104 | 6.5921 | 6.7074 | 6.8464 | 7.002 | 7.1438 | 7.2678 | 7.3831 | 7.4995 | 7.621 | 7.745 | 7.8692 | 7.9997 | 8.1271 | 8.2575 | 8.3949 | 8.5337 | 8.6743 | 8.8161 | 8.9578 | 9.0991 | 0 | 0 | 0 | 0 | 0 | 0 | 0 | 0
F3_Commercial_Miscellaneous_New_Food Preparation_Natural Gas_Conveyor Oven_E3 | F3 | Commercial | Miscellaneous | New | Food Preparation | Natural Gas | Conveyor Oven | E3 | PACT BC Ratio | 0 | 0 | 0 | 0 | 0 | 0 | 0 | 0 | 0 | 0 | 0 | 0 | 0 | 0 | 0 | 0 | 0 | 0 | 0 | 0 | 0 | 0 | 0 | 0 | 0 | 0 | 0 | 0 | 0 | 0
F3_Commercial_Miscellaneous_New_Food Preparation_Natural Gas_Conveyor Oven_E4 | F3 | Commercial | Miscellaneous | New | Food Preparation | Natural Gas | Conveyor Oven | E4 | PACT BC Ratio | 0 | 0 | 0 | 0 | 0 | 0 | 0 | 0 | 0 | 0 | 0 | 0 | 0 | 0 | 0 | 0 | 0 | 0 | 0 | 0 | 0 | 0 | 0 | 0 | 0 | 0 | 0 | 0 | 0 | 0
F3_Commercial_Miscellaneous_New_Food Preparation_Natural Gas_Conveyor Oven_E5 | F3 | Commercial | Miscellaneous | New | Food Preparation | Natural Gas | Conveyor Oven | E5 | PACT BC Ratio | 0 | 0 | 0 | 0 | 0 | 0 | 0 | 0 | 0 | 0 | 0 | 0 | 0 | 0 | 0 | 0 | 0 | 0 | 0 | 0 | 0 | 0 | 0 | 0 | 0 | 0 | 0 | 0 | 0 | 0
F3_Commercial_Miscellaneous_New_Food Preparation_Natural Gas_Conveyor Oven_E6 | F3 | Commercial | Miscellaneous | New | Food Preparation | Natural Gas | Conveyor Oven | E6 | PACT BC Ratio | 0 | 0 | 0 | 0 | 0 | 0 | 0 | 0 | 0 | 0 | 0 | 0 | 0 | 0 | 0 | 0 | 0 | 0 | 0 | 0 | 0 | 0 | 0 | 0 | 0 | 0 | 0 | 0 | 0 | 0
F3_Commercial_Miscellaneous_New_Food Preparation_Natural Gas_Conveyor Oven_E7 | F3 | Commercial | Miscellaneous | New | Food Preparation | Natural Gas | Conveyor Oven | E7 | PACT BC Ratio | 0 | 0 | 0 | 0 | 0 | 0 | 0 | 0 | 0 | 0 | 0 | 0 | 0 | 0 | 0 | 0 | 0 | 0 | 0 | 0 | 0 | 0 | 0 | 0 | 0 | 0 | 0 | 0 | 0 | 0
F3_Commercial_Miscellaneous_New_Food Preparation_Natural Gas_Conveyor Oven_E8 | F3 | Commercial | Miscellaneous | New | Food Preparation | Natural Gas | Conveyor Oven | E8 | PACT BC Ratio | 0 | 0 | 0 | 0 | 0 | 0 | 0 | 0 | 0 | 0 | 0 | 0 | 0 | 0 | 0 | 0 | 0 | 0 | 0 | 0 | 0 | 0 | 0 | 0 | 0 | 0 | 0 | 0 | 0 | 0
F3_Commercial_Miscellaneous_New_Food Preparation_Natural Gas_Conveyor Oven_E9 | F3 | Commercial | Miscellaneous | New | Food Preparation | Natural Gas | Conveyor Oven | E9 | PACT BC Ratio | 0 | 0 | 0 | 0 | 0 | 0 | 0 | 0 | 0 | 0 | 0 | 0 | 0 | 0 | 0 | 0 | 0 | 0 | 0 | 0 | 0 | 0 | 0 | 0 | 0 | 0 | 0 | 0 | 0 | 0
F3_Commercial_Miscellaneous_New_Food Preparation_Natural Gas_Conveyor Oven_E10 | F3 | Commercial | Miscellaneous | New | Food Preparation | Natural Gas | Conveyor Oven | E10 | PACT BC Ratio | 0 | 0 | 0 | 0 | 0 | 0 | 0 | 0 | 0 | 0 | 0 | 0 | 0 | 0 | 0 | 0 | 0 | 0 | 0 | 0 | 0 | 0 | 0 | 0 | 0 | 0 | 0 | 0 | 0 | 0
F4_Commercial_Miscellaneous_New_Food Preparation_Natural Gas_Conveyor Oven_E1 | F4 | Commercial | Miscellaneous | New | Food Preparation | Natural Gas | Conveyor Oven | E1 | PCT BC Ratio | 0.9 | 0.9 | 0.9 | 0.9 | 0.9 | 0.9 | 0.9 | 0.9 | 0.9 | 0.9 | 0.9 | 0.9 | 0.9 | 0.9 | 0.9 | 0.9 | 0.9 | 0.9 | 0.9 | 0.9 | 0.9 | 0.9 | 0 | 0 | 0 | 0 | 0 | 0 | 0 | 0
F4_Commercial_Miscellaneous_New_Food Preparation_Natural Gas_Conveyor Oven_E2 | F4 | Commercial | Miscellaneous | New | Food Preparation | Natural Gas | Conveyor Oven | E2 | PCT BC Ratio | 4.4381 | 4.4848 | 4.5378 | 4.6126 | 4.7029 | 4.8039 | 4.896 | 4.9765 | 5.0514 | 5.1269 | 5.2058 | 5.2863 | 5.3669 | 5.4517 | 5.5344 | 5.619 | 5.7082 | 5.7984 | 5.8896 | 5.9817 | 6.0737 | 6.1654 | 0 | 0 | 0 | 0 | 0 | 0 | 0 | 0
F4_Commercial_Miscellaneous_New_Food Preparation_Natural Gas_Conveyor Oven_E3 | F4 | Commercial | Miscellaneous | New | Food Preparation | Natural Gas | Conveyor Oven | E3 | PCT BC Ratio | 0 | 0 | 0 | 0 | 0 | 0 | 0 | 0 | 0 | 0 | 0 | 0 | 0 | 0 | 0 | 0 | 0 | 0 | 0 | 0 | 0 | 0 | 0 | 0 | 0 | 0 | 0 | 0 | 0 | 0
F4_Commercial_Miscellaneous_New_Food Preparation_Natural Gas_Conveyor Oven_E4 | F4 | Commercial | Miscellaneous | New | Food Preparation | Natural Gas | Conveyor Oven | E4 | PCT BC Ratio | 0 | 0 | 0 | 0 | 0 | 0 | 0 | 0 | 0 | 0 | 0 | 0 | 0 | 0 | 0 | 0 | 0 | 0 | 0 | 0 | 0 | 0 | 0 | 0 | 0 | 0 | 0 | 0 | 0 | 0
F4_Commercial_Miscellaneous_New_Food Preparation_Natural Gas_Conveyor Oven_E5 | F4 | Commercial | Miscellaneous | New | Food Preparation | Natural Gas | Conveyor Oven | E5 | PCT BC Ratio | 0 | 0 | 0 | 0 | 0 | 0 | 0 | 0 | 0 | 0 | 0 | 0 | 0 | 0 | 0 | 0 | 0 | 0 | 0 | 0 | 0 | 0 | 0 | 0 | 0 | 0 | 0 | 0 | 0 | 0
F4_Commercial_Miscellaneous_New_Food Preparation_Natural Gas_Conveyor Oven_E6 | F4 | Commercial | Miscellaneous | New | Food Preparation | Natural Gas | Conveyor Oven | E6 | PCT BC Ratio | 0 | 0 | 0 | 0 | 0 | 0 | 0 | 0 | 0 | 0 | 0 | 0 | 0 | 0 | 0 | 0 | 0 | 0 | 0 | 0 | 0 | 0 | 0 | 0 | 0 | 0 | 0 | 0 | 0 | 0
F4_Commercial_Miscellaneous_New_Food Preparation_Natural Gas_Conveyor Oven_E7 | F4 | Commercial | Miscellaneous | New | Food Preparation | Natural Gas | Conveyor Oven | E7 | PCT BC Ratio | 0 | 0 | 0 | 0 | 0 | 0 | 0 | 0 | 0 | 0 | 0 | 0 | 0 | 0 | 0 | 0 | 0 | 0 | 0 | 0 | 0 | 0 | 0 | 0 | 0 | 0 | 0 | 0 | 0 | 0
F4_Commercial_Miscellaneous_New_Food Preparation_Natural Gas_Conveyor Oven_E8 | F4 | Commercial | Miscellaneous | New | Food Preparation | Natural Gas | Conveyor Oven | E8 | PCT BC Ratio | 0 | 0 | 0 | 0 | 0 | 0 | 0 | 0 | 0 | 0 | 0 | 0 | 0 | 0 | 0 | 0 | 0 | 0 | 0 | 0 | 0 | 0 | 0 | 0 | 0 | 0 | 0 | 0 | 0 | 0
F4_Commercial_Miscellaneous_New_Food Preparation_Natural Gas_Conveyor Oven_E9 | F4 | Commercial | Miscellaneous | New | Food Preparation | Natural Gas | Conveyor Oven | E9 | PCT BC Ratio | 0 | 0 | 0 | 0 | 0 | 0 | 0 | 0 | 0 | 0 | 0 | 0 | 0 | 0 | 0 | 0 | 0 | 0 | 0 | 0 | 0 | 0 | 0 | 0 | 0 | 0 | 0 | 0 | 0 | 0
F4_Commercial_Miscellaneous_New_Food Preparation_Natural Gas_Conveyor Oven_E10 | F4 | Commercial | Miscellaneous | New | Food Preparation | Natural Gas | Conveyor Oven | E10 | PCT BC Ratio | 0 | 0 | 0 | 0 | 0 | 0 | 0 | 0 | 0 | 0 | 0 | 0 | 0 | 0 | 0 | 0 | 0 | 0 | 0 | 0 | 0 | 0 | 0 | 0 | 0 | 0 | 0 | 0 | 0 | 0
F5_Commercial_Miscellaneous_New_Food Preparation_Natural Gas_Conveyor Oven_E1 | F5 | Commercial | Miscellaneous | New | Food Preparation | Natural Gas | Conveyor Oven | E1 | RIM BC Ratio | 0.9 | 0.9 | 0.9 | 0.9 | 0.9 | 0.9 | 0.9 | 0.9 | 0.9 | 0.9 | 0.9 | 0.9 | 0.9 | 0.9 | 0.9 | 0.9 | 0.9 | 0.9 | 0.9 | 0.9 | 0.9 | 0.9 | 0 | 0 | 0 | 0 | 0 | 0 | 0 | 0
F5_Commercial_Miscellaneous_New_Food Preparation_Natural Gas_Conveyor Oven_E2 | F5 | Commercial | Miscellaneous | New | Food Preparation | Natural Gas | Conveyor Oven | E2 | RIM BC Ratio | 0.73889 | 0.73983 | 0.74087 | 0.74231 | 0.74398 | 0.74578 | 0.74736 | 0.74869 | 0.7499 | 0.75108 | 0.75229 | 0.75348 | 0.75464 | 0.75582 | 0.75694 | 0.75805 | 0.75919 | 0.76031 | 0.76141 | 0.76249 | 0.76353 | 0.76455 | 0 | 0 | 0 | 0 | 0 | 0 | 0 | 0
F5_Commercial_Miscellaneous_New_Food Preparation_Natural Gas_Conveyor Oven_E3 | F5 | Commercial | Miscellaneous | New | Food Preparation | Natural Gas | Conveyor Oven | E3 | RIM BC Ratio | 0 | 0 | 0 | 0 | 0 | 0 | 0 | 0 | 0 | 0 | 0 | 0 | 0 | 0 | 0 | 0 | 0 | 0 | 0 | 0 | 0 | 0 | 0 | 0 | 0 | 0 | 0 | 0 | 0 | 0
F5_Commercial_Miscellaneous_New_Food Preparation_Natural Gas_Conveyor Oven_E4 | F5 | Commercial | Miscellaneous | New | Food Preparation | Natural Gas | Conveyor Oven | E4 | RIM BC Ratio | 0 | 0 | 0 | 0 | 0 | 0 | 0 | 0 | 0 | 0 | 0 | 0 | 0 | 0 | 0 | 0 | 0 | 0 | 0 | 0 | 0 | 0 | 0 | 0 | 0 | 0 | 0 | 0 | 0 | 0
F5_Commercial_Miscellaneous_New_Food Preparation_Natural Gas_Conveyor Oven_E5 | F5 | Commercial | Miscellaneous | New | Food Preparation | Natural Gas | Conveyor Oven | E5 | RIM BC Ratio | 0 | 0 | 0 | 0 | 0 | 0 | 0 | 0 | 0 | 0 | 0 | 0 | 0 | 0 | 0 | 0 | 0 | 0 | 0 | 0 | 0 | 0 | 0 | 0 | 0 | 0 | 0 | 0 | 0 | 0
F5_Commercial_Miscellaneous_New_Food Preparation_Natural Gas_Conveyor Oven_E6 | F5 | Commercial | Miscellaneous | New | Food Preparation | Natural Gas | Conveyor Oven | E6 | RIM BC Ratio | 0 | 0 | 0 | 0 | 0 | 0 | 0 | 0 | 0 | 0 | 0 | 0 | 0 | 0 | 0 | 0 | 0 | 0 | 0 | 0 | 0 | 0 | 0 | 0 | 0 | 0 | 0 | 0 | 0 | 0
F5_Commercial_Miscellaneous_New_Food Preparation_Natural Gas_Conveyor Oven_E7 | F5 | Commercial | Miscellaneous | New | Food Preparation | Natural Gas | Conveyor Oven | E7 | RIM BC Ratio | 0 | 0 | 0 | 0 | 0 | 0 | 0 | 0 | 0 | 0 | 0 | 0 | 0 | 0 | 0 | 0 | 0 | 0 | 0 | 0 | 0 | 0 | 0 | 0 | 0 | 0 | 0 | 0 | 0 | 0
F5_Commercial_Miscellaneous_New_Food Preparation_Natural Gas_Conveyor Oven_E8 | F5 | Commercial | Miscellaneous | New | Food Preparation | Natural Gas | Conveyor Oven | E8 | RIM BC Ratio | 0 | 0 | 0 | 0 | 0 | 0 | 0 | 0 | 0 | 0 | 0 | 0 | 0 | 0 | 0 | 0 | 0 | 0 | 0 | 0 | 0 | 0 | 0 | 0 | 0 | 0 | 0 | 0 | 0 | 0
F5_Commercial_Miscellaneous_New_Food Preparation_Natural Gas_Conveyor Oven_E9 | F5 | Commercial | Miscellaneous | New | Food Preparation | Natural Gas | Conveyor Oven | E9 | RIM BC Ratio | 0 | 0 | 0 | 0 | 0 | 0 | 0 | 0 | 0 | 0 | 0 | 0 | 0 | 0 | 0 | 0 | 0 | 0 | 0 | 0 | 0 | 0 | 0 | 0 | 0 | 0 | 0 | 0 | 0 | 0
F5_Commercial_Miscellaneous_New_Food Preparation_Natural Gas_Conveyor Oven_E10 | F5 | Commercial | Miscellaneous | New | Food Preparation | Natural Gas | Conveyor Oven | E10 | RIM BC Ratio | 0 | 0 | 0 | 0 | 0 | 0 | 0 | 0 | 0 | 0 | 0 | 0 | 0 | 0 | 0 | 0 | 0 | 0 | 0 | 0 | 0 | 0 | 0 | 0 | 0 | 0 | 0 | 0 | 0 | 0
F0_Commercial_Miscellaneous_New_Food Preparation_Natural Gas_Double Rack Oven_E0 | F0 | Commercial | Miscellaneous | New | Food Preparation | Natural Gas | Double Rack Oven | E0 | Economic Unit | FTSC Qualified (>50% Cooking Efficiency) | FTSC Qualified (>50% Cooking Efficiency) | FTSC Qualified (>50% Cooking Efficiency) | FTSC Qualified (>50% Cooking Efficiency) | FTSC Qualified (>50% Cooking Efficiency) | FTSC Qualified (>50% Cooking Efficiency) | FTSC Qualified (>50% Cooking Efficiency) | FTSC Qualified (>50% Cooking Efficiency) | FTSC Qualified (>50% Cooking Efficiency) | FTSC Qualified (>50% Cooking Efficiency) | FTSC Qualified (>50% Cooking Efficiency) | FTSC Qualified (>50% Cooking Efficiency) | FTSC Qualified (>50% Cooking Efficiency) | FTSC Qualified (>50% Cooking Efficiency) | FTSC Qualified (>50% Cooking Efficiency) | FTSC Qualified (>50% Cooking Efficiency) | FTSC Qualified (>50% Cooking Efficiency) | FTSC Qualified (>50% Cooking Efficiency) | FTSC Qualified (>50% Cooking Efficiency) | FTSC Qualified (>50% Cooking Efficiency) | FTSC Qualified (>50% Cooking Efficiency) | FTSC Qualified (>50% Cooking Efficiency) | 0 | 0 | 0 | 0 | 0 | 0 | 0 | 0
F1_Commercial_Miscellaneous_New_Food Preparation_Natural Gas_Double Rack Oven_E1 | F1 | Commercial | Miscellaneous | New | Food Preparation | Natural Gas | Double Rack Oven | E1 | CCE | 0 | 0 | 0 | 0 | 0 | 0 | 0 | 0 | 0 | 0 | 0 | 0 | 0 | 0 | 0 | 0 | 0 | 0 | 0 | 0 | 0 | 0 | 0 | 0 | 0 | 0 | 0 | 0 | 0 | 0
F1_Commercial_Miscellaneous_New_Food Preparation_Natural Gas_Double Rack Oven_E2 | F1 | Commercial | Miscellaneous | New | Food Preparation | Natural Gas | Double Rack Oven | E2 | CCE | 0.0030138 | 0.0030138 | 0.0031663 | 0.0031181 | 0.0030713 | 0.0030129 | 0.0030047 | 0.0029854 | 0.0029674 | 0.0029403 | 0.0029361 | 0.0029226 | 0.0029105 | 0.0028875 | 0.0028906 | 0.0028817 | 0.0028731 | 0.0028541 | 0.0028597 | 0.0028541 | 0.0028499 | 0.002834 | 0 | 0 | 0 | 0 | 0 | 0 | 0 | 0
F1_Commercial_Miscellaneous_New_Food Preparation_Natural Gas_Double Rack Oven_E3 | F1 | Commercial | Miscellaneous | New | Food Preparation | Natural Gas | Double Rack Oven | E3 | CCE | 0 | 0 | 0 | 0 | 0 | 0 | 0 | 0 | 0 | 0 | 0 | 0 | 0 | 0 | 0 | 0 | 0 | 0 | 0 | 0 | 0 | 0 | 0 | 0 | 0 | 0 | 0 | 0 | 0 | 0
F1_Commercial_Miscellaneous_New_Food Preparation_Natural Gas_Double Rack Oven_E4 | F1 | Commercial | Miscellaneous | New | Food Preparation | Natural Gas | Double Rack Oven | E4 | CCE | 0 | 0 | 0 | 0 | 0 | 0 | 0 | 0 | 0 | 0 | 0 | 0 | 0 | 0 | 0 | 0 | 0 | 0 | 0 | 0 | 0 | 0 | 0 | 0 | 0 | 0 | 0 | 0 | 0 | 0
F1_Commercial_Miscellaneous_New_Food Preparation_Natural Gas_Double Rack Oven_E5 | F1 | Commercial | Miscellaneous | New | Food Preparation | Natural Gas | Double Rack Oven | E5 | CCE | 0 | 0 | 0 | 0 | 0 | 0 | 0 | 0 | 0 | 0 | 0 | 0 | 0 | 0 | 0 | 0 | 0 | 0 | 0 | 0 | 0 | 0 | 0 | 0 | 0 | 0 | 0 | 0 | 0 | 0
F1_Commercial_Miscellaneous_New_Food Preparation_Natural Gas_Double Rack Oven_E6 | F1 | Commercial | Miscellaneous | New | Food Preparation | Natural Gas | Double Rack Oven | E6 | CCE | 0 | 0 | 0 | 0 | 0 | 0 | 0 | 0 | 0 | 0 | 0 | 0 | 0 | 0 | 0 | 0 | 0 | 0 | 0 | 0 | 0 | 0 | 0 | 0 | 0 | 0 | 0 | 0 | 0 | 0
F1_Commercial_Miscellaneous_New_Food Preparation_Natural Gas_Double Rack Oven_E7 | F1 | Commercial | Miscellaneous | New | Food Preparation | Natural Gas | Double Rack Oven | E7 | CCE | 0 | 0 | 0 | 0 | 0 | 0 | 0 | 0 | 0 | 0 | 0 | 0 | 0 | 0 | 0 | 0 | 0 | 0 | 0 | 0 | 0 | 0 | 0 | 0 | 0 | 0 | 0 | 0 | 0 | 0
F1_Commercial_Miscellaneous_New_Food Preparation_Natural Gas_Double Rack Oven_E8 | F1 | Commercial | Miscellaneous | New | Food Preparation | Natural Gas | Double Rack Oven | E8 | CCE | 0 | 0 | 0 | 0 | 0 | 0 | 0 | 0 | 0 | 0 | 0 | 0 | 0 | 0 | 0 | 0 | 0 | 0 | 0 | 0 | 0 | 0 | 0 | 0 | 0 | 0 | 0 | 0 | 0 | 0
F1_Commercial_Miscellaneous_New_Food Preparation_Natural Gas_Double Rack Oven_E9 | F1 | Commercial | Miscellaneous | New | Food Preparation | Natural Gas | Double Rack Oven | E9 | CCE | 0 | 0 | 0 | 0 | 0 | 0 | 0 | 0 | 0 | 0 | 0 | 0 | 0 | 0 | 0 | 0 | 0 | 0 | 0 | 0 | 0 | 0 | 0 | 0 | 0 | 0 | 0 | 0 | 0 | 0
F1_Commercial_Miscellaneous_New_Food Preparation_Natural Gas_Double Rack Oven_E10 | F1 | Commercial | Miscellaneous | New | Food Preparation | Natural Gas | Double Rack Oven | E10 | CCE | 0 | 0 | 0 | 0 | 0 | 0 | 0 | 0 | 0 | 0 | 0 | 0 | 0 | 0 | 0 | 0 | 0 | 0 | 0 | 0 | 0 | 0 | 0 | 0 | 0 | 0 | 0 | 0 | 0 | 0
F2_Commercial_Miscellaneous_New_Food Preparation_Natural Gas_Double Rack Oven_E1 | F2 | Commercial | Miscellaneous | New | Food Preparation | Natural Gas | Double Rack Oven | E1 | TRC BC Ratio | 0.9 | 0.9 | 0.9 | 0.9 | 0.9 | 0.9 | 0.9 | 0.9 | 0.9 | 0.9 | 0.9 | 0.9 | 0.9 | 0.9 | 0.9 | 0.9 | 0.9 | 0.9 | 0.9 | 0.9 | 0.9 | 0.9 | 0 | 0 | 0 | 0 | 0 | 0 | 0 | 0
F2_Commercial_Miscellaneous_New_Food Preparation_Natural Gas_Double Rack Oven_E2 | F2 | Commercial | Miscellaneous | New | Food Preparation | Natural Gas | Double Rack Oven | E2 | TRC BC Ratio | 2.9522 | 2.9775 | 3.0077 | 3.0577 | 3.1244 | 3.2031 | 3.2754 | 3.3398 | 3.4022 | 3.4628 | 3.5239 | 3.5833 | 3.6392 | 3.6952 | 3.7487 | 3.8035 | 3.8622 | 3.9213 | 3.9809 | 4.0407 | 4.0999 | 4.1582 | 0 | 0 | 0 | 0 | 0 | 0 | 0 | 0
F2_Commercial_Miscellaneous_New_Food Preparation_Natural Gas_Double Rack Oven_E3 | F2 | Commercial | Miscellaneous | New | Food Preparation | Natural Gas | Double Rack Oven | E3 | TRC BC Ratio | 0 | 0 | 0 | 0 | 0 | 0 | 0 | 0 | 0 | 0 | 0 | 0 | 0 | 0 | 0 | 0 | 0 | 0 | 0 | 0 | 0 | 0 | 0 | 0 | 0 | 0 | 0 | 0 | 0 | 0
F2_Commercial_Miscellaneous_New_Food Preparation_Natural Gas_Double Rack Oven_E4 | F2 | Commercial | Miscellaneous | New | Food Preparation | Natural Gas | Double Rack Oven | E4 | TRC BC Ratio | 0 | 0 | 0 | 0 | 0 | 0 | 0 | 0 | 0 | 0 | 0 | 0 | 0 | 0 | 0 | 0 | 0 | 0 | 0 | 0 | 0 | 0 | 0 | 0 | 0 | 0 | 0 | 0 | 0 | 0
F2_Commercial_Miscellaneous_New_Food Preparation_Natural Gas_Double Rack Oven_E5 | F2 | Commercial | Miscellaneous | New | Food Preparation | Natural Gas | Double Rack Oven | E5 | TRC BC Ratio | 0 | 0 | 0 | 0 | 0 | 0 | 0 | 0 | 0 | 0 | 0 | 0 | 0 | 0 | 0 | 0 | 0 | 0 | 0 | 0 | 0 | 0 | 0 | 0 | 0 | 0 | 0 | 0 | 0 | 0
F2_Commercial_Miscellaneous_New_Food Preparation_Natural Gas_Double Rack Oven_E6 | F2 | Commercial | Miscellaneous | New | Food Preparation | Natural Gas | Double Rack Oven | E6 | TRC BC Ratio | 0 | 0 | 0 | 0 | 0 | 0 | 0 | 0 | 0 | 0 | 0 | 0 | 0 | 0 | 0 | 0 | 0 | 0 | 0 | 0 | 0 | 0 | 0 | 0 | 0 | 0 | 0 | 0 | 0 | 0
F2_Commercial_Miscellaneous_New_Food Preparation_Natural Gas_Double Rack Oven_E7 | F2 | Commercial | Miscellaneous | New | Food Preparation | Natural Gas | Double Rack Oven | E7 | TRC BC Ratio | 0 | 0 | 0 | 0 | 0 | 0 | 0 | 0 | 0 | 0 | 0 | 0 | 0 | 0 | 0 | 0 | 0 | 0 | 0 | 0 | 0 | 0 | 0 | 0 | 0 | 0 | 0 | 0 | 0 | 0
F2_Commercial_Miscellaneous_New_Food Preparation_Natural Gas_Double Rack Oven_E8 | F2 | Commercial | Miscellaneous | New | Food Preparation | Natural Gas | Double Rack Oven | E8 | TRC BC Ratio | 0 | 0 | 0 | 0 | 0 | 0 | 0 | 0 | 0 | 0 | 0 | 0 | 0 | 0 | 0 | 0 | 0 | 0 | 0 | 0 | 0 | 0 | 0 | 0 | 0 | 0 | 0 | 0 | 0 | 0
F2_Commercial_Miscellaneous_New_Food Preparation_Natural Gas_Double Rack Oven_E9 | F2 | Commercial | Miscellaneous | New | Food Preparation | Natural Gas | Double Rack Oven | E9 | TRC BC Ratio | 0 | 0 | 0 | 0 | 0 | 0 | 0 | 0 | 0 | 0 | 0 | 0 | 0 | 0 | 0 | 0 | 0 | 0 | 0 | 0 | 0 | 0 | 0 | 0 | 0 | 0 | 0 | 0 | 0 | 0
F2_Commercial_Miscellaneous_New_Food Preparation_Natural Gas_Double Rack Oven_E10 | F2 | Commercial | Miscellaneous | New | Food Preparation | Natural Gas | Double Rack Oven | E10 | TRC BC Ratio | 0 | 0 | 0 | 0 | 0 | 0 | 0 | 0 | 0 | 0 | 0 | 0 | 0 | 0 | 0 | 0 | 0 | 0 | 0 | 0 | 0 | 0 | 0 | 0 | 0 | 0 | 0 | 0 | 0 | 0
F3_Commercial_Miscellaneous_New_Food Preparation_Natural Gas_Double Rack Oven_E1 | F3 | Commercial | Miscellaneous | New | Food Preparation | Natural Gas | Double Rack Oven | E1 | PACT BC Ratio | 0.9 | 0.9 | 0.9 | 0.9 | 0.9 | 0.9 | 0.9 | 0.9 | 0.9 | 0.9 | 0.9 | 0.9 | 0.9 | 0.9 | 0.9 | 0.9 | 0.9 | 0.9 | 0.9 | 0.9 | 0.9 | 0.9 | 0 | 0 | 0 | 0 | 0 | 0 | 0 | 0
F3_Commercial_Miscellaneous_New_Food Preparation_Natural Gas_Double Rack Oven_E2 | F3 | Commercial | Miscellaneous | New | Food Preparation | Natural Gas | Double Rack Oven | E2 | PACT BC Ratio | 6.3603 | 6.4147 | 6.4799 | 6.5877 | 6.7314 | 6.9009 | 7.0567 | 7.1954 | 7.3299 | 7.4604 | 7.592 | 7.7199 | 7.8404 | 7.961 | 8.0763 | 8.1945 | 8.3209 | 8.4482 | 8.5765 | 8.7054 | 8.8329 | 8.9584 | 0 | 0 | 0 | 0 | 0 | 0 | 0 | 0
F3_Commercial_Miscellaneous_New_Food Preparation_Natural Gas_Double Rack Oven_E3 | F3 | Commercial | Miscellaneous | New | Food Preparation | Natural Gas | Double Rack Oven | E3 | PACT BC Ratio | 0 | 0 | 0 | 0 | 0 | 0 | 0 | 0 | 0 | 0 | 0 | 0 | 0 | 0 | 0 | 0 | 0 | 0 | 0 | 0 | 0 | 0 | 0 | 0 | 0 | 0 | 0 | 0 | 0 | 0
F3_Commercial_Miscellaneous_New_Food Preparation_Natural Gas_Double Rack Oven_E4 | F3 | Commercial | Miscellaneous | New | Food Preparation | Natural Gas | Double Rack Oven | E4 | PACT BC Ratio | 0 | 0 | 0 | 0 | 0 | 0 | 0 | 0 | 0 | 0 | 0 | 0 | 0 | 0 | 0 | 0 | 0 | 0 | 0 | 0 | 0 | 0 | 0 | 0 | 0 | 0 | 0 | 0 | 0 | 0
F3_Commercial_Miscellaneous_New_Food Preparation_Natural Gas_Double Rack Oven_E5 | F3 | Commercial | Miscellaneous | New | Food Preparation | Natural Gas | Double Rack Oven | E5 | PACT BC Ratio | 0 | 0 | 0 | 0 | 0 | 0 | 0 | 0 | 0 | 0 | 0 | 0 | 0 | 0 | 0 | 0 | 0 | 0 | 0 | 0 | 0 | 0 | 0 | 0 | 0 | 0 | 0 | 0 | 0 | 0
F3_Commercial_Miscellaneous_New_Food Preparation_Natural Gas_Double Rack Oven_E6 | F3 | Commercial | Miscellaneous | New | Food Preparation | Natural Gas | Double Rack Oven | E6 | PACT BC Ratio | 0 | 0 | 0 | 0 | 0 | 0 | 0 | 0 | 0 | 0 | 0 | 0 | 0 | 0 | 0 | 0 | 0 | 0 | 0 | 0 | 0 | 0 | 0 | 0 | 0 | 0 | 0 | 0 | 0 | 0
F3_Commercial_Miscellaneous_New_Food Preparation_Natural Gas_Double Rack Oven_E7 | F3 | Commercial | Miscellaneous | New | Food Preparation | Natural Gas | Double Rack Oven | E7 | PACT BC Ratio | 0 | 0 | 0 | 0 | 0 | 0 | 0 | 0 | 0 | 0 | 0 | 0 | 0 | 0 | 0 | 0 | 0 | 0 | 0 | 0 | 0 | 0 | 0 | 0 | 0 | 0 | 0 | 0 | 0 | 0
F3_Commercial_Miscellaneous_New_Food Preparation_Natural Gas_Double Rack Oven_E8 | F3 | Commercial | Miscellaneous | New | Food Preparation | Natural Gas | Double Rack Oven | E8 | PACT BC Ratio | 0 | 0 | 0 | 0 | 0 | 0 | 0 | 0 | 0 | 0 | 0 | 0 | 0 | 0 | 0 | 0 | 0 | 0 | 0 | 0 | 0 | 0 | 0 | 0 | 0 | 0 | 0 | 0 | 0 | 0
F3_Commercial_Miscellaneous_New_Food Preparation_Natural Gas_Double Rack Oven_E9 | F3 | Commercial | Miscellaneous | New | Food Preparation | Natural Gas | Double Rack Oven | E9 | PACT BC Ratio | 0 | 0 | 0 | 0 | 0 | 0 | 0 | 0 | 0 | 0 | 0 | 0 | 0 | 0 | 0 | 0 | 0 | 0 | 0 | 0 | 0 | 0 | 0 | 0 | 0 | 0 | 0 | 0 | 0 | 0
F3_Commercial_Miscellaneous_New_Food Preparation_Natural Gas_Double Rack Oven_E10 | F3 | Commercial | Miscellaneous | New | Food Preparation | Natural Gas | Double Rack Oven | E10 | PACT BC Ratio | 0 | 0 | 0 | 0 | 0 | 0 | 0 | 0 | 0 | 0 | 0 | 0 | 0 | 0 | 0 | 0 | 0 | 0 | 0 | 0 | 0 | 0 | 0 | 0 | 0 | 0 | 0 | 0 | 0 | 0
F4_Commercial_Miscellaneous_New_Food Preparation_Natural Gas_Double Rack Oven_E1 | F4 | Commercial | Miscellaneous | New | Food Preparation | Natural Gas | Double Rack Oven | E1 | PCT BC Ratio | 0.9 | 0.9 | 0.9 | 0.9 | 0.9 | 0.9 | 0.9 | 0.9 | 0.9 | 0.9 | 0.9 | 0.9 | 0.9 | 0.9 | 0.9 | 0.9 | 0.9 | 0.9 | 0.9 | 0.9 | 0.9 | 0.9 | 0 | 0 | 0 | 0 | 0 | 0 | 0 | 0
F4_Commercial_Miscellaneous_New_Food Preparation_Natural Gas_Double Rack Oven_E2 | F4 | Commercial | Miscellaneous | New | Food Preparation | Natural Gas | Double Rack Oven | E2 | PCT BC Ratio | 4.9652 | 5.0051 | 5.053 | 5.1322 | 5.2378 | 5.3623 | 5.4768 | 5.5787 | 5.6775 | 5.7734 | 5.8701 | 5.9641 | 6.0526 | 6.1412 | 6.2259 | 6.3128 | 6.4057 | 6.4992 | 6.5935 | 6.6882 | 6.7818 | 6.8741 | 0 | 0 | 0 | 0 | 0 | 0 | 0 | 0
F4_Commercial_Miscellaneous_New_Food Preparation_Natural Gas_Double Rack Oven_E3 | F4 | Commercial | Miscellaneous | New | Food Preparation | Natural Gas | Double Rack Oven | E3 | PCT BC Ratio | 0 | 0 | 0 | 0 | 0 | 0 | 0 | 0 | 0 | 0 | 0 | 0 | 0 | 0 | 0 | 0 | 0 | 0 | 0 | 0 | 0 | 0 | 0 | 0 | 0 | 0 | 0 | 0 | 0 | 0
F4_Commercial_Miscellaneous_New_Food Preparation_Natural Gas_Double Rack Oven_E4 | F4 | Commercial | Miscellaneous | New | Food Preparation | Natural Gas | Double Rack Oven | E4 | PCT BC Ratio | 0 | 0 | 0 | 0 | 0 | 0 | 0 | 0 | 0 | 0 | 0 | 0 | 0 | 0 | 0 | 0 | 0 | 0 | 0 | 0 | 0 | 0 | 0 | 0 | 0 | 0 | 0 | 0 | 0 | 0
F4_Commercial_Miscellaneous_New_Food Preparation_Natural Gas_Double Rack Oven_E5 | F4 | Commercial | Miscellaneous | New | Food Preparation | Natural Gas | Double Rack Oven | E5 | PCT BC Ratio | 0 | 0 | 0 | 0 | 0 | 0 | 0 | 0 | 0 | 0 | 0 | 0 | 0 | 0 | 0 | 0 | 0 | 0 | 0 | 0 | 0 | 0 | 0 | 0 | 0 | 0 | 0 | 0 | 0 | 0
F4_Commercial_Miscellaneous_New_Food Preparation_Natural Gas_Double Rack Oven_E6 | F4 | Commercial | Miscellaneous | New | Food Preparation | Natural Gas | Double Rack Oven | E6 | PCT BC Ratio | 0 | 0 | 0 | 0 | 0 | 0 | 0 | 0 | 0 | 0 | 0 | 0 | 0 | 0 | 0 | 0 | 0 | 0 | 0 | 0 | 0 | 0 | 0 | 0 | 0 | 0 | 0 | 0 | 0 | 0
F4_Commercial_Miscellaneous_New_Food Preparation_Natural Gas_Double Rack Oven_E7 | F4 | Commercial | Miscellaneous | New | Food Preparation | Natural Gas | Double Rack Oven | E7 | PCT BC Ratio | 0 | 0 | 0 | 0 | 0 | 0 | 0 | 0 | 0 | 0 | 0 | 0 | 0 | 0 | 0 | 0 | 0 | 0 | 0 | 0 | 0 | 0 | 0 | 0 | 0 | 0 | 0 | 0 | 0 | 0
F4_Commercial_Miscellaneous_New_Food Preparation_Natural Gas_Double Rack Oven_E8 | F4 | Commercial | Miscellaneous | New | Food Preparation | Natural Gas | Double Rack Oven | E8 | PCT BC Ratio | 0 | 0 | 0 | 0 | 0 | 0 | 0 | 0 | 0 | 0 | 0 | 0 | 0 | 0 | 0 | 0 | 0 | 0 | 0 | 0 | 0 | 0 | 0 | 0 | 0 | 0 | 0 | 0 | 0 | 0
F4_Commercial_Miscellaneous_New_Food Preparation_Natural Gas_Double Rack Oven_E9 | F4 | Commercial | Miscellaneous | New | Food Preparation | Natural Gas | Double Rack Oven | E9 | PCT BC Ratio | 0 | 0 | 0 | 0 | 0 | 0 | 0 | 0 | 0 | 0 | 0 | 0 | 0 | 0 | 0 | 0 | 0 | 0 | 0 | 0 | 0 | 0 | 0 | 0 | 0 | 0 | 0 | 0 | 0 | 0
F4_Commercial_Miscellaneous_New_Food Preparation_Natural Gas_Double Rack Oven_E10 | F4 | Commercial | Miscellaneous | New | Food Preparation | Natural Gas | Double Rack Oven | E10 | PCT BC Ratio | 0 | 0 | 0 | 0 | 0 | 0 | 0 | 0 | 0 | 0 | 0 | 0 | 0 | 0 | 0 | 0 | 0 | 0 | 0 | 0 | 0 | 0 | 0 | 0 | 0 | 0 | 0 | 0 | 0 | 0
F5_Commercial_Miscellaneous_New_Food Preparation_Natural Gas_Double Rack Oven_E1 | F5 | Commercial | Miscellaneous | New | Food Preparation | Natural Gas | Double Rack Oven | E1 | RIM BC Ratio | 0.9 | 0.9 | 0.9 | 0.9 | 0.9 | 0.9 | 0.9 | 0.9 | 0.9 | 0.9 | 0.9 | 0.9 | 0.9 | 0.9 | 0.9 | 0.9 | 0.9 | 0.9 | 0.9 | 0.9 | 0.9 | 0.9 | 0 | 0 | 0 | 0 | 0 | 0 | 0 | 0
F5_Commercial_Miscellaneous_New_Food Preparation_Natural Gas_Double Rack Oven_E2 | F5 | Commercial | Miscellaneous | New | Food Preparation | Natural Gas | Double Rack Oven | E2 | RIM BC Ratio | 0.73785 | 0.73858 | 0.73943 | 0.74082 | 0.7426 | 0.74462 | 0.74639 | 0.74792 | 0.74935 | 0.75069 | 0.752 | 0.75324 | 0.75437 | 0.75547 | 0.7565 | 0.75752 | 0.75858 | 0.75963 | 0.76065 | 0.76165 | 0.76261 | 0.76354 | 0 | 0 | 0 | 0 | 0 | 0 | 0 | 0
F5_Commercial_Miscellaneous_New_Food Preparation_Natural Gas_Double Rack Oven_E3 | F5 | Commercial | Miscellaneous | New | Food Preparation | Natural Gas | Double Rack Oven | E3 | RIM BC Ratio | 0 | 0 | 0 | 0 | 0 | 0 | 0 | 0 | 0 | 0 | 0 | 0 | 0 | 0 | 0 | 0 | 0 | 0 | 0 | 0 | 0 | 0 | 0 | 0 | 0 | 0 | 0 | 0 | 0 | 0
F5_Commercial_Miscellaneous_New_Food Preparation_Natural Gas_Double Rack Oven_E4 | F5 | Commercial | Miscellaneous | New | Food Preparation | Natural Gas | Double Rack Oven | E4 | RIM BC Ratio | 0 | 0 | 0 | 0 | 0 | 0 | 0 | 0 | 0 | 0 | 0 | 0 | 0 | 0 | 0 | 0 | 0 | 0 | 0 | 0 | 0 | 0 | 0 | 0 | 0 | 0 | 0 | 0 | 0 | 0
F5_Commercial_Miscellaneous_New_Food Preparation_Natural Gas_Double Rack Oven_E5 | F5 | Commercial | Miscellaneous | New | Food Preparation | Natural Gas | Double Rack Oven | E5 | RIM BC Ratio | 0 | 0 | 0 | 0 | 0 | 0 | 0 | 0 | 0 | 0 | 0 | 0 | 0 | 0 | 0 | 0 | 0 | 0 | 0 | 0 | 0 | 0 | 0 | 0 | 0 | 0 | 0 | 0 | 0 | 0
F5_Commercial_Miscellaneous_New_Food Preparation_Natural Gas_Double Rack Oven_E6 | F5 | Commercial | Miscellaneous | New | Food Preparation | Natural Gas | Double Rack Oven | E6 | RIM BC Ratio | 0 | 0 | 0 | 0 | 0 | 0 | 0 | 0 | 0 | 0 | 0 | 0 | 0 | 0 | 0 | 0 | 0 | 0 | 0 | 0 | 0 | 0 | 0 | 0 | 0 | 0 | 0 | 0 | 0 | 0
F5_Commercial_Miscellaneous_New_Food Preparation_Natural Gas_Double Rack Oven_E7 | F5 | Commercial | Miscellaneous | New | Food Preparation | Natural Gas | Double Rack Oven | E7 | RIM BC Ratio | 0 | 0 | 0 | 0 | 0 | 0 | 0 | 0 | 0 | 0 | 0 | 0 | 0 | 0 | 0 | 0 | 0 | 0 | 0 | 0 | 0 | 0 | 0 | 0 | 0 | 0 | 0 | 0 | 0 | 0
F5_Commercial_Miscellaneous_New_Food Preparation_Natural Gas_Double Rack Oven_E8 | F5 | Commercial | Miscellaneous | New | Food Preparation | Natural Gas | Double Rack Oven | E8 | RIM BC Ratio | 0 | 0 | 0 | 0 | 0 | 0 | 0 | 0 | 0 | 0 | 0 | 0 | 0 | 0 | 0 | 0 | 0 | 0 | 0 | 0 | 0 | 0 | 0 | 0 | 0 | 0 | 0 | 0 | 0 | 0
F5_Commercial_Miscellaneous_New_Food Preparation_Natural Gas_Double Rack Oven_E9 | F5 | Commercial | Miscellaneous | New | Food Preparation | Natural Gas | Double Rack Oven | E9 | RIM BC Ratio | 0 | 0 | 0 | 0 | 0 | 0 | 0 | 0 | 0 | 0 | 0 | 0 | 0 | 0 | 0 | 0 | 0 | 0 | 0 | 0 | 0 | 0 | 0 | 0 | 0 | 0 | 0 | 0 | 0 | 0
F5_Commercial_Miscellaneous_New_Food Preparation_Natural Gas_Double Rack Oven_E10 | F5 | Commercial | Miscellaneous | New | Food Preparation | Natural Gas | Double Rack Oven | E10 | RIM BC Ratio | 0 | 0 | 0 | 0 | 0 | 0 | 0 | 0 | 0 | 0 | 0 | 0 | 0 | 0 | 0 | 0 | 0 | 0 | 0 | 0 | 0 | 0 | 0 | 0 | 0 | 0 | 0 | 0 | 0 | 0
F0_Commercial_Miscellaneous_New_Food Preparation_Natural Gas_Fryer_E0 | F0 | Commercial | Miscellaneous | New | Food Preparation | Natural Gas | Fryer | E0 | Economic Unit | ENERGY STAR | ENERGY STAR | ENERGY STAR | ENERGY STAR | ENERGY STAR | ENERGY STAR | ENERGY STAR | ENERGY STAR | ENERGY STAR | ENERGY STAR | ENERGY STAR | ENERGY STAR | ENERGY STAR | ENERGY STAR | ENERGY STAR | ENERGY STAR | ENERGY STAR | ENERGY STAR | ENERGY STAR | ENERGY STAR | ENERGY STAR | ENERGY STAR | 0 | 0 | 0 | 0 | 0 | 0 | 0 | 0
F1_Commercial_Miscellaneous_New_Food Preparation_Natural Gas_Fryer_E1 | F1 | Commercial | Miscellaneous | New | Food Preparation | Natural Gas | Fryer | E1 | CCE | 0 | 0 | 0 | 0 | 0 | 0 | 0 | 0 | 0 | 0 | 0 | 0 | 0 | 0 | 0 | 0 | 0 | 0 | 0 | 0 | 0 | 0 | 0 | 0 | 0 | 0 | 0 | 0 | 0 | 0
F1_Commercial_Miscellaneous_New_Food Preparation_Natural Gas_Fryer_E2 | F1 | Commercial | Miscellaneous | New | Food Preparation | Natural Gas | Fryer | E2 | CCE | 0.0070192 | 0.0070192 | 0.0073742 | 0.0072621 | 0.0071531 | 0.0070171 | 0.0069979 | 0.0069529 | 0.006911 | 0.0068479 | 0.0068381 | 0.0068066 | 0.0067786 | 0.006725 | 0.0067321 | 0.0067115 | 0.0066913 | 0.0066471 | 0.0066602 | 0.0066472 | 0.0066374 | 0.0066003 | 0 | 0 | 0 | 0 | 0 | 0 | 0 | 0
F1_Commercial_Miscellaneous_New_Food Preparation_Natural Gas_Fryer_E3 | F1 | Commercial | Miscellaneous | New | Food Preparation | Natural Gas | Fryer | E3 | CCE | 0 | 0 | 0 | 0 | 0 | 0 | 0 | 0 | 0 | 0 | 0 | 0 | 0 | 0 | 0 | 0 | 0 | 0 | 0 | 0 | 0 | 0 | 0 | 0 | 0 | 0 | 0 | 0 | 0 | 0
F1_Commercial_Miscellaneous_New_Food Preparation_Natural Gas_Fryer_E4 | F1 | Commercial | Miscellaneous | New | Food Preparation | Natural Gas | Fryer | E4 | CCE | 0 | 0 | 0 | 0 | 0 | 0 | 0 | 0 | 0 | 0 | 0 | 0 | 0 | 0 | 0 | 0 | 0 | 0 | 0 | 0 | 0 | 0 | 0 | 0 | 0 | 0 | 0 | 0 | 0 | 0
F1_Commercial_Miscellaneous_New_Food Preparation_Natural Gas_Fryer_E5 | F1 | Commercial | Miscellaneous | New | Food Preparation | Natural Gas | Fryer | E5 | CCE | 0 | 0 | 0 | 0 | 0 | 0 | 0 | 0 | 0 | 0 | 0 | 0 | 0 | 0 | 0 | 0 | 0 | 0 | 0 | 0 | 0 | 0 | 0 | 0 | 0 | 0 | 0 | 0 | 0 | 0
F1_Commercial_Miscellaneous_New_Food Preparation_Natural Gas_Fryer_E6 | F1 | Commercial | Miscellaneous | New | Food Preparation | Natural Gas | Fryer | E6 | CCE | 0 | 0 | 0 | 0 | 0 | 0 | 0 | 0 | 0 | 0 | 0 | 0 | 0 | 0 | 0 | 0 | 0 | 0 | 0 | 0 | 0 | 0 | 0 | 0 | 0 | 0 | 0 | 0 | 0 | 0
F1_Commercial_Miscellaneous_New_Food Preparation_Natural Gas_Fryer_E7 | F1 | Commercial | Miscellaneous | New | Food Preparation | Natural Gas | Fryer | E7 | CCE | 0 | 0 | 0 | 0 | 0 | 0 | 0 | 0 | 0 | 0 | 0 | 0 | 0 | 0 | 0 | 0 | 0 | 0 | 0 | 0 | 0 | 0 | 0 | 0 | 0 | 0 | 0 | 0 | 0 | 0
F1_Commercial_Miscellaneous_New_Food Preparation_Natural Gas_Fryer_E8 | F1 | Commercial | Miscellaneous | New | Food Preparation | Natural Gas | Fryer | E8 | CCE | 0 | 0 | 0 | 0 | 0 | 0 | 0 | 0 | 0 | 0 | 0 | 0 | 0 | 0 | 0 | 0 | 0 | 0 | 0 | 0 | 0 | 0 | 0 | 0 | 0 | 0 | 0 | 0 | 0 | 0
F1_Commercial_Miscellaneous_New_Food Preparation_Natural Gas_Fryer_E9 | F1 | Commercial | Miscellaneous | New | Food Preparation | Natural Gas | Fryer | E9 | CCE | 0 | 0 | 0 | 0 | 0 | 0 | 0 | 0 | 0 | 0 | 0 | 0 | 0 | 0 | 0 | 0 | 0 | 0 | 0 | 0 | 0 | 0 | 0 | 0 | 0 | 0 | 0 | 0 | 0 | 0
F1_Commercial_Miscellaneous_New_Food Preparation_Natural Gas_Fryer_E10 | F1 | Commercial | Miscellaneous | New | Food Preparation | Natural Gas | Fryer | E10 | CCE | 0 | 0 | 0 | 0 | 0 | 0 | 0 | 0 | 0 | 0 | 0 | 0 | 0 | 0 | 0 | 0 | 0 | 0 | 0 | 0 | 0 | 0 | 0 | 0 | 0 | 0 | 0 | 0 | 0 | 0
F2_Commercial_Miscellaneous_New_Food Preparation_Natural Gas_Fryer_E1 | F2 | Commercial | Miscellaneous | New | Food Preparation | Natural Gas | Fryer | E1 | TRC BC Ratio | 0.9 | 0.9 | 0.9 | 0.9 | 0.9 | 0.9 | 0.9 | 0.9 | 0.9 | 0.9 | 0.9 | 0.9 | 0.9 | 0.9 | 0.9 | 0.9 | 0.9 | 0.9 | 0.9 | 0.9 | 0.9 | 0.9 | 0 | 0 | 0 | 0 | 0 | 0 | 0 | 0
F2_Commercial_Miscellaneous_New_Food Preparation_Natural Gas_Fryer_E2 | F2 | Commercial | Miscellaneous | New | Food Preparation | Natural Gas | Fryer | E2 | TRC BC Ratio | 1.215 | 1.2059 | 1.2046 | 1.2221 | 1.2535 | 1.2946 | 1.3292 | 1.3564 | 1.3811 | 1.4053 | 1.4318 | 1.4585 | 1.4845 | 1.5137 | 1.5415 | 1.571 | 1.6001 | 1.6254 | 1.6465 | 1.6626 | 1.6776 | 1.6911 | 0 | 0 | 0 | 0 | 0 | 0 | 0 | 0
F2_Commercial_Miscellaneous_New_Food Preparation_Natural Gas_Fryer_E3 | F2 | Commercial | Miscellaneous | New | Food Preparation | Natural Gas | Fryer | E3 | TRC BC Ratio | 0 | 0 | 0 | 0 | 0 | 0 | 0 | 0 | 0 | 0 | 0 | 0 | 0 | 0 | 0 | 0 | 0 | 0 | 0 | 0 | 0 | 0 | 0 | 0 | 0 | 0 | 0 | 0 | 0 | 0
F2_Commercial_Miscellaneous_New_Food Preparation_Natural Gas_Fryer_E4 | F2 | Commercial | Miscellaneous | New | Food Preparation | Natural Gas | Fryer | E4 | TRC BC Ratio | 0 | 0 | 0 | 0 | 0 | 0 | 0 | 0 | 0 | 0 | 0 | 0 | 0 | 0 | 0 | 0 | 0 | 0 | 0 | 0 | 0 | 0 | 0 | 0 | 0 | 0 | 0 | 0 | 0 | 0
F2_Commercial_Miscellaneous_New_Food Preparation_Natural Gas_Fryer_E5 | F2 | Commercial | Miscellaneous | New | Food Preparation | Natural Gas | Fryer | E5 | TRC BC Ratio | 0 | 0 | 0 | 0 | 0 | 0 | 0 | 0 | 0 | 0 | 0 | 0 | 0 | 0 | 0 | 0 | 0 | 0 | 0 | 0 | 0 | 0 | 0 | 0 | 0 | 0 | 0 | 0 | 0 | 0
F2_Commercial_Miscellaneous_New_Food Preparation_Natural Gas_Fryer_E6 | F2 | Commercial | Miscellaneous | New | Food Preparation | Natural Gas | Fryer | E6 | TRC BC Ratio | 0 | 0 | 0 | 0 | 0 | 0 | 0 | 0 | 0 | 0 | 0 | 0 | 0 | 0 | 0 | 0 | 0 | 0 | 0 | 0 | 0 | 0 | 0 | 0 | 0 | 0 | 0 | 0 | 0 | 0
F2_Commercial_Miscellaneous_New_Food Preparation_Natural Gas_Fryer_E7 | F2 | Commercial | Miscellaneous | New | Food Preparation | Natural Gas | Fryer | E7 | TRC BC Ratio | 0 | 0 | 0 | 0 | 0 | 0 | 0 | 0 | 0 | 0 | 0 | 0 | 0 | 0 | 0 | 0 | 0 | 0 | 0 | 0 | 0 | 0 | 0 | 0 | 0 | 0 | 0 | 0 | 0 | 0
F2_Commercial_Miscellaneous_New_Food Preparation_Natural Gas_Fryer_E8 | F2 | Commercial | Miscellaneous | New | Food Preparation | Natural Gas | Fryer | E8 | TRC BC Ratio | 0 | 0 | 0 | 0 | 0 | 0 | 0 | 0 | 0 | 0 | 0 | 0 | 0 | 0 | 0 | 0 | 0 | 0 | 0 | 0 | 0 | 0 | 0 | 0 | 0 | 0 | 0 | 0 | 0 | 0
F2_Commercial_Miscellaneous_New_Food Preparation_Natural Gas_Fryer_E9 | F2 | Commercial | Miscellaneous | New | Food Preparation | Natural Gas | Fryer | E9 | TRC BC Ratio | 0 | 0 | 0 | 0 | 0 | 0 | 0 | 0 | 0 | 0 | 0 | 0 | 0 | 0 | 0 | 0 | 0 | 0 | 0 | 0 | 0 | 0 | 0 | 0 | 0 | 0 | 0 | 0 | 0 | 0
F2_Commercial_Miscellaneous_New_Food Preparation_Natural Gas_Fryer_E10 | F2 | Commercial | Miscellaneous | New | Food Preparation | Natural Gas | Fryer | E10 | TRC BC Ratio | 0 | 0 | 0 | 0 | 0 | 0 | 0 | 0 | 0 | 0 | 0 | 0 | 0 | 0 | 0 | 0 | 0 | 0 | 0 | 0 | 0 | 0 | 0 | 0 | 0 | 0 | 0 | 0 | 0 | 0
F3_Commercial_Miscellaneous_New_Food Preparation_Natural Gas_Fryer_E1 | F3 | Commercial | Miscellaneous | New | Food Preparation | Natural Gas | Fryer | E1 | PACT BC Ratio | 0.9 | 0.9 | 0.9 | 0.9 | 0.9 | 0.9 | 0.9 | 0.9 | 0.9 | 0.9 | 0.9 | 0.9 | 0.9 | 0.9 | 0.9 | 0.9 | 0.9 | 0.9 | 0.9 | 0.9 | 0.9 | 0.9 | 0 | 0 | 0 | 0 | 0 | 0 | 0 | 0
F3_Commercial_Miscellaneous_New_Food Preparation_Natural Gas_Fryer_E2 | F3 | Commercial | Miscellaneous | New | Food Preparation | Natural Gas | Fryer | E2 | PACT BC Ratio | 1.5621 | 1.5504 | 1.5488 | 1.5712 | 1.6116 | 1.6645 | 1.709 | 1.7439 | 1.7757 | 1.8068 | 1.8409 | 1.8752 | 1.9086 | 1.9462 | 1.9819 | 2.0198 | 2.0573 | 2.0898 | 2.1169 | 2.1377 | 2.1569 | 2.1743 | 0 | 0 | 0 | 0 | 0 | 0 | 0 | 0
F3_Commercial_Miscellaneous_New_Food Preparation_Natural Gas_Fryer_E3 | F3 | Commercial | Miscellaneous | New | Food Preparation | Natural Gas | Fryer | E3 | PACT BC Ratio | 0 | 0 | 0 | 0 | 0 | 0 | 0 | 0 | 0 | 0 | 0 | 0 | 0 | 0 | 0 | 0 | 0 | 0 | 0 | 0 | 0 | 0 | 0 | 0 | 0 | 0 | 0 | 0 | 0 | 0
F3_Commercial_Miscellaneous_New_Food Preparation_Natural Gas_Fryer_E4 | F3 | Commercial | Miscellaneous | New | Food Preparation | Natural Gas | Fryer | E4 | PACT BC Ratio | 0 | 0 | 0 | 0 | 0 | 0 | 0 | 0 | 0 | 0 | 0 | 0 | 0 | 0 | 0 | 0 | 0 | 0 | 0 | 0 | 0 | 0 | 0 | 0 | 0 | 0 | 0 | 0 | 0 | 0
F3_Commercial_Miscellaneous_New_Food Preparation_Natural Gas_Fryer_E5 | F3 | Commercial | Miscellaneous | New | Food Preparation | Natural Gas | Fryer | E5 | PACT BC Ratio | 0 | 0 | 0 | 0 | 0 | 0 | 0 | 0 | 0 | 0 | 0 | 0 | 0 | 0 | 0 | 0 | 0 | 0 | 0 | 0 | 0 | 0 | 0 | 0 | 0 | 0 | 0 | 0 | 0 | 0
F3_Commercial_Miscellaneous_New_Food Preparation_Natural Gas_Fryer_E6 | F3 | Commercial | Miscellaneous | New | Food Preparation | Natural Gas | Fryer | E6 | PACT BC Ratio | 0 | 0 | 0 | 0 | 0 | 0 | 0 | 0 | 0 | 0 | 0 | 0 | 0 | 0 | 0 | 0 | 0 | 0 | 0 | 0 | 0 | 0 | 0 | 0 | 0 | 0 | 0 | 0 | 0 | 0
F3_Commercial_Miscellaneous_New_Food Preparation_Natural Gas_Fryer_E7 | F3 | Commercial | Miscellaneous | New | Food Preparation | Natural Gas | Fryer | E7 | PACT BC Ratio | 0 | 0 | 0 | 0 | 0 | 0 | 0 | 0 | 0 | 0 | 0 | 0 | 0 | 0 | 0 | 0 | 0 | 0 | 0 | 0 | 0 | 0 | 0 | 0 | 0 | 0 | 0 | 0 | 0 | 0
F3_Commercial_Miscellaneous_New_Food Preparation_Natural Gas_Fryer_E8 | F3 | Commercial | Miscellaneous | New | Food Preparation | Natural Gas | Fryer | E8 | PACT BC Ratio | 0 | 0 | 0 | 0 | 0 | 0 | 0 | 0 | 0 | 0 | 0 | 0 | 0 | 0 | 0 | 0 | 0 | 0 | 0 | 0 | 0 | 0 | 0 | 0 | 0 | 0 | 0 | 0 | 0 | 0
F3_Commercial_Miscellaneous_New_Food Preparation_Natural Gas_Fryer_E9 | F3 | Commercial | Miscellaneous | New | Food Preparation | Natural Gas | Fryer | E9 | PACT BC Ratio | 0 | 0 | 0 | 0 | 0 | 0 | 0 | 0 | 0 | 0 | 0 | 0 | 0 | 0 | 0 | 0 | 0 | 0 | 0 | 0 | 0 | 0 | 0 | 0 | 0 | 0 | 0 | 0 | 0 | 0
F3_Commercial_Miscellaneous_New_Food Preparation_Natural Gas_Fryer_E10 | F3 | Commercial | Miscellaneous | New | Food Preparation | Natural Gas | Fryer | E10 | PACT BC Ratio | 0 | 0 | 0 | 0 | 0 | 0 | 0 | 0 | 0 | 0 | 0 | 0 | 0 | 0 | 0 | 0 | 0 | 0 | 0 | 0 | 0 | 0 | 0 | 0 | 0 | 0 | 0 | 0 | 0 | 0
F4_Commercial_Miscellaneous_New_Food Preparation_Natural Gas_Fryer_E1 | F4 | Commercial | Miscellaneous | New | Food Preparation | Natural Gas | Fryer | E1 | PCT BC Ratio | 0.9 | 0.9 | 0.9 | 0.9 | 0.9 | 0.9 | 0.9 | 0.9 | 0.9 | 0.9 | 0.9 | 0.9 | 0.9 | 0.9 | 0.9 | 0.9 | 0.9 | 0.9 | 0.9 | 0.9 | 0.9 | 0.9 | 0 | 0 | 0 | 0 | 0 | 0 | 0 | 0
F4_Commercial_Miscellaneous_New_Food Preparation_Natural Gas_Fryer_E2 | F4 | Commercial | Miscellaneous | New | Food Preparation | Natural Gas | Fryer | E2 | PCT BC Ratio | 3.0813 | 3.063 | 3.0604 | 3.0957 | 3.1592 | 3.2424 | 3.3124 | 3.3673 | 3.4172 | 3.4661 | 3.5197 | 3.5737 | 3.6262 | 3.6853 | 3.7415 | 3.8011 | 3.86 | 3.9112 | 3.9537 | 3.9864 | 4.0167 | 4.044 | 0 | 0 | 0 | 0 | 0 | 0 | 0 | 0
F4_Commercial_Miscellaneous_New_Food Preparation_Natural Gas_Fryer_E3 | F4 | Commercial | Miscellaneous | New | Food Preparation | Natural Gas | Fryer | E3 | PCT BC Ratio | 0 | 0 | 0 | 0 | 0 | 0 | 0 | 0 | 0 | 0 | 0 | 0 | 0 | 0 | 0 | 0 | 0 | 0 | 0 | 0 | 0 | 0 | 0 | 0 | 0 | 0 | 0 | 0 | 0 | 0
F4_Commercial_Miscellaneous_New_Food Preparation_Natural Gas_Fryer_E4 | F4 | Commercial | Miscellaneous | New | Food Preparation | Natural Gas | Fryer | E4 | PCT BC Ratio | 0 | 0 | 0 | 0 | 0 | 0 | 0 | 0 | 0 | 0 | 0 | 0 | 0 | 0 | 0 | 0 | 0 | 0 | 0 | 0 | 0 | 0 | 0 | 0 | 0 | 0 | 0 | 0 | 0 | 0
F4_Commercial_Miscellaneous_New_Food Preparation_Natural Gas_Fryer_E5 | F4 | Commercial | Miscellaneous | New | Food Preparation | Natural Gas | Fryer | E5 | PCT BC Ratio | 0 | 0 | 0 | 0 | 0 | 0 | 0 | 0 | 0 | 0 | 0 | 0 | 0 | 0 | 0 | 0 | 0 | 0 | 0 | 0 | 0 | 0 | 0 | 0 | 0 | 0 | 0 | 0 | 0 | 0
F4_Commercial_Miscellaneous_New_Food Preparation_Natural Gas_Fryer_E6 | F4 | Commercial | Miscellaneous | New | Food Preparation | Natural Gas | Fryer | E6 | PCT BC Ratio | 0 | 0 | 0 | 0 | 0 | 0 | 0 | 0 | 0 | 0 | 0 | 0 | 0 | 0 | 0 | 0 | 0 | 0 | 0 | 0 | 0 | 0 | 0 | 0 | 0 | 0 | 0 | 0 | 0 | 0
F4_Commercial_Miscellaneous_New_Food Preparation_Natural Gas_Fryer_E7 | F4 | Commercial | Miscellaneous | New | Food Preparation | Natural Gas | Fryer | E7 | PCT BC Ratio | 0 | 0 | 0 | 0 | 0 | 0 | 0 | 0 | 0 | 0 | 0 | 0 | 0 | 0 | 0 | 0 | 0 | 0 | 0 | 0 | 0 | 0 | 0 | 0 | 0 | 0 | 0 | 0 | 0 | 0
F4_Commercial_Miscellaneous_New_Food Preparation_Natural Gas_Fryer_E8 | F4 | Commercial | Miscellaneous | New | Food Preparation | Natural Gas | Fryer | E8 | PCT BC Ratio | 0 | 0 | 0 | 0 | 0 | 0 | 0 | 0 | 0 | 0 | 0 | 0 | 0 | 0 | 0 | 0 | 0 | 0 | 0 | 0 | 0 | 0 | 0 | 0 | 0 | 0 | 0 | 0 | 0 | 0
F4_Commercial_Miscellaneous_New_Food Preparation_Natural Gas_Fryer_E9 | F4 | Commercial | Miscellaneous | New | Food Preparation | Natural Gas | Fryer | E9 | PCT BC Ratio | 0 | 0 | 0 | 0 | 0 | 0 | 0 | 0 | 0 | 0 | 0 | 0 | 0 | 0 | 0 | 0 | 0 | 0 | 0 | 0 | 0 | 0 | 0 | 0 | 0 | 0 | 0 | 0 | 0 | 0
F4_Commercial_Miscellaneous_New_Food Preparation_Natural Gas_Fryer_E10 | F4 | Commercial | Miscellaneous | New | Food Preparation | Natural Gas | Fryer | E10 | PCT BC Ratio | 0 | 0 | 0 | 0 | 0 | 0 | 0 | 0 | 0 | 0 | 0 | 0 | 0 | 0 | 0 | 0 | 0 | 0 | 0 | 0 | 0 | 0 | 0 | 0 | 0 | 0 | 0 | 0 | 0 | 0
F5_Commercial_Miscellaneous_New_Food Preparation_Natural Gas_Fryer_E1 | F5 | Commercial | Miscellaneous | New | Food Preparation | Natural Gas | Fryer | E1 | RIM BC Ratio | 0.9 | 0.9 | 0.9 | 0.9 | 0.9 | 0.9 | 0.9 | 0.9 | 0.9 | 0.9 | 0.9 | 0.9 | 0.9 | 0.9 | 0.9 | 0.9 | 0.9 | 0.9 | 0.9 | 0.9 | 0.9 | 0.9 | 0 | 0 | 0 | 0 | 0 | 0 | 0 | 0
F5_Commercial_Miscellaneous_New_Food Preparation_Natural Gas_Fryer_E2 | F5 | Commercial | Miscellaneous | New | Food Preparation | Natural Gas | Fryer | E2 | RIM BC Ratio | 0.544 | 0.54258 | 0.54238 | 0.54511 | 0.54988 | 0.55591 | 0.56079 | 0.5645 | 0.56779 | 0.57093 | 0.57429 | 0.57759 | 0.58072 | 0.58415 | 0.58733 | 0.59061 | 0.59377 | 0.59646 | 0.59864 | 0.60029 | 0.6018 | 0.60314 | 0 | 0 | 0 | 0 | 0 | 0 | 0 | 0
F5_Commercial_Miscellaneous_New_Food Preparation_Natural Gas_Fryer_E3 | F5 | Commercial | Miscellaneous | New | Food Preparation | Natural Gas | Fryer | E3 | RIM BC Ratio | 0 | 0 | 0 | 0 | 0 | 0 | 0 | 0 | 0 | 0 | 0 | 0 | 0 | 0 | 0 | 0 | 0 | 0 | 0 | 0 | 0 | 0 | 0 | 0 | 0 | 0 | 0 | 0 | 0 | 0
F5_Commercial_Miscellaneous_New_Food Preparation_Natural Gas_Fryer_E4 | F5 | Commercial | Miscellaneous | New | Food Preparation | Natural Gas | Fryer | E4 | RIM BC Ratio | 0 | 0 | 0 | 0 | 0 | 0 | 0 | 0 | 0 | 0 | 0 | 0 | 0 | 0 | 0 | 0 | 0 | 0 | 0 | 0 | 0 | 0 | 0 | 0 | 0 | 0 | 0 | 0 | 0 | 0
F5_Commercial_Miscellaneous_New_Food Preparation_Natural Gas_Fryer_E5 | F5 | Commercial | Miscellaneous | New | Food Preparation | Natural Gas | Fryer | E5 | RIM BC Ratio | 0 | 0 | 0 | 0 | 0 | 0 | 0 | 0 | 0 | 0 | 0 | 0 | 0 | 0 | 0 | 0 | 0 | 0 | 0 | 0 | 0 | 0 | 0 | 0 | 0 | 0 | 0 | 0 | 0 | 0
F5_Commercial_Miscellaneous_New_Food Preparation_Natural Gas_Fryer_E6 | F5 | Commercial | Miscellaneous | New | Food Preparation | Natural Gas | Fryer | E6 | RIM BC Ratio | 0 | 0 | 0 | 0 | 0 | 0 | 0 | 0 | 0 | 0 | 0 | 0 | 0 | 0 | 0 | 0 | 0 | 0 | 0 | 0 | 0 | 0 | 0 | 0 | 0 | 0 | 0 | 0 | 0 | 0
F5_Commercial_Miscellaneous_New_Food Preparation_Natural Gas_Fryer_E7 | F5 | Commercial | Miscellaneous | New | Food Preparation | Natural Gas | Fryer | E7 | RIM BC Ratio | 0 | 0 | 0 | 0 | 0 | 0 | 0 | 0 | 0 | 0 | 0 | 0 | 0 | 0 | 0 | 0 | 0 | 0 | 0 | 0 | 0 | 0 | 0 | 0 | 0 | 0 | 0 | 0 | 0 | 0
F5_Commercial_Miscellaneous_New_Food Preparation_Natural Gas_Fryer_E8 | F5 | Commercial | Miscellaneous | New | Food Preparation | Natural Gas | Fryer | E8 | RIM BC Ratio | 0 | 0 | 0 | 0 | 0 | 0 | 0 | 0 | 0 | 0 | 0 | 0 | 0 | 0 | 0 | 0 | 0 | 0 | 0 | 0 | 0 | 0 | 0 | 0 | 0 | 0 | 0 | 0 | 0 | 0
F5_Commercial_Miscellaneous_New_Food Preparation_Natural Gas_Fryer_E9 | F5 | Commercial | Miscellaneous | New | Food Preparation | Natural Gas | Fryer | E9 | RIM BC Ratio | 0 | 0 | 0 | 0 | 0 | 0 | 0 | 0 | 0 | 0 | 0 | 0 | 0 | 0 | 0 | 0 | 0 | 0 | 0 | 0 | 0 | 0 | 0 | 0 | 0 | 0 | 0 | 0 | 0 | 0
F5_Commercial_Miscellaneous_New_Food Preparation_Natural Gas_Fryer_E10 | F5 | Commercial | Miscellaneous | New | Food Preparation | Natural Gas | Fryer | E10 | RIM BC Ratio | 0 | 0 | 0 | 0 | 0 | 0 | 0 | 0 | 0 | 0 | 0 | 0 | 0 | 0 | 0 | 0 | 0 | 0 | 0 | 0 | 0 | 0 | 0 | 0 | 0 | 0 | 0 | 0 | 0 | 0
F0_Commercial_Miscellaneous_New_Food Preparation_Natural Gas_Broiler_E0 | F0 | Commercial | Miscellaneous | New | Food Preparation | Natural Gas | Broiler | E0 | Economic Unit | Infrared Burners | Infrared Burners | Infrared Burners | Infrared Burners | Infrared Burners | Infrared Burners | Infrared Burners | Infrared Burners | Infrared Burners | Infrared Burners | Infrared Burners | Infrared Burners | Infrared Burners | Infrared Burners | Infrared Burners | Infrared Burners | Infrared Burners | Infrared Burners | Infrared Burners | Infrared Burners | Infrared Burners | Infrared Burners | 0 | 0 | 0 | 0 | 0 | 0 | 0 | 0
F1_Commercial_Miscellaneous_New_Food Preparation_Natural Gas_Broiler_E1 | F1 | Commercial | Miscellaneous | New | Food Preparation | Natural Gas | Broiler | E1 | CCE | 0 | 0 | 0 | 0 | 0 | 0 | 0 | 0 | 0 | 0 | 0 | 0 | 0 | 0 | 0 | 0 | 0 | 0 | 0 | 0 | 0 | 0 | 0 | 0 | 0 | 0 | 0 | 0 | 0 | 0
F1_Commercial_Miscellaneous_New_Food Preparation_Natural Gas_Broiler_E2 | F1 | Commercial | Miscellaneous | New | Food Preparation | Natural Gas | Broiler | E2 | CCE | 0.0083589 | 0.0083589 | 0.0087817 | 0.0086482 | 0.0085184 | 0.0083564 | 0.0083336 | 0.00828 | 0.0082301 | 0.0081549 | 0.0081433 | 0.0081058 | 0.0080724 | 0.0080086 | 0.008017 | 0.0079925 | 0.0079685 | 0.0079158 | 0.0079314 | 0.0079159 | 0.0079043 | 0.0078601 | 0 | 0 | 0 | 0 | 0 | 0 | 0 | 0
F1_Commercial_Miscellaneous_New_Food Preparation_Natural Gas_Broiler_E3 | F1 | Commercial | Miscellaneous | New | Food Preparation | Natural Gas | Broiler | E3 | CCE | 0 | 0 | 0 | 0 | 0 | 0 | 0 | 0 | 0 | 0 | 0 | 0 | 0 | 0 | 0 | 0 | 0 | 0 | 0 | 0 | 0 | 0 | 0 | 0 | 0 | 0 | 0 | 0 | 0 | 0
F1_Commercial_Miscellaneous_New_Food Preparation_Natural Gas_Broiler_E4 | F1 | Commercial | Miscellaneous | New | Food Preparation | Natural Gas | Broiler | E4 | CCE | 0 | 0 | 0 | 0 | 0 | 0 | 0 | 0 | 0 | 0 | 0 | 0 | 0 | 0 | 0 | 0 | 0 | 0 | 0 | 0 | 0 | 0 | 0 | 0 | 0 | 0 | 0 | 0 | 0 | 0
F1_Commercial_Miscellaneous_New_Food Preparation_Natural Gas_Broiler_E5 | F1 | Commercial | Miscellaneous | New | Food Preparation | Natural Gas | Broiler | E5 | CCE | 0 | 0 | 0 | 0 | 0 | 0 | 0 | 0 | 0 | 0 | 0 | 0 | 0 | 0 | 0 | 0 | 0 | 0 | 0 | 0 | 0 | 0 | 0 | 0 | 0 | 0 | 0 | 0 | 0 | 0
F1_Commercial_Miscellaneous_New_Food Preparation_Natural Gas_Broiler_E6 | F1 | Commercial | Miscellaneous | New | Food Preparation | Natural Gas | Broiler | E6 | CCE | 0 | 0 | 0 | 0 | 0 | 0 | 0 | 0 | 0 | 0 | 0 | 0 | 0 | 0 | 0 | 0 | 0 | 0 | 0 | 0 | 0 | 0 | 0 | 0 | 0 | 0 | 0 | 0 | 0 | 0
F1_Commercial_Miscellaneous_New_Food Preparation_Natural Gas_Broiler_E7 | F1 | Commercial | Miscellaneous | New | Food Preparation | Natural Gas | Broiler | E7 | CCE | 0 | 0 | 0 | 0 | 0 | 0 | 0 | 0 | 0 | 0 | 0 | 0 | 0 | 0 | 0 | 0 | 0 | 0 | 0 | 0 | 0 | 0 | 0 | 0 | 0 | 0 | 0 | 0 | 0 | 0
F1_Commercial_Miscellaneous_New_Food Preparation_Natural Gas_Broiler_E8 | F1 | Commercial | Miscellaneous | New | Food Preparation | Natural Gas | Broiler | E8 | CCE | 0 | 0 | 0 | 0 | 0 | 0 | 0 | 0 | 0 | 0 | 0 | 0 | 0 | 0 | 0 | 0 | 0 | 0 | 0 | 0 | 0 | 0 | 0 | 0 | 0 | 0 | 0 | 0 | 0 | 0
F1_Commercial_Miscellaneous_New_Food Preparation_Natural Gas_Broiler_E9 | F1 | Commercial | Miscellaneous | New | Food Preparation | Natural Gas | Broiler | E9 | CCE | 0 | 0 | 0 | 0 | 0 | 0 | 0 | 0 | 0 | 0 | 0 | 0 | 0 | 0 | 0 | 0 | 0 | 0 | 0 | 0 | 0 | 0 | 0 | 0 | 0 | 0 | 0 | 0 | 0 | 0
F1_Commercial_Miscellaneous_New_Food Preparation_Natural Gas_Broiler_E10 | F1 | Commercial | Miscellaneous | New | Food Preparation | Natural Gas | Broiler | E10 | CCE | 0 | 0 | 0 | 0 | 0 | 0 | 0 | 0 | 0 | 0 | 0 | 0 | 0 | 0 | 0 | 0 | 0 | 0 | 0 | 0 | 0 | 0 | 0 | 0 | 0 | 0 | 0 | 0 | 0 | 0
F2_Commercial_Miscellaneous_New_Food Preparation_Natural Gas_Broiler_E1 | F2 | Commercial | Miscellaneous | New | Food Preparation | Natural Gas | Broiler | E1 | TRC BC Ratio | 0.9 | 0.9 | 0.9 | 0.9 | 0.9 | 0.9 | 0.9 | 0.9 | 0.9 | 0.9 | 0.9 | 0.9 | 0.9 | 0.9 | 0.9 | 0.9 | 0.9 | 0.9 | 0.9 | 0.9 | 0.9 | 0.9 | 0 | 0 | 0 | 0 | 0 | 0 | 0 | 0
F2_Commercial_Miscellaneous_New_Food Preparation_Natural Gas_Broiler_E2 | F2 | Commercial | Miscellaneous | New | Food Preparation | Natural Gas | Broiler | E2 | TRC BC Ratio | 1.0644 | 1.0735 | 1.0844 | 1.1025 | 1.1265 | 1.1549 | 1.181 | 1.2042 | 1.2267 | 1.2485 | 1.2706 | 1.292 | 1.3121 | 1.3323 | 1.3516 | 1.3714 | 1.3925 | 1.4138 | 1.4353 | 1.4569 | 1.4782 | 1.4992 | 0 | 0 | 0 | 0 | 0 | 0 | 0 | 0
F2_Commercial_Miscellaneous_New_Food Preparation_Natural Gas_Broiler_E3 | F2 | Commercial | Miscellaneous | New | Food Preparation | Natural Gas | Broiler | E3 | TRC BC Ratio | 0 | 0 | 0 | 0 | 0 | 0 | 0 | 0 | 0 | 0 | 0 | 0 | 0 | 0 | 0 | 0 | 0 | 0 | 0 | 0 | 0 | 0 | 0 | 0 | 0 | 0 | 0 | 0 | 0 | 0
F2_Commercial_Miscellaneous_New_Food Preparation_Natural Gas_Broiler_E4 | F2 | Commercial | Miscellaneous | New | Food Preparation | Natural Gas | Broiler | E4 | TRC BC Ratio | 0 | 0 | 0 | 0 | 0 | 0 | 0 | 0 | 0 | 0 | 0 | 0 | 0 | 0 | 0 | 0 | 0 | 0 | 0 | 0 | 0 | 0 | 0 | 0 | 0 | 0 | 0 | 0 | 0 | 0
F2_Commercial_Miscellaneous_New_Food Preparation_Natural Gas_Broiler_E5 | F2 | Commercial | Miscellaneous | New | Food Preparation | Natural Gas | Broiler | E5 | TRC BC Ratio | 0 | 0 | 0 | 0 | 0 | 0 | 0 | 0 | 0 | 0 | 0 | 0 | 0 | 0 | 0 | 0 | 0 | 0 | 0 | 0 | 0 | 0 | 0 | 0 | 0 | 0 | 0 | 0 | 0 | 0
F2_Commercial_Miscellaneous_New_Food Preparation_Natural Gas_Broiler_E6 | F2 | Commercial | Miscellaneous | New | Food Preparation | Natural Gas | Broiler | E6 | TRC BC Ratio | 0 | 0 | 0 | 0 | 0 | 0 | 0 | 0 | 0 | 0 | 0 | 0 | 0 | 0 | 0 | 0 | 0 | 0 | 0 | 0 | 0 | 0 | 0 | 0 | 0 | 0 | 0 | 0 | 0 | 0
F2_Commercial_Miscellaneous_New_Food Preparation_Natural Gas_Broiler_E7 | F2 | Commercial | Miscellaneous | New | Food Preparation | Natural Gas | Broiler | E7 | TRC BC Ratio | 0 | 0 | 0 | 0 | 0 | 0 | 0 | 0 | 0 | 0 | 0 | 0 | 0 | 0 | 0 | 0 | 0 | 0 | 0 | 0 | 0 | 0 | 0 | 0 | 0 | 0 | 0 | 0 | 0 | 0
F2_Commercial_Miscellaneous_New_Food Preparation_Natural Gas_Broiler_E8 | F2 | Commercial | Miscellaneous | New | Food Preparation | Natural Gas | Broiler | E8 | TRC BC Ratio | 0 | 0 | 0 | 0 | 0 | 0 | 0 | 0 | 0 | 0 | 0 | 0 | 0 | 0 | 0 | 0 | 0 | 0 | 0 | 0 | 0 | 0 | 0 | 0 | 0 | 0 | 0 | 0 | 0 | 0
F2_Commercial_Miscellaneous_New_Food Preparation_Natural Gas_Broiler_E9 | F2 | Commercial | Miscellaneous | New | Food Preparation | Natural Gas | Broiler | E9 | TRC BC Ratio | 0 | 0 | 0 | 0 | 0 | 0 | 0 | 0 | 0 | 0 | 0 | 0 | 0 | 0 | 0 | 0 | 0 | 0 | 0 | 0 | 0 | 0 | 0 | 0 | 0 | 0 | 0 | 0 | 0 | 0
F2_Commercial_Miscellaneous_New_Food Preparation_Natural Gas_Broiler_E10 | F2 | Commercial | Miscellaneous | New | Food Preparation | Natural Gas | Broiler | E10 | TRC BC Ratio | 0 | 0 | 0 | 0 | 0 | 0 | 0 | 0 | 0 | 0 | 0 | 0 | 0 | 0 | 0 | 0 | 0 | 0 | 0 | 0 | 0 | 0 | 0 | 0 | 0 | 0 | 0 | 0 | 0 | 0
F3_Commercial_Miscellaneous_New_Food Preparation_Natural Gas_Broiler_E1 | F3 | Commercial | Miscellaneous | New | Food Preparation | Natural Gas | Broiler | E1 | PACT BC Ratio | 0.9 | 0.9 | 0.9 | 0.9 | 0.9 | 0.9 | 0.9 | 0.9 | 0.9 | 0.9 | 0.9 | 0.9 | 0.9 | 0.9 | 0.9 | 0.9 | 0.9 | 0.9 | 0.9 | 0.9 | 0.9 | 0.9 | 0 | 0 | 0 | 0 | 0 | 0 | 0 | 0
F3_Commercial_Miscellaneous_New_Food Preparation_Natural Gas_Broiler_E2 | F3 | Commercial | Miscellaneous | New | Food Preparation | Natural Gas | Broiler | E2 | PACT BC Ratio | 1.3204 | 1.3317 | 1.3453 | 1.3676 | 1.3975 | 1.4327 | 1.465 | 1.4938 | 1.5217 | 1.5488 | 1.5761 | 1.6027 | 1.6277 | 1.6527 | 1.6767 | 1.7012 | 1.7275 | 1.7539 | 1.7805 | 1.8073 | 1.8337 | 1.8598 | 0 | 0 | 0 | 0 | 0 | 0 | 0 | 0
F3_Commercial_Miscellaneous_New_Food Preparation_Natural Gas_Broiler_E3 | F3 | Commercial | Miscellaneous | New | Food Preparation | Natural Gas | Broiler | E3 | PACT BC Ratio | 0 | 0 | 0 | 0 | 0 | 0 | 0 | 0 | 0 | 0 | 0 | 0 | 0 | 0 | 0 | 0 | 0 | 0 | 0 | 0 | 0 | 0 | 0 | 0 | 0 | 0 | 0 | 0 | 0 | 0
F3_Commercial_Miscellaneous_New_Food Preparation_Natural Gas_Broiler_E4 | F3 | Commercial | Miscellaneous | New | Food Preparation | Natural Gas | Broiler | E4 | PACT BC Ratio | 0 | 0 | 0 | 0 | 0 | 0 | 0 | 0 | 0 | 0 | 0 | 0 | 0 | 0 | 0 | 0 | 0 | 0 | 0 | 0 | 0 | 0 | 0 | 0 | 0 | 0 | 0 | 0 | 0 | 0
F3_Commercial_Miscellaneous_New_Food Preparation_Natural Gas_Broiler_E5 | F3 | Commercial | Miscellaneous | New | Food Preparation | Natural Gas | Broiler | E5 | PACT BC Ratio | 0 | 0 | 0 | 0 | 0 | 0 | 0 | 0 | 0 | 0 | 0 | 0 | 0 | 0 | 0 | 0 | 0 | 0 | 0 | 0 | 0 | 0 | 0 | 0 | 0 | 0 | 0 | 0 | 0 | 0
F3_Commercial_Miscellaneous_New_Food Preparation_Natural Gas_Broiler_E6 | F3 | Commercial | Miscellaneous | New | Food Preparation | Natural Gas | Broiler | E6 | PACT BC Ratio | 0 | 0 | 0 | 0 | 0 | 0 | 0 | 0 | 0 | 0 | 0 | 0 | 0 | 0 | 0 | 0 | 0 | 0 | 0 | 0 | 0 | 0 | 0 | 0 | 0 | 0 | 0 | 0 | 0 | 0
F3_Commercial_Miscellaneous_New_Food Preparation_Natural Gas_Broiler_E7 | F3 | Commercial | Miscellaneous | New | Food Preparation | Natural Gas | Broiler | E7 | PACT BC Ratio | 0 | 0 | 0 | 0 | 0 | 0 | 0 | 0 | 0 | 0 | 0 | 0 | 0 | 0 | 0 | 0 | 0 | 0 | 0 | 0 | 0 | 0 | 0 | 0 | 0 | 0 | 0 | 0 | 0 | 0
F3_Commercial_Miscellaneous_New_Food Preparation_Natural Gas_Broiler_E8 | F3 | Commercial | Miscellaneous | New | Food Preparation | Natural Gas | Broiler | E8 | PACT BC Ratio | 0 | 0 | 0 | 0 | 0 | 0 | 0 | 0 | 0 | 0 | 0 | 0 | 0 | 0 | 0 | 0 | 0 | 0 | 0 | 0 | 0 | 0 | 0 | 0 | 0 | 0 | 0 | 0 | 0 | 0
F3_Commercial_Miscellaneous_New_Food Preparation_Natural Gas_Broiler_E9 | F3 | Commercial | Miscellaneous | New | Food Preparation | Natural Gas | Broiler | E9 | PACT BC Ratio | 0 | 0 | 0 | 0 | 0 | 0 | 0 | 0 | 0 | 0 | 0 | 0 | 0 | 0 | 0 | 0 | 0 | 0 | 0 | 0 | 0 | 0 | 0 | 0 | 0 | 0 | 0 | 0 | 0 | 0
F3_Commercial_Miscellaneous_New_Food Preparation_Natural Gas_Broiler_E10 | F3 | Commercial | Miscellaneous | New | Food Preparation | Natural Gas | Broiler | E10 | PACT BC Ratio | 0 | 0 | 0 | 0 | 0 | 0 | 0 | 0 | 0 | 0 | 0 | 0 | 0 | 0 | 0 | 0 | 0 | 0 | 0 | 0 | 0 | 0 | 0 | 0 | 0 | 0 | 0 | 0 | 0 | 0
F4_Commercial_Miscellaneous_New_Food Preparation_Natural Gas_Broiler_E1 | F4 | Commercial | Miscellaneous | New | Food Preparation | Natural Gas | Broiler | E1 | PCT BC Ratio | 0.9 | 0.9 | 0.9 | 0.9 | 0.9 | 0.9 | 0.9 | 0.9 | 0.9 | 0.9 | 0.9 | 0.9 | 0.9 | 0.9 | 0.9 | 0.9 | 0.9 | 0.9 | 0.9 | 0.9 | 0.9 | 0.9 | 0 | 0 | 0 | 0 | 0 | 0 | 0 | 0
F4_Commercial_Miscellaneous_New_Food Preparation_Natural Gas_Broiler_E2 | F4 | Commercial | Miscellaneous | New | Food Preparation | Natural Gas | Broiler | E2 | PCT BC Ratio | 2.8717 | 2.8906 | 2.9132 | 2.9506 | 3.0005 | 3.0593 | 3.1134 | 3.1615 | 3.2082 | 3.2535 | 3.2991 | 3.3435 | 3.3853 | 3.4272 | 3.4672 | 3.5082 | 3.5521 | 3.5963 | 3.6408 | 3.6855 | 3.7298 | 3.7734 | 0 | 0 | 0 | 0 | 0 | 0 | 0 | 0
F4_Commercial_Miscellaneous_New_Food Preparation_Natural Gas_Broiler_E3 | F4 | Commercial | Miscellaneous | New | Food Preparation | Natural Gas | Broiler | E3 | PCT BC Ratio | 0 | 0 | 0 | 0 | 0 | 0 | 0 | 0 | 0 | 0 | 0 | 0 | 0 | 0 | 0 | 0 | 0 | 0 | 0 | 0 | 0 | 0 | 0 | 0 | 0 | 0 | 0 | 0 | 0 | 0
F4_Commercial_Miscellaneous_New_Food Preparation_Natural Gas_Broiler_E4 | F4 | Commercial | Miscellaneous | New | Food Preparation | Natural Gas | Broiler | E4 | PCT BC Ratio | 0 | 0 | 0 | 0 | 0 | 0 | 0 | 0 | 0 | 0 | 0 | 0 | 0 | 0 | 0 | 0 | 0 | 0 | 0 | 0 | 0 | 0 | 0 | 0 | 0 | 0 | 0 | 0 | 0 | 0
F4_Commercial_Miscellaneous_New_Food Preparation_Natural Gas_Broiler_E5 | F4 | Commercial | Miscellaneous | New | Food Preparation | Natural Gas | Broiler | E5 | PCT BC Ratio | 0 | 0 | 0 | 0 | 0 | 0 | 0 | 0 | 0 | 0 | 0 | 0 | 0 | 0 | 0 | 0 | 0 | 0 | 0 | 0 | 0 | 0 | 0 | 0 | 0 | 0 | 0 | 0 | 0 | 0
F4_Commercial_Miscellaneous_New_Food Preparation_Natural Gas_Broiler_E6 | F4 | Commercial | Miscellaneous | New | Food Preparation | Natural Gas | Broiler | E6 | PCT BC Ratio | 0 | 0 | 0 | 0 | 0 | 0 | 0 | 0 | 0 | 0 | 0 | 0 | 0 | 0 | 0 | 0 | 0 | 0 | 0 | 0 | 0 | 0 | 0 | 0 | 0 | 0 | 0 | 0 | 0 | 0
F4_Commercial_Miscellaneous_New_Food Preparation_Natural Gas_Broiler_E7 | F4 | Commercial | Miscellaneous | New | Food Preparation | Natural Gas | Broiler | E7 | PCT BC Ratio | 0 | 0 | 0 | 0 | 0 | 0 | 0 | 0 | 0 | 0 | 0 | 0 | 0 | 0 | 0 | 0 | 0 | 0 | 0 | 0 | 0 | 0 | 0 | 0 | 0 | 0 | 0 | 0 | 0 | 0
F4_Commercial_Miscellaneous_New_Food Preparation_Natural Gas_Broiler_E8 | F4 | Commercial | Miscellaneous | New | Food Preparation | Natural Gas | Broiler | E8 | PCT BC Ratio | 0 | 0 | 0 | 0 | 0 | 0 | 0 | 0 | 0 | 0 | 0 | 0 | 0 | 0 | 0 | 0 | 0 | 0 | 0 | 0 | 0 | 0 | 0 | 0 | 0 | 0 | 0 | 0 | 0 | 0
F4_Commercial_Miscellaneous_New_Food Preparation_Natural Gas_Broiler_E9 | F4 | Commercial | Miscellaneous | New | Food Preparation | Natural Gas | Broiler | E9 | PCT BC Ratio | 0 | 0 | 0 | 0 | 0 | 0 | 0 | 0 | 0 | 0 | 0 | 0 | 0 | 0 | 0 | 0 | 0 | 0 | 0 | 0 | 0 | 0 | 0 | 0 | 0 | 0 | 0 | 0 | 0 | 0
F4_Commercial_Miscellaneous_New_Food Preparation_Natural Gas_Broiler_E10 | F4 | Commercial | Miscellaneous | New | Food Preparation | Natural Gas | Broiler | E10 | PCT BC Ratio | 0 | 0 | 0 | 0 | 0 | 0 | 0 | 0 | 0 | 0 | 0 | 0 | 0 | 0 | 0 | 0 | 0 | 0 | 0 | 0 | 0 | 0 | 0 | 0 | 0 | 0 | 0 | 0 | 0 | 0
F5_Commercial_Miscellaneous_New_Food Preparation_Natural Gas_Broiler_E1 | F5 | Commercial | Miscellaneous | New | Food Preparation | Natural Gas | Broiler | E1 | RIM BC Ratio | 0.9 | 0.9 | 0.9 | 0.9 | 0.9 | 0.9 | 0.9 | 0.9 | 0.9 | 0.9 | 0.9 | 0.9 | 0.9 | 0.9 | 0.9 | 0.9 | 0.9 | 0.9 | 0.9 | 0.9 | 0.9 | 0.9 | 0 | 0 | 0 | 0 | 0 | 0 | 0 | 0
F5_Commercial_Miscellaneous_New_Food Preparation_Natural Gas_Broiler_E2 | F5 | Commercial | Miscellaneous | New | Food Preparation | Natural Gas | Broiler | E2 | RIM BC Ratio | 0.51141 | 0.51309 | 0.51509 | 0.51833 | 0.52256 | 0.52741 | 0.53173 | 0.53547 | 0.53902 | 0.54238 | 0.54569 | 0.54884 | 0.55175 | 0.55459 | 0.55726 | 0.55995 | 0.56276 | 0.56554 | 0.56828 | 0.57098 | 0.57359 | 0.57612 | 0 | 0 | 0 | 0 | 0 | 0 | 0 | 0
F5_Commercial_Miscellaneous_New_Food Preparation_Natural Gas_Broiler_E3 | F5 | Commercial | Miscellaneous | New | Food Preparation | Natural Gas | Broiler | E3 | RIM BC Ratio | 0 | 0 | 0 | 0 | 0 | 0 | 0 | 0 | 0 | 0 | 0 | 0 | 0 | 0 | 0 | 0 | 0 | 0 | 0 | 0 | 0 | 0 | 0 | 0 | 0 | 0 | 0 | 0 | 0 | 0
F5_Commercial_Miscellaneous_New_Food Preparation_Natural Gas_Broiler_E4 | F5 | Commercial | Miscellaneous | New | Food Preparation | Natural Gas | Broiler | E4 | RIM BC Ratio | 0 | 0 | 0 | 0 | 0 | 0 | 0 | 0 | 0 | 0 | 0 | 0 | 0 | 0 | 0 | 0 | 0 | 0 | 0 | 0 | 0 | 0 | 0 | 0 | 0 | 0 | 0 | 0 | 0 | 0
F5_Commercial_Miscellaneous_New_Food Preparation_Natural Gas_Broiler_E5 | F5 | Commercial | Miscellaneous | New | Food Preparation | Natural Gas | Broiler | E5 | RIM BC Ratio | 0 | 0 | 0 | 0 | 0 | 0 | 0 | 0 | 0 | 0 | 0 | 0 | 0 | 0 | 0 | 0 | 0 | 0 | 0 | 0 | 0 | 0 | 0 | 0 | 0 | 0 | 0 | 0 | 0 | 0
F5_Commercial_Miscellaneous_New_Food Preparation_Natural Gas_Broiler_E6 | F5 | Commercial | Miscellaneous | New | Food Preparation | Natural Gas | Broiler | E6 | RIM BC Ratio | 0 | 0 | 0 | 0 | 0 | 0 | 0 | 0 | 0 | 0 | 0 | 0 | 0 | 0 | 0 | 0 | 0 | 0 | 0 | 0 | 0 | 0 | 0 | 0 | 0 | 0 | 0 | 0 | 0 | 0
F5_Commercial_Miscellaneous_New_Food Preparation_Natural Gas_Broiler_E7 | F5 | Commercial | Miscellaneous | New | Food Preparation | Natural Gas | Broiler | E7 | RIM BC Ratio | 0 | 0 | 0 | 0 | 0 | 0 | 0 | 0 | 0 | 0 | 0 | 0 | 0 | 0 | 0 | 0 | 0 | 0 | 0 | 0 | 0 | 0 | 0 | 0 | 0 | 0 | 0 | 0 | 0 | 0
F5_Commercial_Miscellaneous_New_Food Preparation_Natural Gas_Broiler_E8 | F5 | Commercial | Miscellaneous | New | Food Preparation | Natural Gas | Broiler | E8 | RIM BC Ratio | 0 | 0 | 0 | 0 | 0 | 0 | 0 | 0 | 0 | 0 | 0 | 0 | 0 | 0 | 0 | 0 | 0 | 0 | 0 | 0 | 0 | 0 | 0 | 0 | 0 | 0 | 0 | 0 | 0 | 0
F5_Commercial_Miscellaneous_New_Food Preparation_Natural Gas_Broiler_E9 | F5 | Commercial | Miscellaneous | New | Food Preparation | Natural Gas | Broiler | E9 | RIM BC Ratio | 0 | 0 | 0 | 0 | 0 | 0 | 0 | 0 | 0 | 0 | 0 | 0 | 0 | 0 | 0 | 0 | 0 | 0 | 0 | 0 | 0 | 0 | 0 | 0 | 0 | 0 | 0 | 0 | 0 | 0
F5_Commercial_Miscellaneous_New_Food Preparation_Natural Gas_Broiler_E10 | F5 | Commercial | Miscellaneous | New | Food Preparation | Natural Gas | Broiler | E10 | RIM BC Ratio | 0 | 0 | 0 | 0 | 0 | 0 | 0 | 0 | 0 | 0 | 0 | 0 | 0 | 0 | 0 | 0 | 0 | 0 | 0 | 0 | 0 | 0 | 0 | 0 | 0 | 0 | 0 | 0 | 0 | 0
F0_Commercial_Miscellaneous_New_Food Preparation_Natural Gas_Griddle_E0 | F0 | Commercial | Miscellaneous | New | Food Preparation | Natural Gas | Griddle | E0 | Economic Unit | ENERGY STAR | ENERGY STAR | ENERGY STAR | ENERGY STAR | ENERGY STAR | ENERGY STAR | ENERGY STAR | ENERGY STAR | ENERGY STAR | ENERGY STAR | ENERGY STAR | ENERGY STAR | ENERGY STAR | ENERGY STAR | ENERGY STAR | ENERGY STAR | ENERGY STAR | ENERGY STAR | ENERGY STAR | ENERGY STAR | ENERGY STAR | ENERGY STAR | 0 | 0 | 0 | 0 | 0 | 0 | 0 | 0
F1_Commercial_Miscellaneous_New_Food Preparation_Natural Gas_Griddle_E1 | F1 | Commercial | Miscellaneous | New | Food Preparation | Natural Gas | Griddle | E1 | CCE | 0 | 0 | 0 | 0 | 0 | 0 | 0 | 0 | 0 | 0 | 0 | 0 | 0 | 0 | 0 | 0 | 0 | 0 | 0 | 0 | 0 | 0 | 0 | 0 | 0 | 0 | 0 | 0 | 0 | 0
F1_Commercial_Miscellaneous_New_Food Preparation_Natural Gas_Griddle_E2 | F1 | Commercial | Miscellaneous | New | Food Preparation | Natural Gas | Griddle | E2 | CCE | 0.0050309 | 0.0050309 | 0.0052853 | 0.0052049 | 0.0051268 | 0.0050293 | 0.0050156 | 0.0049833 | 0.0049533 | 0.0049081 | 0.0049011 | 0.0048785 | 0.0048584 | 0.00482 | 0.0048251 | 0.0048103 | 0.0047959 | 0.0047642 | 0.0047735 | 0.0047642 | 0.0047572 | 0.0047306 | 0 | 0 | 0 | 0 | 0 | 0 | 0 | 0
F1_Commercial_Miscellaneous_New_Food Preparation_Natural Gas_Griddle_E3 | F1 | Commercial | Miscellaneous | New | Food Preparation | Natural Gas | Griddle | E3 | CCE | 0 | 0 | 0 | 0 | 0 | 0 | 0 | 0 | 0 | 0 | 0 | 0 | 0 | 0 | 0 | 0 | 0 | 0 | 0 | 0 | 0 | 0 | 0 | 0 | 0 | 0 | 0 | 0 | 0 | 0
F1_Commercial_Miscellaneous_New_Food Preparation_Natural Gas_Griddle_E4 | F1 | Commercial | Miscellaneous | New | Food Preparation | Natural Gas | Griddle | E4 | CCE | 0 | 0 | 0 | 0 | 0 | 0 | 0 | 0 | 0 | 0 | 0 | 0 | 0 | 0 | 0 | 0 | 0 | 0 | 0 | 0 | 0 | 0 | 0 | 0 | 0 | 0 | 0 | 0 | 0 | 0
F1_Commercial_Miscellaneous_New_Food Preparation_Natural Gas_Griddle_E5 | F1 | Commercial | Miscellaneous | New | Food Preparation | Natural Gas | Griddle | E5 | CCE | 0 | 0 | 0 | 0 | 0 | 0 | 0 | 0 | 0 | 0 | 0 | 0 | 0 | 0 | 0 | 0 | 0 | 0 | 0 | 0 | 0 | 0 | 0 | 0 | 0 | 0 | 0 | 0 | 0 | 0
F1_Commercial_Miscellaneous_New_Food Preparation_Natural Gas_Griddle_E6 | F1 | Commercial | Miscellaneous | New | Food Preparation | Natural Gas | Griddle | E6 | CCE | 0 | 0 | 0 | 0 | 0 | 0 | 0 | 0 | 0 | 0 | 0 | 0 | 0 | 0 | 0 | 0 | 0 | 0 | 0 | 0 | 0 | 0 | 0 | 0 | 0 | 0 | 0 | 0 | 0 | 0
F1_Commercial_Miscellaneous_New_Food Preparation_Natural Gas_Griddle_E7 | F1 | Commercial | Miscellaneous | New | Food Preparation | Natural Gas | Griddle | E7 | CCE | 0 | 0 | 0 | 0 | 0 | 0 | 0 | 0 | 0 | 0 | 0 | 0 | 0 | 0 | 0 | 0 | 0 | 0 | 0 | 0 | 0 | 0 | 0 | 0 | 0 | 0 | 0 | 0 | 0 | 0
F1_Commercial_Miscellaneous_New_Food Preparation_Natural Gas_Griddle_E8 | F1 | Commercial | Miscellaneous | New | Food Preparation | Natural Gas | Griddle | E8 | CCE | 0 | 0 | 0 | 0 | 0 | 0 | 0 | 0 | 0 | 0 | 0 | 0 | 0 | 0 | 0 | 0 | 0 | 0 | 0 | 0 | 0 | 0 | 0 | 0 | 0 | 0 | 0 | 0 | 0 | 0
F1_Commercial_Miscellaneous_New_Food Preparation_Natural Gas_Griddle_E9 | F1 | Commercial | Miscellaneous | New | Food Preparation | Natural Gas | Griddle | E9 | CCE | 0 | 0 | 0 | 0 | 0 | 0 | 0 | 0 | 0 | 0 | 0 | 0 | 0 | 0 | 0 | 0 | 0 | 0 | 0 | 0 | 0 | 0 | 0 | 0 | 0 | 0 | 0 | 0 | 0 | 0
F1_Commercial_Miscellaneous_New_Food Preparation_Natural Gas_Griddle_E10 | F1 | Commercial | Miscellaneous | New | Food Preparation | Natural Gas | Griddle | E10 | CCE | 0 | 0 | 0 | 0 | 0 | 0 | 0 | 0 | 0 | 0 | 0 | 0 | 0 | 0 | 0 | 0 | 0 | 0 | 0 | 0 | 0 | 0 | 0 | 0 | 0 | 0 | 0 | 0 | 0 | 0
F2_Commercial_Miscellaneous_New_Food Preparation_Natural Gas_Griddle_E1 | F2 | Commercial | Miscellaneous | New | Food Preparation | Natural Gas | Griddle | E1 | TRC BC Ratio | 0.9 | 0.9 | 0.9 | 0.9 | 0.9 | 0.9 | 0.9 | 0.9 | 0.9 | 0.9 | 0.9 | 0.9 | 0.9 | 0.9 | 0.9 | 0.9 | 0.9 | 0.9 | 0.9 | 0.9 | 0.9 | 0.9 | 0 | 0 | 0 | 0 | 0 | 0 | 0 | 0
F2_Commercial_Miscellaneous_New_Food Preparation_Natural Gas_Griddle_E2 | F2 | Commercial | Miscellaneous | New | Food Preparation | Natural Gas | Griddle | E2 | TRC BC Ratio | 1.7686 | 1.7837 | 1.8018 | 1.8318 | 1.8718 | 1.9189 | 1.9622 | 2.0008 | 2.0382 | 2.0745 | 2.1111 | 2.1466 | 2.1801 | 2.2137 | 2.2457 | 2.2786 | 2.3138 | 2.3491 | 2.3848 | 2.4207 | 2.4561 | 2.491 | 0 | 0 | 0 | 0 | 0 | 0 | 0 | 0
F2_Commercial_Miscellaneous_New_Food Preparation_Natural Gas_Griddle_E3 | F2 | Commercial | Miscellaneous | New | Food Preparation | Natural Gas | Griddle | E3 | TRC BC Ratio | 0 | 0 | 0 | 0 | 0 | 0 | 0 | 0 | 0 | 0 | 0 | 0 | 0 | 0 | 0 | 0 | 0 | 0 | 0 | 0 | 0 | 0 | 0 | 0 | 0 | 0 | 0 | 0 | 0 | 0
F2_Commercial_Miscellaneous_New_Food Preparation_Natural Gas_Griddle_E4 | F2 | Commercial | Miscellaneous | New | Food Preparation | Natural Gas | Griddle | E4 | TRC BC Ratio | 0 | 0 | 0 | 0 | 0 | 0 | 0 | 0 | 0 | 0 | 0 | 0 | 0 | 0 | 0 | 0 | 0 | 0 | 0 | 0 | 0 | 0 | 0 | 0 | 0 | 0 | 0 | 0 | 0 | 0
F2_Commercial_Miscellaneous_New_Food Preparation_Natural Gas_Griddle_E5 | F2 | Commercial | Miscellaneous | New | Food Preparation | Natural Gas | Griddle | E5 | TRC BC Ratio | 0 | 0 | 0 | 0 | 0 | 0 | 0 | 0 | 0 | 0 | 0 | 0 | 0 | 0 | 0 | 0 | 0 | 0 | 0 | 0 | 0 | 0 | 0 | 0 | 0 | 0 | 0 | 0 | 0 | 0
F2_Commercial_Miscellaneous_New_Food Preparation_Natural Gas_Griddle_E6 | F2 | Commercial | Miscellaneous | New | Food Preparation | Natural Gas | Griddle | E6 | TRC BC Ratio | 0 | 0 | 0 | 0 | 0 | 0 | 0 | 0 | 0 | 0 | 0 | 0 | 0 | 0 | 0 | 0 | 0 | 0 | 0 | 0 | 0 | 0 | 0 | 0 | 0 | 0 | 0 | 0 | 0 | 0
F2_Commercial_Miscellaneous_New_Food Preparation_Natural Gas_Griddle_E7 | F2 | Commercial | Miscellaneous | New | Food Preparation | Natural Gas | Griddle | E7 | TRC BC Ratio | 0 | 0 | 0 | 0 | 0 | 0 | 0 | 0 | 0 | 0 | 0 | 0 | 0 | 0 | 0 | 0 | 0 | 0 | 0 | 0 | 0 | 0 | 0 | 0 | 0 | 0 | 0 | 0 | 0 | 0
F2_Commercial_Miscellaneous_New_Food Preparation_Natural Gas_Griddle_E8 | F2 | Commercial | Miscellaneous | New | Food Preparation | Natural Gas | Griddle | E8 | TRC BC Ratio | 0 | 0 | 0 | 0 | 0 | 0 | 0 | 0 | 0 | 0 | 0 | 0 | 0 | 0 | 0 | 0 | 0 | 0 | 0 | 0 | 0 | 0 | 0 | 0 | 0 | 0 | 0 | 0 | 0 | 0
F2_Commercial_Miscellaneous_New_Food Preparation_Natural Gas_Griddle_E9 | F2 | Commercial | Miscellaneous | New | Food Preparation | Natural Gas | Griddle | E9 | TRC BC Ratio | 0 | 0 | 0 | 0 | 0 | 0 | 0 | 0 | 0 | 0 | 0 | 0 | 0 | 0 | 0 | 0 | 0 | 0 | 0 | 0 | 0 | 0 | 0 | 0 | 0 | 0 | 0 | 0 | 0 | 0
F2_Commercial_Miscellaneous_New_Food Preparation_Natural Gas_Griddle_E10 | F2 | Commercial | Miscellaneous | New | Food Preparation | Natural Gas | Griddle | E10 | TRC BC Ratio | 0 | 0 | 0 | 0 | 0 | 0 | 0 | 0 | 0 | 0 | 0 | 0 | 0 | 0 | 0 | 0 | 0 | 0 | 0 | 0 | 0 | 0 | 0 | 0 | 0 | 0 | 0 | 0 | 0 | 0
F3_Commercial_Miscellaneous_New_Food Preparation_Natural Gas_Griddle_E1 | F3 | Commercial | Miscellaneous | New | Food Preparation | Natural Gas | Griddle | E1 | PACT BC Ratio | 0.9 | 0.9 | 0.9 | 0.9 | 0.9 | 0.9 | 0.9 | 0.9 | 0.9 | 0.9 | 0.9 | 0.9 | 0.9 | 0.9 | 0.9 | 0.9 | 0.9 | 0.9 | 0.9 | 0.9 | 0.9 | 0.9 | 0 | 0 | 0 | 0 | 0 | 0 | 0 | 0
F3_Commercial_Miscellaneous_New_Food Preparation_Natural Gas_Griddle_E2 | F3 | Commercial | Miscellaneous | New | Food Preparation | Natural Gas | Griddle | E2 | PACT BC Ratio | 1.7686 | 1.7837 | 1.8018 | 1.8318 | 1.8718 | 1.9189 | 1.9622 | 2.0008 | 2.0382 | 2.0745 | 2.1111 | 2.1466 | 2.1801 | 2.2137 | 2.2457 | 2.2786 | 2.3138 | 2.3491 | 2.3848 | 2.4207 | 2.4561 | 2.491 | 0 | 0 | 0 | 0 | 0 | 0 | 0 | 0
F3_Commercial_Miscellaneous_New_Food Preparation_Natural Gas_Griddle_E3 | F3 | Commercial | Miscellaneous | New | Food Preparation | Natural Gas | Griddle | E3 | PACT BC Ratio | 0 | 0 | 0 | 0 | 0 | 0 | 0 | 0 | 0 | 0 | 0 | 0 | 0 | 0 | 0 | 0 | 0 | 0 | 0 | 0 | 0 | 0 | 0 | 0 | 0 | 0 | 0 | 0 | 0 | 0
F3_Commercial_Miscellaneous_New_Food Preparation_Natural Gas_Griddle_E4 | F3 | Commercial | Miscellaneous | New | Food Preparation | Natural Gas | Griddle | E4 | PACT BC Ratio | 0 | 0 | 0 | 0 | 0 | 0 | 0 | 0 | 0 | 0 | 0 | 0 | 0 | 0 | 0 | 0 | 0 | 0 | 0 | 0 | 0 | 0 | 0 | 0 | 0 | 0 | 0 | 0 | 0 | 0
F3_Commercial_Miscellaneous_New_Food Preparation_Natural Gas_Griddle_E5 | F3 | Commercial | Miscellaneous | New | Food Preparation | Natural Gas | Griddle | E5 | PACT BC Ratio | 0 | 0 | 0 | 0 | 0 | 0 | 0 | 0 | 0 | 0 | 0 | 0 | 0 | 0 | 0 | 0 | 0 | 0 | 0 | 0 | 0 | 0 | 0 | 0 | 0 | 0 | 0 | 0 | 0 | 0
F3_Commercial_Miscellaneous_New_Food Preparation_Natural Gas_Griddle_E6 | F3 | Commercial | Miscellaneous | New | Food Preparation | Natural Gas | Griddle | E6 | PACT BC Ratio | 0 | 0 | 0 | 0 | 0 | 0 | 0 | 0 | 0 | 0 | 0 | 0 | 0 | 0 | 0 | 0 | 0 | 0 | 0 | 0 | 0 | 0 | 0 | 0 | 0 | 0 | 0 | 0 | 0 | 0
F3_Commercial_Miscellaneous_New_Food Preparation_Natural Gas_Griddle_E7 | F3 | Commercial | Miscellaneous | New | Food Preparation | Natural Gas | Griddle | E7 | PACT BC Ratio | 0 | 0 | 0 | 0 | 0 | 0 | 0 | 0 | 0 | 0 | 0 | 0 | 0 | 0 | 0 | 0 | 0 | 0 | 0 | 0 | 0 | 0 | 0 | 0 | 0 | 0 | 0 | 0 | 0 | 0
F3_Commercial_Miscellaneous_New_Food Preparation_Natural Gas_Griddle_E8 | F3 | Commercial | Miscellaneous | New | Food Preparation | Natural Gas | Griddle | E8 | PACT BC Ratio | 0 | 0 | 0 | 0 | 0 | 0 | 0 | 0 | 0 | 0 | 0 | 0 | 0 | 0 | 0 | 0 | 0 | 0 | 0 | 0 | 0 | 0 | 0 | 0 | 0 | 0 | 0 | 0 | 0 | 0
F3_Commercial_Miscellaneous_New_Food Preparation_Natural Gas_Griddle_E9 | F3 | Commercial | Miscellaneous | New | Food Preparation | Natural Gas | Griddle | E9 | PACT BC Ratio | 0 | 0 | 0 | 0 | 0 | 0 | 0 | 0 | 0 | 0 | 0 | 0 | 0 | 0 | 0 | 0 | 0 | 0 | 0 | 0 | 0 | 0 | 0 | 0 | 0 | 0 | 0 | 0 | 0 | 0
F3_Commercial_Miscellaneous_New_Food Preparation_Natural Gas_Griddle_E10 | F3 | Commercial | Miscellaneous | New | Food Preparation | Natural Gas | Griddle | E10 | PACT BC Ratio | 0 | 0 | 0 | 0 | 0 | 0 | 0 | 0 | 0 | 0 | 0 | 0 | 0 | 0 | 0 | 0 | 0 | 0 | 0 | 0 | 0 | 0 | 0 | 0 | 0 | 0 | 0 | 0 | 0 | 0
F4_Commercial_Miscellaneous_New_Food Preparation_Natural Gas_Griddle_E1 | F4 | Commercial | Miscellaneous | New | Food Preparation | Natural Gas | Griddle | E1 | PCT BC Ratio | 0.9 | 0.9 | 0.9 | 0.9 | 0.9 | 0.9 | 0.9 | 0.9 | 0.9 | 0.9 | 0.9 | 0.9 | 0.9 | 0.9 | 0.9 | 0.9 | 0.9 | 0.9 | 0.9 | 0.9 | 0.9 | 0.9 | 0 | 0 | 0 | 0 | 0 | 0 | 0 | 0
F4_Commercial_Miscellaneous_New_Food Preparation_Natural Gas_Griddle_E2 | F4 | Commercial | Miscellaneous | New | Food Preparation | Natural Gas | Griddle | E2 | PCT BC Ratio | 5.4497 | 5.4877 | 5.5333 | 5.6087 | 5.7092 | 5.8278 | 5.9368 | 6.0338 | 6.128 | 6.2192 | 6.3113 | 6.4008 | 6.4851 | 6.5695 | 6.6501 | 6.7328 | 6.8213 | 6.9103 | 7.0001 | 7.0902 | 7.1794 | 7.2673 | 0 | 0 | 0 | 0 | 0 | 0 | 0 | 0
F4_Commercial_Miscellaneous_New_Food Preparation_Natural Gas_Griddle_E3 | F4 | Commercial | Miscellaneous | New | Food Preparation | Natural Gas | Griddle | E3 | PCT BC Ratio | 0 | 0 | 0 | 0 | 0 | 0 | 0 | 0 | 0 | 0 | 0 | 0 | 0 | 0 | 0 | 0 | 0 | 0 | 0 | 0 | 0 | 0 | 0 | 0 | 0 | 0 | 0 | 0 | 0 | 0
F4_Commercial_Miscellaneous_New_Food Preparation_Natural Gas_Griddle_E4 | F4 | Commercial | Miscellaneous | New | Food Preparation | Natural Gas | Griddle | E4 | PCT BC Ratio | 0 | 0 | 0 | 0 | 0 | 0 | 0 | 0 | 0 | 0 | 0 | 0 | 0 | 0 | 0 | 0 | 0 | 0 | 0 | 0 | 0 | 0 | 0 | 0 | 0 | 0 | 0 | 0 | 0 | 0
F4_Commercial_Miscellaneous_New_Food Preparation_Natural Gas_Griddle_E5 | F4 | Commercial | Miscellaneous | New | Food Preparation | Natural Gas | Griddle | E5 | PCT BC Ratio | 0 | 0 | 0 | 0 | 0 | 0 | 0 | 0 | 0 | 0 | 0 | 0 | 0 | 0 | 0 | 0 | 0 | 0 | 0 | 0 | 0 | 0 | 0 | 0 | 0 | 0 | 0 | 0 | 0 | 0
F4_Commercial_Miscellaneous_New_Food Preparation_Natural Gas_Griddle_E6 | F4 | Commercial | Miscellaneous | New | Food Preparation | Natural Gas | Griddle | E6 | PCT BC Ratio | 0 | 0 | 0 | 0 | 0 | 0 | 0 | 0 | 0 | 0 | 0 | 0 | 0 | 0 | 0 | 0 | 0 | 0 | 0 | 0 | 0 | 0 | 0 | 0 | 0 | 0 | 0 | 0 | 0 | 0
F4_Commercial_Miscellaneous_New_Food Preparation_Natural Gas_Griddle_E7 | F4 | Commercial | Miscellaneous | New | Food Preparation | Natural Gas | Griddle | E7 | PCT BC Ratio | 0 | 0 | 0 | 0 | 0 | 0 | 0 | 0 | 0 | 0 | 0 | 0 | 0 | 0 | 0 | 0 | 0 | 0 | 0 | 0 | 0 | 0 | 0 | 0 | 0 | 0 | 0 | 0 | 0 | 0
F4_Commercial_Miscellaneous_New_Food Preparation_Natural Gas_Griddle_E8 | F4 | Commercial | Miscellaneous | New | Food Preparation | Natural Gas | Griddle | E8 | PCT BC Ratio | 0 | 0 | 0 | 0 | 0 | 0 | 0 | 0 | 0 | 0 | 0 | 0 | 0 | 0 | 0 | 0 | 0 | 0 | 0 | 0 | 0 | 0 | 0 | 0 | 0 | 0 | 0 | 0 | 0 | 0
F4_Commercial_Miscellaneous_New_Food Preparation_Natural Gas_Griddle_E9 | F4 | Commercial | Miscellaneous | New | Food Preparation | Natural Gas | Griddle | E9 | PCT BC Ratio | 0 | 0 | 0 | 0 | 0 | 0 | 0 | 0 | 0 | 0 | 0 | 0 | 0 | 0 | 0 | 0 | 0 | 0 | 0 | 0 | 0 | 0 | 0 | 0 | 0 | 0 | 0 | 0 | 0 | 0
F4_Commercial_Miscellaneous_New_Food Preparation_Natural Gas_Griddle_E10 | F4 | Commercial | Miscellaneous | New | Food Preparation | Natural Gas | Griddle | E10 | PCT BC Ratio | 0 | 0 | 0 | 0 | 0 | 0 | 0 | 0 | 0 | 0 | 0 | 0 | 0 | 0 | 0 | 0 | 0 | 0 | 0 | 0 | 0 | 0 | 0 | 0 | 0 | 0 | 0 | 0 | 0 | 0
F5_Commercial_Miscellaneous_New_Food Preparation_Natural Gas_Griddle_E1 | F5 | Commercial | Miscellaneous | New | Food Preparation | Natural Gas | Griddle | E1 | RIM BC Ratio | 0.9 | 0.9 | 0.9 | 0.9 | 0.9 | 0.9 | 0.9 | 0.9 | 0.9 | 0.9 | 0.9 | 0.9 | 0.9 | 0.9 | 0.9 | 0.9 | 0.9 | 0.9 | 0.9 | 0.9 | 0.9 | 0.9 | 0 | 0 | 0 | 0 | 0 | 0 | 0 | 0
F5_Commercial_Miscellaneous_New_Food Preparation_Natural Gas_Griddle_E2 | F5 | Commercial | Miscellaneous | New | Food Preparation | Natural Gas | Griddle | E2 | RIM BC Ratio | 0.56706 | 0.5686 | 0.57043 | 0.5734 | 0.57726 | 0.58167 | 0.58559 | 0.58897 | 0.59217 | 0.5952 | 0.59817 | 0.60099 | 0.60359 | 0.60613 | 0.60851 | 0.6109 | 0.6134 | 0.61586 | 0.61828 | 0.62067 | 0.62297 | 0.62519 | 0 | 0 | 0 | 0 | 0 | 0 | 0 | 0
F5_Commercial_Miscellaneous_New_Food Preparation_Natural Gas_Griddle_E3 | F5 | Commercial | Miscellaneous | New | Food Preparation | Natural Gas | Griddle | E3 | RIM BC Ratio | 0 | 0 | 0 | 0 | 0 | 0 | 0 | 0 | 0 | 0 | 0 | 0 | 0 | 0 | 0 | 0 | 0 | 0 | 0 | 0 | 0 | 0 | 0 | 0 | 0 | 0 | 0 | 0 | 0 | 0
F5_Commercial_Miscellaneous_New_Food Preparation_Natural Gas_Griddle_E4 | F5 | Commercial | Miscellaneous | New | Food Preparation | Natural Gas | Griddle | E4 | RIM BC Ratio | 0 | 0 | 0 | 0 | 0 | 0 | 0 | 0 | 0 | 0 | 0 | 0 | 0 | 0 | 0 | 0 | 0 | 0 | 0 | 0 | 0 | 0 | 0 | 0 | 0 | 0 | 0 | 0 | 0 | 0
F5_Commercial_Miscellaneous_New_Food Preparation_Natural Gas_Griddle_E5 | F5 | Commercial | Miscellaneous | New | Food Preparation | Natural Gas | Griddle | E5 | RIM BC Ratio | 0 | 0 | 0 | 0 | 0 | 0 | 0 | 0 | 0 | 0 | 0 | 0 | 0 | 0 | 0 | 0 | 0 | 0 | 0 | 0 | 0 | 0 | 0 | 0 | 0 | 0 | 0 | 0 | 0 | 0
F5_Commercial_Miscellaneous_New_Food Preparation_Natural Gas_Griddle_E6 | F5 | Commercial | Miscellaneous | New | Food Preparation | Natural Gas | Griddle | E6 | RIM BC Ratio | 0 | 0 | 0 | 0 | 0 | 0 | 0 | 0 | 0 | 0 | 0 | 0 | 0 | 0 | 0 | 0 | 0 | 0 | 0 | 0 | 0 | 0 | 0 | 0 | 0 | 0 | 0 | 0 | 0 | 0
F5_Commercial_Miscellaneous_New_Food Preparation_Natural Gas_Griddle_E7 | F5 | Commercial | Miscellaneous | New | Food Preparation | Natural Gas | Griddle | E7 | RIM BC Ratio | 0 | 0 | 0 | 0 | 0 | 0 | 0 | 0 | 0 | 0 | 0 | 0 | 0 | 0 | 0 | 0 | 0 | 0 | 0 | 0 | 0 | 0 | 0 | 0 | 0 | 0 | 0 | 0 | 0 | 0
F5_Commercial_Miscellaneous_New_Food Preparation_Natural Gas_Griddle_E8 | F5 | Commercial | Miscellaneous | New | Food Preparation | Natural Gas | Griddle | E8 | RIM BC Ratio | 0 | 0 | 0 | 0 | 0 | 0 | 0 | 0 | 0 | 0 | 0 | 0 | 0 | 0 | 0 | 0 | 0 | 0 | 0 | 0 | 0 | 0 | 0 | 0 | 0 | 0 | 0 | 0 | 0 | 0
F5_Commercial_Miscellaneous_New_Food Preparation_Natural Gas_Griddle_E9 | F5 | Commercial | Miscellaneous | New | Food Preparation | Natural Gas | Griddle | E9 | RIM BC Ratio | 0 | 0 | 0 | 0 | 0 | 0 | 0 | 0 | 0 | 0 | 0 | 0 | 0 | 0 | 0 | 0 | 0 | 0 | 0 | 0 | 0 | 0 | 0 | 0 | 0 | 0 | 0 | 0 | 0 | 0
F5_Commercial_Miscellaneous_New_Food Preparation_Natural Gas_Griddle_E10 | F5 | Commercial | Miscellaneous | New | Food Preparation | Natural Gas | Griddle | E10 | RIM BC Ratio | 0 | 0 | 0 | 0 | 0 | 0 | 0 | 0 | 0 | 0 | 0 | 0 | 0 | 0 | 0 | 0 | 0 | 0 | 0 | 0 | 0 | 0 | 0 | 0 | 0 | 0 | 0 | 0 | 0 | 0
F0_Commercial_Miscellaneous_New_Food Preparation_Natural Gas_Range_E0 | F0 | Commercial | Miscellaneous | New | Food Preparation | Natural Gas | Range | E0 | Economic Unit | High Efficiency | High Efficiency | High Efficiency | High Efficiency | High Efficiency | High Efficiency | High Efficiency | High Efficiency | High Efficiency | High Efficiency | High Efficiency | High Efficiency | High Efficiency | High Efficiency | High Efficiency | High Efficiency | High Efficiency | High Efficiency | High Efficiency | High Efficiency | High Efficiency | High Efficiency | 0 | 0 | 0 | 0 | 0 | 0 | 0 | 0
F1_Commercial_Miscellaneous_New_Food Preparation_Natural Gas_Range_E1 | F1 | Commercial | Miscellaneous | New | Food Preparation | Natural Gas | Range | E1 | CCE | 0 | 0 | 0 | 0 | 0 | 0 | 0 | 0 | 0 | 0 | 0 | 0 | 0 | 0 | 0 | 0 | 0 | 0 | 0 | 0 | 0 | 0 | 0 | 0 | 0 | 0 | 0 | 0 | 0 | 0
F1_Commercial_Miscellaneous_New_Food Preparation_Natural Gas_Range_E2 | F1 | Commercial | Miscellaneous | New | Food Preparation | Natural Gas | Range | E2 | CCE | 8.5926e-06 | 8.5926e-06 | 9.0272e-06 | 8.8899e-06 | 8.7566e-06 | 8.59e-06 | 8.5665e-06 | 8.5115e-06 | 8.4602e-06 | 8.3829e-06 | 8.3709e-06 | 8.3324e-06 | 8.2981e-06 | 8.2325e-06 | 8.2412e-06 | 8.216e-06 | 8.1913e-06 | 8.1372e-06 | 8.1531e-06 | 8.1372e-06 | 8.1253e-06 | 8.0799e-06 | 0 | 0 | 0 | 0 | 0 | 0 | 0 | 0
F1_Commercial_Miscellaneous_New_Food Preparation_Natural Gas_Range_E3 | F1 | Commercial | Miscellaneous | New | Food Preparation | Natural Gas | Range | E3 | CCE | 0 | 0 | 0 | 0 | 0 | 0 | 0 | 0 | 0 | 0 | 0 | 0 | 0 | 0 | 0 | 0 | 0 | 0 | 0 | 0 | 0 | 0 | 0 | 0 | 0 | 0 | 0 | 0 | 0 | 0
F1_Commercial_Miscellaneous_New_Food Preparation_Natural Gas_Range_E4 | F1 | Commercial | Miscellaneous | New | Food Preparation | Natural Gas | Range | E4 | CCE | 0 | 0 | 0 | 0 | 0 | 0 | 0 | 0 | 0 | 0 | 0 | 0 | 0 | 0 | 0 | 0 | 0 | 0 | 0 | 0 | 0 | 0 | 0 | 0 | 0 | 0 | 0 | 0 | 0 | 0
F1_Commercial_Miscellaneous_New_Food Preparation_Natural Gas_Range_E5 | F1 | Commercial | Miscellaneous | New | Food Preparation | Natural Gas | Range | E5 | CCE | 0 | 0 | 0 | 0 | 0 | 0 | 0 | 0 | 0 | 0 | 0 | 0 | 0 | 0 | 0 | 0 | 0 | 0 | 0 | 0 | 0 | 0 | 0 | 0 | 0 | 0 | 0 | 0 | 0 | 0
F1_Commercial_Miscellaneous_New_Food Preparation_Natural Gas_Range_E6 | F1 | Commercial | Miscellaneous | New | Food Preparation | Natural Gas | Range | E6 | CCE | 0 | 0 | 0 | 0 | 0 | 0 | 0 | 0 | 0 | 0 | 0 | 0 | 0 | 0 | 0 | 0 | 0 | 0 | 0 | 0 | 0 | 0 | 0 | 0 | 0 | 0 | 0 | 0 | 0 | 0
F1_Commercial_Miscellaneous_New_Food Preparation_Natural Gas_Range_E7 | F1 | Commercial | Miscellaneous | New | Food Preparation | Natural Gas | Range | E7 | CCE | 0 | 0 | 0 | 0 | 0 | 0 | 0 | 0 | 0 | 0 | 0 | 0 | 0 | 0 | 0 | 0 | 0 | 0 | 0 | 0 | 0 | 0 | 0 | 0 | 0 | 0 | 0 | 0 | 0 | 0
F1_Commercial_Miscellaneous_New_Food Preparation_Natural Gas_Range_E8 | F1 | Commercial | Miscellaneous | New | Food Preparation | Natural Gas | Range | E8 | CCE | 0 | 0 | 0 | 0 | 0 | 0 | 0 | 0 | 0 | 0 | 0 | 0 | 0 | 0 | 0 | 0 | 0 | 0 | 0 | 0 | 0 | 0 | 0 | 0 | 0 | 0 | 0 | 0 | 0 | 0
F1_Commercial_Miscellaneous_New_Food Preparation_Natural Gas_Range_E9 | F1 | Commercial | Miscellaneous | New | Food Preparation | Natural Gas | Range | E9 | CCE | 0 | 0 | 0 | 0 | 0 | 0 | 0 | 0 | 0 | 0 | 0 | 0 | 0 | 0 | 0 | 0 | 0 | 0 | 0 | 0 | 0 | 0 | 0 | 0 | 0 | 0 | 0 | 0 | 0 | 0
F1_Commercial_Miscellaneous_New_Food Preparation_Natural Gas_Range_E10 | F1 | Commercial | Miscellaneous | New | Food Preparation | Natural Gas | Range | E10 | CCE | 0 | 0 | 0 | 0 | 0 | 0 | 0 | 0 | 0 | 0 | 0 | 0 | 0 | 0 | 0 | 0 | 0 | 0 | 0 | 0 | 0 | 0 | 0 | 0 | 0 | 0 | 0 | 0 | 0 | 0
F2_Commercial_Miscellaneous_New_Food Preparation_Natural Gas_Range_E1 | F2 | Commercial | Miscellaneous | New | Food Preparation | Natural Gas | Range | E1 | TRC BC Ratio | 0.9 | 0.9 | 0.9 | 0.9 | 0.9 | 0.9 | 0.9 | 0.9 | 0.9 | 0.9 | 0.9 | 0.9 | 0.9 | 0.9 | 0.9 | 0.9 | 0.9 | 0.9 | 0.9 | 0.9 | 0.9 | 0.9 | 0 | 0 | 0 | 0 | 0 | 0 | 0 | 0
F2_Commercial_Miscellaneous_New_Food Preparation_Natural Gas_Range_E2 | F2 | Commercial | Miscellaneous | New | Food Preparation | Natural Gas | Range | E2 | TRC BC Ratio | 1019.1653 | 1025.957 | 1034.7565 | 1051.749 | 1075.3352 | 1103.7208 | 1129.4917 | 1151.5715 | 1172.5295 | 1193.9346 | 1216.8518 | 1239.2069 | 1260.3448 | 1281.6317 | 1300.4442 | 1318.2534 | 1337.5282 | 1356.8704 | 1376.316 | 1395.7637 | 1414.8475 | 1433.4759 | 0 | 0 | 0 | 0 | 0 | 0 | 0 | 0
F2_Commercial_Miscellaneous_New_Food Preparation_Natural Gas_Range_E3 | F2 | Commercial | Miscellaneous | New | Food Preparation | Natural Gas | Range | E3 | TRC BC Ratio | 0 | 0 | 0 | 0 | 0 | 0 | 0 | 0 | 0 | 0 | 0 | 0 | 0 | 0 | 0 | 0 | 0 | 0 | 0 | 0 | 0 | 0 | 0 | 0 | 0 | 0 | 0 | 0 | 0 | 0
F2_Commercial_Miscellaneous_New_Food Preparation_Natural Gas_Range_E4 | F2 | Commercial | Miscellaneous | New | Food Preparation | Natural Gas | Range | E4 | TRC BC Ratio | 0 | 0 | 0 | 0 | 0 | 0 | 0 | 0 | 0 | 0 | 0 | 0 | 0 | 0 | 0 | 0 | 0 | 0 | 0 | 0 | 0 | 0 | 0 | 0 | 0 | 0 | 0 | 0 | 0 | 0
F2_Commercial_Miscellaneous_New_Food Preparation_Natural Gas_Range_E5 | F2 | Commercial | Miscellaneous | New | Food Preparation | Natural Gas | Range | E5 | TRC BC Ratio | 0 | 0 | 0 | 0 | 0 | 0 | 0 | 0 | 0 | 0 | 0 | 0 | 0 | 0 | 0 | 0 | 0 | 0 | 0 | 0 | 0 | 0 | 0 | 0 | 0 | 0 | 0 | 0 | 0 | 0
F2_Commercial_Miscellaneous_New_Food Preparation_Natural Gas_Range_E6 | F2 | Commercial | Miscellaneous | New | Food Preparation | Natural Gas | Range | E6 | TRC BC Ratio | 0 | 0 | 0 | 0 | 0 | 0 | 0 | 0 | 0 | 0 | 0 | 0 | 0 | 0 | 0 | 0 | 0 | 0 | 0 | 0 | 0 | 0 | 0 | 0 | 0 | 0 | 0 | 0 | 0 | 0
F2_Commercial_Miscellaneous_New_Food Preparation_Natural Gas_Range_E7 | F2 | Commercial | Miscellaneous | New | Food Preparation | Natural Gas | Range | E7 | TRC BC Ratio | 0 | 0 | 0 | 0 | 0 | 0 | 0 | 0 | 0 | 0 | 0 | 0 | 0 | 0 | 0 | 0 | 0 | 0 | 0 | 0 | 0 | 0 | 0 | 0 | 0 | 0 | 0 | 0 | 0 | 0
F2_Commercial_Miscellaneous_New_Food Preparation_Natural Gas_Range_E8 | F2 | Commercial | Miscellaneous | New | Food Preparation | Natural Gas | Range | E8 | TRC BC Ratio | 0 | 0 | 0 | 0 | 0 | 0 | 0 | 0 | 0 | 0 | 0 | 0 | 0 | 0 | 0 | 0 | 0 | 0 | 0 | 0 | 0 | 0 | 0 | 0 | 0 | 0 | 0 | 0 | 0 | 0
F2_Commercial_Miscellaneous_New_Food Preparation_Natural Gas_Range_E9 | F2 | Commercial | Miscellaneous | New | Food Preparation | Natural Gas | Range | E9 | TRC BC Ratio | 0 | 0 | 0 | 0 | 0 | 0 | 0 | 0 | 0 | 0 | 0 | 0 | 0 | 0 | 0 | 0 | 0 | 0 | 0 | 0 | 0 | 0 | 0 | 0 | 0 | 0 | 0 | 0 | 0 | 0
F2_Commercial_Miscellaneous_New_Food Preparation_Natural Gas_Range_E10 | F2 | Commercial | Miscellaneous | New | Food Preparation | Natural Gas | Range | E10 | TRC BC Ratio | 0 | 0 | 0 | 0 | 0 | 0 | 0 | 0 | 0 | 0 | 0 | 0 | 0 | 0 | 0 | 0 | 0 | 0 | 0 | 0 | 0 | 0 | 0 | 0 | 0 | 0 | 0 | 0 | 0 | 0
F3_Commercial_Miscellaneous_New_Food Preparation_Natural Gas_Range_E1 | F3 | Commercial | Miscellaneous | New | Food Preparation | Natural Gas | Range | E1 | PACT BC Ratio | 0.9 | 0.9 | 0.9 | 0.9 | 0.9 | 0.9 | 0.9 | 0.9 | 0.9 | 0.9 | 0.9 | 0.9 | 0.9 | 0.9 | 0.9 | 0.9 | 0.9 | 0.9 | 0.9 | 0.9 | 0.9 | 0.9 | 0 | 0 | 0 | 0 | 0 | 0 | 0 | 0
F3_Commercial_Miscellaneous_New_Food Preparation_Natural Gas_Range_E2 | F3 | Commercial | Miscellaneous | New | Food Preparation | Natural Gas | Range | E2 | PACT BC Ratio | 1019.1653 | 1025.957 | 1034.7565 | 1051.749 | 1075.3352 | 1103.7208 | 1129.4917 | 1151.5715 | 1172.5295 | 1193.9346 | 1216.8518 | 1239.2069 | 1260.3448 | 1281.6317 | 1300.4442 | 1318.2534 | 1337.5282 | 1356.8704 | 1376.316 | 1395.7637 | 1414.8475 | 1433.4759 | 0 | 0 | 0 | 0 | 0 | 0 | 0 | 0
F3_Commercial_Miscellaneous_New_Food Preparation_Natural Gas_Range_E3 | F3 | Commercial | Miscellaneous | New | Food Preparation | Natural Gas | Range | E3 | PACT BC Ratio | 0 | 0 | 0 | 0 | 0 | 0 | 0 | 0 | 0 | 0 | 0 | 0 | 0 | 0 | 0 | 0 | 0 | 0 | 0 | 0 | 0 | 0 | 0 | 0 | 0 | 0 | 0 | 0 | 0 | 0
F3_Commercial_Miscellaneous_New_Food Preparation_Natural Gas_Range_E4 | F3 | Commercial | Miscellaneous | New | Food Preparation | Natural Gas | Range | E4 | PACT BC Ratio | 0 | 0 | 0 | 0 | 0 | 0 | 0 | 0 | 0 | 0 | 0 | 0 | 0 | 0 | 0 | 0 | 0 | 0 | 0 | 0 | 0 | 0 | 0 | 0 | 0 | 0 | 0 | 0 | 0 | 0
F3_Commercial_Miscellaneous_New_Food Preparation_Natural Gas_Range_E5 | F3 | Commercial | Miscellaneous | New | Food Preparation | Natural Gas | Range | E5 | PACT BC Ratio | 0 | 0 | 0 | 0 | 0 | 0 | 0 | 0 | 0 | 0 | 0 | 0 | 0 | 0 | 0 | 0 | 0 | 0 | 0 | 0 | 0 | 0 | 0 | 0 | 0 | 0 | 0 | 0 | 0 | 0
F3_Commercial_Miscellaneous_New_Food Preparation_Natural Gas_Range_E6 | F3 | Commercial | Miscellaneous | New | Food Preparation | Natural Gas | Range | E6 | PACT BC Ratio | 0 | 0 | 0 | 0 | 0 | 0 | 0 | 0 | 0 | 0 | 0 | 0 | 0 | 0 | 0 | 0 | 0 | 0 | 0 | 0 | 0 | 0 | 0 | 0 | 0 | 0 | 0 | 0 | 0 | 0
F3_Commercial_Miscellaneous_New_Food Preparation_Natural Gas_Range_E7 | F3 | Commercial | Miscellaneous | New | Food Preparation | Natural Gas | Range | E7 | PACT BC Ratio | 0 | 0 | 0 | 0 | 0 | 0 | 0 | 0 | 0 | 0 | 0 | 0 | 0 | 0 | 0 | 0 | 0 | 0 | 0 | 0 | 0 | 0 | 0 | 0 | 0 | 0 | 0 | 0 | 0 | 0
F3_Commercial_Miscellaneous_New_Food Preparation_Natural Gas_Range_E8 | F3 | Commercial | Miscellaneous | New | Food Preparation | Natural Gas | Range | E8 | PACT BC Ratio | 0 | 0 | 0 | 0 | 0 | 0 | 0 | 0 | 0 | 0 | 0 | 0 | 0 | 0 | 0 | 0 | 0 | 0 | 0 | 0 | 0 | 0 | 0 | 0 | 0 | 0 | 0 | 0 | 0 | 0
F3_Commercial_Miscellaneous_New_Food Preparation_Natural Gas_Range_E9 | F3 | Commercial | Miscellaneous | New | Food Preparation | Natural Gas | Range | E9 | PACT BC Ratio | 0 | 0 | 0 | 0 | 0 | 0 | 0 | 0 | 0 | 0 | 0 | 0 | 0 | 0 | 0 | 0 | 0 | 0 | 0 | 0 | 0 | 0 | 0 | 0 | 0 | 0 | 0 | 0 | 0 | 0
F3_Commercial_Miscellaneous_New_Food Preparation_Natural Gas_Range_E10 | F3 | Commercial | Miscellaneous | New | Food Preparation | Natural Gas | Range | E10 | PACT BC Ratio | 0 | 0 | 0 | 0 | 0 | 0 | 0 | 0 | 0 | 0 | 0 | 0 | 0 | 0 | 0 | 0 | 0 | 0 | 0 | 0 | 0 | 0 | 0 | 0 | 0 | 0 | 0 | 0 | 0 | 0
F4_Commercial_Miscellaneous_New_Food Preparation_Natural Gas_Range_E1 | F4 | Commercial | Miscellaneous | New | Food Preparation | Natural Gas | Range | E1 | PCT BC Ratio | 0.9 | 0.9 | 0.9 | 0.9 | 0.9 | 0.9 | 0.9 | 0.9 | 0.9 | 0.9 | 0.9 | 0.9 | 0.9 | 0.9 | 0.9 | 0.9 | 0.9 | 0.9 | 0.9 | 0.9 | 0.9 | 0.9 | 0 | 0 | 0 | 0 | 0 | 0 | 0 | 0
F4_Commercial_Miscellaneous_New_Food Preparation_Natural Gas_Range_E2 | F4 | Commercial | Miscellaneous | New | Food Preparation | Natural Gas | Range | E2 | PCT BC Ratio | 2565.1554 | 2582.2429 | 2604.3819 | 2647.1341 | 2706.4754 | 2777.8917 | 2842.7298 | 2898.2811 | 2951.01 | 3004.864 | 3062.5221 | 3118.7661 | 3171.9478 | 3225.5042 | 3272.8355 | 3317.6421 | 3366.1364 | 3414.8 | 3463.724 | 3512.6533 | 3560.6668 | 3607.5346 | 0 | 0 | 0 | 0 | 0 | 0 | 0 | 0
F4_Commercial_Miscellaneous_New_Food Preparation_Natural Gas_Range_E3 | F4 | Commercial | Miscellaneous | New | Food Preparation | Natural Gas | Range | E3 | PCT BC Ratio | 0 | 0 | 0 | 0 | 0 | 0 | 0 | 0 | 0 | 0 | 0 | 0 | 0 | 0 | 0 | 0 | 0 | 0 | 0 | 0 | 0 | 0 | 0 | 0 | 0 | 0 | 0 | 0 | 0 | 0
F4_Commercial_Miscellaneous_New_Food Preparation_Natural Gas_Range_E4 | F4 | Commercial | Miscellaneous | New | Food Preparation | Natural Gas | Range | E4 | PCT BC Ratio | 0 | 0 | 0 | 0 | 0 | 0 | 0 | 0 | 0 | 0 | 0 | 0 | 0 | 0 | 0 | 0 | 0 | 0 | 0 | 0 | 0 | 0 | 0 | 0 | 0 | 0 | 0 | 0 | 0 | 0
F4_Commercial_Miscellaneous_New_Food Preparation_Natural Gas_Range_E5 | F4 | Commercial | Miscellaneous | New | Food Preparation | Natural Gas | Range | E5 | PCT BC Ratio | 0 | 0 | 0 | 0 | 0 | 0 | 0 | 0 | 0 | 0 | 0 | 0 | 0 | 0 | 0 | 0 | 0 | 0 | 0 | 0 | 0 | 0 | 0 | 0 | 0 | 0 | 0 | 0 | 0 | 0
F4_Commercial_Miscellaneous_New_Food Preparation_Natural Gas_Range_E6 | F4 | Commercial | Miscellaneous | New | Food Preparation | Natural Gas | Range | E6 | PCT BC Ratio | 0 | 0 | 0 | 0 | 0 | 0 | 0 | 0 | 0 | 0 | 0 | 0 | 0 | 0 | 0 | 0 | 0 | 0 | 0 | 0 | 0 | 0 | 0 | 0 | 0 | 0 | 0 | 0 | 0 | 0
F4_Commercial_Miscellaneous_New_Food Preparation_Natural Gas_Range_E7 | F4 | Commercial | Miscellaneous | New | Food Preparation | Natural Gas | Range | E7 | PCT BC Ratio | 0 | 0 | 0 | 0 | 0 | 0 | 0 | 0 | 0 | 0 | 0 | 0 | 0 | 0 | 0 | 0 | 0 | 0 | 0 | 0 | 0 | 0 | 0 | 0 | 0 | 0 | 0 | 0 | 0 | 0
F4_Commercial_Miscellaneous_New_Food Preparation_Natural Gas_Range_E8 | F4 | Commercial | Miscellaneous | New | Food Preparation | Natural Gas | Range | E8 | PCT BC Ratio | 0 | 0 | 0 | 0 | 0 | 0 | 0 | 0 | 0 | 0 | 0 | 0 | 0 | 0 | 0 | 0 | 0 | 0 | 0 | 0 | 0 | 0 | 0 | 0 | 0 | 0 | 0 | 0 | 0 | 0
F4_Commercial_Miscellaneous_New_Food Preparation_Natural Gas_Range_E9 | F4 | Commercial | Miscellaneous | New | Food Preparation | Natural Gas | Range | E9 | PCT BC Ratio | 0 | 0 | 0 | 0 | 0 | 0 | 0 | 0 | 0 | 0 | 0 | 0 | 0 | 0 | 0 | 0 | 0 | 0 | 0 | 0 | 0 | 0 | 0 | 0 | 0 | 0 | 0 | 0 | 0 | 0
F4_Commercial_Miscellaneous_New_Food Preparation_Natural Gas_Range_E10 | F4 | Commercial | Miscellaneous | New | Food Preparation | Natural Gas | Range | E10 | PCT BC Ratio | 0 | 0 | 0 | 0 | 0 | 0 | 0 | 0 | 0 | 0 | 0 | 0 | 0 | 0 | 0 | 0 | 0 | 0 | 0 | 0 | 0 | 0 | 0 | 0 | 0 | 0 | 0 | 0 | 0 | 0
F5_Commercial_Miscellaneous_New_Food Preparation_Natural Gas_Range_E1 | F5 | Commercial | Miscellaneous | New | Food Preparation | Natural Gas | Range | E1 | RIM BC Ratio | 0.9 | 0.9 | 0.9 | 0.9 | 0.9 | 0.9 | 0.9 | 0.9 | 0.9 | 0.9 | 0.9 | 0.9 | 0.9 | 0.9 | 0.9 | 0.9 | 0.9 | 0.9 | 0.9 | 0.9 | 0.9 | 0.9 | 0 | 0 | 0 | 0 | 0 | 0 | 0 | 0
F5_Commercial_Miscellaneous_New_Food Preparation_Natural Gas_Range_E2 | F5 | Commercial | Miscellaneous | New | Food Preparation | Natural Gas | Range | E2 | RIM BC Ratio | 0.834 | 0.834 | 0.83401 | 0.83402 | 0.83403 | 0.83405 | 0.83406 | 0.83407 | 0.83409 | 0.8341 | 0.83411 | 0.83412 | 0.83413 | 0.83414 | 0.83414 | 0.83415 | 0.83416 | 0.83417 | 0.83417 | 0.83418 | 0.83419 | 0.83419 | 0 | 0 | 0 | 0 | 0 | 0 | 0 | 0
F5_Commercial_Miscellaneous_New_Food Preparation_Natural Gas_Range_E3 | F5 | Commercial | Miscellaneous | New | Food Preparation | Natural Gas | Range | E3 | RIM BC Ratio | 0 | 0 | 0 | 0 | 0 | 0 | 0 | 0 | 0 | 0 | 0 | 0 | 0 | 0 | 0 | 0 | 0 | 0 | 0 | 0 | 0 | 0 | 0 | 0 | 0 | 0 | 0 | 0 | 0 | 0
F5_Commercial_Miscellaneous_New_Food Preparation_Natural Gas_Range_E4 | F5 | Commercial | Miscellaneous | New | Food Preparation | Natural Gas | Range | E4 | RIM BC Ratio | 0 | 0 | 0 | 0 | 0 | 0 | 0 | 0 | 0 | 0 | 0 | 0 | 0 | 0 | 0 | 0 | 0 | 0 | 0 | 0 | 0 | 0 | 0 | 0 | 0 | 0 | 0 | 0 | 0 | 0
F5_Commercial_Miscellaneous_New_Food Preparation_Natural Gas_Range_E5 | F5 | Commercial | Miscellaneous | New | Food Preparation | Natural Gas | Range | E5 | RIM BC Ratio | 0 | 0 | 0 | 0 | 0 | 0 | 0 | 0 | 0 | 0 | 0 | 0 | 0 | 0 | 0 | 0 | 0 | 0 | 0 | 0 | 0 | 0 | 0 | 0 | 0 | 0 | 0 | 0 | 0 | 0
F5_Commercial_Miscellaneous_New_Food Preparation_Natural Gas_Range_E6 | F5 | Commercial | Miscellaneous | New | Food Preparation | Natural Gas | Range | E6 | RIM BC Ratio | 0 | 0 | 0 | 0 | 0 | 0 | 0 | 0 | 0 | 0 | 0 | 0 | 0 | 0 | 0 | 0 | 0 | 0 | 0 | 0 | 0 | 0 | 0 | 0 | 0 | 0 | 0 | 0 | 0 | 0
F5_Commercial_Miscellaneous_New_Food Preparation_Natural Gas_Range_E7 | F5 | Commercial | Miscellaneous | New | Food Preparation | Natural Gas | Range | E7 | RIM BC Ratio | 0 | 0 | 0 | 0 | 0 | 0 | 0 | 0 | 0 | 0 | 0 | 0 | 0 | 0 | 0 | 0 | 0 | 0 | 0 | 0 | 0 | 0 | 0 | 0 | 0 | 0 | 0 | 0 | 0 | 0
F5_Commercial_Miscellaneous_New_Food Preparation_Natural Gas_Range_E8 | F5 | Commercial | Miscellaneous | New | Food Preparation | Natural Gas | Range | E8 | RIM BC Ratio | 0 | 0 | 0 | 0 | 0 | 0 | 0 | 0 | 0 | 0 | 0 | 0 | 0 | 0 | 0 | 0 | 0 | 0 | 0 | 0 | 0 | 0 | 0 | 0 | 0 | 0 | 0 | 0 | 0 | 0
F5_Commercial_Miscellaneous_New_Food Preparation_Natural Gas_Range_E9 | F5 | Commercial | Miscellaneous | New | Food Preparation | Natural Gas | Range | E9 | RIM BC Ratio | 0 | 0 | 0 | 0 | 0 | 0 | 0 | 0 | 0 | 0 | 0 | 0 | 0 | 0 | 0 | 0 | 0 | 0 | 0 | 0 | 0 | 0 | 0 | 0 | 0 | 0 | 0 | 0 | 0 | 0
F5_Commercial_Miscellaneous_New_Food Preparation_Natural Gas_Range_E10 | F5 | Commercial | Miscellaneous | New | Food Preparation | Natural Gas | Range | E10 | RIM BC Ratio | 0 | 0 | 0 | 0 | 0 | 0 | 0 | 0 | 0 | 0 | 0 | 0 | 0 | 0 | 0 | 0 | 0 | 0 | 0 | 0 | 0 | 0 | 0 | 0 | 0 | 0 | 0 | 0 | 0 | 0
F0_Commercial_Miscellaneous_New_Food Preparation_Natural Gas_Steamer_E0 | F0 | Commercial | Miscellaneous | New | Food Preparation | Natural Gas | Steamer | E0 | Economic Unit | ENERGY STAR | ENERGY STAR | ENERGY STAR | ENERGY STAR | ENERGY STAR | ENERGY STAR | ENERGY STAR | ENERGY STAR | ENERGY STAR | ENERGY STAR | ENERGY STAR | ENERGY STAR | ENERGY STAR | ENERGY STAR | ENERGY STAR | ENERGY STAR | ENERGY STAR | ENERGY STAR | ENERGY STAR | ENERGY STAR | ENERGY STAR | ENERGY STAR | 0 | 0 | 0 | 0 | 0 | 0 | 0 | 0
F1_Commercial_Miscellaneous_New_Food Preparation_Natural Gas_Steamer_E1 | F1 | Commercial | Miscellaneous | New | Food Preparation | Natural Gas | Steamer | E1 | CCE | 0 | 0 | 0 | 0 | 0 | 0 | 0 | 0 | 0 | 0 | 0 | 0 | 0 | 0 | 0 | 0 | 0 | 0 | 0 | 0 | 0 | 0 | 0 | 0 | 0 | 0 | 0 | 0 | 0 | 0
F1_Commercial_Miscellaneous_New_Food Preparation_Natural Gas_Steamer_E2 | F1 | Commercial | Miscellaneous | New | Food Preparation | Natural Gas | Steamer | E2 | CCE | 0.0017749 | 0.0017749 | 0.0018646 | 0.0018363 | 0.0018088 | 0.0017743 | 0.0017695 | 0.0017581 | 0.0017475 | 0.0017316 | 0.0017291 | 0.0017211 | 0.0017141 | 0.0017005 | 0.0017023 | 0.0016971 | 0.001692 | 0.0016808 | 0.0016841 | 0.0016808 | 0.0016784 | 0.001669 | 0 | 0 | 0 | 0 | 0 | 0 | 0 | 0
F1_Commercial_Miscellaneous_New_Food Preparation_Natural Gas_Steamer_E3 | F1 | Commercial | Miscellaneous | New | Food Preparation | Natural Gas | Steamer | E3 | CCE | 0 | 0 | 0 | 0 | 0 | 0 | 0 | 0 | 0 | 0 | 0 | 0 | 0 | 0 | 0 | 0 | 0 | 0 | 0 | 0 | 0 | 0 | 0 | 0 | 0 | 0 | 0 | 0 | 0 | 0
F1_Commercial_Miscellaneous_New_Food Preparation_Natural Gas_Steamer_E4 | F1 | Commercial | Miscellaneous | New | Food Preparation | Natural Gas | Steamer | E4 | CCE | 0 | 0 | 0 | 0 | 0 | 0 | 0 | 0 | 0 | 0 | 0 | 0 | 0 | 0 | 0 | 0 | 0 | 0 | 0 | 0 | 0 | 0 | 0 | 0 | 0 | 0 | 0 | 0 | 0 | 0
F1_Commercial_Miscellaneous_New_Food Preparation_Natural Gas_Steamer_E5 | F1 | Commercial | Miscellaneous | New | Food Preparation | Natural Gas | Steamer | E5 | CCE | 0 | 0 | 0 | 0 | 0 | 0 | 0 | 0 | 0 | 0 | 0 | 0 | 0 | 0 | 0 | 0 | 0 | 0 | 0 | 0 | 0 | 0 | 0 | 0 | 0 | 0 | 0 | 0 | 0 | 0
F1_Commercial_Miscellaneous_New_Food Preparation_Natural Gas_Steamer_E6 | F1 | Commercial | Miscellaneous | New | Food Preparation | Natural Gas | Steamer | E6 | CCE | 0 | 0 | 0 | 0 | 0 | 0 | 0 | 0 | 0 | 0 | 0 | 0 | 0 | 0 | 0 | 0 | 0 | 0 | 0 | 0 | 0 | 0 | 0 | 0 | 0 | 0 | 0 | 0 | 0 | 0
F1_Commercial_Miscellaneous_New_Food Preparation_Natural Gas_Steamer_E7 | F1 | Commercial | Miscellaneous | New | Food Preparation | Natural Gas | Steamer | E7 | CCE | 0 | 0 | 0 | 0 | 0 | 0 | 0 | 0 | 0 | 0 | 0 | 0 | 0 | 0 | 0 | 0 | 0 | 0 | 0 | 0 | 0 | 0 | 0 | 0 | 0 | 0 | 0 | 0 | 0 | 0
F1_Commercial_Miscellaneous_New_Food Preparation_Natural Gas_Steamer_E8 | F1 | Commercial | Miscellaneous | New | Food Preparation | Natural Gas | Steamer | E8 | CCE | 0 | 0 | 0 | 0 | 0 | 0 | 0 | 0 | 0 | 0 | 0 | 0 | 0 | 0 | 0 | 0 | 0 | 0 | 0 | 0 | 0 | 0 | 0 | 0 | 0 | 0 | 0 | 0 | 0 | 0
F1_Commercial_Miscellaneous_New_Food Preparation_Natural Gas_Steamer_E9 | F1 | Commercial | Miscellaneous | New | Food Preparation | Natural Gas | Steamer | E9 | CCE | 0 | 0 | 0 | 0 | 0 | 0 | 0 | 0 | 0 | 0 | 0 | 0 | 0 | 0 | 0 | 0 | 0 | 0 | 0 | 0 | 0 | 0 | 0 | 0 | 0 | 0 | 0 | 0 | 0 | 0
F1_Commercial_Miscellaneous_New_Food Preparation_Natural Gas_Steamer_E10 | F1 | Commercial | Miscellaneous | New | Food Preparation | Natural Gas | Steamer | E10 | CCE | 0 | 0 | 0 | 0 | 0 | 0 | 0 | 0 | 0 | 0 | 0 | 0 | 0 | 0 | 0 | 0 | 0 | 0 | 0 | 0 | 0 | 0 | 0 | 0 | 0 | 0 | 0 | 0 | 0 | 0
F2_Commercial_Miscellaneous_New_Food Preparation_Natural Gas_Steamer_E1 | F2 | Commercial | Miscellaneous | New | Food Preparation | Natural Gas | Steamer | E1 | TRC BC Ratio | 0.9 | 0.9 | 0.9 | 0.9 | 0.9 | 0.9 | 0.9 | 0.9 | 0.9 | 0.9 | 0.9 | 0.9 | 0.9 | 0.9 | 0.9 | 0.9 | 0.9 | 0.9 | 0.9 | 0.9 | 0.9 | 0.9 | 0 | 0 | 0 | 0 | 0 | 0 | 0 | 0
F2_Commercial_Miscellaneous_New_Food Preparation_Natural Gas_Steamer_E2 | F2 | Commercial | Miscellaneous | New | Food Preparation | Natural Gas | Steamer | E2 | TRC BC Ratio | 4.9998 | 5.0422 | 5.093 | 5.1779 | 5.291 | 5.4252 | 5.5491 | 5.656 | 5.7559 | 5.8544 | 5.9559 | 6.057 | 6.1552 | 6.2565 | 6.3505 | 6.4434 | 6.5427 | 6.6427 | 6.7436 | 6.8448 | 6.9449 | 7.0436 | 0 | 0 | 0 | 0 | 0 | 0 | 0 | 0
F2_Commercial_Miscellaneous_New_Food Preparation_Natural Gas_Steamer_E3 | F2 | Commercial | Miscellaneous | New | Food Preparation | Natural Gas | Steamer | E3 | TRC BC Ratio | 0 | 0 | 0 | 0 | 0 | 0 | 0 | 0 | 0 | 0 | 0 | 0 | 0 | 0 | 0 | 0 | 0 | 0 | 0 | 0 | 0 | 0 | 0 | 0 | 0 | 0 | 0 | 0 | 0 | 0
F2_Commercial_Miscellaneous_New_Food Preparation_Natural Gas_Steamer_E4 | F2 | Commercial | Miscellaneous | New | Food Preparation | Natural Gas | Steamer | E4 | TRC BC Ratio | 0 | 0 | 0 | 0 | 0 | 0 | 0 | 0 | 0 | 0 | 0 | 0 | 0 | 0 | 0 | 0 | 0 | 0 | 0 | 0 | 0 | 0 | 0 | 0 | 0 | 0 | 0 | 0 | 0 | 0
F2_Commercial_Miscellaneous_New_Food Preparation_Natural Gas_Steamer_E5 | F2 | Commercial | Miscellaneous | New | Food Preparation | Natural Gas | Steamer | E5 | TRC BC Ratio | 0 | 0 | 0 | 0 | 0 | 0 | 0 | 0 | 0 | 0 | 0 | 0 | 0 | 0 | 0 | 0 | 0 | 0 | 0 | 0 | 0 | 0 | 0 | 0 | 0 | 0 | 0 | 0 | 0 | 0
F2_Commercial_Miscellaneous_New_Food Preparation_Natural Gas_Steamer_E6 | F2 | Commercial | Miscellaneous | New | Food Preparation | Natural Gas | Steamer | E6 | TRC BC Ratio | 0 | 0 | 0 | 0 | 0 | 0 | 0 | 0 | 0 | 0 | 0 | 0 | 0 | 0 | 0 | 0 | 0 | 0 | 0 | 0 | 0 | 0 | 0 | 0 | 0 | 0 | 0 | 0 | 0 | 0
F2_Commercial_Miscellaneous_New_Food Preparation_Natural Gas_Steamer_E7 | F2 | Commercial | Miscellaneous | New | Food Preparation | Natural Gas | Steamer | E7 | TRC BC Ratio | 0 | 0 | 0 | 0 | 0 | 0 | 0 | 0 | 0 | 0 | 0 | 0 | 0 | 0 | 0 | 0 | 0 | 0 | 0 | 0 | 0 | 0 | 0 | 0 | 0 | 0 | 0 | 0 | 0 | 0
F2_Commercial_Miscellaneous_New_Food Preparation_Natural Gas_Steamer_E8 | F2 | Commercial | Miscellaneous | New | Food Preparation | Natural Gas | Steamer | E8 | TRC BC Ratio | 0 | 0 | 0 | 0 | 0 | 0 | 0 | 0 | 0 | 0 | 0 | 0 | 0 | 0 | 0 | 0 | 0 | 0 | 0 | 0 | 0 | 0 | 0 | 0 | 0 | 0 | 0 | 0 | 0 | 0
F2_Commercial_Miscellaneous_New_Food Preparation_Natural Gas_Steamer_E9 | F2 | Commercial | Miscellaneous | New | Food Preparation | Natural Gas | Steamer | E9 | TRC BC Ratio | 0 | 0 | 0 | 0 | 0 | 0 | 0 | 0 | 0 | 0 | 0 | 0 | 0 | 0 | 0 | 0 | 0 | 0 | 0 | 0 | 0 | 0 | 0 | 0 | 0 | 0 | 0 | 0 | 0 | 0
F2_Commercial_Miscellaneous_New_Food Preparation_Natural Gas_Steamer_E10 | F2 | Commercial | Miscellaneous | New | Food Preparation | Natural Gas | Steamer | E10 | TRC BC Ratio | 0 | 0 | 0 | 0 | 0 | 0 | 0 | 0 | 0 | 0 | 0 | 0 | 0 | 0 | 0 | 0 | 0 | 0 | 0 | 0 | 0 | 0 | 0 | 0 | 0 | 0 | 0 | 0 | 0 | 0
F3_Commercial_Miscellaneous_New_Food Preparation_Natural Gas_Steamer_E1 | F3 | Commercial | Miscellaneous | New | Food Preparation | Natural Gas | Steamer | E1 | PACT BC Ratio | 0.9 | 0.9 | 0.9 | 0.9 | 0.9 | 0.9 | 0.9 | 0.9 | 0.9 | 0.9 | 0.9 | 0.9 | 0.9 | 0.9 | 0.9 | 0.9 | 0.9 | 0.9 | 0.9 | 0.9 | 0.9 | 0.9 | 0 | 0 | 0 | 0 | 0 | 0 | 0 | 0
F3_Commercial_Miscellaneous_New_Food Preparation_Natural Gas_Steamer_E2 | F3 | Commercial | Miscellaneous | New | Food Preparation | Natural Gas | Steamer | E2 | PACT BC Ratio | 5.4144 | 5.4603 | 5.5153 | 5.6072 | 5.7297 | 5.875 | 6.0092 | 6.1249 | 6.2331 | 6.3398 | 6.4497 | 6.5592 | 6.6655 | 6.7753 | 6.877 | 6.9776 | 7.0852 | 7.1935 | 7.3027 | 7.4123 | 7.5208 | 7.6276 | 0 | 0 | 0 | 0 | 0 | 0 | 0 | 0
F3_Commercial_Miscellaneous_New_Food Preparation_Natural Gas_Steamer_E3 | F3 | Commercial | Miscellaneous | New | Food Preparation | Natural Gas | Steamer | E3 | PACT BC Ratio | 0 | 0 | 0 | 0 | 0 | 0 | 0 | 0 | 0 | 0 | 0 | 0 | 0 | 0 | 0 | 0 | 0 | 0 | 0 | 0 | 0 | 0 | 0 | 0 | 0 | 0 | 0 | 0 | 0 | 0
F3_Commercial_Miscellaneous_New_Food Preparation_Natural Gas_Steamer_E4 | F3 | Commercial | Miscellaneous | New | Food Preparation | Natural Gas | Steamer | E4 | PACT BC Ratio | 0 | 0 | 0 | 0 | 0 | 0 | 0 | 0 | 0 | 0 | 0 | 0 | 0 | 0 | 0 | 0 | 0 | 0 | 0 | 0 | 0 | 0 | 0 | 0 | 0 | 0 | 0 | 0 | 0 | 0
F3_Commercial_Miscellaneous_New_Food Preparation_Natural Gas_Steamer_E5 | F3 | Commercial | Miscellaneous | New | Food Preparation | Natural Gas | Steamer | E5 | PACT BC Ratio | 0 | 0 | 0 | 0 | 0 | 0 | 0 | 0 | 0 | 0 | 0 | 0 | 0 | 0 | 0 | 0 | 0 | 0 | 0 | 0 | 0 | 0 | 0 | 0 | 0 | 0 | 0 | 0 | 0 | 0
F3_Commercial_Miscellaneous_New_Food Preparation_Natural Gas_Steamer_E6 | F3 | Commercial | Miscellaneous | New | Food Preparation | Natural Gas | Steamer | E6 | PACT BC Ratio | 0 | 0 | 0 | 0 | 0 | 0 | 0 | 0 | 0 | 0 | 0 | 0 | 0 | 0 | 0 | 0 | 0 | 0 | 0 | 0 | 0 | 0 | 0 | 0 | 0 | 0 | 0 | 0 | 0 | 0
F3_Commercial_Miscellaneous_New_Food Preparation_Natural Gas_Steamer_E7 | F3 | Commercial | Miscellaneous | New | Food Preparation | Natural Gas | Steamer | E7 | PACT BC Ratio | 0 | 0 | 0 | 0 | 0 | 0 | 0 | 0 | 0 | 0 | 0 | 0 | 0 | 0 | 0 | 0 | 0 | 0 | 0 | 0 | 0 | 0 | 0 | 0 | 0 | 0 | 0 | 0 | 0 | 0
F3_Commercial_Miscellaneous_New_Food Preparation_Natural Gas_Steamer_E8 | F3 | Commercial | Miscellaneous | New | Food Preparation | Natural Gas | Steamer | E8 | PACT BC Ratio | 0 | 0 | 0 | 0 | 0 | 0 | 0 | 0 | 0 | 0 | 0 | 0 | 0 | 0 | 0 | 0 | 0 | 0 | 0 | 0 | 0 | 0 | 0 | 0 | 0 | 0 | 0 | 0 | 0 | 0
F3_Commercial_Miscellaneous_New_Food Preparation_Natural Gas_Steamer_E9 | F3 | Commercial | Miscellaneous | New | Food Preparation | Natural Gas | Steamer | E9 | PACT BC Ratio | 0 | 0 | 0 | 0 | 0 | 0 | 0 | 0 | 0 | 0 | 0 | 0 | 0 | 0 | 0 | 0 | 0 | 0 | 0 | 0 | 0 | 0 | 0 | 0 | 0 | 0 | 0 | 0 | 0 | 0
F3_Commercial_Miscellaneous_New_Food Preparation_Natural Gas_Steamer_E10 | F3 | Commercial | Miscellaneous | New | Food Preparation | Natural Gas | Steamer | E10 | PACT BC Ratio | 0 | 0 | 0 | 0 | 0 | 0 | 0 | 0 | 0 | 0 | 0 | 0 | 0 | 0 | 0 | 0 | 0 | 0 | 0 | 0 | 0 | 0 | 0 | 0 | 0 | 0 | 0 | 0 | 0 | 0
F4_Commercial_Miscellaneous_New_Food Preparation_Natural Gas_Steamer_E1 | F4 | Commercial | Miscellaneous | New | Food Preparation | Natural Gas | Steamer | E1 | PCT BC Ratio | 0.9 | 0.9 | 0.9 | 0.9 | 0.9 | 0.9 | 0.9 | 0.9 | 0.9 | 0.9 | 0.9 | 0.9 | 0.9 | 0.9 | 0.9 | 0.9 | 0.9 | 0.9 | 0.9 | 0.9 | 0.9 | 0.9 | 0 | 0 | 0 | 0 | 0 | 0 | 0 | 0
F4_Commercial_Miscellaneous_New_Food Preparation_Natural Gas_Steamer_E2 | F4 | Commercial | Miscellaneous | New | Food Preparation | Natural Gas | Steamer | E2 | PCT BC Ratio | 12.4539 | 12.5522 | 12.6701 | 12.8671 | 13.1296 | 13.4409 | 13.7285 | 13.9764 | 14.2082 | 14.4369 | 14.6723 | 14.9069 | 15.1348 | 15.37 | 15.588 | 15.8035 | 16.0341 | 16.2662 | 16.5002 | 16.7351 | 16.9674 | 17.1964 | 0 | 0 | 0 | 0 | 0 | 0 | 0 | 0
F4_Commercial_Miscellaneous_New_Food Preparation_Natural Gas_Steamer_E3 | F4 | Commercial | Miscellaneous | New | Food Preparation | Natural Gas | Steamer | E3 | PCT BC Ratio | 0 | 0 | 0 | 0 | 0 | 0 | 0 | 0 | 0 | 0 | 0 | 0 | 0 | 0 | 0 | 0 | 0 | 0 | 0 | 0 | 0 | 0 | 0 | 0 | 0 | 0 | 0 | 0 | 0 | 0
F4_Commercial_Miscellaneous_New_Food Preparation_Natural Gas_Steamer_E4 | F4 | Commercial | Miscellaneous | New | Food Preparation | Natural Gas | Steamer | E4 | PCT BC Ratio | 0 | 0 | 0 | 0 | 0 | 0 | 0 | 0 | 0 | 0 | 0 | 0 | 0 | 0 | 0 | 0 | 0 | 0 | 0 | 0 | 0 | 0 | 0 | 0 | 0 | 0 | 0 | 0 | 0 | 0
F4_Commercial_Miscellaneous_New_Food Preparation_Natural Gas_Steamer_E5 | F4 | Commercial | Miscellaneous | New | Food Preparation | Natural Gas | Steamer | E5 | PCT BC Ratio | 0 | 0 | 0 | 0 | 0 | 0 | 0 | 0 | 0 | 0 | 0 | 0 | 0 | 0 | 0 | 0 | 0 | 0 | 0 | 0 | 0 | 0 | 0 | 0 | 0 | 0 | 0 | 0 | 0 | 0
F4_Commercial_Miscellaneous_New_Food Preparation_Natural Gas_Steamer_E6 | F4 | Commercial | Miscellaneous | New | Food Preparation | Natural Gas | Steamer | E6 | PCT BC Ratio | 0 | 0 | 0 | 0 | 0 | 0 | 0 | 0 | 0 | 0 | 0 | 0 | 0 | 0 | 0 | 0 | 0 | 0 | 0 | 0 | 0 | 0 | 0 | 0 | 0 | 0 | 0 | 0 | 0 | 0
F4_Commercial_Miscellaneous_New_Food Preparation_Natural Gas_Steamer_E7 | F4 | Commercial | Miscellaneous | New | Food Preparation | Natural Gas | Steamer | E7 | PCT BC Ratio | 0 | 0 | 0 | 0 | 0 | 0 | 0 | 0 | 0 | 0 | 0 | 0 | 0 | 0 | 0 | 0 | 0 | 0 | 0 | 0 | 0 | 0 | 0 | 0 | 0 | 0 | 0 | 0 | 0 | 0
F4_Commercial_Miscellaneous_New_Food Preparation_Natural Gas_Steamer_E8 | F4 | Commercial | Miscellaneous | New | Food Preparation | Natural Gas | Steamer | E8 | PCT BC Ratio | 0 | 0 | 0 | 0 | 0 | 0 | 0 | 0 | 0 | 0 | 0 | 0 | 0 | 0 | 0 | 0 | 0 | 0 | 0 | 0 | 0 | 0 | 0 | 0 | 0 | 0 | 0 | 0 | 0 | 0
F4_Commercial_Miscellaneous_New_Food Preparation_Natural Gas_Steamer_E9 | F4 | Commercial | Miscellaneous | New | Food Preparation | Natural Gas | Steamer | E9 | PCT BC Ratio | 0 | 0 | 0 | 0 | 0 | 0 | 0 | 0 | 0 | 0 | 0 | 0 | 0 | 0 | 0 | 0 | 0 | 0 | 0 | 0 | 0 | 0 | 0 | 0 | 0 | 0 | 0 | 0 | 0 | 0
F4_Commercial_Miscellaneous_New_Food Preparation_Natural Gas_Steamer_E10 | F4 | Commercial | Miscellaneous | New | Food Preparation | Natural Gas | Steamer | E10 | PCT BC Ratio | 0 | 0 | 0 | 0 | 0 | 0 | 0 | 0 | 0 | 0 | 0 | 0 | 0 | 0 | 0 | 0 | 0 | 0 | 0 | 0 | 0 | 0 | 0 | 0 | 0 | 0 | 0 | 0 | 0 | 0
F5_Commercial_Miscellaneous_New_Food Preparation_Natural Gas_Steamer_E1 | F5 | Commercial | Miscellaneous | New | Food Preparation | Natural Gas | Steamer | E1 | RIM BC Ratio | 0.9 | 0.9 | 0.9 | 0.9 | 0.9 | 0.9 | 0.9 | 0.9 | 0.9 | 0.9 | 0.9 | 0.9 | 0.9 | 0.9 | 0.9 | 0.9 | 0.9 | 0.9 | 0.9 | 0.9 | 0.9 | 0.9 | 0 | 0 | 0 | 0 | 0 | 0 | 0 | 0
F5_Commercial_Miscellaneous_New_Food Preparation_Natural Gas_Steamer_E2 | F5 | Commercial | Miscellaneous | New | Food Preparation | Natural Gas | Steamer | E2 | RIM BC Ratio | 0.72319 | 0.72401 | 0.72496 | 0.72653 | 0.72855 | 0.73085 | 0.73288 | 0.73457 | 0.73611 | 0.73757 | 0.73904 | 0.74045 | 0.74179 | 0.74313 | 0.74434 | 0.7455 | 0.74671 | 0.7479 | 0.74906 | 0.7502 | 0.7513 | 0.75235 | 0 | 0 | 0 | 0 | 0 | 0 | 0 | 0
F5_Commercial_Miscellaneous_New_Food Preparation_Natural Gas_Steamer_E3 | F5 | Commercial | Miscellaneous | New | Food Preparation | Natural Gas | Steamer | E3 | RIM BC Ratio | 0 | 0 | 0 | 0 | 0 | 0 | 0 | 0 | 0 | 0 | 0 | 0 | 0 | 0 | 0 | 0 | 0 | 0 | 0 | 0 | 0 | 0 | 0 | 0 | 0 | 0 | 0 | 0 | 0 | 0
F5_Commercial_Miscellaneous_New_Food Preparation_Natural Gas_Steamer_E4 | F5 | Commercial | Miscellaneous | New | Food Preparation | Natural Gas | Steamer | E4 | RIM BC Ratio | 0 | 0 | 0 | 0 | 0 | 0 | 0 | 0 | 0 | 0 | 0 | 0 | 0 | 0 | 0 | 0 | 0 | 0 | 0 | 0 | 0 | 0 | 0 | 0 | 0 | 0 | 0 | 0 | 0 | 0
F5_Commercial_Miscellaneous_New_Food Preparation_Natural Gas_Steamer_E5 | F5 | Commercial | Miscellaneous | New | Food Preparation | Natural Gas | Steamer | E5 | RIM BC Ratio | 0 | 0 | 0 | 0 | 0 | 0 | 0 | 0 | 0 | 0 | 0 | 0 | 0 | 0 | 0 | 0 | 0 | 0 | 0 | 0 | 0 | 0 | 0 | 0 | 0 | 0 | 0 | 0 | 0 | 0
F5_Commercial_Miscellaneous_New_Food Preparation_Natural Gas_Steamer_E6 | F5 | Commercial | Miscellaneous | New | Food Preparation | Natural Gas | Steamer | E6 | RIM BC Ratio | 0 | 0 | 0 | 0 | 0 | 0 | 0 | 0 | 0 | 0 | 0 | 0 | 0 | 0 | 0 | 0 | 0 | 0 | 0 | 0 | 0 | 0 | 0 | 0 | 0 | 0 | 0 | 0 | 0 | 0
F5_Commercial_Miscellaneous_New_Food Preparation_Natural Gas_Steamer_E7 | F5 | Commercial | Miscellaneous | New | Food Preparation | Natural Gas | Steamer | E7 | RIM BC Ratio | 0 | 0 | 0 | 0 | 0 | 0 | 0 | 0 | 0 | 0 | 0 | 0 | 0 | 0 | 0 | 0 | 0 | 0 | 0 | 0 | 0 | 0 | 0 | 0 | 0 | 0 | 0 | 0 | 0 | 0
F5_Commercial_Miscellaneous_New_Food Preparation_Natural Gas_Steamer_E8 | F5 | Commercial | Miscellaneous | New | Food Preparation | Natural Gas | Steamer | E8 | RIM BC Ratio | 0 | 0 | 0 | 0 | 0 | 0 | 0 | 0 | 0 | 0 | 0 | 0 | 0 | 0 | 0 | 0 | 0 | 0 | 0 | 0 | 0 | 0 | 0 | 0 | 0 | 0 | 0 | 0 | 0 | 0
F5_Commercial_Miscellaneous_New_Food Preparation_Natural Gas_Steamer_E9 | F5 | Commercial | Miscellaneous | New | Food Preparation | Natural Gas | Steamer | E9 | RIM BC Ratio | 0 | 0 | 0 | 0 | 0 | 0 | 0 | 0 | 0 | 0 | 0 | 0 | 0 | 0 | 0 | 0 | 0 | 0 | 0 | 0 | 0 | 0 | 0 | 0 | 0 | 0 | 0 | 0 | 0 | 0
F5_Commercial_Miscellaneous_New_Food Preparation_Natural Gas_Steamer_E10 | F5 | Commercial | Miscellaneous | New | Food Preparation | Natural Gas | Steamer | E10 | RIM BC Ratio | 0 | 0 | 0 | 0 | 0 | 0 | 0 | 0 | 0 | 0 | 0 | 0 | 0 | 0 | 0 | 0 | 0 | 0 | 0 | 0 | 0 | 0 | 0 | 0 | 0 | 0 | 0 | 0 | 0 | 0
F0_Commercial_Miscellaneous_New_Food Preparation_Natural Gas_Food Prep Other_E0 | F0 | Commercial | Miscellaneous | New | Food Preparation | Natural Gas | Food Prep Other | E0 | Economic Unit | ENERGY STAR | ENERGY STAR | ENERGY STAR | ENERGY STAR | ENERGY STAR | ENERGY STAR | ENERGY STAR | ENERGY STAR | ENERGY STAR | ENERGY STAR | ENERGY STAR | ENERGY STAR | ENERGY STAR | ENERGY STAR | ENERGY STAR | ENERGY STAR | ENERGY STAR | ENERGY STAR | ENERGY STAR | ENERGY STAR | ENERGY STAR | ENERGY STAR | 0 | 0 | 0 | 0 | 0 | 0 | 0 | 0
F1_Commercial_Miscellaneous_New_Food Preparation_Natural Gas_Food Prep Other_E1 | F1 | Commercial | Miscellaneous | New | Food Preparation | Natural Gas | Food Prep Other | E1 | CCE | 0 | 0 | 0 | 0 | 0 | 0 | 0 | 0 | 0 | 0 | 0 | 0 | 0 | 0 | 0 | 0 | 0 | 0 | 0 | 0 | 0 | 0 | 0 | 0 | 0 | 0 | 0 | 0 | 0 | 0
F1_Commercial_Miscellaneous_New_Food Preparation_Natural Gas_Food Prep Other_E2 | F1 | Commercial | Miscellaneous | New | Food Preparation | Natural Gas | Food Prep Other | E2 | CCE | 0.14135 | 0.14135 | 0.1485 | 0.14624 | 0.14404 | 0.1413 | 0.14092 | 0.14001 | 0.13917 | 0.1379 | 0.1377 | 0.13707 | 0.1365 | 0.13542 | 0.13557 | 0.13515 | 0.13475 | 0.13386 | 0.13412 | 0.13386 | 0.13366 | 0.13291 | 0 | 0 | 0 | 0 | 0 | 0 | 0 | 0
F1_Commercial_Miscellaneous_New_Food Preparation_Natural Gas_Food Prep Other_E3 | F1 | Commercial | Miscellaneous | New | Food Preparation | Natural Gas | Food Prep Other | E3 | CCE | 0 | 0 | 0 | 0 | 0 | 0 | 0 | 0 | 0 | 0 | 0 | 0 | 0 | 0 | 0 | 0 | 0 | 0 | 0 | 0 | 0 | 0 | 0 | 0 | 0 | 0 | 0 | 0 | 0 | 0
F1_Commercial_Miscellaneous_New_Food Preparation_Natural Gas_Food Prep Other_E4 | F1 | Commercial | Miscellaneous | New | Food Preparation | Natural Gas | Food Prep Other | E4 | CCE | 0 | 0 | 0 | 0 | 0 | 0 | 0 | 0 | 0 | 0 | 0 | 0 | 0 | 0 | 0 | 0 | 0 | 0 | 0 | 0 | 0 | 0 | 0 | 0 | 0 | 0 | 0 | 0 | 0 | 0
F1_Commercial_Miscellaneous_New_Food Preparation_Natural Gas_Food Prep Other_E5 | F1 | Commercial | Miscellaneous | New | Food Preparation | Natural Gas | Food Prep Other | E5 | CCE | 0 | 0 | 0 | 0 | 0 | 0 | 0 | 0 | 0 | 0 | 0 | 0 | 0 | 0 | 0 | 0 | 0 | 0 | 0 | 0 | 0 | 0 | 0 | 0 | 0 | 0 | 0 | 0 | 0 | 0
F1_Commercial_Miscellaneous_New_Food Preparation_Natural Gas_Food Prep Other_E6 | F1 | Commercial | Miscellaneous | New | Food Preparation | Natural Gas | Food Prep Other | E6 | CCE | 0 | 0 | 0 | 0 | 0 | 0 | 0 | 0 | 0 | 0 | 0 | 0 | 0 | 0 | 0 | 0 | 0 | 0 | 0 | 0 | 0 | 0 | 0 | 0 | 0 | 0 | 0 | 0 | 0 | 0
F1_Commercial_Miscellaneous_New_Food Preparation_Natural Gas_Food Prep Other_E7 | F1 | Commercial | Miscellaneous | New | Food Preparation | Natural Gas | Food Prep Other | E7 | CCE | 0 | 0 | 0 | 0 | 0 | 0 | 0 | 0 | 0 | 0 | 0 | 0 | 0 | 0 | 0 | 0 | 0 | 0 | 0 | 0 | 0 | 0 | 0 | 0 | 0 | 0 | 0 | 0 | 0 | 0
F1_Commercial_Miscellaneous_New_Food Preparation_Natural Gas_Food Prep Other_E8 | F1 | Commercial | Miscellaneous | New | Food Preparation | Natural Gas | Food Prep Other | E8 | CCE | 0 | 0 | 0 | 0 | 0 | 0 | 0 | 0 | 0 | 0 | 0 | 0 | 0 | 0 | 0 | 0 | 0 | 0 | 0 | 0 | 0 | 0 | 0 | 0 | 0 | 0 | 0 | 0 | 0 | 0
F1_Commercial_Miscellaneous_New_Food Preparation_Natural Gas_Food Prep Other_E9 | F1 | Commercial | Miscellaneous | New | Food Preparation | Natural Gas | Food Prep Other | E9 | CCE | 0 | 0 | 0 | 0 | 0 | 0 | 0 | 0 | 0 | 0 | 0 | 0 | 0 | 0 | 0 | 0 | 0 | 0 | 0 | 0 | 0 | 0 | 0 | 0 | 0 | 0 | 0 | 0 | 0 | 0
F1_Commercial_Miscellaneous_New_Food Preparation_Natural Gas_Food Prep Other_E10 | F1 | Commercial | Miscellaneous | New | Food Preparation | Natural Gas | Food Prep Other | E10 | CCE | 0 | 0 | 0 | 0 | 0 | 0 | 0 | 0 | 0 | 0 | 0 | 0 | 0 | 0 | 0 | 0 | 0 | 0 | 0 | 0 | 0 | 0 | 0 | 0 | 0 | 0 | 0 | 0 | 0 | 0
F2_Commercial_Miscellaneous_New_Food Preparation_Natural Gas_Food Prep Other_E1 | F2 | Commercial | Miscellaneous | New | Food Preparation | Natural Gas | Food Prep Other | E1 | TRC BC Ratio | 0.9 | 0.9 | 0.9 | 0.9 | 0.9 | 0.9 | 0.9 | 0.9 | 0.9 | 0.9 | 0.9 | 0.9 | 0.9 | 0.9 | 0.9 | 0.9 | 0.9 | 0.9 | 0.9 | 0.9 | 0.9 | 0.9 | 0 | 0 | 0 | 0 | 0 | 0 | 0 | 0
F2_Commercial_Miscellaneous_New_Food Preparation_Natural Gas_Food Prep Other_E2 | F2 | Commercial | Miscellaneous | New | Food Preparation | Natural Gas | Food Prep Other | E2 | TRC BC Ratio | 0.061956 | 0.062369 | 0.062904 | 0.063937 | 0.06537 | 0.067096 | 0.068663 | 0.070005 | 0.071279 | 0.07258 | 0.073973 | 0.075332 | 0.076617 | 0.077911 | 0.079055 | 0.080138 | 0.081309 | 0.082485 | 0.083667 | 0.084849 | 0.08601 | 0.087142 | 0 | 0 | 0 | 0 | 0 | 0 | 0 | 0
F2_Commercial_Miscellaneous_New_Food Preparation_Natural Gas_Food Prep Other_E3 | F2 | Commercial | Miscellaneous | New | Food Preparation | Natural Gas | Food Prep Other | E3 | TRC BC Ratio | 0 | 0 | 0 | 0 | 0 | 0 | 0 | 0 | 0 | 0 | 0 | 0 | 0 | 0 | 0 | 0 | 0 | 0 | 0 | 0 | 0 | 0 | 0 | 0 | 0 | 0 | 0 | 0 | 0 | 0
F2_Commercial_Miscellaneous_New_Food Preparation_Natural Gas_Food Prep Other_E4 | F2 | Commercial | Miscellaneous | New | Food Preparation | Natural Gas | Food Prep Other | E4 | TRC BC Ratio | 0 | 0 | 0 | 0 | 0 | 0 | 0 | 0 | 0 | 0 | 0 | 0 | 0 | 0 | 0 | 0 | 0 | 0 | 0 | 0 | 0 | 0 | 0 | 0 | 0 | 0 | 0 | 0 | 0 | 0
F2_Commercial_Miscellaneous_New_Food Preparation_Natural Gas_Food Prep Other_E5 | F2 | Commercial | Miscellaneous | New | Food Preparation | Natural Gas | Food Prep Other | E5 | TRC BC Ratio | 0 | 0 | 0 | 0 | 0 | 0 | 0 | 0 | 0 | 0 | 0 | 0 | 0 | 0 | 0 | 0 | 0 | 0 | 0 | 0 | 0 | 0 | 0 | 0 | 0 | 0 | 0 | 0 | 0 | 0
F2_Commercial_Miscellaneous_New_Food Preparation_Natural Gas_Food Prep Other_E6 | F2 | Commercial | Miscellaneous | New | Food Preparation | Natural Gas | Food Prep Other | E6 | TRC BC Ratio | 0 | 0 | 0 | 0 | 0 | 0 | 0 | 0 | 0 | 0 | 0 | 0 | 0 | 0 | 0 | 0 | 0 | 0 | 0 | 0 | 0 | 0 | 0 | 0 | 0 | 0 | 0 | 0 | 0 | 0
F2_Commercial_Miscellaneous_New_Food Preparation_Natural Gas_Food Prep Other_E7 | F2 | Commercial | Miscellaneous | New | Food Preparation | Natural Gas | Food Prep Other | E7 | TRC BC Ratio | 0 | 0 | 0 | 0 | 0 | 0 | 0 | 0 | 0 | 0 | 0 | 0 | 0 | 0 | 0 | 0 | 0 | 0 | 0 | 0 | 0 | 0 | 0 | 0 | 0 | 0 | 0 | 0 | 0 | 0
F2_Commercial_Miscellaneous_New_Food Preparation_Natural Gas_Food Prep Other_E8 | F2 | Commercial | Miscellaneous | New | Food Preparation | Natural Gas | Food Prep Other | E8 | TRC BC Ratio | 0 | 0 | 0 | 0 | 0 | 0 | 0 | 0 | 0 | 0 | 0 | 0 | 0 | 0 | 0 | 0 | 0 | 0 | 0 | 0 | 0 | 0 | 0 | 0 | 0 | 0 | 0 | 0 | 0 | 0
F2_Commercial_Miscellaneous_New_Food Preparation_Natural Gas_Food Prep Other_E9 | F2 | Commercial | Miscellaneous | New | Food Preparation | Natural Gas | Food Prep Other | E9 | TRC BC Ratio | 0 | 0 | 0 | 0 | 0 | 0 | 0 | 0 | 0 | 0 | 0 | 0 | 0 | 0 | 0 | 0 | 0 | 0 | 0 | 0 | 0 | 0 | 0 | 0 | 0 | 0 | 0 | 0 | 0 | 0
F2_Commercial_Miscellaneous_New_Food Preparation_Natural Gas_Food Prep Other_E10 | F2 | Commercial | Miscellaneous | New | Food Preparation | Natural Gas | Food Prep Other | E10 | TRC BC Ratio | 0 | 0 | 0 | 0 | 0 | 0 | 0 | 0 | 0 | 0 | 0 | 0 | 0 | 0 | 0 | 0 | 0 | 0 | 0 | 0 | 0 | 0 | 0 | 0 | 0 | 0 | 0 | 0 | 0 | 0
F3_Commercial_Miscellaneous_New_Food Preparation_Natural Gas_Food Prep Other_E1 | F3 | Commercial | Miscellaneous | New | Food Preparation | Natural Gas | Food Prep Other | E1 | PACT BC Ratio | 0.9 | 0.9 | 0.9 | 0.9 | 0.9 | 0.9 | 0.9 | 0.9 | 0.9 | 0.9 | 0.9 | 0.9 | 0.9 | 0.9 | 0.9 | 0.9 | 0.9 | 0.9 | 0.9 | 0.9 | 0.9 | 0.9 | 0 | 0 | 0 | 0 | 0 | 0 | 0 | 0
F3_Commercial_Miscellaneous_New_Food Preparation_Natural Gas_Food Prep Other_E2 | F3 | Commercial | Miscellaneous | New | Food Preparation | Natural Gas | Food Prep Other | E2 | PACT BC Ratio | 1.0937 | 1.101 | 1.1104 | 1.1287 | 1.154 | 1.1844 | 1.2121 | 1.2358 | 1.2583 | 1.2813 | 1.3058 | 1.3298 | 1.3525 | 1.3754 | 1.3956 | 1.4147 | 1.4353 | 1.4561 | 1.477 | 1.4978 | 1.5183 | 1.5383 | 0 | 0 | 0 | 0 | 0 | 0 | 0 | 0
F3_Commercial_Miscellaneous_New_Food Preparation_Natural Gas_Food Prep Other_E3 | F3 | Commercial | Miscellaneous | New | Food Preparation | Natural Gas | Food Prep Other | E3 | PACT BC Ratio | 0 | 0 | 0 | 0 | 0 | 0 | 0 | 0 | 0 | 0 | 0 | 0 | 0 | 0 | 0 | 0 | 0 | 0 | 0 | 0 | 0 | 0 | 0 | 0 | 0 | 0 | 0 | 0 | 0 | 0
F3_Commercial_Miscellaneous_New_Food Preparation_Natural Gas_Food Prep Other_E4 | F3 | Commercial | Miscellaneous | New | Food Preparation | Natural Gas | Food Prep Other | E4 | PACT BC Ratio | 0 | 0 | 0 | 0 | 0 | 0 | 0 | 0 | 0 | 0 | 0 | 0 | 0 | 0 | 0 | 0 | 0 | 0 | 0 | 0 | 0 | 0 | 0 | 0 | 0 | 0 | 0 | 0 | 0 | 0
F3_Commercial_Miscellaneous_New_Food Preparation_Natural Gas_Food Prep Other_E5 | F3 | Commercial | Miscellaneous | New | Food Preparation | Natural Gas | Food Prep Other | E5 | PACT BC Ratio | 0 | 0 | 0 | 0 | 0 | 0 | 0 | 0 | 0 | 0 | 0 | 0 | 0 | 0 | 0 | 0 | 0 | 0 | 0 | 0 | 0 | 0 | 0 | 0 | 0 | 0 | 0 | 0 | 0 | 0
F3_Commercial_Miscellaneous_New_Food Preparation_Natural Gas_Food Prep Other_E6 | F3 | Commercial | Miscellaneous | New | Food Preparation | Natural Gas | Food Prep Other | E6 | PACT BC Ratio | 0 | 0 | 0 | 0 | 0 | 0 | 0 | 0 | 0 | 0 | 0 | 0 | 0 | 0 | 0 | 0 | 0 | 0 | 0 | 0 | 0 | 0 | 0 | 0 | 0 | 0 | 0 | 0 | 0 | 0
F3_Commercial_Miscellaneous_New_Food Preparation_Natural Gas_Food Prep Other_E7 | F3 | Commercial | Miscellaneous | New | Food Preparation | Natural Gas | Food Prep Other | E7 | PACT BC Ratio | 0 | 0 | 0 | 0 | 0 | 0 | 0 | 0 | 0 | 0 | 0 | 0 | 0 | 0 | 0 | 0 | 0 | 0 | 0 | 0 | 0 | 0 | 0 | 0 | 0 | 0 | 0 | 0 | 0 | 0
F3_Commercial_Miscellaneous_New_Food Preparation_Natural Gas_Food Prep Other_E8 | F3 | Commercial | Miscellaneous | New | Food Preparation | Natural Gas | Food Prep Other | E8 | PACT BC Ratio | 0 | 0 | 0 | 0 | 0 | 0 | 0 | 0 | 0 | 0 | 0 | 0 | 0 | 0 | 0 | 0 | 0 | 0 | 0 | 0 | 0 | 0 | 0 | 0 | 0 | 0 | 0 | 0 | 0 | 0
F3_Commercial_Miscellaneous_New_Food Preparation_Natural Gas_Food Prep Other_E9 | F3 | Commercial | Miscellaneous | New | Food Preparation | Natural Gas | Food Prep Other | E9 | PACT BC Ratio | 0 | 0 | 0 | 0 | 0 | 0 | 0 | 0 | 0 | 0 | 0 | 0 | 0 | 0 | 0 | 0 | 0 | 0 | 0 | 0 | 0 | 0 | 0 | 0 | 0 | 0 | 0 | 0 | 0 | 0
F3_Commercial_Miscellaneous_New_Food Preparation_Natural Gas_Food Prep Other_E10 | F3 | Commercial | Miscellaneous | New | Food Preparation | Natural Gas | Food Prep Other | E10 | PACT BC Ratio | 0 | 0 | 0 | 0 | 0 | 0 | 0 | 0 | 0 | 0 | 0 | 0 | 0 | 0 | 0 | 0 | 0 | 0 | 0 | 0 | 0 | 0 | 0 | 0 | 0 | 0 | 0 | 0 | 0 | 0
F4_Commercial_Miscellaneous_New_Food Preparation_Natural Gas_Food Prep Other_E1 | F4 | Commercial | Miscellaneous | New | Food Preparation | Natural Gas | Food Prep Other | E1 | PCT BC Ratio | 0.9 | 0.9 | 0.9 | 0.9 | 0.9 | 0.9 | 0.9 | 0.9 | 0.9 | 0.9 | 0.9 | 0.9 | 0.9 | 0.9 | 0.9 | 0.9 | 0.9 | 0.9 | 0.9 | 0.9 | 0.9 | 0.9 | 0 | 0 | 0 | 0 | 0 | 0 | 0 | 0
F4_Commercial_Miscellaneous_New_Food Preparation_Natural Gas_Food Prep Other_E2 | F4 | Commercial | Miscellaneous | New | Food Preparation | Natural Gas | Food Prep Other | E2 | PCT BC Ratio | 0.1043 | 0.10481 | 0.10547 | 0.10674 | 0.10851 | 0.11064 | 0.11258 | 0.11424 | 0.11581 | 0.11741 | 0.11913 | 0.12081 | 0.1224 | 0.124 | 0.12541 | 0.12675 | 0.12819 | 0.12964 | 0.1311 | 0.13256 | 0.134 | 0.13539 | 0 | 0 | 0 | 0 | 0 | 0 | 0 | 0
F4_Commercial_Miscellaneous_New_Food Preparation_Natural Gas_Food Prep Other_E3 | F4 | Commercial | Miscellaneous | New | Food Preparation | Natural Gas | Food Prep Other | E3 | PCT BC Ratio | 0 | 0 | 0 | 0 | 0 | 0 | 0 | 0 | 0 | 0 | 0 | 0 | 0 | 0 | 0 | 0 | 0 | 0 | 0 | 0 | 0 | 0 | 0 | 0 | 0 | 0 | 0 | 0 | 0 | 0
F4_Commercial_Miscellaneous_New_Food Preparation_Natural Gas_Food Prep Other_E4 | F4 | Commercial | Miscellaneous | New | Food Preparation | Natural Gas | Food Prep Other | E4 | PCT BC Ratio | 0 | 0 | 0 | 0 | 0 | 0 | 0 | 0 | 0 | 0 | 0 | 0 | 0 | 0 | 0 | 0 | 0 | 0 | 0 | 0 | 0 | 0 | 0 | 0 | 0 | 0 | 0 | 0 | 0 | 0
F4_Commercial_Miscellaneous_New_Food Preparation_Natural Gas_Food Prep Other_E5 | F4 | Commercial | Miscellaneous | New | Food Preparation | Natural Gas | Food Prep Other | E5 | PCT BC Ratio | 0 | 0 | 0 | 0 | 0 | 0 | 0 | 0 | 0 | 0 | 0 | 0 | 0 | 0 | 0 | 0 | 0 | 0 | 0 | 0 | 0 | 0 | 0 | 0 | 0 | 0 | 0 | 0 | 0 | 0
F4_Commercial_Miscellaneous_New_Food Preparation_Natural Gas_Food Prep Other_E6 | F4 | Commercial | Miscellaneous | New | Food Preparation | Natural Gas | Food Prep Other | E6 | PCT BC Ratio | 0 | 0 | 0 | 0 | 0 | 0 | 0 | 0 | 0 | 0 | 0 | 0 | 0 | 0 | 0 | 0 | 0 | 0 | 0 | 0 | 0 | 0 | 0 | 0 | 0 | 0 | 0 | 0 | 0 | 0
F4_Commercial_Miscellaneous_New_Food Preparation_Natural Gas_Food Prep Other_E7 | F4 | Commercial | Miscellaneous | New | Food Preparation | Natural Gas | Food Prep Other | E7 | PCT BC Ratio | 0 | 0 | 0 | 0 | 0 | 0 | 0 | 0 | 0 | 0 | 0 | 0 | 0 | 0 | 0 | 0 | 0 | 0 | 0 | 0 | 0 | 0 | 0 | 0 | 0 | 0 | 0 | 0 | 0 | 0
F4_Commercial_Miscellaneous_New_Food Preparation_Natural Gas_Food Prep Other_E8 | F4 | Commercial | Miscellaneous | New | Food Preparation | Natural Gas | Food Prep Other | E8 | PCT BC Ratio | 0 | 0 | 0 | 0 | 0 | 0 | 0 | 0 | 0 | 0 | 0 | 0 | 0 | 0 | 0 | 0 | 0 | 0 | 0 | 0 | 0 | 0 | 0 | 0 | 0 | 0 | 0 | 0 | 0 | 0
F4_Commercial_Miscellaneous_New_Food Preparation_Natural Gas_Food Prep Other_E9 | F4 | Commercial | Miscellaneous | New | Food Preparation | Natural Gas | Food Prep Other | E9 | PCT BC Ratio | 0 | 0 | 0 | 0 | 0 | 0 | 0 | 0 | 0 | 0 | 0 | 0 | 0 | 0 | 0 | 0 | 0 | 0 | 0 | 0 | 0 | 0 | 0 | 0 | 0 | 0 | 0 | 0 | 0 | 0
F4_Commercial_Miscellaneous_New_Food Preparation_Natural Gas_Food Prep Other_E10 | F4 | Commercial | Miscellaneous | New | Food Preparation | Natural Gas | Food Prep Other | E10 | PCT BC Ratio | 0 | 0 | 0 | 0 | 0 | 0 | 0 | 0 | 0 | 0 | 0 | 0 | 0 | 0 | 0 | 0 | 0 | 0 | 0 | 0 | 0 | 0 | 0 | 0 | 0 | 0 | 0 | 0 | 0 | 0
F5_Commercial_Miscellaneous_New_Food Preparation_Natural Gas_Food Prep Other_E1 | F5 | Commercial | Miscellaneous | New | Food Preparation | Natural Gas | Food Prep Other | E1 | RIM BC Ratio | 0.9 | 0.9 | 0.9 | 0.9 | 0.9 | 0.9 | 0.9 | 0.9 | 0.9 | 0.9 | 0.9 | 0.9 | 0.9 | 0.9 | 0.9 | 0.9 | 0.9 | 0.9 | 0.9 | 0.9 | 0.9 | 0.9 | 0 | 0 | 0 | 0 | 0 | 0 | 0 | 0
F5_Commercial_Miscellaneous_New_Food Preparation_Natural Gas_Food Prep Other_E2 | F5 | Commercial | Miscellaneous | New | Food Preparation | Natural Gas | Food Prep Other | E2 | RIM BC Ratio | 0.4734 | 0.47476 | 0.47651 | 0.47983 | 0.48435 | 0.48963 | 0.4943 | 0.49819 | 0.50181 | 0.50542 | 0.5092 | 0.51281 | 0.51615 | 0.51944 | 0.5223 | 0.52495 | 0.52777 | 0.53055 | 0.5333 | 0.53599 | 0.53859 | 0.54109 | 0 | 0 | 0 | 0 | 0 | 0 | 0 | 0
F5_Commercial_Miscellaneous_New_Food Preparation_Natural Gas_Food Prep Other_E3 | F5 | Commercial | Miscellaneous | New | Food Preparation | Natural Gas | Food Prep Other | E3 | RIM BC Ratio | 0 | 0 | 0 | 0 | 0 | 0 | 0 | 0 | 0 | 0 | 0 | 0 | 0 | 0 | 0 | 0 | 0 | 0 | 0 | 0 | 0 | 0 | 0 | 0 | 0 | 0 | 0 | 0 | 0 | 0
F5_Commercial_Miscellaneous_New_Food Preparation_Natural Gas_Food Prep Other_E4 | F5 | Commercial | Miscellaneous | New | Food Preparation | Natural Gas | Food Prep Other | E4 | RIM BC Ratio | 0 | 0 | 0 | 0 | 0 | 0 | 0 | 0 | 0 | 0 | 0 | 0 | 0 | 0 | 0 | 0 | 0 | 0 | 0 | 0 | 0 | 0 | 0 | 0 | 0 | 0 | 0 | 0 | 0 | 0
F5_Commercial_Miscellaneous_New_Food Preparation_Natural Gas_Food Prep Other_E5 | F5 | Commercial | Miscellaneous | New | Food Preparation | Natural Gas | Food Prep Other | E5 | RIM BC Ratio | 0 | 0 | 0 | 0 | 0 | 0 | 0 | 0 | 0 | 0 | 0 | 0 | 0 | 0 | 0 | 0 | 0 | 0 | 0 | 0 | 0 | 0 | 0 | 0 | 0 | 0 | 0 | 0 | 0 | 0
F5_Commercial_Miscellaneous_New_Food Preparation_Natural Gas_Food Prep Other_E6 | F5 | Commercial | Miscellaneous | New | Food Preparation | Natural Gas | Food Prep Other | E6 | RIM BC Ratio | 0 | 0 | 0 | 0 | 0 | 0 | 0 | 0 | 0 | 0 | 0 | 0 | 0 | 0 | 0 | 0 | 0 | 0 | 0 | 0 | 0 | 0 | 0 | 0 | 0 | 0 | 0 | 0 | 0 | 0
F5_Commercial_Miscellaneous_New_Food Preparation_Natural Gas_Food Prep Other_E7 | F5 | Commercial | Miscellaneous | New | Food Preparation | Natural Gas | Food Prep Other | E7 | RIM BC Ratio | 0 | 0 | 0 | 0 | 0 | 0 | 0 | 0 | 0 | 0 | 0 | 0 | 0 | 0 | 0 | 0 | 0 | 0 | 0 | 0 | 0 | 0 | 0 | 0 | 0 | 0 | 0 | 0 | 0 | 0
F5_Commercial_Miscellaneous_New_Food Preparation_Natural Gas_Food Prep Other_E8 | F5 | Commercial | Miscellaneous | New | Food Preparation | Natural Gas | Food Prep Other | E8 | RIM BC Ratio | 0 | 0 | 0 | 0 | 0 | 0 | 0 | 0 | 0 | 0 | 0 | 0 | 0 | 0 | 0 | 0 | 0 | 0 | 0 | 0 | 0 | 0 | 0 | 0 | 0 | 0 | 0 | 0 | 0 | 0
F5_Commercial_Miscellaneous_New_Food Preparation_Natural Gas_Food Prep Other_E9 | F5 | Commercial | Miscellaneous | New | Food Preparation | Natural Gas | Food Prep Other | E9 | RIM BC Ratio | 0 | 0 | 0 | 0 | 0 | 0 | 0 | 0 | 0 | 0 | 0 | 0 | 0 | 0 | 0 | 0 | 0 | 0 | 0 | 0 | 0 | 0 | 0 | 0 | 0 | 0 | 0 | 0 | 0 | 0
F5_Commercial_Miscellaneous_New_Food Preparation_Natural Gas_Food Prep Other_E10 | F5 | Commercial | Miscellaneous | New | Food Preparation | Natural Gas | Food Prep Other | E10 | RIM BC Ratio | 0 | 0 | 0 | 0 | 0 | 0 | 0 | 0 | 0 | 0 | 0 | 0 | 0 | 0 | 0 | 0 | 0 | 0 | 0 | 0 | 0 | 0 | 0 | 0 | 0 | 0 | 0 | 0 | 0 | 0
F0_Commercial_Miscellaneous_New_Miscellaneous_Natural Gas_Pool Heater_E0 | F0 | Commercial | Miscellaneous | New | Miscellaneous | Natural Gas | Pool Heater | E0 | Economic Unit | Standard (EF .78) | Standard (EF .78) | Standard (EF .78) | Standard (EF .78) | Standard (EF .78) | Standard (EF .78) | Standard (EF .78) | Standard (EF .78) | Standard (EF .78) | Standard (EF .78) | Standard (EF .78) | Standard (EF .78) | Condensing (EF .90) | Condensing (EF .90) | Condensing (EF .90) | Condensing (EF .90) | Condensing (EF .90) | Condensing (EF .90) | Condensing (EF .90) | Condensing (EF .90) | Condensing (EF .90) | Condensing (EF .90) | 0 | 0 | 0 | 0 | 0 | 0 | 0 | 0
F1_Commercial_Miscellaneous_New_Miscellaneous_Natural Gas_Pool Heater_E1 | F1 | Commercial | Miscellaneous | New | Miscellaneous | Natural Gas | Pool Heater | E1 | CCE | 0 | 0 | 0 | 0 | 0 | 0 | 0 | 0 | 0 | 0 | 0 | 0 | 0 | 0 | 0 | 0 | 0 | 0 | 0 | 0 | 0 | 0 | 0 | 0 | 0 | 0 | 0 | 0 | 0 | 0
F1_Commercial_Miscellaneous_New_Miscellaneous_Natural Gas_Pool Heater_E2 | F1 | Commercial | Miscellaneous | New | Miscellaneous | Natural Gas | Pool Heater | E2 | CCE | 0.016289 | 0.016289 | 0.017113 | 0.016853 | 0.0166 | 0.016284 | 0.016239 | 0.016135 | 0.016038 | 0.015891 | 0.015869 | 0.015796 | 0.015731 | 0.015606 | 0.015623 | 0.015575 | 0.015528 | 0.015425 | 0.015456 | 0.015426 | 0.015403 | 0.015317 | 0 | 0 | 0 | 0 | 0 | 0 | 0 | 0
F1_Commercial_Miscellaneous_New_Miscellaneous_Natural Gas_Pool Heater_E3 | F1 | Commercial | Miscellaneous | New | Miscellaneous | Natural Gas | Pool Heater | E3 | CCE | 0 | 0 | 0 | 0 | 0 | 0 | 0 | 0 | 0 | 0 | 0 | 0 | 0 | 0 | 0 | 0 | 0 | 0 | 0 | 0 | 0 | 0 | 0 | 0 | 0 | 0 | 0 | 0 | 0 | 0
F1_Commercial_Miscellaneous_New_Miscellaneous_Natural Gas_Pool Heater_E4 | F1 | Commercial | Miscellaneous | New | Miscellaneous | Natural Gas | Pool Heater | E4 | CCE | 0 | 0 | 0 | 0 | 0 | 0 | 0 | 0 | 0 | 0 | 0 | 0 | 0 | 0 | 0 | 0 | 0 | 0 | 0 | 0 | 0 | 0 | 0 | 0 | 0 | 0 | 0 | 0 | 0 | 0
F1_Commercial_Miscellaneous_New_Miscellaneous_Natural Gas_Pool Heater_E5 | F1 | Commercial | Miscellaneous | New | Miscellaneous | Natural Gas | Pool Heater | E5 | CCE | 0 | 0 | 0 | 0 | 0 | 0 | 0 | 0 | 0 | 0 | 0 | 0 | 0 | 0 | 0 | 0 | 0 | 0 | 0 | 0 | 0 | 0 | 0 | 0 | 0 | 0 | 0 | 0 | 0 | 0
F1_Commercial_Miscellaneous_New_Miscellaneous_Natural Gas_Pool Heater_E6 | F1 | Commercial | Miscellaneous | New | Miscellaneous | Natural Gas | Pool Heater | E6 | CCE | 0 | 0 | 0 | 0 | 0 | 0 | 0 | 0 | 0 | 0 | 0 | 0 | 0 | 0 | 0 | 0 | 0 | 0 | 0 | 0 | 0 | 0 | 0 | 0 | 0 | 0 | 0 | 0 | 0 | 0
F1_Commercial_Miscellaneous_New_Miscellaneous_Natural Gas_Pool Heater_E7 | F1 | Commercial | Miscellaneous | New | Miscellaneous | Natural Gas | Pool Heater | E7 | CCE | 0 | 0 | 0 | 0 | 0 | 0 | 0 | 0 | 0 | 0 | 0 | 0 | 0 | 0 | 0 | 0 | 0 | 0 | 0 | 0 | 0 | 0 | 0 | 0 | 0 | 0 | 0 | 0 | 0 | 0
F1_Commercial_Miscellaneous_New_Miscellaneous_Natural Gas_Pool Heater_E8 | F1 | Commercial | Miscellaneous | New | Miscellaneous | Natural Gas | Pool Heater | E8 | CCE | 0 | 0 | 0 | 0 | 0 | 0 | 0 | 0 | 0 | 0 | 0 | 0 | 0 | 0 | 0 | 0 | 0 | 0 | 0 | 0 | 0 | 0 | 0 | 0 | 0 | 0 | 0 | 0 | 0 | 0
F1_Commercial_Miscellaneous_New_Miscellaneous_Natural Gas_Pool Heater_E9 | F1 | Commercial | Miscellaneous | New | Miscellaneous | Natural Gas | Pool Heater | E9 | CCE | 0 | 0 | 0 | 0 | 0 | 0 | 0 | 0 | 0 | 0 | 0 | 0 | 0 | 0 | 0 | 0 | 0 | 0 | 0 | 0 | 0 | 0 | 0 | 0 | 0 | 0 | 0 | 0 | 0 | 0
F1_Commercial_Miscellaneous_New_Miscellaneous_Natural Gas_Pool Heater_E10 | F1 | Commercial | Miscellaneous | New | Miscellaneous | Natural Gas | Pool Heater | E10 | CCE | 0 | 0 | 0 | 0 | 0 | 0 | 0 | 0 | 0 | 0 | 0 | 0 | 0 | 0 | 0 | 0 | 0 | 0 | 0 | 0 | 0 | 0 | 0 | 0 | 0 | 0 | 0 | 0 | 0 | 0
F2_Commercial_Miscellaneous_New_Miscellaneous_Natural Gas_Pool Heater_E1 | F2 | Commercial | Miscellaneous | New | Miscellaneous | Natural Gas | Pool Heater | E1 | TRC BC Ratio | 0.9 | 0.9 | 0.9 | 0.9 | 0.9 | 0.9 | 0.9 | 0.9 | 0.9 | 0.9 | 0.9 | 0.9 | 0.9 | 0.9 | 0.9 | 0.9 | 0.9 | 0.9 | 0.9 | 0.9 | 0.9 | 0.9 | 0 | 0 | 0 | 0 | 0 | 0 | 0 | 0
F2_Commercial_Miscellaneous_New_Miscellaneous_Natural Gas_Pool Heater_E2 | F2 | Commercial | Miscellaneous | New | Miscellaneous | Natural Gas | Pool Heater | E2 | TRC BC Ratio | 0.5239 | 0.52164 | 0.52208 | 0.52981 | 0.54312 | 0.56021 | 0.57494 | 0.58666 | 0.59726 | 0.60773 | 0.61914 | 0.63073 | 0.64215 | 0.65494 | 0.66711 | 0.67867 | 0.69034 | 0.7008 | 0.70989 | 0.71743 | 0.72449 | 0.73101 | 0 | 0 | 0 | 0 | 0 | 0 | 0 | 0
F2_Commercial_Miscellaneous_New_Miscellaneous_Natural Gas_Pool Heater_E3 | F2 | Commercial | Miscellaneous | New | Miscellaneous | Natural Gas | Pool Heater | E3 | TRC BC Ratio | 0 | 0 | 0 | 0 | 0 | 0 | 0 | 0 | 0 | 0 | 0 | 0 | 0 | 0 | 0 | 0 | 0 | 0 | 0 | 0 | 0 | 0 | 0 | 0 | 0 | 0 | 0 | 0 | 0 | 0
F2_Commercial_Miscellaneous_New_Miscellaneous_Natural Gas_Pool Heater_E4 | F2 | Commercial | Miscellaneous | New | Miscellaneous | Natural Gas | Pool Heater | E4 | TRC BC Ratio | 0 | 0 | 0 | 0 | 0 | 0 | 0 | 0 | 0 | 0 | 0 | 0 | 0 | 0 | 0 | 0 | 0 | 0 | 0 | 0 | 0 | 0 | 0 | 0 | 0 | 0 | 0 | 0 | 0 | 0
F2_Commercial_Miscellaneous_New_Miscellaneous_Natural Gas_Pool Heater_E5 | F2 | Commercial | Miscellaneous | New | Miscellaneous | Natural Gas | Pool Heater | E5 | TRC BC Ratio | 0 | 0 | 0 | 0 | 0 | 0 | 0 | 0 | 0 | 0 | 0 | 0 | 0 | 0 | 0 | 0 | 0 | 0 | 0 | 0 | 0 | 0 | 0 | 0 | 0 | 0 | 0 | 0 | 0 | 0
F2_Commercial_Miscellaneous_New_Miscellaneous_Natural Gas_Pool Heater_E6 | F2 | Commercial | Miscellaneous | New | Miscellaneous | Natural Gas | Pool Heater | E6 | TRC BC Ratio | 0 | 0 | 0 | 0 | 0 | 0 | 0 | 0 | 0 | 0 | 0 | 0 | 0 | 0 | 0 | 0 | 0 | 0 | 0 | 0 | 0 | 0 | 0 | 0 | 0 | 0 | 0 | 0 | 0 | 0
F2_Commercial_Miscellaneous_New_Miscellaneous_Natural Gas_Pool Heater_E7 | F2 | Commercial | Miscellaneous | New | Miscellaneous | Natural Gas | Pool Heater | E7 | TRC BC Ratio | 0 | 0 | 0 | 0 | 0 | 0 | 0 | 0 | 0 | 0 | 0 | 0 | 0 | 0 | 0 | 0 | 0 | 0 | 0 | 0 | 0 | 0 | 0 | 0 | 0 | 0 | 0 | 0 | 0 | 0
F2_Commercial_Miscellaneous_New_Miscellaneous_Natural Gas_Pool Heater_E8 | F2 | Commercial | Miscellaneous | New | Miscellaneous | Natural Gas | Pool Heater | E8 | TRC BC Ratio | 0 | 0 | 0 | 0 | 0 | 0 | 0 | 0 | 0 | 0 | 0 | 0 | 0 | 0 | 0 | 0 | 0 | 0 | 0 | 0 | 0 | 0 | 0 | 0 | 0 | 0 | 0 | 0 | 0 | 0
F2_Commercial_Miscellaneous_New_Miscellaneous_Natural Gas_Pool Heater_E9 | F2 | Commercial | Miscellaneous | New | Miscellaneous | Natural Gas | Pool Heater | E9 | TRC BC Ratio | 0 | 0 | 0 | 0 | 0 | 0 | 0 | 0 | 0 | 0 | 0 | 0 | 0 | 0 | 0 | 0 | 0 | 0 | 0 | 0 | 0 | 0 | 0 | 0 | 0 | 0 | 0 | 0 | 0 | 0
F2_Commercial_Miscellaneous_New_Miscellaneous_Natural Gas_Pool Heater_E10 | F2 | Commercial | Miscellaneous | New | Miscellaneous | Natural Gas | Pool Heater | E10 | TRC BC Ratio | 0 | 0 | 0 | 0 | 0 | 0 | 0 | 0 | 0 | 0 | 0 | 0 | 0 | 0 | 0 | 0 | 0 | 0 | 0 | 0 | 0 | 0 | 0 | 0 | 0 | 0 | 0 | 0 | 0 | 0
F3_Commercial_Miscellaneous_New_Miscellaneous_Natural Gas_Pool Heater_E1 | F3 | Commercial | Miscellaneous | New | Miscellaneous | Natural Gas | Pool Heater | E1 | PACT BC Ratio | 0.9 | 0.9 | 0.9 | 0.9 | 0.9 | 0.9 | 0.9 | 0.9 | 0.9 | 0.9 | 0.9 | 0.9 | 0.9 | 0.9 | 0.9 | 0.9 | 0.9 | 0.9 | 0.9 | 0.9 | 0.9 | 0.9 | 0 | 0 | 0 | 0 | 0 | 0 | 0 | 0
F3_Commercial_Miscellaneous_New_Miscellaneous_Natural Gas_Pool Heater_E2 | F3 | Commercial | Miscellaneous | New | Miscellaneous | Natural Gas | Pool Heater | E2 | PACT BC Ratio | 0.73673 | 0.73355 | 0.73416 | 0.74503 | 0.76375 | 0.78778 | 0.8085 | 0.82498 | 0.83988 | 0.8546 | 0.87065 | 0.88694 | 0.903 | 0.921 | 0.93811 | 0.95437 | 0.97078 | 0.98549 | 0.99827 | 1.0089 | 1.0188 | 1.028 | 0 | 0 | 0 | 0 | 0 | 0 | 0 | 0
F3_Commercial_Miscellaneous_New_Miscellaneous_Natural Gas_Pool Heater_E3 | F3 | Commercial | Miscellaneous | New | Miscellaneous | Natural Gas | Pool Heater | E3 | PACT BC Ratio | 0 | 0 | 0 | 0 | 0 | 0 | 0 | 0 | 0 | 0 | 0 | 0 | 0 | 0 | 0 | 0 | 0 | 0 | 0 | 0 | 0 | 0 | 0 | 0 | 0 | 0 | 0 | 0 | 0 | 0
F3_Commercial_Miscellaneous_New_Miscellaneous_Natural Gas_Pool Heater_E4 | F3 | Commercial | Miscellaneous | New | Miscellaneous | Natural Gas | Pool Heater | E4 | PACT BC Ratio | 0 | 0 | 0 | 0 | 0 | 0 | 0 | 0 | 0 | 0 | 0 | 0 | 0 | 0 | 0 | 0 | 0 | 0 | 0 | 0 | 0 | 0 | 0 | 0 | 0 | 0 | 0 | 0 | 0 | 0
F3_Commercial_Miscellaneous_New_Miscellaneous_Natural Gas_Pool Heater_E5 | F3 | Commercial | Miscellaneous | New | Miscellaneous | Natural Gas | Pool Heater | E5 | PACT BC Ratio | 0 | 0 | 0 | 0 | 0 | 0 | 0 | 0 | 0 | 0 | 0 | 0 | 0 | 0 | 0 | 0 | 0 | 0 | 0 | 0 | 0 | 0 | 0 | 0 | 0 | 0 | 0 | 0 | 0 | 0
F3_Commercial_Miscellaneous_New_Miscellaneous_Natural Gas_Pool Heater_E6 | F3 | Commercial | Miscellaneous | New | Miscellaneous | Natural Gas | Pool Heater | E6 | PACT BC Ratio | 0 | 0 | 0 | 0 | 0 | 0 | 0 | 0 | 0 | 0 | 0 | 0 | 0 | 0 | 0 | 0 | 0 | 0 | 0 | 0 | 0 | 0 | 0 | 0 | 0 | 0 | 0 | 0 | 0 | 0
F3_Commercial_Miscellaneous_New_Miscellaneous_Natural Gas_Pool Heater_E7 | F3 | Commercial | Miscellaneous | New | Miscellaneous | Natural Gas | Pool Heater | E7 | PACT BC Ratio | 0 | 0 | 0 | 0 | 0 | 0 | 0 | 0 | 0 | 0 | 0 | 0 | 0 | 0 | 0 | 0 | 0 | 0 | 0 | 0 | 0 | 0 | 0 | 0 | 0 | 0 | 0 | 0 | 0 | 0
F3_Commercial_Miscellaneous_New_Miscellaneous_Natural Gas_Pool Heater_E8 | F3 | Commercial | Miscellaneous | New | Miscellaneous | Natural Gas | Pool Heater | E8 | PACT BC Ratio | 0 | 0 | 0 | 0 | 0 | 0 | 0 | 0 | 0 | 0 | 0 | 0 | 0 | 0 | 0 | 0 | 0 | 0 | 0 | 0 | 0 | 0 | 0 | 0 | 0 | 0 | 0 | 0 | 0 | 0
F3_Commercial_Miscellaneous_New_Miscellaneous_Natural Gas_Pool Heater_E9 | F3 | Commercial | Miscellaneous | New | Miscellaneous | Natural Gas | Pool Heater | E9 | PACT BC Ratio | 0 | 0 | 0 | 0 | 0 | 0 | 0 | 0 | 0 | 0 | 0 | 0 | 0 | 0 | 0 | 0 | 0 | 0 | 0 | 0 | 0 | 0 | 0 | 0 | 0 | 0 | 0 | 0 | 0 | 0
F3_Commercial_Miscellaneous_New_Miscellaneous_Natural Gas_Pool Heater_E10 | F3 | Commercial | Miscellaneous | New | Miscellaneous | Natural Gas | Pool Heater | E10 | PACT BC Ratio | 0 | 0 | 0 | 0 | 0 | 0 | 0 | 0 | 0 | 0 | 0 | 0 | 0 | 0 | 0 | 0 | 0 | 0 | 0 | 0 | 0 | 0 | 0 | 0 | 0 | 0 | 0 | 0 | 0 | 0
F4_Commercial_Miscellaneous_New_Miscellaneous_Natural Gas_Pool Heater_E1 | F4 | Commercial | Miscellaneous | New | Miscellaneous | Natural Gas | Pool Heater | E1 | PCT BC Ratio | 0.9 | 0.9 | 0.9 | 0.9 | 0.9 | 0.9 | 0.9 | 0.9 | 0.9 | 0.9 | 0.9 | 0.9 | 0.9 | 0.9 | 0.9 | 0.9 | 0.9 | 0.9 | 0.9 | 0.9 | 0.9 | 0.9 | 0 | 0 | 0 | 0 | 0 | 0 | 0 | 0
F4_Commercial_Miscellaneous_New_Miscellaneous_Natural Gas_Pool Heater_E2 | F4 | Commercial | Miscellaneous | New | Miscellaneous | Natural Gas | Pool Heater | E2 | PCT BC Ratio | 1.5399 | 1.5356 | 1.5364 | 1.5512 | 1.5766 | 1.6092 | 1.6373 | 1.6597 | 1.6799 | 1.6999 | 1.7217 | 1.7439 | 1.7657 | 1.7901 | 1.8133 | 1.8354 | 1.8577 | 1.8776 | 1.895 | 1.9094 | 1.9229 | 1.9353 | 0 | 0 | 0 | 0 | 0 | 0 | 0 | 0
F4_Commercial_Miscellaneous_New_Miscellaneous_Natural Gas_Pool Heater_E3 | F4 | Commercial | Miscellaneous | New | Miscellaneous | Natural Gas | Pool Heater | E3 | PCT BC Ratio | 0 | 0 | 0 | 0 | 0 | 0 | 0 | 0 | 0 | 0 | 0 | 0 | 0 | 0 | 0 | 0 | 0 | 0 | 0 | 0 | 0 | 0 | 0 | 0 | 0 | 0 | 0 | 0 | 0 | 0
F4_Commercial_Miscellaneous_New_Miscellaneous_Natural Gas_Pool Heater_E4 | F4 | Commercial | Miscellaneous | New | Miscellaneous | Natural Gas | Pool Heater | E4 | PCT BC Ratio | 0 | 0 | 0 | 0 | 0 | 0 | 0 | 0 | 0 | 0 | 0 | 0 | 0 | 0 | 0 | 0 | 0 | 0 | 0 | 0 | 0 | 0 | 0 | 0 | 0 | 0 | 0 | 0 | 0 | 0
F4_Commercial_Miscellaneous_New_Miscellaneous_Natural Gas_Pool Heater_E5 | F4 | Commercial | Miscellaneous | New | Miscellaneous | Natural Gas | Pool Heater | E5 | PCT BC Ratio | 0 | 0 | 0 | 0 | 0 | 0 | 0 | 0 | 0 | 0 | 0 | 0 | 0 | 0 | 0 | 0 | 0 | 0 | 0 | 0 | 0 | 0 | 0 | 0 | 0 | 0 | 0 | 0 | 0 | 0
F4_Commercial_Miscellaneous_New_Miscellaneous_Natural Gas_Pool Heater_E6 | F4 | Commercial | Miscellaneous | New | Miscellaneous | Natural Gas | Pool Heater | E6 | PCT BC Ratio | 0 | 0 | 0 | 0 | 0 | 0 | 0 | 0 | 0 | 0 | 0 | 0 | 0 | 0 | 0 | 0 | 0 | 0 | 0 | 0 | 0 | 0 | 0 | 0 | 0 | 0 | 0 | 0 | 0 | 0
F4_Commercial_Miscellaneous_New_Miscellaneous_Natural Gas_Pool Heater_E7 | F4 | Commercial | Miscellaneous | New | Miscellaneous | Natural Gas | Pool Heater | E7 | PCT BC Ratio | 0 | 0 | 0 | 0 | 0 | 0 | 0 | 0 | 0 | 0 | 0 | 0 | 0 | 0 | 0 | 0 | 0 | 0 | 0 | 0 | 0 | 0 | 0 | 0 | 0 | 0 | 0 | 0 | 0 | 0
F4_Commercial_Miscellaneous_New_Miscellaneous_Natural Gas_Pool Heater_E8 | F4 | Commercial | Miscellaneous | New | Miscellaneous | Natural Gas | Pool Heater | E8 | PCT BC Ratio | 0 | 0 | 0 | 0 | 0 | 0 | 0 | 0 | 0 | 0 | 0 | 0 | 0 | 0 | 0 | 0 | 0 | 0 | 0 | 0 | 0 | 0 | 0 | 0 | 0 | 0 | 0 | 0 | 0 | 0
F4_Commercial_Miscellaneous_New_Miscellaneous_Natural Gas_Pool Heater_E9 | F4 | Commercial | Miscellaneous | New | Miscellaneous | Natural Gas | Pool Heater | E9 | PCT BC Ratio | 0 | 0 | 0 | 0 | 0 | 0 | 0 | 0 | 0 | 0 | 0 | 0 | 0 | 0 | 0 | 0 | 0 | 0 | 0 | 0 | 0 | 0 | 0 | 0 | 0 | 0 | 0 | 0 | 0 | 0
F4_Commercial_Miscellaneous_New_Miscellaneous_Natural Gas_Pool Heater_E10 | F4 | Commercial | Miscellaneous | New | Miscellaneous | Natural Gas | Pool Heater | E10 | PCT BC Ratio | 0 | 0 | 0 | 0 | 0 | 0 | 0 | 0 | 0 | 0 | 0 | 0 | 0 | 0 | 0 | 0 | 0 | 0 | 0 | 0 | 0 | 0 | 0 | 0 | 0 | 0 | 0 | 0 | 0 | 0
F5_Commercial_Miscellaneous_New_Miscellaneous_Natural Gas_Pool Heater_E1 | F5 | Commercial | Miscellaneous | New | Miscellaneous | Natural Gas | Pool Heater | E1 | RIM BC Ratio | 0.9 | 0.9 | 0.9 | 0.9 | 0.9 | 0.9 | 0.9 | 0.9 | 0.9 | 0.9 | 0.9 | 0.9 | 0.9 | 0.9 | 0.9 | 0.9 | 0.9 | 0.9 | 0.9 | 0.9 | 0.9 | 0.9 | 0 | 0 | 0 | 0 | 0 | 0 | 0 | 0
F5_Commercial_Miscellaneous_New_Miscellaneous_Natural Gas_Pool Heater_E2 | F5 | Commercial | Miscellaneous | New | Miscellaneous | Natural Gas | Pool Heater | E2 | RIM BC Ratio | 0.39133 | 0.39043 | 0.3906 | 0.39366 | 0.39882 | 0.40528 | 0.41069 | 0.4149 | 0.41863 | 0.42226 | 0.42614 | 0.43001 | 0.43375 | 0.43786 | 0.44169 | 0.44526 | 0.4488 | 0.45192 | 0.45459 | 0.45677 | 0.4588 | 0.46065 | 0 | 0 | 0 | 0 | 0 | 0 | 0 | 0
F5_Commercial_Miscellaneous_New_Miscellaneous_Natural Gas_Pool Heater_E3 | F5 | Commercial | Miscellaneous | New | Miscellaneous | Natural Gas | Pool Heater | E3 | RIM BC Ratio | 0 | 0 | 0 | 0 | 0 | 0 | 0 | 0 | 0 | 0 | 0 | 0 | 0 | 0 | 0 | 0 | 0 | 0 | 0 | 0 | 0 | 0 | 0 | 0 | 0 | 0 | 0 | 0 | 0 | 0
F5_Commercial_Miscellaneous_New_Miscellaneous_Natural Gas_Pool Heater_E4 | F5 | Commercial | Miscellaneous | New | Miscellaneous | Natural Gas | Pool Heater | E4 | RIM BC Ratio | 0 | 0 | 0 | 0 | 0 | 0 | 0 | 0 | 0 | 0 | 0 | 0 | 0 | 0 | 0 | 0 | 0 | 0 | 0 | 0 | 0 | 0 | 0 | 0 | 0 | 0 | 0 | 0 | 0 | 0
F5_Commercial_Miscellaneous_New_Miscellaneous_Natural Gas_Pool Heater_E5 | F5 | Commercial | Miscellaneous | New | Miscellaneous | Natural Gas | Pool Heater | E5 | RIM BC Ratio | 0 | 0 | 0 | 0 | 0 | 0 | 0 | 0 | 0 | 0 | 0 | 0 | 0 | 0 | 0 | 0 | 0 | 0 | 0 | 0 | 0 | 0 | 0 | 0 | 0 | 0 | 0 | 0 | 0 | 0
F5_Commercial_Miscellaneous_New_Miscellaneous_Natural Gas_Pool Heater_E6 | F5 | Commercial | Miscellaneous | New | Miscellaneous | Natural Gas | Pool Heater | E6 | RIM BC Ratio | 0 | 0 | 0 | 0 | 0 | 0 | 0 | 0 | 0 | 0 | 0 | 0 | 0 | 0 | 0 | 0 | 0 | 0 | 0 | 0 | 0 | 0 | 0 | 0 | 0 | 0 | 0 | 0 | 0 | 0
F5_Commercial_Miscellaneous_New_Miscellaneous_Natural Gas_Pool Heater_E7 | F5 | Commercial | Miscellaneous | New | Miscellaneous | Natural Gas | Pool Heater | E7 | RIM BC Ratio | 0 | 0 | 0 | 0 | 0 | 0 | 0 | 0 | 0 | 0 | 0 | 0 | 0 | 0 | 0 | 0 | 0 | 0 | 0 | 0 | 0 | 0 | 0 | 0 | 0 | 0 | 0 | 0 | 0 | 0
F5_Commercial_Miscellaneous_New_Miscellaneous_Natural Gas_Pool Heater_E8 | F5 | Commercial | Miscellaneous | New | Miscellaneous | Natural Gas | Pool Heater | E8 | RIM BC Ratio | 0 | 0 | 0 | 0 | 0 | 0 | 0 | 0 | 0 | 0 | 0 | 0 | 0 | 0 | 0 | 0 | 0 | 0 | 0 | 0 | 0 | 0 | 0 | 0 | 0 | 0 | 0 | 0 | 0 | 0
F5_Commercial_Miscellaneous_New_Miscellaneous_Natural Gas_Pool Heater_E9 | F5 | Commercial | Miscellaneous | New | Miscellaneous | Natural Gas | Pool Heater | E9 | RIM BC Ratio | 0 | 0 | 0 | 0 | 0 | 0 | 0 | 0 | 0 | 0 | 0 | 0 | 0 | 0 | 0 | 0 | 0 | 0 | 0 | 0 | 0 | 0 | 0 | 0 | 0 | 0 | 0 | 0 | 0 | 0
F5_Commercial_Miscellaneous_New_Miscellaneous_Natural Gas_Pool Heater_E10 | F5 | Commercial | Miscellaneous | New | Miscellaneous | Natural Gas | Pool Heater | E10 | RIM BC Ratio | 0 | 0 | 0 | 0 | 0 | 0 | 0 | 0 | 0 | 0 | 0 | 0 | 0 | 0 | 0 | 0 | 0 | 0 | 0 | 0 | 0 | 0 | 0 | 0 | 0 | 0 | 0 | 0 | 0 | 0
F0_Commercial_Miscellaneous_New_Miscellaneous_Natural Gas_Miscellaneous_E0 | F0 | Commercial | Miscellaneous | New | Miscellaneous | Natural Gas | Miscellaneous | E0 | Economic Unit | Miscellaneous | Miscellaneous | Miscellaneous | Miscellaneous | Miscellaneous | Miscellaneous | Miscellaneous | Miscellaneous | Miscellaneous | Miscellaneous | Miscellaneous | Miscellaneous | Miscellaneous | Miscellaneous | Miscellaneous | Miscellaneous | Miscellaneous | Miscellaneous | Miscellaneous | Miscellaneous | Miscellaneous | Miscellaneous | 0 | 0 | 0 | 0 | 0 | 0 | 0 | 0
F1_Commercial_Miscellaneous_New_Miscellaneous_Natural Gas_Miscellaneous_E1 | F1 | Commercial | Miscellaneous | New | Miscellaneous | Natural Gas | Miscellaneous | E1 | CCE | 0 | 0 | 0 | 0 | 0 | 0 | 0 | 0 | 0 | 0 | 0 | 0 | 0 | 0 | 0 | 0 | 0 | 0 | 0 | 0 | 0 | 0 | 0 | 0 | 0 | 0 | 0 | 0 | 0 | 0
F1_Commercial_Miscellaneous_New_Miscellaneous_Natural Gas_Miscellaneous_E2 | F1 | Commercial | Miscellaneous | New | Miscellaneous | Natural Gas | Miscellaneous | E2 | CCE | 0 | 0 | 0 | 0 | 0 | 0 | 0 | 0 | 0 | 0 | 0 | 0 | 0 | 0 | 0 | 0 | 0 | 0 | 0 | 0 | 0 | 0 | 0 | 0 | 0 | 0 | 0 | 0 | 0 | 0
F1_Commercial_Miscellaneous_New_Miscellaneous_Natural Gas_Miscellaneous_E3 | F1 | Commercial | Miscellaneous | New | Miscellaneous | Natural Gas | Miscellaneous | E3 | CCE | 0 | 0 | 0 | 0 | 0 | 0 | 0 | 0 | 0 | 0 | 0 | 0 | 0 | 0 | 0 | 0 | 0 | 0 | 0 | 0 | 0 | 0 | 0 | 0 | 0 | 0 | 0 | 0 | 0 | 0
F1_Commercial_Miscellaneous_New_Miscellaneous_Natural Gas_Miscellaneous_E4 | F1 | Commercial | Miscellaneous | New | Miscellaneous | Natural Gas | Miscellaneous | E4 | CCE | 0 | 0 | 0 | 0 | 0 | 0 | 0 | 0 | 0 | 0 | 0 | 0 | 0 | 0 | 0 | 0 | 0 | 0 | 0 | 0 | 0 | 0 | 0 | 0 | 0 | 0 | 0 | 0 | 0 | 0
F1_Commercial_Miscellaneous_New_Miscellaneous_Natural Gas_Miscellaneous_E5 | F1 | Commercial | Miscellaneous | New | Miscellaneous | Natural Gas | Miscellaneous | E5 | CCE | 0 | 0 | 0 | 0 | 0 | 0 | 0 | 0 | 0 | 0 | 0 | 0 | 0 | 0 | 0 | 0 | 0 | 0 | 0 | 0 | 0 | 0 | 0 | 0 | 0 | 0 | 0 | 0 | 0 | 0
F1_Commercial_Miscellaneous_New_Miscellaneous_Natural Gas_Miscellaneous_E6 | F1 | Commercial | Miscellaneous | New | Miscellaneous | Natural Gas | Miscellaneous | E6 | CCE | 0 | 0 | 0 | 0 | 0 | 0 | 0 | 0 | 0 | 0 | 0 | 0 | 0 | 0 | 0 | 0 | 0 | 0 | 0 | 0 | 0 | 0 | 0 | 0 | 0 | 0 | 0 | 0 | 0 | 0
F1_Commercial_Miscellaneous_New_Miscellaneous_Natural Gas_Miscellaneous_E7 | F1 | Commercial | Miscellaneous | New | Miscellaneous | Natural Gas | Miscellaneous | E7 | CCE | 0 | 0 | 0 | 0 | 0 | 0 | 0 | 0 | 0 | 0 | 0 | 0 | 0 | 0 | 0 | 0 | 0 | 0 | 0 | 0 | 0 | 0 | 0 | 0 | 0 | 0 | 0 | 0 | 0 | 0
F1_Commercial_Miscellaneous_New_Miscellaneous_Natural Gas_Miscellaneous_E8 | F1 | Commercial | Miscellaneous | New | Miscellaneous | Natural Gas | Miscellaneous | E8 | CCE | 0 | 0 | 0 | 0 | 0 | 0 | 0 | 0 | 0 | 0 | 0 | 0 | 0 | 0 | 0 | 0 | 0 | 0 | 0 | 0 | 0 | 0 | 0 | 0 | 0 | 0 | 0 | 0 | 0 | 0
F1_Commercial_Miscellaneous_New_Miscellaneous_Natural Gas_Miscellaneous_E9 | F1 | Commercial | Miscellaneous | New | Miscellaneous | Natural Gas | Miscellaneous | E9 | CCE | 0 | 0 | 0 | 0 | 0 | 0 | 0 | 0 | 0 | 0 | 0 | 0 | 0 | 0 | 0 | 0 | 0 | 0 | 0 | 0 | 0 | 0 | 0 | 0 | 0 | 0 | 0 | 0 | 0 | 0
F1_Commercial_Miscellaneous_New_Miscellaneous_Natural Gas_Miscellaneous_E10 | F1 | Commercial | Miscellaneous | New | Miscellaneous | Natural Gas | Miscellaneous | E10 | CCE | 0 | 0 | 0 | 0 | 0 | 0 | 0 | 0 | 0 | 0 | 0 | 0 | 0 | 0 | 0 | 0 | 0 | 0 | 0 | 0 | 0 | 0 | 0 | 0 | 0 | 0 | 0 | 0 | 0 | 0
F2_Commercial_Miscellaneous_New_Miscellaneous_Natural Gas_Miscellaneous_E1 | F2 | Commercial | Miscellaneous | New | Miscellaneous | Natural Gas | Miscellaneous | E1 | TRC BC Ratio | 0.9 | 0.9 | 0.9 | 0.9 | 0.9 | 0.9 | 0.9 | 0.9 | 0.9 | 0.9 | 0.9 | 0.9 | 0.9 | 0.9 | 0.9 | 0.9 | 0.9 | 0.9 | 0.9 | 0.9 | 0.9 | 0.9 | 0 | 0 | 0 | 0 | 0 | 0 | 0 | 0
F2_Commercial_Miscellaneous_New_Miscellaneous_Natural Gas_Miscellaneous_E2 | F2 | Commercial | Miscellaneous | New | Miscellaneous | Natural Gas | Miscellaneous | E2 | TRC BC Ratio | 0 | 0 | 0 | 0 | 0 | 0 | 0 | 0 | 0 | 0 | 0 | 0 | 0 | 0 | 0 | 0 | 0 | 0 | 0 | 0 | 0 | 0 | 0 | 0 | 0 | 0 | 0 | 0 | 0 | 0
F2_Commercial_Miscellaneous_New_Miscellaneous_Natural Gas_Miscellaneous_E3 | F2 | Commercial | Miscellaneous | New | Miscellaneous | Natural Gas | Miscellaneous | E3 | TRC BC Ratio | 0 | 0 | 0 | 0 | 0 | 0 | 0 | 0 | 0 | 0 | 0 | 0 | 0 | 0 | 0 | 0 | 0 | 0 | 0 | 0 | 0 | 0 | 0 | 0 | 0 | 0 | 0 | 0 | 0 | 0
F2_Commercial_Miscellaneous_New_Miscellaneous_Natural Gas_Miscellaneous_E4 | F2 | Commercial | Miscellaneous | New | Miscellaneous | Natural Gas | Miscellaneous | E4 | TRC BC Ratio | 0 | 0 | 0 | 0 | 0 | 0 | 0 | 0 | 0 | 0 | 0 | 0 | 0 | 0 | 0 | 0 | 0 | 0 | 0 | 0 | 0 | 0 | 0 | 0 | 0 | 0 | 0 | 0 | 0 | 0
F2_Commercial_Miscellaneous_New_Miscellaneous_Natural Gas_Miscellaneous_E5 | F2 | Commercial | Miscellaneous | New | Miscellaneous | Natural Gas | Miscellaneous | E5 | TRC BC Ratio | 0 | 0 | 0 | 0 | 0 | 0 | 0 | 0 | 0 | 0 | 0 | 0 | 0 | 0 | 0 | 0 | 0 | 0 | 0 | 0 | 0 | 0 | 0 | 0 | 0 | 0 | 0 | 0 | 0 | 0
F2_Commercial_Miscellaneous_New_Miscellaneous_Natural Gas_Miscellaneous_E6 | F2 | Commercial | Miscellaneous | New | Miscellaneous | Natural Gas | Miscellaneous | E6 | TRC BC Ratio | 0 | 0 | 0 | 0 | 0 | 0 | 0 | 0 | 0 | 0 | 0 | 0 | 0 | 0 | 0 | 0 | 0 | 0 | 0 | 0 | 0 | 0 | 0 | 0 | 0 | 0 | 0 | 0 | 0 | 0
F2_Commercial_Miscellaneous_New_Miscellaneous_Natural Gas_Miscellaneous_E7 | F2 | Commercial | Miscellaneous | New | Miscellaneous | Natural Gas | Miscellaneous | E7 | TRC BC Ratio | 0 | 0 | 0 | 0 | 0 | 0 | 0 | 0 | 0 | 0 | 0 | 0 | 0 | 0 | 0 | 0 | 0 | 0 | 0 | 0 | 0 | 0 | 0 | 0 | 0 | 0 | 0 | 0 | 0 | 0
F2_Commercial_Miscellaneous_New_Miscellaneous_Natural Gas_Miscellaneous_E8 | F2 | Commercial | Miscellaneous | New | Miscellaneous | Natural Gas | Miscellaneous | E8 | TRC BC Ratio | 0 | 0 | 0 | 0 | 0 | 0 | 0 | 0 | 0 | 0 | 0 | 0 | 0 | 0 | 0 | 0 | 0 | 0 | 0 | 0 | 0 | 0 | 0 | 0 | 0 | 0 | 0 | 0 | 0 | 0
F2_Commercial_Miscellaneous_New_Miscellaneous_Natural Gas_Miscellaneous_E9 | F2 | Commercial | Miscellaneous | New | Miscellaneous | Natural Gas | Miscellaneous | E9 | TRC BC Ratio | 0 | 0 | 0 | 0 | 0 | 0 | 0 | 0 | 0 | 0 | 0 | 0 | 0 | 0 | 0 | 0 | 0 | 0 | 0 | 0 | 0 | 0 | 0 | 0 | 0 | 0 | 0 | 0 | 0 | 0
F2_Commercial_Miscellaneous_New_Miscellaneous_Natural Gas_Miscellaneous_E10 | F2 | Commercial | Miscellaneous | New | Miscellaneous | Natural Gas | Miscellaneous | E10 | TRC BC Ratio | 0 | 0 | 0 | 0 | 0 | 0 | 0 | 0 | 0 | 0 | 0 | 0 | 0 | 0 | 0 | 0 | 0 | 0 | 0 | 0 | 0 | 0 | 0 | 0 | 0 | 0 | 0 | 0 | 0 | 0
F3_Commercial_Miscellaneous_New_Miscellaneous_Natural Gas_Miscellaneous_E1 | F3 | Commercial | Miscellaneous | New | Miscellaneous | Natural Gas | Miscellaneous | E1 | PACT BC Ratio | 0.9 | 0.9 | 0.9 | 0.9 | 0.9 | 0.9 | 0.9 | 0.9 | 0.9 | 0.9 | 0.9 | 0.9 | 0.9 | 0.9 | 0.9 | 0.9 | 0.9 | 0.9 | 0.9 | 0.9 | 0.9 | 0.9 | 0 | 0 | 0 | 0 | 0 | 0 | 0 | 0
F3_Commercial_Miscellaneous_New_Miscellaneous_Natural Gas_Miscellaneous_E2 | F3 | Commercial | Miscellaneous | New | Miscellaneous | Natural Gas | Miscellaneous | E2 | PACT BC Ratio | 0 | 0 | 0 | 0 | 0 | 0 | 0 | 0 | 0 | 0 | 0 | 0 | 0 | 0 | 0 | 0 | 0 | 0 | 0 | 0 | 0 | 0 | 0 | 0 | 0 | 0 | 0 | 0 | 0 | 0
F3_Commercial_Miscellaneous_New_Miscellaneous_Natural Gas_Miscellaneous_E3 | F3 | Commercial | Miscellaneous | New | Miscellaneous | Natural Gas | Miscellaneous | E3 | PACT BC Ratio | 0 | 0 | 0 | 0 | 0 | 0 | 0 | 0 | 0 | 0 | 0 | 0 | 0 | 0 | 0 | 0 | 0 | 0 | 0 | 0 | 0 | 0 | 0 | 0 | 0 | 0 | 0 | 0 | 0 | 0
F3_Commercial_Miscellaneous_New_Miscellaneous_Natural Gas_Miscellaneous_E4 | F3 | Commercial | Miscellaneous | New | Miscellaneous | Natural Gas | Miscellaneous | E4 | PACT BC Ratio | 0 | 0 | 0 | 0 | 0 | 0 | 0 | 0 | 0 | 0 | 0 | 0 | 0 | 0 | 0 | 0 | 0 | 0 | 0 | 0 | 0 | 0 | 0 | 0 | 0 | 0 | 0 | 0 | 0 | 0
F3_Commercial_Miscellaneous_New_Miscellaneous_Natural Gas_Miscellaneous_E5 | F3 | Commercial | Miscellaneous | New | Miscellaneous | Natural Gas | Miscellaneous | E5 | PACT BC Ratio | 0 | 0 | 0 | 0 | 0 | 0 | 0 | 0 | 0 | 0 | 0 | 0 | 0 | 0 | 0 | 0 | 0 | 0 | 0 | 0 | 0 | 0 | 0 | 0 | 0 | 0 | 0 | 0 | 0 | 0
F3_Commercial_Miscellaneous_New_Miscellaneous_Natural Gas_Miscellaneous_E6 | F3 | Commercial | Miscellaneous | New | Miscellaneous | Natural Gas | Miscellaneous | E6 | PACT BC Ratio | 0 | 0 | 0 | 0 | 0 | 0 | 0 | 0 | 0 | 0 | 0 | 0 | 0 | 0 | 0 | 0 | 0 | 0 | 0 | 0 | 0 | 0 | 0 | 0 | 0 | 0 | 0 | 0 | 0 | 0
F3_Commercial_Miscellaneous_New_Miscellaneous_Natural Gas_Miscellaneous_E7 | F3 | Commercial | Miscellaneous | New | Miscellaneous | Natural Gas | Miscellaneous | E7 | PACT BC Ratio | 0 | 0 | 0 | 0 | 0 | 0 | 0 | 0 | 0 | 0 | 0 | 0 | 0 | 0 | 0 | 0 | 0 | 0 | 0 | 0 | 0 | 0 | 0 | 0 | 0 | 0 | 0 | 0 | 0 | 0
F3_Commercial_Miscellaneous_New_Miscellaneous_Natural Gas_Miscellaneous_E8 | F3 | Commercial | Miscellaneous | New | Miscellaneous | Natural Gas | Miscellaneous | E8 | PACT BC Ratio | 0 | 0 | 0 | 0 | 0 | 0 | 0 | 0 | 0 | 0 | 0 | 0 | 0 | 0 | 0 | 0 | 0 | 0 | 0 | 0 | 0 | 0 | 0 | 0 | 0 | 0 | 0 | 0 | 0 | 0
F3_Commercial_Miscellaneous_New_Miscellaneous_Natural Gas_Miscellaneous_E9 | F3 | Commercial | Miscellaneous | New | Miscellaneous | Natural Gas | Miscellaneous | E9 | PACT BC Ratio | 0 | 0 | 0 | 0 | 0 | 0 | 0 | 0 | 0 | 0 | 0 | 0 | 0 | 0 | 0 | 0 | 0 | 0 | 0 | 0 | 0 | 0 | 0 | 0 | 0 | 0 | 0 | 0 | 0 | 0
F3_Commercial_Miscellaneous_New_Miscellaneous_Natural Gas_Miscellaneous_E10 | F3 | Commercial | Miscellaneous | New | Miscellaneous | Natural Gas | Miscellaneous | E10 | PACT BC Ratio | 0 | 0 | 0 | 0 | 0 | 0 | 0 | 0 | 0 | 0 | 0 | 0 | 0 | 0 | 0 | 0 | 0 | 0 | 0 | 0 | 0 | 0 | 0 | 0 | 0 | 0 | 0 | 0 | 0 | 0
F4_Commercial_Miscellaneous_New_Miscellaneous_Natural Gas_Miscellaneous_E1 | F4 | Commercial | Miscellaneous | New | Miscellaneous | Natural Gas | Miscellaneous | E1 | PCT BC Ratio | 0.9 | 0.9 | 0.9 | 0.9 | 0.9 | 0.9 | 0.9 | 0.9 | 0.9 | 0.9 | 0.9 | 0.9 | 0.9 | 0.9 | 0.9 | 0.9 | 0.9 | 0.9 | 0.9 | 0.9 | 0.9 | 0.9 | 0 | 0 | 0 | 0 | 0 | 0 | 0 | 0
F4_Commercial_Miscellaneous_New_Miscellaneous_Natural Gas_Miscellaneous_E2 | F4 | Commercial | Miscellaneous | New | Miscellaneous | Natural Gas | Miscellaneous | E2 | PCT BC Ratio | 0 | 0 | 0 | 0 | 0 | 0 | 0 | 0 | 0 | 0 | 0 | 0 | 0 | 0 | 0 | 0 | 0 | 0 | 0 | 0 | 0 | 0 | 0 | 0 | 0 | 0 | 0 | 0 | 0 | 0
F4_Commercial_Miscellaneous_New_Miscellaneous_Natural Gas_Miscellaneous_E3 | F4 | Commercial | Miscellaneous | New | Miscellaneous | Natural Gas | Miscellaneous | E3 | PCT BC Ratio | 0 | 0 | 0 | 0 | 0 | 0 | 0 | 0 | 0 | 0 | 0 | 0 | 0 | 0 | 0 | 0 | 0 | 0 | 0 | 0 | 0 | 0 | 0 | 0 | 0 | 0 | 0 | 0 | 0 | 0
F4_Commercial_Miscellaneous_New_Miscellaneous_Natural Gas_Miscellaneous_E4 | F4 | Commercial | Miscellaneous | New | Miscellaneous | Natural Gas | Miscellaneous | E4 | PCT BC Ratio | 0 | 0 | 0 | 0 | 0 | 0 | 0 | 0 | 0 | 0 | 0 | 0 | 0 | 0 | 0 | 0 | 0 | 0 | 0 | 0 | 0 | 0 | 0 | 0 | 0 | 0 | 0 | 0 | 0 | 0
F4_Commercial_Miscellaneous_New_Miscellaneous_Natural Gas_Miscellaneous_E5 | F4 | Commercial | Miscellaneous | New | Miscellaneous | Natural Gas | Miscellaneous | E5 | PCT BC Ratio | 0 | 0 | 0 | 0 | 0 | 0 | 0 | 0 | 0 | 0 | 0 | 0 | 0 | 0 | 0 | 0 | 0 | 0 | 0 | 0 | 0 | 0 | 0 | 0 | 0 | 0 | 0 | 0 | 0 | 0
F4_Commercial_Miscellaneous_New_Miscellaneous_Natural Gas_Miscellaneous_E6 | F4 | Commercial | Miscellaneous | New | Miscellaneous | Natural Gas | Miscellaneous | E6 | PCT BC Ratio | 0 | 0 | 0 | 0 | 0 | 0 | 0 | 0 | 0 | 0 | 0 | 0 | 0 | 0 | 0 | 0 | 0 | 0 | 0 | 0 | 0 | 0 | 0 | 0 | 0 | 0 | 0 | 0 | 0 | 0
F4_Commercial_Miscellaneous_New_Miscellaneous_Natural Gas_Miscellaneous_E7 | F4 | Commercial | Miscellaneous | New | Miscellaneous | Natural Gas | Miscellaneous | E7 | PCT BC Ratio | 0 | 0 | 0 | 0 | 0 | 0 | 0 | 0 | 0 | 0 | 0 | 0 | 0 | 0 | 0 | 0 | 0 | 0 | 0 | 0 | 0 | 0 | 0 | 0 | 0 | 0 | 0 | 0 | 0 | 0
F4_Commercial_Miscellaneous_New_Miscellaneous_Natural Gas_Miscellaneous_E8 | F4 | Commercial | Miscellaneous | New | Miscellaneous | Natural Gas | Miscellaneous | E8 | PCT BC Ratio | 0 | 0 | 0 | 0 | 0 | 0 | 0 | 0 | 0 | 0 | 0 | 0 | 0 | 0 | 0 | 0 | 0 | 0 | 0 | 0 | 0 | 0 | 0 | 0 | 0 | 0 | 0 | 0 | 0 | 0
F4_Commercial_Miscellaneous_New_Miscellaneous_Natural Gas_Miscellaneous_E9 | F4 | Commercial | Miscellaneous | New | Miscellaneous | Natural Gas | Miscellaneous | E9 | PCT BC Ratio | 0 | 0 | 0 | 0 | 0 | 0 | 0 | 0 | 0 | 0 | 0 | 0 | 0 | 0 | 0 | 0 | 0 | 0 | 0 | 0 | 0 | 0 | 0 | 0 | 0 | 0 | 0 | 0 | 0 | 0
F4_Commercial_Miscellaneous_New_Miscellaneous_Natural Gas_Miscellaneous_E10 | F4 | Commercial | Miscellaneous | New | Miscellaneous | Natural Gas | Miscellaneous | E10 | PCT BC Ratio | 0 | 0 | 0 | 0 | 0 | 0 | 0 | 0 | 0 | 0 | 0 | 0 | 0 | 0 | 0 | 0 | 0 | 0 | 0 | 0 | 0 | 0 | 0 | 0 | 0 | 0 | 0 | 0 | 0 | 0
F5_Commercial_Miscellaneous_New_Miscellaneous_Natural Gas_Miscellaneous_E1 | F5 | Commercial | Miscellaneous | New | Miscellaneous | Natural Gas | Miscellaneous | E1 | RIM BC Ratio | 0.9 | 0.9 | 0.9 | 0.9 | 0.9 | 0.9 | 0.9 | 0.9 | 0.9 | 0.9 | 0.9 | 0.9 | 0.9 | 0.9 | 0.9 | 0.9 | 0.9 | 0.9 | 0.9 | 0.9 | 0.9 | 0.9 | 0 | 0 | 0 | 0 | 0 | 0 | 0 | 0
F5_Commercial_Miscellaneous_New_Miscellaneous_Natural Gas_Miscellaneous_E2 | F5 | Commercial | Miscellaneous | New | Miscellaneous | Natural Gas | Miscellaneous | E2 | RIM BC Ratio | 0 | 0 | 0 | 0 | 0 | 0 | 0 | 0 | 0 | 0 | 0 | 0 | 0 | 0 | 0 | 0 | 0 | 0 | 0 | 0 | 0 | 0 | 0 | 0 | 0 | 0 | 0 | 0 | 0 | 0
F5_Commercial_Miscellaneous_New_Miscellaneous_Natural Gas_Miscellaneous_E3 | F5 | Commercial | Miscellaneous | New | Miscellaneous | Natural Gas | Miscellaneous | E3 | RIM BC Ratio | 0 | 0 | 0 | 0 | 0 | 0 | 0 | 0 | 0 | 0 | 0 | 0 | 0 | 0 | 0 | 0 | 0 | 0 | 0 | 0 | 0 | 0 | 0 | 0 | 0 | 0 | 0 | 0 | 0 | 0
F5_Commercial_Miscellaneous_New_Miscellaneous_Natural Gas_Miscellaneous_E4 | F5 | Commercial | Miscellaneous | New | Miscellaneous | Natural Gas | Miscellaneous | E4 | RIM BC Ratio | 0 | 0 | 0 | 0 | 0 | 0 | 0 | 0 | 0 | 0 | 0 | 0 | 0 | 0 | 0 | 0 | 0 | 0 | 0 | 0 | 0 | 0 | 0 | 0 | 0 | 0 | 0 | 0 | 0 | 0
F5_Commercial_Miscellaneous_New_Miscellaneous_Natural Gas_Miscellaneous_E5 | F5 | Commercial | Miscellaneous | New | Miscellaneous | Natural Gas | Miscellaneous | E5 | RIM BC Ratio | 0 | 0 | 0 | 0 | 0 | 0 | 0 | 0 | 0 | 0 | 0 | 0 | 0 | 0 | 0 | 0 | 0 | 0 | 0 | 0 | 0 | 0 | 0 | 0 | 0 | 0 | 0 | 0 | 0 | 0
F5_Commercial_Miscellaneous_New_Miscellaneous_Natural Gas_Miscellaneous_E6 | F5 | Commercial | Miscellaneous | New | Miscellaneous | Natural Gas | Miscellaneous | E6 | RIM BC Ratio | 0 | 0 | 0 | 0 | 0 | 0 | 0 | 0 | 0 | 0 | 0 | 0 | 0 | 0 | 0 | 0 | 0 | 0 | 0 | 0 | 0 | 0 | 0 | 0 | 0 | 0 | 0 | 0 | 0 | 0
F5_Commercial_Miscellaneous_New_Miscellaneous_Natural Gas_Miscellaneous_E7 | F5 | Commercial | Miscellaneous | New | Miscellaneous | Natural Gas | Miscellaneous | E7 | RIM BC Ratio | 0 | 0 | 0 | 0 | 0 | 0 | 0 | 0 | 0 | 0 | 0 | 0 | 0 | 0 | 0 | 0 | 0 | 0 | 0 | 0 | 0 | 0 | 0 | 0 | 0 | 0 | 0 | 0 | 0 | 0
F5_Commercial_Miscellaneous_New_Miscellaneous_Natural Gas_Miscellaneous_E8 | F5 | Commercial | Miscellaneous | New | Miscellaneous | Natural Gas | Miscellaneous | E8 | RIM BC Ratio | 0 | 0 | 0 | 0 | 0 | 0 | 0 | 0 | 0 | 0 | 0 | 0 | 0 | 0 | 0 | 0 | 0 | 0 | 0 | 0 | 0 | 0 | 0 | 0 | 0 | 0 | 0 | 0 | 0 | 0
F5_Commercial_Miscellaneous_New_Miscellaneous_Natural Gas_Miscellaneous_E9 | F5 | Commercial | Miscellaneous | New | Miscellaneous | Natural Gas | Miscellaneous | E9 | RIM BC Ratio | 0 | 0 | 0 | 0 | 0 | 0 | 0 | 0 | 0 | 0 | 0 | 0 | 0 | 0 | 0 | 0 | 0 | 0 | 0 | 0 | 0 | 0 | 0 | 0 | 0 | 0 | 0 | 0 | 0 | 0
F5_Commercial_Miscellaneous_New_Miscellaneous_Natural Gas_Miscellaneous_E10 | F5 | Commercial | Miscellaneous | New | Miscellaneous | Natural Gas | Miscellaneous | E10 | RIM BC Ratio | 0 | 0 | 0 | 0 | 0 | 0 | 0 | 0 | 0 | 0 | 0 | 0 | 0 | 0 | 0 | 0 | 0 | 0 | 0 | 0 | 0 | 0 | 0 | 0 | 0 | 0 | 0 | 0 | 0 | 0
F0_Commercial_Large Retail_New_Office Equipment_Electric_Laptop_E0 | F0 | Commercial | Large Retail | New | Office Equipment | Electric | Laptop | E0 | Economic Unit | 0 | 0 | 0 | 0 | 0 | 0 | 0 | 0 | 0 | 0 | 0 | 0 | 0 | 0 | 0 | 0 | 0 | 0 | 0 | 0 | 0 | 0 | 0 | 0 | 0 | 0 | 0 | 0 | 0 | 0
F1_Commercial_Large Retail_New_Office Equipment_Electric_Laptop_E1 | F1 | Commercial | Large Retail | New | Office Equipment | Electric | Laptop | E1 | CCE | 0 | 0 | 0 | 0 | 0 | 0 | 0 | 0 | 0 | 0 | 0 | 0 | 0 | 0 | 0 | 0 | 0 | 0 | 0 | 0 | 0 | 0 | 0 | 0 | 0 | 0 | 0 | 0 | 0 | 0
F1_Commercial_Large Retail_New_Office Equipment_Electric_Laptop_E2 | F1 | Commercial | Large Retail | New | Office Equipment | Electric | Laptop | E2 | CCE | 0 | 0 | 0 | 0 | 0 | 0 | 0 | 0 | 0 | 0 | 0 | 0 | 0 | 0 | 0 | 0 | 0 | 0 | 0 | 0 | 0 | 0 | 0 | 0 | 0 | 0 | 0 | 0 | 0 | 0
F1_Commercial_Large Retail_New_Office Equipment_Electric_Laptop_E3 | F1 | Commercial | Large Retail | New | Office Equipment | Electric | Laptop | E3 | CCE | 0 | 0 | 0 | 0 | 0 | 0 | 0 | 0 | 0 | 0 | 0 | 0 | 0 | 0 | 0 | 0 | 0 | 0 | 0 | 0 | 0 | 0 | 0 | 0 | 0 | 0 | 0 | 0 | 0 | 0
F1_Commercial_Large Retail_New_Office Equipment_Electric_Laptop_E4 | F1 | Commercial | Large Retail | New | Office Equipment | Electric | Laptop | E4 | CCE | 0 | 0 | 0 | 0 | 0 | 0 | 0 | 0 | 0 | 0 | 0 | 0 | 0 | 0 | 0 | 0 | 0 | 0 | 0 | 0 | 0 | 0 | 0 | 0 | 0 | 0 | 0 | 0 | 0 | 0
F1_Commercial_Large Retail_New_Office Equipment_Electric_Laptop_E5 | F1 | Commercial | Large Retail | New | Office Equipment | Electric | Laptop | E5 | CCE | 0 | 0 | 0 | 0 | 0 | 0 | 0 | 0 | 0 | 0 | 0 | 0 | 0 | 0 | 0 | 0 | 0 | 0 | 0 | 0 | 0 | 0 | 0 | 0 | 0 | 0 | 0 | 0 | 0 | 0
F1_Commercial_Large Retail_New_Office Equipment_Electric_Laptop_E6 | F1 | Commercial | Large Retail | New | Office Equipment | Electric | Laptop | E6 | CCE | 0 | 0 | 0 | 0 | 0 | 0 | 0 | 0 | 0 | 0 | 0 | 0 | 0 | 0 | 0 | 0 | 0 | 0 | 0 | 0 | 0 | 0 | 0 | 0 | 0 | 0 | 0 | 0 | 0 | 0
F1_Commercial_Large Retail_New_Office Equipment_Electric_Laptop_E7 | F1 | Commercial | Large Retail | New | Office Equipment | Electric | Laptop | E7 | CCE | 0 | 0 | 0 | 0 | 0 | 0 | 0 | 0 | 0 | 0 | 0 | 0 | 0 | 0 | 0 | 0 | 0 | 0 | 0 | 0 | 0 | 0 | 0 | 0 | 0 | 0 | 0 | 0 | 0 | 0
F1_Commercial_Large Retail_New_Office Equipment_Electric_Laptop_E8 | F1 | Commercial | Large Retail | New | Office Equipment | Electric | Laptop | E8 | CCE | 0 | 0 | 0 | 0 | 0 | 0 | 0 | 0 | 0 | 0 | 0 | 0 | 0 | 0 | 0 | 0 | 0 | 0 | 0 | 0 | 0 | 0 | 0 | 0 | 0 | 0 | 0 | 0 | 0 | 0
F1_Commercial_Large Retail_New_Office Equipment_Electric_Laptop_E9 | F1 | Commercial | Large Retail | New | Office Equipment | Electric | Laptop | E9 | CCE | 0 | 0 | 0 | 0 | 0 | 0 | 0 | 0 | 0 | 0 | 0 | 0 | 0 | 0 | 0 | 0 | 0 | 0 | 0 | 0 | 0 | 0 | 0 | 0 | 0 | 0 | 0 | 0 | 0 | 0
F1_Commercial_Large Retail_New_Office Equipment_Electric_Laptop_E10 | F1 | Commercial | Large Retail | New | Office Equipment | Electric | Laptop | E10 | CCE | 0 | 0 | 0 | 0 | 0 | 0 | 0 | 0 | 0 | 0 | 0 | 0 | 0 | 0 | 0 | 0 | 0 | 0 | 0 | 0 | 0 | 0 | 0 | 0 | 0 | 0 | 0 | 0 | 0 | 0
F2_Commercial_Large Retail_New_Office Equipment_Electric_Laptop_E1 | F2 | Commercial | Large Retail | New | Office Equipment | Electric | Laptop | E1 | TRC BC Ratio | 0 | 0 | 0 | 0 | 0 | 0 | 0 | 0 | 0 | 0 | 0 | 0 | 0 | 0 | 0 | 0 | 0 | 0 | 0 | 0 | 0 | 0 | 0 | 0 | 0 | 0 | 0 | 0 | 0 | 0
F2_Commercial_Large Retail_New_Office Equipment_Electric_Laptop_E2 | F2 | Commercial | Large Retail | New | Office Equipment | Electric | Laptop | E2 | TRC BC Ratio | 0 | 0 | 0 | 0 | 0 | 0 | 0 | 0 | 0 | 0 | 0 | 0 | 0 | 0 | 0 | 0 | 0 | 0 | 0 | 0 | 0 | 0 | 0 | 0 | 0 | 0 | 0 | 0 | 0 | 0
F2_Commercial_Large Retail_New_Office Equipment_Electric_Laptop_E3 | F2 | Commercial | Large Retail | New | Office Equipment | Electric | Laptop | E3 | TRC BC Ratio | 0 | 0 | 0 | 0 | 0 | 0 | 0 | 0 | 0 | 0 | 0 | 0 | 0 | 0 | 0 | 0 | 0 | 0 | 0 | 0 | 0 | 0 | 0 | 0 | 0 | 0 | 0 | 0 | 0 | 0
F2_Commercial_Large Retail_New_Office Equipment_Electric_Laptop_E4 | F2 | Commercial | Large Retail | New | Office Equipment | Electric | Laptop | E4 | TRC BC Ratio | 0 | 0 | 0 | 0 | 0 | 0 | 0 | 0 | 0 | 0 | 0 | 0 | 0 | 0 | 0 | 0 | 0 | 0 | 0 | 0 | 0 | 0 | 0 | 0 | 0 | 0 | 0 | 0 | 0 | 0
F2_Commercial_Large Retail_New_Office Equipment_Electric_Laptop_E5 | F2 | Commercial | Large Retail | New | Office Equipment | Electric | Laptop | E5 | TRC BC Ratio | 0 | 0 | 0 | 0 | 0 | 0 | 0 | 0 | 0 | 0 | 0 | 0 | 0 | 0 | 0 | 0 | 0 | 0 | 0 | 0 | 0 | 0 | 0 | 0 | 0 | 0 | 0 | 0 | 0 | 0
F2_Commercial_Large Retail_New_Office Equipment_Electric_Laptop_E6 | F2 | Commercial | Large Retail | New | Office Equipment | Electric | Laptop | E6 | TRC BC Ratio | 0 | 0 | 0 | 0 | 0 | 0 | 0 | 0 | 0 | 0 | 0 | 0 | 0 | 0 | 0 | 0 | 0 | 0 | 0 | 0 | 0 | 0 | 0 | 0 | 0 | 0 | 0 | 0 | 0 | 0
F2_Commercial_Large Retail_New_Office Equipment_Electric_Laptop_E7 | F2 | Commercial | Large Retail | New | Office Equipment | Electric | Laptop | E7 | TRC BC Ratio | 0 | 0 | 0 | 0 | 0 | 0 | 0 | 0 | 0 | 0 | 0 | 0 | 0 | 0 | 0 | 0 | 0 | 0 | 0 | 0 | 0 | 0 | 0 | 0 | 0 | 0 | 0 | 0 | 0 | 0
F2_Commercial_Large Retail_New_Office Equipment_Electric_Laptop_E8 | F2 | Commercial | Large Retail | New | Office Equipment | Electric | Laptop | E8 | TRC BC Ratio | 0 | 0 | 0 | 0 | 0 | 0 | 0 | 0 | 0 | 0 | 0 | 0 | 0 | 0 | 0 | 0 | 0 | 0 | 0 | 0 | 0 | 0 | 0 | 0 | 0 | 0 | 0 | 0 | 0 | 0
F2_Commercial_Large Retail_New_Office Equipment_Electric_Laptop_E9 | F2 | Commercial | Large Retail | New | Office Equipment | Electric | Laptop | E9 | TRC BC Ratio | 0 | 0 | 0 | 0 | 0 | 0 | 0 | 0 | 0 | 0 | 0 | 0 | 0 | 0 | 0 | 0 | 0 | 0 | 0 | 0 | 0 | 0 | 0 | 0 | 0 | 0 | 0 | 0 | 0 | 0
F2_Commercial_Large Retail_New_Office Equipment_Electric_Laptop_E10 | F2 | Commercial | Large Retail | New | Office Equipment | Electric | Laptop | E10 | TRC BC Ratio | 0 | 0 | 0 | 0 | 0 | 0 | 0 | 0 | 0 | 0 | 0 | 0 | 0 | 0 | 0 | 0 | 0 | 0 | 0 | 0 | 0 | 0 | 0 | 0 | 0 | 0 | 0 | 0 | 0 | 0
F3_Commercial_Large Retail_New_Office Equipment_Electric_Laptop_E1 | F3 | Commercial | Large Retail | New | Office Equipment | Electric | Laptop | E1 | PACT BC Ratio | 0 | 0 | 0 | 0 | 0 | 0 | 0 | 0 | 0 | 0 | 0 | 0 | 0 | 0 | 0 | 0 | 0 | 0 | 0 | 0 | 0 | 0 | 0 | 0 | 0 | 0 | 0 | 0 | 0 | 0
F3_Commercial_Large Retail_New_Office Equipment_Electric_Laptop_E2 | F3 | Commercial | Large Retail | New | Office Equipment | Electric | Laptop | E2 | PACT BC Ratio | 0 | 0 | 0 | 0 | 0 | 0 | 0 | 0 | 0 | 0 | 0 | 0 | 0 | 0 | 0 | 0 | 0 | 0 | 0 | 0 | 0 | 0 | 0 | 0 | 0 | 0 | 0 | 0 | 0 | 0
F3_Commercial_Large Retail_New_Office Equipment_Electric_Laptop_E3 | F3 | Commercial | Large Retail | New | Office Equipment | Electric | Laptop | E3 | PACT BC Ratio | 0 | 0 | 0 | 0 | 0 | 0 | 0 | 0 | 0 | 0 | 0 | 0 | 0 | 0 | 0 | 0 | 0 | 0 | 0 | 0 | 0 | 0 | 0 | 0 | 0 | 0 | 0 | 0 | 0 | 0
F3_Commercial_Large Retail_New_Office Equipment_Electric_Laptop_E4 | F3 | Commercial | Large Retail | New | Office Equipment | Electric | Laptop | E4 | PACT BC Ratio | 0 | 0 | 0 | 0 | 0 | 0 | 0 | 0 | 0 | 0 | 0 | 0 | 0 | 0 | 0 | 0 | 0 | 0 | 0 | 0 | 0 | 0 | 0 | 0 | 0 | 0 | 0 | 0 | 0 | 0
F3_Commercial_Large Retail_New_Office Equipment_Electric_Laptop_E5 | F3 | Commercial | Large Retail | New | Office Equipment | Electric | Laptop | E5 | PACT BC Ratio | 0 | 0 | 0 | 0 | 0 | 0 | 0 | 0 | 0 | 0 | 0 | 0 | 0 | 0 | 0 | 0 | 0 | 0 | 0 | 0 | 0 | 0 | 0 | 0 | 0 | 0 | 0 | 0 | 0 | 0
F3_Commercial_Large Retail_New_Office Equipment_Electric_Laptop_E6 | F3 | Commercial | Large Retail | New | Office Equipment | Electric | Laptop | E6 | PACT BC Ratio | 0 | 0 | 0 | 0 | 0 | 0 | 0 | 0 | 0 | 0 | 0 | 0 | 0 | 0 | 0 | 0 | 0 | 0 | 0 | 0 | 0 | 0 | 0 | 0 | 0 | 0 | 0 | 0 | 0 | 0
F3_Commercial_Large Retail_New_Office Equipment_Electric_Laptop_E7 | F3 | Commercial | Large Retail | New | Office Equipment | Electric | Laptop | E7 | PACT BC Ratio | 0 | 0 | 0 | 0 | 0 | 0 | 0 | 0 | 0 | 0 | 0 | 0 | 0 | 0 | 0 | 0 | 0 | 0 | 0 | 0 | 0 | 0 | 0 | 0 | 0 | 0 | 0 | 0 | 0 | 0
F3_Commercial_Large Retail_New_Office Equipment_Electric_Laptop_E8 | F3 | Commercial | Large Retail | New | Office Equipment | Electric | Laptop | E8 | PACT BC Ratio | 0 | 0 | 0 | 0 | 0 | 0 | 0 | 0 | 0 | 0 | 0 | 0 | 0 | 0 | 0 | 0 | 0 | 0 | 0 | 0 | 0 | 0 | 0 | 0 | 0 | 0 | 0 | 0 | 0 | 0
F3_Commercial_Large Retail_New_Office Equipment_Electric_Laptop_E9 | F3 | Commercial | Large Retail | New | Office Equipment | Electric | Laptop | E9 | PACT BC Ratio | 0 | 0 | 0 | 0 | 0 | 0 | 0 | 0 | 0 | 0 | 0 | 0 | 0 | 0 | 0 | 0 | 0 | 0 | 0 | 0 | 0 | 0 | 0 | 0 | 0 | 0 | 0 | 0 | 0 | 0
F3_Commercial_Large Retail_New_Office Equipment_Electric_Laptop_E10 | F3 | Commercial | Large Retail | New | Office Equipment | Electric | Laptop | E10 | PACT BC Ratio | 0 | 0 | 0 | 0 | 0 | 0 | 0 | 0 | 0 | 0 | 0 | 0 | 0 | 0 | 0 | 0 | 0 | 0 | 0 | 0 | 0 | 0 | 0 | 0 | 0 | 0 | 0 | 0 | 0 | 0
F4_Commercial_Large Retail_New_Office Equipment_Electric_Laptop_E1 | F4 | Commercial | Large Retail | New | Office Equipment | Electric | Laptop | E1 | RVT BC Ratio | 0 | 0 | 0 | 0 | 0 | 0 | 0 | 0 | 0 | 0 | 0 | 0 | 0 | 0 | 0 | 0 | 0 | 0 | 0 | 0 | 0 | 0 | 0 | 0 | 0 | 0 | 0 | 0 | 0 | 0
F4_Commercial_Large Retail_New_Office Equipment_Electric_Laptop_E2 | F4 | Commercial | Large Retail | New | Office Equipment | Electric | Laptop | E2 | RVT BC Ratio | 0 | 0 | 0 | 0 | 0 | 0 | 0 | 0 | 0 | 0 | 0 | 0 | 0 | 0 | 0 | 0 | 0 | 0 | 0 | 0 | 0 | 0 | 0 | 0 | 0 | 0 | 0 | 0 | 0 | 0
F4_Commercial_Large Retail_New_Office Equipment_Electric_Laptop_E3 | F4 | Commercial | Large Retail | New | Office Equipment | Electric | Laptop | E3 | RVT BC Ratio | 0 | 0 | 0 | 0 | 0 | 0 | 0 | 0 | 0 | 0 | 0 | 0 | 0 | 0 | 0 | 0 | 0 | 0 | 0 | 0 | 0 | 0 | 0 | 0 | 0 | 0 | 0 | 0 | 0 | 0
F4_Commercial_Large Retail_New_Office Equipment_Electric_Laptop_E4 | F4 | Commercial | Large Retail | New | Office Equipment | Electric | Laptop | E4 | RVT BC Ratio | 0 | 0 | 0 | 0 | 0 | 0 | 0 | 0 | 0 | 0 | 0 | 0 | 0 | 0 | 0 | 0 | 0 | 0 | 0 | 0 | 0 | 0 | 0 | 0 | 0 | 0 | 0 | 0 | 0 | 0
F4_Commercial_Large Retail_New_Office Equipment_Electric_Laptop_E5 | F4 | Commercial | Large Retail | New | Office Equipment | Electric | Laptop | E5 | RVT BC Ratio | 0 | 0 | 0 | 0 | 0 | 0 | 0 | 0 | 0 | 0 | 0 | 0 | 0 | 0 | 0 | 0 | 0 | 0 | 0 | 0 | 0 | 0 | 0 | 0 | 0 | 0 | 0 | 0 | 0 | 0
F4_Commercial_Large Retail_New_Office Equipment_Electric_Laptop_E6 | F4 | Commercial | Large Retail | New | Office Equipment | Electric | Laptop | E6 | RVT BC Ratio | 0 | 0 | 0 | 0 | 0 | 0 | 0 | 0 | 0 | 0 | 0 | 0 | 0 | 0 | 0 | 0 | 0 | 0 | 0 | 0 | 0 | 0 | 0 | 0 | 0 | 0 | 0 | 0 | 0 | 0
F4_Commercial_Large Retail_New_Office Equipment_Electric_Laptop_E7 | F4 | Commercial | Large Retail | New | Office Equipment | Electric | Laptop | E7 | RVT BC Ratio | 0 | 0 | 0 | 0 | 0 | 0 | 0 | 0 | 0 | 0 | 0 | 0 | 0 | 0 | 0 | 0 | 0 | 0 | 0 | 0 | 0 | 0 | 0 | 0 | 0 | 0 | 0 | 0 | 0 | 0
F4_Commercial_Large Retail_New_Office Equipment_Electric_Laptop_E8 | F4 | Commercial | Large Retail | New | Office Equipment | Electric | Laptop | E8 | RVT BC Ratio | 0 | 0 | 0 | 0 | 0 | 0 | 0 | 0 | 0 | 0 | 0 | 0 | 0 | 0 | 0 | 0 | 0 | 0 | 0 | 0 | 0 | 0 | 0 | 0 | 0 | 0 | 0 | 0 | 0 | 0
F4_Commercial_Large Retail_New_Office Equipment_Electric_Laptop_E9 | F4 | Commercial | Large Retail | New | Office Equipment | Electric | Laptop | E9 | RVT BC Ratio | 0 | 0 | 0 | 0 | 0 | 0 | 0 | 0 | 0 | 0 | 0 | 0 | 0 | 0 | 0 | 0 | 0 | 0 | 0 | 0 | 0 | 0 | 0 | 0 | 0 | 0 | 0 | 0 | 0 | 0
F4_Commercial_Large Retail_New_Office Equipment_Electric_Laptop_E10 | F4 | Commercial | Large Retail | New | Office Equipment | Electric | Laptop | E10 | RVT BC Ratio | 0 | 0 | 0 | 0 | 0 | 0 | 0 | 0 | 0 | 0 | 0 | 0 | 0 | 0 | 0 | 0 | 0 | 0 | 0 | 0 | 0 | 0 | 0 | 0 | 0 | 0 | 0 | 0 | 0 | 0
F5_Commercial_Large Retail_New_Office Equipment_Electric_Laptop_E1 | F5 | Commercial | Large Retail | New | Office Equipment | Electric | Laptop | E1 | RIM BC Ratio | 0 | 0 | 0 | 0 | 0 | 0 | 0 | 0 | 0 | 0 | 0 | 0 | 0 | 0 | 0 | 0 | 0 | 0 | 0 | 0 | 0 | 0 | 0 | 0 | 0 | 0 | 0 | 0 | 0 | 0
F5_Commercial_Large Retail_New_Office Equipment_Electric_Laptop_E2 | F5 | Commercial | Large Retail | New | Office Equipment | Electric | Laptop | E2 | RIM BC Ratio | 0 | 0 | 0 | 0 | 0 | 0 | 0 | 0 | 0 | 0 | 0 | 0 | 0 | 0 | 0 | 0 | 0 | 0 | 0 | 0 | 0 | 0 | 0 | 0 | 0 | 0 | 0 | 0 | 0 | 0
F5_Commercial_Large Retail_New_Office Equipment_Electric_Laptop_E3 | F5 | Commercial | Large Retail | New | Office Equipment | Electric | Laptop | E3 | RIM BC Ratio | 0 | 0 | 0 | 0 | 0 | 0 | 0 | 0 | 0 | 0 | 0 | 0 | 0 | 0 | 0 | 0 | 0 | 0 | 0 | 0 | 0 | 0 | 0 | 0 | 0 | 0 | 0 | 0 | 0 | 0
F5_Commercial_Large Retail_New_Office Equipment_Electric_Laptop_E4 | F5 | Commercial | Large Retail | New | Office Equipment | Electric | Laptop | E4 | RIM BC Ratio | 0 | 0 | 0 | 0 | 0 | 0 | 0 | 0 | 0 | 0 | 0 | 0 | 0 | 0 | 0 | 0 | 0 | 0 | 0 | 0 | 0 | 0 | 0 | 0 | 0 | 0 | 0 | 0 | 0 | 0
F5_Commercial_Large Retail_New_Office Equipment_Electric_Laptop_E5 | F5 | Commercial | Large Retail | New | Office Equipment | Electric | Laptop | E5 | RIM BC Ratio | 0 | 0 | 0 | 0 | 0 | 0 | 0 | 0 | 0 | 0 | 0 | 0 | 0 | 0 | 0 | 0 | 0 | 0 | 0 | 0 | 0 | 0 | 0 | 0 | 0 | 0 | 0 | 0 | 0 | 0
F5_Commercial_Large Retail_New_Office Equipment_Electric_Laptop_E6 | F5 | Commercial | Large Retail | New | Office Equipment | Electric | Laptop | E6 | RIM BC Ratio | 0 | 0 | 0 | 0 | 0 | 0 | 0 | 0 | 0 | 0 | 0 | 0 | 0 | 0 | 0 | 0 | 0 | 0 | 0 | 0 | 0 | 0 | 0 | 0 | 0 | 0 | 0 | 0 | 0 | 0
F5_Commercial_Large Retail_New_Office Equipment_Electric_Laptop_E7 | F5 | Commercial | Large Retail | New | Office Equipment | Electric | Laptop | E7 | RIM BC Ratio | 0 | 0 | 0 | 0 | 0 | 0 | 0 | 0 | 0 | 0 | 0 | 0 | 0 | 0 | 0 | 0 | 0 | 0 | 0 | 0 | 0 | 0 | 0 | 0 | 0 | 0 | 0 | 0 | 0 | 0
F5_Commercial_Large Retail_New_Office Equipment_Electric_Laptop_E8 | F5 | Commercial | Large Retail | New | Office Equipment | Electric | Laptop | E8 | RIM BC Ratio | 0 | 0 | 0 | 0 | 0 | 0 | 0 | 0 | 0 | 0 | 0 | 0 | 0 | 0 | 0 | 0 | 0 | 0 | 0 | 0 | 0 | 0 | 0 | 0 | 0 | 0 | 0 | 0 | 0 | 0
F5_Commercial_Large Retail_New_Office Equipment_Electric_Laptop_E9 | F5 | Commercial | Large Retail | New | Office Equipment | Electric | Laptop | E9 | RIM BC Ratio | 0 | 0 | 0 | 0 | 0 | 0 | 0 | 0 | 0 | 0 | 0 | 0 | 0 | 0 | 0 | 0 | 0 | 0 | 0 | 0 | 0 | 0 | 0 | 0 | 0 | 0 | 0 | 0 | 0 | 0
F5_Commercial_Large Retail_New_Office Equipment_Electric_Laptop_E10 | F5 | Commercial | Large Retail | New | Office Equipment | Electric | Laptop | E10 | RIM BC Ratio | 0 | 0 | 0 | 0 | 0 | 0 | 0 | 0 | 0 | 0 | 0 | 0 | 0 | 0 | 0 | 0 | 0 | 0 | 0 | 0 | 0 | 0 | 0 | 0 | 0 | 0 | 0 | 0 | 0 | 0
F0_Commercial_Large Retail_New_Office Equipment_Electric_Server_E0 | F0 | Commercial | Large Retail | New | Office Equipment | Electric | Server | E0 | Economic Unit | 0 | 0 | 0 | 0 | 0 | 0 | 0 | 0 | 0 | 0 | 0 | 0 | 0 | 0 | 0 | 0 | 0 | 0 | 0 | 0 | 0 | 0 | 0 | 0 | 0 | 0 | 0 | 0 | 0 | 0
F1_Commercial_Large Retail_New_Office Equipment_Electric_Server_E1 | F1 | Commercial | Large Retail | New | Office Equipment | Electric | Server | E1 | CCE | 0 | 0 | 0 | 0 | 0 | 0 | 0 | 0 | 0 | 0 | 0 | 0 | 0 | 0 | 0 | 0 | 0 | 0 | 0 | 0 | 0 | 0 | 0 | 0 | 0 | 0 | 0 | 0 | 0 | 0
F1_Commercial_Large Retail_New_Office Equipment_Electric_Server_E2 | F1 | Commercial | Large Retail | New | Office Equipment | Electric | Server | E2 | CCE | 0 | 0 | 0 | 0 | 0 | 0 | 0 | 0 | 0 | 0 | 0 | 0 | 0 | 0 | 0 | 0 | 0 | 0 | 0 | 0 | 0 | 0 | 0 | 0 | 0 | 0 | 0 | 0 | 0 | 0
F1_Commercial_Large Retail_New_Office Equipment_Electric_Server_E3 | F1 | Commercial | Large Retail | New | Office Equipment | Electric | Server | E3 | CCE | 0 | 0 | 0 | 0 | 0 | 0 | 0 | 0 | 0 | 0 | 0 | 0 | 0 | 0 | 0 | 0 | 0 | 0 | 0 | 0 | 0 | 0 | 0 | 0 | 0 | 0 | 0 | 0 | 0 | 0
F1_Commercial_Large Retail_New_Office Equipment_Electric_Server_E4 | F1 | Commercial | Large Retail | New | Office Equipment | Electric | Server | E4 | CCE | 0 | 0 | 0 | 0 | 0 | 0 | 0 | 0 | 0 | 0 | 0 | 0 | 0 | 0 | 0 | 0 | 0 | 0 | 0 | 0 | 0 | 0 | 0 | 0 | 0 | 0 | 0 | 0 | 0 | 0
F1_Commercial_Large Retail_New_Office Equipment_Electric_Server_E5 | F1 | Commercial | Large Retail | New | Office Equipment | Electric | Server | E5 | CCE | 0 | 0 | 0 | 0 | 0 | 0 | 0 | 0 | 0 | 0 | 0 | 0 | 0 | 0 | 0 | 0 | 0 | 0 | 0 | 0 | 0 | 0 | 0 | 0 | 0 | 0 | 0 | 0 | 0 | 0
F1_Commercial_Large Retail_New_Office Equipment_Electric_Server_E6 | F1 | Commercial | Large Retail | New | Office Equipment | Electric | Server | E6 | CCE | 0 | 0 | 0 | 0 | 0 | 0 | 0 | 0 | 0 | 0 | 0 | 0 | 0 | 0 | 0 | 0 | 0 | 0 | 0 | 0 | 0 | 0 | 0 | 0 | 0 | 0 | 0 | 0 | 0 | 0
F1_Commercial_Large Retail_New_Office Equipment_Electric_Server_E7 | F1 | Commercial | Large Retail | New | Office Equipment | Electric | Server | E7 | CCE | 0 | 0 | 0 | 0 | 0 | 0 | 0 | 0 | 0 | 0 | 0 | 0 | 0 | 0 | 0 | 0 | 0 | 0 | 0 | 0 | 0 | 0 | 0 | 0 | 0 | 0 | 0 | 0 | 0 | 0
F1_Commercial_Large Retail_New_Office Equipment_Electric_Server_E8 | F1 | Commercial | Large Retail | New | Office Equipment | Electric | Server | E8 | CCE | 0 | 0 | 0 | 0 | 0 | 0 | 0 | 0 | 0 | 0 | 0 | 0 | 0 | 0 | 0 | 0 | 0 | 0 | 0 | 0 | 0 | 0 | 0 | 0 | 0 | 0 | 0 | 0 | 0 | 0
F1_Commercial_Large Retail_New_Office Equipment_Electric_Server_E9 | F1 | Commercial | Large Retail | New | Office Equipment | Electric | Server | E9 | CCE | 0 | 0 | 0 | 0 | 0 | 0 | 0 | 0 | 0 | 0 | 0 | 0 | 0 | 0 | 0 | 0 | 0 | 0 | 0 | 0 | 0 | 0 | 0 | 0 | 0 | 0 | 0 | 0 | 0 | 0
F1_Commercial_Large Retail_New_Office Equipment_Electric_Server_E10 | F1 | Commercial | Large Retail | New | Office Equipment | Electric | Server | E10 | CCE | 0 | 0 | 0 | 0 | 0 | 0 | 0 | 0 | 0 | 0 | 0 | 0 | 0 | 0 | 0 | 0 | 0 | 0 | 0 | 0 | 0 | 0 | 0 | 0 | 0 | 0 | 0 | 0 | 0 | 0
F2_Commercial_Large Retail_New_Office Equipment_Electric_Server_E1 | F2 | Commercial | Large Retail | New | Office Equipment | Electric | Server | E1 | TRC BC Ratio | 0 | 0 | 0 | 0 | 0 | 0 | 0 | 0 | 0 | 0 | 0 | 0 | 0 | 0 | 0 | 0 | 0 | 0 | 0 | 0 | 0 | 0 | 0 | 0 | 0 | 0 | 0 | 0 | 0 | 0
F2_Commercial_Large Retail_New_Office Equipment_Electric_Server_E2 | F2 | Commercial | Large Retail | New | Office Equipment | Electric | Server | E2 | TRC BC Ratio | 0 | 0 | 0 | 0 | 0 | 0 | 0 | 0 | 0 | 0 | 0 | 0 | 0 | 0 | 0 | 0 | 0 | 0 | 0 | 0 | 0 | 0 | 0 | 0 | 0 | 0 | 0 | 0 | 0 | 0
F2_Commercial_Large Retail_New_Office Equipment_Electric_Server_E3 | F2 | Commercial | Large Retail | New | Office Equipment | Electric | Server | E3 | TRC BC Ratio | 0 | 0 | 0 | 0 | 0 | 0 | 0 | 0 | 0 | 0 | 0 | 0 | 0 | 0 | 0 | 0 | 0 | 0 | 0 | 0 | 0 | 0 | 0 | 0 | 0 | 0 | 0 | 0 | 0 | 0
F2_Commercial_Large Retail_New_Office Equipment_Electric_Server_E4 | F2 | Commercial | Large Retail | New | Office Equipment | Electric | Server | E4 | TRC BC Ratio | 0 | 0 | 0 | 0 | 0 | 0 | 0 | 0 | 0 | 0 | 0 | 0 | 0 | 0 | 0 | 0 | 0 | 0 | 0 | 0 | 0 | 0 | 0 | 0 | 0 | 0 | 0 | 0 | 0 | 0
F2_Commercial_Large Retail_New_Office Equipment_Electric_Server_E5 | F2 | Commercial | Large Retail | New | Office Equipment | Electric | Server | E5 | TRC BC Ratio | 0 | 0 | 0 | 0 | 0 | 0 | 0 | 0 | 0 | 0 | 0 | 0 | 0 | 0 | 0 | 0 | 0 | 0 | 0 | 0 | 0 | 0 | 0 | 0 | 0 | 0 | 0 | 0 | 0 | 0
F2_Commercial_Large Retail_New_Office Equipment_Electric_Server_E6 | F2 | Commercial | Large Retail | New | Office Equipment | Electric | Server | E6 | TRC BC Ratio | 0 | 0 | 0 | 0 | 0 | 0 | 0 | 0 | 0 | 0 | 0 | 0 | 0 | 0 | 0 | 0 | 0 | 0 | 0 | 0 | 0 | 0 | 0 | 0 | 0 | 0 | 0 | 0 | 0 | 0
F2_Commercial_Large Retail_New_Office Equipment_Electric_Server_E7 | F2 | Commercial | Large Retail | New | Office Equipment | Electric | Server | E7 | TRC BC Ratio | 0 | 0 | 0 | 0 | 0 | 0 | 0 | 0 | 0 | 0 | 0 | 0 | 0 | 0 | 0 | 0 | 0 | 0 | 0 | 0 | 0 | 0 | 0 | 0 | 0 | 0 | 0 | 0 | 0 | 0
F2_Commercial_Large Retail_New_Office Equipment_Electric_Server_E8 | F2 | Commercial | Large Retail | New | Office Equipment | Electric | Server | E8 | TRC BC Ratio | 0 | 0 | 0 | 0 | 0 | 0 | 0 | 0 | 0 | 0 | 0 | 0 | 0 | 0 | 0 | 0 | 0 | 0 | 0 | 0 | 0 | 0 | 0 | 0 | 0 | 0 | 0 | 0 | 0 | 0
F2_Commercial_Large Retail_New_Office Equipment_Electric_Server_E9 | F2 | Commercial | Large Retail | New | Office Equipment | Electric | Server | E9 | TRC BC Ratio | 0 | 0 | 0 | 0 | 0 | 0 | 0 | 0 | 0 | 0 | 0 | 0 | 0 | 0 | 0 | 0 | 0 | 0 | 0 | 0 | 0 | 0 | 0 | 0 | 0 | 0 | 0 | 0 | 0 | 0
F2_Commercial_Large Retail_New_Office Equipment_Electric_Server_E10 | F2 | Commercial | Large Retail | New | Office Equipment | Electric | Server | E10 | TRC BC Ratio | 0 | 0 | 0 | 0 | 0 | 0 | 0 | 0 | 0 | 0 | 0 | 0 | 0 | 0 | 0 | 0 | 0 | 0 | 0 | 0 | 0 | 0 | 0 | 0 | 0 | 0 | 0 | 0 | 0 | 0
F3_Commercial_Large Retail_New_Office Equipment_Electric_Server_E1 | F3 | Commercial | Large Retail | New | Office Equipment | Electric | Server | E1 | PACT BC Ratio | 0 | 0 | 0 | 0 | 0 | 0 | 0 | 0 | 0 | 0 | 0 | 0 | 0 | 0 | 0 | 0 | 0 | 0 | 0 | 0 | 0 | 0 | 0 | 0 | 0 | 0 | 0 | 0 | 0 | 0
F3_Commercial_Large Retail_New_Office Equipment_Electric_Server_E2 | F3 | Commercial | Large Retail | New | Office Equipment | Electric | Server | E2 | PACT BC Ratio | 0 | 0 | 0 | 0 | 0 | 0 | 0 | 0 | 0 | 0 | 0 | 0 | 0 | 0 | 0 | 0 | 0 | 0 | 0 | 0 | 0 | 0 | 0 | 0 | 0 | 0 | 0 | 0 | 0 | 0
F3_Commercial_Large Retail_New_Office Equipment_Electric_Server_E3 | F3 | Commercial | Large Retail | New | Office Equipment | Electric | Server | E3 | PACT BC Ratio | 0 | 0 | 0 | 0 | 0 | 0 | 0 | 0 | 0 | 0 | 0 | 0 | 0 | 0 | 0 | 0 | 0 | 0 | 0 | 0 | 0 | 0 | 0 | 0 | 0 | 0 | 0 | 0 | 0 | 0
F3_Commercial_Large Retail_New_Office Equipment_Electric_Server_E4 | F3 | Commercial | Large Retail | New | Office Equipment | Electric | Server | E4 | PACT BC Ratio | 0 | 0 | 0 | 0 | 0 | 0 | 0 | 0 | 0 | 0 | 0 | 0 | 0 | 0 | 0 | 0 | 0 | 0 | 0 | 0 | 0 | 0 | 0 | 0 | 0 | 0 | 0 | 0 | 0 | 0
F3_Commercial_Large Retail_New_Office Equipment_Electric_Server_E5 | F3 | Commercial | Large Retail | New | Office Equipment | Electric | Server | E5 | PACT BC Ratio | 0 | 0 | 0 | 0 | 0 | 0 | 0 | 0 | 0 | 0 | 0 | 0 | 0 | 0 | 0 | 0 | 0 | 0 | 0 | 0 | 0 | 0 | 0 | 0 | 0 | 0 | 0 | 0 | 0 | 0
F3_Commercial_Large Retail_New_Office Equipment_Electric_Server_E6 | F3 | Commercial | Large Retail | New | Office Equipment | Electric | Server | E6 | PACT BC Ratio | 0 | 0 | 0 | 0 | 0 | 0 | 0 | 0 | 0 | 0 | 0 | 0 | 0 | 0 | 0 | 0 | 0 | 0 | 0 | 0 | 0 | 0 | 0 | 0 | 0 | 0 | 0 | 0 | 0 | 0
F3_Commercial_Large Retail_New_Office Equipment_Electric_Server_E7 | F3 | Commercial | Large Retail | New | Office Equipment | Electric | Server | E7 | PACT BC Ratio | 0 | 0 | 0 | 0 | 0 | 0 | 0 | 0 | 0 | 0 | 0 | 0 | 0 | 0 | 0 | 0 | 0 | 0 | 0 | 0 | 0 | 0 | 0 | 0 | 0 | 0 | 0 | 0 | 0 | 0
F3_Commercial_Large Retail_New_Office Equipment_Electric_Server_E8 | F3 | Commercial | Large Retail | New | Office Equipment | Electric | Server | E8 | PACT BC Ratio | 0 | 0 | 0 | 0 | 0 | 0 | 0 | 0 | 0 | 0 | 0 | 0 | 0 | 0 | 0 | 0 | 0 | 0 | 0 | 0 | 0 | 0 | 0 | 0 | 0 | 0 | 0 | 0 | 0 | 0
F3_Commercial_Large Retail_New_Office Equipment_Electric_Server_E9 | F3 | Commercial | Large Retail | New | Office Equipment | Electric | Server | E9 | PACT BC Ratio | 0 | 0 | 0 | 0 | 0 | 0 | 0 | 0 | 0 | 0 | 0 | 0 | 0 | 0 | 0 | 0 | 0 | 0 | 0 | 0 | 0 | 0 | 0 | 0 | 0 | 0 | 0 | 0 | 0 | 0
F3_Commercial_Large Retail_New_Office Equipment_Electric_Server_E10 | F3 | Commercial | Large Retail | New | Office Equipment | Electric | Server | E10 | PACT BC Ratio | 0 | 0 | 0 | 0 | 0 | 0 | 0 | 0 | 0 | 0 | 0 | 0 | 0 | 0 | 0 | 0 | 0 | 0 | 0 | 0 | 0 | 0 | 0 | 0 | 0 | 0 | 0 | 0 | 0 | 0
F4_Commercial_Large Retail_New_Office Equipment_Electric_Server_E1 | F4 | Commercial | Large Retail | New | Office Equipment | Electric | Server | E1 | RVT BC Ratio | 0 | 0 | 0 | 0 | 0 | 0 | 0 | 0 | 0 | 0 | 0 | 0 | 0 | 0 | 0 | 0 | 0 | 0 | 0 | 0 | 0 | 0 | 0 | 0 | 0 | 0 | 0 | 0 | 0 | 0
F4_Commercial_Large Retail_New_Office Equipment_Electric_Server_E2 | F4 | Commercial | Large Retail | New | Office Equipment | Electric | Server | E2 | RVT BC Ratio | 0 | 0 | 0 | 0 | 0 | 0 | 0 | 0 | 0 | 0 | 0 | 0 | 0 | 0 | 0 | 0 | 0 | 0 | 0 | 0 | 0 | 0 | 0 | 0 | 0 | 0 | 0 | 0 | 0 | 0
F4_Commercial_Large Retail_New_Office Equipment_Electric_Server_E3 | F4 | Commercial | Large Retail | New | Office Equipment | Electric | Server | E3 | RVT BC Ratio | 0 | 0 | 0 | 0 | 0 | 0 | 0 | 0 | 0 | 0 | 0 | 0 | 0 | 0 | 0 | 0 | 0 | 0 | 0 | 0 | 0 | 0 | 0 | 0 | 0 | 0 | 0 | 0 | 0 | 0
F4_Commercial_Large Retail_New_Office Equipment_Electric_Server_E4 | F4 | Commercial | Large Retail | New | Office Equipment | Electric | Server | E4 | RVT BC Ratio | 0 | 0 | 0 | 0 | 0 | 0 | 0 | 0 | 0 | 0 | 0 | 0 | 0 | 0 | 0 | 0 | 0 | 0 | 0 | 0 | 0 | 0 | 0 | 0 | 0 | 0 | 0 | 0 | 0 | 0
F4_Commercial_Large Retail_New_Office Equipment_Electric_Server_E5 | F4 | Commercial | Large Retail | New | Office Equipment | Electric | Server | E5 | RVT BC Ratio | 0 | 0 | 0 | 0 | 0 | 0 | 0 | 0 | 0 | 0 | 0 | 0 | 0 | 0 | 0 | 0 | 0 | 0 | 0 | 0 | 0 | 0 | 0 | 0 | 0 | 0 | 0 | 0 | 0 | 0
F4_Commercial_Large Retail_New_Office Equipment_Electric_Server_E6 | F4 | Commercial | Large Retail | New | Office Equipment | Electric | Server | E6 | RVT BC Ratio | 0 | 0 | 0 | 0 | 0 | 0 | 0 | 0 | 0 | 0 | 0 | 0 | 0 | 0 | 0 | 0 | 0 | 0 | 0 | 0 | 0 | 0 | 0 | 0 | 0 | 0 | 0 | 0 | 0 | 0
F4_Commercial_Large Retail_New_Office Equipment_Electric_Server_E7 | F4 | Commercial | Large Retail | New | Office Equipment | Electric | Server | E7 | RVT BC Ratio | 0 | 0 | 0 | 0 | 0 | 0 | 0 | 0 | 0 | 0 | 0 | 0 | 0 | 0 | 0 | 0 | 0 | 0 | 0 | 0 | 0 | 0 | 0 | 0 | 0 | 0 | 0 | 0 | 0 | 0
F4_Commercial_Large Retail_New_Office Equipment_Electric_Server_E8 | F4 | Commercial | Large Retail | New | Office Equipment | Electric | Server | E8 | RVT BC Ratio | 0 | 0 | 0 | 0 | 0 | 0 | 0 | 0 | 0 | 0 | 0 | 0 | 0 | 0 | 0 | 0 | 0 | 0 | 0 | 0 | 0 | 0 | 0 | 0 | 0 | 0 | 0 | 0 | 0 | 0
F4_Commercial_Large Retail_New_Office Equipment_Electric_Server_E9 | F4 | Commercial | Large Retail | New | Office Equipment | Electric | Server | E9 | RVT BC Ratio | 0 | 0 | 0 | 0 | 0 | 0 | 0 | 0 | 0 | 0 | 0 | 0 | 0 | 0 | 0 | 0 | 0 | 0 | 0 | 0 | 0 | 0 | 0 | 0 | 0 | 0 | 0 | 0 | 0 | 0
F4_Commercial_Large Retail_New_Office Equipment_Electric_Server_E10 | F4 | Commercial | Large Retail | New | Office Equipment | Electric | Server | E10 | RVT BC Ratio | 0 | 0 | 0 | 0 | 0 | 0 | 0 | 0 | 0 | 0 | 0 | 0 | 0 | 0 | 0 | 0 | 0 | 0 | 0 | 0 | 0 | 0 | 0 | 0 | 0 | 0 | 0 | 0 | 0 | 0
F5_Commercial_Large Retail_New_Office Equipment_Electric_Server_E1 | F5 | Commercial | Large Retail | New | Office Equipment | Electric | Server | E1 | RIM BC Ratio | 0 | 0 | 0 | 0 | 0 | 0 | 0 | 0 | 0 | 0 | 0 | 0 | 0 | 0 | 0 | 0 | 0 | 0 | 0 | 0 | 0 | 0 | 0 | 0 | 0 | 0 | 0 | 0 | 0 | 0
F5_Commercial_Large Retail_New_Office Equipment_Electric_Server_E2 | F5 | Commercial | Large Retail | New | Office Equipment | Electric | Server | E2 | RIM BC Ratio | 0 | 0 | 0 | 0 | 0 | 0 | 0 | 0 | 0 | 0 | 0 | 0 | 0 | 0 | 0 | 0 | 0 | 0 | 0 | 0 | 0 | 0 | 0 | 0 | 0 | 0 | 0 | 0 | 0 | 0
F5_Commercial_Large Retail_New_Office Equipment_Electric_Server_E3 | F5 | Commercial | Large Retail | New | Office Equipment | Electric | Server | E3 | RIM BC Ratio | 0 | 0 | 0 | 0 | 0 | 0 | 0 | 0 | 0 | 0 | 0 | 0 | 0 | 0 | 0 | 0 | 0 | 0 | 0 | 0 | 0 | 0 | 0 | 0 | 0 | 0 | 0 | 0 | 0 | 0
F5_Commercial_Large Retail_New_Office Equipment_Electric_Server_E4 | F5 | Commercial | Large Retail | New | Office Equipment | Electric | Server | E4 | RIM BC Ratio | 0 | 0 | 0 | 0 | 0 | 0 | 0 | 0 | 0 | 0 | 0 | 0 | 0 | 0 | 0 | 0 | 0 | 0 | 0 | 0 | 0 | 0 | 0 | 0 | 0 | 0 | 0 | 0 | 0 | 0
F5_Commercial_Large Retail_New_Office Equipment_Electric_Server_E5 | F5 | Commercial | Large Retail | New | Office Equipment | Electric | Server | E5 | RIM BC Ratio | 0 | 0 | 0 | 0 | 0 | 0 | 0 | 0 | 0 | 0 | 0 | 0 | 0 | 0 | 0 | 0 | 0 | 0 | 0 | 0 | 0 | 0 | 0 | 0 | 0 | 0 | 0 | 0 | 0 | 0
F5_Commercial_Large Retail_New_Office Equipment_Electric_Server_E6 | F5 | Commercial | Large Retail | New | Office Equipment | Electric | Server | E6 | RIM BC Ratio | 0 | 0 | 0 | 0 | 0 | 0 | 0 | 0 | 0 | 0 | 0 | 0 | 0 | 0 | 0 | 0 | 0 | 0 | 0 | 0 | 0 | 0 | 0 | 0 | 0 | 0 | 0 | 0 | 0 | 0
F5_Commercial_Large Retail_New_Office Equipment_Electric_Server_E7 | F5 | Commercial | Large Retail | New | Office Equipment | Electric | Server | E7 | RIM BC Ratio | 0 | 0 | 0 | 0 | 0 | 0 | 0 | 0 | 0 | 0 | 0 | 0 | 0 | 0 | 0 | 0 | 0 | 0 | 0 | 0 | 0 | 0 | 0 | 0 | 0 | 0 | 0 | 0 | 0 | 0
F5_Commercial_Large Retail_New_Office Equipment_Electric_Server_E8 | F5 | Commercial | Large Retail | New | Office Equipment | Electric | Server | E8 | RIM BC Ratio | 0 | 0 | 0 | 0 | 0 | 0 | 0 | 0 | 0 | 0 | 0 | 0 | 0 | 0 | 0 | 0 | 0 | 0 | 0 | 0 | 0 | 0 | 0 | 0 | 0 | 0 | 0 | 0 | 0 | 0
F5_Commercial_Large Retail_New_Office Equipment_Electric_Server_E9 | F5 | Commercial | Large Retail | New | Office Equipment | Electric | Server | E9 | RIM BC Ratio | 0 | 0 | 0 | 0 | 0 | 0 | 0 | 0 | 0 | 0 | 0 | 0 | 0 | 0 | 0 | 0 | 0 | 0 | 0 | 0 | 0 | 0 | 0 | 0 | 0 | 0 | 0 | 0 | 0 | 0
F5_Commercial_Large Retail_New_Office Equipment_Electric_Server_E10 | F5 | Commercial | Large Retail | New | Office Equipment | Electric | Server | E10 | RIM BC Ratio | 0 | 0 | 0 | 0 | 0 | 0 | 0 | 0 | 0 | 0 | 0 | 0 | 0 | 0 | 0 | 0 | 0 | 0 | 0 | 0 | 0 | 0 | 0 | 0 | 0 | 0 | 0 | 0 | 0 | 0
F0_Commercial_Large Retail_New_Office Equipment_Electric_Monitor_E0 | F0 | Commercial | Large Retail | New | Office Equipment | Electric | Monitor | E0 | Economic Unit | 0 | 0 | 0 | 0 | 0 | 0 | 0 | 0 | 0 | 0 | 0 | 0 | 0 | 0 | 0 | 0 | 0 | 0 | 0 | 0 | 0 | 0 | 0 | 0 | 0 | 0 | 0 | 0 | 0 | 0
F1_Commercial_Large Retail_New_Office Equipment_Electric_Monitor_E1 | F1 | Commercial | Large Retail | New | Office Equipment | Electric | Monitor | E1 | CCE | 0 | 0 | 0 | 0 | 0 | 0 | 0 | 0 | 0 | 0 | 0 | 0 | 0 | 0 | 0 | 0 | 0 | 0 | 0 | 0 | 0 | 0 | 0 | 0 | 0 | 0 | 0 | 0 | 0 | 0
F1_Commercial_Large Retail_New_Office Equipment_Electric_Monitor_E2 | F1 | Commercial | Large Retail | New | Office Equipment | Electric | Monitor | E2 | CCE | 0 | 0 | 0 | 0 | 0 | 0 | 0 | 0 | 0 | 0 | 0 | 0 | 0 | 0 | 0 | 0 | 0 | 0 | 0 | 0 | 0 | 0 | 0 | 0 | 0 | 0 | 0 | 0 | 0 | 0
F1_Commercial_Large Retail_New_Office Equipment_Electric_Monitor_E3 | F1 | Commercial | Large Retail | New | Office Equipment | Electric | Monitor | E3 | CCE | 0 | 0 | 0 | 0 | 0 | 0 | 0 | 0 | 0 | 0 | 0 | 0 | 0 | 0 | 0 | 0 | 0 | 0 | 0 | 0 | 0 | 0 | 0 | 0 | 0 | 0 | 0 | 0 | 0 | 0
F1_Commercial_Large Retail_New_Office Equipment_Electric_Monitor_E4 | F1 | Commercial | Large Retail | New | Office Equipment | Electric | Monitor | E4 | CCE | 0 | 0 | 0 | 0 | 0 | 0 | 0 | 0 | 0 | 0 | 0 | 0 | 0 | 0 | 0 | 0 | 0 | 0 | 0 | 0 | 0 | 0 | 0 | 0 | 0 | 0 | 0 | 0 | 0 | 0
F1_Commercial_Large Retail_New_Office Equipment_Electric_Monitor_E5 | F1 | Commercial | Large Retail | New | Office Equipment | Electric | Monitor | E5 | CCE | 0 | 0 | 0 | 0 | 0 | 0 | 0 | 0 | 0 | 0 | 0 | 0 | 0 | 0 | 0 | 0 | 0 | 0 | 0 | 0 | 0 | 0 | 0 | 0 | 0 | 0 | 0 | 0 | 0 | 0
F1_Commercial_Large Retail_New_Office Equipment_Electric_Monitor_E6 | F1 | Commercial | Large Retail | New | Office Equipment | Electric | Monitor | E6 | CCE | 0 | 0 | 0 | 0 | 0 | 0 | 0 | 0 | 0 | 0 | 0 | 0 | 0 | 0 | 0 | 0 | 0 | 0 | 0 | 0 | 0 | 0 | 0 | 0 | 0 | 0 | 0 | 0 | 0 | 0
F1_Commercial_Large Retail_New_Office Equipment_Electric_Monitor_E7 | F1 | Commercial | Large Retail | New | Office Equipment | Electric | Monitor | E7 | CCE | 0 | 0 | 0 | 0 | 0 | 0 | 0 | 0 | 0 | 0 | 0 | 0 | 0 | 0 | 0 | 0 | 0 | 0 | 0 | 0 | 0 | 0 | 0 | 0 | 0 | 0 | 0 | 0 | 0 | 0
F1_Commercial_Large Retail_New_Office Equipment_Electric_Monitor_E8 | F1 | Commercial | Large Retail | New | Office Equipment | Electric | Monitor | E8 | CCE | 0 | 0 | 0 | 0 | 0 | 0 | 0 | 0 | 0 | 0 | 0 | 0 | 0 | 0 | 0 | 0 | 0 | 0 | 0 | 0 | 0 | 0 | 0 | 0 | 0 | 0 | 0 | 0 | 0 | 0
F1_Commercial_Large Retail_New_Office Equipment_Electric_Monitor_E9 | F1 | Commercial | Large Retail | New | Office Equipment | Electric | Monitor | E9 | CCE | 0 | 0 | 0 | 0 | 0 | 0 | 0 | 0 | 0 | 0 | 0 | 0 | 0 | 0 | 0 | 0 | 0 | 0 | 0 | 0 | 0 | 0 | 0 | 0 | 0 | 0 | 0 | 0 | 0 | 0
F1_Commercial_Large Retail_New_Office Equipment_Electric_Monitor_E10 | F1 | Commercial | Large Retail | New | Office Equipment | Electric | Monitor | E10 | CCE | 0 | 0 | 0 | 0 | 0 | 0 | 0 | 0 | 0 | 0 | 0 | 0 | 0 | 0 | 0 | 0 | 0 | 0 | 0 | 0 | 0 | 0 | 0 | 0 | 0 | 0 | 0 | 0 | 0 | 0
F2_Commercial_Large Retail_New_Office Equipment_Electric_Monitor_E1 | F2 | Commercial | Large Retail | New | Office Equipment | Electric | Monitor | E1 | TRC BC Ratio | 0 | 0 | 0 | 0 | 0 | 0 | 0 | 0 | 0 | 0 | 0 | 0 | 0 | 0 | 0 | 0 | 0 | 0 | 0 | 0 | 0 | 0 | 0 | 0 | 0 | 0 | 0 | 0 | 0 | 0
F2_Commercial_Large Retail_New_Office Equipment_Electric_Monitor_E2 | F2 | Commercial | Large Retail | New | Office Equipment | Electric | Monitor | E2 | TRC BC Ratio | 0 | 0 | 0 | 0 | 0 | 0 | 0 | 0 | 0 | 0 | 0 | 0 | 0 | 0 | 0 | 0 | 0 | 0 | 0 | 0 | 0 | 0 | 0 | 0 | 0 | 0 | 0 | 0 | 0 | 0
F2_Commercial_Large Retail_New_Office Equipment_Electric_Monitor_E3 | F2 | Commercial | Large Retail | New | Office Equipment | Electric | Monitor | E3 | TRC BC Ratio | 0 | 0 | 0 | 0 | 0 | 0 | 0 | 0 | 0 | 0 | 0 | 0 | 0 | 0 | 0 | 0 | 0 | 0 | 0 | 0 | 0 | 0 | 0 | 0 | 0 | 0 | 0 | 0 | 0 | 0
F2_Commercial_Large Retail_New_Office Equipment_Electric_Monitor_E4 | F2 | Commercial | Large Retail | New | Office Equipment | Electric | Monitor | E4 | TRC BC Ratio | 0 | 0 | 0 | 0 | 0 | 0 | 0 | 0 | 0 | 0 | 0 | 0 | 0 | 0 | 0 | 0 | 0 | 0 | 0 | 0 | 0 | 0 | 0 | 0 | 0 | 0 | 0 | 0 | 0 | 0
F2_Commercial_Large Retail_New_Office Equipment_Electric_Monitor_E5 | F2 | Commercial | Large Retail | New | Office Equipment | Electric | Monitor | E5 | TRC BC Ratio | 0 | 0 | 0 | 0 | 0 | 0 | 0 | 0 | 0 | 0 | 0 | 0 | 0 | 0 | 0 | 0 | 0 | 0 | 0 | 0 | 0 | 0 | 0 | 0 | 0 | 0 | 0 | 0 | 0 | 0
F2_Commercial_Large Retail_New_Office Equipment_Electric_Monitor_E6 | F2 | Commercial | Large Retail | New | Office Equipment | Electric | Monitor | E6 | TRC BC Ratio | 0 | 0 | 0 | 0 | 0 | 0 | 0 | 0 | 0 | 0 | 0 | 0 | 0 | 0 | 0 | 0 | 0 | 0 | 0 | 0 | 0 | 0 | 0 | 0 | 0 | 0 | 0 | 0 | 0 | 0
F2_Commercial_Large Retail_New_Office Equipment_Electric_Monitor_E7 | F2 | Commercial | Large Retail | New | Office Equipment | Electric | Monitor | E7 | TRC BC Ratio | 0 | 0 | 0 | 0 | 0 | 0 | 0 | 0 | 0 | 0 | 0 | 0 | 0 | 0 | 0 | 0 | 0 | 0 | 0 | 0 | 0 | 0 | 0 | 0 | 0 | 0 | 0 | 0 | 0 | 0
F2_Commercial_Large Retail_New_Office Equipment_Electric_Monitor_E8 | F2 | Commercial | Large Retail | New | Office Equipment | Electric | Monitor | E8 | TRC BC Ratio | 0 | 0 | 0 | 0 | 0 | 0 | 0 | 0 | 0 | 0 | 0 | 0 | 0 | 0 | 0 | 0 | 0 | 0 | 0 | 0 | 0 | 0 | 0 | 0 | 0 | 0 | 0 | 0 | 0 | 0
F2_Commercial_Large Retail_New_Office Equipment_Electric_Monitor_E9 | F2 | Commercial | Large Retail | New | Office Equipment | Electric | Monitor | E9 | TRC BC Ratio | 0 | 0 | 0 | 0 | 0 | 0 | 0 | 0 | 0 | 0 | 0 | 0 | 0 | 0 | 0 | 0 | 0 | 0 | 0 | 0 | 0 | 0 | 0 | 0 | 0 | 0 | 0 | 0 | 0 | 0
F2_Commercial_Large Retail_New_Office Equipment_Electric_Monitor_E10 | F2 | Commercial | Large Retail | New | Office Equipment | Electric | Monitor | E10 | TRC BC Ratio | 0 | 0 | 0 | 0 | 0 | 0 | 0 | 0 | 0 | 0 | 0 | 0 | 0 | 0 | 0 | 0 | 0 | 0 | 0 | 0 | 0 | 0 | 0 | 0 | 0 | 0 | 0 | 0 | 0 | 0
F3_Commercial_Large Retail_New_Office Equipment_Electric_Monitor_E1 | F3 | Commercial | Large Retail | New | Office Equipment | Electric | Monitor | E1 | PACT BC Ratio | 0 | 0 | 0 | 0 | 0 | 0 | 0 | 0 | 0 | 0 | 0 | 0 | 0 | 0 | 0 | 0 | 0 | 0 | 0 | 0 | 0 | 0 | 0 | 0 | 0 | 0 | 0 | 0 | 0 | 0
F3_Commercial_Large Retail_New_Office Equipment_Electric_Monitor_E2 | F3 | Commercial | Large Retail | New | Office Equipment | Electric | Monitor | E2 | PACT BC Ratio | 0 | 0 | 0 | 0 | 0 | 0 | 0 | 0 | 0 | 0 | 0 | 0 | 0 | 0 | 0 | 0 | 0 | 0 | 0 | 0 | 0 | 0 | 0 | 0 | 0 | 0 | 0 | 0 | 0 | 0
F3_Commercial_Large Retail_New_Office Equipment_Electric_Monitor_E3 | F3 | Commercial | Large Retail | New | Office Equipment | Electric | Monitor | E3 | PACT BC Ratio | 0 | 0 | 0 | 0 | 0 | 0 | 0 | 0 | 0 | 0 | 0 | 0 | 0 | 0 | 0 | 0 | 0 | 0 | 0 | 0 | 0 | 0 | 0 | 0 | 0 | 0 | 0 | 0 | 0 | 0
F3_Commercial_Large Retail_New_Office Equipment_Electric_Monitor_E4 | F3 | Commercial | Large Retail | New | Office Equipment | Electric | Monitor | E4 | PACT BC Ratio | 0 | 0 | 0 | 0 | 0 | 0 | 0 | 0 | 0 | 0 | 0 | 0 | 0 | 0 | 0 | 0 | 0 | 0 | 0 | 0 | 0 | 0 | 0 | 0 | 0 | 0 | 0 | 0 | 0 | 0
F3_Commercial_Large Retail_New_Office Equipment_Electric_Monitor_E5 | F3 | Commercial | Large Retail | New | Office Equipment | Electric | Monitor | E5 | PACT BC Ratio | 0 | 0 | 0 | 0 | 0 | 0 | 0 | 0 | 0 | 0 | 0 | 0 | 0 | 0 | 0 | 0 | 0 | 0 | 0 | 0 | 0 | 0 | 0 | 0 | 0 | 0 | 0 | 0 | 0 | 0
F3_Commercial_Large Retail_New_Office Equipment_Electric_Monitor_E6 | F3 | Commercial | Large Retail | New | Office Equipment | Electric | Monitor | E6 | PACT BC Ratio | 0 | 0 | 0 | 0 | 0 | 0 | 0 | 0 | 0 | 0 | 0 | 0 | 0 | 0 | 0 | 0 | 0 | 0 | 0 | 0 | 0 | 0 | 0 | 0 | 0 | 0 | 0 | 0 | 0 | 0
F3_Commercial_Large Retail_New_Office Equipment_Electric_Monitor_E7 | F3 | Commercial | Large Retail | New | Office Equipment | Electric | Monitor | E7 | PACT BC Ratio | 0 | 0 | 0 | 0 | 0 | 0 | 0 | 0 | 0 | 0 | 0 | 0 | 0 | 0 | 0 | 0 | 0 | 0 | 0 | 0 | 0 | 0 | 0 | 0 | 0 | 0 | 0 | 0 | 0 | 0
F3_Commercial_Large Retail_New_Office Equipment_Electric_Monitor_E8 | F3 | Commercial | Large Retail | New | Office Equipment | Electric | Monitor | E8 | PACT BC Ratio | 0 | 0 | 0 | 0 | 0 | 0 | 0 | 0 | 0 | 0 | 0 | 0 | 0 | 0 | 0 | 0 | 0 | 0 | 0 | 0 | 0 | 0 | 0 | 0 | 0 | 0 | 0 | 0 | 0 | 0
F3_Commercial_Large Retail_New_Office Equipment_Electric_Monitor_E9 | F3 | Commercial | Large Retail | New | Office Equipment | Electric | Monitor | E9 | PACT BC Ratio | 0 | 0 | 0 | 0 | 0 | 0 | 0 | 0 | 0 | 0 | 0 | 0 | 0 | 0 | 0 | 0 | 0 | 0 | 0 | 0 | 0 | 0 | 0 | 0 | 0 | 0 | 0 | 0 | 0 | 0
F3_Commercial_Large Retail_New_Office Equipment_Electric_Monitor_E10 | F3 | Commercial | Large Retail | New | Office Equipment | Electric | Monitor | E10 | PACT BC Ratio | 0 | 0 | 0 | 0 | 0 | 0 | 0 | 0 | 0 | 0 | 0 | 0 | 0 | 0 | 0 | 0 | 0 | 0 | 0 | 0 | 0 | 0 | 0 | 0 | 0 | 0 | 0 | 0 | 0 | 0
F4_Commercial_Large Retail_New_Office Equipment_Electric_Monitor_E1 | F4 | Commercial | Large Retail | New | Office Equipment | Electric | Monitor | E1 | RVT BC Ratio | 0 | 0 | 0 | 0 | 0 | 0 | 0 | 0 | 0 | 0 | 0 | 0 | 0 | 0 | 0 | 0 | 0 | 0 | 0 | 0 | 0 | 0 | 0 | 0 | 0 | 0 | 0 | 0 | 0 | 0
F4_Commercial_Large Retail_New_Office Equipment_Electric_Monitor_E2 | F4 | Commercial | Large Retail | New | Office Equipment | Electric | Monitor | E2 | RVT BC Ratio | 0 | 0 | 0 | 0 | 0 | 0 | 0 | 0 | 0 | 0 | 0 | 0 | 0 | 0 | 0 | 0 | 0 | 0 | 0 | 0 | 0 | 0 | 0 | 0 | 0 | 0 | 0 | 0 | 0 | 0
F4_Commercial_Large Retail_New_Office Equipment_Electric_Monitor_E3 | F4 | Commercial | Large Retail | New | Office Equipment | Electric | Monitor | E3 | RVT BC Ratio | 0 | 0 | 0 | 0 | 0 | 0 | 0 | 0 | 0 | 0 | 0 | 0 | 0 | 0 | 0 | 0 | 0 | 0 | 0 | 0 | 0 | 0 | 0 | 0 | 0 | 0 | 0 | 0 | 0 | 0
F4_Commercial_Large Retail_New_Office Equipment_Electric_Monitor_E4 | F4 | Commercial | Large Retail | New | Office Equipment | Electric | Monitor | E4 | RVT BC Ratio | 0 | 0 | 0 | 0 | 0 | 0 | 0 | 0 | 0 | 0 | 0 | 0 | 0 | 0 | 0 | 0 | 0 | 0 | 0 | 0 | 0 | 0 | 0 | 0 | 0 | 0 | 0 | 0 | 0 | 0
F4_Commercial_Large Retail_New_Office Equipment_Electric_Monitor_E5 | F4 | Commercial | Large Retail | New | Office Equipment | Electric | Monitor | E5 | RVT BC Ratio | 0 | 0 | 0 | 0 | 0 | 0 | 0 | 0 | 0 | 0 | 0 | 0 | 0 | 0 | 0 | 0 | 0 | 0 | 0 | 0 | 0 | 0 | 0 | 0 | 0 | 0 | 0 | 0 | 0 | 0
F4_Commercial_Large Retail_New_Office Equipment_Electric_Monitor_E6 | F4 | Commercial | Large Retail | New | Office Equipment | Electric | Monitor | E6 | RVT BC Ratio | 0 | 0 | 0 | 0 | 0 | 0 | 0 | 0 | 0 | 0 | 0 | 0 | 0 | 0 | 0 | 0 | 0 | 0 | 0 | 0 | 0 | 0 | 0 | 0 | 0 | 0 | 0 | 0 | 0 | 0
F4_Commercial_Large Retail_New_Office Equipment_Electric_Monitor_E7 | F4 | Commercial | Large Retail | New | Office Equipment | Electric | Monitor | E7 | RVT BC Ratio | 0 | 0 | 0 | 0 | 0 | 0 | 0 | 0 | 0 | 0 | 0 | 0 | 0 | 0 | 0 | 0 | 0 | 0 | 0 | 0 | 0 | 0 | 0 | 0 | 0 | 0 | 0 | 0 | 0 | 0
F4_Commercial_Large Retail_New_Office Equipment_Electric_Monitor_E8 | F4 | Commercial | Large Retail | New | Office Equipment | Electric | Monitor | E8 | RVT BC Ratio | 0 | 0 | 0 | 0 | 0 | 0 | 0 | 0 | 0 | 0 | 0 | 0 | 0 | 0 | 0 | 0 | 0 | 0 | 0 | 0 | 0 | 0 | 0 | 0 | 0 | 0 | 0 | 0 | 0 | 0
F4_Commercial_Large Retail_New_Office Equipment_Electric_Monitor_E9 | F4 | Commercial | Large Retail | New | Office Equipment | Electric | Monitor | E9 | RVT BC Ratio | 0 | 0 | 0 | 0 | 0 | 0 | 0 | 0 | 0 | 0 | 0 | 0 | 0 | 0 | 0 | 0 | 0 | 0 | 0 | 0 | 0 | 0 | 0 | 0 | 0 | 0 | 0 | 0 | 0 | 0
F4_Commercial_Large Retail_New_Office Equipment_Electric_Monitor_E10 | F4 | Commercial | Large Retail | New | Office Equipment | Electric | Monitor | E10 | RVT BC Ratio | 0 | 0 | 0 | 0 | 0 | 0 | 0 | 0 | 0 | 0 | 0 | 0 | 0 | 0 | 0 | 0 | 0 | 0 | 0 | 0 | 0 | 0 | 0 | 0 | 0 | 0 | 0 | 0 | 0 | 0
F5_Commercial_Large Retail_New_Office Equipment_Electric_Monitor_E1 | F5 | Commercial | Large Retail | New | Office Equipment | Electric | Monitor | E1 | RIM BC Ratio | 0 | 0 | 0 | 0 | 0 | 0 | 0 | 0 | 0 | 0 | 0 | 0 | 0 | 0 | 0 | 0 | 0 | 0 | 0 | 0 | 0 | 0 | 0 | 0 | 0 | 0 | 0 | 0 | 0 | 0
F5_Commercial_Large Retail_New_Office Equipment_Electric_Monitor_E2 | F5 | Commercial | Large Retail | New | Office Equipment | Electric | Monitor | E2 | RIM BC Ratio | 0 | 0 | 0 | 0 | 0 | 0 | 0 | 0 | 0 | 0 | 0 | 0 | 0 | 0 | 0 | 0 | 0 | 0 | 0 | 0 | 0 | 0 | 0 | 0 | 0 | 0 | 0 | 0 | 0 | 0
F5_Commercial_Large Retail_New_Office Equipment_Electric_Monitor_E3 | F5 | Commercial | Large Retail | New | Office Equipment | Electric | Monitor | E3 | RIM BC Ratio | 0 | 0 | 0 | 0 | 0 | 0 | 0 | 0 | 0 | 0 | 0 | 0 | 0 | 0 | 0 | 0 | 0 | 0 | 0 | 0 | 0 | 0 | 0 | 0 | 0 | 0 | 0 | 0 | 0 | 0
F5_Commercial_Large Retail_New_Office Equipment_Electric_Monitor_E4 | F5 | Commercial | Large Retail | New | Office Equipment | Electric | Monitor | E4 | RIM BC Ratio | 0 | 0 | 0 | 0 | 0 | 0 | 0 | 0 | 0 | 0 | 0 | 0 | 0 | 0 | 0 | 0 | 0 | 0 | 0 | 0 | 0 | 0 | 0 | 0 | 0 | 0 | 0 | 0 | 0 | 0
F5_Commercial_Large Retail_New_Office Equipment_Electric_Monitor_E5 | F5 | Commercial | Large Retail | New | Office Equipment | Electric | Monitor | E5 | RIM BC Ratio | 0 | 0 | 0 | 0 | 0 | 0 | 0 | 0 | 0 | 0 | 0 | 0 | 0 | 0 | 0 | 0 | 0 | 0 | 0 | 0 | 0 | 0 | 0 | 0 | 0 | 0 | 0 | 0 | 0 | 0
F5_Commercial_Large Retail_New_Office Equipment_Electric_Monitor_E6 | F5 | Commercial | Large Retail | New | Office Equipment | Electric | Monitor | E6 | RIM BC Ratio | 0 | 0 | 0 | 0 | 0 | 0 | 0 | 0 | 0 | 0 | 0 | 0 | 0 | 0 | 0 | 0 | 0 | 0 | 0 | 0 | 0 | 0 | 0 | 0 | 0 | 0 | 0 | 0 | 0 | 0
F5_Commercial_Large Retail_New_Office Equipment_Electric_Monitor_E7 | F5 | Commercial | Large Retail | New | Office Equipment | Electric | Monitor | E7 | RIM BC Ratio | 0 | 0 | 0 | 0 | 0 | 0 | 0 | 0 | 0 | 0 | 0 | 0 | 0 | 0 | 0 | 0 | 0 | 0 | 0 | 0 | 0 | 0 | 0 | 0 | 0 | 0 | 0 | 0 | 0 | 0
F5_Commercial_Large Retail_New_Office Equipment_Electric_Monitor_E8 | F5 | Commercial | Large Retail | New | Office Equipment | Electric | Monitor | E8 | RIM BC Ratio | 0 | 0 | 0 | 0 | 0 | 0 | 0 | 0 | 0 | 0 | 0 | 0 | 0 | 0 | 0 | 0 | 0 | 0 | 0 | 0 | 0 | 0 | 0 | 0 | 0 | 0 | 0 | 0 | 0 | 0
F5_Commercial_Large Retail_New_Office Equipment_Electric_Monitor_E9 | F5 | Commercial | Large Retail | New | Office Equipment | Electric | Monitor | E9 | RIM BC Ratio | 0 | 0 | 0 | 0 | 0 | 0 | 0 | 0 | 0 | 0 | 0 | 0 | 0 | 0 | 0 | 0 | 0 | 0 | 0 | 0 | 0 | 0 | 0 | 0 | 0 | 0 | 0 | 0 | 0 | 0
F5_Commercial_Large Retail_New_Office Equipment_Electric_Monitor_E10 | F5 | Commercial | Large Retail | New | Office Equipment | Electric | Monitor | E10 | RIM BC Ratio | 0 | 0 | 0 | 0 | 0 | 0 | 0 | 0 | 0 | 0 | 0 | 0 | 0 | 0 | 0 | 0 | 0 | 0 | 0 | 0 | 0 | 0 | 0 | 0 | 0 | 0 | 0 | 0 | 0 | 0
F0_Commercial_Large Retail_New_Office Equipment_Electric_Printer/Copier/Fax_E0 | F0 | Commercial | Large Retail | New | Office Equipment | Electric | Printer/Copier/Fax | E0 | Economic Unit | 0 | 0 | 0 | 0 | 0 | 0 | 0 | 0 | 0 | 0 | 0 | 0 | 0 | 0 | 0 | 0 | 0 | 0 | 0 | 0 | 0 | 0 | 0 | 0 | 0 | 0 | 0 | 0 | 0 | 0
F1_Commercial_Large Retail_New_Office Equipment_Electric_Printer/Copier/Fax_E1 | F1 | Commercial | Large Retail | New | Office Equipment | Electric | Printer/Copier/Fax | E1 | CCE | 0 | 0 | 0 | 0 | 0 | 0 | 0 | 0 | 0 | 0 | 0 | 0 | 0 | 0 | 0 | 0 | 0 | 0 | 0 | 0 | 0 | 0 | 0 | 0 | 0 | 0 | 0 | 0 | 0 | 0
F1_Commercial_Large Retail_New_Office Equipment_Electric_Printer/Copier/Fax_E2 | F1 | Commercial | Large Retail | New | Office Equipment | Electric | Printer/Copier/Fax | E2 | CCE | 0 | 0 | 0 | 0 | 0 | 0 | 0 | 0 | 0 | 0 | 0 | 0 | 0 | 0 | 0 | 0 | 0 | 0 | 0 | 0 | 0 | 0 | 0 | 0 | 0 | 0 | 0 | 0 | 0 | 0
F1_Commercial_Large Retail_New_Office Equipment_Electric_Printer/Copier/Fax_E3 | F1 | Commercial | Large Retail | New | Office Equipment | Electric | Printer/Copier/Fax | E3 | CCE | 0 | 0 | 0 | 0 | 0 | 0 | 0 | 0 | 0 | 0 | 0 | 0 | 0 | 0 | 0 | 0 | 0 | 0 | 0 | 0 | 0 | 0 | 0 | 0 | 0 | 0 | 0 | 0 | 0 | 0
F1_Commercial_Large Retail_New_Office Equipment_Electric_Printer/Copier/Fax_E4 | F1 | Commercial | Large Retail | New | Office Equipment | Electric | Printer/Copier/Fax | E4 | CCE | 0 | 0 | 0 | 0 | 0 | 0 | 0 | 0 | 0 | 0 | 0 | 0 | 0 | 0 | 0 | 0 | 0 | 0 | 0 | 0 | 0 | 0 | 0 | 0 | 0 | 0 | 0 | 0 | 0 | 0
F1_Commercial_Large Retail_New_Office Equipment_Electric_Printer/Copier/Fax_E5 | F1 | Commercial | Large Retail | New | Office Equipment | Electric | Printer/Copier/Fax | E5 | CCE | 0 | 0 | 0 | 0 | 0 | 0 | 0 | 0 | 0 | 0 | 0 | 0 | 0 | 0 | 0 | 0 | 0 | 0 | 0 | 0 | 0 | 0 | 0 | 0 | 0 | 0 | 0 | 0 | 0 | 0
F1_Commercial_Large Retail_New_Office Equipment_Electric_Printer/Copier/Fax_E6 | F1 | Commercial | Large Retail | New | Office Equipment | Electric | Printer/Copier/Fax | E6 | CCE | 0 | 0 | 0 | 0 | 0 | 0 | 0 | 0 | 0 | 0 | 0 | 0 | 0 | 0 | 0 | 0 | 0 | 0 | 0 | 0 | 0 | 0 | 0 | 0 | 0 | 0 | 0 | 0 | 0 | 0
F1_Commercial_Large Retail_New_Office Equipment_Electric_Printer/Copier/Fax_E7 | F1 | Commercial | Large Retail | New | Office Equipment | Electric | Printer/Copier/Fax | E7 | CCE | 0 | 0 | 0 | 0 | 0 | 0 | 0 | 0 | 0 | 0 | 0 | 0 | 0 | 0 | 0 | 0 | 0 | 0 | 0 | 0 | 0 | 0 | 0 | 0 | 0 | 0 | 0 | 0 | 0 | 0
F1_Commercial_Large Retail_New_Office Equipment_Electric_Printer/Copier/Fax_E8 | F1 | Commercial | Large Retail | New | Office Equipment | Electric | Printer/Copier/Fax | E8 | CCE | 0 | 0 | 0 | 0 | 0 | 0 | 0 | 0 | 0 | 0 | 0 | 0 | 0 | 0 | 0 | 0 | 0 | 0 | 0 | 0 | 0 | 0 | 0 | 0 | 0 | 0 | 0 | 0 | 0 | 0
F1_Commercial_Large Retail_New_Office Equipment_Electric_Printer/Copier/Fax_E9 | F1 | Commercial | Large Retail | New | Office Equipment | Electric | Printer/Copier/Fax | E9 | CCE | 0 | 0 | 0 | 0 | 0 | 0 | 0 | 0 | 0 | 0 | 0 | 0 | 0 | 0 | 0 | 0 | 0 | 0 | 0 | 0 | 0 | 0 | 0 | 0 | 0 | 0 | 0 | 0 | 0 | 0
F1_Commercial_Large Retail_New_Office Equipment_Electric_Printer/Copier/Fax_E10 | F1 | Commercial | Large Retail | New | Office Equipment | Electric | Printer/Copier/Fax | E10 | CCE | 0 | 0 | 0 | 0 | 0 | 0 | 0 | 0 | 0 | 0 | 0 | 0 | 0 | 0 | 0 | 0 | 0 | 0 | 0 | 0 | 0 | 0 | 0 | 0 | 0 | 0 | 0 | 0 | 0 | 0
F2_Commercial_Large Retail_New_Office Equipment_Electric_Printer/Copier/Fax_E1 | F2 | Commercial | Large Retail | New | Office Equipment | Electric | Printer/Copier/Fax | E1 | TRC BC Ratio | 0 | 0 | 0 | 0 | 0 | 0 | 0 | 0 | 0 | 0 | 0 | 0 | 0 | 0 | 0 | 0 | 0 | 0 | 0 | 0 | 0 | 0 | 0 | 0 | 0 | 0 | 0 | 0 | 0 | 0
F2_Commercial_Large Retail_New_Office Equipment_Electric_Printer/Copier/Fax_E2 | F2 | Commercial | Large Retail | New | Office Equipment | Electric | Printer/Copier/Fax | E2 | TRC BC Ratio | 0 | 0 | 0 | 0 | 0 | 0 | 0 | 0 | 0 | 0 | 0 | 0 | 0 | 0 | 0 | 0 | 0 | 0 | 0 | 0 | 0 | 0 | 0 | 0 | 0 | 0 | 0 | 0 | 0 | 0
F2_Commercial_Large Retail_New_Office Equipment_Electric_Printer/Copier/Fax_E3 | F2 | Commercial | Large Retail | New | Office Equipment | Electric | Printer/Copier/Fax | E3 | TRC BC Ratio | 0 | 0 | 0 | 0 | 0 | 0 | 0 | 0 | 0 | 0 | 0 | 0 | 0 | 0 | 0 | 0 | 0 | 0 | 0 | 0 | 0 | 0 | 0 | 0 | 0 | 0 | 0 | 0 | 0 | 0
F2_Commercial_Large Retail_New_Office Equipment_Electric_Printer/Copier/Fax_E4 | F2 | Commercial | Large Retail | New | Office Equipment | Electric | Printer/Copier/Fax | E4 | TRC BC Ratio | 0 | 0 | 0 | 0 | 0 | 0 | 0 | 0 | 0 | 0 | 0 | 0 | 0 | 0 | 0 | 0 | 0 | 0 | 0 | 0 | 0 | 0 | 0 | 0 | 0 | 0 | 0 | 0 | 0 | 0
F2_Commercial_Large Retail_New_Office Equipment_Electric_Printer/Copier/Fax_E5 | F2 | Commercial | Large Retail | New | Office Equipment | Electric | Printer/Copier/Fax | E5 | TRC BC Ratio | 0 | 0 | 0 | 0 | 0 | 0 | 0 | 0 | 0 | 0 | 0 | 0 | 0 | 0 | 0 | 0 | 0 | 0 | 0 | 0 | 0 | 0 | 0 | 0 | 0 | 0 | 0 | 0 | 0 | 0
F2_Commercial_Large Retail_New_Office Equipment_Electric_Printer/Copier/Fax_E6 | F2 | Commercial | Large Retail | New | Office Equipment | Electric | Printer/Copier/Fax | E6 | TRC BC Ratio | 0 | 0 | 0 | 0 | 0 | 0 | 0 | 0 | 0 | 0 | 0 | 0 | 0 | 0 | 0 | 0 | 0 | 0 | 0 | 0 | 0 | 0 | 0 | 0 | 0 | 0 | 0 | 0 | 0 | 0
F2_Commercial_Large Retail_New_Office Equipment_Electric_Printer/Copier/Fax_E7 | F2 | Commercial | Large Retail | New | Office Equipment | Electric | Printer/Copier/Fax | E7 | TRC BC Ratio | 0 | 0 | 0 | 0 | 0 | 0 | 0 | 0 | 0 | 0 | 0 | 0 | 0 | 0 | 0 | 0 | 0 | 0 | 0 | 0 | 0 | 0 | 0 | 0 | 0 | 0 | 0 | 0 | 0 | 0
F2_Commercial_Large Retail_New_Office Equipment_Electric_Printer/Copier/Fax_E8 | F2 | Commercial | Large Retail | New | Office Equipment | Electric | Printer/Copier/Fax | E8 | TRC BC Ratio | 0 | 0 | 0 | 0 | 0 | 0 | 0 | 0 | 0 | 0 | 0 | 0 | 0 | 0 | 0 | 0 | 0 | 0 | 0 | 0 | 0 | 0 | 0 | 0 | 0 | 0 | 0 | 0 | 0 | 0
F2_Commercial_Large Retail_New_Office Equipment_Electric_Printer/Copier/Fax_E9 | F2 | Commercial | Large Retail | New | Office Equipment | Electric | Printer/Copier/Fax | E9 | TRC BC Ratio | 0 | 0 | 0 | 0 | 0 | 0 | 0 | 0 | 0 | 0 | 0 | 0 | 0 | 0 | 0 | 0 | 0 | 0 | 0 | 0 | 0 | 0 | 0 | 0 | 0 | 0 | 0 | 0 | 0 | 0
F2_Commercial_Large Retail_New_Office Equipment_Electric_Printer/Copier/Fax_E10 | F2 | Commercial | Large Retail | New | Office Equipment | Electric | Printer/Copier/Fax | E10 | TRC BC Ratio | 0 | 0 | 0 | 0 | 0 | 0 | 0 | 0 | 0 | 0 | 0 | 0 | 0 | 0 | 0 | 0 | 0 | 0 | 0 | 0 | 0 | 0 | 0 | 0 | 0 | 0 | 0 | 0 | 0 | 0
F3_Commercial_Large Retail_New_Office Equipment_Electric_Printer/Copier/Fax_E1 | F3 | Commercial | Large Retail | New | Office Equipment | Electric | Printer/Copier/Fax | E1 | PACT BC Ratio | 0 | 0 | 0 | 0 | 0 | 0 | 0 | 0 | 0 | 0 | 0 | 0 | 0 | 0 | 0 | 0 | 0 | 0 | 0 | 0 | 0 | 0 | 0 | 0 | 0 | 0 | 0 | 0 | 0 | 0
F3_Commercial_Large Retail_New_Office Equipment_Electric_Printer/Copier/Fax_E2 | F3 | Commercial | Large Retail | New | Office Equipment | Electric | Printer/Copier/Fax | E2 | PACT BC Ratio | 0 | 0 | 0 | 0 | 0 | 0 | 0 | 0 | 0 | 0 | 0 | 0 | 0 | 0 | 0 | 0 | 0 | 0 | 0 | 0 | 0 | 0 | 0 | 0 | 0 | 0 | 0 | 0 | 0 | 0
F3_Commercial_Large Retail_New_Office Equipment_Electric_Printer/Copier/Fax_E3 | F3 | Commercial | Large Retail | New | Office Equipment | Electric | Printer/Copier/Fax | E3 | PACT BC Ratio | 0 | 0 | 0 | 0 | 0 | 0 | 0 | 0 | 0 | 0 | 0 | 0 | 0 | 0 | 0 | 0 | 0 | 0 | 0 | 0 | 0 | 0 | 0 | 0 | 0 | 0 | 0 | 0 | 0 | 0
F3_Commercial_Large Retail_New_Office Equipment_Electric_Printer/Copier/Fax_E4 | F3 | Commercial | Large Retail | New | Office Equipment | Electric | Printer/Copier/Fax | E4 | PACT BC Ratio | 0 | 0 | 0 | 0 | 0 | 0 | 0 | 0 | 0 | 0 | 0 | 0 | 0 | 0 | 0 | 0 | 0 | 0 | 0 | 0 | 0 | 0 | 0 | 0 | 0 | 0 | 0 | 0 | 0 | 0
F3_Commercial_Large Retail_New_Office Equipment_Electric_Printer/Copier/Fax_E5 | F3 | Commercial | Large Retail | New | Office Equipment | Electric | Printer/Copier/Fax | E5 | PACT BC Ratio | 0 | 0 | 0 | 0 | 0 | 0 | 0 | 0 | 0 | 0 | 0 | 0 | 0 | 0 | 0 | 0 | 0 | 0 | 0 | 0 | 0 | 0 | 0 | 0 | 0 | 0 | 0 | 0 | 0 | 0
F3_Commercial_Large Retail_New_Office Equipment_Electric_Printer/Copier/Fax_E6 | F3 | Commercial | Large Retail | New | Office Equipment | Electric | Printer/Copier/Fax | E6 | PACT BC Ratio | 0 | 0 | 0 | 0 | 0 | 0 | 0 | 0 | 0 | 0 | 0 | 0 | 0 | 0 | 0 | 0 | 0 | 0 | 0 | 0 | 0 | 0 | 0 | 0 | 0 | 0 | 0 | 0 | 0 | 0
F3_Commercial_Large Retail_New_Office Equipment_Electric_Printer/Copier/Fax_E7 | F3 | Commercial | Large Retail | New | Office Equipment | Electric | Printer/Copier/Fax | E7 | PACT BC Ratio | 0 | 0 | 0 | 0 | 0 | 0 | 0 | 0 | 0 | 0 | 0 | 0 | 0 | 0 | 0 | 0 | 0 | 0 | 0 | 0 | 0 | 0 | 0 | 0 | 0 | 0 | 0 | 0 | 0 | 0
F3_Commercial_Large Retail_New_Office Equipment_Electric_Printer/Copier/Fax_E8 | F3 | Commercial | Large Retail | New | Office Equipment | Electric | Printer/Copier/Fax | E8 | PACT BC Ratio | 0 | 0 | 0 | 0 | 0 | 0 | 0 | 0 | 0 | 0 | 0 | 0 | 0 | 0 | 0 | 0 | 0 | 0 | 0 | 0 | 0 | 0 | 0 | 0 | 0 | 0 | 0 | 0 | 0 | 0
F3_Commercial_Large Retail_New_Office Equipment_Electric_Printer/Copier/Fax_E9 | F3 | Commercial | Large Retail | New | Office Equipment | Electric | Printer/Copier/Fax | E9 | PACT BC Ratio | 0 | 0 | 0 | 0 | 0 | 0 | 0 | 0 | 0 | 0 | 0 | 0 | 0 | 0 | 0 | 0 | 0 | 0 | 0 | 0 | 0 | 0 | 0 | 0 | 0 | 0 | 0 | 0 | 0 | 0
F3_Commercial_Large Retail_New_Office Equipment_Electric_Printer/Copier/Fax_E10 | F3 | Commercial | Large Retail | New | Office Equipment | Electric | Printer/Copier/Fax | E10 | PACT BC Ratio | 0 | 0 | 0 | 0 | 0 | 0 | 0 | 0 | 0 | 0 | 0 | 0 | 0 | 0 | 0 | 0 | 0 | 0 | 0 | 0 | 0 | 0 | 0 | 0 | 0 | 0 | 0 | 0 | 0 | 0
F4_Commercial_Large Retail_New_Office Equipment_Electric_Printer/Copier/Fax_E1 | F4 | Commercial | Large Retail | New | Office Equipment | Electric | Printer/Copier/Fax | E1 | RVT BC Ratio | 0 | 0 | 0 | 0 | 0 | 0 | 0 | 0 | 0 | 0 | 0 | 0 | 0 | 0 | 0 | 0 | 0 | 0 | 0 | 0 | 0 | 0 | 0 | 0 | 0 | 0 | 0 | 0 | 0 | 0
F4_Commercial_Large Retail_New_Office Equipment_Electric_Printer/Copier/Fax_E2 | F4 | Commercial | Large Retail | New | Office Equipment | Electric | Printer/Copier/Fax | E2 | RVT BC Ratio | 0 | 0 | 0 | 0 | 0 | 0 | 0 | 0 | 0 | 0 | 0 | 0 | 0 | 0 | 0 | 0 | 0 | 0 | 0 | 0 | 0 | 0 | 0 | 0 | 0 | 0 | 0 | 0 | 0 | 0
F4_Commercial_Large Retail_New_Office Equipment_Electric_Printer/Copier/Fax_E3 | F4 | Commercial | Large Retail | New | Office Equipment | Electric | Printer/Copier/Fax | E3 | RVT BC Ratio | 0 | 0 | 0 | 0 | 0 | 0 | 0 | 0 | 0 | 0 | 0 | 0 | 0 | 0 | 0 | 0 | 0 | 0 | 0 | 0 | 0 | 0 | 0 | 0 | 0 | 0 | 0 | 0 | 0 | 0
F4_Commercial_Large Retail_New_Office Equipment_Electric_Printer/Copier/Fax_E4 | F4 | Commercial | Large Retail | New | Office Equipment | Electric | Printer/Copier/Fax | E4 | RVT BC Ratio | 0 | 0 | 0 | 0 | 0 | 0 | 0 | 0 | 0 | 0 | 0 | 0 | 0 | 0 | 0 | 0 | 0 | 0 | 0 | 0 | 0 | 0 | 0 | 0 | 0 | 0 | 0 | 0 | 0 | 0
F4_Commercial_Large Retail_New_Office Equipment_Electric_Printer/Copier/Fax_E5 | F4 | Commercial | Large Retail | New | Office Equipment | Electric | Printer/Copier/Fax | E5 | RVT BC Ratio | 0 | 0 | 0 | 0 | 0 | 0 | 0 | 0 | 0 | 0 | 0 | 0 | 0 | 0 | 0 | 0 | 0 | 0 | 0 | 0 | 0 | 0 | 0 | 0 | 0 | 0 | 0 | 0 | 0 | 0
F4_Commercial_Large Retail_New_Office Equipment_Electric_Printer/Copier/Fax_E6 | F4 | Commercial | Large Retail | New | Office Equipment | Electric | Printer/Copier/Fax | E6 | RVT BC Ratio | 0 | 0 | 0 | 0 | 0 | 0 | 0 | 0 | 0 | 0 | 0 | 0 | 0 | 0 | 0 | 0 | 0 | 0 | 0 | 0 | 0 | 0 | 0 | 0 | 0 | 0 | 0 | 0 | 0 | 0
F4_Commercial_Large Retail_New_Office Equipment_Electric_Printer/Copier/Fax_E7 | F4 | Commercial | Large Retail | New | Office Equipment | Electric | Printer/Copier/Fax | E7 | RVT BC Ratio | 0 | 0 | 0 | 0 | 0 | 0 | 0 | 0 | 0 | 0 | 0 | 0 | 0 | 0 | 0 | 0 | 0 | 0 | 0 | 0 | 0 | 0 | 0 | 0 | 0 | 0 | 0 | 0 | 0 | 0
F4_Commercial_Large Retail_New_Office Equipment_Electric_Printer/Copier/Fax_E8 | F4 | Commercial | Large Retail | New | Office Equipment | Electric | Printer/Copier/Fax | E8 | RVT BC Ratio | 0 | 0 | 0 | 0 | 0 | 0 | 0 | 0 | 0 | 0 | 0 | 0 | 0 | 0 | 0 | 0 | 0 | 0 | 0 | 0 | 0 | 0 | 0 | 0 | 0 | 0 | 0 | 0 | 0 | 0
F4_Commercial_Large Retail_New_Office Equipment_Electric_Printer/Copier/Fax_E9 | F4 | Commercial | Large Retail | New | Office Equipment | Electric | Printer/Copier/Fax | E9 | RVT BC Ratio | 0 | 0 | 0 | 0 | 0 | 0 | 0 | 0 | 0 | 0 | 0 | 0 | 0 | 0 | 0 | 0 | 0 | 0 | 0 | 0 | 0 | 0 | 0 | 0 | 0 | 0 | 0 | 0 | 0 | 0
F4_Commercial_Large Retail_New_Office Equipment_Electric_Printer/Copier/Fax_E10 | F4 | Commercial | Large Retail | New | Office Equipment | Electric | Printer/Copier/Fax | E10 | RVT BC Ratio | 0 | 0 | 0 | 0 | 0 | 0 | 0 | 0 | 0 | 0 | 0 | 0 | 0 | 0 | 0 | 0 | 0 | 0 | 0 | 0 | 0 | 0 | 0 | 0 | 0 | 0 | 0 | 0 | 0 | 0
F5_Commercial_Large Retail_New_Office Equipment_Electric_Printer/Copier/Fax_E1 | F5 | Commercial | Large Retail | New | Office Equipment | Electric | Printer/Copier/Fax | E1 | RIM BC Ratio | 0 | 0 | 0 | 0 | 0 | 0 | 0 | 0 | 0 | 0 | 0 | 0 | 0 | 0 | 0 | 0 | 0 | 0 | 0 | 0 | 0 | 0 | 0 | 0 | 0 | 0 | 0 | 0 | 0 | 0
F5_Commercial_Large Retail_New_Office Equipment_Electric_Printer/Copier/Fax_E2 | F5 | Commercial | Large Retail | New | Office Equipment | Electric | Printer/Copier/Fax | E2 | RIM BC Ratio | 0 | 0 | 0 | 0 | 0 | 0 | 0 | 0 | 0 | 0 | 0 | 0 | 0 | 0 | 0 | 0 | 0 | 0 | 0 | 0 | 0 | 0 | 0 | 0 | 0 | 0 | 0 | 0 | 0 | 0
F5_Commercial_Large Retail_New_Office Equipment_Electric_Printer/Copier/Fax_E3 | F5 | Commercial | Large Retail | New | Office Equipment | Electric | Printer/Copier/Fax | E3 | RIM BC Ratio | 0 | 0 | 0 | 0 | 0 | 0 | 0 | 0 | 0 | 0 | 0 | 0 | 0 | 0 | 0 | 0 | 0 | 0 | 0 | 0 | 0 | 0 | 0 | 0 | 0 | 0 | 0 | 0 | 0 | 0
F5_Commercial_Large Retail_New_Office Equipment_Electric_Printer/Copier/Fax_E4 | F5 | Commercial | Large Retail | New | Office Equipment | Electric | Printer/Copier/Fax | E4 | RIM BC Ratio | 0 | 0 | 0 | 0 | 0 | 0 | 0 | 0 | 0 | 0 | 0 | 0 | 0 | 0 | 0 | 0 | 0 | 0 | 0 | 0 | 0 | 0 | 0 | 0 | 0 | 0 | 0 | 0 | 0 | 0
F5_Commercial_Large Retail_New_Office Equipment_Electric_Printer/Copier/Fax_E5 | F5 | Commercial | Large Retail | New | Office Equipment | Electric | Printer/Copier/Fax | E5 | RIM BC Ratio | 0 | 0 | 0 | 0 | 0 | 0 | 0 | 0 | 0 | 0 | 0 | 0 | 0 | 0 | 0 | 0 | 0 | 0 | 0 | 0 | 0 | 0 | 0 | 0 | 0 | 0 | 0 | 0 | 0 | 0
F5_Commercial_Large Retail_New_Office Equipment_Electric_Printer/Copier/Fax_E6 | F5 | Commercial | Large Retail | New | Office Equipment | Electric | Printer/Copier/Fax | E6 | RIM BC Ratio | 0 | 0 | 0 | 0 | 0 | 0 | 0 | 0 | 0 | 0 | 0 | 0 | 0 | 0 | 0 | 0 | 0 | 0 | 0 | 0 | 0 | 0 | 0 | 0 | 0 | 0 | 0 | 0 | 0 | 0
F5_Commercial_Large Retail_New_Office Equipment_Electric_Printer/Copier/Fax_E7 | F5 | Commercial | Large Retail | New | Office Equipment | Electric | Printer/Copier/Fax | E7 | RIM BC Ratio | 0 | 0 | 0 | 0 | 0 | 0 | 0 | 0 | 0 | 0 | 0 | 0 | 0 | 0 | 0 | 0 | 0 | 0 | 0 | 0 | 0 | 0 | 0 | 0 | 0 | 0 | 0 | 0 | 0 | 0
F5_Commercial_Large Retail_New_Office Equipment_Electric_Printer/Copier/Fax_E8 | F5 | Commercial | Large Retail | New | Office Equipment | Electric | Printer/Copier/Fax | E8 | RIM BC Ratio | 0 | 0 | 0 | 0 | 0 | 0 | 0 | 0 | 0 | 0 | 0 | 0 | 0 | 0 | 0 | 0 | 0 | 0 | 0 | 0 | 0 | 0 | 0 | 0 | 0 | 0 | 0 | 0 | 0 | 0
F5_Commercial_Large Retail_New_Office Equipment_Electric_Printer/Copier/Fax_E9 | F5 | Commercial | Large Retail | New | Office Equipment | Electric | Printer/Copier/Fax | E9 | RIM BC Ratio | 0 | 0 | 0 | 0 | 0 | 0 | 0 | 0 | 0 | 0 | 0 | 0 | 0 | 0 | 0 | 0 | 0 | 0 | 0 | 0 | 0 | 0 | 0 | 0 | 0 | 0 | 0 | 0 | 0 | 0
F5_Commercial_Large Retail_New_Office Equipment_Electric_Printer/Copier/Fax_E10 | F5 | Commercial | Large Retail | New | Office Equipment | Electric | Printer/Copier/Fax | E10 | RIM BC Ratio | 0 | 0 | 0 | 0 | 0 | 0 | 0 | 0 | 0 | 0 | 0 | 0 | 0 | 0 | 0 | 0 | 0 | 0 | 0 | 0 | 0 | 0 | 0 | 0 | 0 | 0 | 0 | 0 | 0 | 0
F0_Commercial_Large Retail_New_Office Equipment_Electric_POS Terminal_E0 | F0 | Commercial | Large Retail | New | Office Equipment | Electric | POS Terminal | E0 | Economic Unit | 0 | 0 | 0 | 0 | 0 | 0 | 0 | 0 | 0 | 0 | 0 | 0 | 0 | 0 | 0 | 0 | 0 | 0 | 0 | 0 | 0 | 0 | 0 | 0 | 0 | 0 | 0 | 0 | 0 | 0
F1_Commercial_Large Retail_New_Office Equipment_Electric_POS Terminal_E1 | F1 | Commercial | Large Retail | New | Office Equipment | Electric | POS Terminal | E1 | CCE | 0 | 0 | 0 | 0 | 0 | 0 | 0 | 0 | 0 | 0 | 0 | 0 | 0 | 0 | 0 | 0 | 0 | 0 | 0 | 0 | 0 | 0 | 0 | 0 | 0 | 0 | 0 | 0 | 0 | 0
F1_Commercial_Large Retail_New_Office Equipment_Electric_POS Terminal_E2 | F1 | Commercial | Large Retail | New | Office Equipment | Electric | POS Terminal | E2 | CCE | 0 | 0 | 0 | 0 | 0 | 0 | 0 | 0 | 0 | 0 | 0 | 0 | 0 | 0 | 0 | 0 | 0 | 0 | 0 | 0 | 0 | 0 | 0 | 0 | 0 | 0 | 0 | 0 | 0 | 0
F1_Commercial_Large Retail_New_Office Equipment_Electric_POS Terminal_E3 | F1 | Commercial | Large Retail | New | Office Equipment | Electric | POS Terminal | E3 | CCE | 0 | 0 | 0 | 0 | 0 | 0 | 0 | 0 | 0 | 0 | 0 | 0 | 0 | 0 | 0 | 0 | 0 | 0 | 0 | 0 | 0 | 0 | 0 | 0 | 0 | 0 | 0 | 0 | 0 | 0
F1_Commercial_Large Retail_New_Office Equipment_Electric_POS Terminal_E4 | F1 | Commercial | Large Retail | New | Office Equipment | Electric | POS Terminal | E4 | CCE | 0 | 0 | 0 | 0 | 0 | 0 | 0 | 0 | 0 | 0 | 0 | 0 | 0 | 0 | 0 | 0 | 0 | 0 | 0 | 0 | 0 | 0 | 0 | 0 | 0 | 0 | 0 | 0 | 0 | 0
F1_Commercial_Large Retail_New_Office Equipment_Electric_POS Terminal_E5 | F1 | Commercial | Large Retail | New | Office Equipment | Electric | POS Terminal | E5 | CCE | 0 | 0 | 0 | 0 | 0 | 0 | 0 | 0 | 0 | 0 | 0 | 0 | 0 | 0 | 0 | 0 | 0 | 0 | 0 | 0 | 0 | 0 | 0 | 0 | 0 | 0 | 0 | 0 | 0 | 0
F1_Commercial_Large Retail_New_Office Equipment_Electric_POS Terminal_E6 | F1 | Commercial | Large Retail | New | Office Equipment | Electric | POS Terminal | E6 | CCE | 0 | 0 | 0 | 0 | 0 | 0 | 0 | 0 | 0 | 0 | 0 | 0 | 0 | 0 | 0 | 0 | 0 | 0 | 0 | 0 | 0 | 0 | 0 | 0 | 0 | 0 | 0 | 0 | 0 | 0
F1_Commercial_Large Retail_New_Office Equipment_Electric_POS Terminal_E7 | F1 | Commercial | Large Retail | New | Office Equipment | Electric | POS Terminal | E7 | CCE | 0 | 0 | 0 | 0 | 0 | 0 | 0 | 0 | 0 | 0 | 0 | 0 | 0 | 0 | 0 | 0 | 0 | 0 | 0 | 0 | 0 | 0 | 0 | 0 | 0 | 0 | 0 | 0 | 0 | 0
F1_Commercial_Large Retail_New_Office Equipment_Electric_POS Terminal_E8 | F1 | Commercial | Large Retail | New | Office Equipment | Electric | POS Terminal | E8 | CCE | 0 | 0 | 0 | 0 | 0 | 0 | 0 | 0 | 0 | 0 | 0 | 0 | 0 | 0 | 0 | 0 | 0 | 0 | 0 | 0 | 0 | 0 | 0 | 0 | 0 | 0 | 0 | 0 | 0 | 0
F1_Commercial_Large Retail_New_Office Equipment_Electric_POS Terminal_E9 | F1 | Commercial | Large Retail | New | Office Equipment | Electric | POS Terminal | E9 | CCE | 0 | 0 | 0 | 0 | 0 | 0 | 0 | 0 | 0 | 0 | 0 | 0 | 0 | 0 | 0 | 0 | 0 | 0 | 0 | 0 | 0 | 0 | 0 | 0 | 0 | 0 | 0 | 0 | 0 | 0
F1_Commercial_Large Retail_New_Office Equipment_Electric_POS Terminal_E10 | F1 | Commercial | Large Retail | New | Office Equipment | Electric | POS Terminal | E10 | CCE | 0 | 0 | 0 | 0 | 0 | 0 | 0 | 0 | 0 | 0 | 0 | 0 | 0 | 0 | 0 | 0 | 0 | 0 | 0 | 0 | 0 | 0 | 0 | 0 | 0 | 0 | 0 | 0 | 0 | 0
F2_Commercial_Large Retail_New_Office Equipment_Electric_POS Terminal_E1 | F2 | Commercial | Large Retail | New | Office Equipment | Electric | POS Terminal | E1 | TRC BC Ratio | 0 | 0 | 0 | 0 | 0 | 0 | 0 | 0 | 0 | 0 | 0 | 0 | 0 | 0 | 0 | 0 | 0 | 0 | 0 | 0 | 0 | 0 | 0 | 0 | 0 | 0 | 0 | 0 | 0 | 0
F2_Commercial_Large Retail_New_Office Equipment_Electric_POS Terminal_E2 | F2 | Commercial | Large Retail | New | Office Equipment | Electric | POS Terminal | E2 | TRC BC Ratio | 0 | 0 | 0 | 0 | 0 | 0 | 0 | 0 | 0 | 0 | 0 | 0 | 0 | 0 | 0 | 0 | 0 | 0 | 0 | 0 | 0 | 0 | 0 | 0 | 0 | 0 | 0 | 0 | 0 | 0
F2_Commercial_Large Retail_New_Office Equipment_Electric_POS Terminal_E3 | F2 | Commercial | Large Retail | New | Office Equipment | Electric | POS Terminal | E3 | TRC BC Ratio | 0 | 0 | 0 | 0 | 0 | 0 | 0 | 0 | 0 | 0 | 0 | 0 | 0 | 0 | 0 | 0 | 0 | 0 | 0 | 0 | 0 | 0 | 0 | 0 | 0 | 0 | 0 | 0 | 0 | 0
F2_Commercial_Large Retail_New_Office Equipment_Electric_POS Terminal_E4 | F2 | Commercial | Large Retail | New | Office Equipment | Electric | POS Terminal | E4 | TRC BC Ratio | 0 | 0 | 0 | 0 | 0 | 0 | 0 | 0 | 0 | 0 | 0 | 0 | 0 | 0 | 0 | 0 | 0 | 0 | 0 | 0 | 0 | 0 | 0 | 0 | 0 | 0 | 0 | 0 | 0 | 0
F2_Commercial_Large Retail_New_Office Equipment_Electric_POS Terminal_E5 | F2 | Commercial | Large Retail | New | Office Equipment | Electric | POS Terminal | E5 | TRC BC Ratio | 0 | 0 | 0 | 0 | 0 | 0 | 0 | 0 | 0 | 0 | 0 | 0 | 0 | 0 | 0 | 0 | 0 | 0 | 0 | 0 | 0 | 0 | 0 | 0 | 0 | 0 | 0 | 0 | 0 | 0
F2_Commercial_Large Retail_New_Office Equipment_Electric_POS Terminal_E6 | F2 | Commercial | Large Retail | New | Office Equipment | Electric | POS Terminal | E6 | TRC BC Ratio | 0 | 0 | 0 | 0 | 0 | 0 | 0 | 0 | 0 | 0 | 0 | 0 | 0 | 0 | 0 | 0 | 0 | 0 | 0 | 0 | 0 | 0 | 0 | 0 | 0 | 0 | 0 | 0 | 0 | 0
F2_Commercial_Large Retail_New_Office Equipment_Electric_POS Terminal_E7 | F2 | Commercial | Large Retail | New | Office Equipment | Electric | POS Terminal | E7 | TRC BC Ratio | 0 | 0 | 0 | 0 | 0 | 0 | 0 | 0 | 0 | 0 | 0 | 0 | 0 | 0 | 0 | 0 | 0 | 0 | 0 | 0 | 0 | 0 | 0 | 0 | 0 | 0 | 0 | 0 | 0 | 0
F2_Commercial_Large Retail_New_Office Equipment_Electric_POS Terminal_E8 | F2 | Commercial | Large Retail | New | Office Equipment | Electric | POS Terminal | E8 | TRC BC Ratio | 0 | 0 | 0 | 0 | 0 | 0 | 0 | 0 | 0 | 0 | 0 | 0 | 0 | 0 | 0 | 0 | 0 | 0 | 0 | 0 | 0 | 0 | 0 | 0 | 0 | 0 | 0 | 0 | 0 | 0
F2_Commercial_Large Retail_New_Office Equipment_Electric_POS Terminal_E9 | F2 | Commercial | Large Retail | New | Office Equipment | Electric | POS Terminal | E9 | TRC BC Ratio | 0 | 0 | 0 | 0 | 0 | 0 | 0 | 0 | 0 | 0 | 0 | 0 | 0 | 0 | 0 | 0 | 0 | 0 | 0 | 0 | 0 | 0 | 0 | 0 | 0 | 0 | 0 | 0 | 0 | 0
F2_Commercial_Large Retail_New_Office Equipment_Electric_POS Terminal_E10 | F2 | Commercial | Large Retail | New | Office Equipment | Electric | POS Terminal | E10 | TRC BC Ratio | 0 | 0 | 0 | 0 | 0 | 0 | 0 | 0 | 0 | 0 | 0 | 0 | 0 | 0 | 0 | 0 | 0 | 0 | 0 | 0 | 0 | 0 | 0 | 0 | 0 | 0 | 0 | 0 | 0 | 0
F3_Commercial_Large Retail_New_Office Equipment_Electric_POS Terminal_E1 | F3 | Commercial | Large Retail | New | Office Equipment | Electric | POS Terminal | E1 | PACT BC Ratio | 0 | 0 | 0 | 0 | 0 | 0 | 0 | 0 | 0 | 0 | 0 | 0 | 0 | 0 | 0 | 0 | 0 | 0 | 0 | 0 | 0 | 0 | 0 | 0 | 0 | 0 | 0 | 0 | 0 | 0
F3_Commercial_Large Retail_New_Office Equipment_Electric_POS Terminal_E2 | F3 | Commercial | Large Retail | New | Office Equipment | Electric | POS Terminal | E2 | PACT BC Ratio | 0 | 0 | 0 | 0 | 0 | 0 | 0 | 0 | 0 | 0 | 0 | 0 | 0 | 0 | 0 | 0 | 0 | 0 | 0 | 0 | 0 | 0 | 0 | 0 | 0 | 0 | 0 | 0 | 0 | 0
F3_Commercial_Large Retail_New_Office Equipment_Electric_POS Terminal_E3 | F3 | Commercial | Large Retail | New | Office Equipment | Electric | POS Terminal | E3 | PACT BC Ratio | 0 | 0 | 0 | 0 | 0 | 0 | 0 | 0 | 0 | 0 | 0 | 0 | 0 | 0 | 0 | 0 | 0 | 0 | 0 | 0 | 0 | 0 | 0 | 0 | 0 | 0 | 0 | 0 | 0 | 0
F3_Commercial_Large Retail_New_Office Equipment_Electric_POS Terminal_E4 | F3 | Commercial | Large Retail | New | Office Equipment | Electric | POS Terminal | E4 | PACT BC Ratio | 0 | 0 | 0 | 0 | 0 | 0 | 0 | 0 | 0 | 0 | 0 | 0 | 0 | 0 | 0 | 0 | 0 | 0 | 0 | 0 | 0 | 0 | 0 | 0 | 0 | 0 | 0 | 0 | 0 | 0
F3_Commercial_Large Retail_New_Office Equipment_Electric_POS Terminal_E5 | F3 | Commercial | Large Retail | New | Office Equipment | Electric | POS Terminal | E5 | PACT BC Ratio | 0 | 0 | 0 | 0 | 0 | 0 | 0 | 0 | 0 | 0 | 0 | 0 | 0 | 0 | 0 | 0 | 0 | 0 | 0 | 0 | 0 | 0 | 0 | 0 | 0 | 0 | 0 | 0 | 0 | 0
F3_Commercial_Large Retail_New_Office Equipment_Electric_POS Terminal_E6 | F3 | Commercial | Large Retail | New | Office Equipment | Electric | POS Terminal | E6 | PACT BC Ratio | 0 | 0 | 0 | 0 | 0 | 0 | 0 | 0 | 0 | 0 | 0 | 0 | 0 | 0 | 0 | 0 | 0 | 0 | 0 | 0 | 0 | 0 | 0 | 0 | 0 | 0 | 0 | 0 | 0 | 0
F3_Commercial_Large Retail_New_Office Equipment_Electric_POS Terminal_E7 | F3 | Commercial | Large Retail | New | Office Equipment | Electric | POS Terminal | E7 | PACT BC Ratio | 0 | 0 | 0 | 0 | 0 | 0 | 0 | 0 | 0 | 0 | 0 | 0 | 0 | 0 | 0 | 0 | 0 | 0 | 0 | 0 | 0 | 0 | 0 | 0 | 0 | 0 | 0 | 0 | 0 | 0
F3_Commercial_Large Retail_New_Office Equipment_Electric_POS Terminal_E8 | F3 | Commercial | Large Retail | New | Office Equipment | Electric | POS Terminal | E8 | PACT BC Ratio | 0 | 0 | 0 | 0 | 0 | 0 | 0 | 0 | 0 | 0 | 0 | 0 | 0 | 0 | 0 | 0 | 0 | 0 | 0 | 0 | 0 | 0 | 0 | 0 | 0 | 0 | 0 | 0 | 0 | 0
F3_Commercial_Large Retail_New_Office Equipment_Electric_POS Terminal_E9 | F3 | Commercial | Large Retail | New | Office Equipment | Electric | POS Terminal | E9 | PACT BC Ratio | 0 | 0 | 0 | 0 | 0 | 0 | 0 | 0 | 0 | 0 | 0 | 0 | 0 | 0 | 0 | 0 | 0 | 0 | 0 | 0 | 0 | 0 | 0 | 0 | 0 | 0 | 0 | 0 | 0 | 0
F3_Commercial_Large Retail_New_Office Equipment_Electric_POS Terminal_E10 | F3 | Commercial | Large Retail | New | Office Equipment | Electric | POS Terminal | E10 | PACT BC Ratio | 0 | 0 | 0 | 0 | 0 | 0 | 0 | 0 | 0 | 0 | 0 | 0 | 0 | 0 | 0 | 0 | 0 | 0 | 0 | 0 | 0 | 0 | 0 | 0 | 0 | 0 | 0 | 0 | 0 | 0
F4_Commercial_Large Retail_New_Office Equipment_Electric_POS Terminal_E1 | F4 | Commercial | Large Retail | New | Office Equipment | Electric | POS Terminal | E1 | RVT BC Ratio | 0 | 0 | 0 | 0 | 0 | 0 | 0 | 0 | 0 | 0 | 0 | 0 | 0 | 0 | 0 | 0 | 0 | 0 | 0 | 0 | 0 | 0 | 0 | 0 | 0 | 0 | 0 | 0 | 0 | 0
F4_Commercial_Large Retail_New_Office Equipment_Electric_POS Terminal_E2 | F4 | Commercial | Large Retail | New | Office Equipment | Electric | POS Terminal | E2 | RVT BC Ratio | 0 | 0 | 0 | 0 | 0 | 0 | 0 | 0 | 0 | 0 | 0 | 0 | 0 | 0 | 0 | 0 | 0 | 0 | 0 | 0 | 0 | 0 | 0 | 0 | 0 | 0 | 0 | 0 | 0 | 0
F4_Commercial_Large Retail_New_Office Equipment_Electric_POS Terminal_E3 | F4 | Commercial | Large Retail | New | Office Equipment | Electric | POS Terminal | E3 | RVT BC Ratio | 0 | 0 | 0 | 0 | 0 | 0 | 0 | 0 | 0 | 0 | 0 | 0 | 0 | 0 | 0 | 0 | 0 | 0 | 0 | 0 | 0 | 0 | 0 | 0 | 0 | 0 | 0 | 0 | 0 | 0
F4_Commercial_Large Retail_New_Office Equipment_Electric_POS Terminal_E4 | F4 | Commercial | Large Retail | New | Office Equipment | Electric | POS Terminal | E4 | RVT BC Ratio | 0 | 0 | 0 | 0 | 0 | 0 | 0 | 0 | 0 | 0 | 0 | 0 | 0 | 0 | 0 | 0 | 0 | 0 | 0 | 0 | 0 | 0 | 0 | 0 | 0 | 0 | 0 | 0 | 0 | 0
F4_Commercial_Large Retail_New_Office Equipment_Electric_POS Terminal_E5 | F4 | Commercial | Large Retail | New | Office Equipment | Electric | POS Terminal | E5 | RVT BC Ratio | 0 | 0 | 0 | 0 | 0 | 0 | 0 | 0 | 0 | 0 | 0 | 0 | 0 | 0 | 0 | 0 | 0 | 0 | 0 | 0 | 0 | 0 | 0 | 0 | 0 | 0 | 0 | 0 | 0 | 0
F4_Commercial_Large Retail_New_Office Equipment_Electric_POS Terminal_E6 | F4 | Commercial | Large Retail | New | Office Equipment | Electric | POS Terminal | E6 | RVT BC Ratio | 0 | 0 | 0 | 0 | 0 | 0 | 0 | 0 | 0 | 0 | 0 | 0 | 0 | 0 | 0 | 0 | 0 | 0 | 0 | 0 | 0 | 0 | 0 | 0 | 0 | 0 | 0 | 0 | 0 | 0
F4_Commercial_Large Retail_New_Office Equipment_Electric_POS Terminal_E7 | F4 | Commercial | Large Retail | New | Office Equipment | Electric | POS Terminal | E7 | RVT BC Ratio | 0 | 0 | 0 | 0 | 0 | 0 | 0 | 0 | 0 | 0 | 0 | 0 | 0 | 0 | 0 | 0 | 0 | 0 | 0 | 0 | 0 | 0 | 0 | 0 | 0 | 0 | 0 | 0 | 0 | 0
F4_Commercial_Large Retail_New_Office Equipment_Electric_POS Terminal_E8 | F4 | Commercial | Large Retail | New | Office Equipment | Electric | POS Terminal | E8 | RVT BC Ratio | 0 | 0 | 0 | 0 | 0 | 0 | 0 | 0 | 0 | 0 | 0 | 0 | 0 | 0 | 0 | 0 | 0 | 0 | 0 | 0 | 0 | 0 | 0 | 0 | 0 | 0 | 0 | 0 | 0 | 0
F4_Commercial_Large Retail_New_Office Equipment_Electric_POS Terminal_E9 | F4 | Commercial | Large Retail | New | Office Equipment | Electric | POS Terminal | E9 | RVT BC Ratio | 0 | 0 | 0 | 0 | 0 | 0 | 0 | 0 | 0 | 0 | 0 | 0 | 0 | 0 | 0 | 0 | 0 | 0 | 0 | 0 | 0 | 0 | 0 | 0 | 0 | 0 | 0 | 0 | 0 | 0
F4_Commercial_Large Retail_New_Office Equipment_Electric_POS Terminal_E10 | F4 | Commercial | Large Retail | New | Office Equipment | Electric | POS Terminal | E10 | RVT BC Ratio | 0 | 0 | 0 | 0 | 0 | 0 | 0 | 0 | 0 | 0 | 0 | 0 | 0 | 0 | 0 | 0 | 0 | 0 | 0 | 0 | 0 | 0 | 0 | 0 | 0 | 0 | 0 | 0 | 0 | 0
F5_Commercial_Large Retail_New_Office Equipment_Electric_POS Terminal_E1 | F5 | Commercial | Large Retail | New | Office Equipment | Electric | POS Terminal | E1 | RIM BC Ratio | 0 | 0 | 0 | 0 | 0 | 0 | 0 | 0 | 0 | 0 | 0 | 0 | 0 | 0 | 0 | 0 | 0 | 0 | 0 | 0 | 0 | 0 | 0 | 0 | 0 | 0 | 0 | 0 | 0 | 0
F5_Commercial_Large Retail_New_Office Equipment_Electric_POS Terminal_E2 | F5 | Commercial | Large Retail | New | Office Equipment | Electric | POS Terminal | E2 | RIM BC Ratio | 0 | 0 | 0 | 0 | 0 | 0 | 0 | 0 | 0 | 0 | 0 | 0 | 0 | 0 | 0 | 0 | 0 | 0 | 0 | 0 | 0 | 0 | 0 | 0 | 0 | 0 | 0 | 0 | 0 | 0
F5_Commercial_Large Retail_New_Office Equipment_Electric_POS Terminal_E3 | F5 | Commercial | Large Retail | New | Office Equipment | Electric | POS Terminal | E3 | RIM BC Ratio | 0 | 0 | 0 | 0 | 0 | 0 | 0 | 0 | 0 | 0 | 0 | 0 | 0 | 0 | 0 | 0 | 0 | 0 | 0 | 0 | 0 | 0 | 0 | 0 | 0 | 0 | 0 | 0 | 0 | 0
F5_Commercial_Large Retail_New_Office Equipment_Electric_POS Terminal_E4 | F5 | Commercial | Large Retail | New | Office Equipment | Electric | POS Terminal | E4 | RIM BC Ratio | 0 | 0 | 0 | 0 | 0 | 0 | 0 | 0 | 0 | 0 | 0 | 0 | 0 | 0 | 0 | 0 | 0 | 0 | 0 | 0 | 0 | 0 | 0 | 0 | 0 | 0 | 0 | 0 | 0 | 0
F5_Commercial_Large Retail_New_Office Equipment_Electric_POS Terminal_E5 | F5 | Commercial | Large Retail | New | Office Equipment | Electric | POS Terminal | E5 | RIM BC Ratio | 0 | 0 | 0 | 0 | 0 | 0 | 0 | 0 | 0 | 0 | 0 | 0 | 0 | 0 | 0 | 0 | 0 | 0 | 0 | 0 | 0 | 0 | 0 | 0 | 0 | 0 | 0 | 0 | 0 | 0
F5_Commercial_Large Retail_New_Office Equipment_Electric_POS Terminal_E6 | F5 | Commercial | Large Retail | New | Office Equipment | Electric | POS Terminal | E6 | RIM BC Ratio | 0 | 0 | 0 | 0 | 0 | 0 | 0 | 0 | 0 | 0 | 0 | 0 | 0 | 0 | 0 | 0 | 0 | 0 | 0 | 0 | 0 | 0 | 0 | 0 | 0 | 0 | 0 | 0 | 0 | 0
F5_Commercial_Large Retail_New_Office Equipment_Electric_POS Terminal_E7 | F5 | Commercial | Large Retail | New | Office Equipment | Electric | POS Terminal | E7 | RIM BC Ratio | 0 | 0 | 0 | 0 | 0 | 0 | 0 | 0 | 0 | 0 | 0 | 0 | 0 | 0 | 0 | 0 | 0 | 0 | 0 | 0 | 0 | 0 | 0 | 0 | 0 | 0 | 0 | 0 | 0 | 0
F5_Commercial_Large Retail_New_Office Equipment_Electric_POS Terminal_E8 | F5 | Commercial | Large Retail | New | Office Equipment | Electric | POS Terminal | E8 | RIM BC Ratio | 0 | 0 | 0 | 0 | 0 | 0 | 0 | 0 | 0 | 0 | 0 | 0 | 0 | 0 | 0 | 0 | 0 | 0 | 0 | 0 | 0 | 0 | 0 | 0 | 0 | 0 | 0 | 0 | 0 | 0
F5_Commercial_Large Retail_New_Office Equipment_Electric_POS Terminal_E9 | F5 | Commercial | Large Retail | New | Office Equipment | Electric | POS Terminal | E9 | RIM BC Ratio | 0 | 0 | 0 | 0 | 0 | 0 | 0 | 0 | 0 | 0 | 0 | 0 | 0 | 0 | 0 | 0 | 0 | 0 | 0 | 0 | 0 | 0 | 0 | 0 | 0 | 0 | 0 | 0 | 0 | 0
F5_Commercial_Large Retail_New_Office Equipment_Electric_POS Terminal_E10 | F5 | Commercial | Large Retail | New | Office Equipment | Electric | POS Terminal | E10 | RIM BC Ratio | 0 | 0 | 0 | 0 | 0 | 0 | 0 | 0 | 0 | 0 | 0 | 0 | 0 | 0 | 0 | 0 | 0 | 0 | 0 | 0 | 0 | 0 | 0 | 0 | 0 | 0 | 0 | 0 | 0 | 0
F0_Commercial_Large Retail_New_Miscellaneous_Electric_Non-HVAC Motors_E0 | F0 | Commercial | Large Retail | New | Miscellaneous | Electric | Non-HVAC Motors | E0 | Economic Unit | 0 | 0 | 0 | 0 | 0 | 0 | 0 | 0 | 0 | 0 | 0 | 0 | 0 | 0 | 0 | 0 | 0 | 0 | 0 | 0 | 0 | 0 | 0 | 0 | 0 | 0 | 0 | 0 | 0 | 0
F1_Commercial_Large Retail_New_Miscellaneous_Electric_Non-HVAC Motors_E1 | F1 | Commercial | Large Retail | New | Miscellaneous | Electric | Non-HVAC Motors | E1 | CCE | 0 | 0 | 0 | 0 | 0 | 0 | 0 | 0 | 0 | 0 | 0 | 0 | 0 | 0 | 0 | 0 | 0 | 0 | 0 | 0 | 0 | 0 | 0 | 0 | 0 | 0 | 0 | 0 | 0 | 0
F1_Commercial_Large Retail_New_Miscellaneous_Electric_Non-HVAC Motors_E2 | F1 | Commercial | Large Retail | New | Miscellaneous | Electric | Non-HVAC Motors | E2 | CCE | 0 | 0 | 0 | 0 | 0 | 0 | 0 | 0 | 0 | 0 | 0 | 0 | 0 | 0 | 0 | 0 | 0 | 0 | 0 | 0 | 0 | 0 | 0 | 0 | 0 | 0 | 0 | 0 | 0 | 0
F1_Commercial_Large Retail_New_Miscellaneous_Electric_Non-HVAC Motors_E3 | F1 | Commercial | Large Retail | New | Miscellaneous | Electric | Non-HVAC Motors | E3 | CCE | 0 | 0 | 0 | 0 | 0 | 0 | 0 | 0 | 0 | 0 | 0 | 0 | 0 | 0 | 0 | 0 | 0 | 0 | 0 | 0 | 0 | 0 | 0 | 0 | 0 | 0 | 0 | 0 | 0 | 0
F1_Commercial_Large Retail_New_Miscellaneous_Electric_Non-HVAC Motors_E4 | F1 | Commercial | Large Retail | New | Miscellaneous | Electric | Non-HVAC Motors | E4 | CCE | 0 | 0 | 0 | 0 | 0 | 0 | 0 | 0 | 0 | 0 | 0 | 0 | 0 | 0 | 0 | 0 | 0 | 0 | 0 | 0 | 0 | 0 | 0 | 0 | 0 | 0 | 0 | 0 | 0 | 0
F1_Commercial_Large Retail_New_Miscellaneous_Electric_Non-HVAC Motors_E5 | F1 | Commercial | Large Retail | New | Miscellaneous | Electric | Non-HVAC Motors | E5 | CCE | 0 | 0 | 0 | 0 | 0 | 0 | 0 | 0 | 0 | 0 | 0 | 0 | 0 | 0 | 0 | 0 | 0 | 0 | 0 | 0 | 0 | 0 | 0 | 0 | 0 | 0 | 0 | 0 | 0 | 0
F1_Commercial_Large Retail_New_Miscellaneous_Electric_Non-HVAC Motors_E6 | F1 | Commercial | Large Retail | New | Miscellaneous | Electric | Non-HVAC Motors | E6 | CCE | 0 | 0 | 0 | 0 | 0 | 0 | 0 | 0 | 0 | 0 | 0 | 0 | 0 | 0 | 0 | 0 | 0 | 0 | 0 | 0 | 0 | 0 | 0 | 0 | 0 | 0 | 0 | 0 | 0 | 0
F1_Commercial_Large Retail_New_Miscellaneous_Electric_Non-HVAC Motors_E7 | F1 | Commercial | Large Retail | New | Miscellaneous | Electric | Non-HVAC Motors | E7 | CCE | 0 | 0 | 0 | 0 | 0 | 0 | 0 | 0 | 0 | 0 | 0 | 0 | 0 | 0 | 0 | 0 | 0 | 0 | 0 | 0 | 0 | 0 | 0 | 0 | 0 | 0 | 0 | 0 | 0 | 0
F1_Commercial_Large Retail_New_Miscellaneous_Electric_Non-HVAC Motors_E8 | F1 | Commercial | Large Retail | New | Miscellaneous | Electric | Non-HVAC Motors | E8 | CCE | 0 | 0 | 0 | 0 | 0 | 0 | 0 | 0 | 0 | 0 | 0 | 0 | 0 | 0 | 0 | 0 | 0 | 0 | 0 | 0 | 0 | 0 | 0 | 0 | 0 | 0 | 0 | 0 | 0 | 0
F1_Commercial_Large Retail_New_Miscellaneous_Electric_Non-HVAC Motors_E9 | F1 | Commercial | Large Retail | New | Miscellaneous | Electric | Non-HVAC Motors | E9 | CCE | 0 | 0 | 0 | 0 | 0 | 0 | 0 | 0 | 0 | 0 | 0 | 0 | 0 | 0 | 0 | 0 | 0 | 0 | 0 | 0 | 0 | 0 | 0 | 0 | 0 | 0 | 0 | 0 | 0 | 0
F1_Commercial_Large Retail_New_Miscellaneous_Electric_Non-HVAC Motors_E10 | F1 | Commercial | Large Retail | New | Miscellaneous | Electric | Non-HVAC Motors | E10 | CCE | 0 | 0 | 0 | 0 | 0 | 0 | 0 | 0 | 0 | 0 | 0 | 0 | 0 | 0 | 0 | 0 | 0 | 0 | 0 | 0 | 0 | 0 | 0 | 0 | 0 | 0 | 0 | 0 | 0 | 0
F2_Commercial_Large Retail_New_Miscellaneous_Electric_Non-HVAC Motors_E1 | F2 | Commercial | Large Retail | New | Miscellaneous | Electric | Non-HVAC Motors | E1 | TRC BC Ratio | 0 | 0 | 0 | 0 | 0 | 0 | 0 | 0 | 0 | 0 | 0 | 0 | 0 | 0 | 0 | 0 | 0 | 0 | 0 | 0 | 0 | 0 | 0 | 0 | 0 | 0 | 0 | 0 | 0 | 0
F2_Commercial_Large Retail_New_Miscellaneous_Electric_Non-HVAC Motors_E2 | F2 | Commercial | Large Retail | New | Miscellaneous | Electric | Non-HVAC Motors | E2 | TRC BC Ratio | 0 | 0 | 0 | 0 | 0 | 0 | 0 | 0 | 0 | 0 | 0 | 0 | 0 | 0 | 0 | 0 | 0 | 0 | 0 | 0 | 0 | 0 | 0 | 0 | 0 | 0 | 0 | 0 | 0 | 0
F2_Commercial_Large Retail_New_Miscellaneous_Electric_Non-HVAC Motors_E3 | F2 | Commercial | Large Retail | New | Miscellaneous | Electric | Non-HVAC Motors | E3 | TRC BC Ratio | 0 | 0 | 0 | 0 | 0 | 0 | 0 | 0 | 0 | 0 | 0 | 0 | 0 | 0 | 0 | 0 | 0 | 0 | 0 | 0 | 0 | 0 | 0 | 0 | 0 | 0 | 0 | 0 | 0 | 0
F2_Commercial_Large Retail_New_Miscellaneous_Electric_Non-HVAC Motors_E4 | F2 | Commercial | Large Retail | New | Miscellaneous | Electric | Non-HVAC Motors | E4 | TRC BC Ratio | 0 | 0 | 0 | 0 | 0 | 0 | 0 | 0 | 0 | 0 | 0 | 0 | 0 | 0 | 0 | 0 | 0 | 0 | 0 | 0 | 0 | 0 | 0 | 0 | 0 | 0 | 0 | 0 | 0 | 0
F2_Commercial_Large Retail_New_Miscellaneous_Electric_Non-HVAC Motors_E5 | F2 | Commercial | Large Retail | New | Miscellaneous | Electric | Non-HVAC Motors | E5 | TRC BC Ratio | 0 | 0 | 0 | 0 | 0 | 0 | 0 | 0 | 0 | 0 | 0 | 0 | 0 | 0 | 0 | 0 | 0 | 0 | 0 | 0 | 0 | 0 | 0 | 0 | 0 | 0 | 0 | 0 | 0 | 0
F2_Commercial_Large Retail_New_Miscellaneous_Electric_Non-HVAC Motors_E6 | F2 | Commercial | Large Retail | New | Miscellaneous | Electric | Non-HVAC Motors | E6 | TRC BC Ratio | 0 | 0 | 0 | 0 | 0 | 0 | 0 | 0 | 0 | 0 | 0 | 0 | 0 | 0 | 0 | 0 | 0 | 0 | 0 | 0 | 0 | 0 | 0 | 0 | 0 | 0 | 0 | 0 | 0 | 0
F2_Commercial_Large Retail_New_Miscellaneous_Electric_Non-HVAC Motors_E7 | F2 | Commercial | Large Retail | New | Miscellaneous | Electric | Non-HVAC Motors | E7 | TRC BC Ratio | 0 | 0 | 0 | 0 | 0 | 0 | 0 | 0 | 0 | 0 | 0 | 0 | 0 | 0 | 0 | 0 | 0 | 0 | 0 | 0 | 0 | 0 | 0 | 0 | 0 | 0 | 0 | 0 | 0 | 0
F2_Commercial_Large Retail_New_Miscellaneous_Electric_Non-HVAC Motors_E8 | F2 | Commercial | Large Retail | New | Miscellaneous | Electric | Non-HVAC Motors | E8 | TRC BC Ratio | 0 | 0 | 0 | 0 | 0 | 0 | 0 | 0 | 0 | 0 | 0 | 0 | 0 | 0 | 0 | 0 | 0 | 0 | 0 | 0 | 0 | 0 | 0 | 0 | 0 | 0 | 0 | 0 | 0 | 0
F2_Commercial_Large Retail_New_Miscellaneous_Electric_Non-HVAC Motors_E9 | F2 | Commercial | Large Retail | New | Miscellaneous | Electric | Non-HVAC Motors | E9 | TRC BC Ratio | 0 | 0 | 0 | 0 | 0 | 0 | 0 | 0 | 0 | 0 | 0 | 0 | 0 | 0 | 0 | 0 | 0 | 0 | 0 | 0 | 0 | 0 | 0 | 0 | 0 | 0 | 0 | 0 | 0 | 0
F2_Commercial_Large Retail_New_Miscellaneous_Electric_Non-HVAC Motors_E10 | F2 | Commercial | Large Retail | New | Miscellaneous | Electric | Non-HVAC Motors | E10 | TRC BC Ratio | 0 | 0 | 0 | 0 | 0 | 0 | 0 | 0 | 0 | 0 | 0 | 0 | 0 | 0 | 0 | 0 | 0 | 0 | 0 | 0 | 0 | 0 | 0 | 0 | 0 | 0 | 0 | 0 | 0 | 0
F3_Commercial_Large Retail_New_Miscellaneous_Electric_Non-HVAC Motors_E1 | F3 | Commercial | Large Retail | New | Miscellaneous | Electric | Non-HVAC Motors | E1 | PACT BC Ratio | 0 | 0 | 0 | 0 | 0 | 0 | 0 | 0 | 0 | 0 | 0 | 0 | 0 | 0 | 0 | 0 | 0 | 0 | 0 | 0 | 0 | 0 | 0 | 0 | 0 | 0 | 0 | 0 | 0 | 0
F3_Commercial_Large Retail_New_Miscellaneous_Electric_Non-HVAC Motors_E2 | F3 | Commercial | Large Retail | New | Miscellaneous | Electric | Non-HVAC Motors | E2 | PACT BC Ratio | 0 | 0 | 0 | 0 | 0 | 0 | 0 | 0 | 0 | 0 | 0 | 0 | 0 | 0 | 0 | 0 | 0 | 0 | 0 | 0 | 0 | 0 | 0 | 0 | 0 | 0 | 0 | 0 | 0 | 0
F3_Commercial_Large Retail_New_Miscellaneous_Electric_Non-HVAC Motors_E3 | F3 | Commercial | Large Retail | New | Miscellaneous | Electric | Non-HVAC Motors | E3 | PACT BC Ratio | 0 | 0 | 0 | 0 | 0 | 0 | 0 | 0 | 0 | 0 | 0 | 0 | 0 | 0 | 0 | 0 | 0 | 0 | 0 | 0 | 0 | 0 | 0 | 0 | 0 | 0 | 0 | 0 | 0 | 0
F3_Commercial_Large Retail_New_Miscellaneous_Electric_Non-HVAC Motors_E4 | F3 | Commercial | Large Retail | New | Miscellaneous | Electric | Non-HVAC Motors | E4 | PACT BC Ratio | 0 | 0 | 0 | 0 | 0 | 0 | 0 | 0 | 0 | 0 | 0 | 0 | 0 | 0 | 0 | 0 | 0 | 0 | 0 | 0 | 0 | 0 | 0 | 0 | 0 | 0 | 0 | 0 | 0 | 0
F3_Commercial_Large Retail_New_Miscellaneous_Electric_Non-HVAC Motors_E5 | F3 | Commercial | Large Retail | New | Miscellaneous | Electric | Non-HVAC Motors | E5 | PACT BC Ratio | 0 | 0 | 0 | 0 | 0 | 0 | 0 | 0 | 0 | 0 | 0 | 0 | 0 | 0 | 0 | 0 | 0 | 0 | 0 | 0 | 0 | 0 | 0 | 0 | 0 | 0 | 0 | 0 | 0 | 0
F3_Commercial_Large Retail_New_Miscellaneous_Electric_Non-HVAC Motors_E6 | F3 | Commercial | Large Retail | New | Miscellaneous | Electric | Non-HVAC Motors | E6 | PACT BC Ratio | 0 | 0 | 0 | 0 | 0 | 0 | 0 | 0 | 0 | 0 | 0 | 0 | 0 | 0 | 0 | 0 | 0 | 0 | 0 | 0 | 0 | 0 | 0 | 0 | 0 | 0 | 0 | 0 | 0 | 0
F3_Commercial_Large Retail_New_Miscellaneous_Electric_Non-HVAC Motors_E7 | F3 | Commercial | Large Retail | New | Miscellaneous | Electric | Non-HVAC Motors | E7 | PACT BC Ratio | 0 | 0 | 0 | 0 | 0 | 0 | 0 | 0 | 0 | 0 | 0 | 0 | 0 | 0 | 0 | 0 | 0 | 0 | 0 | 0 | 0 | 0 | 0 | 0 | 0 | 0 | 0 | 0 | 0 | 0
F3_Commercial_Large Retail_New_Miscellaneous_Electric_Non-HVAC Motors_E8 | F3 | Commercial | Large Retail | New | Miscellaneous | Electric | Non-HVAC Motors | E8 | PACT BC Ratio | 0 | 0 | 0 | 0 | 0 | 0 | 0 | 0 | 0 | 0 | 0 | 0 | 0 | 0 | 0 | 0 | 0 | 0 | 0 | 0 | 0 | 0 | 0 | 0 | 0 | 0 | 0 | 0 | 0 | 0
F3_Commercial_Large Retail_New_Miscellaneous_Electric_Non-HVAC Motors_E9 | F3 | Commercial | Large Retail | New | Miscellaneous | Electric | Non-HVAC Motors | E9 | PACT BC Ratio | 0 | 0 | 0 | 0 | 0 | 0 | 0 | 0 | 0 | 0 | 0 | 0 | 0 | 0 | 0 | 0 | 0 | 0 | 0 | 0 | 0 | 0 | 0 | 0 | 0 | 0 | 0 | 0 | 0 | 0
F3_Commercial_Large Retail_New_Miscellaneous_Electric_Non-HVAC Motors_E10 | F3 | Commercial | Large Retail | New | Miscellaneous | Electric | Non-HVAC Motors | E10 | PACT BC Ratio | 0 | 0 | 0 | 0 | 0 | 0 | 0 | 0 | 0 | 0 | 0 | 0 | 0 | 0 | 0 | 0 | 0 | 0 | 0 | 0 | 0 | 0 | 0 | 0 | 0 | 0 | 0 | 0 | 0 | 0
F4_Commercial_Large Retail_New_Miscellaneous_Electric_Non-HVAC Motors_E1 | F4 | Commercial | Large Retail | New | Miscellaneous | Electric | Non-HVAC Motors | E1 | RVT BC Ratio | 0 | 0 | 0 | 0 | 0 | 0 | 0 | 0 | 0 | 0 | 0 | 0 | 0 | 0 | 0 | 0 | 0 | 0 | 0 | 0 | 0 | 0 | 0 | 0 | 0 | 0 | 0 | 0 | 0 | 0
F4_Commercial_Large Retail_New_Miscellaneous_Electric_Non-HVAC Motors_E2 | F4 | Commercial | Large Retail | New | Miscellaneous | Electric | Non-HVAC Motors | E2 | RVT BC Ratio | 0 | 0 | 0 | 0 | 0 | 0 | 0 | 0 | 0 | 0 | 0 | 0 | 0 | 0 | 0 | 0 | 0 | 0 | 0 | 0 | 0 | 0 | 0 | 0 | 0 | 0 | 0 | 0 | 0 | 0
F4_Commercial_Large Retail_New_Miscellaneous_Electric_Non-HVAC Motors_E3 | F4 | Commercial | Large Retail | New | Miscellaneous | Electric | Non-HVAC Motors | E3 | RVT BC Ratio | 0 | 0 | 0 | 0 | 0 | 0 | 0 | 0 | 0 | 0 | 0 | 0 | 0 | 0 | 0 | 0 | 0 | 0 | 0 | 0 | 0 | 0 | 0 | 0 | 0 | 0 | 0 | 0 | 0 | 0
F4_Commercial_Large Retail_New_Miscellaneous_Electric_Non-HVAC Motors_E4 | F4 | Commercial | Large Retail | New | Miscellaneous | Electric | Non-HVAC Motors | E4 | RVT BC Ratio | 0 | 0 | 0 | 0 | 0 | 0 | 0 | 0 | 0 | 0 | 0 | 0 | 0 | 0 | 0 | 0 | 0 | 0 | 0 | 0 | 0 | 0 | 0 | 0 | 0 | 0 | 0 | 0 | 0 | 0
F4_Commercial_Large Retail_New_Miscellaneous_Electric_Non-HVAC Motors_E5 | F4 | Commercial | Large Retail | New | Miscellaneous | Electric | Non-HVAC Motors | E5 | RVT BC Ratio | 0 | 0 | 0 | 0 | 0 | 0 | 0 | 0 | 0 | 0 | 0 | 0 | 0 | 0 | 0 | 0 | 0 | 0 | 0 | 0 | 0 | 0 | 0 | 0 | 0 | 0 | 0 | 0 | 0 | 0
F4_Commercial_Large Retail_New_Miscellaneous_Electric_Non-HVAC Motors_E6 | F4 | Commercial | Large Retail | New | Miscellaneous | Electric | Non-HVAC Motors | E6 | RVT BC Ratio | 0 | 0 | 0 | 0 | 0 | 0 | 0 | 0 | 0 | 0 | 0 | 0 | 0 | 0 | 0 | 0 | 0 | 0 | 0 | 0 | 0 | 0 | 0 | 0 | 0 | 0 | 0 | 0 | 0 | 0
F4_Commercial_Large Retail_New_Miscellaneous_Electric_Non-HVAC Motors_E7 | F4 | Commercial | Large Retail | New | Miscellaneous | Electric | Non-HVAC Motors | E7 | RVT BC Ratio | 0 | 0 | 0 | 0 | 0 | 0 | 0 | 0 | 0 | 0 | 0 | 0 | 0 | 0 | 0 | 0 | 0 | 0 | 0 | 0 | 0 | 0 | 0 | 0 | 0 | 0 | 0 | 0 | 0 | 0
F4_Commercial_Large Retail_New_Miscellaneous_Electric_Non-HVAC Motors_E8 | F4 | Commercial | Large Retail | New | Miscellaneous | Electric | Non-HVAC Motors | E8 | RVT BC Ratio | 0 | 0 | 0 | 0 | 0 | 0 | 0 | 0 | 0 | 0 | 0 | 0 | 0 | 0 | 0 | 0 | 0 | 0 | 0 | 0 | 0 | 0 | 0 | 0 | 0 | 0 | 0 | 0 | 0 | 0
F4_Commercial_Large Retail_New_Miscellaneous_Electric_Non-HVAC Motors_E9 | F4 | Commercial | Large Retail | New | Miscellaneous | Electric | Non-HVAC Motors | E9 | RVT BC Ratio | 0 | 0 | 0 | 0 | 0 | 0 | 0 | 0 | 0 | 0 | 0 | 0 | 0 | 0 | 0 | 0 | 0 | 0 | 0 | 0 | 0 | 0 | 0 | 0 | 0 | 0 | 0 | 0 | 0 | 0
F4_Commercial_Large Retail_New_Miscellaneous_Electric_Non-HVAC Motors_E10 | F4 | Commercial | Large Retail | New | Miscellaneous | Electric | Non-HVAC Motors | E10 | RVT BC Ratio | 0 | 0 | 0 | 0 | 0 | 0 | 0 | 0 | 0 | 0 | 0 | 0 | 0 | 0 | 0 | 0 | 0 | 0 | 0 | 0 | 0 | 0 | 0 | 0 | 0 | 0 | 0 | 0 | 0 | 0
F5_Commercial_Large Retail_New_Miscellaneous_Electric_Non-HVAC Motors_E1 | F5 | Commercial | Large Retail | New | Miscellaneous | Electric | Non-HVAC Motors | E1 | RIM BC Ratio | 0 | 0 | 0 | 0 | 0 | 0 | 0 | 0 | 0 | 0 | 0 | 0 | 0 | 0 | 0 | 0 | 0 | 0 | 0 | 0 | 0 | 0 | 0 | 0 | 0 | 0 | 0 | 0 | 0 | 0
F5_Commercial_Large Retail_New_Miscellaneous_Electric_Non-HVAC Motors_E2 | F5 | Commercial | Large Retail | New | Miscellaneous | Electric | Non-HVAC Motors | E2 | RIM BC Ratio | 0 | 0 | 0 | 0 | 0 | 0 | 0 | 0 | 0 | 0 | 0 | 0 | 0 | 0 | 0 | 0 | 0 | 0 | 0 | 0 | 0 | 0 | 0 | 0 | 0 | 0 | 0 | 0 | 0 | 0
F5_Commercial_Large Retail_New_Miscellaneous_Electric_Non-HVAC Motors_E3 | F5 | Commercial | Large Retail | New | Miscellaneous | Electric | Non-HVAC Motors | E3 | RIM BC Ratio | 0 | 0 | 0 | 0 | 0 | 0 | 0 | 0 | 0 | 0 | 0 | 0 | 0 | 0 | 0 | 0 | 0 | 0 | 0 | 0 | 0 | 0 | 0 | 0 | 0 | 0 | 0 | 0 | 0 | 0
F5_Commercial_Large Retail_New_Miscellaneous_Electric_Non-HVAC Motors_E4 | F5 | Commercial | Large Retail | New | Miscellaneous | Electric | Non-HVAC Motors | E4 | RIM BC Ratio | 0 | 0 | 0 | 0 | 0 | 0 | 0 | 0 | 0 | 0 | 0 | 0 | 0 | 0 | 0 | 0 | 0 | 0 | 0 | 0 | 0 | 0 | 0 | 0 | 0 | 0 | 0 | 0 | 0 | 0
F5_Commercial_Large Retail_New_Miscellaneous_Electric_Non-HVAC Motors_E5 | F5 | Commercial | Large Retail | New | Miscellaneous | Electric | Non-HVAC Motors | E5 | RIM BC Ratio | 0 | 0 | 0 | 0 | 0 | 0 | 0 | 0 | 0 | 0 | 0 | 0 | 0 | 0 | 0 | 0 | 0 | 0 | 0 | 0 | 0 | 0 | 0 | 0 | 0 | 0 | 0 | 0 | 0 | 0
F5_Commercial_Large Retail_New_Miscellaneous_Electric_Non-HVAC Motors_E6 | F5 | Commercial | Large Retail | New | Miscellaneous | Electric | Non-HVAC Motors | E6 | RIM BC Ratio | 0 | 0 | 0 | 0 | 0 | 0 | 0 | 0 | 0 | 0 | 0 | 0 | 0 | 0 | 0 | 0 | 0 | 0 | 0 | 0 | 0 | 0 | 0 | 0 | 0 | 0 | 0 | 0 | 0 | 0
F5_Commercial_Large Retail_New_Miscellaneous_Electric_Non-HVAC Motors_E7 | F5 | Commercial | Large Retail | New | Miscellaneous | Electric | Non-HVAC Motors | E7 | RIM BC Ratio | 0 | 0 | 0 | 0 | 0 | 0 | 0 | 0 | 0 | 0 | 0 | 0 | 0 | 0 | 0 | 0 | 0 | 0 | 0 | 0 | 0 | 0 | 0 | 0 | 0 | 0 | 0 | 0 | 0 | 0
F5_Commercial_Large Retail_New_Miscellaneous_Electric_Non-HVAC Motors_E8 | F5 | Commercial | Large Retail | New | Miscellaneous | Electric | Non-HVAC Motors | E8 | RIM BC Ratio | 0 | 0 | 0 | 0 | 0 | 0 | 0 | 0 | 0 | 0 | 0 | 0 | 0 | 0 | 0 | 0 | 0 | 0 | 0 | 0 | 0 | 0 | 0 | 0 | 0 | 0 | 0 | 0 | 0 | 0
F5_Commercial_Large Retail_New_Miscellaneous_Electric_Non-HVAC Motors_E9 | F5 | Commercial | Large Retail | New | Miscellaneous | Electric | Non-HVAC Motors | E9 | RIM BC Ratio | 0 | 0 | 0 | 0 | 0 | 0 | 0 | 0 | 0 | 0 | 0 | 0 | 0 | 0 | 0 | 0 | 0 | 0 | 0 | 0 | 0 | 0 | 0 | 0 | 0 | 0 | 0 | 0 | 0 | 0
F5_Commercial_Large Retail_New_Miscellaneous_Electric_Non-HVAC Motors_E10 | F5 | Commercial | Large Retail | New | Miscellaneous | Electric | Non-HVAC Motors | E10 | RIM BC Ratio | 0 | 0 | 0 | 0 | 0 | 0 | 0 | 0 | 0 | 0 | 0 | 0 | 0 | 0 | 0 | 0 | 0 | 0 | 0 | 0 | 0 | 0 | 0 | 0 | 0 | 0 | 0 | 0 | 0 | 0
F0_Commercial_Large Retail_New_Miscellaneous_Electric_Pool Pump_E0 | F0 | Commercial | Large Retail | New | Miscellaneous | Electric | Pool Pump | E0 | Economic Unit | 0 | 0 | 0 | 0 | 0 | 0 | 0 | 0 | 0 | 0 | 0 | 0 | 0 | 0 | 0 | 0 | 0 | 0 | 0 | 0 | 0 | 0 | 0 | 0 | 0 | 0 | 0 | 0 | 0 | 0
F1_Commercial_Large Retail_New_Miscellaneous_Electric_Pool Pump_E1 | F1 | Commercial | Large Retail | New | Miscellaneous | Electric | Pool Pump | E1 | CCE | 0 | 0 | 0 | 0 | 0 | 0 | 0 | 0 | 0 | 0 | 0 | 0 | 0 | 0 | 0 | 0 | 0 | 0 | 0 | 0 | 0 | 0 | 0 | 0 | 0 | 0 | 0 | 0 | 0 | 0
F1_Commercial_Large Retail_New_Miscellaneous_Electric_Pool Pump_E2 | F1 | Commercial | Large Retail | New | Miscellaneous | Electric | Pool Pump | E2 | CCE | 0 | 0 | 0 | 0 | 0 | 0 | 0 | 0 | 0 | 0 | 0 | 0 | 0 | 0 | 0 | 0 | 0 | 0 | 0 | 0 | 0 | 0 | 0 | 0 | 0 | 0 | 0 | 0 | 0 | 0
F1_Commercial_Large Retail_New_Miscellaneous_Electric_Pool Pump_E3 | F1 | Commercial | Large Retail | New | Miscellaneous | Electric | Pool Pump | E3 | CCE | 0 | 0 | 0 | 0 | 0 | 0 | 0 | 0 | 0 | 0 | 0 | 0 | 0 | 0 | 0 | 0 | 0 | 0 | 0 | 0 | 0 | 0 | 0 | 0 | 0 | 0 | 0 | 0 | 0 | 0
F1_Commercial_Large Retail_New_Miscellaneous_Electric_Pool Pump_E4 | F1 | Commercial | Large Retail | New | Miscellaneous | Electric | Pool Pump | E4 | CCE | 0 | 0 | 0 | 0 | 0 | 0 | 0 | 0 | 0 | 0 | 0 | 0 | 0 | 0 | 0 | 0 | 0 | 0 | 0 | 0 | 0 | 0 | 0 | 0 | 0 | 0 | 0 | 0 | 0 | 0
F1_Commercial_Large Retail_New_Miscellaneous_Electric_Pool Pump_E5 | F1 | Commercial | Large Retail | New | Miscellaneous | Electric | Pool Pump | E5 | CCE | 0 | 0 | 0 | 0 | 0 | 0 | 0 | 0 | 0 | 0 | 0 | 0 | 0 | 0 | 0 | 0 | 0 | 0 | 0 | 0 | 0 | 0 | 0 | 0 | 0 | 0 | 0 | 0 | 0 | 0
F1_Commercial_Large Retail_New_Miscellaneous_Electric_Pool Pump_E6 | F1 | Commercial | Large Retail | New | Miscellaneous | Electric | Pool Pump | E6 | CCE | 0 | 0 | 0 | 0 | 0 | 0 | 0 | 0 | 0 | 0 | 0 | 0 | 0 | 0 | 0 | 0 | 0 | 0 | 0 | 0 | 0 | 0 | 0 | 0 | 0 | 0 | 0 | 0 | 0 | 0
F1_Commercial_Large Retail_New_Miscellaneous_Electric_Pool Pump_E7 | F1 | Commercial | Large Retail | New | Miscellaneous | Electric | Pool Pump | E7 | CCE | 0 | 0 | 0 | 0 | 0 | 0 | 0 | 0 | 0 | 0 | 0 | 0 | 0 | 0 | 0 | 0 | 0 | 0 | 0 | 0 | 0 | 0 | 0 | 0 | 0 | 0 | 0 | 0 | 0 | 0
F1_Commercial_Large Retail_New_Miscellaneous_Electric_Pool Pump_E8 | F1 | Commercial | Large Retail | New | Miscellaneous | Electric | Pool Pump | E8 | CCE | 0 | 0 | 0 | 0 | 0 | 0 | 0 | 0 | 0 | 0 | 0 | 0 | 0 | 0 | 0 | 0 | 0 | 0 | 0 | 0 | 0 | 0 | 0 | 0 | 0 | 0 | 0 | 0 | 0 | 0
F1_Commercial_Large Retail_New_Miscellaneous_Electric_Pool Pump_E9 | F1 | Commercial | Large Retail | New | Miscellaneous | Electric | Pool Pump | E9 | CCE | 0 | 0 | 0 | 0 | 0 | 0 | 0 | 0 | 0 | 0 | 0 | 0 | 0 | 0 | 0 | 0 | 0 | 0 | 0 | 0 | 0 | 0 | 0 | 0 | 0 | 0 | 0 | 0 | 0 | 0
F1_Commercial_Large Retail_New_Miscellaneous_Electric_Pool Pump_E10 | F1 | Commercial | Large Retail | New | Miscellaneous | Electric | Pool Pump | E10 | CCE | 0 | 0 | 0 | 0 | 0 | 0 | 0 | 0 | 0 | 0 | 0 | 0 | 0 | 0 | 0 | 0 | 0 | 0 | 0 | 0 | 0 | 0 | 0 | 0 | 0 | 0 | 0 | 0 | 0 | 0
F2_Commercial_Large Retail_New_Miscellaneous_Electric_Pool Pump_E1 | F2 | Commercial | Large Retail | New | Miscellaneous | Electric | Pool Pump | E1 | TRC BC Ratio | 0 | 0 | 0 | 0 | 0 | 0 | 0 | 0 | 0 | 0 | 0 | 0 | 0 | 0 | 0 | 0 | 0 | 0 | 0 | 0 | 0 | 0 | 0 | 0 | 0 | 0 | 0 | 0 | 0 | 0
F2_Commercial_Large Retail_New_Miscellaneous_Electric_Pool Pump_E2 | F2 | Commercial | Large Retail | New | Miscellaneous | Electric | Pool Pump | E2 | TRC BC Ratio | 0 | 0 | 0 | 0 | 0 | 0 | 0 | 0 | 0 | 0 | 0 | 0 | 0 | 0 | 0 | 0 | 0 | 0 | 0 | 0 | 0 | 0 | 0 | 0 | 0 | 0 | 0 | 0 | 0 | 0
F2_Commercial_Large Retail_New_Miscellaneous_Electric_Pool Pump_E3 | F2 | Commercial | Large Retail | New | Miscellaneous | Electric | Pool Pump | E3 | TRC BC Ratio | 0 | 0 | 0 | 0 | 0 | 0 | 0 | 0 | 0 | 0 | 0 | 0 | 0 | 0 | 0 | 0 | 0 | 0 | 0 | 0 | 0 | 0 | 0 | 0 | 0 | 0 | 0 | 0 | 0 | 0
F2_Commercial_Large Retail_New_Miscellaneous_Electric_Pool Pump_E4 | F2 | Commercial | Large Retail | New | Miscellaneous | Electric | Pool Pump | E4 | TRC BC Ratio | 0 | 0 | 0 | 0 | 0 | 0 | 0 | 0 | 0 | 0 | 0 | 0 | 0 | 0 | 0 | 0 | 0 | 0 | 0 | 0 | 0 | 0 | 0 | 0 | 0 | 0 | 0 | 0 | 0 | 0
F2_Commercial_Large Retail_New_Miscellaneous_Electric_Pool Pump_E5 | F2 | Commercial | Large Retail | New | Miscellaneous | Electric | Pool Pump | E5 | TRC BC Ratio | 0 | 0 | 0 | 0 | 0 | 0 | 0 | 0 | 0 | 0 | 0 | 0 | 0 | 0 | 0 | 0 | 0 | 0 | 0 | 0 | 0 | 0 | 0 | 0 | 0 | 0 | 0 | 0 | 0 | 0
F2_Commercial_Large Retail_New_Miscellaneous_Electric_Pool Pump_E6 | F2 | Commercial | Large Retail | New | Miscellaneous | Electric | Pool Pump | E6 | TRC BC Ratio | 0 | 0 | 0 | 0 | 0 | 0 | 0 | 0 | 0 | 0 | 0 | 0 | 0 | 0 | 0 | 0 | 0 | 0 | 0 | 0 | 0 | 0 | 0 | 0 | 0 | 0 | 0 | 0 | 0 | 0
F2_Commercial_Large Retail_New_Miscellaneous_Electric_Pool Pump_E7 | F2 | Commercial | Large Retail | New | Miscellaneous | Electric | Pool Pump | E7 | TRC BC Ratio | 0 | 0 | 0 | 0 | 0 | 0 | 0 | 0 | 0 | 0 | 0 | 0 | 0 | 0 | 0 | 0 | 0 | 0 | 0 | 0 | 0 | 0 | 0 | 0 | 0 | 0 | 0 | 0 | 0 | 0
F2_Commercial_Large Retail_New_Miscellaneous_Electric_Pool Pump_E8 | F2 | Commercial | Large Retail | New | Miscellaneous | Electric | Pool Pump | E8 | TRC BC Ratio | 0 | 0 | 0 | 0 | 0 | 0 | 0 | 0 | 0 | 0 | 0 | 0 | 0 | 0 | 0 | 0 | 0 | 0 | 0 | 0 | 0 | 0 | 0 | 0 | 0 | 0 | 0 | 0 | 0 | 0
F2_Commercial_Large Retail_New_Miscellaneous_Electric_Pool Pump_E9 | F2 | Commercial | Large Retail | New | Miscellaneous | Electric | Pool Pump | E9 | TRC BC Ratio | 0 | 0 | 0 | 0 | 0 | 0 | 0 | 0 | 0 | 0 | 0 | 0 | 0 | 0 | 0 | 0 | 0 | 0 | 0 | 0 | 0 | 0 | 0 | 0 | 0 | 0 | 0 | 0 | 0 | 0
F2_Commercial_Large Retail_New_Miscellaneous_Electric_Pool Pump_E10 | F2 | Commercial | Large Retail | New | Miscellaneous | Electric | Pool Pump | E10 | TRC BC Ratio | 0 | 0 | 0 | 0 | 0 | 0 | 0 | 0 | 0 | 0 | 0 | 0 | 0 | 0 | 0 | 0 | 0 | 0 | 0 | 0 | 0 | 0 | 0 | 0 | 0 | 0 | 0 | 0 | 0 | 0
F3_Commercial_Large Retail_New_Miscellaneous_Electric_Pool Pump_E1 | F3 | Commercial | Large Retail | New | Miscellaneous | Electric | Pool Pump | E1 | PACT BC Ratio | 0 | 0 | 0 | 0 | 0 | 0 | 0 | 0 | 0 | 0 | 0 | 0 | 0 | 0 | 0 | 0 | 0 | 0 | 0 | 0 | 0 | 0 | 0 | 0 | 0 | 0 | 0 | 0 | 0 | 0
F3_Commercial_Large Retail_New_Miscellaneous_Electric_Pool Pump_E2 | F3 | Commercial | Large Retail | New | Miscellaneous | Electric | Pool Pump | E2 | PACT BC Ratio | 0 | 0 | 0 | 0 | 0 | 0 | 0 | 0 | 0 | 0 | 0 | 0 | 0 | 0 | 0 | 0 | 0 | 0 | 0 | 0 | 0 | 0 | 0 | 0 | 0 | 0 | 0 | 0 | 0 | 0
F3_Commercial_Large Retail_New_Miscellaneous_Electric_Pool Pump_E3 | F3 | Commercial | Large Retail | New | Miscellaneous | Electric | Pool Pump | E3 | PACT BC Ratio | 0 | 0 | 0 | 0 | 0 | 0 | 0 | 0 | 0 | 0 | 0 | 0 | 0 | 0 | 0 | 0 | 0 | 0 | 0 | 0 | 0 | 0 | 0 | 0 | 0 | 0 | 0 | 0 | 0 | 0
F3_Commercial_Large Retail_New_Miscellaneous_Electric_Pool Pump_E4 | F3 | Commercial | Large Retail | New | Miscellaneous | Electric | Pool Pump | E4 | PACT BC Ratio | 0 | 0 | 0 | 0 | 0 | 0 | 0 | 0 | 0 | 0 | 0 | 0 | 0 | 0 | 0 | 0 | 0 | 0 | 0 | 0 | 0 | 0 | 0 | 0 | 0 | 0 | 0 | 0 | 0 | 0
F3_Commercial_Large Retail_New_Miscellaneous_Electric_Pool Pump_E5 | F3 | Commercial | Large Retail | New | Miscellaneous | Electric | Pool Pump | E5 | PACT BC Ratio | 0 | 0 | 0 | 0 | 0 | 0 | 0 | 0 | 0 | 0 | 0 | 0 | 0 | 0 | 0 | 0 | 0 | 0 | 0 | 0 | 0 | 0 | 0 | 0 | 0 | 0 | 0 | 0 | 0 | 0
F3_Commercial_Large Retail_New_Miscellaneous_Electric_Pool Pump_E6 | F3 | Commercial | Large Retail | New | Miscellaneous | Electric | Pool Pump | E6 | PACT BC Ratio | 0 | 0 | 0 | 0 | 0 | 0 | 0 | 0 | 0 | 0 | 0 | 0 | 0 | 0 | 0 | 0 | 0 | 0 | 0 | 0 | 0 | 0 | 0 | 0 | 0 | 0 | 0 | 0 | 0 | 0
F3_Commercial_Large Retail_New_Miscellaneous_Electric_Pool Pump_E7 | F3 | Commercial | Large Retail | New | Miscellaneous | Electric | Pool Pump | E7 | PACT BC Ratio | 0 | 0 | 0 | 0 | 0 | 0 | 0 | 0 | 0 | 0 | 0 | 0 | 0 | 0 | 0 | 0 | 0 | 0 | 0 | 0 | 0 | 0 | 0 | 0 | 0 | 0 | 0 | 0 | 0 | 0
F3_Commercial_Large Retail_New_Miscellaneous_Electric_Pool Pump_E8 | F3 | Commercial | Large Retail | New | Miscellaneous | Electric | Pool Pump | E8 | PACT BC Ratio | 0 | 0 | 0 | 0 | 0 | 0 | 0 | 0 | 0 | 0 | 0 | 0 | 0 | 0 | 0 | 0 | 0 | 0 | 0 | 0 | 0 | 0 | 0 | 0 | 0 | 0 | 0 | 0 | 0 | 0
F3_Commercial_Large Retail_New_Miscellaneous_Electric_Pool Pump_E9 | F3 | Commercial | Large Retail | New | Miscellaneous | Electric | Pool Pump | E9 | PACT BC Ratio | 0 | 0 | 0 | 0 | 0 | 0 | 0 | 0 | 0 | 0 | 0 | 0 | 0 | 0 | 0 | 0 | 0 | 0 | 0 | 0 | 0 | 0 | 0 | 0 | 0 | 0 | 0 | 0 | 0 | 0
F3_Commercial_Large Retail_New_Miscellaneous_Electric_Pool Pump_E10 | F3 | Commercial | Large Retail | New | Miscellaneous | Electric | Pool Pump | E10 | PACT BC Ratio | 0 | 0 | 0 | 0 | 0 | 0 | 0 | 0 | 0 | 0 | 0 | 0 | 0 | 0 | 0 | 0 | 0 | 0 | 0 | 0 | 0 | 0 | 0 | 0 | 0 | 0 | 0 | 0 | 0 | 0
F4_Commercial_Large Retail_New_Miscellaneous_Electric_Pool Pump_E1 | F4 | Commercial | Large Retail | New | Miscellaneous | Electric | Pool Pump | E1 | RVT BC Ratio | 0 | 0 | 0 | 0 | 0 | 0 | 0 | 0 | 0 | 0 | 0 | 0 | 0 | 0 | 0 | 0 | 0 | 0 | 0 | 0 | 0 | 0 | 0 | 0 | 0 | 0 | 0 | 0 | 0 | 0
F4_Commercial_Large Retail_New_Miscellaneous_Electric_Pool Pump_E2 | F4 | Commercial | Large Retail | New | Miscellaneous | Electric | Pool Pump | E2 | RVT BC Ratio | 0 | 0 | 0 | 0 | 0 | 0 | 0 | 0 | 0 | 0 | 0 | 0 | 0 | 0 | 0 | 0 | 0 | 0 | 0 | 0 | 0 | 0 | 0 | 0 | 0 | 0 | 0 | 0 | 0 | 0
F4_Commercial_Large Retail_New_Miscellaneous_Electric_Pool Pump_E3 | F4 | Commercial | Large Retail | New | Miscellaneous | Electric | Pool Pump | E3 | RVT BC Ratio | 0 | 0 | 0 | 0 | 0 | 0 | 0 | 0 | 0 | 0 | 0 | 0 | 0 | 0 | 0 | 0 | 0 | 0 | 0 | 0 | 0 | 0 | 0 | 0 | 0 | 0 | 0 | 0 | 0 | 0
F4_Commercial_Large Retail_New_Miscellaneous_Electric_Pool Pump_E4 | F4 | Commercial | Large Retail | New | Miscellaneous | Electric | Pool Pump | E4 | RVT BC Ratio | 0 | 0 | 0 | 0 | 0 | 0 | 0 | 0 | 0 | 0 | 0 | 0 | 0 | 0 | 0 | 0 | 0 | 0 | 0 | 0 | 0 | 0 | 0 | 0 | 0 | 0 | 0 | 0 | 0 | 0
F4_Commercial_Large Retail_New_Miscellaneous_Electric_Pool Pump_E5 | F4 | Commercial | Large Retail | New | Miscellaneous | Electric | Pool Pump | E5 | RVT BC Ratio | 0 | 0 | 0 | 0 | 0 | 0 | 0 | 0 | 0 | 0 | 0 | 0 | 0 | 0 | 0 | 0 | 0 | 0 | 0 | 0 | 0 | 0 | 0 | 0 | 0 | 0 | 0 | 0 | 0 | 0
F4_Commercial_Large Retail_New_Miscellaneous_Electric_Pool Pump_E6 | F4 | Commercial | Large Retail | New | Miscellaneous | Electric | Pool Pump | E6 | RVT BC Ratio | 0 | 0 | 0 | 0 | 0 | 0 | 0 | 0 | 0 | 0 | 0 | 0 | 0 | 0 | 0 | 0 | 0 | 0 | 0 | 0 | 0 | 0 | 0 | 0 | 0 | 0 | 0 | 0 | 0 | 0
F4_Commercial_Large Retail_New_Miscellaneous_Electric_Pool Pump_E7 | F4 | Commercial | Large Retail | New | Miscellaneous | Electric | Pool Pump | E7 | RVT BC Ratio | 0 | 0 | 0 | 0 | 0 | 0 | 0 | 0 | 0 | 0 | 0 | 0 | 0 | 0 | 0 | 0 | 0 | 0 | 0 | 0 | 0 | 0 | 0 | 0 | 0 | 0 | 0 | 0 | 0 | 0
F4_Commercial_Large Retail_New_Miscellaneous_Electric_Pool Pump_E8 | F4 | Commercial | Large Retail | New | Miscellaneous | Electric | Pool Pump | E8 | RVT BC Ratio | 0 | 0 | 0 | 0 | 0 | 0 | 0 | 0 | 0 | 0 | 0 | 0 | 0 | 0 | 0 | 0 | 0 | 0 | 0 | 0 | 0 | 0 | 0 | 0 | 0 | 0 | 0 | 0 | 0 | 0
F4_Commercial_Large Retail_New_Miscellaneous_Electric_Pool Pump_E9 | F4 | Commercial | Large Retail | New | Miscellaneous | Electric | Pool Pump | E9 | RVT BC Ratio | 0 | 0 | 0 | 0 | 0 | 0 | 0 | 0 | 0 | 0 | 0 | 0 | 0 | 0 | 0 | 0 | 0 | 0 | 0 | 0 | 0 | 0 | 0 | 0 | 0 | 0 | 0 | 0 | 0 | 0
F4_Commercial_Large Retail_New_Miscellaneous_Electric_Pool Pump_E10 | F4 | Commercial | Large Retail | New | Miscellaneous | Electric | Pool Pump | E10 | RVT BC Ratio | 0 | 0 | 0 | 0 | 0 | 0 | 0 | 0 | 0 | 0 | 0 | 0 | 0 | 0 | 0 | 0 | 0 | 0 | 0 | 0 | 0 | 0 | 0 | 0 | 0 | 0 | 0 | 0 | 0 | 0
F5_Commercial_Large Retail_New_Miscellaneous_Electric_Pool Pump_E1 | F5 | Commercial | Large Retail | New | Miscellaneous | Electric | Pool Pump | E1 | RIM BC Ratio | 0 | 0 | 0 | 0 | 0 | 0 | 0 | 0 | 0 | 0 | 0 | 0 | 0 | 0 | 0 | 0 | 0 | 0 | 0 | 0 | 0 | 0 | 0 | 0 | 0 | 0 | 0 | 0 | 0 | 0
F5_Commercial_Large Retail_New_Miscellaneous_Electric_Pool Pump_E2 | F5 | Commercial | Large Retail | New | Miscellaneous | Electric | Pool Pump | E2 | RIM BC Ratio | 0 | 0 | 0 | 0 | 0 | 0 | 0 | 0 | 0 | 0 | 0 | 0 | 0 | 0 | 0 | 0 | 0 | 0 | 0 | 0 | 0 | 0 | 0 | 0 | 0 | 0 | 0 | 0 | 0 | 0
F5_Commercial_Large Retail_New_Miscellaneous_Electric_Pool Pump_E3 | F5 | Commercial | Large Retail | New | Miscellaneous | Electric | Pool Pump | E3 | RIM BC Ratio | 0 | 0 | 0 | 0 | 0 | 0 | 0 | 0 | 0 | 0 | 0 | 0 | 0 | 0 | 0 | 0 | 0 | 0 | 0 | 0 | 0 | 0 | 0 | 0 | 0 | 0 | 0 | 0 | 0 | 0
F5_Commercial_Large Retail_New_Miscellaneous_Electric_Pool Pump_E4 | F5 | Commercial | Large Retail | New | Miscellaneous | Electric | Pool Pump | E4 | RIM BC Ratio | 0 | 0 | 0 | 0 | 0 | 0 | 0 | 0 | 0 | 0 | 0 | 0 | 0 | 0 | 0 | 0 | 0 | 0 | 0 | 0 | 0 | 0 | 0 | 0 | 0 | 0 | 0 | 0 | 0 | 0
F5_Commercial_Large Retail_New_Miscellaneous_Electric_Pool Pump_E5 | F5 | Commercial | Large Retail | New | Miscellaneous | Electric | Pool Pump | E5 | RIM BC Ratio | 0 | 0 | 0 | 0 | 0 | 0 | 0 | 0 | 0 | 0 | 0 | 0 | 0 | 0 | 0 | 0 | 0 | 0 | 0 | 0 | 0 | 0 | 0 | 0 | 0 | 0 | 0 | 0 | 0 | 0
F5_Commercial_Large Retail_New_Miscellaneous_Electric_Pool Pump_E6 | F5 | Commercial | Large Retail | New | Miscellaneous | Electric | Pool Pump | E6 | RIM BC Ratio | 0 | 0 | 0 | 0 | 0 | 0 | 0 | 0 | 0 | 0 | 0 | 0 | 0 | 0 | 0 | 0 | 0 | 0 | 0 | 0 | 0 | 0 | 0 | 0 | 0 | 0 | 0 | 0 | 0 | 0
F5_Commercial_Large Retail_New_Miscellaneous_Electric_Pool Pump_E7 | F5 | Commercial | Large Retail | New | Miscellaneous | Electric | Pool Pump | E7 | RIM BC Ratio | 0 | 0 | 0 | 0 | 0 | 0 | 0 | 0 | 0 | 0 | 0 | 0 | 0 | 0 | 0 | 0 | 0 | 0 | 0 | 0 | 0 | 0 | 0 | 0 | 0 | 0 | 0 | 0 | 0 | 0
F5_Commercial_Large Retail_New_Miscellaneous_Electric_Pool Pump_E8 | F5 | Commercial | Large Retail | New | Miscellaneous | Electric | Pool Pump | E8 | RIM BC Ratio | 0 | 0 | 0 | 0 | 0 | 0 | 0 | 0 | 0 | 0 | 0 | 0 | 0 | 0 | 0 | 0 | 0 | 0 | 0 | 0 | 0 | 0 | 0 | 0 | 0 | 0 | 0 | 0 | 0 | 0
F5_Commercial_Large Retail_New_Miscellaneous_Electric_Pool Pump_E9 | F5 | Commercial | Large Retail | New | Miscellaneous | Electric | Pool Pump | E9 | RIM BC Ratio | 0 | 0 | 0 | 0 | 0 | 0 | 0 | 0 | 0 | 0 | 0 | 0 | 0 | 0 | 0 | 0 | 0 | 0 | 0 | 0 | 0 | 0 | 0 | 0 | 0 | 0 | 0 | 0 | 0 | 0
F5_Commercial_Large Retail_New_Miscellaneous_Electric_Pool Pump_E10 | F5 | Commercial | Large Retail | New | Miscellaneous | Electric | Pool Pump | E10 | RIM BC Ratio | 0 | 0 | 0 | 0 | 0 | 0 | 0 | 0 | 0 | 0 | 0 | 0 | 0 | 0 | 0 | 0 | 0 | 0 | 0 | 0 | 0 | 0 | 0 | 0 | 0 | 0 | 0 | 0 | 0 | 0
F0_Commercial_Large Retail_New_Miscellaneous_Electric_Pool Heater_E0 | F0 | Commercial | Large Retail | New | Miscellaneous | Electric | Pool Heater | E0 | Economic Unit | 0 | 0 | 0 | 0 | 0 | 0 | 0 | 0 | 0 | 0 | 0 | 0 | 0 | 0 | 0 | 0 | 0 | 0 | 0 | 0 | 0 | 0 | 0 | 0 | 0 | 0 | 0 | 0 | 0 | 0
F1_Commercial_Large Retail_New_Miscellaneous_Electric_Pool Heater_E1 | F1 | Commercial | Large Retail | New | Miscellaneous | Electric | Pool Heater | E1 | CCE | 0 | 0 | 0 | 0 | 0 | 0 | 0 | 0 | 0 | 0 | 0 | 0 | 0 | 0 | 0 | 0 | 0 | 0 | 0 | 0 | 0 | 0 | 0 | 0 | 0 | 0 | 0 | 0 | 0 | 0
F1_Commercial_Large Retail_New_Miscellaneous_Electric_Pool Heater_E2 | F1 | Commercial | Large Retail | New | Miscellaneous | Electric | Pool Heater | E2 | CCE | 0 | 0 | 0 | 0 | 0 | 0 | 0 | 0 | 0 | 0 | 0 | 0 | 0 | 0 | 0 | 0 | 0 | 0 | 0 | 0 | 0 | 0 | 0 | 0 | 0 | 0 | 0 | 0 | 0 | 0
F1_Commercial_Large Retail_New_Miscellaneous_Electric_Pool Heater_E3 | F1 | Commercial | Large Retail | New | Miscellaneous | Electric | Pool Heater | E3 | CCE | 0 | 0 | 0 | 0 | 0 | 0 | 0 | 0 | 0 | 0 | 0 | 0 | 0 | 0 | 0 | 0 | 0 | 0 | 0 | 0 | 0 | 0 | 0 | 0 | 0 | 0 | 0 | 0 | 0 | 0
F1_Commercial_Large Retail_New_Miscellaneous_Electric_Pool Heater_E4 | F1 | Commercial | Large Retail | New | Miscellaneous | Electric | Pool Heater | E4 | CCE | 0 | 0 | 0 | 0 | 0 | 0 | 0 | 0 | 0 | 0 | 0 | 0 | 0 | 0 | 0 | 0 | 0 | 0 | 0 | 0 | 0 | 0 | 0 | 0 | 0 | 0 | 0 | 0 | 0 | 0
F1_Commercial_Large Retail_New_Miscellaneous_Electric_Pool Heater_E5 | F1 | Commercial | Large Retail | New | Miscellaneous | Electric | Pool Heater | E5 | CCE | 0 | 0 | 0 | 0 | 0 | 0 | 0 | 0 | 0 | 0 | 0 | 0 | 0 | 0 | 0 | 0 | 0 | 0 | 0 | 0 | 0 | 0 | 0 | 0 | 0 | 0 | 0 | 0 | 0 | 0
F1_Commercial_Large Retail_New_Miscellaneous_Electric_Pool Heater_E6 | F1 | Commercial | Large Retail | New | Miscellaneous | Electric | Pool Heater | E6 | CCE | 0 | 0 | 0 | 0 | 0 | 0 | 0 | 0 | 0 | 0 | 0 | 0 | 0 | 0 | 0 | 0 | 0 | 0 | 0 | 0 | 0 | 0 | 0 | 0 | 0 | 0 | 0 | 0 | 0 | 0
F1_Commercial_Large Retail_New_Miscellaneous_Electric_Pool Heater_E7 | F1 | Commercial | Large Retail | New | Miscellaneous | Electric | Pool Heater | E7 | CCE | 0 | 0 | 0 | 0 | 0 | 0 | 0 | 0 | 0 | 0 | 0 | 0 | 0 | 0 | 0 | 0 | 0 | 0 | 0 | 0 | 0 | 0 | 0 | 0 | 0 | 0 | 0 | 0 | 0 | 0
F1_Commercial_Large Retail_New_Miscellaneous_Electric_Pool Heater_E8 | F1 | Commercial | Large Retail | New | Miscellaneous | Electric | Pool Heater | E8 | CCE | 0 | 0 | 0 | 0 | 0 | 0 | 0 | 0 | 0 | 0 | 0 | 0 | 0 | 0 | 0 | 0 | 0 | 0 | 0 | 0 | 0 | 0 | 0 | 0 | 0 | 0 | 0 | 0 | 0 | 0
F1_Commercial_Large Retail_New_Miscellaneous_Electric_Pool Heater_E9 | F1 | Commercial | Large Retail | New | Miscellaneous | Electric | Pool Heater | E9 | CCE | 0 | 0 | 0 | 0 | 0 | 0 | 0 | 0 | 0 | 0 | 0 | 0 | 0 | 0 | 0 | 0 | 0 | 0 | 0 | 0 | 0 | 0 | 0 | 0 | 0 | 0 | 0 | 0 | 0 | 0
F1_Commercial_Large Retail_New_Miscellaneous_Electric_Pool Heater_E10 | F1 | Commercial | Large Retail | New | Miscellaneous | Electric | Pool Heater | E10 | CCE | 0 | 0 | 0 | 0 | 0 | 0 | 0 | 0 | 0 | 0 | 0 | 0 | 0 | 0 | 0 | 0 | 0 | 0 | 0 | 0 | 0 | 0 | 0 | 0 | 0 | 0 | 0 | 0 | 0 | 0
F2_Commercial_Large Retail_New_Miscellaneous_Electric_Pool Heater_E1 | F2 | Commercial | Large Retail | New | Miscellaneous | Electric | Pool Heater | E1 | TRC BC Ratio | 0 | 0 | 0 | 0 | 0 | 0 | 0 | 0 | 0 | 0 | 0 | 0 | 0 | 0 | 0 | 0 | 0 | 0 | 0 | 0 | 0 | 0 | 0 | 0 | 0 | 0 | 0 | 0 | 0 | 0
F2_Commercial_Large Retail_New_Miscellaneous_Electric_Pool Heater_E2 | F2 | Commercial | Large Retail | New | Miscellaneous | Electric | Pool Heater | E2 | TRC BC Ratio | 0 | 0 | 0 | 0 | 0 | 0 | 0 | 0 | 0 | 0 | 0 | 0 | 0 | 0 | 0 | 0 | 0 | 0 | 0 | 0 | 0 | 0 | 0 | 0 | 0 | 0 | 0 | 0 | 0 | 0
F2_Commercial_Large Retail_New_Miscellaneous_Electric_Pool Heater_E3 | F2 | Commercial | Large Retail | New | Miscellaneous | Electric | Pool Heater | E3 | TRC BC Ratio | 0 | 0 | 0 | 0 | 0 | 0 | 0 | 0 | 0 | 0 | 0 | 0 | 0 | 0 | 0 | 0 | 0 | 0 | 0 | 0 | 0 | 0 | 0 | 0 | 0 | 0 | 0 | 0 | 0 | 0
F2_Commercial_Large Retail_New_Miscellaneous_Electric_Pool Heater_E4 | F2 | Commercial | Large Retail | New | Miscellaneous | Electric | Pool Heater | E4 | TRC BC Ratio | 0 | 0 | 0 | 0 | 0 | 0 | 0 | 0 | 0 | 0 | 0 | 0 | 0 | 0 | 0 | 0 | 0 | 0 | 0 | 0 | 0 | 0 | 0 | 0 | 0 | 0 | 0 | 0 | 0 | 0
F2_Commercial_Large Retail_New_Miscellaneous_Electric_Pool Heater_E5 | F2 | Commercial | Large Retail | New | Miscellaneous | Electric | Pool Heater | E5 | TRC BC Ratio | 0 | 0 | 0 | 0 | 0 | 0 | 0 | 0 | 0 | 0 | 0 | 0 | 0 | 0 | 0 | 0 | 0 | 0 | 0 | 0 | 0 | 0 | 0 | 0 | 0 | 0 | 0 | 0 | 0 | 0
F2_Commercial_Large Retail_New_Miscellaneous_Electric_Pool Heater_E6 | F2 | Commercial | Large Retail | New | Miscellaneous | Electric | Pool Heater | E6 | TRC BC Ratio | 0 | 0 | 0 | 0 | 0 | 0 | 0 | 0 | 0 | 0 | 0 | 0 | 0 | 0 | 0 | 0 | 0 | 0 | 0 | 0 | 0 | 0 | 0 | 0 | 0 | 0 | 0 | 0 | 0 | 0
F2_Commercial_Large Retail_New_Miscellaneous_Electric_Pool Heater_E7 | F2 | Commercial | Large Retail | New | Miscellaneous | Electric | Pool Heater | E7 | TRC BC Ratio | 0 | 0 | 0 | 0 | 0 | 0 | 0 | 0 | 0 | 0 | 0 | 0 | 0 | 0 | 0 | 0 | 0 | 0 | 0 | 0 | 0 | 0 | 0 | 0 | 0 | 0 | 0 | 0 | 0 | 0
F2_Commercial_Large Retail_New_Miscellaneous_Electric_Pool Heater_E8 | F2 | Commercial | Large Retail | New | Miscellaneous | Electric | Pool Heater | E8 | TRC BC Ratio | 0 | 0 | 0 | 0 | 0 | 0 | 0 | 0 | 0 | 0 | 0 | 0 | 0 | 0 | 0 | 0 | 0 | 0 | 0 | 0 | 0 | 0 | 0 | 0 | 0 | 0 | 0 | 0 | 0 | 0
F2_Commercial_Large Retail_New_Miscellaneous_Electric_Pool Heater_E9 | F2 | Commercial | Large Retail | New | Miscellaneous | Electric | Pool Heater | E9 | TRC BC Ratio | 0 | 0 | 0 | 0 | 0 | 0 | 0 | 0 | 0 | 0 | 0 | 0 | 0 | 0 | 0 | 0 | 0 | 0 | 0 | 0 | 0 | 0 | 0 | 0 | 0 | 0 | 0 | 0 | 0 | 0
F2_Commercial_Large Retail_New_Miscellaneous_Electric_Pool Heater_E10 | F2 | Commercial | Large Retail | New | Miscellaneous | Electric | Pool Heater | E10 | TRC BC Ratio | 0 | 0 | 0 | 0 | 0 | 0 | 0 | 0 | 0 | 0 | 0 | 0 | 0 | 0 | 0 | 0 | 0 | 0 | 0 | 0 | 0 | 0 | 0 | 0 | 0 | 0 | 0 | 0 | 0 | 0
F3_Commercial_Large Retail_New_Miscellaneous_Electric_Pool Heater_E1 | F3 | Commercial | Large Retail | New | Miscellaneous | Electric | Pool Heater | E1 | PACT BC Ratio | 0 | 0 | 0 | 0 | 0 | 0 | 0 | 0 | 0 | 0 | 0 | 0 | 0 | 0 | 0 | 0 | 0 | 0 | 0 | 0 | 0 | 0 | 0 | 0 | 0 | 0 | 0 | 0 | 0 | 0
F3_Commercial_Large Retail_New_Miscellaneous_Electric_Pool Heater_E2 | F3 | Commercial | Large Retail | New | Miscellaneous | Electric | Pool Heater | E2 | PACT BC Ratio | 0 | 0 | 0 | 0 | 0 | 0 | 0 | 0 | 0 | 0 | 0 | 0 | 0 | 0 | 0 | 0 | 0 | 0 | 0 | 0 | 0 | 0 | 0 | 0 | 0 | 0 | 0 | 0 | 0 | 0
F3_Commercial_Large Retail_New_Miscellaneous_Electric_Pool Heater_E3 | F3 | Commercial | Large Retail | New | Miscellaneous | Electric | Pool Heater | E3 | PACT BC Ratio | 0 | 0 | 0 | 0 | 0 | 0 | 0 | 0 | 0 | 0 | 0 | 0 | 0 | 0 | 0 | 0 | 0 | 0 | 0 | 0 | 0 | 0 | 0 | 0 | 0 | 0 | 0 | 0 | 0 | 0
F3_Commercial_Large Retail_New_Miscellaneous_Electric_Pool Heater_E4 | F3 | Commercial | Large Retail | New | Miscellaneous | Electric | Pool Heater | E4 | PACT BC Ratio | 0 | 0 | 0 | 0 | 0 | 0 | 0 | 0 | 0 | 0 | 0 | 0 | 0 | 0 | 0 | 0 | 0 | 0 | 0 | 0 | 0 | 0 | 0 | 0 | 0 | 0 | 0 | 0 | 0 | 0
F3_Commercial_Large Retail_New_Miscellaneous_Electric_Pool Heater_E5 | F3 | Commercial | Large Retail | New | Miscellaneous | Electric | Pool Heater | E5 | PACT BC Ratio | 0 | 0 | 0 | 0 | 0 | 0 | 0 | 0 | 0 | 0 | 0 | 0 | 0 | 0 | 0 | 0 | 0 | 0 | 0 | 0 | 0 | 0 | 0 | 0 | 0 | 0 | 0 | 0 | 0 | 0
F3_Commercial_Large Retail_New_Miscellaneous_Electric_Pool Heater_E6 | F3 | Commercial | Large Retail | New | Miscellaneous | Electric | Pool Heater | E6 | PACT BC Ratio | 0 | 0 | 0 | 0 | 0 | 0 | 0 | 0 | 0 | 0 | 0 | 0 | 0 | 0 | 0 | 0 | 0 | 0 | 0 | 0 | 0 | 0 | 0 | 0 | 0 | 0 | 0 | 0 | 0 | 0
F3_Commercial_Large Retail_New_Miscellaneous_Electric_Pool Heater_E7 | F3 | Commercial | Large Retail | New | Miscellaneous | Electric | Pool Heater | E7 | PACT BC Ratio | 0 | 0 | 0 | 0 | 0 | 0 | 0 | 0 | 0 | 0 | 0 | 0 | 0 | 0 | 0 | 0 | 0 | 0 | 0 | 0 | 0 | 0 | 0 | 0 | 0 | 0 | 0 | 0 | 0 | 0
F3_Commercial_Large Retail_New_Miscellaneous_Electric_Pool Heater_E8 | F3 | Commercial | Large Retail | New | Miscellaneous | Electric | Pool Heater | E8 | PACT BC Ratio | 0 | 0 | 0 | 0 | 0 | 0 | 0 | 0 | 0 | 0 | 0 | 0 | 0 | 0 | 0 | 0 | 0 | 0 | 0 | 0 | 0 | 0 | 0 | 0 | 0 | 0 | 0 | 0 | 0 | 0
F3_Commercial_Large Retail_New_Miscellaneous_Electric_Pool Heater_E9 | F3 | Commercial | Large Retail | New | Miscellaneous | Electric | Pool Heater | E9 | PACT BC Ratio | 0 | 0 | 0 | 0 | 0 | 0 | 0 | 0 | 0 | 0 | 0 | 0 | 0 | 0 | 0 | 0 | 0 | 0 | 0 | 0 | 0 | 0 | 0 | 0 | 0 | 0 | 0 | 0 | 0 | 0
F3_Commercial_Large Retail_New_Miscellaneous_Electric_Pool Heater_E10 | F3 | Commercial | Large Retail | New | Miscellaneous | Electric | Pool Heater | E10 | PACT BC Ratio | 0 | 0 | 0 | 0 | 0 | 0 | 0 | 0 | 0 | 0 | 0 | 0 | 0 | 0 | 0 | 0 | 0 | 0 | 0 | 0 | 0 | 0 | 0 | 0 | 0 | 0 | 0 | 0 | 0 | 0
F4_Commercial_Large Retail_New_Miscellaneous_Electric_Pool Heater_E1 | F4 | Commercial | Large Retail | New | Miscellaneous | Electric | Pool Heater | E1 | RVT BC Ratio | 0 | 0 | 0 | 0 | 0 | 0 | 0 | 0 | 0 | 0 | 0 | 0 | 0 | 0 | 0 | 0 | 0 | 0 | 0 | 0 | 0 | 0 | 0 | 0 | 0 | 0 | 0 | 0 | 0 | 0
F4_Commercial_Large Retail_New_Miscellaneous_Electric_Pool Heater_E2 | F4 | Commercial | Large Retail | New | Miscellaneous | Electric | Pool Heater | E2 | RVT BC Ratio | 0 | 0 | 0 | 0 | 0 | 0 | 0 | 0 | 0 | 0 | 0 | 0 | 0 | 0 | 0 | 0 | 0 | 0 | 0 | 0 | 0 | 0 | 0 | 0 | 0 | 0 | 0 | 0 | 0 | 0
F4_Commercial_Large Retail_New_Miscellaneous_Electric_Pool Heater_E3 | F4 | Commercial | Large Retail | New | Miscellaneous | Electric | Pool Heater | E3 | RVT BC Ratio | 0 | 0 | 0 | 0 | 0 | 0 | 0 | 0 | 0 | 0 | 0 | 0 | 0 | 0 | 0 | 0 | 0 | 0 | 0 | 0 | 0 | 0 | 0 | 0 | 0 | 0 | 0 | 0 | 0 | 0
F4_Commercial_Large Retail_New_Miscellaneous_Electric_Pool Heater_E4 | F4 | Commercial | Large Retail | New | Miscellaneous | Electric | Pool Heater | E4 | RVT BC Ratio | 0 | 0 | 0 | 0 | 0 | 0 | 0 | 0 | 0 | 0 | 0 | 0 | 0 | 0 | 0 | 0 | 0 | 0 | 0 | 0 | 0 | 0 | 0 | 0 | 0 | 0 | 0 | 0 | 0 | 0
F4_Commercial_Large Retail_New_Miscellaneous_Electric_Pool Heater_E5 | F4 | Commercial | Large Retail | New | Miscellaneous | Electric | Pool Heater | E5 | RVT BC Ratio | 0 | 0 | 0 | 0 | 0 | 0 | 0 | 0 | 0 | 0 | 0 | 0 | 0 | 0 | 0 | 0 | 0 | 0 | 0 | 0 | 0 | 0 | 0 | 0 | 0 | 0 | 0 | 0 | 0 | 0
F4_Commercial_Large Retail_New_Miscellaneous_Electric_Pool Heater_E6 | F4 | Commercial | Large Retail | New | Miscellaneous | Electric | Pool Heater | E6 | RVT BC Ratio | 0 | 0 | 0 | 0 | 0 | 0 | 0 | 0 | 0 | 0 | 0 | 0 | 0 | 0 | 0 | 0 | 0 | 0 | 0 | 0 | 0 | 0 | 0 | 0 | 0 | 0 | 0 | 0 | 0 | 0
F4_Commercial_Large Retail_New_Miscellaneous_Electric_Pool Heater_E7 | F4 | Commercial | Large Retail | New | Miscellaneous | Electric | Pool Heater | E7 | RVT BC Ratio | 0 | 0 | 0 | 0 | 0 | 0 | 0 | 0 | 0 | 0 | 0 | 0 | 0 | 0 | 0 | 0 | 0 | 0 | 0 | 0 | 0 | 0 | 0 | 0 | 0 | 0 | 0 | 0 | 0 | 0
F4_Commercial_Large Retail_New_Miscellaneous_Electric_Pool Heater_E8 | F4 | Commercial | Large Retail | New | Miscellaneous | Electric | Pool Heater | E8 | RVT BC Ratio | 0 | 0 | 0 | 0 | 0 | 0 | 0 | 0 | 0 | 0 | 0 | 0 | 0 | 0 | 0 | 0 | 0 | 0 | 0 | 0 | 0 | 0 | 0 | 0 | 0 | 0 | 0 | 0 | 0 | 0
F4_Commercial_Large Retail_New_Miscellaneous_Electric_Pool Heater_E9 | F4 | Commercial | Large Retail | New | Miscellaneous | Electric | Pool Heater | E9 | RVT BC Ratio | 0 | 0 | 0 | 0 | 0 | 0 | 0 | 0 | 0 | 0 | 0 | 0 | 0 | 0 | 0 | 0 | 0 | 0 | 0 | 0 | 0 | 0 | 0 | 0 | 0 | 0 | 0 | 0 | 0 | 0
F4_Commercial_Large Retail_New_Miscellaneous_Electric_Pool Heater_E10 | F4 | Commercial | Large Retail | New | Miscellaneous | Electric | Pool Heater | E10 | RVT BC Ratio | 0 | 0 | 0 | 0 | 0 | 0 | 0 | 0 | 0 | 0 | 0 | 0 | 0 | 0 | 0 | 0 | 0 | 0 | 0 | 0 | 0 | 0 | 0 | 0 | 0 | 0 | 0 | 0 | 0 | 0
F5_Commercial_Large Retail_New_Miscellaneous_Electric_Pool Heater_E1 | F5 | Commercial | Large Retail | New | Miscellaneous | Electric | Pool Heater | E1 | RIM BC Ratio | 0 | 0 | 0 | 0 | 0 | 0 | 0 | 0 | 0 | 0 | 0 | 0 | 0 | 0 | 0 | 0 | 0 | 0 | 0 | 0 | 0 | 0 | 0 | 0 | 0 | 0 | 0 | 0 | 0 | 0
F5_Commercial_Large Retail_New_Miscellaneous_Electric_Pool Heater_E2 | F5 | Commercial | Large Retail | New | Miscellaneous | Electric | Pool Heater | E2 | RIM BC Ratio | 0 | 0 | 0 | 0 | 0 | 0 | 0 | 0 | 0 | 0 | 0 | 0 | 0 | 0 | 0 | 0 | 0 | 0 | 0 | 0 | 0 | 0 | 0 | 0 | 0 | 0 | 0 | 0 | 0 | 0
F5_Commercial_Large Retail_New_Miscellaneous_Electric_Pool Heater_E3 | F5 | Commercial | Large Retail | New | Miscellaneous | Electric | Pool Heater | E3 | RIM BC Ratio | 0 | 0 | 0 | 0 | 0 | 0 | 0 | 0 | 0 | 0 | 0 | 0 | 0 | 0 | 0 | 0 | 0 | 0 | 0 | 0 | 0 | 0 | 0 | 0 | 0 | 0 | 0 | 0 | 0 | 0
F5_Commercial_Large Retail_New_Miscellaneous_Electric_Pool Heater_E4 | F5 | Commercial | Large Retail | New | Miscellaneous | Electric | Pool Heater | E4 | RIM BC Ratio | 0 | 0 | 0 | 0 | 0 | 0 | 0 | 0 | 0 | 0 | 0 | 0 | 0 | 0 | 0 | 0 | 0 | 0 | 0 | 0 | 0 | 0 | 0 | 0 | 0 | 0 | 0 | 0 | 0 | 0
F5_Commercial_Large Retail_New_Miscellaneous_Electric_Pool Heater_E5 | F5 | Commercial | Large Retail | New | Miscellaneous | Electric | Pool Heater | E5 | RIM BC Ratio | 0 | 0 | 0 | 0 | 0 | 0 | 0 | 0 | 0 | 0 | 0 | 0 | 0 | 0 | 0 | 0 | 0 | 0 | 0 | 0 | 0 | 0 | 0 | 0 | 0 | 0 | 0 | 0 | 0 | 0
F5_Commercial_Large Retail_New_Miscellaneous_Electric_Pool Heater_E6 | F5 | Commercial | Large Retail | New | Miscellaneous | Electric | Pool Heater | E6 | RIM BC Ratio | 0 | 0 | 0 | 0 | 0 | 0 | 0 | 0 | 0 | 0 | 0 | 0 | 0 | 0 | 0 | 0 | 0 | 0 | 0 | 0 | 0 | 0 | 0 | 0 | 0 | 0 | 0 | 0 | 0 | 0
F5_Commercial_Large Retail_New_Miscellaneous_Electric_Pool Heater_E7 | F5 | Commercial | Large Retail | New | Miscellaneous | Electric | Pool Heater | E7 | RIM BC Ratio | 0 | 0 | 0 | 0 | 0 | 0 | 0 | 0 | 0 | 0 | 0 | 0 | 0 | 0 | 0 | 0 | 0 | 0 | 0 | 0 | 0 | 0 | 0 | 0 | 0 | 0 | 0 | 0 | 0 | 0
F5_Commercial_Large Retail_New_Miscellaneous_Electric_Pool Heater_E8 | F5 | Commercial | Large Retail | New | Miscellaneous | Electric | Pool Heater | E8 | RIM BC Ratio | 0 | 0 | 0 | 0 | 0 | 0 | 0 | 0 | 0 | 0 | 0 | 0 | 0 | 0 | 0 | 0 | 0 | 0 | 0 | 0 | 0 | 0 | 0 | 0 | 0 | 0 | 0 | 0 | 0 | 0
F5_Commercial_Large Retail_New_Miscellaneous_Electric_Pool Heater_E9 | F5 | Commercial | Large Retail | New | Miscellaneous | Electric | Pool Heater | E9 | RIM BC Ratio | 0 | 0 | 0 | 0 | 0 | 0 | 0 | 0 | 0 | 0 | 0 | 0 | 0 | 0 | 0 | 0 | 0 | 0 | 0 | 0 | 0 | 0 | 0 | 0 | 0 | 0 | 0 | 0 | 0 | 0
F5_Commercial_Large Retail_New_Miscellaneous_Electric_Pool Heater_E10 | F5 | Commercial | Large Retail | New | Miscellaneous | Electric | Pool Heater | E10 | RIM BC Ratio | 0 | 0 | 0 | 0 | 0 | 0 | 0 | 0 | 0 | 0 | 0 | 0 | 0 | 0 | 0 | 0 | 0 | 0 | 0 | 0 | 0 | 0 | 0 | 0 | 0 | 0 | 0 | 0 | 0 | 0
F0_Commercial_Large Retail_New_Miscellaneous_Electric_Clothes Washer_E0 | F0 | Commercial | Large Retail | New | Miscellaneous | Electric | Clothes Washer | E0 | Economic Unit | 0 | 0 | 0 | 0 | 0 | 0 | 0 | 0 | 0 | 0 | 0 | 0 | 0 | 0 | 0 | 0 | 0 | 0 | 0 | 0 | 0 | 0 | 0 | 0 | 0 | 0 | 0 | 0 | 0 | 0
F1_Commercial_Large Retail_New_Miscellaneous_Electric_Clothes Washer_E1 | F1 | Commercial | Large Retail | New | Miscellaneous | Electric | Clothes Washer | E1 | CCE | 0 | 0 | 0 | 0 | 0 | 0 | 0 | 0 | 0 | 0 | 0 | 0 | 0 | 0 | 0 | 0 | 0 | 0 | 0 | 0 | 0 | 0 | 0 | 0 | 0 | 0 | 0 | 0 | 0 | 0
F1_Commercial_Large Retail_New_Miscellaneous_Electric_Clothes Washer_E2 | F1 | Commercial | Large Retail | New | Miscellaneous | Electric | Clothes Washer | E2 | CCE | 0 | 0 | 0 | 0 | 0 | 0 | 0 | 0 | 0 | 0 | 0 | 0 | 0 | 0 | 0 | 0 | 0 | 0 | 0 | 0 | 0 | 0 | 0 | 0 | 0 | 0 | 0 | 0 | 0 | 0
F1_Commercial_Large Retail_New_Miscellaneous_Electric_Clothes Washer_E3 | F1 | Commercial | Large Retail | New | Miscellaneous | Electric | Clothes Washer | E3 | CCE | 0 | 0 | 0 | 0 | 0 | 0 | 0 | 0 | 0 | 0 | 0 | 0 | 0 | 0 | 0 | 0 | 0 | 0 | 0 | 0 | 0 | 0 | 0 | 0 | 0 | 0 | 0 | 0 | 0 | 0
F1_Commercial_Large Retail_New_Miscellaneous_Electric_Clothes Washer_E4 | F1 | Commercial | Large Retail | New | Miscellaneous | Electric | Clothes Washer | E4 | CCE | 0 | 0 | 0 | 0 | 0 | 0 | 0 | 0 | 0 | 0 | 0 | 0 | 0 | 0 | 0 | 0 | 0 | 0 | 0 | 0 | 0 | 0 | 0 | 0 | 0 | 0 | 0 | 0 | 0 | 0
F1_Commercial_Large Retail_New_Miscellaneous_Electric_Clothes Washer_E5 | F1 | Commercial | Large Retail | New | Miscellaneous | Electric | Clothes Washer | E5 | CCE | 0 | 0 | 0 | 0 | 0 | 0 | 0 | 0 | 0 | 0 | 0 | 0 | 0 | 0 | 0 | 0 | 0 | 0 | 0 | 0 | 0 | 0 | 0 | 0 | 0 | 0 | 0 | 0 | 0 | 0
F1_Commercial_Large Retail_New_Miscellaneous_Electric_Clothes Washer_E6 | F1 | Commercial | Large Retail | New | Miscellaneous | Electric | Clothes Washer | E6 | CCE | 0 | 0 | 0 | 0 | 0 | 0 | 0 | 0 | 0 | 0 | 0 | 0 | 0 | 0 | 0 | 0 | 0 | 0 | 0 | 0 | 0 | 0 | 0 | 0 | 0 | 0 | 0 | 0 | 0 | 0
F1_Commercial_Large Retail_New_Miscellaneous_Electric_Clothes Washer_E7 | F1 | Commercial | Large Retail | New | Miscellaneous | Electric | Clothes Washer | E7 | CCE | 0 | 0 | 0 | 0 | 0 | 0 | 0 | 0 | 0 | 0 | 0 | 0 | 0 | 0 | 0 | 0 | 0 | 0 | 0 | 0 | 0 | 0 | 0 | 0 | 0 | 0 | 0 | 0 | 0 | 0
F1_Commercial_Large Retail_New_Miscellaneous_Electric_Clothes Washer_E8 | F1 | Commercial | Large Retail | New | Miscellaneous | Electric | Clothes Washer | E8 | CCE | 0 | 0 | 0 | 0 | 0 | 0 | 0 | 0 | 0 | 0 | 0 | 0 | 0 | 0 | 0 | 0 | 0 | 0 | 0 | 0 | 0 | 0 | 0 | 0 | 0 | 0 | 0 | 0 | 0 | 0
F1_Commercial_Large Retail_New_Miscellaneous_Electric_Clothes Washer_E9 | F1 | Commercial | Large Retail | New | Miscellaneous | Electric | Clothes Washer | E9 | CCE | 0 | 0 | 0 | 0 | 0 | 0 | 0 | 0 | 0 | 0 | 0 | 0 | 0 | 0 | 0 | 0 | 0 | 0 | 0 | 0 | 0 | 0 | 0 | 0 | 0 | 0 | 0 | 0 | 0 | 0
F1_Commercial_Large Retail_New_Miscellaneous_Electric_Clothes Washer_E10 | F1 | Commercial | Large Retail | New | Miscellaneous | Electric | Clothes Washer | E10 | CCE | 0 | 0 | 0 | 0 | 0 | 0 | 0 | 0 | 0 | 0 | 0 | 0 | 0 | 0 | 0 | 0 | 0 | 0 | 0 | 0 | 0 | 0 | 0 | 0 | 0 | 0 | 0 | 0 | 0 | 0
F2_Commercial_Large Retail_New_Miscellaneous_Electric_Clothes Washer_E1 | F2 | Commercial | Large Retail | New | Miscellaneous | Electric | Clothes Washer | E1 | TRC BC Ratio | 0 | 0 | 0 | 0 | 0 | 0 | 0 | 0 | 0 | 0 | 0 | 0 | 0 | 0 | 0 | 0 | 0 | 0 | 0 | 0 | 0 | 0 | 0 | 0 | 0 | 0 | 0 | 0 | 0 | 0
F2_Commercial_Large Retail_New_Miscellaneous_Electric_Clothes Washer_E2 | F2 | Commercial | Large Retail | New | Miscellaneous | Electric | Clothes Washer | E2 | TRC BC Ratio | 0 | 0 | 0 | 0 | 0 | 0 | 0 | 0 | 0 | 0 | 0 | 0 | 0 | 0 | 0 | 0 | 0 | 0 | 0 | 0 | 0 | 0 | 0 | 0 | 0 | 0 | 0 | 0 | 0 | 0
F2_Commercial_Large Retail_New_Miscellaneous_Electric_Clothes Washer_E3 | F2 | Commercial | Large Retail | New | Miscellaneous | Electric | Clothes Washer | E3 | TRC BC Ratio | 0 | 0 | 0 | 0 | 0 | 0 | 0 | 0 | 0 | 0 | 0 | 0 | 0 | 0 | 0 | 0 | 0 | 0 | 0 | 0 | 0 | 0 | 0 | 0 | 0 | 0 | 0 | 0 | 0 | 0
F2_Commercial_Large Retail_New_Miscellaneous_Electric_Clothes Washer_E4 | F2 | Commercial | Large Retail | New | Miscellaneous | Electric | Clothes Washer | E4 | TRC BC Ratio | 0 | 0 | 0 | 0 | 0 | 0 | 0 | 0 | 0 | 0 | 0 | 0 | 0 | 0 | 0 | 0 | 0 | 0 | 0 | 0 | 0 | 0 | 0 | 0 | 0 | 0 | 0 | 0 | 0 | 0
F2_Commercial_Large Retail_New_Miscellaneous_Electric_Clothes Washer_E5 | F2 | Commercial | Large Retail | New | Miscellaneous | Electric | Clothes Washer | E5 | TRC BC Ratio | 0 | 0 | 0 | 0 | 0 | 0 | 0 | 0 | 0 | 0 | 0 | 0 | 0 | 0 | 0 | 0 | 0 | 0 | 0 | 0 | 0 | 0 | 0 | 0 | 0 | 0 | 0 | 0 | 0 | 0
F2_Commercial_Large Retail_New_Miscellaneous_Electric_Clothes Washer_E6 | F2 | Commercial | Large Retail | New | Miscellaneous | Electric | Clothes Washer | E6 | TRC BC Ratio | 0 | 0 | 0 | 0 | 0 | 0 | 0 | 0 | 0 | 0 | 0 | 0 | 0 | 0 | 0 | 0 | 0 | 0 | 0 | 0 | 0 | 0 | 0 | 0 | 0 | 0 | 0 | 0 | 0 | 0
F2_Commercial_Large Retail_New_Miscellaneous_Electric_Clothes Washer_E7 | F2 | Commercial | Large Retail | New | Miscellaneous | Electric | Clothes Washer | E7 | TRC BC Ratio | 0 | 0 | 0 | 0 | 0 | 0 | 0 | 0 | 0 | 0 | 0 | 0 | 0 | 0 | 0 | 0 | 0 | 0 | 0 | 0 | 0 | 0 | 0 | 0 | 0 | 0 | 0 | 0 | 0 | 0
F2_Commercial_Large Retail_New_Miscellaneous_Electric_Clothes Washer_E8 | F2 | Commercial | Large Retail | New | Miscellaneous | Electric | Clothes Washer | E8 | TRC BC Ratio | 0 | 0 | 0 | 0 | 0 | 0 | 0 | 0 | 0 | 0 | 0 | 0 | 0 | 0 | 0 | 0 | 0 | 0 | 0 | 0 | 0 | 0 | 0 | 0 | 0 | 0 | 0 | 0 | 0 | 0
F2_Commercial_Large Retail_New_Miscellaneous_Electric_Clothes Washer_E9 | F2 | Commercial | Large Retail | New | Miscellaneous | Electric | Clothes Washer | E9 | TRC BC Ratio | 0 | 0 | 0 | 0 | 0 | 0 | 0 | 0 | 0 | 0 | 0 | 0 | 0 | 0 | 0 | 0 | 0 | 0 | 0 | 0 | 0 | 0 | 0 | 0 | 0 | 0 | 0 | 0 | 0 | 0
F2_Commercial_Large Retail_New_Miscellaneous_Electric_Clothes Washer_E10 | F2 | Commercial | Large Retail | New | Miscellaneous | Electric | Clothes Washer | E10 | TRC BC Ratio | 0 | 0 | 0 | 0 | 0 | 0 | 0 | 0 | 0 | 0 | 0 | 0 | 0 | 0 | 0 | 0 | 0 | 0 | 0 | 0 | 0 | 0 | 0 | 0 | 0 | 0 | 0 | 0 | 0 | 0
F3_Commercial_Large Retail_New_Miscellaneous_Electric_Clothes Washer_E1 | F3 | Commercial | Large Retail | New | Miscellaneous | Electric | Clothes Washer | E1 | PACT BC Ratio | 0 | 0 | 0 | 0 | 0 | 0 | 0 | 0 | 0 | 0 | 0 | 0 | 0 | 0 | 0 | 0 | 0 | 0 | 0 | 0 | 0 | 0 | 0 | 0 | 0 | 0 | 0 | 0 | 0 | 0
F3_Commercial_Large Retail_New_Miscellaneous_Electric_Clothes Washer_E2 | F3 | Commercial | Large Retail | New | Miscellaneous | Electric | Clothes Washer | E2 | PACT BC Ratio | 0 | 0 | 0 | 0 | 0 | 0 | 0 | 0 | 0 | 0 | 0 | 0 | 0 | 0 | 0 | 0 | 0 | 0 | 0 | 0 | 0 | 0 | 0 | 0 | 0 | 0 | 0 | 0 | 0 | 0
F3_Commercial_Large Retail_New_Miscellaneous_Electric_Clothes Washer_E3 | F3 | Commercial | Large Retail | New | Miscellaneous | Electric | Clothes Washer | E3 | PACT BC Ratio | 0 | 0 | 0 | 0 | 0 | 0 | 0 | 0 | 0 | 0 | 0 | 0 | 0 | 0 | 0 | 0 | 0 | 0 | 0 | 0 | 0 | 0 | 0 | 0 | 0 | 0 | 0 | 0 | 0 | 0
F3_Commercial_Large Retail_New_Miscellaneous_Electric_Clothes Washer_E4 | F3 | Commercial | Large Retail | New | Miscellaneous | Electric | Clothes Washer | E4 | PACT BC Ratio | 0 | 0 | 0 | 0 | 0 | 0 | 0 | 0 | 0 | 0 | 0 | 0 | 0 | 0 | 0 | 0 | 0 | 0 | 0 | 0 | 0 | 0 | 0 | 0 | 0 | 0 | 0 | 0 | 0 | 0
F3_Commercial_Large Retail_New_Miscellaneous_Electric_Clothes Washer_E5 | F3 | Commercial | Large Retail | New | Miscellaneous | Electric | Clothes Washer | E5 | PACT BC Ratio | 0 | 0 | 0 | 0 | 0 | 0 | 0 | 0 | 0 | 0 | 0 | 0 | 0 | 0 | 0 | 0 | 0 | 0 | 0 | 0 | 0 | 0 | 0 | 0 | 0 | 0 | 0 | 0 | 0 | 0
F3_Commercial_Large Retail_New_Miscellaneous_Electric_Clothes Washer_E6 | F3 | Commercial | Large Retail | New | Miscellaneous | Electric | Clothes Washer | E6 | PACT BC Ratio | 0 | 0 | 0 | 0 | 0 | 0 | 0 | 0 | 0 | 0 | 0 | 0 | 0 | 0 | 0 | 0 | 0 | 0 | 0 | 0 | 0 | 0 | 0 | 0 | 0 | 0 | 0 | 0 | 0 | 0
F3_Commercial_Large Retail_New_Miscellaneous_Electric_Clothes Washer_E7 | F3 | Commercial | Large Retail | New | Miscellaneous | Electric | Clothes Washer | E7 | PACT BC Ratio | 0 | 0 | 0 | 0 | 0 | 0 | 0 | 0 | 0 | 0 | 0 | 0 | 0 | 0 | 0 | 0 | 0 | 0 | 0 | 0 | 0 | 0 | 0 | 0 | 0 | 0 | 0 | 0 | 0 | 0
F3_Commercial_Large Retail_New_Miscellaneous_Electric_Clothes Washer_E8 | F3 | Commercial | Large Retail | New | Miscellaneous | Electric | Clothes Washer | E8 | PACT BC Ratio | 0 | 0 | 0 | 0 | 0 | 0 | 0 | 0 | 0 | 0 | 0 | 0 | 0 | 0 | 0 | 0 | 0 | 0 | 0 | 0 | 0 | 0 | 0 | 0 | 0 | 0 | 0 | 0 | 0 | 0
F3_Commercial_Large Retail_New_Miscellaneous_Electric_Clothes Washer_E9 | F3 | Commercial | Large Retail | New | Miscellaneous | Electric | Clothes Washer | E9 | PACT BC Ratio | 0 | 0 | 0 | 0 | 0 | 0 | 0 | 0 | 0 | 0 | 0 | 0 | 0 | 0 | 0 | 0 | 0 | 0 | 0 | 0 | 0 | 0 | 0 | 0 | 0 | 0 | 0 | 0 | 0 | 0
F3_Commercial_Large Retail_New_Miscellaneous_Electric_Clothes Washer_E10 | F3 | Commercial | Large Retail | New | Miscellaneous | Electric | Clothes Washer | E10 | PACT BC Ratio | 0 | 0 | 0 | 0 | 0 | 0 | 0 | 0 | 0 | 0 | 0 | 0 | 0 | 0 | 0 | 0 | 0 | 0 | 0 | 0 | 0 | 0 | 0 | 0 | 0 | 0 | 0 | 0 | 0 | 0
F4_Commercial_Large Retail_New_Miscellaneous_Electric_Clothes Washer_E1 | F4 | Commercial | Large Retail | New | Miscellaneous | Electric | Clothes Washer | E1 | RVT BC Ratio | 0 | 0 | 0 | 0 | 0 | 0 | 0 | 0 | 0 | 0 | 0 | 0 | 0 | 0 | 0 | 0 | 0 | 0 | 0 | 0 | 0 | 0 | 0 | 0 | 0 | 0 | 0 | 0 | 0 | 0
F4_Commercial_Large Retail_New_Miscellaneous_Electric_Clothes Washer_E2 | F4 | Commercial | Large Retail | New | Miscellaneous | Electric | Clothes Washer | E2 | RVT BC Ratio | 0 | 0 | 0 | 0 | 0 | 0 | 0 | 0 | 0 | 0 | 0 | 0 | 0 | 0 | 0 | 0 | 0 | 0 | 0 | 0 | 0 | 0 | 0 | 0 | 0 | 0 | 0 | 0 | 0 | 0
F4_Commercial_Large Retail_New_Miscellaneous_Electric_Clothes Washer_E3 | F4 | Commercial | Large Retail | New | Miscellaneous | Electric | Clothes Washer | E3 | RVT BC Ratio | 0 | 0 | 0 | 0 | 0 | 0 | 0 | 0 | 0 | 0 | 0 | 0 | 0 | 0 | 0 | 0 | 0 | 0 | 0 | 0 | 0 | 0 | 0 | 0 | 0 | 0 | 0 | 0 | 0 | 0
F4_Commercial_Large Retail_New_Miscellaneous_Electric_Clothes Washer_E4 | F4 | Commercial | Large Retail | New | Miscellaneous | Electric | Clothes Washer | E4 | RVT BC Ratio | 0 | 0 | 0 | 0 | 0 | 0 | 0 | 0 | 0 | 0 | 0 | 0 | 0 | 0 | 0 | 0 | 0 | 0 | 0 | 0 | 0 | 0 | 0 | 0 | 0 | 0 | 0 | 0 | 0 | 0
F4_Commercial_Large Retail_New_Miscellaneous_Electric_Clothes Washer_E5 | F4 | Commercial | Large Retail | New | Miscellaneous | Electric | Clothes Washer | E5 | RVT BC Ratio | 0 | 0 | 0 | 0 | 0 | 0 | 0 | 0 | 0 | 0 | 0 | 0 | 0 | 0 | 0 | 0 | 0 | 0 | 0 | 0 | 0 | 0 | 0 | 0 | 0 | 0 | 0 | 0 | 0 | 0
F4_Commercial_Large Retail_New_Miscellaneous_Electric_Clothes Washer_E6 | F4 | Commercial | Large Retail | New | Miscellaneous | Electric | Clothes Washer | E6 | RVT BC Ratio | 0 | 0 | 0 | 0 | 0 | 0 | 0 | 0 | 0 | 0 | 0 | 0 | 0 | 0 | 0 | 0 | 0 | 0 | 0 | 0 | 0 | 0 | 0 | 0 | 0 | 0 | 0 | 0 | 0 | 0
F4_Commercial_Large Retail_New_Miscellaneous_Electric_Clothes Washer_E7 | F4 | Commercial | Large Retail | New | Miscellaneous | Electric | Clothes Washer | E7 | RVT BC Ratio | 0 | 0 | 0 | 0 | 0 | 0 | 0 | 0 | 0 | 0 | 0 | 0 | 0 | 0 | 0 | 0 | 0 | 0 | 0 | 0 | 0 | 0 | 0 | 0 | 0 | 0 | 0 | 0 | 0 | 0
F4_Commercial_Large Retail_New_Miscellaneous_Electric_Clothes Washer_E8 | F4 | Commercial | Large Retail | New | Miscellaneous | Electric | Clothes Washer | E8 | RVT BC Ratio | 0 | 0 | 0 | 0 | 0 | 0 | 0 | 0 | 0 | 0 | 0 | 0 | 0 | 0 | 0 | 0 | 0 | 0 | 0 | 0 | 0 | 0 | 0 | 0 | 0 | 0 | 0 | 0 | 0 | 0
F4_Commercial_Large Retail_New_Miscellaneous_Electric_Clothes Washer_E9 | F4 | Commercial | Large Retail | New | Miscellaneous | Electric | Clothes Washer | E9 | RVT BC Ratio | 0 | 0 | 0 | 0 | 0 | 0 | 0 | 0 | 0 | 0 | 0 | 0 | 0 | 0 | 0 | 0 | 0 | 0 | 0 | 0 | 0 | 0 | 0 | 0 | 0 | 0 | 0 | 0 | 0 | 0
F4_Commercial_Large Retail_New_Miscellaneous_Electric_Clothes Washer_E10 | F4 | Commercial | Large Retail | New | Miscellaneous | Electric | Clothes Washer | E10 | RVT BC Ratio | 0 | 0 | 0 | 0 | 0 | 0 | 0 | 0 | 0 | 0 | 0 | 0 | 0 | 0 | 0 | 0 | 0 | 0 | 0 | 0 | 0 | 0 | 0 | 0 | 0 | 0 | 0 | 0 | 0 | 0
F5_Commercial_Large Retail_New_Miscellaneous_Electric_Clothes Washer_E1 | F5 | Commercial | Large Retail | New | Miscellaneous | Electric | Clothes Washer | E1 | RIM BC Ratio | 0 | 0 | 0 | 0 | 0 | 0 | 0 | 0 | 0 | 0 | 0 | 0 | 0 | 0 | 0 | 0 | 0 | 0 | 0 | 0 | 0 | 0 | 0 | 0 | 0 | 0 | 0 | 0 | 0 | 0
F5_Commercial_Large Retail_New_Miscellaneous_Electric_Clothes Washer_E2 | F5 | Commercial | Large Retail | New | Miscellaneous | Electric | Clothes Washer | E2 | RIM BC Ratio | 0 | 0 | 0 | 0 | 0 | 0 | 0 | 0 | 0 | 0 | 0 | 0 | 0 | 0 | 0 | 0 | 0 | 0 | 0 | 0 | 0 | 0 | 0 | 0 | 0 | 0 | 0 | 0 | 0 | 0
F5_Commercial_Large Retail_New_Miscellaneous_Electric_Clothes Washer_E3 | F5 | Commercial | Large Retail | New | Miscellaneous | Electric | Clothes Washer | E3 | RIM BC Ratio | 0 | 0 | 0 | 0 | 0 | 0 | 0 | 0 | 0 | 0 | 0 | 0 | 0 | 0 | 0 | 0 | 0 | 0 | 0 | 0 | 0 | 0 | 0 | 0 | 0 | 0 | 0 | 0 | 0 | 0
F5_Commercial_Large Retail_New_Miscellaneous_Electric_Clothes Washer_E4 | F5 | Commercial | Large Retail | New | Miscellaneous | Electric | Clothes Washer | E4 | RIM BC Ratio | 0 | 0 | 0 | 0 | 0 | 0 | 0 | 0 | 0 | 0 | 0 | 0 | 0 | 0 | 0 | 0 | 0 | 0 | 0 | 0 | 0 | 0 | 0 | 0 | 0 | 0 | 0 | 0 | 0 | 0
F5_Commercial_Large Retail_New_Miscellaneous_Electric_Clothes Washer_E5 | F5 | Commercial | Large Retail | New | Miscellaneous | Electric | Clothes Washer | E5 | RIM BC Ratio | 0 | 0 | 0 | 0 | 0 | 0 | 0 | 0 | 0 | 0 | 0 | 0 | 0 | 0 | 0 | 0 | 0 | 0 | 0 | 0 | 0 | 0 | 0 | 0 | 0 | 0 | 0 | 0 | 0 | 0
F5_Commercial_Large Retail_New_Miscellaneous_Electric_Clothes Washer_E6 | F5 | Commercial | Large Retail | New | Miscellaneous | Electric | Clothes Washer | E6 | RIM BC Ratio | 0 | 0 | 0 | 0 | 0 | 0 | 0 | 0 | 0 | 0 | 0 | 0 | 0 | 0 | 0 | 0 | 0 | 0 | 0 | 0 | 0 | 0 | 0 | 0 | 0 | 0 | 0 | 0 | 0 | 0
F5_Commercial_Large Retail_New_Miscellaneous_Electric_Clothes Washer_E7 | F5 | Commercial | Large Retail | New | Miscellaneous | Electric | Clothes Washer | E7 | RIM BC Ratio | 0 | 0 | 0 | 0 | 0 | 0 | 0 | 0 | 0 | 0 | 0 | 0 | 0 | 0 | 0 | 0 | 0 | 0 | 0 | 0 | 0 | 0 | 0 | 0 | 0 | 0 | 0 | 0 | 0 | 0
F5_Commercial_Large Retail_New_Miscellaneous_Electric_Clothes Washer_E8 | F5 | Commercial | Large Retail | New | Miscellaneous | Electric | Clothes Washer | E8 | RIM BC Ratio | 0 | 0 | 0 | 0 | 0 | 0 | 0 | 0 | 0 | 0 | 0 | 0 | 0 | 0 | 0 | 0 | 0 | 0 | 0 | 0 | 0 | 0 | 0 | 0 | 0 | 0 | 0 | 0 | 0 | 0
F5_Commercial_Large Retail_New_Miscellaneous_Electric_Clothes Washer_E9 | F5 | Commercial | Large Retail | New | Miscellaneous | Electric | Clothes Washer | E9 | RIM BC Ratio | 0 | 0 | 0 | 0 | 0 | 0 | 0 | 0 | 0 | 0 | 0 | 0 | 0 | 0 | 0 | 0 | 0 | 0 | 0 | 0 | 0 | 0 | 0 | 0 | 0 | 0 | 0 | 0 | 0 | 0
F5_Commercial_Large Retail_New_Miscellaneous_Electric_Clothes Washer_E10 | F5 | Commercial | Large Retail | New | Miscellaneous | Electric | Clothes Washer | E10 | RIM BC Ratio | 0 | 0 | 0 | 0 | 0 | 0 | 0 | 0 | 0 | 0 | 0 | 0 | 0 | 0 | 0 | 0 | 0 | 0 | 0 | 0 | 0 | 0 | 0 | 0 | 0 | 0 | 0 | 0 | 0 | 0
F0_Commercial_Large Retail_New_Miscellaneous_Electric_Clothes Dryer_E0 | F0 | Commercial | Large Retail | New | Miscellaneous | Electric | Clothes Dryer | E0 | Economic Unit | 0 | 0 | 0 | 0 | 0 | 0 | 0 | 0 | 0 | 0 | 0 | 0 | 0 | 0 | 0 | 0 | 0 | 0 | 0 | 0 | 0 | 0 | 0 | 0 | 0 | 0 | 0 | 0 | 0 | 0
F1_Commercial_Large Retail_New_Miscellaneous_Electric_Clothes Dryer_E1 | F1 | Commercial | Large Retail | New | Miscellaneous | Electric | Clothes Dryer | E1 | CCE | 0 | 0 | 0 | 0 | 0 | 0 | 0 | 0 | 0 | 0 | 0 | 0 | 0 | 0 | 0 | 0 | 0 | 0 | 0 | 0 | 0 | 0 | 0 | 0 | 0 | 0 | 0 | 0 | 0 | 0
F1_Commercial_Large Retail_New_Miscellaneous_Electric_Clothes Dryer_E2 | F1 | Commercial | Large Retail | New | Miscellaneous | Electric | Clothes Dryer | E2 | CCE | 0 | 0 | 0 | 0 | 0 | 0 | 0 | 0 | 0 | 0 | 0 | 0 | 0 | 0 | 0 | 0 | 0 | 0 | 0 | 0 | 0 | 0 | 0 | 0 | 0 | 0 | 0 | 0 | 0 | 0
F1_Commercial_Large Retail_New_Miscellaneous_Electric_Clothes Dryer_E3 | F1 | Commercial | Large Retail | New | Miscellaneous | Electric | Clothes Dryer | E3 | CCE | 0 | 0 | 0 | 0 | 0 | 0 | 0 | 0 | 0 | 0 | 0 | 0 | 0 | 0 | 0 | 0 | 0 | 0 | 0 | 0 | 0 | 0 | 0 | 0 | 0 | 0 | 0 | 0 | 0 | 0
F1_Commercial_Large Retail_New_Miscellaneous_Electric_Clothes Dryer_E4 | F1 | Commercial | Large Retail | New | Miscellaneous | Electric | Clothes Dryer | E4 | CCE | 0 | 0 | 0 | 0 | 0 | 0 | 0 | 0 | 0 | 0 | 0 | 0 | 0 | 0 | 0 | 0 | 0 | 0 | 0 | 0 | 0 | 0 | 0 | 0 | 0 | 0 | 0 | 0 | 0 | 0
F1_Commercial_Large Retail_New_Miscellaneous_Electric_Clothes Dryer_E5 | F1 | Commercial | Large Retail | New | Miscellaneous | Electric | Clothes Dryer | E5 | CCE | 0 | 0 | 0 | 0 | 0 | 0 | 0 | 0 | 0 | 0 | 0 | 0 | 0 | 0 | 0 | 0 | 0 | 0 | 0 | 0 | 0 | 0 | 0 | 0 | 0 | 0 | 0 | 0 | 0 | 0
F1_Commercial_Large Retail_New_Miscellaneous_Electric_Clothes Dryer_E6 | F1 | Commercial | Large Retail | New | Miscellaneous | Electric | Clothes Dryer | E6 | CCE | 0 | 0 | 0 | 0 | 0 | 0 | 0 | 0 | 0 | 0 | 0 | 0 | 0 | 0 | 0 | 0 | 0 | 0 | 0 | 0 | 0 | 0 | 0 | 0 | 0 | 0 | 0 | 0 | 0 | 0
F1_Commercial_Large Retail_New_Miscellaneous_Electric_Clothes Dryer_E7 | F1 | Commercial | Large Retail | New | Miscellaneous | Electric | Clothes Dryer | E7 | CCE | 0 | 0 | 0 | 0 | 0 | 0 | 0 | 0 | 0 | 0 | 0 | 0 | 0 | 0 | 0 | 0 | 0 | 0 | 0 | 0 | 0 | 0 | 0 | 0 | 0 | 0 | 0 | 0 | 0 | 0
F1_Commercial_Large Retail_New_Miscellaneous_Electric_Clothes Dryer_E8 | F1 | Commercial | Large Retail | New | Miscellaneous | Electric | Clothes Dryer | E8 | CCE | 0 | 0 | 0 | 0 | 0 | 0 | 0 | 0 | 0 | 0 | 0 | 0 | 0 | 0 | 0 | 0 | 0 | 0 | 0 | 0 | 0 | 0 | 0 | 0 | 0 | 0 | 0 | 0 | 0 | 0
F1_Commercial_Large Retail_New_Miscellaneous_Electric_Clothes Dryer_E9 | F1 | Commercial | Large Retail | New | Miscellaneous | Electric | Clothes Dryer | E9 | CCE | 0 | 0 | 0 | 0 | 0 | 0 | 0 | 0 | 0 | 0 | 0 | 0 | 0 | 0 | 0 | 0 | 0 | 0 | 0 | 0 | 0 | 0 | 0 | 0 | 0 | 0 | 0 | 0 | 0 | 0
F1_Commercial_Large Retail_New_Miscellaneous_Electric_Clothes Dryer_E10 | F1 | Commercial | Large Retail | New | Miscellaneous | Electric | Clothes Dryer | E10 | CCE | 0 | 0 | 0 | 0 | 0 | 0 | 0 | 0 | 0 | 0 | 0 | 0 | 0 | 0 | 0 | 0 | 0 | 0 | 0 | 0 | 0 | 0 | 0 | 0 | 0 | 0 | 0 | 0 | 0 | 0
F2_Commercial_Large Retail_New_Miscellaneous_Electric_Clothes Dryer_E1 | F2 | Commercial | Large Retail | New | Miscellaneous | Electric | Clothes Dryer | E1 | TRC BC Ratio | 0 | 0 | 0 | 0 | 0 | 0 | 0 | 0 | 0 | 0 | 0 | 0 | 0 | 0 | 0 | 0 | 0 | 0 | 0 | 0 | 0 | 0 | 0 | 0 | 0 | 0 | 0 | 0 | 0 | 0
F2_Commercial_Large Retail_New_Miscellaneous_Electric_Clothes Dryer_E2 | F2 | Commercial | Large Retail | New | Miscellaneous | Electric | Clothes Dryer | E2 | TRC BC Ratio | 0 | 0 | 0 | 0 | 0 | 0 | 0 | 0 | 0 | 0 | 0 | 0 | 0 | 0 | 0 | 0 | 0 | 0 | 0 | 0 | 0 | 0 | 0 | 0 | 0 | 0 | 0 | 0 | 0 | 0
F2_Commercial_Large Retail_New_Miscellaneous_Electric_Clothes Dryer_E3 | F2 | Commercial | Large Retail | New | Miscellaneous | Electric | Clothes Dryer | E3 | TRC BC Ratio | 0 | 0 | 0 | 0 | 0 | 0 | 0 | 0 | 0 | 0 | 0 | 0 | 0 | 0 | 0 | 0 | 0 | 0 | 0 | 0 | 0 | 0 | 0 | 0 | 0 | 0 | 0 | 0 | 0 | 0
F2_Commercial_Large Retail_New_Miscellaneous_Electric_Clothes Dryer_E4 | F2 | Commercial | Large Retail | New | Miscellaneous | Electric | Clothes Dryer | E4 | TRC BC Ratio | 0 | 0 | 0 | 0 | 0 | 0 | 0 | 0 | 0 | 0 | 0 | 0 | 0 | 0 | 0 | 0 | 0 | 0 | 0 | 0 | 0 | 0 | 0 | 0 | 0 | 0 | 0 | 0 | 0 | 0
F2_Commercial_Large Retail_New_Miscellaneous_Electric_Clothes Dryer_E5 | F2 | Commercial | Large Retail | New | Miscellaneous | Electric | Clothes Dryer | E5 | TRC BC Ratio | 0 | 0 | 0 | 0 | 0 | 0 | 0 | 0 | 0 | 0 | 0 | 0 | 0 | 0 | 0 | 0 | 0 | 0 | 0 | 0 | 0 | 0 | 0 | 0 | 0 | 0 | 0 | 0 | 0 | 0
F2_Commercial_Large Retail_New_Miscellaneous_Electric_Clothes Dryer_E6 | F2 | Commercial | Large Retail | New | Miscellaneous | Electric | Clothes Dryer | E6 | TRC BC Ratio | 0 | 0 | 0 | 0 | 0 | 0 | 0 | 0 | 0 | 0 | 0 | 0 | 0 | 0 | 0 | 0 | 0 | 0 | 0 | 0 | 0 | 0 | 0 | 0 | 0 | 0 | 0 | 0 | 0 | 0
F2_Commercial_Large Retail_New_Miscellaneous_Electric_Clothes Dryer_E7 | F2 | Commercial | Large Retail | New | Miscellaneous | Electric | Clothes Dryer | E7 | TRC BC Ratio | 0 | 0 | 0 | 0 | 0 | 0 | 0 | 0 | 0 | 0 | 0 | 0 | 0 | 0 | 0 | 0 | 0 | 0 | 0 | 0 | 0 | 0 | 0 | 0 | 0 | 0 | 0 | 0 | 0 | 0
F2_Commercial_Large Retail_New_Miscellaneous_Electric_Clothes Dryer_E8 | F2 | Commercial | Large Retail | New | Miscellaneous | Electric | Clothes Dryer | E8 | TRC BC Ratio | 0 | 0 | 0 | 0 | 0 | 0 | 0 | 0 | 0 | 0 | 0 | 0 | 0 | 0 | 0 | 0 | 0 | 0 | 0 | 0 | 0 | 0 | 0 | 0 | 0 | 0 | 0 | 0 | 0 | 0
F2_Commercial_Large Retail_New_Miscellaneous_Electric_Clothes Dryer_E9 | F2 | Commercial | Large Retail | New | Miscellaneous | Electric | Clothes Dryer | E9 | TRC BC Ratio | 0 | 0 | 0 | 0 | 0 | 0 | 0 | 0 | 0 | 0 | 0 | 0 | 0 | 0 | 0 | 0 | 0 | 0 | 0 | 0 | 0 | 0 | 0 | 0 | 0 | 0 | 0 | 0 | 0 | 0
F2_Commercial_Large Retail_New_Miscellaneous_Electric_Clothes Dryer_E10 | F2 | Commercial | Large Retail | New | Miscellaneous | Electric | Clothes Dryer | E10 | TRC BC Ratio | 0 | 0 | 0 | 0 | 0 | 0 | 0 | 0 | 0 | 0 | 0 | 0 | 0 | 0 | 0 | 0 | 0 | 0 | 0 | 0 | 0 | 0 | 0 | 0 | 0 | 0 | 0 | 0 | 0 | 0
F3_Commercial_Large Retail_New_Miscellaneous_Electric_Clothes Dryer_E1 | F3 | Commercial | Large Retail | New | Miscellaneous | Electric | Clothes Dryer | E1 | PACT BC Ratio | 0 | 0 | 0 | 0 | 0 | 0 | 0 | 0 | 0 | 0 | 0 | 0 | 0 | 0 | 0 | 0 | 0 | 0 | 0 | 0 | 0 | 0 | 0 | 0 | 0 | 0 | 0 | 0 | 0 | 0
F3_Commercial_Large Retail_New_Miscellaneous_Electric_Clothes Dryer_E2 | F3 | Commercial | Large Retail | New | Miscellaneous | Electric | Clothes Dryer | E2 | PACT BC Ratio | 0 | 0 | 0 | 0 | 0 | 0 | 0 | 0 | 0 | 0 | 0 | 0 | 0 | 0 | 0 | 0 | 0 | 0 | 0 | 0 | 0 | 0 | 0 | 0 | 0 | 0 | 0 | 0 | 0 | 0
F3_Commercial_Large Retail_New_Miscellaneous_Electric_Clothes Dryer_E3 | F3 | Commercial | Large Retail | New | Miscellaneous | Electric | Clothes Dryer | E3 | PACT BC Ratio | 0 | 0 | 0 | 0 | 0 | 0 | 0 | 0 | 0 | 0 | 0 | 0 | 0 | 0 | 0 | 0 | 0 | 0 | 0 | 0 | 0 | 0 | 0 | 0 | 0 | 0 | 0 | 0 | 0 | 0
F3_Commercial_Large Retail_New_Miscellaneous_Electric_Clothes Dryer_E4 | F3 | Commercial | Large Retail | New | Miscellaneous | Electric | Clothes Dryer | E4 | PACT BC Ratio | 0 | 0 | 0 | 0 | 0 | 0 | 0 | 0 | 0 | 0 | 0 | 0 | 0 | 0 | 0 | 0 | 0 | 0 | 0 | 0 | 0 | 0 | 0 | 0 | 0 | 0 | 0 | 0 | 0 | 0
F3_Commercial_Large Retail_New_Miscellaneous_Electric_Clothes Dryer_E5 | F3 | Commercial | Large Retail | New | Miscellaneous | Electric | Clothes Dryer | E5 | PACT BC Ratio | 0 | 0 | 0 | 0 | 0 | 0 | 0 | 0 | 0 | 0 | 0 | 0 | 0 | 0 | 0 | 0 | 0 | 0 | 0 | 0 | 0 | 0 | 0 | 0 | 0 | 0 | 0 | 0 | 0 | 0
F3_Commercial_Large Retail_New_Miscellaneous_Electric_Clothes Dryer_E6 | F3 | Commercial | Large Retail | New | Miscellaneous | Electric | Clothes Dryer | E6 | PACT BC Ratio | 0 | 0 | 0 | 0 | 0 | 0 | 0 | 0 | 0 | 0 | 0 | 0 | 0 | 0 | 0 | 0 | 0 | 0 | 0 | 0 | 0 | 0 | 0 | 0 | 0 | 0 | 0 | 0 | 0 | 0
F3_Commercial_Large Retail_New_Miscellaneous_Electric_Clothes Dryer_E7 | F3 | Commercial | Large Retail | New | Miscellaneous | Electric | Clothes Dryer | E7 | PACT BC Ratio | 0 | 0 | 0 | 0 | 0 | 0 | 0 | 0 | 0 | 0 | 0 | 0 | 0 | 0 | 0 | 0 | 0 | 0 | 0 | 0 | 0 | 0 | 0 | 0 | 0 | 0 | 0 | 0 | 0 | 0
F3_Commercial_Large Retail_New_Miscellaneous_Electric_Clothes Dryer_E8 | F3 | Commercial | Large Retail | New | Miscellaneous | Electric | Clothes Dryer | E8 | PACT BC Ratio | 0 | 0 | 0 | 0 | 0 | 0 | 0 | 0 | 0 | 0 | 0 | 0 | 0 | 0 | 0 | 0 | 0 | 0 | 0 | 0 | 0 | 0 | 0 | 0 | 0 | 0 | 0 | 0 | 0 | 0
F3_Commercial_Large Retail_New_Miscellaneous_Electric_Clothes Dryer_E9 | F3 | Commercial | Large Retail | New | Miscellaneous | Electric | Clothes Dryer | E9 | PACT BC Ratio | 0 | 0 | 0 | 0 | 0 | 0 | 0 | 0 | 0 | 0 | 0 | 0 | 0 | 0 | 0 | 0 | 0 | 0 | 0 | 0 | 0 | 0 | 0 | 0 | 0 | 0 | 0 | 0 | 0 | 0
F3_Commercial_Large Retail_New_Miscellaneous_Electric_Clothes Dryer_E10 | F3 | Commercial | Large Retail | New | Miscellaneous | Electric | Clothes Dryer | E10 | PACT BC Ratio | 0 | 0 | 0 | 0 | 0 | 0 | 0 | 0 | 0 | 0 | 0 | 0 | 0 | 0 | 0 | 0 | 0 | 0 | 0 | 0 | 0 | 0 | 0 | 0 | 0 | 0 | 0 | 0 | 0 | 0
F4_Commercial_Large Retail_New_Miscellaneous_Electric_Clothes Dryer_E1 | F4 | Commercial | Large Retail | New | Miscellaneous | Electric | Clothes Dryer | E1 | RVT BC Ratio | 0 | 0 | 0 | 0 | 0 | 0 | 0 | 0 | 0 | 0 | 0 | 0 | 0 | 0 | 0 | 0 | 0 | 0 | 0 | 0 | 0 | 0 | 0 | 0 | 0 | 0 | 0 | 0 | 0 | 0
F4_Commercial_Large Retail_New_Miscellaneous_Electric_Clothes Dryer_E2 | F4 | Commercial | Large Retail | New | Miscellaneous | Electric | Clothes Dryer | E2 | RVT BC Ratio | 0 | 0 | 0 | 0 | 0 | 0 | 0 | 0 | 0 | 0 | 0 | 0 | 0 | 0 | 0 | 0 | 0 | 0 | 0 | 0 | 0 | 0 | 0 | 0 | 0 | 0 | 0 | 0 | 0 | 0
F4_Commercial_Large Retail_New_Miscellaneous_Electric_Clothes Dryer_E3 | F4 | Commercial | Large Retail | New | Miscellaneous | Electric | Clothes Dryer | E3 | RVT BC Ratio | 0 | 0 | 0 | 0 | 0 | 0 | 0 | 0 | 0 | 0 | 0 | 0 | 0 | 0 | 0 | 0 | 0 | 0 | 0 | 0 | 0 | 0 | 0 | 0 | 0 | 0 | 0 | 0 | 0 | 0
F4_Commercial_Large Retail_New_Miscellaneous_Electric_Clothes Dryer_E4 | F4 | Commercial | Large Retail | New | Miscellaneous | Electric | Clothes Dryer | E4 | RVT BC Ratio | 0 | 0 | 0 | 0 | 0 | 0 | 0 | 0 | 0 | 0 | 0 | 0 | 0 | 0 | 0 | 0 | 0 | 0 | 0 | 0 | 0 | 0 | 0 | 0 | 0 | 0 | 0 | 0 | 0 | 0
F4_Commercial_Large Retail_New_Miscellaneous_Electric_Clothes Dryer_E5 | F4 | Commercial | Large Retail | New | Miscellaneous | Electric | Clothes Dryer | E5 | RVT BC Ratio | 0 | 0 | 0 | 0 | 0 | 0 | 0 | 0 | 0 | 0 | 0 | 0 | 0 | 0 | 0 | 0 | 0 | 0 | 0 | 0 | 0 | 0 | 0 | 0 | 0 | 0 | 0 | 0 | 0 | 0
F4_Commercial_Large Retail_New_Miscellaneous_Electric_Clothes Dryer_E6 | F4 | Commercial | Large Retail | New | Miscellaneous | Electric | Clothes Dryer | E6 | RVT BC Ratio | 0 | 0 | 0 | 0 | 0 | 0 | 0 | 0 | 0 | 0 | 0 | 0 | 0 | 0 | 0 | 0 | 0 | 0 | 0 | 0 | 0 | 0 | 0 | 0 | 0 | 0 | 0 | 0 | 0 | 0
F4_Commercial_Large Retail_New_Miscellaneous_Electric_Clothes Dryer_E7 | F4 | Commercial | Large Retail | New | Miscellaneous | Electric | Clothes Dryer | E7 | RVT BC Ratio | 0 | 0 | 0 | 0 | 0 | 0 | 0 | 0 | 0 | 0 | 0 | 0 | 0 | 0 | 0 | 0 | 0 | 0 | 0 | 0 | 0 | 0 | 0 | 0 | 0 | 0 | 0 | 0 | 0 | 0
F4_Commercial_Large Retail_New_Miscellaneous_Electric_Clothes Dryer_E8 | F4 | Commercial | Large Retail | New | Miscellaneous | Electric | Clothes Dryer | E8 | RVT BC Ratio | 0 | 0 | 0 | 0 | 0 | 0 | 0 | 0 | 0 | 0 | 0 | 0 | 0 | 0 | 0 | 0 | 0 | 0 | 0 | 0 | 0 | 0 | 0 | 0 | 0 | 0 | 0 | 0 | 0 | 0
F4_Commercial_Large Retail_New_Miscellaneous_Electric_Clothes Dryer_E9 | F4 | Commercial | Large Retail | New | Miscellaneous | Electric | Clothes Dryer | E9 | RVT BC Ratio | 0 | 0 | 0 | 0 | 0 | 0 | 0 | 0 | 0 | 0 | 0 | 0 | 0 | 0 | 0 | 0 | 0 | 0 | 0 | 0 | 0 | 0 | 0 | 0 | 0 | 0 | 0 | 0 | 0 | 0
F4_Commercial_Large Retail_New_Miscellaneous_Electric_Clothes Dryer_E10 | F4 | Commercial | Large Retail | New | Miscellaneous | Electric | Clothes Dryer | E10 | RVT BC Ratio | 0 | 0 | 0 | 0 | 0 | 0 | 0 | 0 | 0 | 0 | 0 | 0 | 0 | 0 | 0 | 0 | 0 | 0 | 0 | 0 | 0 | 0 | 0 | 0 | 0 | 0 | 0 | 0 | 0 | 0
F5_Commercial_Large Retail_New_Miscellaneous_Electric_Clothes Dryer_E1 | F5 | Commercial | Large Retail | New | Miscellaneous | Electric | Clothes Dryer | E1 | RIM BC Ratio | 0 | 0 | 0 | 0 | 0 | 0 | 0 | 0 | 0 | 0 | 0 | 0 | 0 | 0 | 0 | 0 | 0 | 0 | 0 | 0 | 0 | 0 | 0 | 0 | 0 | 0 | 0 | 0 | 0 | 0
F5_Commercial_Large Retail_New_Miscellaneous_Electric_Clothes Dryer_E2 | F5 | Commercial | Large Retail | New | Miscellaneous | Electric | Clothes Dryer | E2 | RIM BC Ratio | 0 | 0 | 0 | 0 | 0 | 0 | 0 | 0 | 0 | 0 | 0 | 0 | 0 | 0 | 0 | 0 | 0 | 0 | 0 | 0 | 0 | 0 | 0 | 0 | 0 | 0 | 0 | 0 | 0 | 0
F5_Commercial_Large Retail_New_Miscellaneous_Electric_Clothes Dryer_E3 | F5 | Commercial | Large Retail | New | Miscellaneous | Electric | Clothes Dryer | E3 | RIM BC Ratio | 0 | 0 | 0 | 0 | 0 | 0 | 0 | 0 | 0 | 0 | 0 | 0 | 0 | 0 | 0 | 0 | 0 | 0 | 0 | 0 | 0 | 0 | 0 | 0 | 0 | 0 | 0 | 0 | 0 | 0
F5_Commercial_Large Retail_New_Miscellaneous_Electric_Clothes Dryer_E4 | F5 | Commercial | Large Retail | New | Miscellaneous | Electric | Clothes Dryer | E4 | RIM BC Ratio | 0 | 0 | 0 | 0 | 0 | 0 | 0 | 0 | 0 | 0 | 0 | 0 | 0 | 0 | 0 | 0 | 0 | 0 | 0 | 0 | 0 | 0 | 0 | 0 | 0 | 0 | 0 | 0 | 0 | 0
F5_Commercial_Large Retail_New_Miscellaneous_Electric_Clothes Dryer_E5 | F5 | Commercial | Large Retail | New | Miscellaneous | Electric | Clothes Dryer | E5 | RIM BC Ratio | 0 | 0 | 0 | 0 | 0 | 0 | 0 | 0 | 0 | 0 | 0 | 0 | 0 | 0 | 0 | 0 | 0 | 0 | 0 | 0 | 0 | 0 | 0 | 0 | 0 | 0 | 0 | 0 | 0 | 0
F5_Commercial_Large Retail_New_Miscellaneous_Electric_Clothes Dryer_E6 | F5 | Commercial | Large Retail | New | Miscellaneous | Electric | Clothes Dryer | E6 | RIM BC Ratio | 0 | 0 | 0 | 0 | 0 | 0 | 0 | 0 | 0 | 0 | 0 | 0 | 0 | 0 | 0 | 0 | 0 | 0 | 0 | 0 | 0 | 0 | 0 | 0 | 0 | 0 | 0 | 0 | 0 | 0
F5_Commercial_Large Retail_New_Miscellaneous_Electric_Clothes Dryer_E7 | F5 | Commercial | Large Retail | New | Miscellaneous | Electric | Clothes Dryer | E7 | RIM BC Ratio | 0 | 0 | 0 | 0 | 0 | 0 | 0 | 0 | 0 | 0 | 0 | 0 | 0 | 0 | 0 | 0 | 0 | 0 | 0 | 0 | 0 | 0 | 0 | 0 | 0 | 0 | 0 | 0 | 0 | 0
F5_Commercial_Large Retail_New_Miscellaneous_Electric_Clothes Dryer_E8 | F5 | Commercial | Large Retail | New | Miscellaneous | Electric | Clothes Dryer | E8 | RIM BC Ratio | 0 | 0 | 0 | 0 | 0 | 0 | 0 | 0 | 0 | 0 | 0 | 0 | 0 | 0 | 0 | 0 | 0 | 0 | 0 | 0 | 0 | 0 | 0 | 0 | 0 | 0 | 0 | 0 | 0 | 0
F5_Commercial_Large Retail_New_Miscellaneous_Electric_Clothes Dryer_E9 | F5 | Commercial | Large Retail | New | Miscellaneous | Electric | Clothes Dryer | E9 | RIM BC Ratio | 0 | 0 | 0 | 0 | 0 | 0 | 0 | 0 | 0 | 0 | 0 | 0 | 0 | 0 | 0 | 0 | 0 | 0 | 0 | 0 | 0 | 0 | 0 | 0 | 0 | 0 | 0 | 0 | 0 | 0
F5_Commercial_Large Retail_New_Miscellaneous_Electric_Clothes Dryer_E10 | F5 | Commercial | Large Retail | New | Miscellaneous | Electric | Clothes Dryer | E10 | RIM BC Ratio | 0 | 0 | 0 | 0 | 0 | 0 | 0 | 0 | 0 | 0 | 0 | 0 | 0 | 0 | 0 | 0 | 0 | 0 | 0 | 0 | 0 | 0 | 0 | 0 | 0 | 0 | 0 | 0 | 0 | 0
F0_Commercial_Large Retail_New_Miscellaneous_Electric_Miscellaneous_E0 | F0 | Commercial | Large Retail | New | Miscellaneous | Electric | Miscellaneous | E0 | Economic Unit | 0 | 0 | 0 | 0 | 0 | 0 | 0 | 0 | 0 | 0 | 0 | 0 | 0 | 0 | 0 | 0 | 0 | 0 | 0 | 0 | 0 | 0 | 0 | 0 | 0 | 0 | 0 | 0 | 0 | 0
F1_Commercial_Large Retail_New_Miscellaneous_Electric_Miscellaneous_E1 | F1 | Commercial | Large Retail | New | Miscellaneous | Electric | Miscellaneous | E1 | CCE | 0 | 0 | 0 | 0 | 0 | 0 | 0 | 0 | 0 | 0 | 0 | 0 | 0 | 0 | 0 | 0 | 0 | 0 | 0 | 0 | 0 | 0 | 0 | 0 | 0 | 0 | 0 | 0 | 0 | 0
F1_Commercial_Large Retail_New_Miscellaneous_Electric_Miscellaneous_E2 | F1 | Commercial | Large Retail | New | Miscellaneous | Electric | Miscellaneous | E2 | CCE | 0 | 0 | 0 | 0 | 0 | 0 | 0 | 0 | 0 | 0 | 0 | 0 | 0 | 0 | 0 | 0 | 0 | 0 | 0 | 0 | 0 | 0 | 0 | 0 | 0 | 0 | 0 | 0 | 0 | 0
F1_Commercial_Large Retail_New_Miscellaneous_Electric_Miscellaneous_E3 | F1 | Commercial | Large Retail | New | Miscellaneous | Electric | Miscellaneous | E3 | CCE | 0 | 0 | 0 | 0 | 0 | 0 | 0 | 0 | 0 | 0 | 0 | 0 | 0 | 0 | 0 | 0 | 0 | 0 | 0 | 0 | 0 | 0 | 0 | 0 | 0 | 0 | 0 | 0 | 0 | 0
F1_Commercial_Large Retail_New_Miscellaneous_Electric_Miscellaneous_E4 | F1 | Commercial | Large Retail | New | Miscellaneous | Electric | Miscellaneous | E4 | CCE | 0 | 0 | 0 | 0 | 0 | 0 | 0 | 0 | 0 | 0 | 0 | 0 | 0 | 0 | 0 | 0 | 0 | 0 | 0 | 0 | 0 | 0 | 0 | 0 | 0 | 0 | 0 | 0 | 0 | 0
F1_Commercial_Large Retail_New_Miscellaneous_Electric_Miscellaneous_E5 | F1 | Commercial | Large Retail | New | Miscellaneous | Electric | Miscellaneous | E5 | CCE | 0 | 0 | 0 | 0 | 0 | 0 | 0 | 0 | 0 | 0 | 0 | 0 | 0 | 0 | 0 | 0 | 0 | 0 | 0 | 0 | 0 | 0 | 0 | 0 | 0 | 0 | 0 | 0 | 0 | 0
F1_Commercial_Large Retail_New_Miscellaneous_Electric_Miscellaneous_E6 | F1 | Commercial | Large Retail | New | Miscellaneous | Electric | Miscellaneous | E6 | CCE | 0 | 0 | 0 | 0 | 0 | 0 | 0 | 0 | 0 | 0 | 0 | 0 | 0 | 0 | 0 | 0 | 0 | 0 | 0 | 0 | 0 | 0 | 0 | 0 | 0 | 0 | 0 | 0 | 0 | 0
F1_Commercial_Large Retail_New_Miscellaneous_Electric_Miscellaneous_E7 | F1 | Commercial | Large Retail | New | Miscellaneous | Electric | Miscellaneous | E7 | CCE | 0 | 0 | 0 | 0 | 0 | 0 | 0 | 0 | 0 | 0 | 0 | 0 | 0 | 0 | 0 | 0 | 0 | 0 | 0 | 0 | 0 | 0 | 0 | 0 | 0 | 0 | 0 | 0 | 0 | 0
F1_Commercial_Large Retail_New_Miscellaneous_Electric_Miscellaneous_E8 | F1 | Commercial | Large Retail | New | Miscellaneous | Electric | Miscellaneous | E8 | CCE | 0 | 0 | 0 | 0 | 0 | 0 | 0 | 0 | 0 | 0 | 0 | 0 | 0 | 0 | 0 | 0 | 0 | 0 | 0 | 0 | 0 | 0 | 0 | 0 | 0 | 0 | 0 | 0 | 0 | 0
F1_Commercial_Large Retail_New_Miscellaneous_Electric_Miscellaneous_E9 | F1 | Commercial | Large Retail | New | Miscellaneous | Electric | Miscellaneous | E9 | CCE | 0 | 0 | 0 | 0 | 0 | 0 | 0 | 0 | 0 | 0 | 0 | 0 | 0 | 0 | 0 | 0 | 0 | 0 | 0 | 0 | 0 | 0 | 0 | 0 | 0 | 0 | 0 | 0 | 0 | 0
F1_Commercial_Large Retail_New_Miscellaneous_Electric_Miscellaneous_E10 | F1 | Commercial | Large Retail | New | Miscellaneous | Electric | Miscellaneous | E10 | CCE | 0 | 0 | 0 | 0 | 0 | 0 | 0 | 0 | 0 | 0 | 0 | 0 | 0 | 0 | 0 | 0 | 0 | 0 | 0 | 0 | 0 | 0 | 0 | 0 | 0 | 0 | 0 | 0 | 0 | 0
F2_Commercial_Large Retail_New_Miscellaneous_Electric_Miscellaneous_E1 | F2 | Commercial | Large Retail | New | Miscellaneous | Electric | Miscellaneous | E1 | TRC BC Ratio | 0 | 0 | 0 | 0 | 0 | 0 | 0 | 0 | 0 | 0 | 0 | 0 | 0 | 0 | 0 | 0 | 0 | 0 | 0 | 0 | 0 | 0 | 0 | 0 | 0 | 0 | 0 | 0 | 0 | 0
F2_Commercial_Large Retail_New_Miscellaneous_Electric_Miscellaneous_E2 | F2 | Commercial | Large Retail | New | Miscellaneous | Electric | Miscellaneous | E2 | TRC BC Ratio | 0 | 0 | 0 | 0 | 0 | 0 | 0 | 0 | 0 | 0 | 0 | 0 | 0 | 0 | 0 | 0 | 0 | 0 | 0 | 0 | 0 | 0 | 0 | 0 | 0 | 0 | 0 | 0 | 0 | 0
F2_Commercial_Large Retail_New_Miscellaneous_Electric_Miscellaneous_E3 | F2 | Commercial | Large Retail | New | Miscellaneous | Electric | Miscellaneous | E3 | TRC BC Ratio | 0 | 0 | 0 | 0 | 0 | 0 | 0 | 0 | 0 | 0 | 0 | 0 | 0 | 0 | 0 | 0 | 0 | 0 | 0 | 0 | 0 | 0 | 0 | 0 | 0 | 0 | 0 | 0 | 0 | 0
F2_Commercial_Large Retail_New_Miscellaneous_Electric_Miscellaneous_E4 | F2 | Commercial | Large Retail | New | Miscellaneous | Electric | Miscellaneous | E4 | TRC BC Ratio | 0 | 0 | 0 | 0 | 0 | 0 | 0 | 0 | 0 | 0 | 0 | 0 | 0 | 0 | 0 | 0 | 0 | 0 | 0 | 0 | 0 | 0 | 0 | 0 | 0 | 0 | 0 | 0 | 0 | 0
F2_Commercial_Large Retail_New_Miscellaneous_Electric_Miscellaneous_E5 | F2 | Commercial | Large Retail | New | Miscellaneous | Electric | Miscellaneous | E5 | TRC BC Ratio | 0 | 0 | 0 | 0 | 0 | 0 | 0 | 0 | 0 | 0 | 0 | 0 | 0 | 0 | 0 | 0 | 0 | 0 | 0 | 0 | 0 | 0 | 0 | 0 | 0 | 0 | 0 | 0 | 0 | 0
F2_Commercial_Large Retail_New_Miscellaneous_Electric_Miscellaneous_E6 | F2 | Commercial | Large Retail | New | Miscellaneous | Electric | Miscellaneous | E6 | TRC BC Ratio | 0 | 0 | 0 | 0 | 0 | 0 | 0 | 0 | 0 | 0 | 0 | 0 | 0 | 0 | 0 | 0 | 0 | 0 | 0 | 0 | 0 | 0 | 0 | 0 | 0 | 0 | 0 | 0 | 0 | 0
F2_Commercial_Large Retail_New_Miscellaneous_Electric_Miscellaneous_E7 | F2 | Commercial | Large Retail | New | Miscellaneous | Electric | Miscellaneous | E7 | TRC BC Ratio | 0 | 0 | 0 | 0 | 0 | 0 | 0 | 0 | 0 | 0 | 0 | 0 | 0 | 0 | 0 | 0 | 0 | 0 | 0 | 0 | 0 | 0 | 0 | 0 | 0 | 0 | 0 | 0 | 0 | 0
F2_Commercial_Large Retail_New_Miscellaneous_Electric_Miscellaneous_E8 | F2 | Commercial | Large Retail | New | Miscellaneous | Electric | Miscellaneous | E8 | TRC BC Ratio | 0 | 0 | 0 | 0 | 0 | 0 | 0 | 0 | 0 | 0 | 0 | 0 | 0 | 0 | 0 | 0 | 0 | 0 | 0 | 0 | 0 | 0 | 0 | 0 | 0 | 0 | 0 | 0 | 0 | 0
F2_Commercial_Large Retail_New_Miscellaneous_Electric_Miscellaneous_E9 | F2 | Commercial | Large Retail | New | Miscellaneous | Electric | Miscellaneous | E9 | TRC BC Ratio | 0 | 0 | 0 | 0 | 0 | 0 | 0 | 0 | 0 | 0 | 0 | 0 | 0 | 0 | 0 | 0 | 0 | 0 | 0 | 0 | 0 | 0 | 0 | 0 | 0 | 0 | 0 | 0 | 0 | 0
F2_Commercial_Large Retail_New_Miscellaneous_Electric_Miscellaneous_E10 | F2 | Commercial | Large Retail | New | Miscellaneous | Electric | Miscellaneous | E10 | TRC BC Ratio | 0 | 0 | 0 | 0 | 0 | 0 | 0 | 0 | 0 | 0 | 0 | 0 | 0 | 0 | 0 | 0 | 0 | 0 | 0 | 0 | 0 | 0 | 0 | 0 | 0 | 0 | 0 | 0 | 0 | 0
F3_Commercial_Large Retail_New_Miscellaneous_Electric_Miscellaneous_E1 | F3 | Commercial | Large Retail | New | Miscellaneous | Electric | Miscellaneous | E1 | PACT BC Ratio | 0 | 0 | 0 | 0 | 0 | 0 | 0 | 0 | 0 | 0 | 0 | 0 | 0 | 0 | 0 | 0 | 0 | 0 | 0 | 0 | 0 | 0 | 0 | 0 | 0 | 0 | 0 | 0 | 0 | 0
F3_Commercial_Large Retail_New_Miscellaneous_Electric_Miscellaneous_E2 | F3 | Commercial | Large Retail | New | Miscellaneous | Electric | Miscellaneous | E2 | PACT BC Ratio | 0 | 0 | 0 | 0 | 0 | 0 | 0 | 0 | 0 | 0 | 0 | 0 | 0 | 0 | 0 | 0 | 0 | 0 | 0 | 0 | 0 | 0 | 0 | 0 | 0 | 0 | 0 | 0 | 0 | 0
F3_Commercial_Large Retail_New_Miscellaneous_Electric_Miscellaneous_E3 | F3 | Commercial | Large Retail | New | Miscellaneous | Electric | Miscellaneous | E3 | PACT BC Ratio | 0 | 0 | 0 | 0 | 0 | 0 | 0 | 0 | 0 | 0 | 0 | 0 | 0 | 0 | 0 | 0 | 0 | 0 | 0 | 0 | 0 | 0 | 0 | 0 | 0 | 0 | 0 | 0 | 0 | 0
F3_Commercial_Large Retail_New_Miscellaneous_Electric_Miscellaneous_E4 | F3 | Commercial | Large Retail | New | Miscellaneous | Electric | Miscellaneous | E4 | PACT BC Ratio | 0 | 0 | 0 | 0 | 0 | 0 | 0 | 0 | 0 | 0 | 0 | 0 | 0 | 0 | 0 | 0 | 0 | 0 | 0 | 0 | 0 | 0 | 0 | 0 | 0 | 0 | 0 | 0 | 0 | 0
F3_Commercial_Large Retail_New_Miscellaneous_Electric_Miscellaneous_E5 | F3 | Commercial | Large Retail | New | Miscellaneous | Electric | Miscellaneous | E5 | PACT BC Ratio | 0 | 0 | 0 | 0 | 0 | 0 | 0 | 0 | 0 | 0 | 0 | 0 | 0 | 0 | 0 | 0 | 0 | 0 | 0 | 0 | 0 | 0 | 0 | 0 | 0 | 0 | 0 | 0 | 0 | 0
F3_Commercial_Large Retail_New_Miscellaneous_Electric_Miscellaneous_E6 | F3 | Commercial | Large Retail | New | Miscellaneous | Electric | Miscellaneous | E6 | PACT BC Ratio | 0 | 0 | 0 | 0 | 0 | 0 | 0 | 0 | 0 | 0 | 0 | 0 | 0 | 0 | 0 | 0 | 0 | 0 | 0 | 0 | 0 | 0 | 0 | 0 | 0 | 0 | 0 | 0 | 0 | 0
F3_Commercial_Large Retail_New_Miscellaneous_Electric_Miscellaneous_E7 | F3 | Commercial | Large Retail | New | Miscellaneous | Electric | Miscellaneous | E7 | PACT BC Ratio | 0 | 0 | 0 | 0 | 0 | 0 | 0 | 0 | 0 | 0 | 0 | 0 | 0 | 0 | 0 | 0 | 0 | 0 | 0 | 0 | 0 | 0 | 0 | 0 | 0 | 0 | 0 | 0 | 0 | 0
F3_Commercial_Large Retail_New_Miscellaneous_Electric_Miscellaneous_E8 | F3 | Commercial | Large Retail | New | Miscellaneous | Electric | Miscellaneous | E8 | PACT BC Ratio | 0 | 0 | 0 | 0 | 0 | 0 | 0 | 0 | 0 | 0 | 0 | 0 | 0 | 0 | 0 | 0 | 0 | 0 | 0 | 0 | 0 | 0 | 0 | 0 | 0 | 0 | 0 | 0 | 0 | 0
F3_Commercial_Large Retail_New_Miscellaneous_Electric_Miscellaneous_E9 | F3 | Commercial | Large Retail | New | Miscellaneous | Electric | Miscellaneous | E9 | PACT BC Ratio | 0 | 0 | 0 | 0 | 0 | 0 | 0 | 0 | 0 | 0 | 0 | 0 | 0 | 0 | 0 | 0 | 0 | 0 | 0 | 0 | 0 | 0 | 0 | 0 | 0 | 0 | 0 | 0 | 0 | 0
F3_Commercial_Large Retail_New_Miscellaneous_Electric_Miscellaneous_E10 | F3 | Commercial | Large Retail | New | Miscellaneous | Electric | Miscellaneous | E10 | PACT BC Ratio | 0 | 0 | 0 | 0 | 0 | 0 | 0 | 0 | 0 | 0 | 0 | 0 | 0 | 0 | 0 | 0 | 0 | 0 | 0 | 0 | 0 | 0 | 0 | 0 | 0 | 0 | 0 | 0 | 0 | 0
F4_Commercial_Large Retail_New_Miscellaneous_Electric_Miscellaneous_E1 | F4 | Commercial | Large Retail | New | Miscellaneous | Electric | Miscellaneous | E1 | RVT BC Ratio | 0 | 0 | 0 | 0 | 0 | 0 | 0 | 0 | 0 | 0 | 0 | 0 | 0 | 0 | 0 | 0 | 0 | 0 | 0 | 0 | 0 | 0 | 0 | 0 | 0 | 0 | 0 | 0 | 0 | 0
F4_Commercial_Large Retail_New_Miscellaneous_Electric_Miscellaneous_E2 | F4 | Commercial | Large Retail | New | Miscellaneous | Electric | Miscellaneous | E2 | RVT BC Ratio | 0 | 0 | 0 | 0 | 0 | 0 | 0 | 0 | 0 | 0 | 0 | 0 | 0 | 0 | 0 | 0 | 0 | 0 | 0 | 0 | 0 | 0 | 0 | 0 | 0 | 0 | 0 | 0 | 0 | 0
F4_Commercial_Large Retail_New_Miscellaneous_Electric_Miscellaneous_E3 | F4 | Commercial | Large Retail | New | Miscellaneous | Electric | Miscellaneous | E3 | RVT BC Ratio | 0 | 0 | 0 | 0 | 0 | 0 | 0 | 0 | 0 | 0 | 0 | 0 | 0 | 0 | 0 | 0 | 0 | 0 | 0 | 0 | 0 | 0 | 0 | 0 | 0 | 0 | 0 | 0 | 0 | 0
F4_Commercial_Large Retail_New_Miscellaneous_Electric_Miscellaneous_E4 | F4 | Commercial | Large Retail | New | Miscellaneous | Electric | Miscellaneous | E4 | RVT BC Ratio | 0 | 0 | 0 | 0 | 0 | 0 | 0 | 0 | 0 | 0 | 0 | 0 | 0 | 0 | 0 | 0 | 0 | 0 | 0 | 0 | 0 | 0 | 0 | 0 | 0 | 0 | 0 | 0 | 0 | 0
F4_Commercial_Large Retail_New_Miscellaneous_Electric_Miscellaneous_E5 | F4 | Commercial | Large Retail | New | Miscellaneous | Electric | Miscellaneous | E5 | RVT BC Ratio | 0 | 0 | 0 | 0 | 0 | 0 | 0 | 0 | 0 | 0 | 0 | 0 | 0 | 0 | 0 | 0 | 0 | 0 | 0 | 0 | 0 | 0 | 0 | 0 | 0 | 0 | 0 | 0 | 0 | 0
F4_Commercial_Large Retail_New_Miscellaneous_Electric_Miscellaneous_E6 | F4 | Commercial | Large Retail | New | Miscellaneous | Electric | Miscellaneous | E6 | RVT BC Ratio | 0 | 0 | 0 | 0 | 0 | 0 | 0 | 0 | 0 | 0 | 0 | 0 | 0 | 0 | 0 | 0 | 0 | 0 | 0 | 0 | 0 | 0 | 0 | 0 | 0 | 0 | 0 | 0 | 0 | 0
F4_Commercial_Large Retail_New_Miscellaneous_Electric_Miscellaneous_E7 | F4 | Commercial | Large Retail | New | Miscellaneous | Electric | Miscellaneous | E7 | RVT BC Ratio | 0 | 0 | 0 | 0 | 0 | 0 | 0 | 0 | 0 | 0 | 0 | 0 | 0 | 0 | 0 | 0 | 0 | 0 | 0 | 0 | 0 | 0 | 0 | 0 | 0 | 0 | 0 | 0 | 0 | 0
F4_Commercial_Large Retail_New_Miscellaneous_Electric_Miscellaneous_E8 | F4 | Commercial | Large Retail | New | Miscellaneous | Electric | Miscellaneous | E8 | RVT BC Ratio | 0 | 0 | 0 | 0 | 0 | 0 | 0 | 0 | 0 | 0 | 0 | 0 | 0 | 0 | 0 | 0 | 0 | 0 | 0 | 0 | 0 | 0 | 0 | 0 | 0 | 0 | 0 | 0 | 0 | 0
F4_Commercial_Large Retail_New_Miscellaneous_Electric_Miscellaneous_E9 | F4 | Commercial | Large Retail | New | Miscellaneous | Electric | Miscellaneous | E9 | RVT BC Ratio | 0 | 0 | 0 | 0 | 0 | 0 | 0 | 0 | 0 | 0 | 0 | 0 | 0 | 0 | 0 | 0 | 0 | 0 | 0 | 0 | 0 | 0 | 0 | 0 | 0 | 0 | 0 | 0 | 0 | 0
F4_Commercial_Large Retail_New_Miscellaneous_Electric_Miscellaneous_E10 | F4 | Commercial | Large Retail | New | Miscellaneous | Electric | Miscellaneous | E10 | RVT BC Ratio | 0 | 0 | 0 | 0 | 0 | 0 | 0 | 0 | 0 | 0 | 0 | 0 | 0 | 0 | 0 | 0 | 0 | 0 | 0 | 0 | 0 | 0 | 0 | 0 | 0 | 0 | 0 | 0 | 0 | 0
F5_Commercial_Large Retail_New_Miscellaneous_Electric_Miscellaneous_E1 | F5 | Commercial | Large Retail | New | Miscellaneous | Electric | Miscellaneous | E1 | RIM BC Ratio | 0 | 0 | 0 | 0 | 0 | 0 | 0 | 0 | 0 | 0 | 0 | 0 | 0 | 0 | 0 | 0 | 0 | 0 | 0 | 0 | 0 | 0 | 0 | 0 | 0 | 0 | 0 | 0 | 0 | 0
F5_Commercial_Large Retail_New_Miscellaneous_Electric_Miscellaneous_E2 | F5 | Commercial | Large Retail | New | Miscellaneous | Electric | Miscellaneous | E2 | RIM BC Ratio | 0 | 0 | 0 | 0 | 0 | 0 | 0 | 0 | 0 | 0 | 0 | 0 | 0 | 0 | 0 | 0 | 0 | 0 | 0 | 0 | 0 | 0 | 0 | 0 | 0 | 0 | 0 | 0 | 0 | 0
F5_Commercial_Large Retail_New_Miscellaneous_Electric_Miscellaneous_E3 | F5 | Commercial | Large Retail | New | Miscellaneous | Electric | Miscellaneous | E3 | RIM BC Ratio | 0 | 0 | 0 | 0 | 0 | 0 | 0 | 0 | 0 | 0 | 0 | 0 | 0 | 0 | 0 | 0 | 0 | 0 | 0 | 0 | 0 | 0 | 0 | 0 | 0 | 0 | 0 | 0 | 0 | 0
F5_Commercial_Large Retail_New_Miscellaneous_Electric_Miscellaneous_E4 | F5 | Commercial | Large Retail | New | Miscellaneous | Electric | Miscellaneous | E4 | RIM BC Ratio | 0 | 0 | 0 | 0 | 0 | 0 | 0 | 0 | 0 | 0 | 0 | 0 | 0 | 0 | 0 | 0 | 0 | 0 | 0 | 0 | 0 | 0 | 0 | 0 | 0 | 0 | 0 | 0 | 0 | 0
F5_Commercial_Large Retail_New_Miscellaneous_Electric_Miscellaneous_E5 | F5 | Commercial | Large Retail | New | Miscellaneous | Electric | Miscellaneous | E5 | RIM BC Ratio | 0 | 0 | 0 | 0 | 0 | 0 | 0 | 0 | 0 | 0 | 0 | 0 | 0 | 0 | 0 | 0 | 0 | 0 | 0 | 0 | 0 | 0 | 0 | 0 | 0 | 0 | 0 | 0 | 0 | 0
F5_Commercial_Large Retail_New_Miscellaneous_Electric_Miscellaneous_E6 | F5 | Commercial | Large Retail | New | Miscellaneous | Electric | Miscellaneous | E6 | RIM BC Ratio | 0 | 0 | 0 | 0 | 0 | 0 | 0 | 0 | 0 | 0 | 0 | 0 | 0 | 0 | 0 | 0 | 0 | 0 | 0 | 0 | 0 | 0 | 0 | 0 | 0 | 0 | 0 | 0 | 0 | 0
F5_Commercial_Large Retail_New_Miscellaneous_Electric_Miscellaneous_E7 | F5 | Commercial | Large Retail | New | Miscellaneous | Electric | Miscellaneous | E7 | RIM BC Ratio | 0 | 0 | 0 | 0 | 0 | 0 | 0 | 0 | 0 | 0 | 0 | 0 | 0 | 0 | 0 | 0 | 0 | 0 | 0 | 0 | 0 | 0 | 0 | 0 | 0 | 0 | 0 | 0 | 0 | 0
F5_Commercial_Large Retail_New_Miscellaneous_Electric_Miscellaneous_E8 | F5 | Commercial | Large Retail | New | Miscellaneous | Electric | Miscellaneous | E8 | RIM BC Ratio | 0 | 0 | 0 | 0 | 0 | 0 | 0 | 0 | 0 | 0 | 0 | 0 | 0 | 0 | 0 | 0 | 0 | 0 | 0 | 0 | 0 | 0 | 0 | 0 | 0 | 0 | 0 | 0 | 0 | 0
F5_Commercial_Large Retail_New_Miscellaneous_Electric_Miscellaneous_E9 | F5 | Commercial | Large Retail | New | Miscellaneous | Electric | Miscellaneous | E9 | RIM BC Ratio | 0 | 0 | 0 | 0 | 0 | 0 | 0 | 0 | 0 | 0 | 0 | 0 | 0 | 0 | 0 | 0 | 0 | 0 | 0 | 0 | 0 | 0 | 0 | 0 | 0 | 0 | 0 | 0 | 0 | 0
F5_Commercial_Large Retail_New_Miscellaneous_Electric_Miscellaneous_E10 | F5 | Commercial | Large Retail | New | Miscellaneous | Electric | Miscellaneous | E10 | RIM BC Ratio | 0 | 0 | 0 | 0 | 0 | 0 | 0 | 0 | 0 | 0 | 0 | 0 | 0 | 0 | 0 | 0 | 0 | 0 | 0 | 0 | 0 | 0 | 0 | 0 | 0 | 0 | 0 | 0 | 0 | 0
F0_Commercial_Large Retail_New_Generation_Electric_Solar PV_E0 | F0 | Commercial | Large Retail | New | Generation | Electric | Solar PV | E0 | Economic Unit | 0 | 0 | 0 | 0 | 0 | 0 | 0 | 0 | 0 | 0 | 0 | 0 | 0 | 0 | 0 | 0 | 0 | 0 | 0 | 0 | 0 | 0 | 0 | 0 | 0 | 0 | 0 | 0 | 0 | 0
F1_Commercial_Large Retail_New_Generation_Electric_Solar PV_E1 | F1 | Commercial | Large Retail | New | Generation | Electric | Solar PV | E1 | CCE | 0 | 0 | 0 | 0 | 0 | 0 | 0 | 0 | 0 | 0 | 0 | 0 | 0 | 0 | 0 | 0 | 0 | 0 | 0 | 0 | 0 | 0 | 0 | 0 | 0 | 0 | 0 | 0 | 0 | 0
F1_Commercial_Large Retail_New_Generation_Electric_Solar PV_E2 | F1 | Commercial | Large Retail | New | Generation | Electric | Solar PV | E2 | CCE | 0 | 0 | 0 | 0 | 0 | 0 | 0 | 0 | 0 | 0 | 0 | 0 | 0 | 0 | 0 | 0 | 0 | 0 | 0 | 0 | 0 | 0 | 0 | 0 | 0 | 0 | 0 | 0 | 0 | 0
F1_Commercial_Large Retail_New_Generation_Electric_Solar PV_E3 | F1 | Commercial | Large Retail | New | Generation | Electric | Solar PV | E3 | CCE | 0 | 0 | 0 | 0 | 0 | 0 | 0 | 0 | 0 | 0 | 0 | 0 | 0 | 0 | 0 | 0 | 0 | 0 | 0 | 0 | 0 | 0 | 0 | 0 | 0 | 0 | 0 | 0 | 0 | 0
F1_Commercial_Large Retail_New_Generation_Electric_Solar PV_E4 | F1 | Commercial | Large Retail | New | Generation | Electric | Solar PV | E4 | CCE | 0 | 0 | 0 | 0 | 0 | 0 | 0 | 0 | 0 | 0 | 0 | 0 | 0 | 0 | 0 | 0 | 0 | 0 | 0 | 0 | 0 | 0 | 0 | 0 | 0 | 0 | 0 | 0 | 0 | 0
F1_Commercial_Large Retail_New_Generation_Electric_Solar PV_E5 | F1 | Commercial | Large Retail | New | Generation | Electric | Solar PV | E5 | CCE | 0 | 0 | 0 | 0 | 0 | 0 | 0 | 0 | 0 | 0 | 0 | 0 | 0 | 0 | 0 | 0 | 0 | 0 | 0 | 0 | 0 | 0 | 0 | 0 | 0 | 0 | 0 | 0 | 0 | 0
F1_Commercial_Large Retail_New_Generation_Electric_Solar PV_E6 | F1 | Commercial | Large Retail | New | Generation | Electric | Solar PV | E6 | CCE | 0 | 0 | 0 | 0 | 0 | 0 | 0 | 0 | 0 | 0 | 0 | 0 | 0 | 0 | 0 | 0 | 0 | 0 | 0 | 0 | 0 | 0 | 0 | 0 | 0 | 0 | 0 | 0 | 0 | 0
F1_Commercial_Large Retail_New_Generation_Electric_Solar PV_E7 | F1 | Commercial | Large Retail | New | Generation | Electric | Solar PV | E7 | CCE | 0 | 0 | 0 | 0 | 0 | 0 | 0 | 0 | 0 | 0 | 0 | 0 | 0 | 0 | 0 | 0 | 0 | 0 | 0 | 0 | 0 | 0 | 0 | 0 | 0 | 0 | 0 | 0 | 0 | 0
F1_Commercial_Large Retail_New_Generation_Electric_Solar PV_E8 | F1 | Commercial | Large Retail | New | Generation | Electric | Solar PV | E8 | CCE | 0 | 0 | 0 | 0 | 0 | 0 | 0 | 0 | 0 | 0 | 0 | 0 | 0 | 0 | 0 | 0 | 0 | 0 | 0 | 0 | 0 | 0 | 0 | 0 | 0 | 0 | 0 | 0 | 0 | 0
F1_Commercial_Large Retail_New_Generation_Electric_Solar PV_E9 | F1 | Commercial | Large Retail | New | Generation | Electric | Solar PV | E9 | CCE | 0 | 0 | 0 | 0 | 0 | 0 | 0 | 0 | 0 | 0 | 0 | 0 | 0 | 0 | 0 | 0 | 0 | 0 | 0 | 0 | 0 | 0 | 0 | 0 | 0 | 0 | 0 | 0 | 0 | 0
F1_Commercial_Large Retail_New_Generation_Electric_Solar PV_E10 | F1 | Commercial | Large Retail | New | Generation | Electric | Solar PV | E10 | CCE | 0 | 0 | 0 | 0 | 0 | 0 | 0 | 0 | 0 | 0 | 0 | 0 | 0 | 0 | 0 | 0 | 0 | 0 | 0 | 0 | 0 | 0 | 0 | 0 | 0 | 0 | 0 | 0 | 0 | 0
F2_Commercial_Large Retail_New_Generation_Electric_Solar PV_E1 | F2 | Commercial | Large Retail | New | Generation | Electric | Solar PV | E1 | TRC BC Ratio | 0 | 0 | 0 | 0 | 0 | 0 | 0 | 0 | 0 | 0 | 0 | 0 | 0 | 0 | 0 | 0 | 0 | 0 | 0 | 0 | 0 | 0 | 0 | 0 | 0 | 0 | 0 | 0 | 0 | 0
F2_Commercial_Large Retail_New_Generation_Electric_Solar PV_E2 | F2 | Commercial | Large Retail | New | Generation | Electric | Solar PV | E2 | TRC BC Ratio | 0 | 0 | 0 | 0 | 0 | 0 | 0 | 0 | 0 | 0 | 0 | 0 | 0 | 0 | 0 | 0 | 0 | 0 | 0 | 0 | 0 | 0 | 0 | 0 | 0 | 0 | 0 | 0 | 0 | 0
F2_Commercial_Large Retail_New_Generation_Electric_Solar PV_E3 | F2 | Commercial | Large Retail | New | Generation | Electric | Solar PV | E3 | TRC BC Ratio | 0 | 0 | 0 | 0 | 0 | 0 | 0 | 0 | 0 | 0 | 0 | 0 | 0 | 0 | 0 | 0 | 0 | 0 | 0 | 0 | 0 | 0 | 0 | 0 | 0 | 0 | 0 | 0 | 0 | 0
F2_Commercial_Large Retail_New_Generation_Electric_Solar PV_E4 | F2 | Commercial | Large Retail | New | Generation | Electric | Solar PV | E4 | TRC BC Ratio | 0 | 0 | 0 | 0 | 0 | 0 | 0 | 0 | 0 | 0 | 0 | 0 | 0 | 0 | 0 | 0 | 0 | 0 | 0 | 0 | 0 | 0 | 0 | 0 | 0 | 0 | 0 | 0 | 0 | 0
F2_Commercial_Large Retail_New_Generation_Electric_Solar PV_E5 | F2 | Commercial | Large Retail | New | Generation | Electric | Solar PV | E5 | TRC BC Ratio | 0 | 0 | 0 | 0 | 0 | 0 | 0 | 0 | 0 | 0 | 0 | 0 | 0 | 0 | 0 | 0 | 0 | 0 | 0 | 0 | 0 | 0 | 0 | 0 | 0 | 0 | 0 | 0 | 0 | 0
F2_Commercial_Large Retail_New_Generation_Electric_Solar PV_E6 | F2 | Commercial | Large Retail | New | Generation | Electric | Solar PV | E6 | TRC BC Ratio | 0 | 0 | 0 | 0 | 0 | 0 | 0 | 0 | 0 | 0 | 0 | 0 | 0 | 0 | 0 | 0 | 0 | 0 | 0 | 0 | 0 | 0 | 0 | 0 | 0 | 0 | 0 | 0 | 0 | 0
F2_Commercial_Large Retail_New_Generation_Electric_Solar PV_E7 | F2 | Commercial | Large Retail | New | Generation | Electric | Solar PV | E7 | TRC BC Ratio | 0 | 0 | 0 | 0 | 0 | 0 | 0 | 0 | 0 | 0 | 0 | 0 | 0 | 0 | 0 | 0 | 0 | 0 | 0 | 0 | 0 | 0 | 0 | 0 | 0 | 0 | 0 | 0 | 0 | 0
F2_Commercial_Large Retail_New_Generation_Electric_Solar PV_E8 | F2 | Commercial | Large Retail | New | Generation | Electric | Solar PV | E8 | TRC BC Ratio | 0 | 0 | 0 | 0 | 0 | 0 | 0 | 0 | 0 | 0 | 0 | 0 | 0 | 0 | 0 | 0 | 0 | 0 | 0 | 0 | 0 | 0 | 0 | 0 | 0 | 0 | 0 | 0 | 0 | 0
F2_Commercial_Large Retail_New_Generation_Electric_Solar PV_E9 | F2 | Commercial | Large Retail | New | Generation | Electric | Solar PV | E9 | TRC BC Ratio | 0 | 0 | 0 | 0 | 0 | 0 | 0 | 0 | 0 | 0 | 0 | 0 | 0 | 0 | 0 | 0 | 0 | 0 | 0 | 0 | 0 | 0 | 0 | 0 | 0 | 0 | 0 | 0 | 0 | 0
F2_Commercial_Large Retail_New_Generation_Electric_Solar PV_E10 | F2 | Commercial | Large Retail | New | Generation | Electric | Solar PV | E10 | TRC BC Ratio | 0 | 0 | 0 | 0 | 0 | 0 | 0 | 0 | 0 | 0 | 0 | 0 | 0 | 0 | 0 | 0 | 0 | 0 | 0 | 0 | 0 | 0 | 0 | 0 | 0 | 0 | 0 | 0 | 0 | 0
F3_Commercial_Large Retail_New_Generation_Electric_Solar PV_E1 | F3 | Commercial | Large Retail | New | Generation | Electric | Solar PV | E1 | PACT BC Ratio | 0 | 0 | 0 | 0 | 0 | 0 | 0 | 0 | 0 | 0 | 0 | 0 | 0 | 0 | 0 | 0 | 0 | 0 | 0 | 0 | 0 | 0 | 0 | 0 | 0 | 0 | 0 | 0 | 0 | 0
F3_Commercial_Large Retail_New_Generation_Electric_Solar PV_E2 | F3 | Commercial | Large Retail | New | Generation | Electric | Solar PV | E2 | PACT BC Ratio | 0 | 0 | 0 | 0 | 0 | 0 | 0 | 0 | 0 | 0 | 0 | 0 | 0 | 0 | 0 | 0 | 0 | 0 | 0 | 0 | 0 | 0 | 0 | 0 | 0 | 0 | 0 | 0 | 0 | 0
F3_Commercial_Large Retail_New_Generation_Electric_Solar PV_E3 | F3 | Commercial | Large Retail | New | Generation | Electric | Solar PV | E3 | PACT BC Ratio | 0 | 0 | 0 | 0 | 0 | 0 | 0 | 0 | 0 | 0 | 0 | 0 | 0 | 0 | 0 | 0 | 0 | 0 | 0 | 0 | 0 | 0 | 0 | 0 | 0 | 0 | 0 | 0 | 0 | 0
F3_Commercial_Large Retail_New_Generation_Electric_Solar PV_E4 | F3 | Commercial | Large Retail | New | Generation | Electric | Solar PV | E4 | PACT BC Ratio | 0 | 0 | 0 | 0 | 0 | 0 | 0 | 0 | 0 | 0 | 0 | 0 | 0 | 0 | 0 | 0 | 0 | 0 | 0 | 0 | 0 | 0 | 0 | 0 | 0 | 0 | 0 | 0 | 0 | 0
F3_Commercial_Large Retail_New_Generation_Electric_Solar PV_E5 | F3 | Commercial | Large Retail | New | Generation | Electric | Solar PV | E5 | PACT BC Ratio | 0 | 0 | 0 | 0 | 0 | 0 | 0 | 0 | 0 | 0 | 0 | 0 | 0 | 0 | 0 | 0 | 0 | 0 | 0 | 0 | 0 | 0 | 0 | 0 | 0 | 0 | 0 | 0 | 0 | 0
F3_Commercial_Large Retail_New_Generation_Electric_Solar PV_E6 | F3 | Commercial | Large Retail | New | Generation | Electric | Solar PV | E6 | PACT BC Ratio | 0 | 0 | 0 | 0 | 0 | 0 | 0 | 0 | 0 | 0 | 0 | 0 | 0 | 0 | 0 | 0 | 0 | 0 | 0 | 0 | 0 | 0 | 0 | 0 | 0 | 0 | 0 | 0 | 0 | 0
F3_Commercial_Large Retail_New_Generation_Electric_Solar PV_E7 | F3 | Commercial | Large Retail | New | Generation | Electric | Solar PV | E7 | PACT BC Ratio | 0 | 0 | 0 | 0 | 0 | 0 | 0 | 0 | 0 | 0 | 0 | 0 | 0 | 0 | 0 | 0 | 0 | 0 | 0 | 0 | 0 | 0 | 0 | 0 | 0 | 0 | 0 | 0 | 0 | 0
F3_Commercial_Large Retail_New_Generation_Electric_Solar PV_E8 | F3 | Commercial | Large Retail | New | Generation | Electric | Solar PV | E8 | PACT BC Ratio | 0 | 0 | 0 | 0 | 0 | 0 | 0 | 0 | 0 | 0 | 0 | 0 | 0 | 0 | 0 | 0 | 0 | 0 | 0 | 0 | 0 | 0 | 0 | 0 | 0 | 0 | 0 | 0 | 0 | 0
F3_Commercial_Large Retail_New_Generation_Electric_Solar PV_E9 | F3 | Commercial | Large Retail | New | Generation | Electric | Solar PV | E9 | PACT BC Ratio | 0 | 0 | 0 | 0 | 0 | 0 | 0 | 0 | 0 | 0 | 0 | 0 | 0 | 0 | 0 | 0 | 0 | 0 | 0 | 0 | 0 | 0 | 0 | 0 | 0 | 0 | 0 | 0 | 0 | 0
F3_Commercial_Large Retail_New_Generation_Electric_Solar PV_E10 | F3 | Commercial | Large Retail | New | Generation | Electric | Solar PV | E10 | PACT BC Ratio | 0 | 0 | 0 | 0 | 0 | 0 | 0 | 0 | 0 | 0 | 0 | 0 | 0 | 0 | 0 | 0 | 0 | 0 | 0 | 0 | 0 | 0 | 0 | 0 | 0 | 0 | 0 | 0 | 0 | 0
F4_Commercial_Large Retail_New_Generation_Electric_Solar PV_E1 | F4 | Commercial | Large Retail | New | Generation | Electric | Solar PV | E1 | RVT BC Ratio | 0 | 0 | 0 | 0 | 0 | 0 | 0 | 0 | 0 | 0 | 0 | 0 | 0 | 0 | 0 | 0 | 0 | 0 | 0 | 0 | 0 | 0 | 0 | 0 | 0 | 0 | 0 | 0 | 0 | 0
F4_Commercial_Large Retail_New_Generation_Electric_Solar PV_E2 | F4 | Commercial | Large Retail | New | Generation | Electric | Solar PV | E2 | RVT BC Ratio | 0 | 0 | 0 | 0 | 0 | 0 | 0 | 0 | 0 | 0 | 0 | 0 | 0 | 0 | 0 | 0 | 0 | 0 | 0 | 0 | 0 | 0 | 0 | 0 | 0 | 0 | 0 | 0 | 0 | 0
F4_Commercial_Large Retail_New_Generation_Electric_Solar PV_E3 | F4 | Commercial | Large Retail | New | Generation | Electric | Solar PV | E3 | RVT BC Ratio | 0 | 0 | 0 | 0 | 0 | 0 | 0 | 0 | 0 | 0 | 0 | 0 | 0 | 0 | 0 | 0 | 0 | 0 | 0 | 0 | 0 | 0 | 0 | 0 | 0 | 0 | 0 | 0 | 0 | 0
F4_Commercial_Large Retail_New_Generation_Electric_Solar PV_E4 | F4 | Commercial | Large Retail | New | Generation | Electric | Solar PV | E4 | RVT BC Ratio | 0 | 0 | 0 | 0 | 0 | 0 | 0 | 0 | 0 | 0 | 0 | 0 | 0 | 0 | 0 | 0 | 0 | 0 | 0 | 0 | 0 | 0 | 0 | 0 | 0 | 0 | 0 | 0 | 0 | 0
F4_Commercial_Large Retail_New_Generation_Electric_Solar PV_E5 | F4 | Commercial | Large Retail | New | Generation | Electric | Solar PV | E5 | RVT BC Ratio | 0 | 0 | 0 | 0 | 0 | 0 | 0 | 0 | 0 | 0 | 0 | 0 | 0 | 0 | 0 | 0 | 0 | 0 | 0 | 0 | 0 | 0 | 0 | 0 | 0 | 0 | 0 | 0 | 0 | 0
F4_Commercial_Large Retail_New_Generation_Electric_Solar PV_E6 | F4 | Commercial | Large Retail | New | Generation | Electric | Solar PV | E6 | RVT BC Ratio | 0 | 0 | 0 | 0 | 0 | 0 | 0 | 0 | 0 | 0 | 0 | 0 | 0 | 0 | 0 | 0 | 0 | 0 | 0 | 0 | 0 | 0 | 0 | 0 | 0 | 0 | 0 | 0 | 0 | 0
F4_Commercial_Large Retail_New_Generation_Electric_Solar PV_E7 | F4 | Commercial | Large Retail | New | Generation | Electric | Solar PV | E7 | RVT BC Ratio | 0 | 0 | 0 | 0 | 0 | 0 | 0 | 0 | 0 | 0 | 0 | 0 | 0 | 0 | 0 | 0 | 0 | 0 | 0 | 0 | 0 | 0 | 0 | 0 | 0 | 0 | 0 | 0 | 0 | 0
F4_Commercial_Large Retail_New_Generation_Electric_Solar PV_E8 | F4 | Commercial | Large Retail | New | Generation | Electric | Solar PV | E8 | RVT BC Ratio | 0 | 0 | 0 | 0 | 0 | 0 | 0 | 0 | 0 | 0 | 0 | 0 | 0 | 0 | 0 | 0 | 0 | 0 | 0 | 0 | 0 | 0 | 0 | 0 | 0 | 0 | 0 | 0 | 0 | 0
F4_Commercial_Large Retail_New_Generation_Electric_Solar PV_E9 | F4 | Commercial | Large Retail | New | Generation | Electric | Solar PV | E9 | RVT BC Ratio | 0 | 0 | 0 | 0 | 0 | 0 | 0 | 0 | 0 | 0 | 0 | 0 | 0 | 0 | 0 | 0 | 0 | 0 | 0 | 0 | 0 | 0 | 0 | 0 | 0 | 0 | 0 | 0 | 0 | 0
F4_Commercial_Large Retail_New_Generation_Electric_Solar PV_E10 | F4 | Commercial | Large Retail | New | Generation | Electric | Solar PV | E10 | RVT BC Ratio | 0 | 0 | 0 | 0 | 0 | 0 | 0 | 0 | 0 | 0 | 0 | 0 | 0 | 0 | 0 | 0 | 0 | 0 | 0 | 0 | 0 | 0 | 0 | 0 | 0 | 0 | 0 | 0 | 0 | 0
F5_Commercial_Large Retail_New_Generation_Electric_Solar PV_E1 | F5 | Commercial | Large Retail | New | Generation | Electric | Solar PV | E1 | RIM BC Ratio | 0 | 0 | 0 | 0 | 0 | 0 | 0 | 0 | 0 | 0 | 0 | 0 | 0 | 0 | 0 | 0 | 0 | 0 | 0 | 0 | 0 | 0 | 0 | 0 | 0 | 0 | 0 | 0 | 0 | 0
F5_Commercial_Large Retail_New_Generation_Electric_Solar PV_E2 | F5 | Commercial | Large Retail | New | Generation | Electric | Solar PV | E2 | RIM BC Ratio | 0 | 0 | 0 | 0 | 0 | 0 | 0 | 0 | 0 | 0 | 0 | 0 | 0 | 0 | 0 | 0 | 0 | 0 | 0 | 0 | 0 | 0 | 0 | 0 | 0 | 0 | 0 | 0 | 0 | 0
F5_Commercial_Large Retail_New_Generation_Electric_Solar PV_E3 | F5 | Commercial | Large Retail | New | Generation | Electric | Solar PV | E3 | RIM BC Ratio | 0 | 0 | 0 | 0 | 0 | 0 | 0 | 0 | 0 | 0 | 0 | 0 | 0 | 0 | 0 | 0 | 0 | 0 | 0 | 0 | 0 | 0 | 0 | 0 | 0 | 0 | 0 | 0 | 0 | 0
F5_Commercial_Large Retail_New_Generation_Electric_Solar PV_E4 | F5 | Commercial | Large Retail | New | Generation | Electric | Solar PV | E4 | RIM BC Ratio | 0 | 0 | 0 | 0 | 0 | 0 | 0 | 0 | 0 | 0 | 0 | 0 | 0 | 0 | 0 | 0 | 0 | 0 | 0 | 0 | 0 | 0 | 0 | 0 | 0 | 0 | 0 | 0 | 0 | 0
F5_Commercial_Large Retail_New_Generation_Electric_Solar PV_E5 | F5 | Commercial | Large Retail | New | Generation | Electric | Solar PV | E5 | RIM BC Ratio | 0 | 0 | 0 | 0 | 0 | 0 | 0 | 0 | 0 | 0 | 0 | 0 | 0 | 0 | 0 | 0 | 0 | 0 | 0 | 0 | 0 | 0 | 0 | 0 | 0 | 0 | 0 | 0 | 0 | 0
F5_Commercial_Large Retail_New_Generation_Electric_Solar PV_E6 | F5 | Commercial | Large Retail | New | Generation | Electric | Solar PV | E6 | RIM BC Ratio | 0 | 0 | 0 | 0 | 0 | 0 | 0 | 0 | 0 | 0 | 0 | 0 | 0 | 0 | 0 | 0 | 0 | 0 | 0 | 0 | 0 | 0 | 0 | 0 | 0 | 0 | 0 | 0 | 0 | 0
F5_Commercial_Large Retail_New_Generation_Electric_Solar PV_E7 | F5 | Commercial | Large Retail | New | Generation | Electric | Solar PV | E7 | RIM BC Ratio | 0 | 0 | 0 | 0 | 0 | 0 | 0 | 0 | 0 | 0 | 0 | 0 | 0 | 0 | 0 | 0 | 0 | 0 | 0 | 0 | 0 | 0 | 0 | 0 | 0 | 0 | 0 | 0 | 0 | 0
F5_Commercial_Large Retail_New_Generation_Electric_Solar PV_E8 | F5 | Commercial | Large Retail | New | Generation | Electric | Solar PV | E8 | RIM BC Ratio | 0 | 0 | 0 | 0 | 0 | 0 | 0 | 0 | 0 | 0 | 0 | 0 | 0 | 0 | 0 | 0 | 0 | 0 | 0 | 0 | 0 | 0 | 0 | 0 | 0 | 0 | 0 | 0 | 0 | 0
F5_Commercial_Large Retail_New_Generation_Electric_Solar PV_E9 | F5 | Commercial | Large Retail | New | Generation | Electric | Solar PV | E9 | RIM BC Ratio | 0 | 0 | 0 | 0 | 0 | 0 | 0 | 0 | 0 | 0 | 0 | 0 | 0 | 0 | 0 | 0 | 0 | 0 | 0 | 0 | 0 | 0 | 0 | 0 | 0 | 0 | 0 | 0 | 0 | 0
F5_Commercial_Large Retail_New_Generation_Electric_Solar PV_E10 | F5 | Commercial | Large Retail | New | Generation | Electric | Solar PV | E10 | RIM BC Ratio | 0 | 0 | 0 | 0 | 0 | 0 | 0 | 0 | 0 | 0 | 0 | 0 | 0 | 0 | 0 | 0 | 0 | 0 | 0 | 0 | 0 | 0 | 0 | 0 | 0 | 0 | 0 | 0 | 0 | 0
F0_Commercial_Small Retail_Existing_Cooling_Electric_Air-Cooled Chiller_E0 | F0 | Commercial | Small Retail | Existing | Cooling | Electric | Air-Cooled Chiller | E0 | Economic Unit | 0 | 0 | 0 | 0 | 0 | 0 | 0 | 0 | 0 | 0 | 0 | 0 | 0 | 0 | 0 | 0 | 0 | 0 | 0 | 0 | 0 | 0 | 0 | 0 | 0 | 0 | 0 | 0 | 0 | 0
F1_Commercial_Small Retail_Existing_Cooling_Electric_Air-Cooled Chiller_E1 | F1 | Commercial | Small Retail | Existing | Cooling | Electric | Air-Cooled Chiller | E1 | CCE | 0 | 0 | 0 | 0 | 0 | 0 | 0 | 0 | 0 | 0 | 0 | 0 | 0 | 0 | 0 | 0 | 0 | 0 | 0 | 0 | 0 | 0 | 0 | 0 | 0 | 0 | 0 | 0 | 0 | 0
F1_Commercial_Small Retail_Existing_Cooling_Electric_Air-Cooled Chiller_E2 | F1 | Commercial | Small Retail | Existing | Cooling | Electric | Air-Cooled Chiller | E2 | CCE | 0 | 0 | 0 | 0 | 0 | 0 | 0 | 0 | 0 | 0 | 0 | 0 | 0 | 0 | 0 | 0 | 0 | 0 | 0 | 0 | 0 | 0 | 0 | 0 | 0 | 0 | 0 | 0 | 0 | 0
F1_Commercial_Small Retail_Existing_Cooling_Electric_Air-Cooled Chiller_E3 | F1 | Commercial | Small Retail | Existing | Cooling | Electric | Air-Cooled Chiller | E3 | CCE | 0 | 0 | 0 | 0 | 0 | 0 | 0 | 0 | 0 | 0 | 0 | 0 | 0 | 0 | 0 | 0 | 0 | 0 | 0 | 0 | 0 | 0 | 0 | 0 | 0 | 0 | 0 | 0 | 0 | 0
F1_Commercial_Small Retail_Existing_Cooling_Electric_Air-Cooled Chiller_E4 | F1 | Commercial | Small Retail | Existing | Cooling | Electric | Air-Cooled Chiller | E4 | CCE | 0 | 0 | 0 | 0 | 0 | 0 | 0 | 0 | 0 | 0 | 0 | 0 | 0 | 0 | 0 | 0 | 0 | 0 | 0 | 0 | 0 | 0 | 0 | 0 | 0 | 0 | 0 | 0 | 0 | 0
F1_Commercial_Small Retail_Existing_Cooling_Electric_Air-Cooled Chiller_E5 | F1 | Commercial | Small Retail | Existing | Cooling | Electric | Air-Cooled Chiller | E5 | CCE | 0 | 0 | 0 | 0 | 0 | 0 | 0 | 0 | 0 | 0 | 0 | 0 | 0 | 0 | 0 | 0 | 0 | 0 | 0 | 0 | 0 | 0 | 0 | 0 | 0 | 0 | 0 | 0 | 0 | 0
F1_Commercial_Small Retail_Existing_Cooling_Electric_Air-Cooled Chiller_E6 | F1 | Commercial | Small Retail | Existing | Cooling | Electric | Air-Cooled Chiller | E6 | CCE | 0 | 0 | 0 | 0 | 0 | 0 | 0 | 0 | 0 | 0 | 0 | 0 | 0 | 0 | 0 | 0 | 0 | 0 | 0 | 0 | 0 | 0 | 0 | 0 | 0 | 0 | 0 | 0 | 0 | 0
F1_Commercial_Small Retail_Existing_Cooling_Electric_Air-Cooled Chiller_E7 | F1 | Commercial | Small Retail | Existing | Cooling | Electric | Air-Cooled Chiller | E7 | CCE | 0 | 0 | 0 | 0 | 0 | 0 | 0 | 0 | 0 | 0 | 0 | 0 | 0 | 0 | 0 | 0 | 0 | 0 | 0 | 0 | 0 | 0 | 0 | 0 | 0 | 0 | 0 | 0 | 0 | 0
F1_Commercial_Small Retail_Existing_Cooling_Electric_Air-Cooled Chiller_E8 | F1 | Commercial | Small Retail | Existing | Cooling | Electric | Air-Cooled Chiller | E8 | CCE | 0 | 0 | 0 | 0 | 0 | 0 | 0 | 0 | 0 | 0 | 0 | 0 | 0 | 0 | 0 | 0 | 0 | 0 | 0 | 0 | 0 | 0 | 0 | 0 | 0 | 0 | 0 | 0 | 0 | 0
F1_Commercial_Small Retail_Existing_Cooling_Electric_Air-Cooled Chiller_E9 | F1 | Commercial | Small Retail | Existing | Cooling | Electric | Air-Cooled Chiller | E9 | CCE | 0 | 0 | 0 | 0 | 0 | 0 | 0 | 0 | 0 | 0 | 0 | 0 | 0 | 0 | 0 | 0 | 0 | 0 | 0 | 0 | 0 | 0 | 0 | 0 | 0 | 0 | 0 | 0 | 0 | 0
F1_Commercial_Small Retail_Existing_Cooling_Electric_Air-Cooled Chiller_E10 | F1 | Commercial | Small Retail | Existing | Cooling | Electric | Air-Cooled Chiller | E10 | CCE | 0 | 0 | 0 | 0 | 0 | 0 | 0 | 0 | 0 | 0 | 0 | 0 | 0 | 0 | 0 | 0 | 0 | 0 | 0 | 0 | 0 | 0 | 0 | 0 | 0 | 0 | 0 | 0 | 0 | 0
F2_Commercial_Small Retail_Existing_Cooling_Electric_Air-Cooled Chiller_E1 | F2 | Commercial | Small Retail | Existing | Cooling | Electric | Air-Cooled Chiller | E1 | TRC BC Ratio | 0 | 0 | 0 | 0 | 0 | 0 | 0 | 0 | 0 | 0 | 0 | 0 | 0 | 0 | 0 | 0 | 0 | 0 | 0 | 0 | 0 | 0 | 0 | 0 | 0 | 0 | 0 | 0 | 0 | 0
F2_Commercial_Small Retail_Existing_Cooling_Electric_Air-Cooled Chiller_E2 | F2 | Commercial | Small Retail | Existing | Cooling | Electric | Air-Cooled Chiller | E2 | TRC BC Ratio | 0 | 0 | 0 | 0 | 0 | 0 | 0 | 0 | 0 | 0 | 0 | 0 | 0 | 0 | 0 | 0 | 0 | 0 | 0 | 0 | 0 | 0 | 0 | 0 | 0 | 0 | 0 | 0 | 0 | 0
F2_Commercial_Small Retail_Existing_Cooling_Electric_Air-Cooled Chiller_E3 | F2 | Commercial | Small Retail | Existing | Cooling | Electric | Air-Cooled Chiller | E3 | TRC BC Ratio | 0 | 0 | 0 | 0 | 0 | 0 | 0 | 0 | 0 | 0 | 0 | 0 | 0 | 0 | 0 | 0 | 0 | 0 | 0 | 0 | 0 | 0 | 0 | 0 | 0 | 0 | 0 | 0 | 0 | 0
F2_Commercial_Small Retail_Existing_Cooling_Electric_Air-Cooled Chiller_E4 | F2 | Commercial | Small Retail | Existing | Cooling | Electric | Air-Cooled Chiller | E4 | TRC BC Ratio | 0 | 0 | 0 | 0 | 0 | 0 | 0 | 0 | 0 | 0 | 0 | 0 | 0 | 0 | 0 | 0 | 0 | 0 | 0 | 0 | 0 | 0 | 0 | 0 | 0 | 0 | 0 | 0 | 0 | 0
F2_Commercial_Small Retail_Existing_Cooling_Electric_Air-Cooled Chiller_E5 | F2 | Commercial | Small Retail | Existing | Cooling | Electric | Air-Cooled Chiller | E5 | TRC BC Ratio | 0 | 0 | 0 | 0 | 0 | 0 | 0 | 0 | 0 | 0 | 0 | 0 | 0 | 0 | 0 | 0 | 0 | 0 | 0 | 0 | 0 | 0 | 0 | 0 | 0 | 0 | 0 | 0 | 0 | 0
F2_Commercial_Small Retail_Existing_Cooling_Electric_Air-Cooled Chiller_E6 | F2 | Commercial | Small Retail | Existing | Cooling | Electric | Air-Cooled Chiller | E6 | TRC BC Ratio | 0 | 0 | 0 | 0 | 0 | 0 | 0 | 0 | 0 | 0 | 0 | 0 | 0 | 0 | 0 | 0 | 0 | 0 | 0 | 0 | 0 | 0 | 0 | 0 | 0 | 0 | 0 | 0 | 0 | 0
F2_Commercial_Small Retail_Existing_Cooling_Electric_Air-Cooled Chiller_E7 | F2 | Commercial | Small Retail | Existing | Cooling | Electric | Air-Cooled Chiller | E7 | TRC BC Ratio | 0 | 0 | 0 | 0 | 0 | 0 | 0 | 0 | 0 | 0 | 0 | 0 | 0 | 0 | 0 | 0 | 0 | 0 | 0 | 0 | 0 | 0 | 0 | 0 | 0 | 0 | 0 | 0 | 0 | 0
F2_Commercial_Small Retail_Existing_Cooling_Electric_Air-Cooled Chiller_E8 | F2 | Commercial | Small Retail | Existing | Cooling | Electric | Air-Cooled Chiller | E8 | TRC BC Ratio | 0 | 0 | 0 | 0 | 0 | 0 | 0 | 0 | 0 | 0 | 0 | 0 | 0 | 0 | 0 | 0 | 0 | 0 | 0 | 0 | 0 | 0 | 0 | 0 | 0 | 0 | 0 | 0 | 0 | 0
F2_Commercial_Small Retail_Existing_Cooling_Electric_Air-Cooled Chiller_E9 | F2 | Commercial | Small Retail | Existing | Cooling | Electric | Air-Cooled Chiller | E9 | TRC BC Ratio | 0 | 0 | 0 | 0 | 0 | 0 | 0 | 0 | 0 | 0 | 0 | 0 | 0 | 0 | 0 | 0 | 0 | 0 | 0 | 0 | 0 | 0 | 0 | 0 | 0 | 0 | 0 | 0 | 0 | 0
F2_Commercial_Small Retail_Existing_Cooling_Electric_Air-Cooled Chiller_E10 | F2 | Commercial | Small Retail | Existing | Cooling | Electric | Air-Cooled Chiller | E10 | TRC BC Ratio | 0 | 0 | 0 | 0 | 0 | 0 | 0 | 0 | 0 | 0 | 0 | 0 | 0 | 0 | 0 | 0 | 0 | 0 | 0 | 0 | 0 | 0 | 0 | 0 | 0 | 0 | 0 | 0 | 0 | 0
F3_Commercial_Small Retail_Existing_Cooling_Electric_Air-Cooled Chiller_E1 | F3 | Commercial | Small Retail | Existing | Cooling | Electric | Air-Cooled Chiller | E1 | PACT BC Ratio | 0 | 0 | 0 | 0 | 0 | 0 | 0 | 0 | 0 | 0 | 0 | 0 | 0 | 0 | 0 | 0 | 0 | 0 | 0 | 0 | 0 | 0 | 0 | 0 | 0 | 0 | 0 | 0 | 0 | 0
F3_Commercial_Small Retail_Existing_Cooling_Electric_Air-Cooled Chiller_E2 | F3 | Commercial | Small Retail | Existing | Cooling | Electric | Air-Cooled Chiller | E2 | PACT BC Ratio | 0 | 0 | 0 | 0 | 0 | 0 | 0 | 0 | 0 | 0 | 0 | 0 | 0 | 0 | 0 | 0 | 0 | 0 | 0 | 0 | 0 | 0 | 0 | 0 | 0 | 0 | 0 | 0 | 0 | 0
F3_Commercial_Small Retail_Existing_Cooling_Electric_Air-Cooled Chiller_E3 | F3 | Commercial | Small Retail | Existing | Cooling | Electric | Air-Cooled Chiller | E3 | PACT BC Ratio | 0 | 0 | 0 | 0 | 0 | 0 | 0 | 0 | 0 | 0 | 0 | 0 | 0 | 0 | 0 | 0 | 0 | 0 | 0 | 0 | 0 | 0 | 0 | 0 | 0 | 0 | 0 | 0 | 0 | 0
F3_Commercial_Small Retail_Existing_Cooling_Electric_Air-Cooled Chiller_E4 | F3 | Commercial | Small Retail | Existing | Cooling | Electric | Air-Cooled Chiller | E4 | PACT BC Ratio | 0 | 0 | 0 | 0 | 0 | 0 | 0 | 0 | 0 | 0 | 0 | 0 | 0 | 0 | 0 | 0 | 0 | 0 | 0 | 0 | 0 | 0 | 0 | 0 | 0 | 0 | 0 | 0 | 0 | 0
F3_Commercial_Small Retail_Existing_Cooling_Electric_Air-Cooled Chiller_E5 | F3 | Commercial | Small Retail | Existing | Cooling | Electric | Air-Cooled Chiller | E5 | PACT BC Ratio | 0 | 0 | 0 | 0 | 0 | 0 | 0 | 0 | 0 | 0 | 0 | 0 | 0 | 0 | 0 | 0 | 0 | 0 | 0 | 0 | 0 | 0 | 0 | 0 | 0 | 0 | 0 | 0 | 0 | 0
F3_Commercial_Small Retail_Existing_Cooling_Electric_Air-Cooled Chiller_E6 | F3 | Commercial | Small Retail | Existing | Cooling | Electric | Air-Cooled Chiller | E6 | PACT BC Ratio | 0 | 0 | 0 | 0 | 0 | 0 | 0 | 0 | 0 | 0 | 0 | 0 | 0 | 0 | 0 | 0 | 0 | 0 | 0 | 0 | 0 | 0 | 0 | 0 | 0 | 0 | 0 | 0 | 0 | 0
F3_Commercial_Small Retail_Existing_Cooling_Electric_Air-Cooled Chiller_E7 | F3 | Commercial | Small Retail | Existing | Cooling | Electric | Air-Cooled Chiller | E7 | PACT BC Ratio | 0 | 0 | 0 | 0 | 0 | 0 | 0 | 0 | 0 | 0 | 0 | 0 | 0 | 0 | 0 | 0 | 0 | 0 | 0 | 0 | 0 | 0 | 0 | 0 | 0 | 0 | 0 | 0 | 0 | 0
F3_Commercial_Small Retail_Existing_Cooling_Electric_Air-Cooled Chiller_E8 | F3 | Commercial | Small Retail | Existing | Cooling | Electric | Air-Cooled Chiller | E8 | PACT BC Ratio | 0 | 0 | 0 | 0 | 0 | 0 | 0 | 0 | 0 | 0 | 0 | 0 | 0 | 0 | 0 | 0 | 0 | 0 | 0 | 0 | 0 | 0 | 0 | 0 | 0 | 0 | 0 | 0 | 0 | 0
F3_Commercial_Small Retail_Existing_Cooling_Electric_Air-Cooled Chiller_E9 | F3 | Commercial | Small Retail | Existing | Cooling | Electric | Air-Cooled Chiller | E9 | PACT BC Ratio | 0 | 0 | 0 | 0 | 0 | 0 | 0 | 0 | 0 | 0 | 0 | 0 | 0 | 0 | 0 | 0 | 0 | 0 | 0 | 0 | 0 | 0 | 0 | 0 | 0 | 0 | 0 | 0 | 0 | 0
F3_Commercial_Small Retail_Existing_Cooling_Electric_Air-Cooled Chiller_E10 | F3 | Commercial | Small Retail | Existing | Cooling | Electric | Air-Cooled Chiller | E10 | PACT BC Ratio | 0 | 0 | 0 | 0 | 0 | 0 | 0 | 0 | 0 | 0 | 0 | 0 | 0 | 0 | 0 | 0 | 0 | 0 | 0 | 0 | 0 | 0 | 0 | 0 | 0 | 0 | 0 | 0 | 0 | 0
F4_Commercial_Small Retail_Existing_Cooling_Electric_Air-Cooled Chiller_E1 | F4 | Commercial | Small Retail | Existing | Cooling | Electric | Air-Cooled Chiller | E1 | RVT BC Ratio | 0 | 0 | 0 | 0 | 0 | 0 | 0 | 0 | 0 | 0 | 0 | 0 | 0 | 0 | 0 | 0 | 0 | 0 | 0 | 0 | 0 | 0 | 0 | 0 | 0 | 0 | 0 | 0 | 0 | 0
F4_Commercial_Small Retail_Existing_Cooling_Electric_Air-Cooled Chiller_E2 | F4 | Commercial | Small Retail | Existing | Cooling | Electric | Air-Cooled Chiller | E2 | RVT BC Ratio | 0 | 0 | 0 | 0 | 0 | 0 | 0 | 0 | 0 | 0 | 0 | 0 | 0 | 0 | 0 | 0 | 0 | 0 | 0 | 0 | 0 | 0 | 0 | 0 | 0 | 0 | 0 | 0 | 0 | 0
F4_Commercial_Small Retail_Existing_Cooling_Electric_Air-Cooled Chiller_E3 | F4 | Commercial | Small Retail | Existing | Cooling | Electric | Air-Cooled Chiller | E3 | RVT BC Ratio | 0 | 0 | 0 | 0 | 0 | 0 | 0 | 0 | 0 | 0 | 0 | 0 | 0 | 0 | 0 | 0 | 0 | 0 | 0 | 0 | 0 | 0 | 0 | 0 | 0 | 0 | 0 | 0 | 0 | 0
F4_Commercial_Small Retail_Existing_Cooling_Electric_Air-Cooled Chiller_E4 | F4 | Commercial | Small Retail | Existing | Cooling | Electric | Air-Cooled Chiller | E4 | RVT BC Ratio | 0 | 0 | 0 | 0 | 0 | 0 | 0 | 0 | 0 | 0 | 0 | 0 | 0 | 0 | 0 | 0 | 0 | 0 | 0 | 0 | 0 | 0 | 0 | 0 | 0 | 0 | 0 | 0 | 0 | 0
F4_Commercial_Small Retail_Existing_Cooling_Electric_Air-Cooled Chiller_E5 | F4 | Commercial | Small Retail | Existing | Cooling | Electric | Air-Cooled Chiller | E5 | RVT BC Ratio | 0 | 0 | 0 | 0 | 0 | 0 | 0 | 0 | 0 | 0 | 0 | 0 | 0 | 0 | 0 | 0 | 0 | 0 | 0 | 0 | 0 | 0 | 0 | 0 | 0 | 0 | 0 | 0 | 0 | 0
F4_Commercial_Small Retail_Existing_Cooling_Electric_Air-Cooled Chiller_E6 | F4 | Commercial | Small Retail | Existing | Cooling | Electric | Air-Cooled Chiller | E6 | RVT BC Ratio | 0 | 0 | 0 | 0 | 0 | 0 | 0 | 0 | 0 | 0 | 0 | 0 | 0 | 0 | 0 | 0 | 0 | 0 | 0 | 0 | 0 | 0 | 0 | 0 | 0 | 0 | 0 | 0 | 0 | 0
F4_Commercial_Small Retail_Existing_Cooling_Electric_Air-Cooled Chiller_E7 | F4 | Commercial | Small Retail | Existing | Cooling | Electric | Air-Cooled Chiller | E7 | RVT BC Ratio | 0 | 0 | 0 | 0 | 0 | 0 | 0 | 0 | 0 | 0 | 0 | 0 | 0 | 0 | 0 | 0 | 0 | 0 | 0 | 0 | 0 | 0 | 0 | 0 | 0 | 0 | 0 | 0 | 0 | 0
F4_Commercial_Small Retail_Existing_Cooling_Electric_Air-Cooled Chiller_E8 | F4 | Commercial | Small Retail | Existing | Cooling | Electric | Air-Cooled Chiller | E8 | RVT BC Ratio | 0 | 0 | 0 | 0 | 0 | 0 | 0 | 0 | 0 | 0 | 0 | 0 | 0 | 0 | 0 | 0 | 0 | 0 | 0 | 0 | 0 | 0 | 0 | 0 | 0 | 0 | 0 | 0 | 0 | 0
F4_Commercial_Small Retail_Existing_Cooling_Electric_Air-Cooled Chiller_E9 | F4 | Commercial | Small Retail | Existing | Cooling | Electric | Air-Cooled Chiller | E9 | RVT BC Ratio | 0 | 0 | 0 | 0 | 0 | 0 | 0 | 0 | 0 | 0 | 0 | 0 | 0 | 0 | 0 | 0 | 0 | 0 | 0 | 0 | 0 | 0 | 0 | 0 | 0 | 0 | 0 | 0 | 0 | 0
F4_Commercial_Small Retail_Existing_Cooling_Electric_Air-Cooled Chiller_E10 | F4 | Commercial | Small Retail | Existing | Cooling | Electric | Air-Cooled Chiller | E10 | RVT BC Ratio | 0 | 0 | 0 | 0 | 0 | 0 | 0 | 0 | 0 | 0 | 0 | 0 | 0 | 0 | 0 | 0 | 0 | 0 | 0 | 0 | 0 | 0 | 0 | 0 | 0 | 0 | 0 | 0 | 0 | 0
F5_Commercial_Small Retail_Existing_Cooling_Electric_Air-Cooled Chiller_E1 | F5 | Commercial | Small Retail | Existing | Cooling | Electric | Air-Cooled Chiller | E1 | RIM BC Ratio | 0 | 0 | 0 | 0 | 0 | 0 | 0 | 0 | 0 | 0 | 0 | 0 | 0 | 0 | 0 | 0 | 0 | 0 | 0 | 0 | 0 | 0 | 0 | 0 | 0 | 0 | 0 | 0 | 0 | 0
F5_Commercial_Small Retail_Existing_Cooling_Electric_Air-Cooled Chiller_E2 | F5 | Commercial | Small Retail | Existing | Cooling | Electric | Air-Cooled Chiller | E2 | RIM BC Ratio | 0 | 0 | 0 | 0 | 0 | 0 | 0 | 0 | 0 | 0 | 0 | 0 | 0 | 0 | 0 | 0 | 0 | 0 | 0 | 0 | 0 | 0 | 0 | 0 | 0 | 0 | 0 | 0 | 0 | 0
F5_Commercial_Small Retail_Existing_Cooling_Electric_Air-Cooled Chiller_E3 | F5 | Commercial | Small Retail | Existing | Cooling | Electric | Air-Cooled Chiller | E3 | RIM BC Ratio | 0 | 0 | 0 | 0 | 0 | 0 | 0 | 0 | 0 | 0 | 0 | 0 | 0 | 0 | 0 | 0 | 0 | 0 | 0 | 0 | 0 | 0 | 0 | 0 | 0 | 0 | 0 | 0 | 0 | 0
F5_Commercial_Small Retail_Existing_Cooling_Electric_Air-Cooled Chiller_E4 | F5 | Commercial | Small Retail | Existing | Cooling | Electric | Air-Cooled Chiller | E4 | RIM BC Ratio | 0 | 0 | 0 | 0 | 0 | 0 | 0 | 0 | 0 | 0 | 0 | 0 | 0 | 0 | 0 | 0 | 0 | 0 | 0 | 0 | 0 | 0 | 0 | 0 | 0 | 0 | 0 | 0 | 0 | 0
F5_Commercial_Small Retail_Existing_Cooling_Electric_Air-Cooled Chiller_E5 | F5 | Commercial | Small Retail | Existing | Cooling | Electric | Air-Cooled Chiller | E5 | RIM BC Ratio | 0 | 0 | 0 | 0 | 0 | 0 | 0 | 0 | 0 | 0 | 0 | 0 | 0 | 0 | 0 | 0 | 0 | 0 | 0 | 0 | 0 | 0 | 0 | 0 | 0 | 0 | 0 | 0 | 0 | 0
F5_Commercial_Small Retail_Existing_Cooling_Electric_Air-Cooled Chiller_E6 | F5 | Commercial | Small Retail | Existing | Cooling | Electric | Air-Cooled Chiller | E6 | RIM BC Ratio | 0 | 0 | 0 | 0 | 0 | 0 | 0 | 0 | 0 | 0 | 0 | 0 | 0 | 0 | 0 | 0 | 0 | 0 | 0 | 0 | 0 | 0 | 0 | 0 | 0 | 0 | 0 | 0 | 0 | 0
F5_Commercial_Small Retail_Existing_Cooling_Electric_Air-Cooled Chiller_E7 | F5 | Commercial | Small Retail | Existing | Cooling | Electric | Air-Cooled Chiller | E7 | RIM BC Ratio | 0 | 0 | 0 | 0 | 0 | 0 | 0 | 0 | 0 | 0 | 0 | 0 | 0 | 0 | 0 | 0 | 0 | 0 | 0 | 0 | 0 | 0 | 0 | 0 | 0 | 0 | 0 | 0 | 0 | 0
F5_Commercial_Small Retail_Existing_Cooling_Electric_Air-Cooled Chiller_E8 | F5 | Commercial | Small Retail | Existing | Cooling | Electric | Air-Cooled Chiller | E8 | RIM BC Ratio | 0 | 0 | 0 | 0 | 0 | 0 | 0 | 0 | 0 | 0 | 0 | 0 | 0 | 0 | 0 | 0 | 0 | 0 | 0 | 0 | 0 | 0 | 0 | 0 | 0 | 0 | 0 | 0 | 0 | 0
F5_Commercial_Small Retail_Existing_Cooling_Electric_Air-Cooled Chiller_E9 | F5 | Commercial | Small Retail | Existing | Cooling | Electric | Air-Cooled Chiller | E9 | RIM BC Ratio | 0 | 0 | 0 | 0 | 0 | 0 | 0 | 0 | 0 | 0 | 0 | 0 | 0 | 0 | 0 | 0 | 0 | 0 | 0 | 0 | 0 | 0 | 0 | 0 | 0 | 0 | 0 | 0 | 0 | 0
F5_Commercial_Small Retail_Existing_Cooling_Electric_Air-Cooled Chiller_E10 | F5 | Commercial | Small Retail | Existing | Cooling | Electric | Air-Cooled Chiller | E10 | RIM BC Ratio | 0 | 0 | 0 | 0 | 0 | 0 | 0 | 0 | 0 | 0 | 0 | 0 | 0 | 0 | 0 | 0 | 0 | 0 | 0 | 0 | 0 | 0 | 0 | 0 | 0 | 0 | 0 | 0 | 0 | 0
F0_Commercial_Small Retail_Existing_Cooling_Electric_Water-Cooled Chiller_E0 | F0 | Commercial | Small Retail | Existing | Cooling | Electric | Water-Cooled Chiller | E0 | Economic Unit | 0 | 0 | 0 | 0 | 0 | 0 | 0 | 0 | 0 | 0 | 0 | 0 | 0 | 0 | 0 | 0 | 0 | 0 | 0 | 0 | 0 | 0 | 0 | 0 | 0 | 0 | 0 | 0 | 0 | 0
F1_Commercial_Small Retail_Existing_Cooling_Electric_Water-Cooled Chiller_E1 | F1 | Commercial | Small Retail | Existing | Cooling | Electric | Water-Cooled Chiller | E1 | CCE | 0 | 0 | 0 | 0 | 0 | 0 | 0 | 0 | 0 | 0 | 0 | 0 | 0 | 0 | 0 | 0 | 0 | 0 | 0 | 0 | 0 | 0 | 0 | 0 | 0 | 0 | 0 | 0 | 0 | 0
F1_Commercial_Small Retail_Existing_Cooling_Electric_Water-Cooled Chiller_E2 | F1 | Commercial | Small Retail | Existing | Cooling | Electric | Water-Cooled Chiller | E2 | CCE | 0 | 0 | 0 | 0 | 0 | 0 | 0 | 0 | 0 | 0 | 0 | 0 | 0 | 0 | 0 | 0 | 0 | 0 | 0 | 0 | 0 | 0 | 0 | 0 | 0 | 0 | 0 | 0 | 0 | 0
F1_Commercial_Small Retail_Existing_Cooling_Electric_Water-Cooled Chiller_E3 | F1 | Commercial | Small Retail | Existing | Cooling | Electric | Water-Cooled Chiller | E3 | CCE | 0 | 0 | 0 | 0 | 0 | 0 | 0 | 0 | 0 | 0 | 0 | 0 | 0 | 0 | 0 | 0 | 0 | 0 | 0 | 0 | 0 | 0 | 0 | 0 | 0 | 0 | 0 | 0 | 0 | 0
F1_Commercial_Small Retail_Existing_Cooling_Electric_Water-Cooled Chiller_E4 | F1 | Commercial | Small Retail | Existing | Cooling | Electric | Water-Cooled Chiller | E4 | CCE | 0 | 0 | 0 | 0 | 0 | 0 | 0 | 0 | 0 | 0 | 0 | 0 | 0 | 0 | 0 | 0 | 0 | 0 | 0 | 0 | 0 | 0 | 0 | 0 | 0 | 0 | 0 | 0 | 0 | 0
F1_Commercial_Small Retail_Existing_Cooling_Electric_Water-Cooled Chiller_E5 | F1 | Commercial | Small Retail | Existing | Cooling | Electric | Water-Cooled Chiller | E5 | CCE | 0 | 0 | 0 | 0 | 0 | 0 | 0 | 0 | 0 | 0 | 0 | 0 | 0 | 0 | 0 | 0 | 0 | 0 | 0 | 0 | 0 | 0 | 0 | 0 | 0 | 0 | 0 | 0 | 0 | 0
F1_Commercial_Small Retail_Existing_Cooling_Electric_Water-Cooled Chiller_E6 | F1 | Commercial | Small Retail | Existing | Cooling | Electric | Water-Cooled Chiller | E6 | CCE | 0 | 0 | 0 | 0 | 0 | 0 | 0 | 0 | 0 | 0 | 0 | 0 | 0 | 0 | 0 | 0 | 0 | 0 | 0 | 0 | 0 | 0 | 0 | 0 | 0 | 0 | 0 | 0 | 0 | 0
F1_Commercial_Small Retail_Existing_Cooling_Electric_Water-Cooled Chiller_E7 | F1 | Commercial | Small Retail | Existing | Cooling | Electric | Water-Cooled Chiller | E7 | CCE | 0 | 0 | 0 | 0 | 0 | 0 | 0 | 0 | 0 | 0 | 0 | 0 | 0 | 0 | 0 | 0 | 0 | 0 | 0 | 0 | 0 | 0 | 0 | 0 | 0 | 0 | 0 | 0 | 0 | 0
F1_Commercial_Small Retail_Existing_Cooling_Electric_Water-Cooled Chiller_E8 | F1 | Commercial | Small Retail | Existing | Cooling | Electric | Water-Cooled Chiller | E8 | CCE | 0 | 0 | 0 | 0 | 0 | 0 | 0 | 0 | 0 | 0 | 0 | 0 | 0 | 0 | 0 | 0 | 0 | 0 | 0 | 0 | 0 | 0 | 0 | 0 | 0 | 0 | 0 | 0 | 0 | 0
F1_Commercial_Small Retail_Existing_Cooling_Electric_Water-Cooled Chiller_E9 | F1 | Commercial | Small Retail | Existing | Cooling | Electric | Water-Cooled Chiller | E9 | CCE | 0 | 0 | 0 | 0 | 0 | 0 | 0 | 0 | 0 | 0 | 0 | 0 | 0 | 0 | 0 | 0 | 0 | 0 | 0 | 0 | 0 | 0 | 0 | 0 | 0 | 0 | 0 | 0 | 0 | 0
F1_Commercial_Small Retail_Existing_Cooling_Electric_Water-Cooled Chiller_E10 | F1 | Commercial | Small Retail | Existing | Cooling | Electric | Water-Cooled Chiller | E10 | CCE | 0 | 0 | 0 | 0 | 0 | 0 | 0 | 0 | 0 | 0 | 0 | 0 | 0 | 0 | 0 | 0 | 0 | 0 | 0 | 0 | 0 | 0 | 0 | 0 | 0 | 0 | 0 | 0 | 0 | 0
F2_Commercial_Small Retail_Existing_Cooling_Electric_Water-Cooled Chiller_E1 | F2 | Commercial | Small Retail | Existing | Cooling | Electric | Water-Cooled Chiller | E1 | TRC BC Ratio | 0 | 0 | 0 | 0 | 0 | 0 | 0 | 0 | 0 | 0 | 0 | 0 | 0 | 0 | 0 | 0 | 0 | 0 | 0 | 0 | 0 | 0 | 0 | 0 | 0 | 0 | 0 | 0 | 0 | 0
F2_Commercial_Small Retail_Existing_Cooling_Electric_Water-Cooled Chiller_E2 | F2 | Commercial | Small Retail | Existing | Cooling | Electric | Water-Cooled Chiller | E2 | TRC BC Ratio | 0 | 0 | 0 | 0 | 0 | 0 | 0 | 0 | 0 | 0 | 0 | 0 | 0 | 0 | 0 | 0 | 0 | 0 | 0 | 0 | 0 | 0 | 0 | 0 | 0 | 0 | 0 | 0 | 0 | 0
F2_Commercial_Small Retail_Existing_Cooling_Electric_Water-Cooled Chiller_E3 | F2 | Commercial | Small Retail | Existing | Cooling | Electric | Water-Cooled Chiller | E3 | TRC BC Ratio | 0 | 0 | 0 | 0 | 0 | 0 | 0 | 0 | 0 | 0 | 0 | 0 | 0 | 0 | 0 | 0 | 0 | 0 | 0 | 0 | 0 | 0 | 0 | 0 | 0 | 0 | 0 | 0 | 0 | 0
F2_Commercial_Small Retail_Existing_Cooling_Electric_Water-Cooled Chiller_E4 | F2 | Commercial | Small Retail | Existing | Cooling | Electric | Water-Cooled Chiller | E4 | TRC BC Ratio | 0 | 0 | 0 | 0 | 0 | 0 | 0 | 0 | 0 | 0 | 0 | 0 | 0 | 0 | 0 | 0 | 0 | 0 | 0 | 0 | 0 | 0 | 0 | 0 | 0 | 0 | 0 | 0 | 0 | 0
F2_Commercial_Small Retail_Existing_Cooling_Electric_Water-Cooled Chiller_E5 | F2 | Commercial | Small Retail | Existing | Cooling | Electric | Water-Cooled Chiller | E5 | TRC BC Ratio | 0 | 0 | 0 | 0 | 0 | 0 | 0 | 0 | 0 | 0 | 0 | 0 | 0 | 0 | 0 | 0 | 0 | 0 | 0 | 0 | 0 | 0 | 0 | 0 | 0 | 0 | 0 | 0 | 0 | 0
F2_Commercial_Small Retail_Existing_Cooling_Electric_Water-Cooled Chiller_E6 | F2 | Commercial | Small Retail | Existing | Cooling | Electric | Water-Cooled Chiller | E6 | TRC BC Ratio | 0 | 0 | 0 | 0 | 0 | 0 | 0 | 0 | 0 | 0 | 0 | 0 | 0 | 0 | 0 | 0 | 0 | 0 | 0 | 0 | 0 | 0 | 0 | 0 | 0 | 0 | 0 | 0 | 0 | 0
F2_Commercial_Small Retail_Existing_Cooling_Electric_Water-Cooled Chiller_E7 | F2 | Commercial | Small Retail | Existing | Cooling | Electric | Water-Cooled Chiller | E7 | TRC BC Ratio | 0 | 0 | 0 | 0 | 0 | 0 | 0 | 0 | 0 | 0 | 0 | 0 | 0 | 0 | 0 | 0 | 0 | 0 | 0 | 0 | 0 | 0 | 0 | 0 | 0 | 0 | 0 | 0 | 0 | 0
F2_Commercial_Small Retail_Existing_Cooling_Electric_Water-Cooled Chiller_E8 | F2 | Commercial | Small Retail | Existing | Cooling | Electric | Water-Cooled Chiller | E8 | TRC BC Ratio | 0 | 0 | 0 | 0 | 0 | 0 | 0 | 0 | 0 | 0 | 0 | 0 | 0 | 0 | 0 | 0 | 0 | 0 | 0 | 0 | 0 | 0 | 0 | 0 | 0 | 0 | 0 | 0 | 0 | 0
F2_Commercial_Small Retail_Existing_Cooling_Electric_Water-Cooled Chiller_E9 | F2 | Commercial | Small Retail | Existing | Cooling | Electric | Water-Cooled Chiller | E9 | TRC BC Ratio | 0 | 0 | 0 | 0 | 0 | 0 | 0 | 0 | 0 | 0 | 0 | 0 | 0 | 0 | 0 | 0 | 0 | 0 | 0 | 0 | 0 | 0 | 0 | 0 | 0 | 0 | 0 | 0 | 0 | 0
F2_Commercial_Small Retail_Existing_Cooling_Electric_Water-Cooled Chiller_E10 | F2 | Commercial | Small Retail | Existing | Cooling | Electric | Water-Cooled Chiller | E10 | TRC BC Ratio | 0 | 0 | 0 | 0 | 0 | 0 | 0 | 0 | 0 | 0 | 0 | 0 | 0 | 0 | 0 | 0 | 0 | 0 | 0 | 0 | 0 | 0 | 0 | 0 | 0 | 0 | 0 | 0 | 0 | 0
F3_Commercial_Small Retail_Existing_Cooling_Electric_Water-Cooled Chiller_E1 | F3 | Commercial | Small Retail | Existing | Cooling | Electric | Water-Cooled Chiller | E1 | PACT BC Ratio | 0 | 0 | 0 | 0 | 0 | 0 | 0 | 0 | 0 | 0 | 0 | 0 | 0 | 0 | 0 | 0 | 0 | 0 | 0 | 0 | 0 | 0 | 0 | 0 | 0 | 0 | 0 | 0 | 0 | 0
F3_Commercial_Small Retail_Existing_Cooling_Electric_Water-Cooled Chiller_E2 | F3 | Commercial | Small Retail | Existing | Cooling | Electric | Water-Cooled Chiller | E2 | PACT BC Ratio | 0 | 0 | 0 | 0 | 0 | 0 | 0 | 0 | 0 | 0 | 0 | 0 | 0 | 0 | 0 | 0 | 0 | 0 | 0 | 0 | 0 | 0 | 0 | 0 | 0 | 0 | 0 | 0 | 0 | 0
F3_Commercial_Small Retail_Existing_Cooling_Electric_Water-Cooled Chiller_E3 | F3 | Commercial | Small Retail | Existing | Cooling | Electric | Water-Cooled Chiller | E3 | PACT BC Ratio | 0 | 0 | 0 | 0 | 0 | 0 | 0 | 0 | 0 | 0 | 0 | 0 | 0 | 0 | 0 | 0 | 0 | 0 | 0 | 0 | 0 | 0 | 0 | 0 | 0 | 0 | 0 | 0 | 0 | 0
F3_Commercial_Small Retail_Existing_Cooling_Electric_Water-Cooled Chiller_E4 | F3 | Commercial | Small Retail | Existing | Cooling | Electric | Water-Cooled Chiller | E4 | PACT BC Ratio | 0 | 0 | 0 | 0 | 0 | 0 | 0 | 0 | 0 | 0 | 0 | 0 | 0 | 0 | 0 | 0 | 0 | 0 | 0 | 0 | 0 | 0 | 0 | 0 | 0 | 0 | 0 | 0 | 0 | 0
F3_Commercial_Small Retail_Existing_Cooling_Electric_Water-Cooled Chiller_E5 | F3 | Commercial | Small Retail | Existing | Cooling | Electric | Water-Cooled Chiller | E5 | PACT BC Ratio | 0 | 0 | 0 | 0 | 0 | 0 | 0 | 0 | 0 | 0 | 0 | 0 | 0 | 0 | 0 | 0 | 0 | 0 | 0 | 0 | 0 | 0 | 0 | 0 | 0 | 0 | 0 | 0 | 0 | 0
F3_Commercial_Small Retail_Existing_Cooling_Electric_Water-Cooled Chiller_E6 | F3 | Commercial | Small Retail | Existing | Cooling | Electric | Water-Cooled Chiller | E6 | PACT BC Ratio | 0 | 0 | 0 | 0 | 0 | 0 | 0 | 0 | 0 | 0 | 0 | 0 | 0 | 0 | 0 | 0 | 0 | 0 | 0 | 0 | 0 | 0 | 0 | 0 | 0 | 0 | 0 | 0 | 0 | 0
F3_Commercial_Small Retail_Existing_Cooling_Electric_Water-Cooled Chiller_E7 | F3 | Commercial | Small Retail | Existing | Cooling | Electric | Water-Cooled Chiller | E7 | PACT BC Ratio | 0 | 0 | 0 | 0 | 0 | 0 | 0 | 0 | 0 | 0 | 0 | 0 | 0 | 0 | 0 | 0 | 0 | 0 | 0 | 0 | 0 | 0 | 0 | 0 | 0 | 0 | 0 | 0 | 0 | 0
F3_Commercial_Small Retail_Existing_Cooling_Electric_Water-Cooled Chiller_E8 | F3 | Commercial | Small Retail | Existing | Cooling | Electric | Water-Cooled Chiller | E8 | PACT BC Ratio | 0 | 0 | 0 | 0 | 0 | 0 | 0 | 0 | 0 | 0 | 0 | 0 | 0 | 0 | 0 | 0 | 0 | 0 | 0 | 0 | 0 | 0 | 0 | 0 | 0 | 0 | 0 | 0 | 0 | 0
F3_Commercial_Small Retail_Existing_Cooling_Electric_Water-Cooled Chiller_E9 | F3 | Commercial | Small Retail | Existing | Cooling | Electric | Water-Cooled Chiller | E9 | PACT BC Ratio | 0 | 0 | 0 | 0 | 0 | 0 | 0 | 0 | 0 | 0 | 0 | 0 | 0 | 0 | 0 | 0 | 0 | 0 | 0 | 0 | 0 | 0 | 0 | 0 | 0 | 0 | 0 | 0 | 0 | 0
F3_Commercial_Small Retail_Existing_Cooling_Electric_Water-Cooled Chiller_E10 | F3 | Commercial | Small Retail | Existing | Cooling | Electric | Water-Cooled Chiller | E10 | PACT BC Ratio | 0 | 0 | 0 | 0 | 0 | 0 | 0 | 0 | 0 | 0 | 0 | 0 | 0 | 0 | 0 | 0 | 0 | 0 | 0 | 0 | 0 | 0 | 0 | 0 | 0 | 0 | 0 | 0 | 0 | 0
F4_Commercial_Small Retail_Existing_Cooling_Electric_Water-Cooled Chiller_E1 | F4 | Commercial | Small Retail | Existing | Cooling | Electric | Water-Cooled Chiller | E1 | RVT BC Ratio | 0 | 0 | 0 | 0 | 0 | 0 | 0 | 0 | 0 | 0 | 0 | 0 | 0 | 0 | 0 | 0 | 0 | 0 | 0 | 0 | 0 | 0 | 0 | 0 | 0 | 0 | 0 | 0 | 0 | 0
F4_Commercial_Small Retail_Existing_Cooling_Electric_Water-Cooled Chiller_E2 | F4 | Commercial | Small Retail | Existing | Cooling | Electric | Water-Cooled Chiller | E2 | RVT BC Ratio | 0 | 0 | 0 | 0 | 0 | 0 | 0 | 0 | 0 | 0 | 0 | 0 | 0 | 0 | 0 | 0 | 0 | 0 | 0 | 0 | 0 | 0 | 0 | 0 | 0 | 0 | 0 | 0 | 0 | 0
F4_Commercial_Small Retail_Existing_Cooling_Electric_Water-Cooled Chiller_E3 | F4 | Commercial | Small Retail | Existing | Cooling | Electric | Water-Cooled Chiller | E3 | RVT BC Ratio | 0 | 0 | 0 | 0 | 0 | 0 | 0 | 0 | 0 | 0 | 0 | 0 | 0 | 0 | 0 | 0 | 0 | 0 | 0 | 0 | 0 | 0 | 0 | 0 | 0 | 0 | 0 | 0 | 0 | 0
F4_Commercial_Small Retail_Existing_Cooling_Electric_Water-Cooled Chiller_E4 | F4 | Commercial | Small Retail | Existing | Cooling | Electric | Water-Cooled Chiller | E4 | RVT BC Ratio | 0 | 0 | 0 | 0 | 0 | 0 | 0 | 0 | 0 | 0 | 0 | 0 | 0 | 0 | 0 | 0 | 0 | 0 | 0 | 0 | 0 | 0 | 0 | 0 | 0 | 0 | 0 | 0 | 0 | 0
F4_Commercial_Small Retail_Existing_Cooling_Electric_Water-Cooled Chiller_E5 | F4 | Commercial | Small Retail | Existing | Cooling | Electric | Water-Cooled Chiller | E5 | RVT BC Ratio | 0 | 0 | 0 | 0 | 0 | 0 | 0 | 0 | 0 | 0 | 0 | 0 | 0 | 0 | 0 | 0 | 0 | 0 | 0 | 0 | 0 | 0 | 0 | 0 | 0 | 0 | 0 | 0 | 0 | 0
F4_Commercial_Small Retail_Existing_Cooling_Electric_Water-Cooled Chiller_E6 | F4 | Commercial | Small Retail | Existing | Cooling | Electric | Water-Cooled Chiller | E6 | RVT BC Ratio | 0 | 0 | 0 | 0 | 0 | 0 | 0 | 0 | 0 | 0 | 0 | 0 | 0 | 0 | 0 | 0 | 0 | 0 | 0 | 0 | 0 | 0 | 0 | 0 | 0 | 0 | 0 | 0 | 0 | 0
F4_Commercial_Small Retail_Existing_Cooling_Electric_Water-Cooled Chiller_E7 | F4 | Commercial | Small Retail | Existing | Cooling | Electric | Water-Cooled Chiller | E7 | RVT BC Ratio | 0 | 0 | 0 | 0 | 0 | 0 | 0 | 0 | 0 | 0 | 0 | 0 | 0 | 0 | 0 | 0 | 0 | 0 | 0 | 0 | 0 | 0 | 0 | 0 | 0 | 0 | 0 | 0 | 0 | 0
F4_Commercial_Small Retail_Existing_Cooling_Electric_Water-Cooled Chiller_E8 | F4 | Commercial | Small Retail | Existing | Cooling | Electric | Water-Cooled Chiller | E8 | RVT BC Ratio | 0 | 0 | 0 | 0 | 0 | 0 | 0 | 0 | 0 | 0 | 0 | 0 | 0 | 0 | 0 | 0 | 0 | 0 | 0 | 0 | 0 | 0 | 0 | 0 | 0 | 0 | 0 | 0 | 0 | 0
F4_Commercial_Small Retail_Existing_Cooling_Electric_Water-Cooled Chiller_E9 | F4 | Commercial | Small Retail | Existing | Cooling | Electric | Water-Cooled Chiller | E9 | RVT BC Ratio | 0 | 0 | 0 | 0 | 0 | 0 | 0 | 0 | 0 | 0 | 0 | 0 | 0 | 0 | 0 | 0 | 0 | 0 | 0 | 0 | 0 | 0 | 0 | 0 | 0 | 0 | 0 | 0 | 0 | 0
F4_Commercial_Small Retail_Existing_Cooling_Electric_Water-Cooled Chiller_E10 | F4 | Commercial | Small Retail | Existing | Cooling | Electric | Water-Cooled Chiller | E10 | RVT BC Ratio | 0 | 0 | 0 | 0 | 0 | 0 | 0 | 0 | 0 | 0 | 0 | 0 | 0 | 0 | 0 | 0 | 0 | 0 | 0 | 0 | 0 | 0 | 0 | 0 | 0 | 0 | 0 | 0 | 0 | 0
F5_Commercial_Small Retail_Existing_Cooling_Electric_Water-Cooled Chiller_E1 | F5 | Commercial | Small Retail | Existing | Cooling | Electric | Water-Cooled Chiller | E1 | RIM BC Ratio | 0 | 0 | 0 | 0 | 0 | 0 | 0 | 0 | 0 | 0 | 0 | 0 | 0 | 0 | 0 | 0 | 0 | 0 | 0 | 0 | 0 | 0 | 0 | 0 | 0 | 0 | 0 | 0 | 0 | 0
F5_Commercial_Small Retail_Existing_Cooling_Electric_Water-Cooled Chiller_E2 | F5 | Commercial | Small Retail | Existing | Cooling | Electric | Water-Cooled Chiller | E2 | RIM BC Ratio | 0 | 0 | 0 | 0 | 0 | 0 | 0 | 0 | 0 | 0 | 0 | 0 | 0 | 0 | 0 | 0 | 0 | 0 | 0 | 0 | 0 | 0 | 0 | 0 | 0 | 0 | 0 | 0 | 0 | 0
F5_Commercial_Small Retail_Existing_Cooling_Electric_Water-Cooled Chiller_E3 | F5 | Commercial | Small Retail | Existing | Cooling | Electric | Water-Cooled Chiller | E3 | RIM BC Ratio | 0 | 0 | 0 | 0 | 0 | 0 | 0 | 0 | 0 | 0 | 0 | 0 | 0 | 0 | 0 | 0 | 0 | 0 | 0 | 0 | 0 | 0 | 0 | 0 | 0 | 0 | 0 | 0 | 0 | 0
F5_Commercial_Small Retail_Existing_Cooling_Electric_Water-Cooled Chiller_E4 | F5 | Commercial | Small Retail | Existing | Cooling | Electric | Water-Cooled Chiller | E4 | RIM BC Ratio | 0 | 0 | 0 | 0 | 0 | 0 | 0 | 0 | 0 | 0 | 0 | 0 | 0 | 0 | 0 | 0 | 0 | 0 | 0 | 0 | 0 | 0 | 0 | 0 | 0 | 0 | 0 | 0 | 0 | 0
F5_Commercial_Small Retail_Existing_Cooling_Electric_Water-Cooled Chiller_E5 | F5 | Commercial | Small Retail | Existing | Cooling | Electric | Water-Cooled Chiller | E5 | RIM BC Ratio | 0 | 0 | 0 | 0 | 0 | 0 | 0 | 0 | 0 | 0 | 0 | 0 | 0 | 0 | 0 | 0 | 0 | 0 | 0 | 0 | 0 | 0 | 0 | 0 | 0 | 0 | 0 | 0 | 0 | 0
F5_Commercial_Small Retail_Existing_Cooling_Electric_Water-Cooled Chiller_E6 | F5 | Commercial | Small Retail | Existing | Cooling | Electric | Water-Cooled Chiller | E6 | RIM BC Ratio | 0 | 0 | 0 | 0 | 0 | 0 | 0 | 0 | 0 | 0 | 0 | 0 | 0 | 0 | 0 | 0 | 0 | 0 | 0 | 0 | 0 | 0 | 0 | 0 | 0 | 0 | 0 | 0 | 0 | 0
F5_Commercial_Small Retail_Existing_Cooling_Electric_Water-Cooled Chiller_E7 | F5 | Commercial | Small Retail | Existing | Cooling | Electric | Water-Cooled Chiller | E7 | RIM BC Ratio | 0 | 0 | 0 | 0 | 0 | 0 | 0 | 0 | 0 | 0 | 0 | 0 | 0 | 0 | 0 | 0 | 0 | 0 | 0 | 0 | 0 | 0 | 0 | 0 | 0 | 0 | 0 | 0 | 0 | 0
F5_Commercial_Small Retail_Existing_Cooling_Electric_Water-Cooled Chiller_E8 | F5 | Commercial | Small Retail | Existing | Cooling | Electric | Water-Cooled Chiller | E8 | RIM BC Ratio | 0 | 0 | 0 | 0 | 0 | 0 | 0 | 0 | 0 | 0 | 0 | 0 | 0 | 0 | 0 | 0 | 0 | 0 | 0 | 0 | 0 | 0 | 0 | 0 | 0 | 0 | 0 | 0 | 0 | 0
F5_Commercial_Small Retail_Existing_Cooling_Electric_Water-Cooled Chiller_E9 | F5 | Commercial | Small Retail | Existing | Cooling | Electric | Water-Cooled Chiller | E9 | RIM BC Ratio | 0 | 0 | 0 | 0 | 0 | 0 | 0 | 0 | 0 | 0 | 0 | 0 | 0 | 0 | 0 | 0 | 0 | 0 | 0 | 0 | 0 | 0 | 0 | 0 | 0 | 0 | 0 | 0 | 0 | 0
F5_Commercial_Small Retail_Existing_Cooling_Electric_Water-Cooled Chiller_E10 | F5 | Commercial | Small Retail | Existing | Cooling | Electric | Water-Cooled Chiller | E10 | RIM BC Ratio | 0 | 0 | 0 | 0 | 0 | 0 | 0 | 0 | 0 | 0 | 0 | 0 | 0 | 0 | 0 | 0 | 0 | 0 | 0 | 0 | 0 | 0 | 0 | 0 | 0 | 0 | 0 | 0 | 0 | 0
F0_Commercial_Small Retail_Existing_Cooling_Electric_RTU_E0 | F0 | Commercial | Small Retail | Existing | Cooling | Electric | RTU | E0 | Economic Unit | 0 | 0 | 0 | 0 | 0 | 0 | 0 | 0 | 0 | 0 | 0 | 0 | 0 | 0 | 0 | 0 | 0 | 0 | 0 | 0 | 0 | 0 | 0 | 0 | 0 | 0 | 0 | 0 | 0 | 0
F1_Commercial_Small Retail_Existing_Cooling_Electric_RTU_E1 | F1 | Commercial | Small Retail | Existing | Cooling | Electric | RTU | E1 | CCE | 0 | 0 | 0 | 0 | 0 | 0 | 0 | 0 | 0 | 0 | 0 | 0 | 0 | 0 | 0 | 0 | 0 | 0 | 0 | 0 | 0 | 0 | 0 | 0 | 0 | 0 | 0 | 0 | 0 | 0
F1_Commercial_Small Retail_Existing_Cooling_Electric_RTU_E2 | F1 | Commercial | Small Retail | Existing | Cooling | Electric | RTU | E2 | CCE | 0 | 0 | 0 | 0 | 0 | 0 | 0 | 0 | 0 | 0 | 0 | 0 | 0 | 0 | 0 | 0 | 0 | 0 | 0 | 0 | 0 | 0 | 0 | 0 | 0 | 0 | 0 | 0 | 0 | 0
F1_Commercial_Small Retail_Existing_Cooling_Electric_RTU_E3 | F1 | Commercial | Small Retail | Existing | Cooling | Electric | RTU | E3 | CCE | 0 | 0 | 0 | 0 | 0 | 0 | 0 | 0 | 0 | 0 | 0 | 0 | 0 | 0 | 0 | 0 | 0 | 0 | 0 | 0 | 0 | 0 | 0 | 0 | 0 | 0 | 0 | 0 | 0 | 0
F1_Commercial_Small Retail_Existing_Cooling_Electric_RTU_E4 | F1 | Commercial | Small Retail | Existing | Cooling | Electric | RTU | E4 | CCE | 0 | 0 | 0 | 0 | 0 | 0 | 0 | 0 | 0 | 0 | 0 | 0 | 0 | 0 | 0 | 0 | 0 | 0 | 0 | 0 | 0 | 0 | 0 | 0 | 0 | 0 | 0 | 0 | 0 | 0
F1_Commercial_Small Retail_Existing_Cooling_Electric_RTU_E5 | F1 | Commercial | Small Retail | Existing | Cooling | Electric | RTU | E5 | CCE | 0 | 0 | 0 | 0 | 0 | 0 | 0 | 0 | 0 | 0 | 0 | 0 | 0 | 0 | 0 | 0 | 0 | 0 | 0 | 0 | 0 | 0 | 0 | 0 | 0 | 0 | 0 | 0 | 0 | 0
F1_Commercial_Small Retail_Existing_Cooling_Electric_RTU_E6 | F1 | Commercial | Small Retail | Existing | Cooling | Electric | RTU | E6 | CCE | 0 | 0 | 0 | 0 | 0 | 0 | 0 | 0 | 0 | 0 | 0 | 0 | 0 | 0 | 0 | 0 | 0 | 0 | 0 | 0 | 0 | 0 | 0 | 0 | 0 | 0 | 0 | 0 | 0 | 0
F1_Commercial_Small Retail_Existing_Cooling_Electric_RTU_E7 | F1 | Commercial | Small Retail | Existing | Cooling | Electric | RTU | E7 | CCE | 0 | 0 | 0 | 0 | 0 | 0 | 0 | 0 | 0 | 0 | 0 | 0 | 0 | 0 | 0 | 0 | 0 | 0 | 0 | 0 | 0 | 0 | 0 | 0 | 0 | 0 | 0 | 0 | 0 | 0
F1_Commercial_Small Retail_Existing_Cooling_Electric_RTU_E8 | F1 | Commercial | Small Retail | Existing | Cooling | Electric | RTU | E8 | CCE | 0 | 0 | 0 | 0 | 0 | 0 | 0 | 0 | 0 | 0 | 0 | 0 | 0 | 0 | 0 | 0 | 0 | 0 | 0 | 0 | 0 | 0 | 0 | 0 | 0 | 0 | 0 | 0 | 0 | 0
F1_Commercial_Small Retail_Existing_Cooling_Electric_RTU_E9 | F1 | Commercial | Small Retail | Existing | Cooling | Electric | RTU | E9 | CCE | 0 | 0 | 0 | 0 | 0 | 0 | 0 | 0 | 0 | 0 | 0 | 0 | 0 | 0 | 0 | 0 | 0 | 0 | 0 | 0 | 0 | 0 | 0 | 0 | 0 | 0 | 0 | 0 | 0 | 0
F1_Commercial_Small Retail_Existing_Cooling_Electric_RTU_E10 | F1 | Commercial | Small Retail | Existing | Cooling | Electric | RTU | E10 | CCE | 0 | 0 | 0 | 0 | 0 | 0 | 0 | 0 | 0 | 0 | 0 | 0 | 0 | 0 | 0 | 0 | 0 | 0 | 0 | 0 | 0 | 0 | 0 | 0 | 0 | 0 | 0 | 0 | 0 | 0
F2_Commercial_Small Retail_Existing_Cooling_Electric_RTU_E1 | F2 | Commercial | Small Retail | Existing | Cooling | Electric | RTU | E1 | TRC BC Ratio | 0 | 0 | 0 | 0 | 0 | 0 | 0 | 0 | 0 | 0 | 0 | 0 | 0 | 0 | 0 | 0 | 0 | 0 | 0 | 0 | 0 | 0 | 0 | 0 | 0 | 0 | 0 | 0 | 0 | 0
F2_Commercial_Small Retail_Existing_Cooling_Electric_RTU_E2 | F2 | Commercial | Small Retail | Existing | Cooling | Electric | RTU | E2 | TRC BC Ratio | 0 | 0 | 0 | 0 | 0 | 0 | 0 | 0 | 0 | 0 | 0 | 0 | 0 | 0 | 0 | 0 | 0 | 0 | 0 | 0 | 0 | 0 | 0 | 0 | 0 | 0 | 0 | 0 | 0 | 0
F2_Commercial_Small Retail_Existing_Cooling_Electric_RTU_E3 | F2 | Commercial | Small Retail | Existing | Cooling | Electric | RTU | E3 | TRC BC Ratio | 0 | 0 | 0 | 0 | 0 | 0 | 0 | 0 | 0 | 0 | 0 | 0 | 0 | 0 | 0 | 0 | 0 | 0 | 0 | 0 | 0 | 0 | 0 | 0 | 0 | 0 | 0 | 0 | 0 | 0
F2_Commercial_Small Retail_Existing_Cooling_Electric_RTU_E4 | F2 | Commercial | Small Retail | Existing | Cooling | Electric | RTU | E4 | TRC BC Ratio | 0 | 0 | 0 | 0 | 0 | 0 | 0 | 0 | 0 | 0 | 0 | 0 | 0 | 0 | 0 | 0 | 0 | 0 | 0 | 0 | 0 | 0 | 0 | 0 | 0 | 0 | 0 | 0 | 0 | 0
F2_Commercial_Small Retail_Existing_Cooling_Electric_RTU_E5 | F2 | Commercial | Small Retail | Existing | Cooling | Electric | RTU | E5 | TRC BC Ratio | 0 | 0 | 0 | 0 | 0 | 0 | 0 | 0 | 0 | 0 | 0 | 0 | 0 | 0 | 0 | 0 | 0 | 0 | 0 | 0 | 0 | 0 | 0 | 0 | 0 | 0 | 0 | 0 | 0 | 0
F2_Commercial_Small Retail_Existing_Cooling_Electric_RTU_E6 | F2 | Commercial | Small Retail | Existing | Cooling | Electric | RTU | E6 | TRC BC Ratio | 0 | 0 | 0 | 0 | 0 | 0 | 0 | 0 | 0 | 0 | 0 | 0 | 0 | 0 | 0 | 0 | 0 | 0 | 0 | 0 | 0 | 0 | 0 | 0 | 0 | 0 | 0 | 0 | 0 | 0
F2_Commercial_Small Retail_Existing_Cooling_Electric_RTU_E7 | F2 | Commercial | Small Retail | Existing | Cooling | Electric | RTU | E7 | TRC BC Ratio | 0 | 0 | 0 | 0 | 0 | 0 | 0 | 0 | 0 | 0 | 0 | 0 | 0 | 0 | 0 | 0 | 0 | 0 | 0 | 0 | 0 | 0 | 0 | 0 | 0 | 0 | 0 | 0 | 0 | 0
F2_Commercial_Small Retail_Existing_Cooling_Electric_RTU_E8 | F2 | Commercial | Small Retail | Existing | Cooling | Electric | RTU | E8 | TRC BC Ratio | 0 | 0 | 0 | 0 | 0 | 0 | 0 | 0 | 0 | 0 | 0 | 0 | 0 | 0 | 0 | 0 | 0 | 0 | 0 | 0 | 0 | 0 | 0 | 0 | 0 | 0 | 0 | 0 | 0 | 0
F2_Commercial_Small Retail_Existing_Cooling_Electric_RTU_E9 | F2 | Commercial | Small Retail | Existing | Cooling | Electric | RTU | E9 | TRC BC Ratio | 0 | 0 | 0 | 0 | 0 | 0 | 0 | 0 | 0 | 0 | 0 | 0 | 0 | 0 | 0 | 0 | 0 | 0 | 0 | 0 | 0 | 0 | 0 | 0 | 0 | 0 | 0 | 0 | 0 | 0
F2_Commercial_Small Retail_Existing_Cooling_Electric_RTU_E10 | F2 | Commercial | Small Retail | Existing | Cooling | Electric | RTU | E10 | TRC BC Ratio | 0 | 0 | 0 | 0 | 0 | 0 | 0 | 0 | 0 | 0 | 0 | 0 | 0 | 0 | 0 | 0 | 0 | 0 | 0 | 0 | 0 | 0 | 0 | 0 | 0 | 0 | 0 | 0 | 0 | 0
F3_Commercial_Small Retail_Existing_Cooling_Electric_RTU_E1 | F3 | Commercial | Small Retail | Existing | Cooling | Electric | RTU | E1 | PACT BC Ratio | 0 | 0 | 0 | 0 | 0 | 0 | 0 | 0 | 0 | 0 | 0 | 0 | 0 | 0 | 0 | 0 | 0 | 0 | 0 | 0 | 0 | 0 | 0 | 0 | 0 | 0 | 0 | 0 | 0 | 0
F3_Commercial_Small Retail_Existing_Cooling_Electric_RTU_E2 | F3 | Commercial | Small Retail | Existing | Cooling | Electric | RTU | E2 | PACT BC Ratio | 0 | 0 | 0 | 0 | 0 | 0 | 0 | 0 | 0 | 0 | 0 | 0 | 0 | 0 | 0 | 0 | 0 | 0 | 0 | 0 | 0 | 0 | 0 | 0 | 0 | 0 | 0 | 0 | 0 | 0
F3_Commercial_Small Retail_Existing_Cooling_Electric_RTU_E3 | F3 | Commercial | Small Retail | Existing | Cooling | Electric | RTU | E3 | PACT BC Ratio | 0 | 0 | 0 | 0 | 0 | 0 | 0 | 0 | 0 | 0 | 0 | 0 | 0 | 0 | 0 | 0 | 0 | 0 | 0 | 0 | 0 | 0 | 0 | 0 | 0 | 0 | 0 | 0 | 0 | 0
F3_Commercial_Small Retail_Existing_Cooling_Electric_RTU_E4 | F3 | Commercial | Small Retail | Existing | Cooling | Electric | RTU | E4 | PACT BC Ratio | 0 | 0 | 0 | 0 | 0 | 0 | 0 | 0 | 0 | 0 | 0 | 0 | 0 | 0 | 0 | 0 | 0 | 0 | 0 | 0 | 0 | 0 | 0 | 0 | 0 | 0 | 0 | 0 | 0 | 0
F3_Commercial_Small Retail_Existing_Cooling_Electric_RTU_E5 | F3 | Commercial | Small Retail | Existing | Cooling | Electric | RTU | E5 | PACT BC Ratio | 0 | 0 | 0 | 0 | 0 | 0 | 0 | 0 | 0 | 0 | 0 | 0 | 0 | 0 | 0 | 0 | 0 | 0 | 0 | 0 | 0 | 0 | 0 | 0 | 0 | 0 | 0 | 0 | 0 | 0
F3_Commercial_Small Retail_Existing_Cooling_Electric_RTU_E6 | F3 | Commercial | Small Retail | Existing | Cooling | Electric | RTU | E6 | PACT BC Ratio | 0 | 0 | 0 | 0 | 0 | 0 | 0 | 0 | 0 | 0 | 0 | 0 | 0 | 0 | 0 | 0 | 0 | 0 | 0 | 0 | 0 | 0 | 0 | 0 | 0 | 0 | 0 | 0 | 0 | 0
F3_Commercial_Small Retail_Existing_Cooling_Electric_RTU_E7 | F3 | Commercial | Small Retail | Existing | Cooling | Electric | RTU | E7 | PACT BC Ratio | 0 | 0 | 0 | 0 | 0 | 0 | 0 | 0 | 0 | 0 | 0 | 0 | 0 | 0 | 0 | 0 | 0 | 0 | 0 | 0 | 0 | 0 | 0 | 0 | 0 | 0 | 0 | 0 | 0 | 0
F3_Commercial_Small Retail_Existing_Cooling_Electric_RTU_E8 | F3 | Commercial | Small Retail | Existing | Cooling | Electric | RTU | E8 | PACT BC Ratio | 0 | 0 | 0 | 0 | 0 | 0 | 0 | 0 | 0 | 0 | 0 | 0 | 0 | 0 | 0 | 0 | 0 | 0 | 0 | 0 | 0 | 0 | 0 | 0 | 0 | 0 | 0 | 0 | 0 | 0
F3_Commercial_Small Retail_Existing_Cooling_Electric_RTU_E9 | F3 | Commercial | Small Retail | Existing | Cooling | Electric | RTU | E9 | PACT BC Ratio | 0 | 0 | 0 | 0 | 0 | 0 | 0 | 0 | 0 | 0 | 0 | 0 | 0 | 0 | 0 | 0 | 0 | 0 | 0 | 0 | 0 | 0 | 0 | 0 | 0 | 0 | 0 | 0 | 0 | 0
F3_Commercial_Small Retail_Existing_Cooling_Electric_RTU_E10 | F3 | Commercial | Small Retail | Existing | Cooling | Electric | RTU | E10 | PACT BC Ratio | 0 | 0 | 0 | 0 | 0 | 0 | 0 | 0 | 0 | 0 | 0 | 0 | 0 | 0 | 0 | 0 | 0 | 0 | 0 | 0 | 0 | 0 | 0 | 0 | 0 | 0 | 0 | 0 | 0 | 0
F4_Commercial_Small Retail_Existing_Cooling_Electric_RTU_E1 | F4 | Commercial | Small Retail | Existing | Cooling | Electric | RTU | E1 | RVT BC Ratio | 0 | 0 | 0 | 0 | 0 | 0 | 0 | 0 | 0 | 0 | 0 | 0 | 0 | 0 | 0 | 0 | 0 | 0 | 0 | 0 | 0 | 0 | 0 | 0 | 0 | 0 | 0 | 0 | 0 | 0
F4_Commercial_Small Retail_Existing_Cooling_Electric_RTU_E2 | F4 | Commercial | Small Retail | Existing | Cooling | Electric | RTU | E2 | RVT BC Ratio | 0 | 0 | 0 | 0 | 0 | 0 | 0 | 0 | 0 | 0 | 0 | 0 | 0 | 0 | 0 | 0 | 0 | 0 | 0 | 0 | 0 | 0 | 0 | 0 | 0 | 0 | 0 | 0 | 0 | 0
F4_Commercial_Small Retail_Existing_Cooling_Electric_RTU_E3 | F4 | Commercial | Small Retail | Existing | Cooling | Electric | RTU | E3 | RVT BC Ratio | 0 | 0 | 0 | 0 | 0 | 0 | 0 | 0 | 0 | 0 | 0 | 0 | 0 | 0 | 0 | 0 | 0 | 0 | 0 | 0 | 0 | 0 | 0 | 0 | 0 | 0 | 0 | 0 | 0 | 0
F4_Commercial_Small Retail_Existing_Cooling_Electric_RTU_E4 | F4 | Commercial | Small Retail | Existing | Cooling | Electric | RTU | E4 | RVT BC Ratio | 0 | 0 | 0 | 0 | 0 | 0 | 0 | 0 | 0 | 0 | 0 | 0 | 0 | 0 | 0 | 0 | 0 | 0 | 0 | 0 | 0 | 0 | 0 | 0 | 0 | 0 | 0 | 0 | 0 | 0
F4_Commercial_Small Retail_Existing_Cooling_Electric_RTU_E5 | F4 | Commercial | Small Retail | Existing | Cooling | Electric | RTU | E5 | RVT BC Ratio | 0 | 0 | 0 | 0 | 0 | 0 | 0 | 0 | 0 | 0 | 0 | 0 | 0 | 0 | 0 | 0 | 0 | 0 | 0 | 0 | 0 | 0 | 0 | 0 | 0 | 0 | 0 | 0 | 0 | 0
F4_Commercial_Small Retail_Existing_Cooling_Electric_RTU_E6 | F4 | Commercial | Small Retail | Existing | Cooling | Electric | RTU | E6 | RVT BC Ratio | 0 | 0 | 0 | 0 | 0 | 0 | 0 | 0 | 0 | 0 | 0 | 0 | 0 | 0 | 0 | 0 | 0 | 0 | 0 | 0 | 0 | 0 | 0 | 0 | 0 | 0 | 0 | 0 | 0 | 0
F4_Commercial_Small Retail_Existing_Cooling_Electric_RTU_E7 | F4 | Commercial | Small Retail | Existing | Cooling | Electric | RTU | E7 | RVT BC Ratio | 0 | 0 | 0 | 0 | 0 | 0 | 0 | 0 | 0 | 0 | 0 | 0 | 0 | 0 | 0 | 0 | 0 | 0 | 0 | 0 | 0 | 0 | 0 | 0 | 0 | 0 | 0 | 0 | 0 | 0
F4_Commercial_Small Retail_Existing_Cooling_Electric_RTU_E8 | F4 | Commercial | Small Retail | Existing | Cooling | Electric | RTU | E8 | RVT BC Ratio | 0 | 0 | 0 | 0 | 0 | 0 | 0 | 0 | 0 | 0 | 0 | 0 | 0 | 0 | 0 | 0 | 0 | 0 | 0 | 0 | 0 | 0 | 0 | 0 | 0 | 0 | 0 | 0 | 0 | 0
F4_Commercial_Small Retail_Existing_Cooling_Electric_RTU_E9 | F4 | Commercial | Small Retail | Existing | Cooling | Electric | RTU | E9 | RVT BC Ratio | 0 | 0 | 0 | 0 | 0 | 0 | 0 | 0 | 0 | 0 | 0 | 0 | 0 | 0 | 0 | 0 | 0 | 0 | 0 | 0 | 0 | 0 | 0 | 0 | 0 | 0 | 0 | 0 | 0 | 0
F4_Commercial_Small Retail_Existing_Cooling_Electric_RTU_E10 | F4 | Commercial | Small Retail | Existing | Cooling | Electric | RTU | E10 | RVT BC Ratio | 0 | 0 | 0 | 0 | 0 | 0 | 0 | 0 | 0 | 0 | 0 | 0 | 0 | 0 | 0 | 0 | 0 | 0 | 0 | 0 | 0 | 0 | 0 | 0 | 0 | 0 | 0 | 0 | 0 | 0
F5_Commercial_Small Retail_Existing_Cooling_Electric_RTU_E1 | F5 | Commercial | Small Retail | Existing | Cooling | Electric | RTU | E1 | RIM BC Ratio | 0 | 0 | 0 | 0 | 0 | 0 | 0 | 0 | 0 | 0 | 0 | 0 | 0 | 0 | 0 | 0 | 0 | 0 | 0 | 0 | 0 | 0 | 0 | 0 | 0 | 0 | 0 | 0 | 0 | 0
F5_Commercial_Small Retail_Existing_Cooling_Electric_RTU_E2 | F5 | Commercial | Small Retail | Existing | Cooling | Electric | RTU | E2 | RIM BC Ratio | 0 | 0 | 0 | 0 | 0 | 0 | 0 | 0 | 0 | 0 | 0 | 0 | 0 | 0 | 0 | 0 | 0 | 0 | 0 | 0 | 0 | 0 | 0 | 0 | 0 | 0 | 0 | 0 | 0 | 0
F5_Commercial_Small Retail_Existing_Cooling_Electric_RTU_E3 | F5 | Commercial | Small Retail | Existing | Cooling | Electric | RTU | E3 | RIM BC Ratio | 0 | 0 | 0 | 0 | 0 | 0 | 0 | 0 | 0 | 0 | 0 | 0 | 0 | 0 | 0 | 0 | 0 | 0 | 0 | 0 | 0 | 0 | 0 | 0 | 0 | 0 | 0 | 0 | 0 | 0
F5_Commercial_Small Retail_Existing_Cooling_Electric_RTU_E4 | F5 | Commercial | Small Retail | Existing | Cooling | Electric | RTU | E4 | RIM BC Ratio | 0 | 0 | 0 | 0 | 0 | 0 | 0 | 0 | 0 | 0 | 0 | 0 | 0 | 0 | 0 | 0 | 0 | 0 | 0 | 0 | 0 | 0 | 0 | 0 | 0 | 0 | 0 | 0 | 0 | 0
F5_Commercial_Small Retail_Existing_Cooling_Electric_RTU_E5 | F5 | Commercial | Small Retail | Existing | Cooling | Electric | RTU | E5 | RIM BC Ratio | 0 | 0 | 0 | 0 | 0 | 0 | 0 | 0 | 0 | 0 | 0 | 0 | 0 | 0 | 0 | 0 | 0 | 0 | 0 | 0 | 0 | 0 | 0 | 0 | 0 | 0 | 0 | 0 | 0 | 0
F5_Commercial_Small Retail_Existing_Cooling_Electric_RTU_E6 | F5 | Commercial | Small Retail | Existing | Cooling | Electric | RTU | E6 | RIM BC Ratio | 0 | 0 | 0 | 0 | 0 | 0 | 0 | 0 | 0 | 0 | 0 | 0 | 0 | 0 | 0 | 0 | 0 | 0 | 0 | 0 | 0 | 0 | 0 | 0 | 0 | 0 | 0 | 0 | 0 | 0
F5_Commercial_Small Retail_Existing_Cooling_Electric_RTU_E7 | F5 | Commercial | Small Retail | Existing | Cooling | Electric | RTU | E7 | RIM BC Ratio | 0 | 0 | 0 | 0 | 0 | 0 | 0 | 0 | 0 | 0 | 0 | 0 | 0 | 0 | 0 | 0 | 0 | 0 | 0 | 0 | 0 | 0 | 0 | 0 | 0 | 0 | 0 | 0 | 0 | 0
F5_Commercial_Small Retail_Existing_Cooling_Electric_RTU_E8 | F5 | Commercial | Small Retail | Existing | Cooling | Electric | RTU | E8 | RIM BC Ratio | 0 | 0 | 0 | 0 | 0 | 0 | 0 | 0 | 0 | 0 | 0 | 0 | 0 | 0 | 0 | 0 | 0 | 0 | 0 | 0 | 0 | 0 | 0 | 0 | 0 | 0 | 0 | 0 | 0 | 0
F5_Commercial_Small Retail_Existing_Cooling_Electric_RTU_E9 | F5 | Commercial | Small Retail | Existing | Cooling | Electric | RTU | E9 | RIM BC Ratio | 0 | 0 | 0 | 0 | 0 | 0 | 0 | 0 | 0 | 0 | 0 | 0 | 0 | 0 | 0 | 0 | 0 | 0 | 0 | 0 | 0 | 0 | 0 | 0 | 0 | 0 | 0 | 0 | 0 | 0
F5_Commercial_Small Retail_Existing_Cooling_Electric_RTU_E10 | F5 | Commercial | Small Retail | Existing | Cooling | Electric | RTU | E10 | RIM BC Ratio | 0 | 0 | 0 | 0 | 0 | 0 | 0 | 0 | 0 | 0 | 0 | 0 | 0 | 0 | 0 | 0 | 0 | 0 | 0 | 0 | 0 | 0 | 0 | 0 | 0 | 0 | 0 | 0 | 0 | 0
F0_Commercial_Small Retail_Existing_Cooling_Electric_Packaged Terminal AC_E0 | F0 | Commercial | Small Retail | Existing | Cooling | Electric | Packaged Terminal AC | E0 | Economic Unit | 0 | 0 | 0 | 0 | 0 | 0 | 0 | 0 | 0 | 0 | 0 | 0 | 0 | 0 | 0 | 0 | 0 | 0 | 0 | 0 | 0 | 0 | 0 | 0 | 0 | 0 | 0 | 0 | 0 | 0
F1_Commercial_Small Retail_Existing_Cooling_Electric_Packaged Terminal AC_E1 | F1 | Commercial | Small Retail | Existing | Cooling | Electric | Packaged Terminal AC | E1 | CCE | 0 | 0 | 0 | 0 | 0 | 0 | 0 | 0 | 0 | 0 | 0 | 0 | 0 | 0 | 0 | 0 | 0 | 0 | 0 | 0 | 0 | 0 | 0 | 0 | 0 | 0 | 0 | 0 | 0 | 0
F1_Commercial_Small Retail_Existing_Cooling_Electric_Packaged Terminal AC_E2 | F1 | Commercial | Small Retail | Existing | Cooling | Electric | Packaged Terminal AC | E2 | CCE | 0 | 0 | 0 | 0 | 0 | 0 | 0 | 0 | 0 | 0 | 0 | 0 | 0 | 0 | 0 | 0 | 0 | 0 | 0 | 0 | 0 | 0 | 0 | 0 | 0 | 0 | 0 | 0 | 0 | 0
F1_Commercial_Small Retail_Existing_Cooling_Electric_Packaged Terminal AC_E3 | F1 | Commercial | Small Retail | Existing | Cooling | Electric | Packaged Terminal AC | E3 | CCE | 0 | 0 | 0 | 0 | 0 | 0 | 0 | 0 | 0 | 0 | 0 | 0 | 0 | 0 | 0 | 0 | 0 | 0 | 0 | 0 | 0 | 0 | 0 | 0 | 0 | 0 | 0 | 0 | 0 | 0
F1_Commercial_Small Retail_Existing_Cooling_Electric_Packaged Terminal AC_E4 | F1 | Commercial | Small Retail | Existing | Cooling | Electric | Packaged Terminal AC | E4 | CCE | 0 | 0 | 0 | 0 | 0 | 0 | 0 | 0 | 0 | 0 | 0 | 0 | 0 | 0 | 0 | 0 | 0 | 0 | 0 | 0 | 0 | 0 | 0 | 0 | 0 | 0 | 0 | 0 | 0 | 0
F1_Commercial_Small Retail_Existing_Cooling_Electric_Packaged Terminal AC_E5 | F1 | Commercial | Small Retail | Existing | Cooling | Electric | Packaged Terminal AC | E5 | CCE | 0 | 0 | 0 | 0 | 0 | 0 | 0 | 0 | 0 | 0 | 0 | 0 | 0 | 0 | 0 | 0 | 0 | 0 | 0 | 0 | 0 | 0 | 0 | 0 | 0 | 0 | 0 | 0 | 0 | 0
F1_Commercial_Small Retail_Existing_Cooling_Electric_Packaged Terminal AC_E6 | F1 | Commercial | Small Retail | Existing | Cooling | Electric | Packaged Terminal AC | E6 | CCE | 0 | 0 | 0 | 0 | 0 | 0 | 0 | 0 | 0 | 0 | 0 | 0 | 0 | 0 | 0 | 0 | 0 | 0 | 0 | 0 | 0 | 0 | 0 | 0 | 0 | 0 | 0 | 0 | 0 | 0
F1_Commercial_Small Retail_Existing_Cooling_Electric_Packaged Terminal AC_E7 | F1 | Commercial | Small Retail | Existing | Cooling | Electric | Packaged Terminal AC | E7 | CCE | 0 | 0 | 0 | 0 | 0 | 0 | 0 | 0 | 0 | 0 | 0 | 0 | 0 | 0 | 0 | 0 | 0 | 0 | 0 | 0 | 0 | 0 | 0 | 0 | 0 | 0 | 0 | 0 | 0 | 0
F1_Commercial_Small Retail_Existing_Cooling_Electric_Packaged Terminal AC_E8 | F1 | Commercial | Small Retail | Existing | Cooling | Electric | Packaged Terminal AC | E8 | CCE | 0 | 0 | 0 | 0 | 0 | 0 | 0 | 0 | 0 | 0 | 0 | 0 | 0 | 0 | 0 | 0 | 0 | 0 | 0 | 0 | 0 | 0 | 0 | 0 | 0 | 0 | 0 | 0 | 0 | 0
F1_Commercial_Small Retail_Existing_Cooling_Electric_Packaged Terminal AC_E9 | F1 | Commercial | Small Retail | Existing | Cooling | Electric | Packaged Terminal AC | E9 | CCE | 0 | 0 | 0 | 0 | 0 | 0 | 0 | 0 | 0 | 0 | 0 | 0 | 0 | 0 | 0 | 0 | 0 | 0 | 0 | 0 | 0 | 0 | 0 | 0 | 0 | 0 | 0 | 0 | 0 | 0
F1_Commercial_Small Retail_Existing_Cooling_Electric_Packaged Terminal AC_E10 | F1 | Commercial | Small Retail | Existing | Cooling | Electric | Packaged Terminal AC | E10 | CCE | 0 | 0 | 0 | 0 | 0 | 0 | 0 | 0 | 0 | 0 | 0 | 0 | 0 | 0 | 0 | 0 | 0 | 0 | 0 | 0 | 0 | 0 | 0 | 0 | 0 | 0 | 0 | 0 | 0 | 0
F2_Commercial_Small Retail_Existing_Cooling_Electric_Packaged Terminal AC_E1 | F2 | Commercial | Small Retail | Existing | Cooling | Electric | Packaged Terminal AC | E1 | TRC BC Ratio | 0 | 0 | 0 | 0 | 0 | 0 | 0 | 0 | 0 | 0 | 0 | 0 | 0 | 0 | 0 | 0 | 0 | 0 | 0 | 0 | 0 | 0 | 0 | 0 | 0 | 0 | 0 | 0 | 0 | 0
F2_Commercial_Small Retail_Existing_Cooling_Electric_Packaged Terminal AC_E2 | F2 | Commercial | Small Retail | Existing | Cooling | Electric | Packaged Terminal AC | E2 | TRC BC Ratio | 0 | 0 | 0 | 0 | 0 | 0 | 0 | 0 | 0 | 0 | 0 | 0 | 0 | 0 | 0 | 0 | 0 | 0 | 0 | 0 | 0 | 0 | 0 | 0 | 0 | 0 | 0 | 0 | 0 | 0
F2_Commercial_Small Retail_Existing_Cooling_Electric_Packaged Terminal AC_E3 | F2 | Commercial | Small Retail | Existing | Cooling | Electric | Packaged Terminal AC | E3 | TRC BC Ratio | 0 | 0 | 0 | 0 | 0 | 0 | 0 | 0 | 0 | 0 | 0 | 0 | 0 | 0 | 0 | 0 | 0 | 0 | 0 | 0 | 0 | 0 | 0 | 0 | 0 | 0 | 0 | 0 | 0 | 0
F2_Commercial_Small Retail_Existing_Cooling_Electric_Packaged Terminal AC_E4 | F2 | Commercial | Small Retail | Existing | Cooling | Electric | Packaged Terminal AC | E4 | TRC BC Ratio | 0 | 0 | 0 | 0 | 0 | 0 | 0 | 0 | 0 | 0 | 0 | 0 | 0 | 0 | 0 | 0 | 0 | 0 | 0 | 0 | 0 | 0 | 0 | 0 | 0 | 0 | 0 | 0 | 0 | 0
F2_Commercial_Small Retail_Existing_Cooling_Electric_Packaged Terminal AC_E5 | F2 | Commercial | Small Retail | Existing | Cooling | Electric | Packaged Terminal AC | E5 | TRC BC Ratio | 0 | 0 | 0 | 0 | 0 | 0 | 0 | 0 | 0 | 0 | 0 | 0 | 0 | 0 | 0 | 0 | 0 | 0 | 0 | 0 | 0 | 0 | 0 | 0 | 0 | 0 | 0 | 0 | 0 | 0
F2_Commercial_Small Retail_Existing_Cooling_Electric_Packaged Terminal AC_E6 | F2 | Commercial | Small Retail | Existing | Cooling | Electric | Packaged Terminal AC | E6 | TRC BC Ratio | 0 | 0 | 0 | 0 | 0 | 0 | 0 | 0 | 0 | 0 | 0 | 0 | 0 | 0 | 0 | 0 | 0 | 0 | 0 | 0 | 0 | 0 | 0 | 0 | 0 | 0 | 0 | 0 | 0 | 0
F2_Commercial_Small Retail_Existing_Cooling_Electric_Packaged Terminal AC_E7 | F2 | Commercial | Small Retail | Existing | Cooling | Electric | Packaged Terminal AC | E7 | TRC BC Ratio | 0 | 0 | 0 | 0 | 0 | 0 | 0 | 0 | 0 | 0 | 0 | 0 | 0 | 0 | 0 | 0 | 0 | 0 | 0 | 0 | 0 | 0 | 0 | 0 | 0 | 0 | 0 | 0 | 0 | 0
F2_Commercial_Small Retail_Existing_Cooling_Electric_Packaged Terminal AC_E8 | F2 | Commercial | Small Retail | Existing | Cooling | Electric | Packaged Terminal AC | E8 | TRC BC Ratio | 0 | 0 | 0 | 0 | 0 | 0 | 0 | 0 | 0 | 0 | 0 | 0 | 0 | 0 | 0 | 0 | 0 | 0 | 0 | 0 | 0 | 0 | 0 | 0 | 0 | 0 | 0 | 0 | 0 | 0
F2_Commercial_Small Retail_Existing_Cooling_Electric_Packaged Terminal AC_E9 | F2 | Commercial | Small Retail | Existing | Cooling | Electric | Packaged Terminal AC | E9 | TRC BC Ratio | 0 | 0 | 0 | 0 | 0 | 0 | 0 | 0 | 0 | 0 | 0 | 0 | 0 | 0 | 0 | 0 | 0 | 0 | 0 | 0 | 0 | 0 | 0 | 0 | 0 | 0 | 0 | 0 | 0 | 0
F2_Commercial_Small Retail_Existing_Cooling_Electric_Packaged Terminal AC_E10 | F2 | Commercial | Small Retail | Existing | Cooling | Electric | Packaged Terminal AC | E10 | TRC BC Ratio | 0 | 0 | 0 | 0 | 0 | 0 | 0 | 0 | 0 | 0 | 0 | 0 | 0 | 0 | 0 | 0 | 0 | 0 | 0 | 0 | 0 | 0 | 0 | 0 | 0 | 0 | 0 | 0 | 0 | 0
F3_Commercial_Small Retail_Existing_Cooling_Electric_Packaged Terminal AC_E1 | F3 | Commercial | Small Retail | Existing | Cooling | Electric | Packaged Terminal AC | E1 | PACT BC Ratio | 0 | 0 | 0 | 0 | 0 | 0 | 0 | 0 | 0 | 0 | 0 | 0 | 0 | 0 | 0 | 0 | 0 | 0 | 0 | 0 | 0 | 0 | 0 | 0 | 0 | 0 | 0 | 0 | 0 | 0
F3_Commercial_Small Retail_Existing_Cooling_Electric_Packaged Terminal AC_E2 | F3 | Commercial | Small Retail | Existing | Cooling | Electric | Packaged Terminal AC | E2 | PACT BC Ratio | 0 | 0 | 0 | 0 | 0 | 0 | 0 | 0 | 0 | 0 | 0 | 0 | 0 | 0 | 0 | 0 | 0 | 0 | 0 | 0 | 0 | 0 | 0 | 0 | 0 | 0 | 0 | 0 | 0 | 0
F3_Commercial_Small Retail_Existing_Cooling_Electric_Packaged Terminal AC_E3 | F3 | Commercial | Small Retail | Existing | Cooling | Electric | Packaged Terminal AC | E3 | PACT BC Ratio | 0 | 0 | 0 | 0 | 0 | 0 | 0 | 0 | 0 | 0 | 0 | 0 | 0 | 0 | 0 | 0 | 0 | 0 | 0 | 0 | 0 | 0 | 0 | 0 | 0 | 0 | 0 | 0 | 0 | 0
F3_Commercial_Small Retail_Existing_Cooling_Electric_Packaged Terminal AC_E4 | F3 | Commercial | Small Retail | Existing | Cooling | Electric | Packaged Terminal AC | E4 | PACT BC Ratio | 0 | 0 | 0 | 0 | 0 | 0 | 0 | 0 | 0 | 0 | 0 | 0 | 0 | 0 | 0 | 0 | 0 | 0 | 0 | 0 | 0 | 0 | 0 | 0 | 0 | 0 | 0 | 0 | 0 | 0
F3_Commercial_Small Retail_Existing_Cooling_Electric_Packaged Terminal AC_E5 | F3 | Commercial | Small Retail | Existing | Cooling | Electric | Packaged Terminal AC | E5 | PACT BC Ratio | 0 | 0 | 0 | 0 | 0 | 0 | 0 | 0 | 0 | 0 | 0 | 0 | 0 | 0 | 0 | 0 | 0 | 0 | 0 | 0 | 0 | 0 | 0 | 0 | 0 | 0 | 0 | 0 | 0 | 0
F3_Commercial_Small Retail_Existing_Cooling_Electric_Packaged Terminal AC_E6 | F3 | Commercial | Small Retail | Existing | Cooling | Electric | Packaged Terminal AC | E6 | PACT BC Ratio | 0 | 0 | 0 | 0 | 0 | 0 | 0 | 0 | 0 | 0 | 0 | 0 | 0 | 0 | 0 | 0 | 0 | 0 | 0 | 0 | 0 | 0 | 0 | 0 | 0 | 0 | 0 | 0 | 0 | 0
F3_Commercial_Small Retail_Existing_Cooling_Electric_Packaged Terminal AC_E7 | F3 | Commercial | Small Retail | Existing | Cooling | Electric | Packaged Terminal AC | E7 | PACT BC Ratio | 0 | 0 | 0 | 0 | 0 | 0 | 0 | 0 | 0 | 0 | 0 | 0 | 0 | 0 | 0 | 0 | 0 | 0 | 0 | 0 | 0 | 0 | 0 | 0 | 0 | 0 | 0 | 0 | 0 | 0
F3_Commercial_Small Retail_Existing_Cooling_Electric_Packaged Terminal AC_E8 | F3 | Commercial | Small Retail | Existing | Cooling | Electric | Packaged Terminal AC | E8 | PACT BC Ratio | 0 | 0 | 0 | 0 | 0 | 0 | 0 | 0 | 0 | 0 | 0 | 0 | 0 | 0 | 0 | 0 | 0 | 0 | 0 | 0 | 0 | 0 | 0 | 0 | 0 | 0 | 0 | 0 | 0 | 0
F3_Commercial_Small Retail_Existing_Cooling_Electric_Packaged Terminal AC_E9 | F3 | Commercial | Small Retail | Existing | Cooling | Electric | Packaged Terminal AC | E9 | PACT BC Ratio | 0 | 0 | 0 | 0 | 0 | 0 | 0 | 0 | 0 | 0 | 0 | 0 | 0 | 0 | 0 | 0 | 0 | 0 | 0 | 0 | 0 | 0 | 0 | 0 | 0 | 0 | 0 | 0 | 0 | 0
F3_Commercial_Small Retail_Existing_Cooling_Electric_Packaged Terminal AC_E10 | F3 | Commercial | Small Retail | Existing | Cooling | Electric | Packaged Terminal AC | E10 | PACT BC Ratio | 0 | 0 | 0 | 0 | 0 | 0 | 0 | 0 | 0 | 0 | 0 | 0 | 0 | 0 | 0 | 0 | 0 | 0 | 0 | 0 | 0 | 0 | 0 | 0 | 0 | 0 | 0 | 0 | 0 | 0
F4_Commercial_Small Retail_Existing_Cooling_Electric_Packaged Terminal AC_E1 | F4 | Commercial | Small Retail | Existing | Cooling | Electric | Packaged Terminal AC | E1 | RVT BC Ratio | 0 | 0 | 0 | 0 | 0 | 0 | 0 | 0 | 0 | 0 | 0 | 0 | 0 | 0 | 0 | 0 | 0 | 0 | 0 | 0 | 0 | 0 | 0 | 0 | 0 | 0 | 0 | 0 | 0 | 0
F4_Commercial_Small Retail_Existing_Cooling_Electric_Packaged Terminal AC_E2 | F4 | Commercial | Small Retail | Existing | Cooling | Electric | Packaged Terminal AC | E2 | RVT BC Ratio | 0 | 0 | 0 | 0 | 0 | 0 | 0 | 0 | 0 | 0 | 0 | 0 | 0 | 0 | 0 | 0 | 0 | 0 | 0 | 0 | 0 | 0 | 0 | 0 | 0 | 0 | 0 | 0 | 0 | 0
F4_Commercial_Small Retail_Existing_Cooling_Electric_Packaged Terminal AC_E3 | F4 | Commercial | Small Retail | Existing | Cooling | Electric | Packaged Terminal AC | E3 | RVT BC Ratio | 0 | 0 | 0 | 0 | 0 | 0 | 0 | 0 | 0 | 0 | 0 | 0 | 0 | 0 | 0 | 0 | 0 | 0 | 0 | 0 | 0 | 0 | 0 | 0 | 0 | 0 | 0 | 0 | 0 | 0
F4_Commercial_Small Retail_Existing_Cooling_Electric_Packaged Terminal AC_E4 | F4 | Commercial | Small Retail | Existing | Cooling | Electric | Packaged Terminal AC | E4 | RVT BC Ratio | 0 | 0 | 0 | 0 | 0 | 0 | 0 | 0 | 0 | 0 | 0 | 0 | 0 | 0 | 0 | 0 | 0 | 0 | 0 | 0 | 0 | 0 | 0 | 0 | 0 | 0 | 0 | 0 | 0 | 0
F4_Commercial_Small Retail_Existing_Cooling_Electric_Packaged Terminal AC_E5 | F4 | Commercial | Small Retail | Existing | Cooling | Electric | Packaged Terminal AC | E5 | RVT BC Ratio | 0 | 0 | 0 | 0 | 0 | 0 | 0 | 0 | 0 | 0 | 0 | 0 | 0 | 0 | 0 | 0 | 0 | 0 | 0 | 0 | 0 | 0 | 0 | 0 | 0 | 0 | 0 | 0 | 0 | 0
F4_Commercial_Small Retail_Existing_Cooling_Electric_Packaged Terminal AC_E6 | F4 | Commercial | Small Retail | Existing | Cooling | Electric | Packaged Terminal AC | E6 | RVT BC Ratio | 0 | 0 | 0 | 0 | 0 | 0 | 0 | 0 | 0 | 0 | 0 | 0 | 0 | 0 | 0 | 0 | 0 | 0 | 0 | 0 | 0 | 0 | 0 | 0 | 0 | 0 | 0 | 0 | 0 | 0
F4_Commercial_Small Retail_Existing_Cooling_Electric_Packaged Terminal AC_E7 | F4 | Commercial | Small Retail | Existing | Cooling | Electric | Packaged Terminal AC | E7 | RVT BC Ratio | 0 | 0 | 0 | 0 | 0 | 0 | 0 | 0 | 0 | 0 | 0 | 0 | 0 | 0 | 0 | 0 | 0 | 0 | 0 | 0 | 0 | 0 | 0 | 0 | 0 | 0 | 0 | 0 | 0 | 0
F4_Commercial_Small Retail_Existing_Cooling_Electric_Packaged Terminal AC_E8 | F4 | Commercial | Small Retail | Existing | Cooling | Electric | Packaged Terminal AC | E8 | RVT BC Ratio | 0 | 0 | 0 | 0 | 0 | 0 | 0 | 0 | 0 | 0 | 0 | 0 | 0 | 0 | 0 | 0 | 0 | 0 | 0 | 0 | 0 | 0 | 0 | 0 | 0 | 0 | 0 | 0 | 0 | 0
F4_Commercial_Small Retail_Existing_Cooling_Electric_Packaged Terminal AC_E9 | F4 | Commercial | Small Retail | Existing | Cooling | Electric | Packaged Terminal AC | E9 | RVT BC Ratio | 0 | 0 | 0 | 0 | 0 | 0 | 0 | 0 | 0 | 0 | 0 | 0 | 0 | 0 | 0 | 0 | 0 | 0 | 0 | 0 | 0 | 0 | 0 | 0 | 0 | 0 | 0 | 0 | 0 | 0
F4_Commercial_Small Retail_Existing_Cooling_Electric_Packaged Terminal AC_E10 | F4 | Commercial | Small Retail | Existing | Cooling | Electric | Packaged Terminal AC | E10 | RVT BC Ratio | 0 | 0 | 0 | 0 | 0 | 0 | 0 | 0 | 0 | 0 | 0 | 0 | 0 | 0 | 0 | 0 | 0 | 0 | 0 | 0 | 0 | 0 | 0 | 0 | 0 | 0 | 0 | 0 | 0 | 0
F5_Commercial_Small Retail_Existing_Cooling_Electric_Packaged Terminal AC_E1 | F5 | Commercial | Small Retail | Existing | Cooling | Electric | Packaged Terminal AC | E1 | RIM BC Ratio | 0 | 0 | 0 | 0 | 0 | 0 | 0 | 0 | 0 | 0 | 0 | 0 | 0 | 0 | 0 | 0 | 0 | 0 | 0 | 0 | 0 | 0 | 0 | 0 | 0 | 0 | 0 | 0 | 0 | 0
F5_Commercial_Small Retail_Existing_Cooling_Electric_Packaged Terminal AC_E2 | F5 | Commercial | Small Retail | Existing | Cooling | Electric | Packaged Terminal AC | E2 | RIM BC Ratio | 0 | 0 | 0 | 0 | 0 | 0 | 0 | 0 | 0 | 0 | 0 | 0 | 0 | 0 | 0 | 0 | 0 | 0 | 0 | 0 | 0 | 0 | 0 | 0 | 0 | 0 | 0 | 0 | 0 | 0
F5_Commercial_Small Retail_Existing_Cooling_Electric_Packaged Terminal AC_E3 | F5 | Commercial | Small Retail | Existing | Cooling | Electric | Packaged Terminal AC | E3 | RIM BC Ratio | 0 | 0 | 0 | 0 | 0 | 0 | 0 | 0 | 0 | 0 | 0 | 0 | 0 | 0 | 0 | 0 | 0 | 0 | 0 | 0 | 0 | 0 | 0 | 0 | 0 | 0 | 0 | 0 | 0 | 0
F5_Commercial_Small Retail_Existing_Cooling_Electric_Packaged Terminal AC_E4 | F5 | Commercial | Small Retail | Existing | Cooling | Electric | Packaged Terminal AC | E4 | RIM BC Ratio | 0 | 0 | 0 | 0 | 0 | 0 | 0 | 0 | 0 | 0 | 0 | 0 | 0 | 0 | 0 | 0 | 0 | 0 | 0 | 0 | 0 | 0 | 0 | 0 | 0 | 0 | 0 | 0 | 0 | 0
F5_Commercial_Small Retail_Existing_Cooling_Electric_Packaged Terminal AC_E5 | F5 | Commercial | Small Retail | Existing | Cooling | Electric | Packaged Terminal AC | E5 | RIM BC Ratio | 0 | 0 | 0 | 0 | 0 | 0 | 0 | 0 | 0 | 0 | 0 | 0 | 0 | 0 | 0 | 0 | 0 | 0 | 0 | 0 | 0 | 0 | 0 | 0 | 0 | 0 | 0 | 0 | 0 | 0
F5_Commercial_Small Retail_Existing_Cooling_Electric_Packaged Terminal AC_E6 | F5 | Commercial | Small Retail | Existing | Cooling | Electric | Packaged Terminal AC | E6 | RIM BC Ratio | 0 | 0 | 0 | 0 | 0 | 0 | 0 | 0 | 0 | 0 | 0 | 0 | 0 | 0 | 0 | 0 | 0 | 0 | 0 | 0 | 0 | 0 | 0 | 0 | 0 | 0 | 0 | 0 | 0 | 0
F5_Commercial_Small Retail_Existing_Cooling_Electric_Packaged Terminal AC_E7 | F5 | Commercial | Small Retail | Existing | Cooling | Electric | Packaged Terminal AC | E7 | RIM BC Ratio | 0 | 0 | 0 | 0 | 0 | 0 | 0 | 0 | 0 | 0 | 0 | 0 | 0 | 0 | 0 | 0 | 0 | 0 | 0 | 0 | 0 | 0 | 0 | 0 | 0 | 0 | 0 | 0 | 0 | 0
F5_Commercial_Small Retail_Existing_Cooling_Electric_Packaged Terminal AC_E8 | F5 | Commercial | Small Retail | Existing | Cooling | Electric | Packaged Terminal AC | E8 | RIM BC Ratio | 0 | 0 | 0 | 0 | 0 | 0 | 0 | 0 | 0 | 0 | 0 | 0 | 0 | 0 | 0 | 0 | 0 | 0 | 0 | 0 | 0 | 0 | 0 | 0 | 0 | 0 | 0 | 0 | 0 | 0
F5_Commercial_Small Retail_Existing_Cooling_Electric_Packaged Terminal AC_E9 | F5 | Commercial | Small Retail | Existing | Cooling | Electric | Packaged Terminal AC | E9 | RIM BC Ratio | 0 | 0 | 0 | 0 | 0 | 0 | 0 | 0 | 0 | 0 | 0 | 0 | 0 | 0 | 0 | 0 | 0 | 0 | 0 | 0 | 0 | 0 | 0 | 0 | 0 | 0 | 0 | 0 | 0 | 0
F5_Commercial_Small Retail_Existing_Cooling_Electric_Packaged Terminal AC_E10 | F5 | Commercial | Small Retail | Existing | Cooling | Electric | Packaged Terminal AC | E10 | RIM BC Ratio | 0 | 0 | 0 | 0 | 0 | 0 | 0 | 0 | 0 | 0 | 0 | 0 | 0 | 0 | 0 | 0 | 0 | 0 | 0 | 0 | 0 | 0 | 0 | 0 | 0 | 0 | 0 | 0 | 0 | 0
F0_Commercial_Small Retail_Existing_Cooling_Electric_Packaged Terminal HP_E0 | F0 | Commercial | Small Retail | Existing | Cooling | Electric | Packaged Terminal HP | E0 | Economic Unit | 0 | 0 | 0 | 0 | 0 | 0 | 0 | 0 | 0 | 0 | 0 | 0 | 0 | 0 | 0 | 0 | 0 | 0 | 0 | 0 | 0 | 0 | 0 | 0 | 0 | 0 | 0 | 0 | 0 | 0
F1_Commercial_Small Retail_Existing_Cooling_Electric_Packaged Terminal HP_E1 | F1 | Commercial | Small Retail | Existing | Cooling | Electric | Packaged Terminal HP | E1 | CCE | 0 | 0 | 0 | 0 | 0 | 0 | 0 | 0 | 0 | 0 | 0 | 0 | 0 | 0 | 0 | 0 | 0 | 0 | 0 | 0 | 0 | 0 | 0 | 0 | 0 | 0 | 0 | 0 | 0 | 0
F1_Commercial_Small Retail_Existing_Cooling_Electric_Packaged Terminal HP_E2 | F1 | Commercial | Small Retail | Existing | Cooling | Electric | Packaged Terminal HP | E2 | CCE | 0 | 0 | 0 | 0 | 0 | 0 | 0 | 0 | 0 | 0 | 0 | 0 | 0 | 0 | 0 | 0 | 0 | 0 | 0 | 0 | 0 | 0 | 0 | 0 | 0 | 0 | 0 | 0 | 0 | 0
F1_Commercial_Small Retail_Existing_Cooling_Electric_Packaged Terminal HP_E3 | F1 | Commercial | Small Retail | Existing | Cooling | Electric | Packaged Terminal HP | E3 | CCE | 0 | 0 | 0 | 0 | 0 | 0 | 0 | 0 | 0 | 0 | 0 | 0 | 0 | 0 | 0 | 0 | 0 | 0 | 0 | 0 | 0 | 0 | 0 | 0 | 0 | 0 | 0 | 0 | 0 | 0
F1_Commercial_Small Retail_Existing_Cooling_Electric_Packaged Terminal HP_E4 | F1 | Commercial | Small Retail | Existing | Cooling | Electric | Packaged Terminal HP | E4 | CCE | 0 | 0 | 0 | 0 | 0 | 0 | 0 | 0 | 0 | 0 | 0 | 0 | 0 | 0 | 0 | 0 | 0 | 0 | 0 | 0 | 0 | 0 | 0 | 0 | 0 | 0 | 0 | 0 | 0 | 0
F1_Commercial_Small Retail_Existing_Cooling_Electric_Packaged Terminal HP_E5 | F1 | Commercial | Small Retail | Existing | Cooling | Electric | Packaged Terminal HP | E5 | CCE | 0 | 0 | 0 | 0 | 0 | 0 | 0 | 0 | 0 | 0 | 0 | 0 | 0 | 0 | 0 | 0 | 0 | 0 | 0 | 0 | 0 | 0 | 0 | 0 | 0 | 0 | 0 | 0 | 0 | 0
F1_Commercial_Small Retail_Existing_Cooling_Electric_Packaged Terminal HP_E6 | F1 | Commercial | Small Retail | Existing | Cooling | Electric | Packaged Terminal HP | E6 | CCE | 0 | 0 | 0 | 0 | 0 | 0 | 0 | 0 | 0 | 0 | 0 | 0 | 0 | 0 | 0 | 0 | 0 | 0 | 0 | 0 | 0 | 0 | 0 | 0 | 0 | 0 | 0 | 0 | 0 | 0
F1_Commercial_Small Retail_Existing_Cooling_Electric_Packaged Terminal HP_E7 | F1 | Commercial | Small Retail | Existing | Cooling | Electric | Packaged Terminal HP | E7 | CCE | 0 | 0 | 0 | 0 | 0 | 0 | 0 | 0 | 0 | 0 | 0 | 0 | 0 | 0 | 0 | 0 | 0 | 0 | 0 | 0 | 0 | 0 | 0 | 0 | 0 | 0 | 0 | 0 | 0 | 0
F1_Commercial_Small Retail_Existing_Cooling_Electric_Packaged Terminal HP_E8 | F1 | Commercial | Small Retail | Existing | Cooling | Electric | Packaged Terminal HP | E8 | CCE | 0 | 0 | 0 | 0 | 0 | 0 | 0 | 0 | 0 | 0 | 0 | 0 | 0 | 0 | 0 | 0 | 0 | 0 | 0 | 0 | 0 | 0 | 0 | 0 | 0 | 0 | 0 | 0 | 0 | 0
F1_Commercial_Small Retail_Existing_Cooling_Electric_Packaged Terminal HP_E9 | F1 | Commercial | Small Retail | Existing | Cooling | Electric | Packaged Terminal HP | E9 | CCE | 0 | 0 | 0 | 0 | 0 | 0 | 0 | 0 | 0 | 0 | 0 | 0 | 0 | 0 | 0 | 0 | 0 | 0 | 0 | 0 | 0 | 0 | 0 | 0 | 0 | 0 | 0 | 0 | 0 | 0
F1_Commercial_Small Retail_Existing_Cooling_Electric_Packaged Terminal HP_E10 | F1 | Commercial | Small Retail | Existing | Cooling | Electric | Packaged Terminal HP | E10 | CCE | 0 | 0 | 0 | 0 | 0 | 0 | 0 | 0 | 0 | 0 | 0 | 0 | 0 | 0 | 0 | 0 | 0 | 0 | 0 | 0 | 0 | 0 | 0 | 0 | 0 | 0 | 0 | 0 | 0 | 0
F2_Commercial_Small Retail_Existing_Cooling_Electric_Packaged Terminal HP_E1 | F2 | Commercial | Small Retail | Existing | Cooling | Electric | Packaged Terminal HP | E1 | TRC BC Ratio | 0 | 0 | 0 | 0 | 0 | 0 | 0 | 0 | 0 | 0 | 0 | 0 | 0 | 0 | 0 | 0 | 0 | 0 | 0 | 0 | 0 | 0 | 0 | 0 | 0 | 0 | 0 | 0 | 0 | 0
F2_Commercial_Small Retail_Existing_Cooling_Electric_Packaged Terminal HP_E2 | F2 | Commercial | Small Retail | Existing | Cooling | Electric | Packaged Terminal HP | E2 | TRC BC Ratio | 0 | 0 | 0 | 0 | 0 | 0 | 0 | 0 | 0 | 0 | 0 | 0 | 0 | 0 | 0 | 0 | 0 | 0 | 0 | 0 | 0 | 0 | 0 | 0 | 0 | 0 | 0 | 0 | 0 | 0
F2_Commercial_Small Retail_Existing_Cooling_Electric_Packaged Terminal HP_E3 | F2 | Commercial | Small Retail | Existing | Cooling | Electric | Packaged Terminal HP | E3 | TRC BC Ratio | 0 | 0 | 0 | 0 | 0 | 0 | 0 | 0 | 0 | 0 | 0 | 0 | 0 | 0 | 0 | 0 | 0 | 0 | 0 | 0 | 0 | 0 | 0 | 0 | 0 | 0 | 0 | 0 | 0 | 0
F2_Commercial_Small Retail_Existing_Cooling_Electric_Packaged Terminal HP_E4 | F2 | Commercial | Small Retail | Existing | Cooling | Electric | Packaged Terminal HP | E4 | TRC BC Ratio | 0 | 0 | 0 | 0 | 0 | 0 | 0 | 0 | 0 | 0 | 0 | 0 | 0 | 0 | 0 | 0 | 0 | 0 | 0 | 0 | 0 | 0 | 0 | 0 | 0 | 0 | 0 | 0 | 0 | 0
F2_Commercial_Small Retail_Existing_Cooling_Electric_Packaged Terminal HP_E5 | F2 | Commercial | Small Retail | Existing | Cooling | Electric | Packaged Terminal HP | E5 | TRC BC Ratio | 0 | 0 | 0 | 0 | 0 | 0 | 0 | 0 | 0 | 0 | 0 | 0 | 0 | 0 | 0 | 0 | 0 | 0 | 0 | 0 | 0 | 0 | 0 | 0 | 0 | 0 | 0 | 0 | 0 | 0
F2_Commercial_Small Retail_Existing_Cooling_Electric_Packaged Terminal HP_E6 | F2 | Commercial | Small Retail | Existing | Cooling | Electric | Packaged Terminal HP | E6 | TRC BC Ratio | 0 | 0 | 0 | 0 | 0 | 0 | 0 | 0 | 0 | 0 | 0 | 0 | 0 | 0 | 0 | 0 | 0 | 0 | 0 | 0 | 0 | 0 | 0 | 0 | 0 | 0 | 0 | 0 | 0 | 0
F2_Commercial_Small Retail_Existing_Cooling_Electric_Packaged Terminal HP_E7 | F2 | Commercial | Small Retail | Existing | Cooling | Electric | Packaged Terminal HP | E7 | TRC BC Ratio | 0 | 0 | 0 | 0 | 0 | 0 | 0 | 0 | 0 | 0 | 0 | 0 | 0 | 0 | 0 | 0 | 0 | 0 | 0 | 0 | 0 | 0 | 0 | 0 | 0 | 0 | 0 | 0 | 0 | 0
F2_Commercial_Small Retail_Existing_Cooling_Electric_Packaged Terminal HP_E8 | F2 | Commercial | Small Retail | Existing | Cooling | Electric | Packaged Terminal HP | E8 | TRC BC Ratio | 0 | 0 | 0 | 0 | 0 | 0 | 0 | 0 | 0 | 0 | 0 | 0 | 0 | 0 | 0 | 0 | 0 | 0 | 0 | 0 | 0 | 0 | 0 | 0 | 0 | 0 | 0 | 0 | 0 | 0
F2_Commercial_Small Retail_Existing_Cooling_Electric_Packaged Terminal HP_E9 | F2 | Commercial | Small Retail | Existing | Cooling | Electric | Packaged Terminal HP | E9 | TRC BC Ratio | 0 | 0 | 0 | 0 | 0 | 0 | 0 | 0 | 0 | 0 | 0 | 0 | 0 | 0 | 0 | 0 | 0 | 0 | 0 | 0 | 0 | 0 | 0 | 0 | 0 | 0 | 0 | 0 | 0 | 0
F2_Commercial_Small Retail_Existing_Cooling_Electric_Packaged Terminal HP_E10 | F2 | Commercial | Small Retail | Existing | Cooling | Electric | Packaged Terminal HP | E10 | TRC BC Ratio | 0 | 0 | 0 | 0 | 0 | 0 | 0 | 0 | 0 | 0 | 0 | 0 | 0 | 0 | 0 | 0 | 0 | 0 | 0 | 0 | 0 | 0 | 0 | 0 | 0 | 0 | 0 | 0 | 0 | 0
F3_Commercial_Small Retail_Existing_Cooling_Electric_Packaged Terminal HP_E1 | F3 | Commercial | Small Retail | Existing | Cooling | Electric | Packaged Terminal HP | E1 | PACT BC Ratio | 0 | 0 | 0 | 0 | 0 | 0 | 0 | 0 | 0 | 0 | 0 | 0 | 0 | 0 | 0 | 0 | 0 | 0 | 0 | 0 | 0 | 0 | 0 | 0 | 0 | 0 | 0 | 0 | 0 | 0
F3_Commercial_Small Retail_Existing_Cooling_Electric_Packaged Terminal HP_E2 | F3 | Commercial | Small Retail | Existing | Cooling | Electric | Packaged Terminal HP | E2 | PACT BC Ratio | 0 | 0 | 0 | 0 | 0 | 0 | 0 | 0 | 0 | 0 | 0 | 0 | 0 | 0 | 0 | 0 | 0 | 0 | 0 | 0 | 0 | 0 | 0 | 0 | 0 | 0 | 0 | 0 | 0 | 0
F3_Commercial_Small Retail_Existing_Cooling_Electric_Packaged Terminal HP_E3 | F3 | Commercial | Small Retail | Existing | Cooling | Electric | Packaged Terminal HP | E3 | PACT BC Ratio | 0 | 0 | 0 | 0 | 0 | 0 | 0 | 0 | 0 | 0 | 0 | 0 | 0 | 0 | 0 | 0 | 0 | 0 | 0 | 0 | 0 | 0 | 0 | 0 | 0 | 0 | 0 | 0 | 0 | 0
F3_Commercial_Small Retail_Existing_Cooling_Electric_Packaged Terminal HP_E4 | F3 | Commercial | Small Retail | Existing | Cooling | Electric | Packaged Terminal HP | E4 | PACT BC Ratio | 0 | 0 | 0 | 0 | 0 | 0 | 0 | 0 | 0 | 0 | 0 | 0 | 0 | 0 | 0 | 0 | 0 | 0 | 0 | 0 | 0 | 0 | 0 | 0 | 0 | 0 | 0 | 0 | 0 | 0
F3_Commercial_Small Retail_Existing_Cooling_Electric_Packaged Terminal HP_E5 | F3 | Commercial | Small Retail | Existing | Cooling | Electric | Packaged Terminal HP | E5 | PACT BC Ratio | 0 | 0 | 0 | 0 | 0 | 0 | 0 | 0 | 0 | 0 | 0 | 0 | 0 | 0 | 0 | 0 | 0 | 0 | 0 | 0 | 0 | 0 | 0 | 0 | 0 | 0 | 0 | 0 | 0 | 0
F3_Commercial_Small Retail_Existing_Cooling_Electric_Packaged Terminal HP_E6 | F3 | Commercial | Small Retail | Existing | Cooling | Electric | Packaged Terminal HP | E6 | PACT BC Ratio | 0 | 0 | 0 | 0 | 0 | 0 | 0 | 0 | 0 | 0 | 0 | 0 | 0 | 0 | 0 | 0 | 0 | 0 | 0 | 0 | 0 | 0 | 0 | 0 | 0 | 0 | 0 | 0 | 0 | 0
F3_Commercial_Small Retail_Existing_Cooling_Electric_Packaged Terminal HP_E7 | F3 | Commercial | Small Retail | Existing | Cooling | Electric | Packaged Terminal HP | E7 | PACT BC Ratio | 0 | 0 | 0 | 0 | 0 | 0 | 0 | 0 | 0 | 0 | 0 | 0 | 0 | 0 | 0 | 0 | 0 | 0 | 0 | 0 | 0 | 0 | 0 | 0 | 0 | 0 | 0 | 0 | 0 | 0
F3_Commercial_Small Retail_Existing_Cooling_Electric_Packaged Terminal HP_E8 | F3 | Commercial | Small Retail | Existing | Cooling | Electric | Packaged Terminal HP | E8 | PACT BC Ratio | 0 | 0 | 0 | 0 | 0 | 0 | 0 | 0 | 0 | 0 | 0 | 0 | 0 | 0 | 0 | 0 | 0 | 0 | 0 | 0 | 0 | 0 | 0 | 0 | 0 | 0 | 0 | 0 | 0 | 0
F3_Commercial_Small Retail_Existing_Cooling_Electric_Packaged Terminal HP_E9 | F3 | Commercial | Small Retail | Existing | Cooling | Electric | Packaged Terminal HP | E9 | PACT BC Ratio | 0 | 0 | 0 | 0 | 0 | 0 | 0 | 0 | 0 | 0 | 0 | 0 | 0 | 0 | 0 | 0 | 0 | 0 | 0 | 0 | 0 | 0 | 0 | 0 | 0 | 0 | 0 | 0 | 0 | 0
F3_Commercial_Small Retail_Existing_Cooling_Electric_Packaged Terminal HP_E10 | F3 | Commercial | Small Retail | Existing | Cooling | Electric | Packaged Terminal HP | E10 | PACT BC Ratio | 0 | 0 | 0 | 0 | 0 | 0 | 0 | 0 | 0 | 0 | 0 | 0 | 0 | 0 | 0 | 0 | 0 | 0 | 0 | 0 | 0 | 0 | 0 | 0 | 0 | 0 | 0 | 0 | 0 | 0
F4_Commercial_Small Retail_Existing_Cooling_Electric_Packaged Terminal HP_E1 | F4 | Commercial | Small Retail | Existing | Cooling | Electric | Packaged Terminal HP | E1 | RVT BC Ratio | 0 | 0 | 0 | 0 | 0 | 0 | 0 | 0 | 0 | 0 | 0 | 0 | 0 | 0 | 0 | 0 | 0 | 0 | 0 | 0 | 0 | 0 | 0 | 0 | 0 | 0 | 0 | 0 | 0 | 0
F4_Commercial_Small Retail_Existing_Cooling_Electric_Packaged Terminal HP_E2 | F4 | Commercial | Small Retail | Existing | Cooling | Electric | Packaged Terminal HP | E2 | RVT BC Ratio | 0 | 0 | 0 | 0 | 0 | 0 | 0 | 0 | 0 | 0 | 0 | 0 | 0 | 0 | 0 | 0 | 0 | 0 | 0 | 0 | 0 | 0 | 0 | 0 | 0 | 0 | 0 | 0 | 0 | 0
F4_Commercial_Small Retail_Existing_Cooling_Electric_Packaged Terminal HP_E3 | F4 | Commercial | Small Retail | Existing | Cooling | Electric | Packaged Terminal HP | E3 | RVT BC Ratio | 0 | 0 | 0 | 0 | 0 | 0 | 0 | 0 | 0 | 0 | 0 | 0 | 0 | 0 | 0 | 0 | 0 | 0 | 0 | 0 | 0 | 0 | 0 | 0 | 0 | 0 | 0 | 0 | 0 | 0
F4_Commercial_Small Retail_Existing_Cooling_Electric_Packaged Terminal HP_E4 | F4 | Commercial | Small Retail | Existing | Cooling | Electric | Packaged Terminal HP | E4 | RVT BC Ratio | 0 | 0 | 0 | 0 | 0 | 0 | 0 | 0 | 0 | 0 | 0 | 0 | 0 | 0 | 0 | 0 | 0 | 0 | 0 | 0 | 0 | 0 | 0 | 0 | 0 | 0 | 0 | 0 | 0 | 0
F4_Commercial_Small Retail_Existing_Cooling_Electric_Packaged Terminal HP_E5 | F4 | Commercial | Small Retail | Existing | Cooling | Electric | Packaged Terminal HP | E5 | RVT BC Ratio | 0 | 0 | 0 | 0 | 0 | 0 | 0 | 0 | 0 | 0 | 0 | 0 | 0 | 0 | 0 | 0 | 0 | 0 | 0 | 0 | 0 | 0 | 0 | 0 | 0 | 0 | 0 | 0 | 0 | 0
F4_Commercial_Small Retail_Existing_Cooling_Electric_Packaged Terminal HP_E6 | F4 | Commercial | Small Retail | Existing | Cooling | Electric | Packaged Terminal HP | E6 | RVT BC Ratio | 0 | 0 | 0 | 0 | 0 | 0 | 0 | 0 | 0 | 0 | 0 | 0 | 0 | 0 | 0 | 0 | 0 | 0 | 0 | 0 | 0 | 0 | 0 | 0 | 0 | 0 | 0 | 0 | 0 | 0
F4_Commercial_Small Retail_Existing_Cooling_Electric_Packaged Terminal HP_E7 | F4 | Commercial | Small Retail | Existing | Cooling | Electric | Packaged Terminal HP | E7 | RVT BC Ratio | 0 | 0 | 0 | 0 | 0 | 0 | 0 | 0 | 0 | 0 | 0 | 0 | 0 | 0 | 0 | 0 | 0 | 0 | 0 | 0 | 0 | 0 | 0 | 0 | 0 | 0 | 0 | 0 | 0 | 0
F4_Commercial_Small Retail_Existing_Cooling_Electric_Packaged Terminal HP_E8 | F4 | Commercial | Small Retail | Existing | Cooling | Electric | Packaged Terminal HP | E8 | RVT BC Ratio | 0 | 0 | 0 | 0 | 0 | 0 | 0 | 0 | 0 | 0 | 0 | 0 | 0 | 0 | 0 | 0 | 0 | 0 | 0 | 0 | 0 | 0 | 0 | 0 | 0 | 0 | 0 | 0 | 0 | 0
F4_Commercial_Small Retail_Existing_Cooling_Electric_Packaged Terminal HP_E9 | F4 | Commercial | Small Retail | Existing | Cooling | Electric | Packaged Terminal HP | E9 | RVT BC Ratio | 0 | 0 | 0 | 0 | 0 | 0 | 0 | 0 | 0 | 0 | 0 | 0 | 0 | 0 | 0 | 0 | 0 | 0 | 0 | 0 | 0 | 0 | 0 | 0 | 0 | 0 | 0 | 0 | 0 | 0
F4_Commercial_Small Retail_Existing_Cooling_Electric_Packaged Terminal HP_E10 | F4 | Commercial | Small Retail | Existing | Cooling | Electric | Packaged Terminal HP | E10 | RVT BC Ratio | 0 | 0 | 0 | 0 | 0 | 0 | 0 | 0 | 0 | 0 | 0 | 0 | 0 | 0 | 0 | 0 | 0 | 0 | 0 | 0 | 0 | 0 | 0 | 0 | 0 | 0 | 0 | 0 | 0 | 0
F5_Commercial_Small Retail_Existing_Cooling_Electric_Packaged Terminal HP_E1 | F5 | Commercial | Small Retail | Existing | Cooling | Electric | Packaged Terminal HP | E1 | RIM BC Ratio | 0 | 0 | 0 | 0 | 0 | 0 | 0 | 0 | 0 | 0 | 0 | 0 | 0 | 0 | 0 | 0 | 0 | 0 | 0 | 0 | 0 | 0 | 0 | 0 | 0 | 0 | 0 | 0 | 0 | 0
F5_Commercial_Small Retail_Existing_Cooling_Electric_Packaged Terminal HP_E2 | F5 | Commercial | Small Retail | Existing | Cooling | Electric | Packaged Terminal HP | E2 | RIM BC Ratio | 0 | 0 | 0 | 0 | 0 | 0 | 0 | 0 | 0 | 0 | 0 | 0 | 0 | 0 | 0 | 0 | 0 | 0 | 0 | 0 | 0 | 0 | 0 | 0 | 0 | 0 | 0 | 0 | 0 | 0
F5_Commercial_Small Retail_Existing_Cooling_Electric_Packaged Terminal HP_E3 | F5 | Commercial | Small Retail | Existing | Cooling | Electric | Packaged Terminal HP | E3 | RIM BC Ratio | 0 | 0 | 0 | 0 | 0 | 0 | 0 | 0 | 0 | 0 | 0 | 0 | 0 | 0 | 0 | 0 | 0 | 0 | 0 | 0 | 0 | 0 | 0 | 0 | 0 | 0 | 0 | 0 | 0 | 0
F5_Commercial_Small Retail_Existing_Cooling_Electric_Packaged Terminal HP_E4 | F5 | Commercial | Small Retail | Existing | Cooling | Electric | Packaged Terminal HP | E4 | RIM BC Ratio | 0 | 0 | 0 | 0 | 0 | 0 | 0 | 0 | 0 | 0 | 0 | 0 | 0 | 0 | 0 | 0 | 0 | 0 | 0 | 0 | 0 | 0 | 0 | 0 | 0 | 0 | 0 | 0 | 0 | 0
F5_Commercial_Small Retail_Existing_Cooling_Electric_Packaged Terminal HP_E5 | F5 | Commercial | Small Retail | Existing | Cooling | Electric | Packaged Terminal HP | E5 | RIM BC Ratio | 0 | 0 | 0 | 0 | 0 | 0 | 0 | 0 | 0 | 0 | 0 | 0 | 0 | 0 | 0 | 0 | 0 | 0 | 0 | 0 | 0 | 0 | 0 | 0 | 0 | 0 | 0 | 0 | 0 | 0
F5_Commercial_Small Retail_Existing_Cooling_Electric_Packaged Terminal HP_E6 | F5 | Commercial | Small Retail | Existing | Cooling | Electric | Packaged Terminal HP | E6 | RIM BC Ratio | 0 | 0 | 0 | 0 | 0 | 0 | 0 | 0 | 0 | 0 | 0 | 0 | 0 | 0 | 0 | 0 | 0 | 0 | 0 | 0 | 0 | 0 | 0 | 0 | 0 | 0 | 0 | 0 | 0 | 0
F5_Commercial_Small Retail_Existing_Cooling_Electric_Packaged Terminal HP_E7 | F5 | Commercial | Small Retail | Existing | Cooling | Electric | Packaged Terminal HP | E7 | RIM BC Ratio | 0 | 0 | 0 | 0 | 0 | 0 | 0 | 0 | 0 | 0 | 0 | 0 | 0 | 0 | 0 | 0 | 0 | 0 | 0 | 0 | 0 | 0 | 0 | 0 | 0 | 0 | 0 | 0 | 0 | 0
F5_Commercial_Small Retail_Existing_Cooling_Electric_Packaged Terminal HP_E8 | F5 | Commercial | Small Retail | Existing | Cooling | Electric | Packaged Terminal HP | E8 | RIM BC Ratio | 0 | 0 | 0 | 0 | 0 | 0 | 0 | 0 | 0 | 0 | 0 | 0 | 0 | 0 | 0 | 0 | 0 | 0 | 0 | 0 | 0 | 0 | 0 | 0 | 0 | 0 | 0 | 0 | 0 | 0
F5_Commercial_Small Retail_Existing_Cooling_Electric_Packaged Terminal HP_E9 | F5 | Commercial | Small Retail | Existing | Cooling | Electric | Packaged Terminal HP | E9 | RIM BC Ratio | 0 | 0 | 0 | 0 | 0 | 0 | 0 | 0 | 0 | 0 | 0 | 0 | 0 | 0 | 0 | 0 | 0 | 0 | 0 | 0 | 0 | 0 | 0 | 0 | 0 | 0 | 0 | 0 | 0 | 0
F5_Commercial_Small Retail_Existing_Cooling_Electric_Packaged Terminal HP_E10 | F5 | Commercial | Small Retail | Existing | Cooling | Electric | Packaged Terminal HP | E10 | RIM BC Ratio | 0 | 0 | 0 | 0 | 0 | 0 | 0 | 0 | 0 | 0 | 0 | 0 | 0 | 0 | 0 | 0 | 0 | 0 | 0 | 0 | 0 | 0 | 0 | 0 | 0 | 0 | 0 | 0 | 0 | 0
F0_Commercial_Small Retail_Existing_Cooling_Electric_Evaporative Central AC_E0 | F0 | Commercial | Small Retail | Existing | Cooling | Electric | Evaporative Central AC | E0 | Economic Unit | 0 | 0 | 0 | 0 | 0 | 0 | 0 | 0 | 0 | 0 | 0 | 0 | 0 | 0 | 0 | 0 | 0 | 0 | 0 | 0 | 0 | 0 | 0 | 0 | 0 | 0 | 0 | 0 | 0 | 0
F1_Commercial_Small Retail_Existing_Cooling_Electric_Evaporative Central AC_E1 | F1 | Commercial | Small Retail | Existing | Cooling | Electric | Evaporative Central AC | E1 | CCE | 0 | 0 | 0 | 0 | 0 | 0 | 0 | 0 | 0 | 0 | 0 | 0 | 0 | 0 | 0 | 0 | 0 | 0 | 0 | 0 | 0 | 0 | 0 | 0 | 0 | 0 | 0 | 0 | 0 | 0
F1_Commercial_Small Retail_Existing_Cooling_Electric_Evaporative Central AC_E2 | F1 | Commercial | Small Retail | Existing | Cooling | Electric | Evaporative Central AC | E2 | CCE | 0 | 0 | 0 | 0 | 0 | 0 | 0 | 0 | 0 | 0 | 0 | 0 | 0 | 0 | 0 | 0 | 0 | 0 | 0 | 0 | 0 | 0 | 0 | 0 | 0 | 0 | 0 | 0 | 0 | 0
F1_Commercial_Small Retail_Existing_Cooling_Electric_Evaporative Central AC_E3 | F1 | Commercial | Small Retail | Existing | Cooling | Electric | Evaporative Central AC | E3 | CCE | 0 | 0 | 0 | 0 | 0 | 0 | 0 | 0 | 0 | 0 | 0 | 0 | 0 | 0 | 0 | 0 | 0 | 0 | 0 | 0 | 0 | 0 | 0 | 0 | 0 | 0 | 0 | 0 | 0 | 0
F1_Commercial_Small Retail_Existing_Cooling_Electric_Evaporative Central AC_E4 | F1 | Commercial | Small Retail | Existing | Cooling | Electric | Evaporative Central AC | E4 | CCE | 0 | 0 | 0 | 0 | 0 | 0 | 0 | 0 | 0 | 0 | 0 | 0 | 0 | 0 | 0 | 0 | 0 | 0 | 0 | 0 | 0 | 0 | 0 | 0 | 0 | 0 | 0 | 0 | 0 | 0
F1_Commercial_Small Retail_Existing_Cooling_Electric_Evaporative Central AC_E5 | F1 | Commercial | Small Retail | Existing | Cooling | Electric | Evaporative Central AC | E5 | CCE | 0 | 0 | 0 | 0 | 0 | 0 | 0 | 0 | 0 | 0 | 0 | 0 | 0 | 0 | 0 | 0 | 0 | 0 | 0 | 0 | 0 | 0 | 0 | 0 | 0 | 0 | 0 | 0 | 0 | 0
F1_Commercial_Small Retail_Existing_Cooling_Electric_Evaporative Central AC_E6 | F1 | Commercial | Small Retail | Existing | Cooling | Electric | Evaporative Central AC | E6 | CCE | 0 | 0 | 0 | 0 | 0 | 0 | 0 | 0 | 0 | 0 | 0 | 0 | 0 | 0 | 0 | 0 | 0 | 0 | 0 | 0 | 0 | 0 | 0 | 0 | 0 | 0 | 0 | 0 | 0 | 0
F1_Commercial_Small Retail_Existing_Cooling_Electric_Evaporative Central AC_E7 | F1 | Commercial | Small Retail | Existing | Cooling | Electric | Evaporative Central AC | E7 | CCE | 0 | 0 | 0 | 0 | 0 | 0 | 0 | 0 | 0 | 0 | 0 | 0 | 0 | 0 | 0 | 0 | 0 | 0 | 0 | 0 | 0 | 0 | 0 | 0 | 0 | 0 | 0 | 0 | 0 | 0
F1_Commercial_Small Retail_Existing_Cooling_Electric_Evaporative Central AC_E8 | F1 | Commercial | Small Retail | Existing | Cooling | Electric | Evaporative Central AC | E8 | CCE | 0 | 0 | 0 | 0 | 0 | 0 | 0 | 0 | 0 | 0 | 0 | 0 | 0 | 0 | 0 | 0 | 0 | 0 | 0 | 0 | 0 | 0 | 0 | 0 | 0 | 0 | 0 | 0 | 0 | 0
F1_Commercial_Small Retail_Existing_Cooling_Electric_Evaporative Central AC_E9 | F1 | Commercial | Small Retail | Existing | Cooling | Electric | Evaporative Central AC | E9 | CCE | 0 | 0 | 0 | 0 | 0 | 0 | 0 | 0 | 0 | 0 | 0 | 0 | 0 | 0 | 0 | 0 | 0 | 0 | 0 | 0 | 0 | 0 | 0 | 0 | 0 | 0 | 0 | 0 | 0 | 0
F1_Commercial_Small Retail_Existing_Cooling_Electric_Evaporative Central AC_E10 | F1 | Commercial | Small Retail | Existing | Cooling | Electric | Evaporative Central AC | E10 | CCE | 0 | 0 | 0 | 0 | 0 | 0 | 0 | 0 | 0 | 0 | 0 | 0 | 0 | 0 | 0 | 0 | 0 | 0 | 0 | 0 | 0 | 0 | 0 | 0 | 0 | 0 | 0 | 0 | 0 | 0
F2_Commercial_Small Retail_Existing_Cooling_Electric_Evaporative Central AC_E1 | F2 | Commercial | Small Retail | Existing | Cooling | Electric | Evaporative Central AC | E1 | TRC BC Ratio | 0 | 0 | 0 | 0 | 0 | 0 | 0 | 0 | 0 | 0 | 0 | 0 | 0 | 0 | 0 | 0 | 0 | 0 | 0 | 0 | 0 | 0 | 0 | 0 | 0 | 0 | 0 | 0 | 0 | 0
F2_Commercial_Small Retail_Existing_Cooling_Electric_Evaporative Central AC_E2 | F2 | Commercial | Small Retail | Existing | Cooling | Electric | Evaporative Central AC | E2 | TRC BC Ratio | 0 | 0 | 0 | 0 | 0 | 0 | 0 | 0 | 0 | 0 | 0 | 0 | 0 | 0 | 0 | 0 | 0 | 0 | 0 | 0 | 0 | 0 | 0 | 0 | 0 | 0 | 0 | 0 | 0 | 0
F2_Commercial_Small Retail_Existing_Cooling_Electric_Evaporative Central AC_E3 | F2 | Commercial | Small Retail | Existing | Cooling | Electric | Evaporative Central AC | E3 | TRC BC Ratio | 0 | 0 | 0 | 0 | 0 | 0 | 0 | 0 | 0 | 0 | 0 | 0 | 0 | 0 | 0 | 0 | 0 | 0 | 0 | 0 | 0 | 0 | 0 | 0 | 0 | 0 | 0 | 0 | 0 | 0
F2_Commercial_Small Retail_Existing_Cooling_Electric_Evaporative Central AC_E4 | F2 | Commercial | Small Retail | Existing | Cooling | Electric | Evaporative Central AC | E4 | TRC BC Ratio | 0 | 0 | 0 | 0 | 0 | 0 | 0 | 0 | 0 | 0 | 0 | 0 | 0 | 0 | 0 | 0 | 0 | 0 | 0 | 0 | 0 | 0 | 0 | 0 | 0 | 0 | 0 | 0 | 0 | 0
F2_Commercial_Small Retail_Existing_Cooling_Electric_Evaporative Central AC_E5 | F2 | Commercial | Small Retail | Existing | Cooling | Electric | Evaporative Central AC | E5 | TRC BC Ratio | 0 | 0 | 0 | 0 | 0 | 0 | 0 | 0 | 0 | 0 | 0 | 0 | 0 | 0 | 0 | 0 | 0 | 0 | 0 | 0 | 0 | 0 | 0 | 0 | 0 | 0 | 0 | 0 | 0 | 0
F2_Commercial_Small Retail_Existing_Cooling_Electric_Evaporative Central AC_E6 | F2 | Commercial | Small Retail | Existing | Cooling | Electric | Evaporative Central AC | E6 | TRC BC Ratio | 0 | 0 | 0 | 0 | 0 | 0 | 0 | 0 | 0 | 0 | 0 | 0 | 0 | 0 | 0 | 0 | 0 | 0 | 0 | 0 | 0 | 0 | 0 | 0 | 0 | 0 | 0 | 0 | 0 | 0
F2_Commercial_Small Retail_Existing_Cooling_Electric_Evaporative Central AC_E7 | F2 | Commercial | Small Retail | Existing | Cooling | Electric | Evaporative Central AC | E7 | TRC BC Ratio | 0 | 0 | 0 | 0 | 0 | 0 | 0 | 0 | 0 | 0 | 0 | 0 | 0 | 0 | 0 | 0 | 0 | 0 | 0 | 0 | 0 | 0 | 0 | 0 | 0 | 0 | 0 | 0 | 0 | 0
F2_Commercial_Small Retail_Existing_Cooling_Electric_Evaporative Central AC_E8 | F2 | Commercial | Small Retail | Existing | Cooling | Electric | Evaporative Central AC | E8 | TRC BC Ratio | 0 | 0 | 0 | 0 | 0 | 0 | 0 | 0 | 0 | 0 | 0 | 0 | 0 | 0 | 0 | 0 | 0 | 0 | 0 | 0 | 0 | 0 | 0 | 0 | 0 | 0 | 0 | 0 | 0 | 0
F2_Commercial_Small Retail_Existing_Cooling_Electric_Evaporative Central AC_E9 | F2 | Commercial | Small Retail | Existing | Cooling | Electric | Evaporative Central AC | E9 | TRC BC Ratio | 0 | 0 | 0 | 0 | 0 | 0 | 0 | 0 | 0 | 0 | 0 | 0 | 0 | 0 | 0 | 0 | 0 | 0 | 0 | 0 | 0 | 0 | 0 | 0 | 0 | 0 | 0 | 0 | 0 | 0
F2_Commercial_Small Retail_Existing_Cooling_Electric_Evaporative Central AC_E10 | F2 | Commercial | Small Retail | Existing | Cooling | Electric | Evaporative Central AC | E10 | TRC BC Ratio | 0 | 0 | 0 | 0 | 0 | 0 | 0 | 0 | 0 | 0 | 0 | 0 | 0 | 0 | 0 | 0 | 0 | 0 | 0 | 0 | 0 | 0 | 0 | 0 | 0 | 0 | 0 | 0 | 0 | 0
F3_Commercial_Small Retail_Existing_Cooling_Electric_Evaporative Central AC_E1 | F3 | Commercial | Small Retail | Existing | Cooling | Electric | Evaporative Central AC | E1 | PACT BC Ratio | 0 | 0 | 0 | 0 | 0 | 0 | 0 | 0 | 0 | 0 | 0 | 0 | 0 | 0 | 0 | 0 | 0 | 0 | 0 | 0 | 0 | 0 | 0 | 0 | 0 | 0 | 0 | 0 | 0 | 0
F3_Commercial_Small Retail_Existing_Cooling_Electric_Evaporative Central AC_E2 | F3 | Commercial | Small Retail | Existing | Cooling | Electric | Evaporative Central AC | E2 | PACT BC Ratio | 0 | 0 | 0 | 0 | 0 | 0 | 0 | 0 | 0 | 0 | 0 | 0 | 0 | 0 | 0 | 0 | 0 | 0 | 0 | 0 | 0 | 0 | 0 | 0 | 0 | 0 | 0 | 0 | 0 | 0
F3_Commercial_Small Retail_Existing_Cooling_Electric_Evaporative Central AC_E3 | F3 | Commercial | Small Retail | Existing | Cooling | Electric | Evaporative Central AC | E3 | PACT BC Ratio | 0 | 0 | 0 | 0 | 0 | 0 | 0 | 0 | 0 | 0 | 0 | 0 | 0 | 0 | 0 | 0 | 0 | 0 | 0 | 0 | 0 | 0 | 0 | 0 | 0 | 0 | 0 | 0 | 0 | 0
F3_Commercial_Small Retail_Existing_Cooling_Electric_Evaporative Central AC_E4 | F3 | Commercial | Small Retail | Existing | Cooling | Electric | Evaporative Central AC | E4 | PACT BC Ratio | 0 | 0 | 0 | 0 | 0 | 0 | 0 | 0 | 0 | 0 | 0 | 0 | 0 | 0 | 0 | 0 | 0 | 0 | 0 | 0 | 0 | 0 | 0 | 0 | 0 | 0 | 0 | 0 | 0 | 0
F3_Commercial_Small Retail_Existing_Cooling_Electric_Evaporative Central AC_E5 | F3 | Commercial | Small Retail | Existing | Cooling | Electric | Evaporative Central AC | E5 | PACT BC Ratio | 0 | 0 | 0 | 0 | 0 | 0 | 0 | 0 | 0 | 0 | 0 | 0 | 0 | 0 | 0 | 0 | 0 | 0 | 0 | 0 | 0 | 0 | 0 | 0 | 0 | 0 | 0 | 0 | 0 | 0
F3_Commercial_Small Retail_Existing_Cooling_Electric_Evaporative Central AC_E6 | F3 | Commercial | Small Retail | Existing | Cooling | Electric | Evaporative Central AC | E6 | PACT BC Ratio | 0 | 0 | 0 | 0 | 0 | 0 | 0 | 0 | 0 | 0 | 0 | 0 | 0 | 0 | 0 | 0 | 0 | 0 | 0 | 0 | 0 | 0 | 0 | 0 | 0 | 0 | 0 | 0 | 0 | 0
F3_Commercial_Small Retail_Existing_Cooling_Electric_Evaporative Central AC_E7 | F3 | Commercial | Small Retail | Existing | Cooling | Electric | Evaporative Central AC | E7 | PACT BC Ratio | 0 | 0 | 0 | 0 | 0 | 0 | 0 | 0 | 0 | 0 | 0 | 0 | 0 | 0 | 0 | 0 | 0 | 0 | 0 | 0 | 0 | 0 | 0 | 0 | 0 | 0 | 0 | 0 | 0 | 0
F3_Commercial_Small Retail_Existing_Cooling_Electric_Evaporative Central AC_E8 | F3 | Commercial | Small Retail | Existing | Cooling | Electric | Evaporative Central AC | E8 | PACT BC Ratio | 0 | 0 | 0 | 0 | 0 | 0 | 0 | 0 | 0 | 0 | 0 | 0 | 0 | 0 | 0 | 0 | 0 | 0 | 0 | 0 | 0 | 0 | 0 | 0 | 0 | 0 | 0 | 0 | 0 | 0
F3_Commercial_Small Retail_Existing_Cooling_Electric_Evaporative Central AC_E9 | F3 | Commercial | Small Retail | Existing | Cooling | Electric | Evaporative Central AC | E9 | PACT BC Ratio | 0 | 0 | 0 | 0 | 0 | 0 | 0 | 0 | 0 | 0 | 0 | 0 | 0 | 0 | 0 | 0 | 0 | 0 | 0 | 0 | 0 | 0 | 0 | 0 | 0 | 0 | 0 | 0 | 0 | 0
F3_Commercial_Small Retail_Existing_Cooling_Electric_Evaporative Central AC_E10 | F3 | Commercial | Small Retail | Existing | Cooling | Electric | Evaporative Central AC | E10 | PACT BC Ratio | 0 | 0 | 0 | 0 | 0 | 0 | 0 | 0 | 0 | 0 | 0 | 0 | 0 | 0 | 0 | 0 | 0 | 0 | 0 | 0 | 0 | 0 | 0 | 0 | 0 | 0 | 0 | 0 | 0 | 0
F4_Commercial_Small Retail_Existing_Cooling_Electric_Evaporative Central AC_E1 | F4 | Commercial | Small Retail | Existing | Cooling | Electric | Evaporative Central AC | E1 | RVT BC Ratio | 0 | 0 | 0 | 0 | 0 | 0 | 0 | 0 | 0 | 0 | 0 | 0 | 0 | 0 | 0 | 0 | 0 | 0 | 0 | 0 | 0 | 0 | 0 | 0 | 0 | 0 | 0 | 0 | 0 | 0
F4_Commercial_Small Retail_Existing_Cooling_Electric_Evaporative Central AC_E2 | F4 | Commercial | Small Retail | Existing | Cooling | Electric | Evaporative Central AC | E2 | RVT BC Ratio | 0 | 0 | 0 | 0 | 0 | 0 | 0 | 0 | 0 | 0 | 0 | 0 | 0 | 0 | 0 | 0 | 0 | 0 | 0 | 0 | 0 | 0 | 0 | 0 | 0 | 0 | 0 | 0 | 0 | 0
F4_Commercial_Small Retail_Existing_Cooling_Electric_Evaporative Central AC_E3 | F4 | Commercial | Small Retail | Existing | Cooling | Electric | Evaporative Central AC | E3 | RVT BC Ratio | 0 | 0 | 0 | 0 | 0 | 0 | 0 | 0 | 0 | 0 | 0 | 0 | 0 | 0 | 0 | 0 | 0 | 0 | 0 | 0 | 0 | 0 | 0 | 0 | 0 | 0 | 0 | 0 | 0 | 0
F4_Commercial_Small Retail_Existing_Cooling_Electric_Evaporative Central AC_E4 | F4 | Commercial | Small Retail | Existing | Cooling | Electric | Evaporative Central AC | E4 | RVT BC Ratio | 0 | 0 | 0 | 0 | 0 | 0 | 0 | 0 | 0 | 0 | 0 | 0 | 0 | 0 | 0 | 0 | 0 | 0 | 0 | 0 | 0 | 0 | 0 | 0 | 0 | 0 | 0 | 0 | 0 | 0
F4_Commercial_Small Retail_Existing_Cooling_Electric_Evaporative Central AC_E5 | F4 | Commercial | Small Retail | Existing | Cooling | Electric | Evaporative Central AC | E5 | RVT BC Ratio | 0 | 0 | 0 | 0 | 0 | 0 | 0 | 0 | 0 | 0 | 0 | 0 | 0 | 0 | 0 | 0 | 0 | 0 | 0 | 0 | 0 | 0 | 0 | 0 | 0 | 0 | 0 | 0 | 0 | 0
F4_Commercial_Small Retail_Existing_Cooling_Electric_Evaporative Central AC_E6 | F4 | Commercial | Small Retail | Existing | Cooling | Electric | Evaporative Central AC | E6 | RVT BC Ratio | 0 | 0 | 0 | 0 | 0 | 0 | 0 | 0 | 0 | 0 | 0 | 0 | 0 | 0 | 0 | 0 | 0 | 0 | 0 | 0 | 0 | 0 | 0 | 0 | 0 | 0 | 0 | 0 | 0 | 0
F4_Commercial_Small Retail_Existing_Cooling_Electric_Evaporative Central AC_E7 | F4 | Commercial | Small Retail | Existing | Cooling | Electric | Evaporative Central AC | E7 | RVT BC Ratio | 0 | 0 | 0 | 0 | 0 | 0 | 0 | 0 | 0 | 0 | 0 | 0 | 0 | 0 | 0 | 0 | 0 | 0 | 0 | 0 | 0 | 0 | 0 | 0 | 0 | 0 | 0 | 0 | 0 | 0
F4_Commercial_Small Retail_Existing_Cooling_Electric_Evaporative Central AC_E8 | F4 | Commercial | Small Retail | Existing | Cooling | Electric | Evaporative Central AC | E8 | RVT BC Ratio | 0 | 0 | 0 | 0 | 0 | 0 | 0 | 0 | 0 | 0 | 0 | 0 | 0 | 0 | 0 | 0 | 0 | 0 | 0 | 0 | 0 | 0 | 0 | 0 | 0 | 0 | 0 | 0 | 0 | 0
F4_Commercial_Small Retail_Existing_Cooling_Electric_Evaporative Central AC_E9 | F4 | Commercial | Small Retail | Existing | Cooling | Electric | Evaporative Central AC | E9 | RVT BC Ratio | 0 | 0 | 0 | 0 | 0 | 0 | 0 | 0 | 0 | 0 | 0 | 0 | 0 | 0 | 0 | 0 | 0 | 0 | 0 | 0 | 0 | 0 | 0 | 0 | 0 | 0 | 0 | 0 | 0 | 0
F4_Commercial_Small Retail_Existing_Cooling_Electric_Evaporative Central AC_E10 | F4 | Commercial | Small Retail | Existing | Cooling | Electric | Evaporative Central AC | E10 | RVT BC Ratio | 0 | 0 | 0 | 0 | 0 | 0 | 0 | 0 | 0 | 0 | 0 | 0 | 0 | 0 | 0 | 0 | 0 | 0 | 0 | 0 | 0 | 0 | 0 | 0 | 0 | 0 | 0 | 0 | 0 | 0
F5_Commercial_Small Retail_Existing_Cooling_Electric_Evaporative Central AC_E1 | F5 | Commercial | Small Retail | Existing | Cooling | Electric | Evaporative Central AC | E1 | RIM BC Ratio | 0 | 0 | 0 | 0 | 0 | 0 | 0 | 0 | 0 | 0 | 0 | 0 | 0 | 0 | 0 | 0 | 0 | 0 | 0 | 0 | 0 | 0 | 0 | 0 | 0 | 0 | 0 | 0 | 0 | 0
F5_Commercial_Small Retail_Existing_Cooling_Electric_Evaporative Central AC_E2 | F5 | Commercial | Small Retail | Existing | Cooling | Electric | Evaporative Central AC | E2 | RIM BC Ratio | 0 | 0 | 0 | 0 | 0 | 0 | 0 | 0 | 0 | 0 | 0 | 0 | 0 | 0 | 0 | 0 | 0 | 0 | 0 | 0 | 0 | 0 | 0 | 0 | 0 | 0 | 0 | 0 | 0 | 0
F5_Commercial_Small Retail_Existing_Cooling_Electric_Evaporative Central AC_E3 | F5 | Commercial | Small Retail | Existing | Cooling | Electric | Evaporative Central AC | E3 | RIM BC Ratio | 0 | 0 | 0 | 0 | 0 | 0 | 0 | 0 | 0 | 0 | 0 | 0 | 0 | 0 | 0 | 0 | 0 | 0 | 0 | 0 | 0 | 0 | 0 | 0 | 0 | 0 | 0 | 0 | 0 | 0
F5_Commercial_Small Retail_Existing_Cooling_Electric_Evaporative Central AC_E4 | F5 | Commercial | Small Retail | Existing | Cooling | Electric | Evaporative Central AC | E4 | RIM BC Ratio | 0 | 0 | 0 | 0 | 0 | 0 | 0 | 0 | 0 | 0 | 0 | 0 | 0 | 0 | 0 | 0 | 0 | 0 | 0 | 0 | 0 | 0 | 0 | 0 | 0 | 0 | 0 | 0 | 0 | 0
F5_Commercial_Small Retail_Existing_Cooling_Electric_Evaporative Central AC_E5 | F5 | Commercial | Small Retail | Existing | Cooling | Electric | Evaporative Central AC | E5 | RIM BC Ratio | 0 | 0 | 0 | 0 | 0 | 0 | 0 | 0 | 0 | 0 | 0 | 0 | 0 | 0 | 0 | 0 | 0 | 0 | 0 | 0 | 0 | 0 | 0 | 0 | 0 | 0 | 0 | 0 | 0 | 0
F5_Commercial_Small Retail_Existing_Cooling_Electric_Evaporative Central AC_E6 | F5 | Commercial | Small Retail | Existing | Cooling | Electric | Evaporative Central AC | E6 | RIM BC Ratio | 0 | 0 | 0 | 0 | 0 | 0 | 0 | 0 | 0 | 0 | 0 | 0 | 0 | 0 | 0 | 0 | 0 | 0 | 0 | 0 | 0 | 0 | 0 | 0 | 0 | 0 | 0 | 0 | 0 | 0
F5_Commercial_Small Retail_Existing_Cooling_Electric_Evaporative Central AC_E7 | F5 | Commercial | Small Retail | Existing | Cooling | Electric | Evaporative Central AC | E7 | RIM BC Ratio | 0 | 0 | 0 | 0 | 0 | 0 | 0 | 0 | 0 | 0 | 0 | 0 | 0 | 0 | 0 | 0 | 0 | 0 | 0 | 0 | 0 | 0 | 0 | 0 | 0 | 0 | 0 | 0 | 0 | 0
F5_Commercial_Small Retail_Existing_Cooling_Electric_Evaporative Central AC_E8 | F5 | Commercial | Small Retail | Existing | Cooling | Electric | Evaporative Central AC | E8 | RIM BC Ratio | 0 | 0 | 0 | 0 | 0 | 0 | 0 | 0 | 0 | 0 | 0 | 0 | 0 | 0 | 0 | 0 | 0 | 0 | 0 | 0 | 0 | 0 | 0 | 0 | 0 | 0 | 0 | 0 | 0 | 0
F5_Commercial_Small Retail_Existing_Cooling_Electric_Evaporative Central AC_E9 | F5 | Commercial | Small Retail | Existing | Cooling | Electric | Evaporative Central AC | E9 | RIM BC Ratio | 0 | 0 | 0 | 0 | 0 | 0 | 0 | 0 | 0 | 0 | 0 | 0 | 0 | 0 | 0 | 0 | 0 | 0 | 0 | 0 | 0 | 0 | 0 | 0 | 0 | 0 | 0 | 0 | 0 | 0
F5_Commercial_Small Retail_Existing_Cooling_Electric_Evaporative Central AC_E10 | F5 | Commercial | Small Retail | Existing | Cooling | Electric | Evaporative Central AC | E10 | RIM BC Ratio | 0 | 0 | 0 | 0 | 0 | 0 | 0 | 0 | 0 | 0 | 0 | 0 | 0 | 0 | 0 | 0 | 0 | 0 | 0 | 0 | 0 | 0 | 0 | 0 | 0 | 0 | 0 | 0 | 0 | 0
F0_Commercial_Small Retail_Existing_Cooling_Electric_Air-Source Heat Pump_E0 | F0 | Commercial | Small Retail | Existing | Cooling | Electric | Air-Source Heat Pump | E0 | Economic Unit | 0 | 0 | 0 | 0 | 0 | 0 | 0 | 0 | 0 | 0 | 0 | 0 | 0 | 0 | 0 | 0 | 0 | 0 | 0 | 0 | 0 | 0 | 0 | 0 | 0 | 0 | 0 | 0 | 0 | 0
F1_Commercial_Small Retail_Existing_Cooling_Electric_Air-Source Heat Pump_E1 | F1 | Commercial | Small Retail | Existing | Cooling | Electric | Air-Source Heat Pump | E1 | CCE | 0 | 0 | 0 | 0 | 0 | 0 | 0 | 0 | 0 | 0 | 0 | 0 | 0 | 0 | 0 | 0 | 0 | 0 | 0 | 0 | 0 | 0 | 0 | 0 | 0 | 0 | 0 | 0 | 0 | 0
F1_Commercial_Small Retail_Existing_Cooling_Electric_Air-Source Heat Pump_E2 | F1 | Commercial | Small Retail | Existing | Cooling | Electric | Air-Source Heat Pump | E2 | CCE | 0 | 0 | 0 | 0 | 0 | 0 | 0 | 0 | 0 | 0 | 0 | 0 | 0 | 0 | 0 | 0 | 0 | 0 | 0 | 0 | 0 | 0 | 0 | 0 | 0 | 0 | 0 | 0 | 0 | 0
F1_Commercial_Small Retail_Existing_Cooling_Electric_Air-Source Heat Pump_E3 | F1 | Commercial | Small Retail | Existing | Cooling | Electric | Air-Source Heat Pump | E3 | CCE | 0 | 0 | 0 | 0 | 0 | 0 | 0 | 0 | 0 | 0 | 0 | 0 | 0 | 0 | 0 | 0 | 0 | 0 | 0 | 0 | 0 | 0 | 0 | 0 | 0 | 0 | 0 | 0 | 0 | 0
F1_Commercial_Small Retail_Existing_Cooling_Electric_Air-Source Heat Pump_E4 | F1 | Commercial | Small Retail | Existing | Cooling | Electric | Air-Source Heat Pump | E4 | CCE | 0 | 0 | 0 | 0 | 0 | 0 | 0 | 0 | 0 | 0 | 0 | 0 | 0 | 0 | 0 | 0 | 0 | 0 | 0 | 0 | 0 | 0 | 0 | 0 | 0 | 0 | 0 | 0 | 0 | 0
F1_Commercial_Small Retail_Existing_Cooling_Electric_Air-Source Heat Pump_E5 | F1 | Commercial | Small Retail | Existing | Cooling | Electric | Air-Source Heat Pump | E5 | CCE | 0 | 0 | 0 | 0 | 0 | 0 | 0 | 0 | 0 | 0 | 0 | 0 | 0 | 0 | 0 | 0 | 0 | 0 | 0 | 0 | 0 | 0 | 0 | 0 | 0 | 0 | 0 | 0 | 0 | 0
F1_Commercial_Small Retail_Existing_Cooling_Electric_Air-Source Heat Pump_E6 | F1 | Commercial | Small Retail | Existing | Cooling | Electric | Air-Source Heat Pump | E6 | CCE | 0 | 0 | 0 | 0 | 0 | 0 | 0 | 0 | 0 | 0 | 0 | 0 | 0 | 0 | 0 | 0 | 0 | 0 | 0 | 0 | 0 | 0 | 0 | 0 | 0 | 0 | 0 | 0 | 0 | 0
F1_Commercial_Small Retail_Existing_Cooling_Electric_Air-Source Heat Pump_E7 | F1 | Commercial | Small Retail | Existing | Cooling | Electric | Air-Source Heat Pump | E7 | CCE | 0 | 0 | 0 | 0 | 0 | 0 | 0 | 0 | 0 | 0 | 0 | 0 | 0 | 0 | 0 | 0 | 0 | 0 | 0 | 0 | 0 | 0 | 0 | 0 | 0 | 0 | 0 | 0 | 0 | 0
F1_Commercial_Small Retail_Existing_Cooling_Electric_Air-Source Heat Pump_E8 | F1 | Commercial | Small Retail | Existing | Cooling | Electric | Air-Source Heat Pump | E8 | CCE | 0 | 0 | 0 | 0 | 0 | 0 | 0 | 0 | 0 | 0 | 0 | 0 | 0 | 0 | 0 | 0 | 0 | 0 | 0 | 0 | 0 | 0 | 0 | 0 | 0 | 0 | 0 | 0 | 0 | 0
F1_Commercial_Small Retail_Existing_Cooling_Electric_Air-Source Heat Pump_E9 | F1 | Commercial | Small Retail | Existing | Cooling | Electric | Air-Source Heat Pump | E9 | CCE | 0 | 0 | 0 | 0 | 0 | 0 | 0 | 0 | 0 | 0 | 0 | 0 | 0 | 0 | 0 | 0 | 0 | 0 | 0 | 0 | 0 | 0 | 0 | 0 | 0 | 0 | 0 | 0 | 0 | 0
F1_Commercial_Small Retail_Existing_Cooling_Electric_Air-Source Heat Pump_E10 | F1 | Commercial | Small Retail | Existing | Cooling | Electric | Air-Source Heat Pump | E10 | CCE | 0 | 0 | 0 | 0 | 0 | 0 | 0 | 0 | 0 | 0 | 0 | 0 | 0 | 0 | 0 | 0 | 0 | 0 | 0 | 0 | 0 | 0 | 0 | 0 | 0 | 0 | 0 | 0 | 0 | 0
F2_Commercial_Small Retail_Existing_Cooling_Electric_Air-Source Heat Pump_E1 | F2 | Commercial | Small Retail | Existing | Cooling | Electric | Air-Source Heat Pump | E1 | TRC BC Ratio | 0 | 0 | 0 | 0 | 0 | 0 | 0 | 0 | 0 | 0 | 0 | 0 | 0 | 0 | 0 | 0 | 0 | 0 | 0 | 0 | 0 | 0 | 0 | 0 | 0 | 0 | 0 | 0 | 0 | 0
F2_Commercial_Small Retail_Existing_Cooling_Electric_Air-Source Heat Pump_E2 | F2 | Commercial | Small Retail | Existing | Cooling | Electric | Air-Source Heat Pump | E2 | TRC BC Ratio | 0 | 0 | 0 | 0 | 0 | 0 | 0 | 0 | 0 | 0 | 0 | 0 | 0 | 0 | 0 | 0 | 0 | 0 | 0 | 0 | 0 | 0 | 0 | 0 | 0 | 0 | 0 | 0 | 0 | 0
F2_Commercial_Small Retail_Existing_Cooling_Electric_Air-Source Heat Pump_E3 | F2 | Commercial | Small Retail | Existing | Cooling | Electric | Air-Source Heat Pump | E3 | TRC BC Ratio | 0 | 0 | 0 | 0 | 0 | 0 | 0 | 0 | 0 | 0 | 0 | 0 | 0 | 0 | 0 | 0 | 0 | 0 | 0 | 0 | 0 | 0 | 0 | 0 | 0 | 0 | 0 | 0 | 0 | 0
F2_Commercial_Small Retail_Existing_Cooling_Electric_Air-Source Heat Pump_E4 | F2 | Commercial | Small Retail | Existing | Cooling | Electric | Air-Source Heat Pump | E4 | TRC BC Ratio | 0 | 0 | 0 | 0 | 0 | 0 | 0 | 0 | 0 | 0 | 0 | 0 | 0 | 0 | 0 | 0 | 0 | 0 | 0 | 0 | 0 | 0 | 0 | 0 | 0 | 0 | 0 | 0 | 0 | 0
F2_Commercial_Small Retail_Existing_Cooling_Electric_Air-Source Heat Pump_E5 | F2 | Commercial | Small Retail | Existing | Cooling | Electric | Air-Source Heat Pump | E5 | TRC BC Ratio | 0 | 0 | 0 | 0 | 0 | 0 | 0 | 0 | 0 | 0 | 0 | 0 | 0 | 0 | 0 | 0 | 0 | 0 | 0 | 0 | 0 | 0 | 0 | 0 | 0 | 0 | 0 | 0 | 0 | 0
F2_Commercial_Small Retail_Existing_Cooling_Electric_Air-Source Heat Pump_E6 | F2 | Commercial | Small Retail | Existing | Cooling | Electric | Air-Source Heat Pump | E6 | TRC BC Ratio | 0 | 0 | 0 | 0 | 0 | 0 | 0 | 0 | 0 | 0 | 0 | 0 | 0 | 0 | 0 | 0 | 0 | 0 | 0 | 0 | 0 | 0 | 0 | 0 | 0 | 0 | 0 | 0 | 0 | 0
F2_Commercial_Small Retail_Existing_Cooling_Electric_Air-Source Heat Pump_E7 | F2 | Commercial | Small Retail | Existing | Cooling | Electric | Air-Source Heat Pump | E7 | TRC BC Ratio | 0 | 0 | 0 | 0 | 0 | 0 | 0 | 0 | 0 | 0 | 0 | 0 | 0 | 0 | 0 | 0 | 0 | 0 | 0 | 0 | 0 | 0 | 0 | 0 | 0 | 0 | 0 | 0 | 0 | 0
F2_Commercial_Small Retail_Existing_Cooling_Electric_Air-Source Heat Pump_E8 | F2 | Commercial | Small Retail | Existing | Cooling | Electric | Air-Source Heat Pump | E8 | TRC BC Ratio | 0 | 0 | 0 | 0 | 0 | 0 | 0 | 0 | 0 | 0 | 0 | 0 | 0 | 0 | 0 | 0 | 0 | 0 | 0 | 0 | 0 | 0 | 0 | 0 | 0 | 0 | 0 | 0 | 0 | 0
F2_Commercial_Small Retail_Existing_Cooling_Electric_Air-Source Heat Pump_E9 | F2 | Commercial | Small Retail | Existing | Cooling | Electric | Air-Source Heat Pump | E9 | TRC BC Ratio | 0 | 0 | 0 | 0 | 0 | 0 | 0 | 0 | 0 | 0 | 0 | 0 | 0 | 0 | 0 | 0 | 0 | 0 | 0 | 0 | 0 | 0 | 0 | 0 | 0 | 0 | 0 | 0 | 0 | 0
F2_Commercial_Small Retail_Existing_Cooling_Electric_Air-Source Heat Pump_E10 | F2 | Commercial | Small Retail | Existing | Cooling | Electric | Air-Source Heat Pump | E10 | TRC BC Ratio | 0 | 0 | 0 | 0 | 0 | 0 | 0 | 0 | 0 | 0 | 0 | 0 | 0 | 0 | 0 | 0 | 0 | 0 | 0 | 0 | 0 | 0 | 0 | 0 | 0 | 0 | 0 | 0 | 0 | 0
F3_Commercial_Small Retail_Existing_Cooling_Electric_Air-Source Heat Pump_E1 | F3 | Commercial | Small Retail | Existing | Cooling | Electric | Air-Source Heat Pump | E1 | PACT BC Ratio | 0 | 0 | 0 | 0 | 0 | 0 | 0 | 0 | 0 | 0 | 0 | 0 | 0 | 0 | 0 | 0 | 0 | 0 | 0 | 0 | 0 | 0 | 0 | 0 | 0 | 0 | 0 | 0 | 0 | 0
F3_Commercial_Small Retail_Existing_Cooling_Electric_Air-Source Heat Pump_E2 | F3 | Commercial | Small Retail | Existing | Cooling | Electric | Air-Source Heat Pump | E2 | PACT BC Ratio | 0 | 0 | 0 | 0 | 0 | 0 | 0 | 0 | 0 | 0 | 0 | 0 | 0 | 0 | 0 | 0 | 0 | 0 | 0 | 0 | 0 | 0 | 0 | 0 | 0 | 0 | 0 | 0 | 0 | 0
F3_Commercial_Small Retail_Existing_Cooling_Electric_Air-Source Heat Pump_E3 | F3 | Commercial | Small Retail | Existing | Cooling | Electric | Air-Source Heat Pump | E3 | PACT BC Ratio | 0 | 0 | 0 | 0 | 0 | 0 | 0 | 0 | 0 | 0 | 0 | 0 | 0 | 0 | 0 | 0 | 0 | 0 | 0 | 0 | 0 | 0 | 0 | 0 | 0 | 0 | 0 | 0 | 0 | 0
F3_Commercial_Small Retail_Existing_Cooling_Electric_Air-Source Heat Pump_E4 | F3 | Commercial | Small Retail | Existing | Cooling | Electric | Air-Source Heat Pump | E4 | PACT BC Ratio | 0 | 0 | 0 | 0 | 0 | 0 | 0 | 0 | 0 | 0 | 0 | 0 | 0 | 0 | 0 | 0 | 0 | 0 | 0 | 0 | 0 | 0 | 0 | 0 | 0 | 0 | 0 | 0 | 0 | 0
F3_Commercial_Small Retail_Existing_Cooling_Electric_Air-Source Heat Pump_E5 | F3 | Commercial | Small Retail | Existing | Cooling | Electric | Air-Source Heat Pump | E5 | PACT BC Ratio | 0 | 0 | 0 | 0 | 0 | 0 | 0 | 0 | 0 | 0 | 0 | 0 | 0 | 0 | 0 | 0 | 0 | 0 | 0 | 0 | 0 | 0 | 0 | 0 | 0 | 0 | 0 | 0 | 0 | 0
F3_Commercial_Small Retail_Existing_Cooling_Electric_Air-Source Heat Pump_E6 | F3 | Commercial | Small Retail | Existing | Cooling | Electric | Air-Source Heat Pump | E6 | PACT BC Ratio | 0 | 0 | 0 | 0 | 0 | 0 | 0 | 0 | 0 | 0 | 0 | 0 | 0 | 0 | 0 | 0 | 0 | 0 | 0 | 0 | 0 | 0 | 0 | 0 | 0 | 0 | 0 | 0 | 0 | 0
F3_Commercial_Small Retail_Existing_Cooling_Electric_Air-Source Heat Pump_E7 | F3 | Commercial | Small Retail | Existing | Cooling | Electric | Air-Source Heat Pump | E7 | PACT BC Ratio | 0 | 0 | 0 | 0 | 0 | 0 | 0 | 0 | 0 | 0 | 0 | 0 | 0 | 0 | 0 | 0 | 0 | 0 | 0 | 0 | 0 | 0 | 0 | 0 | 0 | 0 | 0 | 0 | 0 | 0
F3_Commercial_Small Retail_Existing_Cooling_Electric_Air-Source Heat Pump_E8 | F3 | Commercial | Small Retail | Existing | Cooling | Electric | Air-Source Heat Pump | E8 | PACT BC Ratio | 0 | 0 | 0 | 0 | 0 | 0 | 0 | 0 | 0 | 0 | 0 | 0 | 0 | 0 | 0 | 0 | 0 | 0 | 0 | 0 | 0 | 0 | 0 | 0 | 0 | 0 | 0 | 0 | 0 | 0
F3_Commercial_Small Retail_Existing_Cooling_Electric_Air-Source Heat Pump_E9 | F3 | Commercial | Small Retail | Existing | Cooling | Electric | Air-Source Heat Pump | E9 | PACT BC Ratio | 0 | 0 | 0 | 0 | 0 | 0 | 0 | 0 | 0 | 0 | 0 | 0 | 0 | 0 | 0 | 0 | 0 | 0 | 0 | 0 | 0 | 0 | 0 | 0 | 0 | 0 | 0 | 0 | 0 | 0
F3_Commercial_Small Retail_Existing_Cooling_Electric_Air-Source Heat Pump_E10 | F3 | Commercial | Small Retail | Existing | Cooling | Electric | Air-Source Heat Pump | E10 | PACT BC Ratio | 0 | 0 | 0 | 0 | 0 | 0 | 0 | 0 | 0 | 0 | 0 | 0 | 0 | 0 | 0 | 0 | 0 | 0 | 0 | 0 | 0 | 0 | 0 | 0 | 0 | 0 | 0 | 0 | 0 | 0
F4_Commercial_Small Retail_Existing_Cooling_Electric_Air-Source Heat Pump_E1 | F4 | Commercial | Small Retail | Existing | Cooling | Electric | Air-Source Heat Pump | E1 | RVT BC Ratio | 0 | 0 | 0 | 0 | 0 | 0 | 0 | 0 | 0 | 0 | 0 | 0 | 0 | 0 | 0 | 0 | 0 | 0 | 0 | 0 | 0 | 0 | 0 | 0 | 0 | 0 | 0 | 0 | 0 | 0
F4_Commercial_Small Retail_Existing_Cooling_Electric_Air-Source Heat Pump_E2 | F4 | Commercial | Small Retail | Existing | Cooling | Electric | Air-Source Heat Pump | E2 | RVT BC Ratio | 0 | 0 | 0 | 0 | 0 | 0 | 0 | 0 | 0 | 0 | 0 | 0 | 0 | 0 | 0 | 0 | 0 | 0 | 0 | 0 | 0 | 0 | 0 | 0 | 0 | 0 | 0 | 0 | 0 | 0
F4_Commercial_Small Retail_Existing_Cooling_Electric_Air-Source Heat Pump_E3 | F4 | Commercial | Small Retail | Existing | Cooling | Electric | Air-Source Heat Pump | E3 | RVT BC Ratio | 0 | 0 | 0 | 0 | 0 | 0 | 0 | 0 | 0 | 0 | 0 | 0 | 0 | 0 | 0 | 0 | 0 | 0 | 0 | 0 | 0 | 0 | 0 | 0 | 0 | 0 | 0 | 0 | 0 | 0
F4_Commercial_Small Retail_Existing_Cooling_Electric_Air-Source Heat Pump_E4 | F4 | Commercial | Small Retail | Existing | Cooling | Electric | Air-Source Heat Pump | E4 | RVT BC Ratio | 0 | 0 | 0 | 0 | 0 | 0 | 0 | 0 | 0 | 0 | 0 | 0 | 0 | 0 | 0 | 0 | 0 | 0 | 0 | 0 | 0 | 0 | 0 | 0 | 0 | 0 | 0 | 0 | 0 | 0
F4_Commercial_Small Retail_Existing_Cooling_Electric_Air-Source Heat Pump_E5 | F4 | Commercial | Small Retail | Existing | Cooling | Electric | Air-Source Heat Pump | E5 | RVT BC Ratio | 0 | 0 | 0 | 0 | 0 | 0 | 0 | 0 | 0 | 0 | 0 | 0 | 0 | 0 | 0 | 0 | 0 | 0 | 0 | 0 | 0 | 0 | 0 | 0 | 0 | 0 | 0 | 0 | 0 | 0
F4_Commercial_Small Retail_Existing_Cooling_Electric_Air-Source Heat Pump_E6 | F4 | Commercial | Small Retail | Existing | Cooling | Electric | Air-Source Heat Pump | E6 | RVT BC Ratio | 0 | 0 | 0 | 0 | 0 | 0 | 0 | 0 | 0 | 0 | 0 | 0 | 0 | 0 | 0 | 0 | 0 | 0 | 0 | 0 | 0 | 0 | 0 | 0 | 0 | 0 | 0 | 0 | 0 | 0
F4_Commercial_Small Retail_Existing_Cooling_Electric_Air-Source Heat Pump_E7 | F4 | Commercial | Small Retail | Existing | Cooling | Electric | Air-Source Heat Pump | E7 | RVT BC Ratio | 0 | 0 | 0 | 0 | 0 | 0 | 0 | 0 | 0 | 0 | 0 | 0 | 0 | 0 | 0 | 0 | 0 | 0 | 0 | 0 | 0 | 0 | 0 | 0 | 0 | 0 | 0 | 0 | 0 | 0
F4_Commercial_Small Retail_Existing_Cooling_Electric_Air-Source Heat Pump_E8 | F4 | Commercial | Small Retail | Existing | Cooling | Electric | Air-Source Heat Pump | E8 | RVT BC Ratio | 0 | 0 | 0 | 0 | 0 | 0 | 0 | 0 | 0 | 0 | 0 | 0 | 0 | 0 | 0 | 0 | 0 | 0 | 0 | 0 | 0 | 0 | 0 | 0 | 0 | 0 | 0 | 0 | 0 | 0
F4_Commercial_Small Retail_Existing_Cooling_Electric_Air-Source Heat Pump_E9 | F4 | Commercial | Small Retail | Existing | Cooling | Electric | Air-Source Heat Pump | E9 | RVT BC Ratio | 0 | 0 | 0 | 0 | 0 | 0 | 0 | 0 | 0 | 0 | 0 | 0 | 0 | 0 | 0 | 0 | 0 | 0 | 0 | 0 | 0 | 0 | 0 | 0 | 0 | 0 | 0 | 0 | 0 | 0
F4_Commercial_Small Retail_Existing_Cooling_Electric_Air-Source Heat Pump_E10 | F4 | Commercial | Small Retail | Existing | Cooling | Electric | Air-Source Heat Pump | E10 | RVT BC Ratio | 0 | 0 | 0 | 0 | 0 | 0 | 0 | 0 | 0 | 0 | 0 | 0 | 0 | 0 | 0 | 0 | 0 | 0 | 0 | 0 | 0 | 0 | 0 | 0 | 0 | 0 | 0 | 0 | 0 | 0
F5_Commercial_Small Retail_Existing_Cooling_Electric_Air-Source Heat Pump_E1 | F5 | Commercial | Small Retail | Existing | Cooling | Electric | Air-Source Heat Pump | E1 | RIM BC Ratio | 0 | 0 | 0 | 0 | 0 | 0 | 0 | 0 | 0 | 0 | 0 | 0 | 0 | 0 | 0 | 0 | 0 | 0 | 0 | 0 | 0 | 0 | 0 | 0 | 0 | 0 | 0 | 0 | 0 | 0
F5_Commercial_Small Retail_Existing_Cooling_Electric_Air-Source Heat Pump_E2 | F5 | Commercial | Small Retail | Existing | Cooling | Electric | Air-Source Heat Pump | E2 | RIM BC Ratio | 0 | 0 | 0 | 0 | 0 | 0 | 0 | 0 | 0 | 0 | 0 | 0 | 0 | 0 | 0 | 0 | 0 | 0 | 0 | 0 | 0 | 0 | 0 | 0 | 0 | 0 | 0 | 0 | 0 | 0
F5_Commercial_Small Retail_Existing_Cooling_Electric_Air-Source Heat Pump_E3 | F5 | Commercial | Small Retail | Existing | Cooling | Electric | Air-Source Heat Pump | E3 | RIM BC Ratio | 0 | 0 | 0 | 0 | 0 | 0 | 0 | 0 | 0 | 0 | 0 | 0 | 0 | 0 | 0 | 0 | 0 | 0 | 0 | 0 | 0 | 0 | 0 | 0 | 0 | 0 | 0 | 0 | 0 | 0
F5_Commercial_Small Retail_Existing_Cooling_Electric_Air-Source Heat Pump_E4 | F5 | Commercial | Small Retail | Existing | Cooling | Electric | Air-Source Heat Pump | E4 | RIM BC Ratio | 0 | 0 | 0 | 0 | 0 | 0 | 0 | 0 | 0 | 0 | 0 | 0 | 0 | 0 | 0 | 0 | 0 | 0 | 0 | 0 | 0 | 0 | 0 | 0 | 0 | 0 | 0 | 0 | 0 | 0
F5_Commercial_Small Retail_Existing_Cooling_Electric_Air-Source Heat Pump_E5 | F5 | Commercial | Small Retail | Existing | Cooling | Electric | Air-Source Heat Pump | E5 | RIM BC Ratio | 0 | 0 | 0 | 0 | 0 | 0 | 0 | 0 | 0 | 0 | 0 | 0 | 0 | 0 | 0 | 0 | 0 | 0 | 0 | 0 | 0 | 0 | 0 | 0 | 0 | 0 | 0 | 0 | 0 | 0
F5_Commercial_Small Retail_Existing_Cooling_Electric_Air-Source Heat Pump_E6 | F5 | Commercial | Small Retail | Existing | Cooling | Electric | Air-Source Heat Pump | E6 | RIM BC Ratio | 0 | 0 | 0 | 0 | 0 | 0 | 0 | 0 | 0 | 0 | 0 | 0 | 0 | 0 | 0 | 0 | 0 | 0 | 0 | 0 | 0 | 0 | 0 | 0 | 0 | 0 | 0 | 0 | 0 | 0
F5_Commercial_Small Retail_Existing_Cooling_Electric_Air-Source Heat Pump_E7 | F5 | Commercial | Small Retail | Existing | Cooling | Electric | Air-Source Heat Pump | E7 | RIM BC Ratio | 0 | 0 | 0 | 0 | 0 | 0 | 0 | 0 | 0 | 0 | 0 | 0 | 0 | 0 | 0 | 0 | 0 | 0 | 0 | 0 | 0 | 0 | 0 | 0 | 0 | 0 | 0 | 0 | 0 | 0
F5_Commercial_Small Retail_Existing_Cooling_Electric_Air-Source Heat Pump_E8 | F5 | Commercial | Small Retail | Existing | Cooling | Electric | Air-Source Heat Pump | E8 | RIM BC Ratio | 0 | 0 | 0 | 0 | 0 | 0 | 0 | 0 | 0 | 0 | 0 | 0 | 0 | 0 | 0 | 0 | 0 | 0 | 0 | 0 | 0 | 0 | 0 | 0 | 0 | 0 | 0 | 0 | 0 | 0
F5_Commercial_Small Retail_Existing_Cooling_Electric_Air-Source Heat Pump_E9 | F5 | Commercial | Small Retail | Existing | Cooling | Electric | Air-Source Heat Pump | E9 | RIM BC Ratio | 0 | 0 | 0 | 0 | 0 | 0 | 0 | 0 | 0 | 0 | 0 | 0 | 0 | 0 | 0 | 0 | 0 | 0 | 0 | 0 | 0 | 0 | 0 | 0 | 0 | 0 | 0 | 0 | 0 | 0
F5_Commercial_Small Retail_Existing_Cooling_Electric_Air-Source Heat Pump_E10 | F5 | Commercial | Small Retail | Existing | Cooling | Electric | Air-Source Heat Pump | E10 | RIM BC Ratio | 0 | 0 | 0 | 0 | 0 | 0 | 0 | 0 | 0 | 0 | 0 | 0 | 0 | 0 | 0 | 0 | 0 | 0 | 0 | 0 | 0 | 0 | 0 | 0 | 0 | 0 | 0 | 0 | 0 | 0
F0_Commercial_Small Retail_Existing_Cooling_Electric_Geothermal Heat Pump_E0 | F0 | Commercial | Small Retail | Existing | Cooling | Electric | Geothermal Heat Pump | E0 | Economic Unit | 0 | 0 | 0 | 0 | 0 | 0 | 0 | 0 | 0 | 0 | 0 | 0 | 0 | 0 | 0 | 0 | 0 | 0 | 0 | 0 | 0 | 0 | 0 | 0 | 0 | 0 | 0 | 0 | 0 | 0
F1_Commercial_Small Retail_Existing_Cooling_Electric_Geothermal Heat Pump_E1 | F1 | Commercial | Small Retail | Existing | Cooling | Electric | Geothermal Heat Pump | E1 | CCE | 0 | 0 | 0 | 0 | 0 | 0 | 0 | 0 | 0 | 0 | 0 | 0 | 0 | 0 | 0 | 0 | 0 | 0 | 0 | 0 | 0 | 0 | 0 | 0 | 0 | 0 | 0 | 0 | 0 | 0
F1_Commercial_Small Retail_Existing_Cooling_Electric_Geothermal Heat Pump_E2 | F1 | Commercial | Small Retail | Existing | Cooling | Electric | Geothermal Heat Pump | E2 | CCE | 0 | 0 | 0 | 0 | 0 | 0 | 0 | 0 | 0 | 0 | 0 | 0 | 0 | 0 | 0 | 0 | 0 | 0 | 0 | 0 | 0 | 0 | 0 | 0 | 0 | 0 | 0 | 0 | 0 | 0
F1_Commercial_Small Retail_Existing_Cooling_Electric_Geothermal Heat Pump_E3 | F1 | Commercial | Small Retail | Existing | Cooling | Electric | Geothermal Heat Pump | E3 | CCE | 0 | 0 | 0 | 0 | 0 | 0 | 0 | 0 | 0 | 0 | 0 | 0 | 0 | 0 | 0 | 0 | 0 | 0 | 0 | 0 | 0 | 0 | 0 | 0 | 0 | 0 | 0 | 0 | 0 | 0
F1_Commercial_Small Retail_Existing_Cooling_Electric_Geothermal Heat Pump_E4 | F1 | Commercial | Small Retail | Existing | Cooling | Electric | Geothermal Heat Pump | E4 | CCE | 0 | 0 | 0 | 0 | 0 | 0 | 0 | 0 | 0 | 0 | 0 | 0 | 0 | 0 | 0 | 0 | 0 | 0 | 0 | 0 | 0 | 0 | 0 | 0 | 0 | 0 | 0 | 0 | 0 | 0
F1_Commercial_Small Retail_Existing_Cooling_Electric_Geothermal Heat Pump_E5 | F1 | Commercial | Small Retail | Existing | Cooling | Electric | Geothermal Heat Pump | E5 | CCE | 0 | 0 | 0 | 0 | 0 | 0 | 0 | 0 | 0 | 0 | 0 | 0 | 0 | 0 | 0 | 0 | 0 | 0 | 0 | 0 | 0 | 0 | 0 | 0 | 0 | 0 | 0 | 0 | 0 | 0
F1_Commercial_Small Retail_Existing_Cooling_Electric_Geothermal Heat Pump_E6 | F1 | Commercial | Small Retail | Existing | Cooling | Electric | Geothermal Heat Pump | E6 | CCE | 0 | 0 | 0 | 0 | 0 | 0 | 0 | 0 | 0 | 0 | 0 | 0 | 0 | 0 | 0 | 0 | 0 | 0 | 0 | 0 | 0 | 0 | 0 | 0 | 0 | 0 | 0 | 0 | 0 | 0
F1_Commercial_Small Retail_Existing_Cooling_Electric_Geothermal Heat Pump_E7 | F1 | Commercial | Small Retail | Existing | Cooling | Electric | Geothermal Heat Pump | E7 | CCE | 0 | 0 | 0 | 0 | 0 | 0 | 0 | 0 | 0 | 0 | 0 | 0 | 0 | 0 | 0 | 0 | 0 | 0 | 0 | 0 | 0 | 0 | 0 | 0 | 0 | 0 | 0 | 0 | 0 | 0
F1_Commercial_Small Retail_Existing_Cooling_Electric_Geothermal Heat Pump_E8 | F1 | Commercial | Small Retail | Existing | Cooling | Electric | Geothermal Heat Pump | E8 | CCE | 0 | 0 | 0 | 0 | 0 | 0 | 0 | 0 | 0 | 0 | 0 | 0 | 0 | 0 | 0 | 0 | 0 | 0 | 0 | 0 | 0 | 0 | 0 | 0 | 0 | 0 | 0 | 0 | 0 | 0
F1_Commercial_Small Retail_Existing_Cooling_Electric_Geothermal Heat Pump_E9 | F1 | Commercial | Small Retail | Existing | Cooling | Electric | Geothermal Heat Pump | E9 | CCE | 0 | 0 | 0 | 0 | 0 | 0 | 0 | 0 | 0 | 0 | 0 | 0 | 0 | 0 | 0 | 0 | 0 | 0 | 0 | 0 | 0 | 0 | 0 | 0 | 0 | 0 | 0 | 0 | 0 | 0
F1_Commercial_Small Retail_Existing_Cooling_Electric_Geothermal Heat Pump_E10 | F1 | Commercial | Small Retail | Existing | Cooling | Electric | Geothermal Heat Pump | E10 | CCE | 0 | 0 | 0 | 0 | 0 | 0 | 0 | 0 | 0 | 0 | 0 | 0 | 0 | 0 | 0 | 0 | 0 | 0 | 0 | 0 | 0 | 0 | 0 | 0 | 0 | 0 | 0 | 0 | 0 | 0
F2_Commercial_Small Retail_Existing_Cooling_Electric_Geothermal Heat Pump_E1 | F2 | Commercial | Small Retail | Existing | Cooling | Electric | Geothermal Heat Pump | E1 | TRC BC Ratio | 0 | 0 | 0 | 0 | 0 | 0 | 0 | 0 | 0 | 0 | 0 | 0 | 0 | 0 | 0 | 0 | 0 | 0 | 0 | 0 | 0 | 0 | 0 | 0 | 0 | 0 | 0 | 0 | 0 | 0
F2_Commercial_Small Retail_Existing_Cooling_Electric_Geothermal Heat Pump_E2 | F2 | Commercial | Small Retail | Existing | Cooling | Electric | Geothermal Heat Pump | E2 | TRC BC Ratio | 0 | 0 | 0 | 0 | 0 | 0 | 0 | 0 | 0 | 0 | 0 | 0 | 0 | 0 | 0 | 0 | 0 | 0 | 0 | 0 | 0 | 0 | 0 | 0 | 0 | 0 | 0 | 0 | 0 | 0
F2_Commercial_Small Retail_Existing_Cooling_Electric_Geothermal Heat Pump_E3 | F2 | Commercial | Small Retail | Existing | Cooling | Electric | Geothermal Heat Pump | E3 | TRC BC Ratio | 0 | 0 | 0 | 0 | 0 | 0 | 0 | 0 | 0 | 0 | 0 | 0 | 0 | 0 | 0 | 0 | 0 | 0 | 0 | 0 | 0 | 0 | 0 | 0 | 0 | 0 | 0 | 0 | 0 | 0
F2_Commercial_Small Retail_Existing_Cooling_Electric_Geothermal Heat Pump_E4 | F2 | Commercial | Small Retail | Existing | Cooling | Electric | Geothermal Heat Pump | E4 | TRC BC Ratio | 0 | 0 | 0 | 0 | 0 | 0 | 0 | 0 | 0 | 0 | 0 | 0 | 0 | 0 | 0 | 0 | 0 | 0 | 0 | 0 | 0 | 0 | 0 | 0 | 0 | 0 | 0 | 0 | 0 | 0
F2_Commercial_Small Retail_Existing_Cooling_Electric_Geothermal Heat Pump_E5 | F2 | Commercial | Small Retail | Existing | Cooling | Electric | Geothermal Heat Pump | E5 | TRC BC Ratio | 0 | 0 | 0 | 0 | 0 | 0 | 0 | 0 | 0 | 0 | 0 | 0 | 0 | 0 | 0 | 0 | 0 | 0 | 0 | 0 | 0 | 0 | 0 | 0 | 0 | 0 | 0 | 0 | 0 | 0
F2_Commercial_Small Retail_Existing_Cooling_Electric_Geothermal Heat Pump_E6 | F2 | Commercial | Small Retail | Existing | Cooling | Electric | Geothermal Heat Pump | E6 | TRC BC Ratio | 0 | 0 | 0 | 0 | 0 | 0 | 0 | 0 | 0 | 0 | 0 | 0 | 0 | 0 | 0 | 0 | 0 | 0 | 0 | 0 | 0 | 0 | 0 | 0 | 0 | 0 | 0 | 0 | 0 | 0
F2_Commercial_Small Retail_Existing_Cooling_Electric_Geothermal Heat Pump_E7 | F2 | Commercial | Small Retail | Existing | Cooling | Electric | Geothermal Heat Pump | E7 | TRC BC Ratio | 0 | 0 | 0 | 0 | 0 | 0 | 0 | 0 | 0 | 0 | 0 | 0 | 0 | 0 | 0 | 0 | 0 | 0 | 0 | 0 | 0 | 0 | 0 | 0 | 0 | 0 | 0 | 0 | 0 | 0
F2_Commercial_Small Retail_Existing_Cooling_Electric_Geothermal Heat Pump_E8 | F2 | Commercial | Small Retail | Existing | Cooling | Electric | Geothermal Heat Pump | E8 | TRC BC Ratio | 0 | 0 | 0 | 0 | 0 | 0 | 0 | 0 | 0 | 0 | 0 | 0 | 0 | 0 | 0 | 0 | 0 | 0 | 0 | 0 | 0 | 0 | 0 | 0 | 0 | 0 | 0 | 0 | 0 | 0
F2_Commercial_Small Retail_Existing_Cooling_Electric_Geothermal Heat Pump_E9 | F2 | Commercial | Small Retail | Existing | Cooling | Electric | Geothermal Heat Pump | E9 | TRC BC Ratio | 0 | 0 | 0 | 0 | 0 | 0 | 0 | 0 | 0 | 0 | 0 | 0 | 0 | 0 | 0 | 0 | 0 | 0 | 0 | 0 | 0 | 0 | 0 | 0 | 0 | 0 | 0 | 0 | 0 | 0
F2_Commercial_Small Retail_Existing_Cooling_Electric_Geothermal Heat Pump_E10 | F2 | Commercial | Small Retail | Existing | Cooling | Electric | Geothermal Heat Pump | E10 | TRC BC Ratio | 0 | 0 | 0 | 0 | 0 | 0 | 0 | 0 | 0 | 0 | 0 | 0 | 0 | 0 | 0 | 0 | 0 | 0 | 0 | 0 | 0 | 0 | 0 | 0 | 0 | 0 | 0 | 0 | 0 | 0
F3_Commercial_Small Retail_Existing_Cooling_Electric_Geothermal Heat Pump_E1 | F3 | Commercial | Small Retail | Existing | Cooling | Electric | Geothermal Heat Pump | E1 | PACT BC Ratio | 0 | 0 | 0 | 0 | 0 | 0 | 0 | 0 | 0 | 0 | 0 | 0 | 0 | 0 | 0 | 0 | 0 | 0 | 0 | 0 | 0 | 0 | 0 | 0 | 0 | 0 | 0 | 0 | 0 | 0
F3_Commercial_Small Retail_Existing_Cooling_Electric_Geothermal Heat Pump_E2 | F3 | Commercial | Small Retail | Existing | Cooling | Electric | Geothermal Heat Pump | E2 | PACT BC Ratio | 0 | 0 | 0 | 0 | 0 | 0 | 0 | 0 | 0 | 0 | 0 | 0 | 0 | 0 | 0 | 0 | 0 | 0 | 0 | 0 | 0 | 0 | 0 | 0 | 0 | 0 | 0 | 0 | 0 | 0
F3_Commercial_Small Retail_Existing_Cooling_Electric_Geothermal Heat Pump_E3 | F3 | Commercial | Small Retail | Existing | Cooling | Electric | Geothermal Heat Pump | E3 | PACT BC Ratio | 0 | 0 | 0 | 0 | 0 | 0 | 0 | 0 | 0 | 0 | 0 | 0 | 0 | 0 | 0 | 0 | 0 | 0 | 0 | 0 | 0 | 0 | 0 | 0 | 0 | 0 | 0 | 0 | 0 | 0
F3_Commercial_Small Retail_Existing_Cooling_Electric_Geothermal Heat Pump_E4 | F3 | Commercial | Small Retail | Existing | Cooling | Electric | Geothermal Heat Pump | E4 | PACT BC Ratio | 0 | 0 | 0 | 0 | 0 | 0 | 0 | 0 | 0 | 0 | 0 | 0 | 0 | 0 | 0 | 0 | 0 | 0 | 0 | 0 | 0 | 0 | 0 | 0 | 0 | 0 | 0 | 0 | 0 | 0
F3_Commercial_Small Retail_Existing_Cooling_Electric_Geothermal Heat Pump_E5 | F3 | Commercial | Small Retail | Existing | Cooling | Electric | Geothermal Heat Pump | E5 | PACT BC Ratio | 0 | 0 | 0 | 0 | 0 | 0 | 0 | 0 | 0 | 0 | 0 | 0 | 0 | 0 | 0 | 0 | 0 | 0 | 0 | 0 | 0 | 0 | 0 | 0 | 0 | 0 | 0 | 0 | 0 | 0
F3_Commercial_Small Retail_Existing_Cooling_Electric_Geothermal Heat Pump_E6 | F3 | Commercial | Small Retail | Existing | Cooling | Electric | Geothermal Heat Pump | E6 | PACT BC Ratio | 0 | 0 | 0 | 0 | 0 | 0 | 0 | 0 | 0 | 0 | 0 | 0 | 0 | 0 | 0 | 0 | 0 | 0 | 0 | 0 | 0 | 0 | 0 | 0 | 0 | 0 | 0 | 0 | 0 | 0
F3_Commercial_Small Retail_Existing_Cooling_Electric_Geothermal Heat Pump_E7 | F3 | Commercial | Small Retail | Existing | Cooling | Electric | Geothermal Heat Pump | E7 | PACT BC Ratio | 0 | 0 | 0 | 0 | 0 | 0 | 0 | 0 | 0 | 0 | 0 | 0 | 0 | 0 | 0 | 0 | 0 | 0 | 0 | 0 | 0 | 0 | 0 | 0 | 0 | 0 | 0 | 0 | 0 | 0
F3_Commercial_Small Retail_Existing_Cooling_Electric_Geothermal Heat Pump_E8 | F3 | Commercial | Small Retail | Existing | Cooling | Electric | Geothermal Heat Pump | E8 | PACT BC Ratio | 0 | 0 | 0 | 0 | 0 | 0 | 0 | 0 | 0 | 0 | 0 | 0 | 0 | 0 | 0 | 0 | 0 | 0 | 0 | 0 | 0 | 0 | 0 | 0 | 0 | 0 | 0 | 0 | 0 | 0
F3_Commercial_Small Retail_Existing_Cooling_Electric_Geothermal Heat Pump_E9 | F3 | Commercial | Small Retail | Existing | Cooling | Electric | Geothermal Heat Pump | E9 | PACT BC Ratio | 0 | 0 | 0 | 0 | 0 | 0 | 0 | 0 | 0 | 0 | 0 | 0 | 0 | 0 | 0 | 0 | 0 | 0 | 0 | 0 | 0 | 0 | 0 | 0 | 0 | 0 | 0 | 0 | 0 | 0
F3_Commercial_Small Retail_Existing_Cooling_Electric_Geothermal Heat Pump_E10 | F3 | Commercial | Small Retail | Existing | Cooling | Electric | Geothermal Heat Pump | E10 | PACT BC Ratio | 0 | 0 | 0 | 0 | 0 | 0 | 0 | 0 | 0 | 0 | 0 | 0 | 0 | 0 | 0 | 0 | 0 | 0 | 0 | 0 | 0 | 0 | 0 | 0 | 0 | 0 | 0 | 0 | 0 | 0
F4_Commercial_Small Retail_Existing_Cooling_Electric_Geothermal Heat Pump_E1 | F4 | Commercial | Small Retail | Existing | Cooling | Electric | Geothermal Heat Pump | E1 | RVT BC Ratio | 0 | 0 | 0 | 0 | 0 | 0 | 0 | 0 | 0 | 0 | 0 | 0 | 0 | 0 | 0 | 0 | 0 | 0 | 0 | 0 | 0 | 0 | 0 | 0 | 0 | 0 | 0 | 0 | 0 | 0
F4_Commercial_Small Retail_Existing_Cooling_Electric_Geothermal Heat Pump_E2 | F4 | Commercial | Small Retail | Existing | Cooling | Electric | Geothermal Heat Pump | E2 | RVT BC Ratio | 0 | 0 | 0 | 0 | 0 | 0 | 0 | 0 | 0 | 0 | 0 | 0 | 0 | 0 | 0 | 0 | 0 | 0 | 0 | 0 | 0 | 0 | 0 | 0 | 0 | 0 | 0 | 0 | 0 | 0
F4_Commercial_Small Retail_Existing_Cooling_Electric_Geothermal Heat Pump_E3 | F4 | Commercial | Small Retail | Existing | Cooling | Electric | Geothermal Heat Pump | E3 | RVT BC Ratio | 0 | 0 | 0 | 0 | 0 | 0 | 0 | 0 | 0 | 0 | 0 | 0 | 0 | 0 | 0 | 0 | 0 | 0 | 0 | 0 | 0 | 0 | 0 | 0 | 0 | 0 | 0 | 0 | 0 | 0
F4_Commercial_Small Retail_Existing_Cooling_Electric_Geothermal Heat Pump_E4 | F4 | Commercial | Small Retail | Existing | Cooling | Electric | Geothermal Heat Pump | E4 | RVT BC Ratio | 0 | 0 | 0 | 0 | 0 | 0 | 0 | 0 | 0 | 0 | 0 | 0 | 0 | 0 | 0 | 0 | 0 | 0 | 0 | 0 | 0 | 0 | 0 | 0 | 0 | 0 | 0 | 0 | 0 | 0
F4_Commercial_Small Retail_Existing_Cooling_Electric_Geothermal Heat Pump_E5 | F4 | Commercial | Small Retail | Existing | Cooling | Electric | Geothermal Heat Pump | E5 | RVT BC Ratio | 0 | 0 | 0 | 0 | 0 | 0 | 0 | 0 | 0 | 0 | 0 | 0 | 0 | 0 | 0 | 0 | 0 | 0 | 0 | 0 | 0 | 0 | 0 | 0 | 0 | 0 | 0 | 0 | 0 | 0
F4_Commercial_Small Retail_Existing_Cooling_Electric_Geothermal Heat Pump_E6 | F4 | Commercial | Small Retail | Existing | Cooling | Electric | Geothermal Heat Pump | E6 | RVT BC Ratio | 0 | 0 | 0 | 0 | 0 | 0 | 0 | 0 | 0 | 0 | 0 | 0 | 0 | 0 | 0 | 0 | 0 | 0 | 0 | 0 | 0 | 0 | 0 | 0 | 0 | 0 | 0 | 0 | 0 | 0
F4_Commercial_Small Retail_Existing_Cooling_Electric_Geothermal Heat Pump_E7 | F4 | Commercial | Small Retail | Existing | Cooling | Electric | Geothermal Heat Pump | E7 | RVT BC Ratio | 0 | 0 | 0 | 0 | 0 | 0 | 0 | 0 | 0 | 0 | 0 | 0 | 0 | 0 | 0 | 0 | 0 | 0 | 0 | 0 | 0 | 0 | 0 | 0 | 0 | 0 | 0 | 0 | 0 | 0
F4_Commercial_Small Retail_Existing_Cooling_Electric_Geothermal Heat Pump_E8 | F4 | Commercial | Small Retail | Existing | Cooling | Electric | Geothermal Heat Pump | E8 | RVT BC Ratio | 0 | 0 | 0 | 0 | 0 | 0 | 0 | 0 | 0 | 0 | 0 | 0 | 0 | 0 | 0 | 0 | 0 | 0 | 0 | 0 | 0 | 0 | 0 | 0 | 0 | 0 | 0 | 0 | 0 | 0
F4_Commercial_Small Retail_Existing_Cooling_Electric_Geothermal Heat Pump_E9 | F4 | Commercial | Small Retail | Existing | Cooling | Electric | Geothermal Heat Pump | E9 | RVT BC Ratio | 0 | 0 | 0 | 0 | 0 | 0 | 0 | 0 | 0 | 0 | 0 | 0 | 0 | 0 | 0 | 0 | 0 | 0 | 0 | 0 | 0 | 0 | 0 | 0 | 0 | 0 | 0 | 0 | 0 | 0
F4_Commercial_Small Retail_Existing_Cooling_Electric_Geothermal Heat Pump_E10 | F4 | Commercial | Small Retail | Existing | Cooling | Electric | Geothermal Heat Pump | E10 | RVT BC Ratio | 0 | 0 | 0 | 0 | 0 | 0 | 0 | 0 | 0 | 0 | 0 | 0 | 0 | 0 | 0 | 0 | 0 | 0 | 0 | 0 | 0 | 0 | 0 | 0 | 0 | 0 | 0 | 0 | 0 | 0
F5_Commercial_Small Retail_Existing_Cooling_Electric_Geothermal Heat Pump_E1 | F5 | Commercial | Small Retail | Existing | Cooling | Electric | Geothermal Heat Pump | E1 | RIM BC Ratio | 0 | 0 | 0 | 0 | 0 | 0 | 0 | 0 | 0 | 0 | 0 | 0 | 0 | 0 | 0 | 0 | 0 | 0 | 0 | 0 | 0 | 0 | 0 | 0 | 0 | 0 | 0 | 0 | 0 | 0
F5_Commercial_Small Retail_Existing_Cooling_Electric_Geothermal Heat Pump_E2 | F5 | Commercial | Small Retail | Existing | Cooling | Electric | Geothermal Heat Pump | E2 | RIM BC Ratio | 0 | 0 | 0 | 0 | 0 | 0 | 0 | 0 | 0 | 0 | 0 | 0 | 0 | 0 | 0 | 0 | 0 | 0 | 0 | 0 | 0 | 0 | 0 | 0 | 0 | 0 | 0 | 0 | 0 | 0
F5_Commercial_Small Retail_Existing_Cooling_Electric_Geothermal Heat Pump_E3 | F5 | Commercial | Small Retail | Existing | Cooling | Electric | Geothermal Heat Pump | E3 | RIM BC Ratio | 0 | 0 | 0 | 0 | 0 | 0 | 0 | 0 | 0 | 0 | 0 | 0 | 0 | 0 | 0 | 0 | 0 | 0 | 0 | 0 | 0 | 0 | 0 | 0 | 0 | 0 | 0 | 0 | 0 | 0
F5_Commercial_Small Retail_Existing_Cooling_Electric_Geothermal Heat Pump_E4 | F5 | Commercial | Small Retail | Existing | Cooling | Electric | Geothermal Heat Pump | E4 | RIM BC Ratio | 0 | 0 | 0 | 0 | 0 | 0 | 0 | 0 | 0 | 0 | 0 | 0 | 0 | 0 | 0 | 0 | 0 | 0 | 0 | 0 | 0 | 0 | 0 | 0 | 0 | 0 | 0 | 0 | 0 | 0
F5_Commercial_Small Retail_Existing_Cooling_Electric_Geothermal Heat Pump_E5 | F5 | Commercial | Small Retail | Existing | Cooling | Electric | Geothermal Heat Pump | E5 | RIM BC Ratio | 0 | 0 | 0 | 0 | 0 | 0 | 0 | 0 | 0 | 0 | 0 | 0 | 0 | 0 | 0 | 0 | 0 | 0 | 0 | 0 | 0 | 0 | 0 | 0 | 0 | 0 | 0 | 0 | 0 | 0
F5_Commercial_Small Retail_Existing_Cooling_Electric_Geothermal Heat Pump_E6 | F5 | Commercial | Small Retail | Existing | Cooling | Electric | Geothermal Heat Pump | E6 | RIM BC Ratio | 0 | 0 | 0 | 0 | 0 | 0 | 0 | 0 | 0 | 0 | 0 | 0 | 0 | 0 | 0 | 0 | 0 | 0 | 0 | 0 | 0 | 0 | 0 | 0 | 0 | 0 | 0 | 0 | 0 | 0
F5_Commercial_Small Retail_Existing_Cooling_Electric_Geothermal Heat Pump_E7 | F5 | Commercial | Small Retail | Existing | Cooling | Electric | Geothermal Heat Pump | E7 | RIM BC Ratio | 0 | 0 | 0 | 0 | 0 | 0 | 0 | 0 | 0 | 0 | 0 | 0 | 0 | 0 | 0 | 0 | 0 | 0 | 0 | 0 | 0 | 0 | 0 | 0 | 0 | 0 | 0 | 0 | 0 | 0
F5_Commercial_Small Retail_Existing_Cooling_Electric_Geothermal Heat Pump_E8 | F5 | Commercial | Small Retail | Existing | Cooling | Electric | Geothermal Heat Pump | E8 | RIM BC Ratio | 0 | 0 | 0 | 0 | 0 | 0 | 0 | 0 | 0 | 0 | 0 | 0 | 0 | 0 | 0 | 0 | 0 | 0 | 0 | 0 | 0 | 0 | 0 | 0 | 0 | 0 | 0 | 0 | 0 | 0
F5_Commercial_Small Retail_Existing_Cooling_Electric_Geothermal Heat Pump_E9 | F5 | Commercial | Small Retail | Existing | Cooling | Electric | Geothermal Heat Pump | E9 | RIM BC Ratio | 0 | 0 | 0 | 0 | 0 | 0 | 0 | 0 | 0 | 0 | 0 | 0 | 0 | 0 | 0 | 0 | 0 | 0 | 0 | 0 | 0 | 0 | 0 | 0 | 0 | 0 | 0 | 0 | 0 | 0
F5_Commercial_Small Retail_Existing_Cooling_Electric_Geothermal Heat Pump_E10 | F5 | Commercial | Small Retail | Existing | Cooling | Electric | Geothermal Heat Pump | E10 | RIM BC Ratio | 0 | 0 | 0 | 0 | 0 | 0 | 0 | 0 | 0 | 0 | 0 | 0 | 0 | 0 | 0 | 0 | 0 | 0 | 0 | 0 | 0 | 0 | 0 | 0 | 0 | 0 | 0 | 0 | 0 | 0
F0_Commercial_Small Retail_Existing_Space Heating_Electric_Electric Furnace_E0 | F0 | Commercial | Small Retail | Existing | Space Heating | Electric | Electric Furnace | E0 | Economic Unit | 0 | 0 | 0 | 0 | 0 | 0 | 0 | 0 | 0 | 0 | 0 | 0 | 0 | 0 | 0 | 0 | 0 | 0 | 0 | 0 | 0 | 0 | 0 | 0 | 0 | 0 | 0 | 0 | 0 | 0
F1_Commercial_Small Retail_Existing_Space Heating_Electric_Electric Furnace_E1 | F1 | Commercial | Small Retail | Existing | Space Heating | Electric | Electric Furnace | E1 | CCE | 0 | 0 | 0 | 0 | 0 | 0 | 0 | 0 | 0 | 0 | 0 | 0 | 0 | 0 | 0 | 0 | 0 | 0 | 0 | 0 | 0 | 0 | 0 | 0 | 0 | 0 | 0 | 0 | 0 | 0
F1_Commercial_Small Retail_Existing_Space Heating_Electric_Electric Furnace_E2 | F1 | Commercial | Small Retail | Existing | Space Heating | Electric | Electric Furnace | E2 | CCE | 0 | 0 | 0 | 0 | 0 | 0 | 0 | 0 | 0 | 0 | 0 | 0 | 0 | 0 | 0 | 0 | 0 | 0 | 0 | 0 | 0 | 0 | 0 | 0 | 0 | 0 | 0 | 0 | 0 | 0
F1_Commercial_Small Retail_Existing_Space Heating_Electric_Electric Furnace_E3 | F1 | Commercial | Small Retail | Existing | Space Heating | Electric | Electric Furnace | E3 | CCE | 0 | 0 | 0 | 0 | 0 | 0 | 0 | 0 | 0 | 0 | 0 | 0 | 0 | 0 | 0 | 0 | 0 | 0 | 0 | 0 | 0 | 0 | 0 | 0 | 0 | 0 | 0 | 0 | 0 | 0
F1_Commercial_Small Retail_Existing_Space Heating_Electric_Electric Furnace_E4 | F1 | Commercial | Small Retail | Existing | Space Heating | Electric | Electric Furnace | E4 | CCE | 0 | 0 | 0 | 0 | 0 | 0 | 0 | 0 | 0 | 0 | 0 | 0 | 0 | 0 | 0 | 0 | 0 | 0 | 0 | 0 | 0 | 0 | 0 | 0 | 0 | 0 | 0 | 0 | 0 | 0
F1_Commercial_Small Retail_Existing_Space Heating_Electric_Electric Furnace_E5 | F1 | Commercial | Small Retail | Existing | Space Heating | Electric | Electric Furnace | E5 | CCE | 0 | 0 | 0 | 0 | 0 | 0 | 0 | 0 | 0 | 0 | 0 | 0 | 0 | 0 | 0 | 0 | 0 | 0 | 0 | 0 | 0 | 0 | 0 | 0 | 0 | 0 | 0 | 0 | 0 | 0
F1_Commercial_Small Retail_Existing_Space Heating_Electric_Electric Furnace_E6 | F1 | Commercial | Small Retail | Existing | Space Heating | Electric | Electric Furnace | E6 | CCE | 0 | 0 | 0 | 0 | 0 | 0 | 0 | 0 | 0 | 0 | 0 | 0 | 0 | 0 | 0 | 0 | 0 | 0 | 0 | 0 | 0 | 0 | 0 | 0 | 0 | 0 | 0 | 0 | 0 | 0
F1_Commercial_Small Retail_Existing_Space Heating_Electric_Electric Furnace_E7 | F1 | Commercial | Small Retail | Existing | Space Heating | Electric | Electric Furnace | E7 | CCE | 0 | 0 | 0 | 0 | 0 | 0 | 0 | 0 | 0 | 0 | 0 | 0 | 0 | 0 | 0 | 0 | 0 | 0 | 0 | 0 | 0 | 0 | 0 | 0 | 0 | 0 | 0 | 0 | 0 | 0
F1_Commercial_Small Retail_Existing_Space Heating_Electric_Electric Furnace_E8 | F1 | Commercial | Small Retail | Existing | Space Heating | Electric | Electric Furnace | E8 | CCE | 0 | 0 | 0 | 0 | 0 | 0 | 0 | 0 | 0 | 0 | 0 | 0 | 0 | 0 | 0 | 0 | 0 | 0 | 0 | 0 | 0 | 0 | 0 | 0 | 0 | 0 | 0 | 0 | 0 | 0
F1_Commercial_Small Retail_Existing_Space Heating_Electric_Electric Furnace_E9 | F1 | Commercial | Small Retail | Existing | Space Heating | Electric | Electric Furnace | E9 | CCE | 0 | 0 | 0 | 0 | 0 | 0 | 0 | 0 | 0 | 0 | 0 | 0 | 0 | 0 | 0 | 0 | 0 | 0 | 0 | 0 | 0 | 0 | 0 | 0 | 0 | 0 | 0 | 0 | 0 | 0
F1_Commercial_Small Retail_Existing_Space Heating_Electric_Electric Furnace_E10 | F1 | Commercial | Small Retail | Existing | Space Heating | Electric | Electric Furnace | E10 | CCE | 0 | 0 | 0 | 0 | 0 | 0 | 0 | 0 | 0 | 0 | 0 | 0 | 0 | 0 | 0 | 0 | 0 | 0 | 0 | 0 | 0 | 0 | 0 | 0 | 0 | 0 | 0 | 0 | 0 | 0
F2_Commercial_Small Retail_Existing_Space Heating_Electric_Electric Furnace_E1 | F2 | Commercial | Small Retail | Existing | Space Heating | Electric | Electric Furnace | E1 | TRC BC Ratio | 0 | 0 | 0 | 0 | 0 | 0 | 0 | 0 | 0 | 0 | 0 | 0 | 0 | 0 | 0 | 0 | 0 | 0 | 0 | 0 | 0 | 0 | 0 | 0 | 0 | 0 | 0 | 0 | 0 | 0
F2_Commercial_Small Retail_Existing_Space Heating_Electric_Electric Furnace_E2 | F2 | Commercial | Small Retail | Existing | Space Heating | Electric | Electric Furnace | E2 | TRC BC Ratio | 0 | 0 | 0 | 0 | 0 | 0 | 0 | 0 | 0 | 0 | 0 | 0 | 0 | 0 | 0 | 0 | 0 | 0 | 0 | 0 | 0 | 0 | 0 | 0 | 0 | 0 | 0 | 0 | 0 | 0
F2_Commercial_Small Retail_Existing_Space Heating_Electric_Electric Furnace_E3 | F2 | Commercial | Small Retail | Existing | Space Heating | Electric | Electric Furnace | E3 | TRC BC Ratio | 0 | 0 | 0 | 0 | 0 | 0 | 0 | 0 | 0 | 0 | 0 | 0 | 0 | 0 | 0 | 0 | 0 | 0 | 0 | 0 | 0 | 0 | 0 | 0 | 0 | 0 | 0 | 0 | 0 | 0
F2_Commercial_Small Retail_Existing_Space Heating_Electric_Electric Furnace_E4 | F2 | Commercial | Small Retail | Existing | Space Heating | Electric | Electric Furnace | E4 | TRC BC Ratio | 0 | 0 | 0 | 0 | 0 | 0 | 0 | 0 | 0 | 0 | 0 | 0 | 0 | 0 | 0 | 0 | 0 | 0 | 0 | 0 | 0 | 0 | 0 | 0 | 0 | 0 | 0 | 0 | 0 | 0
F2_Commercial_Small Retail_Existing_Space Heating_Electric_Electric Furnace_E5 | F2 | Commercial | Small Retail | Existing | Space Heating | Electric | Electric Furnace | E5 | TRC BC Ratio | 0 | 0 | 0 | 0 | 0 | 0 | 0 | 0 | 0 | 0 | 0 | 0 | 0 | 0 | 0 | 0 | 0 | 0 | 0 | 0 | 0 | 0 | 0 | 0 | 0 | 0 | 0 | 0 | 0 | 0
F2_Commercial_Small Retail_Existing_Space Heating_Electric_Electric Furnace_E6 | F2 | Commercial | Small Retail | Existing | Space Heating | Electric | Electric Furnace | E6 | TRC BC Ratio | 0 | 0 | 0 | 0 | 0 | 0 | 0 | 0 | 0 | 0 | 0 | 0 | 0 | 0 | 0 | 0 | 0 | 0 | 0 | 0 | 0 | 0 | 0 | 0 | 0 | 0 | 0 | 0 | 0 | 0
F2_Commercial_Small Retail_Existing_Space Heating_Electric_Electric Furnace_E7 | F2 | Commercial | Small Retail | Existing | Space Heating | Electric | Electric Furnace | E7 | TRC BC Ratio | 0 | 0 | 0 | 0 | 0 | 0 | 0 | 0 | 0 | 0 | 0 | 0 | 0 | 0 | 0 | 0 | 0 | 0 | 0 | 0 | 0 | 0 | 0 | 0 | 0 | 0 | 0 | 0 | 0 | 0
F2_Commercial_Small Retail_Existing_Space Heating_Electric_Electric Furnace_E8 | F2 | Commercial | Small Retail | Existing | Space Heating | Electric | Electric Furnace | E8 | TRC BC Ratio | 0 | 0 | 0 | 0 | 0 | 0 | 0 | 0 | 0 | 0 | 0 | 0 | 0 | 0 | 0 | 0 | 0 | 0 | 0 | 0 | 0 | 0 | 0 | 0 | 0 | 0 | 0 | 0 | 0 | 0
F2_Commercial_Small Retail_Existing_Space Heating_Electric_Electric Furnace_E9 | F2 | Commercial | Small Retail | Existing | Space Heating | Electric | Electric Furnace | E9 | TRC BC Ratio | 0 | 0 | 0 | 0 | 0 | 0 | 0 | 0 | 0 | 0 | 0 | 0 | 0 | 0 | 0 | 0 | 0 | 0 | 0 | 0 | 0 | 0 | 0 | 0 | 0 | 0 | 0 | 0 | 0 | 0
F2_Commercial_Small Retail_Existing_Space Heating_Electric_Electric Furnace_E10 | F2 | Commercial | Small Retail | Existing | Space Heating | Electric | Electric Furnace | E10 | TRC BC Ratio | 0 | 0 | 0 | 0 | 0 | 0 | 0 | 0 | 0 | 0 | 0 | 0 | 0 | 0 | 0 | 0 | 0 | 0 | 0 | 0 | 0 | 0 | 0 | 0 | 0 | 0 | 0 | 0 | 0 | 0
F3_Commercial_Small Retail_Existing_Space Heating_Electric_Electric Furnace_E1 | F3 | Commercial | Small Retail | Existing | Space Heating | Electric | Electric Furnace | E1 | PACT BC Ratio | 0 | 0 | 0 | 0 | 0 | 0 | 0 | 0 | 0 | 0 | 0 | 0 | 0 | 0 | 0 | 0 | 0 | 0 | 0 | 0 | 0 | 0 | 0 | 0 | 0 | 0 | 0 | 0 | 0 | 0
F3_Commercial_Small Retail_Existing_Space Heating_Electric_Electric Furnace_E2 | F3 | Commercial | Small Retail | Existing | Space Heating | Electric | Electric Furnace | E2 | PACT BC Ratio | 0 | 0 | 0 | 0 | 0 | 0 | 0 | 0 | 0 | 0 | 0 | 0 | 0 | 0 | 0 | 0 | 0 | 0 | 0 | 0 | 0 | 0 | 0 | 0 | 0 | 0 | 0 | 0 | 0 | 0
F3_Commercial_Small Retail_Existing_Space Heating_Electric_Electric Furnace_E3 | F3 | Commercial | Small Retail | Existing | Space Heating | Electric | Electric Furnace | E3 | PACT BC Ratio | 0 | 0 | 0 | 0 | 0 | 0 | 0 | 0 | 0 | 0 | 0 | 0 | 0 | 0 | 0 | 0 | 0 | 0 | 0 | 0 | 0 | 0 | 0 | 0 | 0 | 0 | 0 | 0 | 0 | 0
F3_Commercial_Small Retail_Existing_Space Heating_Electric_Electric Furnace_E4 | F3 | Commercial | Small Retail | Existing | Space Heating | Electric | Electric Furnace | E4 | PACT BC Ratio | 0 | 0 | 0 | 0 | 0 | 0 | 0 | 0 | 0 | 0 | 0 | 0 | 0 | 0 | 0 | 0 | 0 | 0 | 0 | 0 | 0 | 0 | 0 | 0 | 0 | 0 | 0 | 0 | 0 | 0
F3_Commercial_Small Retail_Existing_Space Heating_Electric_Electric Furnace_E5 | F3 | Commercial | Small Retail | Existing | Space Heating | Electric | Electric Furnace | E5 | PACT BC Ratio | 0 | 0 | 0 | 0 | 0 | 0 | 0 | 0 | 0 | 0 | 0 | 0 | 0 | 0 | 0 | 0 | 0 | 0 | 0 | 0 | 0 | 0 | 0 | 0 | 0 | 0 | 0 | 0 | 0 | 0
F3_Commercial_Small Retail_Existing_Space Heating_Electric_Electric Furnace_E6 | F3 | Commercial | Small Retail | Existing | Space Heating | Electric | Electric Furnace | E6 | PACT BC Ratio | 0 | 0 | 0 | 0 | 0 | 0 | 0 | 0 | 0 | 0 | 0 | 0 | 0 | 0 | 0 | 0 | 0 | 0 | 0 | 0 | 0 | 0 | 0 | 0 | 0 | 0 | 0 | 0 | 0 | 0
F3_Commercial_Small Retail_Existing_Space Heating_Electric_Electric Furnace_E7 | F3 | Commercial | Small Retail | Existing | Space Heating | Electric | Electric Furnace | E7 | PACT BC Ratio | 0 | 0 | 0 | 0 | 0 | 0 | 0 | 0 | 0 | 0 | 0 | 0 | 0 | 0 | 0 | 0 | 0 | 0 | 0 | 0 | 0 | 0 | 0 | 0 | 0 | 0 | 0 | 0 | 0 | 0
F3_Commercial_Small Retail_Existing_Space Heating_Electric_Electric Furnace_E8 | F3 | Commercial | Small Retail | Existing | Space Heating | Electric | Electric Furnace | E8 | PACT BC Ratio | 0 | 0 | 0 | 0 | 0 | 0 | 0 | 0 | 0 | 0 | 0 | 0 | 0 | 0 | 0 | 0 | 0 | 0 | 0 | 0 | 0 | 0 | 0 | 0 | 0 | 0 | 0 | 0 | 0 | 0
F3_Commercial_Small Retail_Existing_Space Heating_Electric_Electric Furnace_E9 | F3 | Commercial | Small Retail | Existing | Space Heating | Electric | Electric Furnace | E9 | PACT BC Ratio | 0 | 0 | 0 | 0 | 0 | 0 | 0 | 0 | 0 | 0 | 0 | 0 | 0 | 0 | 0 | 0 | 0 | 0 | 0 | 0 | 0 | 0 | 0 | 0 | 0 | 0 | 0 | 0 | 0 | 0
F3_Commercial_Small Retail_Existing_Space Heating_Electric_Electric Furnace_E10 | F3 | Commercial | Small Retail | Existing | Space Heating | Electric | Electric Furnace | E10 | PACT BC Ratio | 0 | 0 | 0 | 0 | 0 | 0 | 0 | 0 | 0 | 0 | 0 | 0 | 0 | 0 | 0 | 0 | 0 | 0 | 0 | 0 | 0 | 0 | 0 | 0 | 0 | 0 | 0 | 0 | 0 | 0
F4_Commercial_Small Retail_Existing_Space Heating_Electric_Electric Furnace_E1 | F4 | Commercial | Small Retail | Existing | Space Heating | Electric | Electric Furnace | E1 | RVT BC Ratio | 0 | 0 | 0 | 0 | 0 | 0 | 0 | 0 | 0 | 0 | 0 | 0 | 0 | 0 | 0 | 0 | 0 | 0 | 0 | 0 | 0 | 0 | 0 | 0 | 0 | 0 | 0 | 0 | 0 | 0
F4_Commercial_Small Retail_Existing_Space Heating_Electric_Electric Furnace_E2 | F4 | Commercial | Small Retail | Existing | Space Heating | Electric | Electric Furnace | E2 | RVT BC Ratio | 0 | 0 | 0 | 0 | 0 | 0 | 0 | 0 | 0 | 0 | 0 | 0 | 0 | 0 | 0 | 0 | 0 | 0 | 0 | 0 | 0 | 0 | 0 | 0 | 0 | 0 | 0 | 0 | 0 | 0
F4_Commercial_Small Retail_Existing_Space Heating_Electric_Electric Furnace_E3 | F4 | Commercial | Small Retail | Existing | Space Heating | Electric | Electric Furnace | E3 | RVT BC Ratio | 0 | 0 | 0 | 0 | 0 | 0 | 0 | 0 | 0 | 0 | 0 | 0 | 0 | 0 | 0 | 0 | 0 | 0 | 0 | 0 | 0 | 0 | 0 | 0 | 0 | 0 | 0 | 0 | 0 | 0
F4_Commercial_Small Retail_Existing_Space Heating_Electric_Electric Furnace_E4 | F4 | Commercial | Small Retail | Existing | Space Heating | Electric | Electric Furnace | E4 | RVT BC Ratio | 0 | 0 | 0 | 0 | 0 | 0 | 0 | 0 | 0 | 0 | 0 | 0 | 0 | 0 | 0 | 0 | 0 | 0 | 0 | 0 | 0 | 0 | 0 | 0 | 0 | 0 | 0 | 0 | 0 | 0
F4_Commercial_Small Retail_Existing_Space Heating_Electric_Electric Furnace_E5 | F4 | Commercial | Small Retail | Existing | Space Heating | Electric | Electric Furnace | E5 | RVT BC Ratio | 0 | 0 | 0 | 0 | 0 | 0 | 0 | 0 | 0 | 0 | 0 | 0 | 0 | 0 | 0 | 0 | 0 | 0 | 0 | 0 | 0 | 0 | 0 | 0 | 0 | 0 | 0 | 0 | 0 | 0
F4_Commercial_Small Retail_Existing_Space Heating_Electric_Electric Furnace_E6 | F4 | Commercial | Small Retail | Existing | Space Heating | Electric | Electric Furnace | E6 | RVT BC Ratio | 0 | 0 | 0 | 0 | 0 | 0 | 0 | 0 | 0 | 0 | 0 | 0 | 0 | 0 | 0 | 0 | 0 | 0 | 0 | 0 | 0 | 0 | 0 | 0 | 0 | 0 | 0 | 0 | 0 | 0
F4_Commercial_Small Retail_Existing_Space Heating_Electric_Electric Furnace_E7 | F4 | Commercial | Small Retail | Existing | Space Heating | Electric | Electric Furnace | E7 | RVT BC Ratio | 0 | 0 | 0 | 0 | 0 | 0 | 0 | 0 | 0 | 0 | 0 | 0 | 0 | 0 | 0 | 0 | 0 | 0 | 0 | 0 | 0 | 0 | 0 | 0 | 0 | 0 | 0 | 0 | 0 | 0
F4_Commercial_Small Retail_Existing_Space Heating_Electric_Electric Furnace_E8 | F4 | Commercial | Small Retail | Existing | Space Heating | Electric | Electric Furnace | E8 | RVT BC Ratio | 0 | 0 | 0 | 0 | 0 | 0 | 0 | 0 | 0 | 0 | 0 | 0 | 0 | 0 | 0 | 0 | 0 | 0 | 0 | 0 | 0 | 0 | 0 | 0 | 0 | 0 | 0 | 0 | 0 | 0
F4_Commercial_Small Retail_Existing_Space Heating_Electric_Electric Furnace_E9 | F4 | Commercial | Small Retail | Existing | Space Heating | Electric | Electric Furnace | E9 | RVT BC Ratio | 0 | 0 | 0 | 0 | 0 | 0 | 0 | 0 | 0 | 0 | 0 | 0 | 0 | 0 | 0 | 0 | 0 | 0 | 0 | 0 | 0 | 0 | 0 | 0 | 0 | 0 | 0 | 0 | 0 | 0
F4_Commercial_Small Retail_Existing_Space Heating_Electric_Electric Furnace_E10 | F4 | Commercial | Small Retail | Existing | Space Heating | Electric | Electric Furnace | E10 | RVT BC Ratio | 0 | 0 | 0 | 0 | 0 | 0 | 0 | 0 | 0 | 0 | 0 | 0 | 0 | 0 | 0 | 0 | 0 | 0 | 0 | 0 | 0 | 0 | 0 | 0 | 0 | 0 | 0 | 0 | 0 | 0
F5_Commercial_Small Retail_Existing_Space Heating_Electric_Electric Furnace_E1 | F5 | Commercial | Small Retail | Existing | Space Heating | Electric | Electric Furnace | E1 | RIM BC Ratio | 0 | 0 | 0 | 0 | 0 | 0 | 0 | 0 | 0 | 0 | 0 | 0 | 0 | 0 | 0 | 0 | 0 | 0 | 0 | 0 | 0 | 0 | 0 | 0 | 0 | 0 | 0 | 0 | 0 | 0
F5_Commercial_Small Retail_Existing_Space Heating_Electric_Electric Furnace_E2 | F5 | Commercial | Small Retail | Existing | Space Heating | Electric | Electric Furnace | E2 | RIM BC Ratio | 0 | 0 | 0 | 0 | 0 | 0 | 0 | 0 | 0 | 0 | 0 | 0 | 0 | 0 | 0 | 0 | 0 | 0 | 0 | 0 | 0 | 0 | 0 | 0 | 0 | 0 | 0 | 0 | 0 | 0
F5_Commercial_Small Retail_Existing_Space Heating_Electric_Electric Furnace_E3 | F5 | Commercial | Small Retail | Existing | Space Heating | Electric | Electric Furnace | E3 | RIM BC Ratio | 0 | 0 | 0 | 0 | 0 | 0 | 0 | 0 | 0 | 0 | 0 | 0 | 0 | 0 | 0 | 0 | 0 | 0 | 0 | 0 | 0 | 0 | 0 | 0 | 0 | 0 | 0 | 0 | 0 | 0
F5_Commercial_Small Retail_Existing_Space Heating_Electric_Electric Furnace_E4 | F5 | Commercial | Small Retail | Existing | Space Heating | Electric | Electric Furnace | E4 | RIM BC Ratio | 0 | 0 | 0 | 0 | 0 | 0 | 0 | 0 | 0 | 0 | 0 | 0 | 0 | 0 | 0 | 0 | 0 | 0 | 0 | 0 | 0 | 0 | 0 | 0 | 0 | 0 | 0 | 0 | 0 | 0
F5_Commercial_Small Retail_Existing_Space Heating_Electric_Electric Furnace_E5 | F5 | Commercial | Small Retail | Existing | Space Heating | Electric | Electric Furnace | E5 | RIM BC Ratio | 0 | 0 | 0 | 0 | 0 | 0 | 0 | 0 | 0 | 0 | 0 | 0 | 0 | 0 | 0 | 0 | 0 | 0 | 0 | 0 | 0 | 0 | 0 | 0 | 0 | 0 | 0 | 0 | 0 | 0
F5_Commercial_Small Retail_Existing_Space Heating_Electric_Electric Furnace_E6 | F5 | Commercial | Small Retail | Existing | Space Heating | Electric | Electric Furnace | E6 | RIM BC Ratio | 0 | 0 | 0 | 0 | 0 | 0 | 0 | 0 | 0 | 0 | 0 | 0 | 0 | 0 | 0 | 0 | 0 | 0 | 0 | 0 | 0 | 0 | 0 | 0 | 0 | 0 | 0 | 0 | 0 | 0
F5_Commercial_Small Retail_Existing_Space Heating_Electric_Electric Furnace_E7 | F5 | Commercial | Small Retail | Existing | Space Heating | Electric | Electric Furnace | E7 | RIM BC Ratio | 0 | 0 | 0 | 0 | 0 | 0 | 0 | 0 | 0 | 0 | 0 | 0 | 0 | 0 | 0 | 0 | 0 | 0 | 0 | 0 | 0 | 0 | 0 | 0 | 0 | 0 | 0 | 0 | 0 | 0
F5_Commercial_Small Retail_Existing_Space Heating_Electric_Electric Furnace_E8 | F5 | Commercial | Small Retail | Existing | Space Heating | Electric | Electric Furnace | E8 | RIM BC Ratio | 0 | 0 | 0 | 0 | 0 | 0 | 0 | 0 | 0 | 0 | 0 | 0 | 0 | 0 | 0 | 0 | 0 | 0 | 0 | 0 | 0 | 0 | 0 | 0 | 0 | 0 | 0 | 0 | 0 | 0
F5_Commercial_Small Retail_Existing_Space Heating_Electric_Electric Furnace_E9 | F5 | Commercial | Small Retail | Existing | Space Heating | Electric | Electric Furnace | E9 | RIM BC Ratio | 0 | 0 | 0 | 0 | 0 | 0 | 0 | 0 | 0 | 0 | 0 | 0 | 0 | 0 | 0 | 0 | 0 | 0 | 0 | 0 | 0 | 0 | 0 | 0 | 0 | 0 | 0 | 0 | 0 | 0
F5_Commercial_Small Retail_Existing_Space Heating_Electric_Electric Furnace_E10 | F5 | Commercial | Small Retail | Existing | Space Heating | Electric | Electric Furnace | E10 | RIM BC Ratio | 0 | 0 | 0 | 0 | 0 | 0 | 0 | 0 | 0 | 0 | 0 | 0 | 0 | 0 | 0 | 0 | 0 | 0 | 0 | 0 | 0 | 0 | 0 | 0 | 0 | 0 | 0 | 0 | 0 | 0
F0_Commercial_Small Retail_Existing_Space Heating_Electric_Electric Room Heat_E0 | F0 | Commercial | Small Retail | Existing | Space Heating | Electric | Electric Room Heat | E0 | Economic Unit | 0 | 0 | 0 | 0 | 0 | 0 | 0 | 0 | 0 | 0 | 0 | 0 | 0 | 0 | 0 | 0 | 0 | 0 | 0 | 0 | 0 | 0 | 0 | 0 | 0 | 0 | 0 | 0 | 0 | 0
F1_Commercial_Small Retail_Existing_Space Heating_Electric_Electric Room Heat_E1 | F1 | Commercial | Small Retail | Existing | Space Heating | Electric | Electric Room Heat | E1 | CCE | 0 | 0 | 0 | 0 | 0 | 0 | 0 | 0 | 0 | 0 | 0 | 0 | 0 | 0 | 0 | 0 | 0 | 0 | 0 | 0 | 0 | 0 | 0 | 0 | 0 | 0 | 0 | 0 | 0 | 0
F1_Commercial_Small Retail_Existing_Space Heating_Electric_Electric Room Heat_E2 | F1 | Commercial | Small Retail | Existing | Space Heating | Electric | Electric Room Heat | E2 | CCE | 0 | 0 | 0 | 0 | 0 | 0 | 0 | 0 | 0 | 0 | 0 | 0 | 0 | 0 | 0 | 0 | 0 | 0 | 0 | 0 | 0 | 0 | 0 | 0 | 0 | 0 | 0 | 0 | 0 | 0
F1_Commercial_Small Retail_Existing_Space Heating_Electric_Electric Room Heat_E3 | F1 | Commercial | Small Retail | Existing | Space Heating | Electric | Electric Room Heat | E3 | CCE | 0 | 0 | 0 | 0 | 0 | 0 | 0 | 0 | 0 | 0 | 0 | 0 | 0 | 0 | 0 | 0 | 0 | 0 | 0 | 0 | 0 | 0 | 0 | 0 | 0 | 0 | 0 | 0 | 0 | 0
F1_Commercial_Small Retail_Existing_Space Heating_Electric_Electric Room Heat_E4 | F1 | Commercial | Small Retail | Existing | Space Heating | Electric | Electric Room Heat | E4 | CCE | 0 | 0 | 0 | 0 | 0 | 0 | 0 | 0 | 0 | 0 | 0 | 0 | 0 | 0 | 0 | 0 | 0 | 0 | 0 | 0 | 0 | 0 | 0 | 0 | 0 | 0 | 0 | 0 | 0 | 0
F1_Commercial_Small Retail_Existing_Space Heating_Electric_Electric Room Heat_E5 | F1 | Commercial | Small Retail | Existing | Space Heating | Electric | Electric Room Heat | E5 | CCE | 0 | 0 | 0 | 0 | 0 | 0 | 0 | 0 | 0 | 0 | 0 | 0 | 0 | 0 | 0 | 0 | 0 | 0 | 0 | 0 | 0 | 0 | 0 | 0 | 0 | 0 | 0 | 0 | 0 | 0
F1_Commercial_Small Retail_Existing_Space Heating_Electric_Electric Room Heat_E6 | F1 | Commercial | Small Retail | Existing | Space Heating | Electric | Electric Room Heat | E6 | CCE | 0 | 0 | 0 | 0 | 0 | 0 | 0 | 0 | 0 | 0 | 0 | 0 | 0 | 0 | 0 | 0 | 0 | 0 | 0 | 0 | 0 | 0 | 0 | 0 | 0 | 0 | 0 | 0 | 0 | 0
F1_Commercial_Small Retail_Existing_Space Heating_Electric_Electric Room Heat_E7 | F1 | Commercial | Small Retail | Existing | Space Heating | Electric | Electric Room Heat | E7 | CCE | 0 | 0 | 0 | 0 | 0 | 0 | 0 | 0 | 0 | 0 | 0 | 0 | 0 | 0 | 0 | 0 | 0 | 0 | 0 | 0 | 0 | 0 | 0 | 0 | 0 | 0 | 0 | 0 | 0 | 0
F1_Commercial_Small Retail_Existing_Space Heating_Electric_Electric Room Heat_E8 | F1 | Commercial | Small Retail | Existing | Space Heating | Electric | Electric Room Heat | E8 | CCE | 0 | 0 | 0 | 0 | 0 | 0 | 0 | 0 | 0 | 0 | 0 | 0 | 0 | 0 | 0 | 0 | 0 | 0 | 0 | 0 | 0 | 0 | 0 | 0 | 0 | 0 | 0 | 0 | 0 | 0
F1_Commercial_Small Retail_Existing_Space Heating_Electric_Electric Room Heat_E9 | F1 | Commercial | Small Retail | Existing | Space Heating | Electric | Electric Room Heat | E9 | CCE | 0 | 0 | 0 | 0 | 0 | 0 | 0 | 0 | 0 | 0 | 0 | 0 | 0 | 0 | 0 | 0 | 0 | 0 | 0 | 0 | 0 | 0 | 0 | 0 | 0 | 0 | 0 | 0 | 0 | 0
F1_Commercial_Small Retail_Existing_Space Heating_Electric_Electric Room Heat_E10 | F1 | Commercial | Small Retail | Existing | Space Heating | Electric | Electric Room Heat | E10 | CCE | 0 | 0 | 0 | 0 | 0 | 0 | 0 | 0 | 0 | 0 | 0 | 0 | 0 | 0 | 0 | 0 | 0 | 0 | 0 | 0 | 0 | 0 | 0 | 0 | 0 | 0 | 0 | 0 | 0 | 0
F2_Commercial_Small Retail_Existing_Space Heating_Electric_Electric Room Heat_E1 | F2 | Commercial | Small Retail | Existing | Space Heating | Electric | Electric Room Heat | E1 | TRC BC Ratio | 0 | 0 | 0 | 0 | 0 | 0 | 0 | 0 | 0 | 0 | 0 | 0 | 0 | 0 | 0 | 0 | 0 | 0 | 0 | 0 | 0 | 0 | 0 | 0 | 0 | 0 | 0 | 0 | 0 | 0
F2_Commercial_Small Retail_Existing_Space Heating_Electric_Electric Room Heat_E2 | F2 | Commercial | Small Retail | Existing | Space Heating | Electric | Electric Room Heat | E2 | TRC BC Ratio | 0 | 0 | 0 | 0 | 0 | 0 | 0 | 0 | 0 | 0 | 0 | 0 | 0 | 0 | 0 | 0 | 0 | 0 | 0 | 0 | 0 | 0 | 0 | 0 | 0 | 0 | 0 | 0 | 0 | 0
F2_Commercial_Small Retail_Existing_Space Heating_Electric_Electric Room Heat_E3 | F2 | Commercial | Small Retail | Existing | Space Heating | Electric | Electric Room Heat | E3 | TRC BC Ratio | 0 | 0 | 0 | 0 | 0 | 0 | 0 | 0 | 0 | 0 | 0 | 0 | 0 | 0 | 0 | 0 | 0 | 0 | 0 | 0 | 0 | 0 | 0 | 0 | 0 | 0 | 0 | 0 | 0 | 0
F2_Commercial_Small Retail_Existing_Space Heating_Electric_Electric Room Heat_E4 | F2 | Commercial | Small Retail | Existing | Space Heating | Electric | Electric Room Heat | E4 | TRC BC Ratio | 0 | 0 | 0 | 0 | 0 | 0 | 0 | 0 | 0 | 0 | 0 | 0 | 0 | 0 | 0 | 0 | 0 | 0 | 0 | 0 | 0 | 0 | 0 | 0 | 0 | 0 | 0 | 0 | 0 | 0
F2_Commercial_Small Retail_Existing_Space Heating_Electric_Electric Room Heat_E5 | F2 | Commercial | Small Retail | Existing | Space Heating | Electric | Electric Room Heat | E5 | TRC BC Ratio | 0 | 0 | 0 | 0 | 0 | 0 | 0 | 0 | 0 | 0 | 0 | 0 | 0 | 0 | 0 | 0 | 0 | 0 | 0 | 0 | 0 | 0 | 0 | 0 | 0 | 0 | 0 | 0 | 0 | 0
F2_Commercial_Small Retail_Existing_Space Heating_Electric_Electric Room Heat_E6 | F2 | Commercial | Small Retail | Existing | Space Heating | Electric | Electric Room Heat | E6 | TRC BC Ratio | 0 | 0 | 0 | 0 | 0 | 0 | 0 | 0 | 0 | 0 | 0 | 0 | 0 | 0 | 0 | 0 | 0 | 0 | 0 | 0 | 0 | 0 | 0 | 0 | 0 | 0 | 0 | 0 | 0 | 0
F2_Commercial_Small Retail_Existing_Space Heating_Electric_Electric Room Heat_E7 | F2 | Commercial | Small Retail | Existing | Space Heating | Electric | Electric Room Heat | E7 | TRC BC Ratio | 0 | 0 | 0 | 0 | 0 | 0 | 0 | 0 | 0 | 0 | 0 | 0 | 0 | 0 | 0 | 0 | 0 | 0 | 0 | 0 | 0 | 0 | 0 | 0 | 0 | 0 | 0 | 0 | 0 | 0
F2_Commercial_Small Retail_Existing_Space Heating_Electric_Electric Room Heat_E8 | F2 | Commercial | Small Retail | Existing | Space Heating | Electric | Electric Room Heat | E8 | TRC BC Ratio | 0 | 0 | 0 | 0 | 0 | 0 | 0 | 0 | 0 | 0 | 0 | 0 | 0 | 0 | 0 | 0 | 0 | 0 | 0 | 0 | 0 | 0 | 0 | 0 | 0 | 0 | 0 | 0 | 0 | 0
F2_Commercial_Small Retail_Existing_Space Heating_Electric_Electric Room Heat_E9 | F2 | Commercial | Small Retail | Existing | Space Heating | Electric | Electric Room Heat | E9 | TRC BC Ratio | 0 | 0 | 0 | 0 | 0 | 0 | 0 | 0 | 0 | 0 | 0 | 0 | 0 | 0 | 0 | 0 | 0 | 0 | 0 | 0 | 0 | 0 | 0 | 0 | 0 | 0 | 0 | 0 | 0 | 0
F2_Commercial_Small Retail_Existing_Space Heating_Electric_Electric Room Heat_E10 | F2 | Commercial | Small Retail | Existing | Space Heating | Electric | Electric Room Heat | E10 | TRC BC Ratio | 0 | 0 | 0 | 0 | 0 | 0 | 0 | 0 | 0 | 0 | 0 | 0 | 0 | 0 | 0 | 0 | 0 | 0 | 0 | 0 | 0 | 0 | 0 | 0 | 0 | 0 | 0 | 0 | 0 | 0
F3_Commercial_Small Retail_Existing_Space Heating_Electric_Electric Room Heat_E1 | F3 | Commercial | Small Retail | Existing | Space Heating | Electric | Electric Room Heat | E1 | PACT BC Ratio | 0 | 0 | 0 | 0 | 0 | 0 | 0 | 0 | 0 | 0 | 0 | 0 | 0 | 0 | 0 | 0 | 0 | 0 | 0 | 0 | 0 | 0 | 0 | 0 | 0 | 0 | 0 | 0 | 0 | 0
F3_Commercial_Small Retail_Existing_Space Heating_Electric_Electric Room Heat_E2 | F3 | Commercial | Small Retail | Existing | Space Heating | Electric | Electric Room Heat | E2 | PACT BC Ratio | 0 | 0 | 0 | 0 | 0 | 0 | 0 | 0 | 0 | 0 | 0 | 0 | 0 | 0 | 0 | 0 | 0 | 0 | 0 | 0 | 0 | 0 | 0 | 0 | 0 | 0 | 0 | 0 | 0 | 0
F3_Commercial_Small Retail_Existing_Space Heating_Electric_Electric Room Heat_E3 | F3 | Commercial | Small Retail | Existing | Space Heating | Electric | Electric Room Heat | E3 | PACT BC Ratio | 0 | 0 | 0 | 0 | 0 | 0 | 0 | 0 | 0 | 0 | 0 | 0 | 0 | 0 | 0 | 0 | 0 | 0 | 0 | 0 | 0 | 0 | 0 | 0 | 0 | 0 | 0 | 0 | 0 | 0
F3_Commercial_Small Retail_Existing_Space Heating_Electric_Electric Room Heat_E4 | F3 | Commercial | Small Retail | Existing | Space Heating | Electric | Electric Room Heat | E4 | PACT BC Ratio | 0 | 0 | 0 | 0 | 0 | 0 | 0 | 0 | 0 | 0 | 0 | 0 | 0 | 0 | 0 | 0 | 0 | 0 | 0 | 0 | 0 | 0 | 0 | 0 | 0 | 0 | 0 | 0 | 0 | 0
F3_Commercial_Small Retail_Existing_Space Heating_Electric_Electric Room Heat_E5 | F3 | Commercial | Small Retail | Existing | Space Heating | Electric | Electric Room Heat | E5 | PACT BC Ratio | 0 | 0 | 0 | 0 | 0 | 0 | 0 | 0 | 0 | 0 | 0 | 0 | 0 | 0 | 0 | 0 | 0 | 0 | 0 | 0 | 0 | 0 | 0 | 0 | 0 | 0 | 0 | 0 | 0 | 0
F3_Commercial_Small Retail_Existing_Space Heating_Electric_Electric Room Heat_E6 | F3 | Commercial | Small Retail | Existing | Space Heating | Electric | Electric Room Heat | E6 | PACT BC Ratio | 0 | 0 | 0 | 0 | 0 | 0 | 0 | 0 | 0 | 0 | 0 | 0 | 0 | 0 | 0 | 0 | 0 | 0 | 0 | 0 | 0 | 0 | 0 | 0 | 0 | 0 | 0 | 0 | 0 | 0
F3_Commercial_Small Retail_Existing_Space Heating_Electric_Electric Room Heat_E7 | F3 | Commercial | Small Retail | Existing | Space Heating | Electric | Electric Room Heat | E7 | PACT BC Ratio | 0 | 0 | 0 | 0 | 0 | 0 | 0 | 0 | 0 | 0 | 0 | 0 | 0 | 0 | 0 | 0 | 0 | 0 | 0 | 0 | 0 | 0 | 0 | 0 | 0 | 0 | 0 | 0 | 0 | 0
F3_Commercial_Small Retail_Existing_Space Heating_Electric_Electric Room Heat_E8 | F3 | Commercial | Small Retail | Existing | Space Heating | Electric | Electric Room Heat | E8 | PACT BC Ratio | 0 | 0 | 0 | 0 | 0 | 0 | 0 | 0 | 0 | 0 | 0 | 0 | 0 | 0 | 0 | 0 | 0 | 0 | 0 | 0 | 0 | 0 | 0 | 0 | 0 | 0 | 0 | 0 | 0 | 0
F3_Commercial_Small Retail_Existing_Space Heating_Electric_Electric Room Heat_E9 | F3 | Commercial | Small Retail | Existing | Space Heating | Electric | Electric Room Heat | E9 | PACT BC Ratio | 0 | 0 | 0 | 0 | 0 | 0 | 0 | 0 | 0 | 0 | 0 | 0 | 0 | 0 | 0 | 0 | 0 | 0 | 0 | 0 | 0 | 0 | 0 | 0 | 0 | 0 | 0 | 0 | 0 | 0
F3_Commercial_Small Retail_Existing_Space Heating_Electric_Electric Room Heat_E10 | F3 | Commercial | Small Retail | Existing | Space Heating | Electric | Electric Room Heat | E10 | PACT BC Ratio | 0 | 0 | 0 | 0 | 0 | 0 | 0 | 0 | 0 | 0 | 0 | 0 | 0 | 0 | 0 | 0 | 0 | 0 | 0 | 0 | 0 | 0 | 0 | 0 | 0 | 0 | 0 | 0 | 0 | 0
F4_Commercial_Small Retail_Existing_Space Heating_Electric_Electric Room Heat_E1 | F4 | Commercial | Small Retail | Existing | Space Heating | Electric | Electric Room Heat | E1 | RVT BC Ratio | 0 | 0 | 0 | 0 | 0 | 0 | 0 | 0 | 0 | 0 | 0 | 0 | 0 | 0 | 0 | 0 | 0 | 0 | 0 | 0 | 0 | 0 | 0 | 0 | 0 | 0 | 0 | 0 | 0 | 0
F4_Commercial_Small Retail_Existing_Space Heating_Electric_Electric Room Heat_E2 | F4 | Commercial | Small Retail | Existing | Space Heating | Electric | Electric Room Heat | E2 | RVT BC Ratio | 0 | 0 | 0 | 0 | 0 | 0 | 0 | 0 | 0 | 0 | 0 | 0 | 0 | 0 | 0 | 0 | 0 | 0 | 0 | 0 | 0 | 0 | 0 | 0 | 0 | 0 | 0 | 0 | 0 | 0
F4_Commercial_Small Retail_Existing_Space Heating_Electric_Electric Room Heat_E3 | F4 | Commercial | Small Retail | Existing | Space Heating | Electric | Electric Room Heat | E3 | RVT BC Ratio | 0 | 0 | 0 | 0 | 0 | 0 | 0 | 0 | 0 | 0 | 0 | 0 | 0 | 0 | 0 | 0 | 0 | 0 | 0 | 0 | 0 | 0 | 0 | 0 | 0 | 0 | 0 | 0 | 0 | 0
F4_Commercial_Small Retail_Existing_Space Heating_Electric_Electric Room Heat_E4 | F4 | Commercial | Small Retail | Existing | Space Heating | Electric | Electric Room Heat | E4 | RVT BC Ratio | 0 | 0 | 0 | 0 | 0 | 0 | 0 | 0 | 0 | 0 | 0 | 0 | 0 | 0 | 0 | 0 | 0 | 0 | 0 | 0 | 0 | 0 | 0 | 0 | 0 | 0 | 0 | 0 | 0 | 0
F4_Commercial_Small Retail_Existing_Space Heating_Electric_Electric Room Heat_E5 | F4 | Commercial | Small Retail | Existing | Space Heating | Electric | Electric Room Heat | E5 | RVT BC Ratio | 0 | 0 | 0 | 0 | 0 | 0 | 0 | 0 | 0 | 0 | 0 | 0 | 0 | 0 | 0 | 0 | 0 | 0 | 0 | 0 | 0 | 0 | 0 | 0 | 0 | 0 | 0 | 0 | 0 | 0
F4_Commercial_Small Retail_Existing_Space Heating_Electric_Electric Room Heat_E6 | F4 | Commercial | Small Retail | Existing | Space Heating | Electric | Electric Room Heat | E6 | RVT BC Ratio | 0 | 0 | 0 | 0 | 0 | 0 | 0 | 0 | 0 | 0 | 0 | 0 | 0 | 0 | 0 | 0 | 0 | 0 | 0 | 0 | 0 | 0 | 0 | 0 | 0 | 0 | 0 | 0 | 0 | 0
F4_Commercial_Small Retail_Existing_Space Heating_Electric_Electric Room Heat_E7 | F4 | Commercial | Small Retail | Existing | Space Heating | Electric | Electric Room Heat | E7 | RVT BC Ratio | 0 | 0 | 0 | 0 | 0 | 0 | 0 | 0 | 0 | 0 | 0 | 0 | 0 | 0 | 0 | 0 | 0 | 0 | 0 | 0 | 0 | 0 | 0 | 0 | 0 | 0 | 0 | 0 | 0 | 0
F4_Commercial_Small Retail_Existing_Space Heating_Electric_Electric Room Heat_E8 | F4 | Commercial | Small Retail | Existing | Space Heating | Electric | Electric Room Heat | E8 | RVT BC Ratio | 0 | 0 | 0 | 0 | 0 | 0 | 0 | 0 | 0 | 0 | 0 | 0 | 0 | 0 | 0 | 0 | 0 | 0 | 0 | 0 | 0 | 0 | 0 | 0 | 0 | 0 | 0 | 0 | 0 | 0
F4_Commercial_Small Retail_Existing_Space Heating_Electric_Electric Room Heat_E9 | F4 | Commercial | Small Retail | Existing | Space Heating | Electric | Electric Room Heat | E9 | RVT BC Ratio | 0 | 0 | 0 | 0 | 0 | 0 | 0 | 0 | 0 | 0 | 0 | 0 | 0 | 0 | 0 | 0 | 0 | 0 | 0 | 0 | 0 | 0 | 0 | 0 | 0 | 0 | 0 | 0 | 0 | 0
F4_Commercial_Small Retail_Existing_Space Heating_Electric_Electric Room Heat_E10 | F4 | Commercial | Small Retail | Existing | Space Heating | Electric | Electric Room Heat | E10 | RVT BC Ratio | 0 | 0 | 0 | 0 | 0 | 0 | 0 | 0 | 0 | 0 | 0 | 0 | 0 | 0 | 0 | 0 | 0 | 0 | 0 | 0 | 0 | 0 | 0 | 0 | 0 | 0 | 0 | 0 | 0 | 0
F5_Commercial_Small Retail_Existing_Space Heating_Electric_Electric Room Heat_E1 | F5 | Commercial | Small Retail | Existing | Space Heating | Electric | Electric Room Heat | E1 | RIM BC Ratio | 0 | 0 | 0 | 0 | 0 | 0 | 0 | 0 | 0 | 0 | 0 | 0 | 0 | 0 | 0 | 0 | 0 | 0 | 0 | 0 | 0 | 0 | 0 | 0 | 0 | 0 | 0 | 0 | 0 | 0
F5_Commercial_Small Retail_Existing_Space Heating_Electric_Electric Room Heat_E2 | F5 | Commercial | Small Retail | Existing | Space Heating | Electric | Electric Room Heat | E2 | RIM BC Ratio | 0 | 0 | 0 | 0 | 0 | 0 | 0 | 0 | 0 | 0 | 0 | 0 | 0 | 0 | 0 | 0 | 0 | 0 | 0 | 0 | 0 | 0 | 0 | 0 | 0 | 0 | 0 | 0 | 0 | 0
F5_Commercial_Small Retail_Existing_Space Heating_Electric_Electric Room Heat_E3 | F5 | Commercial | Small Retail | Existing | Space Heating | Electric | Electric Room Heat | E3 | RIM BC Ratio | 0 | 0 | 0 | 0 | 0 | 0 | 0 | 0 | 0 | 0 | 0 | 0 | 0 | 0 | 0 | 0 | 0 | 0 | 0 | 0 | 0 | 0 | 0 | 0 | 0 | 0 | 0 | 0 | 0 | 0
F5_Commercial_Small Retail_Existing_Space Heating_Electric_Electric Room Heat_E4 | F5 | Commercial | Small Retail | Existing | Space Heating | Electric | Electric Room Heat | E4 | RIM BC Ratio | 0 | 0 | 0 | 0 | 0 | 0 | 0 | 0 | 0 | 0 | 0 | 0 | 0 | 0 | 0 | 0 | 0 | 0 | 0 | 0 | 0 | 0 | 0 | 0 | 0 | 0 | 0 | 0 | 0 | 0
F5_Commercial_Small Retail_Existing_Space Heating_Electric_Electric Room Heat_E5 | F5 | Commercial | Small Retail | Existing | Space Heating | Electric | Electric Room Heat | E5 | RIM BC Ratio | 0 | 0 | 0 | 0 | 0 | 0 | 0 | 0 | 0 | 0 | 0 | 0 | 0 | 0 | 0 | 0 | 0 | 0 | 0 | 0 | 0 | 0 | 0 | 0 | 0 | 0 | 0 | 0 | 0 | 0
F5_Commercial_Small Retail_Existing_Space Heating_Electric_Electric Room Heat_E6 | F5 | Commercial | Small Retail | Existing | Space Heating | Electric | Electric Room Heat | E6 | RIM BC Ratio | 0 | 0 | 0 | 0 | 0 | 0 | 0 | 0 | 0 | 0 | 0 | 0 | 0 | 0 | 0 | 0 | 0 | 0 | 0 | 0 | 0 | 0 | 0 | 0 | 0 | 0 | 0 | 0 | 0 | 0
F5_Commercial_Small Retail_Existing_Space Heating_Electric_Electric Room Heat_E7 | F5 | Commercial | Small Retail | Existing | Space Heating | Electric | Electric Room Heat | E7 | RIM BC Ratio | 0 | 0 | 0 | 0 | 0 | 0 | 0 | 0 | 0 | 0 | 0 | 0 | 0 | 0 | 0 | 0 | 0 | 0 | 0 | 0 | 0 | 0 | 0 | 0 | 0 | 0 | 0 | 0 | 0 | 0
F5_Commercial_Small Retail_Existing_Space Heating_Electric_Electric Room Heat_E8 | F5 | Commercial | Small Retail | Existing | Space Heating | Electric | Electric Room Heat | E8 | RIM BC Ratio | 0 | 0 | 0 | 0 | 0 | 0 | 0 | 0 | 0 | 0 | 0 | 0 | 0 | 0 | 0 | 0 | 0 | 0 | 0 | 0 | 0 | 0 | 0 | 0 | 0 | 0 | 0 | 0 | 0 | 0
F5_Commercial_Small Retail_Existing_Space Heating_Electric_Electric Room Heat_E9 | F5 | Commercial | Small Retail | Existing | Space Heating | Electric | Electric Room Heat | E9 | RIM BC Ratio | 0 | 0 | 0 | 0 | 0 | 0 | 0 | 0 | 0 | 0 | 0 | 0 | 0 | 0 | 0 | 0 | 0 | 0 | 0 | 0 | 0 | 0 | 0 | 0 | 0 | 0 | 0 | 0 | 0 | 0
F5_Commercial_Small Retail_Existing_Space Heating_Electric_Electric Room Heat_E10 | F5 | Commercial | Small Retail | Existing | Space Heating | Electric | Electric Room Heat | E10 | RIM BC Ratio | 0 | 0 | 0 | 0 | 0 | 0 | 0 | 0 | 0 | 0 | 0 | 0 | 0 | 0 | 0 | 0 | 0 | 0 | 0 | 0 | 0 | 0 | 0 | 0 | 0 | 0 | 0 | 0 | 0 | 0
F0_Commercial_Small Retail_Existing_Space Heating_Electric_Packaged Terminal HP_E0 | F0 | Commercial | Small Retail | Existing | Space Heating | Electric | Packaged Terminal HP | E0 | Economic Unit | 0 | 0 | 0 | 0 | 0 | 0 | 0 | 0 | 0 | 0 | 0 | 0 | 0 | 0 | 0 | 0 | 0 | 0 | 0 | 0 | 0 | 0 | 0 | 0 | 0 | 0 | 0 | 0 | 0 | 0
F1_Commercial_Small Retail_Existing_Space Heating_Electric_Packaged Terminal HP_E1 | F1 | Commercial | Small Retail | Existing | Space Heating | Electric | Packaged Terminal HP | E1 | CCE | 0 | 0 | 0 | 0 | 0 | 0 | 0 | 0 | 0 | 0 | 0 | 0 | 0 | 0 | 0 | 0 | 0 | 0 | 0 | 0 | 0 | 0 | 0 | 0 | 0 | 0 | 0 | 0 | 0 | 0
F1_Commercial_Small Retail_Existing_Space Heating_Electric_Packaged Terminal HP_E2 | F1 | Commercial | Small Retail | Existing | Space Heating | Electric | Packaged Terminal HP | E2 | CCE | 0 | 0 | 0 | 0 | 0 | 0 | 0 | 0 | 0 | 0 | 0 | 0 | 0 | 0 | 0 | 0 | 0 | 0 | 0 | 0 | 0 | 0 | 0 | 0 | 0 | 0 | 0 | 0 | 0 | 0
F1_Commercial_Small Retail_Existing_Space Heating_Electric_Packaged Terminal HP_E3 | F1 | Commercial | Small Retail | Existing | Space Heating | Electric | Packaged Terminal HP | E3 | CCE | 0 | 0 | 0 | 0 | 0 | 0 | 0 | 0 | 0 | 0 | 0 | 0 | 0 | 0 | 0 | 0 | 0 | 0 | 0 | 0 | 0 | 0 | 0 | 0 | 0 | 0 | 0 | 0 | 0 | 0
F1_Commercial_Small Retail_Existing_Space Heating_Electric_Packaged Terminal HP_E4 | F1 | Commercial | Small Retail | Existing | Space Heating | Electric | Packaged Terminal HP | E4 | CCE | 0 | 0 | 0 | 0 | 0 | 0 | 0 | 0 | 0 | 0 | 0 | 0 | 0 | 0 | 0 | 0 | 0 | 0 | 0 | 0 | 0 | 0 | 0 | 0 | 0 | 0 | 0 | 0 | 0 | 0
F1_Commercial_Small Retail_Existing_Space Heating_Electric_Packaged Terminal HP_E5 | F1 | Commercial | Small Retail | Existing | Space Heating | Electric | Packaged Terminal HP | E5 | CCE | 0 | 0 | 0 | 0 | 0 | 0 | 0 | 0 | 0 | 0 | 0 | 0 | 0 | 0 | 0 | 0 | 0 | 0 | 0 | 0 | 0 | 0 | 0 | 0 | 0 | 0 | 0 | 0 | 0 | 0
F1_Commercial_Small Retail_Existing_Space Heating_Electric_Packaged Terminal HP_E6 | F1 | Commercial | Small Retail | Existing | Space Heating | Electric | Packaged Terminal HP | E6 | CCE | 0 | 0 | 0 | 0 | 0 | 0 | 0 | 0 | 0 | 0 | 0 | 0 | 0 | 0 | 0 | 0 | 0 | 0 | 0 | 0 | 0 | 0 | 0 | 0 | 0 | 0 | 0 | 0 | 0 | 0
F1_Commercial_Small Retail_Existing_Space Heating_Electric_Packaged Terminal HP_E7 | F1 | Commercial | Small Retail | Existing | Space Heating | Electric | Packaged Terminal HP | E7 | CCE | 0 | 0 | 0 | 0 | 0 | 0 | 0 | 0 | 0 | 0 | 0 | 0 | 0 | 0 | 0 | 0 | 0 | 0 | 0 | 0 | 0 | 0 | 0 | 0 | 0 | 0 | 0 | 0 | 0 | 0
F1_Commercial_Small Retail_Existing_Space Heating_Electric_Packaged Terminal HP_E8 | F1 | Commercial | Small Retail | Existing | Space Heating | Electric | Packaged Terminal HP | E8 | CCE | 0 | 0 | 0 | 0 | 0 | 0 | 0 | 0 | 0 | 0 | 0 | 0 | 0 | 0 | 0 | 0 | 0 | 0 | 0 | 0 | 0 | 0 | 0 | 0 | 0 | 0 | 0 | 0 | 0 | 0
F1_Commercial_Small Retail_Existing_Space Heating_Electric_Packaged Terminal HP_E9 | F1 | Commercial | Small Retail | Existing | Space Heating | Electric | Packaged Terminal HP | E9 | CCE | 0 | 0 | 0 | 0 | 0 | 0 | 0 | 0 | 0 | 0 | 0 | 0 | 0 | 0 | 0 | 0 | 0 | 0 | 0 | 0 | 0 | 0 | 0 | 0 | 0 | 0 | 0 | 0 | 0 | 0
F1_Commercial_Small Retail_Existing_Space Heating_Electric_Packaged Terminal HP_E10 | F1 | Commercial | Small Retail | Existing | Space Heating | Electric | Packaged Terminal HP | E10 | CCE | 0 | 0 | 0 | 0 | 0 | 0 | 0 | 0 | 0 | 0 | 0 | 0 | 0 | 0 | 0 | 0 | 0 | 0 | 0 | 0 | 0 | 0 | 0 | 0 | 0 | 0 | 0 | 0 | 0 | 0
F2_Commercial_Small Retail_Existing_Space Heating_Electric_Packaged Terminal HP_E1 | F2 | Commercial | Small Retail | Existing | Space Heating | Electric | Packaged Terminal HP | E1 | TRC BC Ratio | 0 | 0 | 0 | 0 | 0 | 0 | 0 | 0 | 0 | 0 | 0 | 0 | 0 | 0 | 0 | 0 | 0 | 0 | 0 | 0 | 0 | 0 | 0 | 0 | 0 | 0 | 0 | 0 | 0 | 0
F2_Commercial_Small Retail_Existing_Space Heating_Electric_Packaged Terminal HP_E2 | F2 | Commercial | Small Retail | Existing | Space Heating | Electric | Packaged Terminal HP | E2 | TRC BC Ratio | 0 | 0 | 0 | 0 | 0 | 0 | 0 | 0 | 0 | 0 | 0 | 0 | 0 | 0 | 0 | 0 | 0 | 0 | 0 | 0 | 0 | 0 | 0 | 0 | 0 | 0 | 0 | 0 | 0 | 0
F2_Commercial_Small Retail_Existing_Space Heating_Electric_Packaged Terminal HP_E3 | F2 | Commercial | Small Retail | Existing | Space Heating | Electric | Packaged Terminal HP | E3 | TRC BC Ratio | 0 | 0 | 0 | 0 | 0 | 0 | 0 | 0 | 0 | 0 | 0 | 0 | 0 | 0 | 0 | 0 | 0 | 0 | 0 | 0 | 0 | 0 | 0 | 0 | 0 | 0 | 0 | 0 | 0 | 0
F2_Commercial_Small Retail_Existing_Space Heating_Electric_Packaged Terminal HP_E4 | F2 | Commercial | Small Retail | Existing | Space Heating | Electric | Packaged Terminal HP | E4 | TRC BC Ratio | 0 | 0 | 0 | 0 | 0 | 0 | 0 | 0 | 0 | 0 | 0 | 0 | 0 | 0 | 0 | 0 | 0 | 0 | 0 | 0 | 0 | 0 | 0 | 0 | 0 | 0 | 0 | 0 | 0 | 0
F2_Commercial_Small Retail_Existing_Space Heating_Electric_Packaged Terminal HP_E5 | F2 | Commercial | Small Retail | Existing | Space Heating | Electric | Packaged Terminal HP | E5 | TRC BC Ratio | 0 | 0 | 0 | 0 | 0 | 0 | 0 | 0 | 0 | 0 | 0 | 0 | 0 | 0 | 0 | 0 | 0 | 0 | 0 | 0 | 0 | 0 | 0 | 0 | 0 | 0 | 0 | 0 | 0 | 0
F2_Commercial_Small Retail_Existing_Space Heating_Electric_Packaged Terminal HP_E6 | F2 | Commercial | Small Retail | Existing | Space Heating | Electric | Packaged Terminal HP | E6 | TRC BC Ratio | 0 | 0 | 0 | 0 | 0 | 0 | 0 | 0 | 0 | 0 | 0 | 0 | 0 | 0 | 0 | 0 | 0 | 0 | 0 | 0 | 0 | 0 | 0 | 0 | 0 | 0 | 0 | 0 | 0 | 0
F2_Commercial_Small Retail_Existing_Space Heating_Electric_Packaged Terminal HP_E7 | F2 | Commercial | Small Retail | Existing | Space Heating | Electric | Packaged Terminal HP | E7 | TRC BC Ratio | 0 | 0 | 0 | 0 | 0 | 0 | 0 | 0 | 0 | 0 | 0 | 0 | 0 | 0 | 0 | 0 | 0 | 0 | 0 | 0 | 0 | 0 | 0 | 0 | 0 | 0 | 0 | 0 | 0 | 0
F2_Commercial_Small Retail_Existing_Space Heating_Electric_Packaged Terminal HP_E8 | F2 | Commercial | Small Retail | Existing | Space Heating | Electric | Packaged Terminal HP | E8 | TRC BC Ratio | 0 | 0 | 0 | 0 | 0 | 0 | 0 | 0 | 0 | 0 | 0 | 0 | 0 | 0 | 0 | 0 | 0 | 0 | 0 | 0 | 0 | 0 | 0 | 0 | 0 | 0 | 0 | 0 | 0 | 0
F2_Commercial_Small Retail_Existing_Space Heating_Electric_Packaged Terminal HP_E9 | F2 | Commercial | Small Retail | Existing | Space Heating | Electric | Packaged Terminal HP | E9 | TRC BC Ratio | 0 | 0 | 0 | 0 | 0 | 0 | 0 | 0 | 0 | 0 | 0 | 0 | 0 | 0 | 0 | 0 | 0 | 0 | 0 | 0 | 0 | 0 | 0 | 0 | 0 | 0 | 0 | 0 | 0 | 0
F2_Commercial_Small Retail_Existing_Space Heating_Electric_Packaged Terminal HP_E10 | F2 | Commercial | Small Retail | Existing | Space Heating | Electric | Packaged Terminal HP | E10 | TRC BC Ratio | 0 | 0 | 0 | 0 | 0 | 0 | 0 | 0 | 0 | 0 | 0 | 0 | 0 | 0 | 0 | 0 | 0 | 0 | 0 | 0 | 0 | 0 | 0 | 0 | 0 | 0 | 0 | 0 | 0 | 0
F3_Commercial_Small Retail_Existing_Space Heating_Electric_Packaged Terminal HP_E1 | F3 | Commercial | Small Retail | Existing | Space Heating | Electric | Packaged Terminal HP | E1 | PACT BC Ratio | 0 | 0 | 0 | 0 | 0 | 0 | 0 | 0 | 0 | 0 | 0 | 0 | 0 | 0 | 0 | 0 | 0 | 0 | 0 | 0 | 0 | 0 | 0 | 0 | 0 | 0 | 0 | 0 | 0 | 0
F3_Commercial_Small Retail_Existing_Space Heating_Electric_Packaged Terminal HP_E2 | F3 | Commercial | Small Retail | Existing | Space Heating | Electric | Packaged Terminal HP | E2 | PACT BC Ratio | 0 | 0 | 0 | 0 | 0 | 0 | 0 | 0 | 0 | 0 | 0 | 0 | 0 | 0 | 0 | 0 | 0 | 0 | 0 | 0 | 0 | 0 | 0 | 0 | 0 | 0 | 0 | 0 | 0 | 0
F3_Commercial_Small Retail_Existing_Space Heating_Electric_Packaged Terminal HP_E3 | F3 | Commercial | Small Retail | Existing | Space Heating | Electric | Packaged Terminal HP | E3 | PACT BC Ratio | 0 | 0 | 0 | 0 | 0 | 0 | 0 | 0 | 0 | 0 | 0 | 0 | 0 | 0 | 0 | 0 | 0 | 0 | 0 | 0 | 0 | 0 | 0 | 0 | 0 | 0 | 0 | 0 | 0 | 0
F3_Commercial_Small Retail_Existing_Space Heating_Electric_Packaged Terminal HP_E4 | F3 | Commercial | Small Retail | Existing | Space Heating | Electric | Packaged Terminal HP | E4 | PACT BC Ratio | 0 | 0 | 0 | 0 | 0 | 0 | 0 | 0 | 0 | 0 | 0 | 0 | 0 | 0 | 0 | 0 | 0 | 0 | 0 | 0 | 0 | 0 | 0 | 0 | 0 | 0 | 0 | 0 | 0 | 0
F3_Commercial_Small Retail_Existing_Space Heating_Electric_Packaged Terminal HP_E5 | F3 | Commercial | Small Retail | Existing | Space Heating | Electric | Packaged Terminal HP | E5 | PACT BC Ratio | 0 | 0 | 0 | 0 | 0 | 0 | 0 | 0 | 0 | 0 | 0 | 0 | 0 | 0 | 0 | 0 | 0 | 0 | 0 | 0 | 0 | 0 | 0 | 0 | 0 | 0 | 0 | 0 | 0 | 0
F3_Commercial_Small Retail_Existing_Space Heating_Electric_Packaged Terminal HP_E6 | F3 | Commercial | Small Retail | Existing | Space Heating | Electric | Packaged Terminal HP | E6 | PACT BC Ratio | 0 | 0 | 0 | 0 | 0 | 0 | 0 | 0 | 0 | 0 | 0 | 0 | 0 | 0 | 0 | 0 | 0 | 0 | 0 | 0 | 0 | 0 | 0 | 0 | 0 | 0 | 0 | 0 | 0 | 0
F3_Commercial_Small Retail_Existing_Space Heating_Electric_Packaged Terminal HP_E7 | F3 | Commercial | Small Retail | Existing | Space Heating | Electric | Packaged Terminal HP | E7 | PACT BC Ratio | 0 | 0 | 0 | 0 | 0 | 0 | 0 | 0 | 0 | 0 | 0 | 0 | 0 | 0 | 0 | 0 | 0 | 0 | 0 | 0 | 0 | 0 | 0 | 0 | 0 | 0 | 0 | 0 | 0 | 0
F3_Commercial_Small Retail_Existing_Space Heating_Electric_Packaged Terminal HP_E8 | F3 | Commercial | Small Retail | Existing | Space Heating | Electric | Packaged Terminal HP | E8 | PACT BC Ratio | 0 | 0 | 0 | 0 | 0 | 0 | 0 | 0 | 0 | 0 | 0 | 0 | 0 | 0 | 0 | 0 | 0 | 0 | 0 | 0 | 0 | 0 | 0 | 0 | 0 | 0 | 0 | 0 | 0 | 0
F3_Commercial_Small Retail_Existing_Space Heating_Electric_Packaged Terminal HP_E9 | F3 | Commercial | Small Retail | Existing | Space Heating | Electric | Packaged Terminal HP | E9 | PACT BC Ratio | 0 | 0 | 0 | 0 | 0 | 0 | 0 | 0 | 0 | 0 | 0 | 0 | 0 | 0 | 0 | 0 | 0 | 0 | 0 | 0 | 0 | 0 | 0 | 0 | 0 | 0 | 0 | 0 | 0 | 0
F3_Commercial_Small Retail_Existing_Space Heating_Electric_Packaged Terminal HP_E10 | F3 | Commercial | Small Retail | Existing | Space Heating | Electric | Packaged Terminal HP | E10 | PACT BC Ratio | 0 | 0 | 0 | 0 | 0 | 0 | 0 | 0 | 0 | 0 | 0 | 0 | 0 | 0 | 0 | 0 | 0 | 0 | 0 | 0 | 0 | 0 | 0 | 0 | 0 | 0 | 0 | 0 | 0 | 0
F4_Commercial_Small Retail_Existing_Space Heating_Electric_Packaged Terminal HP_E1 | F4 | Commercial | Small Retail | Existing | Space Heating | Electric | Packaged Terminal HP | E1 | RVT BC Ratio | 0 | 0 | 0 | 0 | 0 | 0 | 0 | 0 | 0 | 0 | 0 | 0 | 0 | 0 | 0 | 0 | 0 | 0 | 0 | 0 | 0 | 0 | 0 | 0 | 0 | 0 | 0 | 0 | 0 | 0
F4_Commercial_Small Retail_Existing_Space Heating_Electric_Packaged Terminal HP_E2 | F4 | Commercial | Small Retail | Existing | Space Heating | Electric | Packaged Terminal HP | E2 | RVT BC Ratio | 0 | 0 | 0 | 0 | 0 | 0 | 0 | 0 | 0 | 0 | 0 | 0 | 0 | 0 | 0 | 0 | 0 | 0 | 0 | 0 | 0 | 0 | 0 | 0 | 0 | 0 | 0 | 0 | 0 | 0
F4_Commercial_Small Retail_Existing_Space Heating_Electric_Packaged Terminal HP_E3 | F4 | Commercial | Small Retail | Existing | Space Heating | Electric | Packaged Terminal HP | E3 | RVT BC Ratio | 0 | 0 | 0 | 0 | 0 | 0 | 0 | 0 | 0 | 0 | 0 | 0 | 0 | 0 | 0 | 0 | 0 | 0 | 0 | 0 | 0 | 0 | 0 | 0 | 0 | 0 | 0 | 0 | 0 | 0
F4_Commercial_Small Retail_Existing_Space Heating_Electric_Packaged Terminal HP_E4 | F4 | Commercial | Small Retail | Existing | Space Heating | Electric | Packaged Terminal HP | E4 | RVT BC Ratio | 0 | 0 | 0 | 0 | 0 | 0 | 0 | 0 | 0 | 0 | 0 | 0 | 0 | 0 | 0 | 0 | 0 | 0 | 0 | 0 | 0 | 0 | 0 | 0 | 0 | 0 | 0 | 0 | 0 | 0
F4_Commercial_Small Retail_Existing_Space Heating_Electric_Packaged Terminal HP_E5 | F4 | Commercial | Small Retail | Existing | Space Heating | Electric | Packaged Terminal HP | E5 | RVT BC Ratio | 0 | 0 | 0 | 0 | 0 | 0 | 0 | 0 | 0 | 0 | 0 | 0 | 0 | 0 | 0 | 0 | 0 | 0 | 0 | 0 | 0 | 0 | 0 | 0 | 0 | 0 | 0 | 0 | 0 | 0
F4_Commercial_Small Retail_Existing_Space Heating_Electric_Packaged Terminal HP_E6 | F4 | Commercial | Small Retail | Existing | Space Heating | Electric | Packaged Terminal HP | E6 | RVT BC Ratio | 0 | 0 | 0 | 0 | 0 | 0 | 0 | 0 | 0 | 0 | 0 | 0 | 0 | 0 | 0 | 0 | 0 | 0 | 0 | 0 | 0 | 0 | 0 | 0 | 0 | 0 | 0 | 0 | 0 | 0
F4_Commercial_Small Retail_Existing_Space Heating_Electric_Packaged Terminal HP_E7 | F4 | Commercial | Small Retail | Existing | Space Heating | Electric | Packaged Terminal HP | E7 | RVT BC Ratio | 0 | 0 | 0 | 0 | 0 | 0 | 0 | 0 | 0 | 0 | 0 | 0 | 0 | 0 | 0 | 0 | 0 | 0 | 0 | 0 | 0 | 0 | 0 | 0 | 0 | 0 | 0 | 0 | 0 | 0
F4_Commercial_Small Retail_Existing_Space Heating_Electric_Packaged Terminal HP_E8 | F4 | Commercial | Small Retail | Existing | Space Heating | Electric | Packaged Terminal HP | E8 | RVT BC Ratio | 0 | 0 | 0 | 0 | 0 | 0 | 0 | 0 | 0 | 0 | 0 | 0 | 0 | 0 | 0 | 0 | 0 | 0 | 0 | 0 | 0 | 0 | 0 | 0 | 0 | 0 | 0 | 0 | 0 | 0
F4_Commercial_Small Retail_Existing_Space Heating_Electric_Packaged Terminal HP_E9 | F4 | Commercial | Small Retail | Existing | Space Heating | Electric | Packaged Terminal HP | E9 | RVT BC Ratio | 0 | 0 | 0 | 0 | 0 | 0 | 0 | 0 | 0 | 0 | 0 | 0 | 0 | 0 | 0 | 0 | 0 | 0 | 0 | 0 | 0 | 0 | 0 | 0 | 0 | 0 | 0 | 0 | 0 | 0
F4_Commercial_Small Retail_Existing_Space Heating_Electric_Packaged Terminal HP_E10 | F4 | Commercial | Small Retail | Existing | Space Heating | Electric | Packaged Terminal HP | E10 | RVT BC Ratio | 0 | 0 | 0 | 0 | 0 | 0 | 0 | 0 | 0 | 0 | 0 | 0 | 0 | 0 | 0 | 0 | 0 | 0 | 0 | 0 | 0 | 0 | 0 | 0 | 0 | 0 | 0 | 0 | 0 | 0
F5_Commercial_Small Retail_Existing_Space Heating_Electric_Packaged Terminal HP_E1 | F5 | Commercial | Small Retail | Existing | Space Heating | Electric | Packaged Terminal HP | E1 | RIM BC Ratio | 0 | 0 | 0 | 0 | 0 | 0 | 0 | 0 | 0 | 0 | 0 | 0 | 0 | 0 | 0 | 0 | 0 | 0 | 0 | 0 | 0 | 0 | 0 | 0 | 0 | 0 | 0 | 0 | 0 | 0
F5_Commercial_Small Retail_Existing_Space Heating_Electric_Packaged Terminal HP_E2 | F5 | Commercial | Small Retail | Existing | Space Heating | Electric | Packaged Terminal HP | E2 | RIM BC Ratio | 0 | 0 | 0 | 0 | 0 | 0 | 0 | 0 | 0 | 0 | 0 | 0 | 0 | 0 | 0 | 0 | 0 | 0 | 0 | 0 | 0 | 0 | 0 | 0 | 0 | 0 | 0 | 0 | 0 | 0
F5_Commercial_Small Retail_Existing_Space Heating_Electric_Packaged Terminal HP_E3 | F5 | Commercial | Small Retail | Existing | Space Heating | Electric | Packaged Terminal HP | E3 | RIM BC Ratio | 0 | 0 | 0 | 0 | 0 | 0 | 0 | 0 | 0 | 0 | 0 | 0 | 0 | 0 | 0 | 0 | 0 | 0 | 0 | 0 | 0 | 0 | 0 | 0 | 0 | 0 | 0 | 0 | 0 | 0
F5_Commercial_Small Retail_Existing_Space Heating_Electric_Packaged Terminal HP_E4 | F5 | Commercial | Small Retail | Existing | Space Heating | Electric | Packaged Terminal HP | E4 | RIM BC Ratio | 0 | 0 | 0 | 0 | 0 | 0 | 0 | 0 | 0 | 0 | 0 | 0 | 0 | 0 | 0 | 0 | 0 | 0 | 0 | 0 | 0 | 0 | 0 | 0 | 0 | 0 | 0 | 0 | 0 | 0
F5_Commercial_Small Retail_Existing_Space Heating_Electric_Packaged Terminal HP_E5 | F5 | Commercial | Small Retail | Existing | Space Heating | Electric | Packaged Terminal HP | E5 | RIM BC Ratio | 0 | 0 | 0 | 0 | 0 | 0 | 0 | 0 | 0 | 0 | 0 | 0 | 0 | 0 | 0 | 0 | 0 | 0 | 0 | 0 | 0 | 0 | 0 | 0 | 0 | 0 | 0 | 0 | 0 | 0
F5_Commercial_Small Retail_Existing_Space Heating_Electric_Packaged Terminal HP_E6 | F5 | Commercial | Small Retail | Existing | Space Heating | Electric | Packaged Terminal HP | E6 | RIM BC Ratio | 0 | 0 | 0 | 0 | 0 | 0 | 0 | 0 | 0 | 0 | 0 | 0 | 0 | 0 | 0 | 0 | 0 | 0 | 0 | 0 | 0 | 0 | 0 | 0 | 0 | 0 | 0 | 0 | 0 | 0
F5_Commercial_Small Retail_Existing_Space Heating_Electric_Packaged Terminal HP_E7 | F5 | Commercial | Small Retail | Existing | Space Heating | Electric | Packaged Terminal HP | E7 | RIM BC Ratio | 0 | 0 | 0 | 0 | 0 | 0 | 0 | 0 | 0 | 0 | 0 | 0 | 0 | 0 | 0 | 0 | 0 | 0 | 0 | 0 | 0 | 0 | 0 | 0 | 0 | 0 | 0 | 0 | 0 | 0
F5_Commercial_Small Retail_Existing_Space Heating_Electric_Packaged Terminal HP_E8 | F5 | Commercial | Small Retail | Existing | Space Heating | Electric | Packaged Terminal HP | E8 | RIM BC Ratio | 0 | 0 | 0 | 0 | 0 | 0 | 0 | 0 | 0 | 0 | 0 | 0 | 0 | 0 | 0 | 0 | 0 | 0 | 0 | 0 | 0 | 0 | 0 | 0 | 0 | 0 | 0 | 0 | 0 | 0
F5_Commercial_Small Retail_Existing_Space Heating_Electric_Packaged Terminal HP_E9 | F5 | Commercial | Small Retail | Existing | Space Heating | Electric | Packaged Terminal HP | E9 | RIM BC Ratio | 0 | 0 | 0 | 0 | 0 | 0 | 0 | 0 | 0 | 0 | 0 | 0 | 0 | 0 | 0 | 0 | 0 | 0 | 0 | 0 | 0 | 0 | 0 | 0 | 0 | 0 | 0 | 0 | 0 | 0
F5_Commercial_Small Retail_Existing_Space Heating_Electric_Packaged Terminal HP_E10 | F5 | Commercial | Small Retail | Existing | Space Heating | Electric | Packaged Terminal HP | E10 | RIM BC Ratio | 0 | 0 | 0 | 0 | 0 | 0 | 0 | 0 | 0 | 0 | 0 | 0 | 0 | 0 | 0 | 0 | 0 | 0 | 0 | 0 | 0 | 0 | 0 | 0 | 0 | 0 | 0 | 0 | 0 | 0
F0_Commercial_Small Retail_Existing_Space Heating_Electric_Air-Source Heat Pump_E0 | F0 | Commercial | Small Retail | Existing | Space Heating | Electric | Air-Source Heat Pump | E0 | Economic Unit | 0 | 0 | 0 | 0 | 0 | 0 | 0 | 0 | 0 | 0 | 0 | 0 | 0 | 0 | 0 | 0 | 0 | 0 | 0 | 0 | 0 | 0 | 0 | 0 | 0 | 0 | 0 | 0 | 0 | 0
F1_Commercial_Small Retail_Existing_Space Heating_Electric_Air-Source Heat Pump_E1 | F1 | Commercial | Small Retail | Existing | Space Heating | Electric | Air-Source Heat Pump | E1 | CCE | 0 | 0 | 0 | 0 | 0 | 0 | 0 | 0 | 0 | 0 | 0 | 0 | 0 | 0 | 0 | 0 | 0 | 0 | 0 | 0 | 0 | 0 | 0 | 0 | 0 | 0 | 0 | 0 | 0 | 0
F1_Commercial_Small Retail_Existing_Space Heating_Electric_Air-Source Heat Pump_E2 | F1 | Commercial | Small Retail | Existing | Space Heating | Electric | Air-Source Heat Pump | E2 | CCE | 0 | 0 | 0 | 0 | 0 | 0 | 0 | 0 | 0 | 0 | 0 | 0 | 0 | 0 | 0 | 0 | 0 | 0 | 0 | 0 | 0 | 0 | 0 | 0 | 0 | 0 | 0 | 0 | 0 | 0
F1_Commercial_Small Retail_Existing_Space Heating_Electric_Air-Source Heat Pump_E3 | F1 | Commercial | Small Retail | Existing | Space Heating | Electric | Air-Source Heat Pump | E3 | CCE | 0 | 0 | 0 | 0 | 0 | 0 | 0 | 0 | 0 | 0 | 0 | 0 | 0 | 0 | 0 | 0 | 0 | 0 | 0 | 0 | 0 | 0 | 0 | 0 | 0 | 0 | 0 | 0 | 0 | 0
F1_Commercial_Small Retail_Existing_Space Heating_Electric_Air-Source Heat Pump_E4 | F1 | Commercial | Small Retail | Existing | Space Heating | Electric | Air-Source Heat Pump | E4 | CCE | 0 | 0 | 0 | 0 | 0 | 0 | 0 | 0 | 0 | 0 | 0 | 0 | 0 | 0 | 0 | 0 | 0 | 0 | 0 | 0 | 0 | 0 | 0 | 0 | 0 | 0 | 0 | 0 | 0 | 0
F1_Commercial_Small Retail_Existing_Space Heating_Electric_Air-Source Heat Pump_E5 | F1 | Commercial | Small Retail | Existing | Space Heating | Electric | Air-Source Heat Pump | E5 | CCE | 0 | 0 | 0 | 0 | 0 | 0 | 0 | 0 | 0 | 0 | 0 | 0 | 0 | 0 | 0 | 0 | 0 | 0 | 0 | 0 | 0 | 0 | 0 | 0 | 0 | 0 | 0 | 0 | 0 | 0
F1_Commercial_Small Retail_Existing_Space Heating_Electric_Air-Source Heat Pump_E6 | F1 | Commercial | Small Retail | Existing | Space Heating | Electric | Air-Source Heat Pump | E6 | CCE | 0 | 0 | 0 | 0 | 0 | 0 | 0 | 0 | 0 | 0 | 0 | 0 | 0 | 0 | 0 | 0 | 0 | 0 | 0 | 0 | 0 | 0 | 0 | 0 | 0 | 0 | 0 | 0 | 0 | 0
F1_Commercial_Small Retail_Existing_Space Heating_Electric_Air-Source Heat Pump_E7 | F1 | Commercial | Small Retail | Existing | Space Heating | Electric | Air-Source Heat Pump | E7 | CCE | 0 | 0 | 0 | 0 | 0 | 0 | 0 | 0 | 0 | 0 | 0 | 0 | 0 | 0 | 0 | 0 | 0 | 0 | 0 | 0 | 0 | 0 | 0 | 0 | 0 | 0 | 0 | 0 | 0 | 0
F1_Commercial_Small Retail_Existing_Space Heating_Electric_Air-Source Heat Pump_E8 | F1 | Commercial | Small Retail | Existing | Space Heating | Electric | Air-Source Heat Pump | E8 | CCE | 0 | 0 | 0 | 0 | 0 | 0 | 0 | 0 | 0 | 0 | 0 | 0 | 0 | 0 | 0 | 0 | 0 | 0 | 0 | 0 | 0 | 0 | 0 | 0 | 0 | 0 | 0 | 0 | 0 | 0
F1_Commercial_Small Retail_Existing_Space Heating_Electric_Air-Source Heat Pump_E9 | F1 | Commercial | Small Retail | Existing | Space Heating | Electric | Air-Source Heat Pump | E9 | CCE | 0 | 0 | 0 | 0 | 0 | 0 | 0 | 0 | 0 | 0 | 0 | 0 | 0 | 0 | 0 | 0 | 0 | 0 | 0 | 0 | 0 | 0 | 0 | 0 | 0 | 0 | 0 | 0 | 0 | 0
F1_Commercial_Small Retail_Existing_Space Heating_Electric_Air-Source Heat Pump_E10 | F1 | Commercial | Small Retail | Existing | Space Heating | Electric | Air-Source Heat Pump | E10 | CCE | 0 | 0 | 0 | 0 | 0 | 0 | 0 | 0 | 0 | 0 | 0 | 0 | 0 | 0 | 0 | 0 | 0 | 0 | 0 | 0 | 0 | 0 | 0 | 0 | 0 | 0 | 0 | 0 | 0 | 0
F2_Commercial_Small Retail_Existing_Space Heating_Electric_Air-Source Heat Pump_E1 | F2 | Commercial | Small Retail | Existing | Space Heating | Electric | Air-Source Heat Pump | E1 | TRC BC Ratio | 0 | 0 | 0 | 0 | 0 | 0 | 0 | 0 | 0 | 0 | 0 | 0 | 0 | 0 | 0 | 0 | 0 | 0 | 0 | 0 | 0 | 0 | 0 | 0 | 0 | 0 | 0 | 0 | 0 | 0
F2_Commercial_Small Retail_Existing_Space Heating_Electric_Air-Source Heat Pump_E2 | F2 | Commercial | Small Retail | Existing | Space Heating | Electric | Air-Source Heat Pump | E2 | TRC BC Ratio | 0 | 0 | 0 | 0 | 0 | 0 | 0 | 0 | 0 | 0 | 0 | 0 | 0 | 0 | 0 | 0 | 0 | 0 | 0 | 0 | 0 | 0 | 0 | 0 | 0 | 0 | 0 | 0 | 0 | 0
F2_Commercial_Small Retail_Existing_Space Heating_Electric_Air-Source Heat Pump_E3 | F2 | Commercial | Small Retail | Existing | Space Heating | Electric | Air-Source Heat Pump | E3 | TRC BC Ratio | 0 | 0 | 0 | 0 | 0 | 0 | 0 | 0 | 0 | 0 | 0 | 0 | 0 | 0 | 0 | 0 | 0 | 0 | 0 | 0 | 0 | 0 | 0 | 0 | 0 | 0 | 0 | 0 | 0 | 0
F2_Commercial_Small Retail_Existing_Space Heating_Electric_Air-Source Heat Pump_E4 | F2 | Commercial | Small Retail | Existing | Space Heating | Electric | Air-Source Heat Pump | E4 | TRC BC Ratio | 0 | 0 | 0 | 0 | 0 | 0 | 0 | 0 | 0 | 0 | 0 | 0 | 0 | 0 | 0 | 0 | 0 | 0 | 0 | 0 | 0 | 0 | 0 | 0 | 0 | 0 | 0 | 0 | 0 | 0
F2_Commercial_Small Retail_Existing_Space Heating_Electric_Air-Source Heat Pump_E5 | F2 | Commercial | Small Retail | Existing | Space Heating | Electric | Air-Source Heat Pump | E5 | TRC BC Ratio | 0 | 0 | 0 | 0 | 0 | 0 | 0 | 0 | 0 | 0 | 0 | 0 | 0 | 0 | 0 | 0 | 0 | 0 | 0 | 0 | 0 | 0 | 0 | 0 | 0 | 0 | 0 | 0 | 0 | 0
F2_Commercial_Small Retail_Existing_Space Heating_Electric_Air-Source Heat Pump_E6 | F2 | Commercial | Small Retail | Existing | Space Heating | Electric | Air-Source Heat Pump | E6 | TRC BC Ratio | 0 | 0 | 0 | 0 | 0 | 0 | 0 | 0 | 0 | 0 | 0 | 0 | 0 | 0 | 0 | 0 | 0 | 0 | 0 | 0 | 0 | 0 | 0 | 0 | 0 | 0 | 0 | 0 | 0 | 0
F2_Commercial_Small Retail_Existing_Space Heating_Electric_Air-Source Heat Pump_E7 | F2 | Commercial | Small Retail | Existing | Space Heating | Electric | Air-Source Heat Pump | E7 | TRC BC Ratio | 0 | 0 | 0 | 0 | 0 | 0 | 0 | 0 | 0 | 0 | 0 | 0 | 0 | 0 | 0 | 0 | 0 | 0 | 0 | 0 | 0 | 0 | 0 | 0 | 0 | 0 | 0 | 0 | 0 | 0
F2_Commercial_Small Retail_Existing_Space Heating_Electric_Air-Source Heat Pump_E8 | F2 | Commercial | Small Retail | Existing | Space Heating | Electric | Air-Source Heat Pump | E8 | TRC BC Ratio | 0 | 0 | 0 | 0 | 0 | 0 | 0 | 0 | 0 | 0 | 0 | 0 | 0 | 0 | 0 | 0 | 0 | 0 | 0 | 0 | 0 | 0 | 0 | 0 | 0 | 0 | 0 | 0 | 0 | 0
F2_Commercial_Small Retail_Existing_Space Heating_Electric_Air-Source Heat Pump_E9 | F2 | Commercial | Small Retail | Existing | Space Heating | Electric | Air-Source Heat Pump | E9 | TRC BC Ratio | 0 | 0 | 0 | 0 | 0 | 0 | 0 | 0 | 0 | 0 | 0 | 0 | 0 | 0 | 0 | 0 | 0 | 0 | 0 | 0 | 0 | 0 | 0 | 0 | 0 | 0 | 0 | 0 | 0 | 0
F2_Commercial_Small Retail_Existing_Space Heating_Electric_Air-Source Heat Pump_E10 | F2 | Commercial | Small Retail | Existing | Space Heating | Electric | Air-Source Heat Pump | E10 | TRC BC Ratio | 0 | 0 | 0 | 0 | 0 | 0 | 0 | 0 | 0 | 0 | 0 | 0 | 0 | 0 | 0 | 0 | 0 | 0 | 0 | 0 | 0 | 0 | 0 | 0 | 0 | 0 | 0 | 0 | 0 | 0
F3_Commercial_Small Retail_Existing_Space Heating_Electric_Air-Source Heat Pump_E1 | F3 | Commercial | Small Retail | Existing | Space Heating | Electric | Air-Source Heat Pump | E1 | PACT BC Ratio | 0 | 0 | 0 | 0 | 0 | 0 | 0 | 0 | 0 | 0 | 0 | 0 | 0 | 0 | 0 | 0 | 0 | 0 | 0 | 0 | 0 | 0 | 0 | 0 | 0 | 0 | 0 | 0 | 0 | 0
F3_Commercial_Small Retail_Existing_Space Heating_Electric_Air-Source Heat Pump_E2 | F3 | Commercial | Small Retail | Existing | Space Heating | Electric | Air-Source Heat Pump | E2 | PACT BC Ratio | 0 | 0 | 0 | 0 | 0 | 0 | 0 | 0 | 0 | 0 | 0 | 0 | 0 | 0 | 0 | 0 | 0 | 0 | 0 | 0 | 0 | 0 | 0 | 0 | 0 | 0 | 0 | 0 | 0 | 0
F3_Commercial_Small Retail_Existing_Space Heating_Electric_Air-Source Heat Pump_E3 | F3 | Commercial | Small Retail | Existing | Space Heating | Electric | Air-Source Heat Pump | E3 | PACT BC Ratio | 0 | 0 | 0 | 0 | 0 | 0 | 0 | 0 | 0 | 0 | 0 | 0 | 0 | 0 | 0 | 0 | 0 | 0 | 0 | 0 | 0 | 0 | 0 | 0 | 0 | 0 | 0 | 0 | 0 | 0
F3_Commercial_Small Retail_Existing_Space Heating_Electric_Air-Source Heat Pump_E4 | F3 | Commercial | Small Retail | Existing | Space Heating | Electric | Air-Source Heat Pump | E4 | PACT BC Ratio | 0 | 0 | 0 | 0 | 0 | 0 | 0 | 0 | 0 | 0 | 0 | 0 | 0 | 0 | 0 | 0 | 0 | 0 | 0 | 0 | 0 | 0 | 0 | 0 | 0 | 0 | 0 | 0 | 0 | 0
F3_Commercial_Small Retail_Existing_Space Heating_Electric_Air-Source Heat Pump_E5 | F3 | Commercial | Small Retail | Existing | Space Heating | Electric | Air-Source Heat Pump | E5 | PACT BC Ratio | 0 | 0 | 0 | 0 | 0 | 0 | 0 | 0 | 0 | 0 | 0 | 0 | 0 | 0 | 0 | 0 | 0 | 0 | 0 | 0 | 0 | 0 | 0 | 0 | 0 | 0 | 0 | 0 | 0 | 0
F3_Commercial_Small Retail_Existing_Space Heating_Electric_Air-Source Heat Pump_E6 | F3 | Commercial | Small Retail | Existing | Space Heating | Electric | Air-Source Heat Pump | E6 | PACT BC Ratio | 0 | 0 | 0 | 0 | 0 | 0 | 0 | 0 | 0 | 0 | 0 | 0 | 0 | 0 | 0 | 0 | 0 | 0 | 0 | 0 | 0 | 0 | 0 | 0 | 0 | 0 | 0 | 0 | 0 | 0
F3_Commercial_Small Retail_Existing_Space Heating_Electric_Air-Source Heat Pump_E7 | F3 | Commercial | Small Retail | Existing | Space Heating | Electric | Air-Source Heat Pump | E7 | PACT BC Ratio | 0 | 0 | 0 | 0 | 0 | 0 | 0 | 0 | 0 | 0 | 0 | 0 | 0 | 0 | 0 | 0 | 0 | 0 | 0 | 0 | 0 | 0 | 0 | 0 | 0 | 0 | 0 | 0 | 0 | 0
F3_Commercial_Small Retail_Existing_Space Heating_Electric_Air-Source Heat Pump_E8 | F3 | Commercial | Small Retail | Existing | Space Heating | Electric | Air-Source Heat Pump | E8 | PACT BC Ratio | 0 | 0 | 0 | 0 | 0 | 0 | 0 | 0 | 0 | 0 | 0 | 0 | 0 | 0 | 0 | 0 | 0 | 0 | 0 | 0 | 0 | 0 | 0 | 0 | 0 | 0 | 0 | 0 | 0 | 0
F3_Commercial_Small Retail_Existing_Space Heating_Electric_Air-Source Heat Pump_E9 | F3 | Commercial | Small Retail | Existing | Space Heating | Electric | Air-Source Heat Pump | E9 | PACT BC Ratio | 0 | 0 | 0 | 0 | 0 | 0 | 0 | 0 | 0 | 0 | 0 | 0 | 0 | 0 | 0 | 0 | 0 | 0 | 0 | 0 | 0 | 0 | 0 | 0 | 0 | 0 | 0 | 0 | 0 | 0
F3_Commercial_Small Retail_Existing_Space Heating_Electric_Air-Source Heat Pump_E10 | F3 | Commercial | Small Retail | Existing | Space Heating | Electric | Air-Source Heat Pump | E10 | PACT BC Ratio | 0 | 0 | 0 | 0 | 0 | 0 | 0 | 0 | 0 | 0 | 0 | 0 | 0 | 0 | 0 | 0 | 0 | 0 | 0 | 0 | 0 | 0 | 0 | 0 | 0 | 0 | 0 | 0 | 0 | 0
F4_Commercial_Small Retail_Existing_Space Heating_Electric_Air-Source Heat Pump_E1 | F4 | Commercial | Small Retail | Existing | Space Heating | Electric | Air-Source Heat Pump | E1 | RVT BC Ratio | 0 | 0 | 0 | 0 | 0 | 0 | 0 | 0 | 0 | 0 | 0 | 0 | 0 | 0 | 0 | 0 | 0 | 0 | 0 | 0 | 0 | 0 | 0 | 0 | 0 | 0 | 0 | 0 | 0 | 0
F4_Commercial_Small Retail_Existing_Space Heating_Electric_Air-Source Heat Pump_E2 | F4 | Commercial | Small Retail | Existing | Space Heating | Electric | Air-Source Heat Pump | E2 | RVT BC Ratio | 0 | 0 | 0 | 0 | 0 | 0 | 0 | 0 | 0 | 0 | 0 | 0 | 0 | 0 | 0 | 0 | 0 | 0 | 0 | 0 | 0 | 0 | 0 | 0 | 0 | 0 | 0 | 0 | 0 | 0
F4_Commercial_Small Retail_Existing_Space Heating_Electric_Air-Source Heat Pump_E3 | F4 | Commercial | Small Retail | Existing | Space Heating | Electric | Air-Source Heat Pump | E3 | RVT BC Ratio | 0 | 0 | 0 | 0 | 0 | 0 | 0 | 0 | 0 | 0 | 0 | 0 | 0 | 0 | 0 | 0 | 0 | 0 | 0 | 0 | 0 | 0 | 0 | 0 | 0 | 0 | 0 | 0 | 0 | 0
F4_Commercial_Small Retail_Existing_Space Heating_Electric_Air-Source Heat Pump_E4 | F4 | Commercial | Small Retail | Existing | Space Heating | Electric | Air-Source Heat Pump | E4 | RVT BC Ratio | 0 | 0 | 0 | 0 | 0 | 0 | 0 | 0 | 0 | 0 | 0 | 0 | 0 | 0 | 0 | 0 | 0 | 0 | 0 | 0 | 0 | 0 | 0 | 0 | 0 | 0 | 0 | 0 | 0 | 0
F4_Commercial_Small Retail_Existing_Space Heating_Electric_Air-Source Heat Pump_E5 | F4 | Commercial | Small Retail | Existing | Space Heating | Electric | Air-Source Heat Pump | E5 | RVT BC Ratio | 0 | 0 | 0 | 0 | 0 | 0 | 0 | 0 | 0 | 0 | 0 | 0 | 0 | 0 | 0 | 0 | 0 | 0 | 0 | 0 | 0 | 0 | 0 | 0 | 0 | 0 | 0 | 0 | 0 | 0
F4_Commercial_Small Retail_Existing_Space Heating_Electric_Air-Source Heat Pump_E6 | F4 | Commercial | Small Retail | Existing | Space Heating | Electric | Air-Source Heat Pump | E6 | RVT BC Ratio | 0 | 0 | 0 | 0 | 0 | 0 | 0 | 0 | 0 | 0 | 0 | 0 | 0 | 0 | 0 | 0 | 0 | 0 | 0 | 0 | 0 | 0 | 0 | 0 | 0 | 0 | 0 | 0 | 0 | 0
F4_Commercial_Small Retail_Existing_Space Heating_Electric_Air-Source Heat Pump_E7 | F4 | Commercial | Small Retail | Existing | Space Heating | Electric | Air-Source Heat Pump | E7 | RVT BC Ratio | 0 | 0 | 0 | 0 | 0 | 0 | 0 | 0 | 0 | 0 | 0 | 0 | 0 | 0 | 0 | 0 | 0 | 0 | 0 | 0 | 0 | 0 | 0 | 0 | 0 | 0 | 0 | 0 | 0 | 0
F4_Commercial_Small Retail_Existing_Space Heating_Electric_Air-Source Heat Pump_E8 | F4 | Commercial | Small Retail | Existing | Space Heating | Electric | Air-Source Heat Pump | E8 | RVT BC Ratio | 0 | 0 | 0 | 0 | 0 | 0 | 0 | 0 | 0 | 0 | 0 | 0 | 0 | 0 | 0 | 0 | 0 | 0 | 0 | 0 | 0 | 0 | 0 | 0 | 0 | 0 | 0 | 0 | 0 | 0
F4_Commercial_Small Retail_Existing_Space Heating_Electric_Air-Source Heat Pump_E9 | F4 | Commercial | Small Retail | Existing | Space Heating | Electric | Air-Source Heat Pump | E9 | RVT BC Ratio | 0 | 0 | 0 | 0 | 0 | 0 | 0 | 0 | 0 | 0 | 0 | 0 | 0 | 0 | 0 | 0 | 0 | 0 | 0 | 0 | 0 | 0 | 0 | 0 | 0 | 0 | 0 | 0 | 0 | 0
F4_Commercial_Small Retail_Existing_Space Heating_Electric_Air-Source Heat Pump_E10 | F4 | Commercial | Small Retail | Existing | Space Heating | Electric | Air-Source Heat Pump | E10 | RVT BC Ratio | 0 | 0 | 0 | 0 | 0 | 0 | 0 | 0 | 0 | 0 | 0 | 0 | 0 | 0 | 0 | 0 | 0 | 0 | 0 | 0 | 0 | 0 | 0 | 0 | 0 | 0 | 0 | 0 | 0 | 0
F5_Commercial_Small Retail_Existing_Space Heating_Electric_Air-Source Heat Pump_E1 | F5 | Commercial | Small Retail | Existing | Space Heating | Electric | Air-Source Heat Pump | E1 | RIM BC Ratio | 0 | 0 | 0 | 0 | 0 | 0 | 0 | 0 | 0 | 0 | 0 | 0 | 0 | 0 | 0 | 0 | 0 | 0 | 0 | 0 | 0 | 0 | 0 | 0 | 0 | 0 | 0 | 0 | 0 | 0
F5_Commercial_Small Retail_Existing_Space Heating_Electric_Air-Source Heat Pump_E2 | F5 | Commercial | Small Retail | Existing | Space Heating | Electric | Air-Source Heat Pump | E2 | RIM BC Ratio | 0 | 0 | 0 | 0 | 0 | 0 | 0 | 0 | 0 | 0 | 0 | 0 | 0 | 0 | 0 | 0 | 0 | 0 | 0 | 0 | 0 | 0 | 0 | 0 | 0 | 0 | 0 | 0 | 0 | 0
F5_Commercial_Small Retail_Existing_Space Heating_Electric_Air-Source Heat Pump_E3 | F5 | Commercial | Small Retail | Existing | Space Heating | Electric | Air-Source Heat Pump | E3 | RIM BC Ratio | 0 | 0 | 0 | 0 | 0 | 0 | 0 | 0 | 0 | 0 | 0 | 0 | 0 | 0 | 0 | 0 | 0 | 0 | 0 | 0 | 0 | 0 | 0 | 0 | 0 | 0 | 0 | 0 | 0 | 0
F5_Commercial_Small Retail_Existing_Space Heating_Electric_Air-Source Heat Pump_E4 | F5 | Commercial | Small Retail | Existing | Space Heating | Electric | Air-Source Heat Pump | E4 | RIM BC Ratio | 0 | 0 | 0 | 0 | 0 | 0 | 0 | 0 | 0 | 0 | 0 | 0 | 0 | 0 | 0 | 0 | 0 | 0 | 0 | 0 | 0 | 0 | 0 | 0 | 0 | 0 | 0 | 0 | 0 | 0
F5_Commercial_Small Retail_Existing_Space Heating_Electric_Air-Source Heat Pump_E5 | F5 | Commercial | Small Retail | Existing | Space Heating | Electric | Air-Source Heat Pump | E5 | RIM BC Ratio | 0 | 0 | 0 | 0 | 0 | 0 | 0 | 0 | 0 | 0 | 0 | 0 | 0 | 0 | 0 | 0 | 0 | 0 | 0 | 0 | 0 | 0 | 0 | 0 | 0 | 0 | 0 | 0 | 0 | 0
F5_Commercial_Small Retail_Existing_Space Heating_Electric_Air-Source Heat Pump_E6 | F5 | Commercial | Small Retail | Existing | Space Heating | Electric | Air-Source Heat Pump | E6 | RIM BC Ratio | 0 | 0 | 0 | 0 | 0 | 0 | 0 | 0 | 0 | 0 | 0 | 0 | 0 | 0 | 0 | 0 | 0 | 0 | 0 | 0 | 0 | 0 | 0 | 0 | 0 | 0 | 0 | 0 | 0 | 0
F5_Commercial_Small Retail_Existing_Space Heating_Electric_Air-Source Heat Pump_E7 | F5 | Commercial | Small Retail | Existing | Space Heating | Electric | Air-Source Heat Pump | E7 | RIM BC Ratio | 0 | 0 | 0 | 0 | 0 | 0 | 0 | 0 | 0 | 0 | 0 | 0 | 0 | 0 | 0 | 0 | 0 | 0 | 0 | 0 | 0 | 0 | 0 | 0 | 0 | 0 | 0 | 0 | 0 | 0
F5_Commercial_Small Retail_Existing_Space Heating_Electric_Air-Source Heat Pump_E8 | F5 | Commercial | Small Retail | Existing | Space Heating | Electric | Air-Source Heat Pump | E8 | RIM BC Ratio | 0 | 0 | 0 | 0 | 0 | 0 | 0 | 0 | 0 | 0 | 0 | 0 | 0 | 0 | 0 | 0 | 0 | 0 | 0 | 0 | 0 | 0 | 0 | 0 | 0 | 0 | 0 | 0 | 0 | 0
F5_Commercial_Small Retail_Existing_Space Heating_Electric_Air-Source Heat Pump_E9 | F5 | Commercial | Small Retail | Existing | Space Heating | Electric | Air-Source Heat Pump | E9 | RIM BC Ratio | 0 | 0 | 0 | 0 | 0 | 0 | 0 | 0 | 0 | 0 | 0 | 0 | 0 | 0 | 0 | 0 | 0 | 0 | 0 | 0 | 0 | 0 | 0 | 0 | 0 | 0 | 0 | 0 | 0 | 0
F5_Commercial_Small Retail_Existing_Space Heating_Electric_Air-Source Heat Pump_E10 | F5 | Commercial | Small Retail | Existing | Space Heating | Electric | Air-Source Heat Pump | E10 | RIM BC Ratio | 0 | 0 | 0 | 0 | 0 | 0 | 0 | 0 | 0 | 0 | 0 | 0 | 0 | 0 | 0 | 0 | 0 | 0 | 0 | 0 | 0 | 0 | 0 | 0 | 0 | 0 | 0 | 0 | 0 | 0
F0_Commercial_Small Retail_Existing_Space Heating_Electric_Geothermal Heat Pump_E0 | F0 | Commercial | Small Retail | Existing | Space Heating | Electric | Geothermal Heat Pump | E0 | Economic Unit | 0 | 0 | 0 | 0 | 0 | 0 | 0 | 0 | 0 | 0 | 0 | 0 | 0 | 0 | 0 | 0 | 0 | 0 | 0 | 0 | 0 | 0 | 0 | 0 | 0 | 0 | 0 | 0 | 0 | 0
F1_Commercial_Small Retail_Existing_Space Heating_Electric_Geothermal Heat Pump_E1 | F1 | Commercial | Small Retail | Existing | Space Heating | Electric | Geothermal Heat Pump | E1 | CCE | 0 | 0 | 0 | 0 | 0 | 0 | 0 | 0 | 0 | 0 | 0 | 0 | 0 | 0 | 0 | 0 | 0 | 0 | 0 | 0 | 0 | 0 | 0 | 0 | 0 | 0 | 0 | 0 | 0 | 0
F1_Commercial_Small Retail_Existing_Space Heating_Electric_Geothermal Heat Pump_E2 | F1 | Commercial | Small Retail | Existing | Space Heating | Electric | Geothermal Heat Pump | E2 | CCE | 0 | 0 | 0 | 0 | 0 | 0 | 0 | 0 | 0 | 0 | 0 | 0 | 0 | 0 | 0 | 0 | 0 | 0 | 0 | 0 | 0 | 0 | 0 | 0 | 0 | 0 | 0 | 0 | 0 | 0
F1_Commercial_Small Retail_Existing_Space Heating_Electric_Geothermal Heat Pump_E3 | F1 | Commercial | Small Retail | Existing | Space Heating | Electric | Geothermal Heat Pump | E3 | CCE | 0 | 0 | 0 | 0 | 0 | 0 | 0 | 0 | 0 | 0 | 0 | 0 | 0 | 0 | 0 | 0 | 0 | 0 | 0 | 0 | 0 | 0 | 0 | 0 | 0 | 0 | 0 | 0 | 0 | 0
F1_Commercial_Small Retail_Existing_Space Heating_Electric_Geothermal Heat Pump_E4 | F1 | Commercial | Small Retail | Existing | Space Heating | Electric | Geothermal Heat Pump | E4 | CCE | 0 | 0 | 0 | 0 | 0 | 0 | 0 | 0 | 0 | 0 | 0 | 0 | 0 | 0 | 0 | 0 | 0 | 0 | 0 | 0 | 0 | 0 | 0 | 0 | 0 | 0 | 0 | 0 | 0 | 0
F1_Commercial_Small Retail_Existing_Space Heating_Electric_Geothermal Heat Pump_E5 | F1 | Commercial | Small Retail | Existing | Space Heating | Electric | Geothermal Heat Pump | E5 | CCE | 0 | 0 | 0 | 0 | 0 | 0 | 0 | 0 | 0 | 0 | 0 | 0 | 0 | 0 | 0 | 0 | 0 | 0 | 0 | 0 | 0 | 0 | 0 | 0 | 0 | 0 | 0 | 0 | 0 | 0
F1_Commercial_Small Retail_Existing_Space Heating_Electric_Geothermal Heat Pump_E6 | F1 | Commercial | Small Retail | Existing | Space Heating | Electric | Geothermal Heat Pump | E6 | CCE | 0 | 0 | 0 | 0 | 0 | 0 | 0 | 0 | 0 | 0 | 0 | 0 | 0 | 0 | 0 | 0 | 0 | 0 | 0 | 0 | 0 | 0 | 0 | 0 | 0 | 0 | 0 | 0 | 0 | 0
F1_Commercial_Small Retail_Existing_Space Heating_Electric_Geothermal Heat Pump_E7 | F1 | Commercial | Small Retail | Existing | Space Heating | Electric | Geothermal Heat Pump | E7 | CCE | 0 | 0 | 0 | 0 | 0 | 0 | 0 | 0 | 0 | 0 | 0 | 0 | 0 | 0 | 0 | 0 | 0 | 0 | 0 | 0 | 0 | 0 | 0 | 0 | 0 | 0 | 0 | 0 | 0 | 0
F1_Commercial_Small Retail_Existing_Space Heating_Electric_Geothermal Heat Pump_E8 | F1 | Commercial | Small Retail | Existing | Space Heating | Electric | Geothermal Heat Pump | E8 | CCE | 0 | 0 | 0 | 0 | 0 | 0 | 0 | 0 | 0 | 0 | 0 | 0 | 0 | 0 | 0 | 0 | 0 | 0 | 0 | 0 | 0 | 0 | 0 | 0 | 0 | 0 | 0 | 0 | 0 | 0
F1_Commercial_Small Retail_Existing_Space Heating_Electric_Geothermal Heat Pump_E9 | F1 | Commercial | Small Retail | Existing | Space Heating | Electric | Geothermal Heat Pump | E9 | CCE | 0 | 0 | 0 | 0 | 0 | 0 | 0 | 0 | 0 | 0 | 0 | 0 | 0 | 0 | 0 | 0 | 0 | 0 | 0 | 0 | 0 | 0 | 0 | 0 | 0 | 0 | 0 | 0 | 0 | 0
F1_Commercial_Small Retail_Existing_Space Heating_Electric_Geothermal Heat Pump_E10 | F1 | Commercial | Small Retail | Existing | Space Heating | Electric | Geothermal Heat Pump | E10 | CCE | 0 | 0 | 0 | 0 | 0 | 0 | 0 | 0 | 0 | 0 | 0 | 0 | 0 | 0 | 0 | 0 | 0 | 0 | 0 | 0 | 0 | 0 | 0 | 0 | 0 | 0 | 0 | 0 | 0 | 0
F2_Commercial_Small Retail_Existing_Space Heating_Electric_Geothermal Heat Pump_E1 | F2 | Commercial | Small Retail | Existing | Space Heating | Electric | Geothermal Heat Pump | E1 | TRC BC Ratio | 0 | 0 | 0 | 0 | 0 | 0 | 0 | 0 | 0 | 0 | 0 | 0 | 0 | 0 | 0 | 0 | 0 | 0 | 0 | 0 | 0 | 0 | 0 | 0 | 0 | 0 | 0 | 0 | 0 | 0
F2_Commercial_Small Retail_Existing_Space Heating_Electric_Geothermal Heat Pump_E2 | F2 | Commercial | Small Retail | Existing | Space Heating | Electric | Geothermal Heat Pump | E2 | TRC BC Ratio | 0 | 0 | 0 | 0 | 0 | 0 | 0 | 0 | 0 | 0 | 0 | 0 | 0 | 0 | 0 | 0 | 0 | 0 | 0 | 0 | 0 | 0 | 0 | 0 | 0 | 0 | 0 | 0 | 0 | 0
F2_Commercial_Small Retail_Existing_Space Heating_Electric_Geothermal Heat Pump_E3 | F2 | Commercial | Small Retail | Existing | Space Heating | Electric | Geothermal Heat Pump | E3 | TRC BC Ratio | 0 | 0 | 0 | 0 | 0 | 0 | 0 | 0 | 0 | 0 | 0 | 0 | 0 | 0 | 0 | 0 | 0 | 0 | 0 | 0 | 0 | 0 | 0 | 0 | 0 | 0 | 0 | 0 | 0 | 0
F2_Commercial_Small Retail_Existing_Space Heating_Electric_Geothermal Heat Pump_E4 | F2 | Commercial | Small Retail | Existing | Space Heating | Electric | Geothermal Heat Pump | E4 | TRC BC Ratio | 0 | 0 | 0 | 0 | 0 | 0 | 0 | 0 | 0 | 0 | 0 | 0 | 0 | 0 | 0 | 0 | 0 | 0 | 0 | 0 | 0 | 0 | 0 | 0 | 0 | 0 | 0 | 0 | 0 | 0
F2_Commercial_Small Retail_Existing_Space Heating_Electric_Geothermal Heat Pump_E5 | F2 | Commercial | Small Retail | Existing | Space Heating | Electric | Geothermal Heat Pump | E5 | TRC BC Ratio | 0 | 0 | 0 | 0 | 0 | 0 | 0 | 0 | 0 | 0 | 0 | 0 | 0 | 0 | 0 | 0 | 0 | 0 | 0 | 0 | 0 | 0 | 0 | 0 | 0 | 0 | 0 | 0 | 0 | 0
F2_Commercial_Small Retail_Existing_Space Heating_Electric_Geothermal Heat Pump_E6 | F2 | Commercial | Small Retail | Existing | Space Heating | Electric | Geothermal Heat Pump | E6 | TRC BC Ratio | 0 | 0 | 0 | 0 | 0 | 0 | 0 | 0 | 0 | 0 | 0 | 0 | 0 | 0 | 0 | 0 | 0 | 0 | 0 | 0 | 0 | 0 | 0 | 0 | 0 | 0 | 0 | 0 | 0 | 0
F2_Commercial_Small Retail_Existing_Space Heating_Electric_Geothermal Heat Pump_E7 | F2 | Commercial | Small Retail | Existing | Space Heating | Electric | Geothermal Heat Pump | E7 | TRC BC Ratio | 0 | 0 | 0 | 0 | 0 | 0 | 0 | 0 | 0 | 0 | 0 | 0 | 0 | 0 | 0 | 0 | 0 | 0 | 0 | 0 | 0 | 0 | 0 | 0 | 0 | 0 | 0 | 0 | 0 | 0
F2_Commercial_Small Retail_Existing_Space Heating_Electric_Geothermal Heat Pump_E8 | F2 | Commercial | Small Retail | Existing | Space Heating | Electric | Geothermal Heat Pump | E8 | TRC BC Ratio | 0 | 0 | 0 | 0 | 0 | 0 | 0 | 0 | 0 | 0 | 0 | 0 | 0 | 0 | 0 | 0 | 0 | 0 | 0 | 0 | 0 | 0 | 0 | 0 | 0 | 0 | 0 | 0 | 0 | 0
F2_Commercial_Small Retail_Existing_Space Heating_Electric_Geothermal Heat Pump_E9 | F2 | Commercial | Small Retail | Existing | Space Heating | Electric | Geothermal Heat Pump | E9 | TRC BC Ratio | 0 | 0 | 0 | 0 | 0 | 0 | 0 | 0 | 0 | 0 | 0 | 0 | 0 | 0 | 0 | 0 | 0 | 0 | 0 | 0 | 0 | 0 | 0 | 0 | 0 | 0 | 0 | 0 | 0 | 0
F2_Commercial_Small Retail_Existing_Space Heating_Electric_Geothermal Heat Pump_E10 | F2 | Commercial | Small Retail | Existing | Space Heating | Electric | Geothermal Heat Pump | E10 | TRC BC Ratio | 0 | 0 | 0 | 0 | 0 | 0 | 0 | 0 | 0 | 0 | 0 | 0 | 0 | 0 | 0 | 0 | 0 | 0 | 0 | 0 | 0 | 0 | 0 | 0 | 0 | 0 | 0 | 0 | 0 | 0
F3_Commercial_Small Retail_Existing_Space Heating_Electric_Geothermal Heat Pump_E1 | F3 | Commercial | Small Retail | Existing | Space Heating | Electric | Geothermal Heat Pump | E1 | PACT BC Ratio | 0 | 0 | 0 | 0 | 0 | 0 | 0 | 0 | 0 | 0 | 0 | 0 | 0 | 0 | 0 | 0 | 0 | 0 | 0 | 0 | 0 | 0 | 0 | 0 | 0 | 0 | 0 | 0 | 0 | 0
F3_Commercial_Small Retail_Existing_Space Heating_Electric_Geothermal Heat Pump_E2 | F3 | Commercial | Small Retail | Existing | Space Heating | Electric | Geothermal Heat Pump | E2 | PACT BC Ratio | 0 | 0 | 0 | 0 | 0 | 0 | 0 | 0 | 0 | 0 | 0 | 0 | 0 | 0 | 0 | 0 | 0 | 0 | 0 | 0 | 0 | 0 | 0 | 0 | 0 | 0 | 0 | 0 | 0 | 0
F3_Commercial_Small Retail_Existing_Space Heating_Electric_Geothermal Heat Pump_E3 | F3 | Commercial | Small Retail | Existing | Space Heating | Electric | Geothermal Heat Pump | E3 | PACT BC Ratio | 0 | 0 | 0 | 0 | 0 | 0 | 0 | 0 | 0 | 0 | 0 | 0 | 0 | 0 | 0 | 0 | 0 | 0 | 0 | 0 | 0 | 0 | 0 | 0 | 0 | 0 | 0 | 0 | 0 | 0
F3_Commercial_Small Retail_Existing_Space Heating_Electric_Geothermal Heat Pump_E4 | F3 | Commercial | Small Retail | Existing | Space Heating | Electric | Geothermal Heat Pump | E4 | PACT BC Ratio | 0 | 0 | 0 | 0 | 0 | 0 | 0 | 0 | 0 | 0 | 0 | 0 | 0 | 0 | 0 | 0 | 0 | 0 | 0 | 0 | 0 | 0 | 0 | 0 | 0 | 0 | 0 | 0 | 0 | 0
F3_Commercial_Small Retail_Existing_Space Heating_Electric_Geothermal Heat Pump_E5 | F3 | Commercial | Small Retail | Existing | Space Heating | Electric | Geothermal Heat Pump | E5 | PACT BC Ratio | 0 | 0 | 0 | 0 | 0 | 0 | 0 | 0 | 0 | 0 | 0 | 0 | 0 | 0 | 0 | 0 | 0 | 0 | 0 | 0 | 0 | 0 | 0 | 0 | 0 | 0 | 0 | 0 | 0 | 0
F3_Commercial_Small Retail_Existing_Space Heating_Electric_Geothermal Heat Pump_E6 | F3 | Commercial | Small Retail | Existing | Space Heating | Electric | Geothermal Heat Pump | E6 | PACT BC Ratio | 0 | 0 | 0 | 0 | 0 | 0 | 0 | 0 | 0 | 0 | 0 | 0 | 0 | 0 | 0 | 0 | 0 | 0 | 0 | 0 | 0 | 0 | 0 | 0 | 0 | 0 | 0 | 0 | 0 | 0
F3_Commercial_Small Retail_Existing_Space Heating_Electric_Geothermal Heat Pump_E7 | F3 | Commercial | Small Retail | Existing | Space Heating | Electric | Geothermal Heat Pump | E7 | PACT BC Ratio | 0 | 0 | 0 | 0 | 0 | 0 | 0 | 0 | 0 | 0 | 0 | 0 | 0 | 0 | 0 | 0 | 0 | 0 | 0 | 0 | 0 | 0 | 0 | 0 | 0 | 0 | 0 | 0 | 0 | 0
F3_Commercial_Small Retail_Existing_Space Heating_Electric_Geothermal Heat Pump_E8 | F3 | Commercial | Small Retail | Existing | Space Heating | Electric | Geothermal Heat Pump | E8 | PACT BC Ratio | 0 | 0 | 0 | 0 | 0 | 0 | 0 | 0 | 0 | 0 | 0 | 0 | 0 | 0 | 0 | 0 | 0 | 0 | 0 | 0 | 0 | 0 | 0 | 0 | 0 | 0 | 0 | 0 | 0 | 0
F3_Commercial_Small Retail_Existing_Space Heating_Electric_Geothermal Heat Pump_E9 | F3 | Commercial | Small Retail | Existing | Space Heating | Electric | Geothermal Heat Pump | E9 | PACT BC Ratio | 0 | 0 | 0 | 0 | 0 | 0 | 0 | 0 | 0 | 0 | 0 | 0 | 0 | 0 | 0 | 0 | 0 | 0 | 0 | 0 | 0 | 0 | 0 | 0 | 0 | 0 | 0 | 0 | 0 | 0
F3_Commercial_Small Retail_Existing_Space Heating_Electric_Geothermal Heat Pump_E10 | F3 | Commercial | Small Retail | Existing | Space Heating | Electric | Geothermal Heat Pump | E10 | PACT BC Ratio | 0 | 0 | 0 | 0 | 0 | 0 | 0 | 0 | 0 | 0 | 0 | 0 | 0 | 0 | 0 | 0 | 0 | 0 | 0 | 0 | 0 | 0 | 0 | 0 | 0 | 0 | 0 | 0 | 0 | 0
F4_Commercial_Small Retail_Existing_Space Heating_Electric_Geothermal Heat Pump_E1 | F4 | Commercial | Small Retail | Existing | Space Heating | Electric | Geothermal Heat Pump | E1 | RVT BC Ratio | 0 | 0 | 0 | 0 | 0 | 0 | 0 | 0 | 0 | 0 | 0 | 0 | 0 | 0 | 0 | 0 | 0 | 0 | 0 | 0 | 0 | 0 | 0 | 0 | 0 | 0 | 0 | 0 | 0 | 0
F4_Commercial_Small Retail_Existing_Space Heating_Electric_Geothermal Heat Pump_E2 | F4 | Commercial | Small Retail | Existing | Space Heating | Electric | Geothermal Heat Pump | E2 | RVT BC Ratio | 0 | 0 | 0 | 0 | 0 | 0 | 0 | 0 | 0 | 0 | 0 | 0 | 0 | 0 | 0 | 0 | 0 | 0 | 0 | 0 | 0 | 0 | 0 | 0 | 0 | 0 | 0 | 0 | 0 | 0
F4_Commercial_Small Retail_Existing_Space Heating_Electric_Geothermal Heat Pump_E3 | F4 | Commercial | Small Retail | Existing | Space Heating | Electric | Geothermal Heat Pump | E3 | RVT BC Ratio | 0 | 0 | 0 | 0 | 0 | 0 | 0 | 0 | 0 | 0 | 0 | 0 | 0 | 0 | 0 | 0 | 0 | 0 | 0 | 0 | 0 | 0 | 0 | 0 | 0 | 0 | 0 | 0 | 0 | 0
F4_Commercial_Small Retail_Existing_Space Heating_Electric_Geothermal Heat Pump_E4 | F4 | Commercial | Small Retail | Existing | Space Heating | Electric | Geothermal Heat Pump | E4 | RVT BC Ratio | 0 | 0 | 0 | 0 | 0 | 0 | 0 | 0 | 0 | 0 | 0 | 0 | 0 | 0 | 0 | 0 | 0 | 0 | 0 | 0 | 0 | 0 | 0 | 0 | 0 | 0 | 0 | 0 | 0 | 0
F4_Commercial_Small Retail_Existing_Space Heating_Electric_Geothermal Heat Pump_E5 | F4 | Commercial | Small Retail | Existing | Space Heating | Electric | Geothermal Heat Pump | E5 | RVT BC Ratio | 0 | 0 | 0 | 0 | 0 | 0 | 0 | 0 | 0 | 0 | 0 | 0 | 0 | 0 | 0 | 0 | 0 | 0 | 0 | 0 | 0 | 0 | 0 | 0 | 0 | 0 | 0 | 0 | 0 | 0
F4_Commercial_Small Retail_Existing_Space Heating_Electric_Geothermal Heat Pump_E6 | F4 | Commercial | Small Retail | Existing | Space Heating | Electric | Geothermal Heat Pump | E6 | RVT BC Ratio | 0 | 0 | 0 | 0 | 0 | 0 | 0 | 0 | 0 | 0 | 0 | 0 | 0 | 0 | 0 | 0 | 0 | 0 | 0 | 0 | 0 | 0 | 0 | 0 | 0 | 0 | 0 | 0 | 0 | 0
F4_Commercial_Small Retail_Existing_Space Heating_Electric_Geothermal Heat Pump_E7 | F4 | Commercial | Small Retail | Existing | Space Heating | Electric | Geothermal Heat Pump | E7 | RVT BC Ratio | 0 | 0 | 0 | 0 | 0 | 0 | 0 | 0 | 0 | 0 | 0 | 0 | 0 | 0 | 0 | 0 | 0 | 0 | 0 | 0 | 0 | 0 | 0 | 0 | 0 | 0 | 0 | 0 | 0 | 0
F4_Commercial_Small Retail_Existing_Space Heating_Electric_Geothermal Heat Pump_E8 | F4 | Commercial | Small Retail | Existing | Space Heating | Electric | Geothermal Heat Pump | E8 | RVT BC Ratio | 0 | 0 | 0 | 0 | 0 | 0 | 0 | 0 | 0 | 0 | 0 | 0 | 0 | 0 | 0 | 0 | 0 | 0 | 0 | 0 | 0 | 0 | 0 | 0 | 0 | 0 | 0 | 0 | 0 | 0
F4_Commercial_Small Retail_Existing_Space Heating_Electric_Geothermal Heat Pump_E9 | F4 | Commercial | Small Retail | Existing | Space Heating | Electric | Geothermal Heat Pump | E9 | RVT BC Ratio | 0 | 0 | 0 | 0 | 0 | 0 | 0 | 0 | 0 | 0 | 0 | 0 | 0 | 0 | 0 | 0 | 0 | 0 | 0 | 0 | 0 | 0 | 0 | 0 | 0 | 0 | 0 | 0 | 0 | 0
F4_Commercial_Small Retail_Existing_Space Heating_Electric_Geothermal Heat Pump_E10 | F4 | Commercial | Small Retail | Existing | Space Heating | Electric | Geothermal Heat Pump | E10 | RVT BC Ratio | 0 | 0 | 0 | 0 | 0 | 0 | 0 | 0 | 0 | 0 | 0 | 0 | 0 | 0 | 0 | 0 | 0 | 0 | 0 | 0 | 0 | 0 | 0 | 0 | 0 | 0 | 0 | 0 | 0 | 0
F5_Commercial_Small Retail_Existing_Space Heating_Electric_Geothermal Heat Pump_E1 | F5 | Commercial | Small Retail | Existing | Space Heating | Electric | Geothermal Heat Pump | E1 | RIM BC Ratio | 0 | 0 | 0 | 0 | 0 | 0 | 0 | 0 | 0 | 0 | 0 | 0 | 0 | 0 | 0 | 0 | 0 | 0 | 0 | 0 | 0 | 0 | 0 | 0 | 0 | 0 | 0 | 0 | 0 | 0
F5_Commercial_Small Retail_Existing_Space Heating_Electric_Geothermal Heat Pump_E2 | F5 | Commercial | Small Retail | Existing | Space Heating | Electric | Geothermal Heat Pump | E2 | RIM BC Ratio | 0 | 0 | 0 | 0 | 0 | 0 | 0 | 0 | 0 | 0 | 0 | 0 | 0 | 0 | 0 | 0 | 0 | 0 | 0 | 0 | 0 | 0 | 0 | 0 | 0 | 0 | 0 | 0 | 0 | 0
F5_Commercial_Small Retail_Existing_Space Heating_Electric_Geothermal Heat Pump_E3 | F5 | Commercial | Small Retail | Existing | Space Heating | Electric | Geothermal Heat Pump | E3 | RIM BC Ratio | 0 | 0 | 0 | 0 | 0 | 0 | 0 | 0 | 0 | 0 | 0 | 0 | 0 | 0 | 0 | 0 | 0 | 0 | 0 | 0 | 0 | 0 | 0 | 0 | 0 | 0 | 0 | 0 | 0 | 0
F5_Commercial_Small Retail_Existing_Space Heating_Electric_Geothermal Heat Pump_E4 | F5 | Commercial | Small Retail | Existing | Space Heating | Electric | Geothermal Heat Pump | E4 | RIM BC Ratio | 0 | 0 | 0 | 0 | 0 | 0 | 0 | 0 | 0 | 0 | 0 | 0 | 0 | 0 | 0 | 0 | 0 | 0 | 0 | 0 | 0 | 0 | 0 | 0 | 0 | 0 | 0 | 0 | 0 | 0
F5_Commercial_Small Retail_Existing_Space Heating_Electric_Geothermal Heat Pump_E5 | F5 | Commercial | Small Retail | Existing | Space Heating | Electric | Geothermal Heat Pump | E5 | RIM BC Ratio | 0 | 0 | 0 | 0 | 0 | 0 | 0 | 0 | 0 | 0 | 0 | 0 | 0 | 0 | 0 | 0 | 0 | 0 | 0 | 0 | 0 | 0 | 0 | 0 | 0 | 0 | 0 | 0 | 0 | 0
F5_Commercial_Small Retail_Existing_Space Heating_Electric_Geothermal Heat Pump_E6 | F5 | Commercial | Small Retail | Existing | Space Heating | Electric | Geothermal Heat Pump | E6 | RIM BC Ratio | 0 | 0 | 0 | 0 | 0 | 0 | 0 | 0 | 0 | 0 | 0 | 0 | 0 | 0 | 0 | 0 | 0 | 0 | 0 | 0 | 0 | 0 | 0 | 0 | 0 | 0 | 0 | 0 | 0 | 0
F5_Commercial_Small Retail_Existing_Space Heating_Electric_Geothermal Heat Pump_E7 | F5 | Commercial | Small Retail | Existing | Space Heating | Electric | Geothermal Heat Pump | E7 | RIM BC Ratio | 0 | 0 | 0 | 0 | 0 | 0 | 0 | 0 | 0 | 0 | 0 | 0 | 0 | 0 | 0 | 0 | 0 | 0 | 0 | 0 | 0 | 0 | 0 | 0 | 0 | 0 | 0 | 0 | 0 | 0
F5_Commercial_Small Retail_Existing_Space Heating_Electric_Geothermal Heat Pump_E8 | F5 | Commercial | Small Retail | Existing | Space Heating | Electric | Geothermal Heat Pump | E8 | RIM BC Ratio | 0 | 0 | 0 | 0 | 0 | 0 | 0 | 0 | 0 | 0 | 0 | 0 | 0 | 0 | 0 | 0 | 0 | 0 | 0 | 0 | 0 | 0 | 0 | 0 | 0 | 0 | 0 | 0 | 0 | 0
F5_Commercial_Small Retail_Existing_Space Heating_Electric_Geothermal Heat Pump_E9 | F5 | Commercial | Small Retail | Existing | Space Heating | Electric | Geothermal Heat Pump | E9 | RIM BC Ratio | 0 | 0 | 0 | 0 | 0 | 0 | 0 | 0 | 0 | 0 | 0 | 0 | 0 | 0 | 0 | 0 | 0 | 0 | 0 | 0 | 0 | 0 | 0 | 0 | 0 | 0 | 0 | 0 | 0 | 0
F5_Commercial_Small Retail_Existing_Space Heating_Electric_Geothermal Heat Pump_E10 | F5 | Commercial | Small Retail | Existing | Space Heating | Electric | Geothermal Heat Pump | E10 | RIM BC Ratio | 0 | 0 | 0 | 0 | 0 | 0 | 0 | 0 | 0 | 0 | 0 | 0 | 0 | 0 | 0 | 0 | 0 | 0 | 0 | 0 | 0 | 0 | 0 | 0 | 0 | 0 | 0 | 0 | 0 | 0
F0_Commercial_Small Retail_Existing_Ventilation_Electric_Ventilation_E0 | F0 | Commercial | Small Retail | Existing | Ventilation | Electric | Ventilation | E0 | Economic Unit | 0 | 0 | 0 | 0 | 0 | 0 | 0 | 0 | 0 | 0 | 0 | 0 | 0 | 0 | 0 | 0 | 0 | 0 | 0 | 0 | 0 | 0 | 0 | 0 | 0 | 0 | 0 | 0 | 0 | 0
F1_Commercial_Small Retail_Existing_Ventilation_Electric_Ventilation_E1 | F1 | Commercial | Small Retail | Existing | Ventilation | Electric | Ventilation | E1 | CCE | 0 | 0 | 0 | 0 | 0 | 0 | 0 | 0 | 0 | 0 | 0 | 0 | 0 | 0 | 0 | 0 | 0 | 0 | 0 | 0 | 0 | 0 | 0 | 0 | 0 | 0 | 0 | 0 | 0 | 0
F1_Commercial_Small Retail_Existing_Ventilation_Electric_Ventilation_E2 | F1 | Commercial | Small Retail | Existing | Ventilation | Electric | Ventilation | E2 | CCE | 0 | 0 | 0 | 0 | 0 | 0 | 0 | 0 | 0 | 0 | 0 | 0 | 0 | 0 | 0 | 0 | 0 | 0 | 0 | 0 | 0 | 0 | 0 | 0 | 0 | 0 | 0 | 0 | 0 | 0
F1_Commercial_Small Retail_Existing_Ventilation_Electric_Ventilation_E3 | F1 | Commercial | Small Retail | Existing | Ventilation | Electric | Ventilation | E3 | CCE | 0 | 0 | 0 | 0 | 0 | 0 | 0 | 0 | 0 | 0 | 0 | 0 | 0 | 0 | 0 | 0 | 0 | 0 | 0 | 0 | 0 | 0 | 0 | 0 | 0 | 0 | 0 | 0 | 0 | 0
F1_Commercial_Small Retail_Existing_Ventilation_Electric_Ventilation_E4 | F1 | Commercial | Small Retail | Existing | Ventilation | Electric | Ventilation | E4 | CCE | 0 | 0 | 0 | 0 | 0 | 0 | 0 | 0 | 0 | 0 | 0 | 0 | 0 | 0 | 0 | 0 | 0 | 0 | 0 | 0 | 0 | 0 | 0 | 0 | 0 | 0 | 0 | 0 | 0 | 0
F1_Commercial_Small Retail_Existing_Ventilation_Electric_Ventilation_E5 | F1 | Commercial | Small Retail | Existing | Ventilation | Electric | Ventilation | E5 | CCE | 0 | 0 | 0 | 0 | 0 | 0 | 0 | 0 | 0 | 0 | 0 | 0 | 0 | 0 | 0 | 0 | 0 | 0 | 0 | 0 | 0 | 0 | 0 | 0 | 0 | 0 | 0 | 0 | 0 | 0
F1_Commercial_Small Retail_Existing_Ventilation_Electric_Ventilation_E6 | F1 | Commercial | Small Retail | Existing | Ventilation | Electric | Ventilation | E6 | CCE | 0 | 0 | 0 | 0 | 0 | 0 | 0 | 0 | 0 | 0 | 0 | 0 | 0 | 0 | 0 | 0 | 0 | 0 | 0 | 0 | 0 | 0 | 0 | 0 | 0 | 0 | 0 | 0 | 0 | 0
F1_Commercial_Small Retail_Existing_Ventilation_Electric_Ventilation_E7 | F1 | Commercial | Small Retail | Existing | Ventilation | Electric | Ventilation | E7 | CCE | 0 | 0 | 0 | 0 | 0 | 0 | 0 | 0 | 0 | 0 | 0 | 0 | 0 | 0 | 0 | 0 | 0 | 0 | 0 | 0 | 0 | 0 | 0 | 0 | 0 | 0 | 0 | 0 | 0 | 0
F1_Commercial_Small Retail_Existing_Ventilation_Electric_Ventilation_E8 | F1 | Commercial | Small Retail | Existing | Ventilation | Electric | Ventilation | E8 | CCE | 0 | 0 | 0 | 0 | 0 | 0 | 0 | 0 | 0 | 0 | 0 | 0 | 0 | 0 | 0 | 0 | 0 | 0 | 0 | 0 | 0 | 0 | 0 | 0 | 0 | 0 | 0 | 0 | 0 | 0
F1_Commercial_Small Retail_Existing_Ventilation_Electric_Ventilation_E9 | F1 | Commercial | Small Retail | Existing | Ventilation | Electric | Ventilation | E9 | CCE | 0 | 0 | 0 | 0 | 0 | 0 | 0 | 0 | 0 | 0 | 0 | 0 | 0 | 0 | 0 | 0 | 0 | 0 | 0 | 0 | 0 | 0 | 0 | 0 | 0 | 0 | 0 | 0 | 0 | 0
F1_Commercial_Small Retail_Existing_Ventilation_Electric_Ventilation_E10 | F1 | Commercial | Small Retail | Existing | Ventilation | Electric | Ventilation | E10 | CCE | 0 | 0 | 0 | 0 | 0 | 0 | 0 | 0 | 0 | 0 | 0 | 0 | 0 | 0 | 0 | 0 | 0 | 0 | 0 | 0 | 0 | 0 | 0 | 0 | 0 | 0 | 0 | 0 | 0 | 0
F2_Commercial_Small Retail_Existing_Ventilation_Electric_Ventilation_E1 | F2 | Commercial | Small Retail | Existing | Ventilation | Electric | Ventilation | E1 | TRC BC Ratio | 0 | 0 | 0 | 0 | 0 | 0 | 0 | 0 | 0 | 0 | 0 | 0 | 0 | 0 | 0 | 0 | 0 | 0 | 0 | 0 | 0 | 0 | 0 | 0 | 0 | 0 | 0 | 0 | 0 | 0
F2_Commercial_Small Retail_Existing_Ventilation_Electric_Ventilation_E2 | F2 | Commercial | Small Retail | Existing | Ventilation | Electric | Ventilation | E2 | TRC BC Ratio | 0 | 0 | 0 | 0 | 0 | 0 | 0 | 0 | 0 | 0 | 0 | 0 | 0 | 0 | 0 | 0 | 0 | 0 | 0 | 0 | 0 | 0 | 0 | 0 | 0 | 0 | 0 | 0 | 0 | 0
F2_Commercial_Small Retail_Existing_Ventilation_Electric_Ventilation_E3 | F2 | Commercial | Small Retail | Existing | Ventilation | Electric | Ventilation | E3 | TRC BC Ratio | 0 | 0 | 0 | 0 | 0 | 0 | 0 | 0 | 0 | 0 | 0 | 0 | 0 | 0 | 0 | 0 | 0 | 0 | 0 | 0 | 0 | 0 | 0 | 0 | 0 | 0 | 0 | 0 | 0 | 0
F2_Commercial_Small Retail_Existing_Ventilation_Electric_Ventilation_E4 | F2 | Commercial | Small Retail | Existing | Ventilation | Electric | Ventilation | E4 | TRC BC Ratio | 0 | 0 | 0 | 0 | 0 | 0 | 0 | 0 | 0 | 0 | 0 | 0 | 0 | 0 | 0 | 0 | 0 | 0 | 0 | 0 | 0 | 0 | 0 | 0 | 0 | 0 | 0 | 0 | 0 | 0
F2_Commercial_Small Retail_Existing_Ventilation_Electric_Ventilation_E5 | F2 | Commercial | Small Retail | Existing | Ventilation | Electric | Ventilation | E5 | TRC BC Ratio | 0 | 0 | 0 | 0 | 0 | 0 | 0 | 0 | 0 | 0 | 0 | 0 | 0 | 0 | 0 | 0 | 0 | 0 | 0 | 0 | 0 | 0 | 0 | 0 | 0 | 0 | 0 | 0 | 0 | 0
F2_Commercial_Small Retail_Existing_Ventilation_Electric_Ventilation_E6 | F2 | Commercial | Small Retail | Existing | Ventilation | Electric | Ventilation | E6 | TRC BC Ratio | 0 | 0 | 0 | 0 | 0 | 0 | 0 | 0 | 0 | 0 | 0 | 0 | 0 | 0 | 0 | 0 | 0 | 0 | 0 | 0 | 0 | 0 | 0 | 0 | 0 | 0 | 0 | 0 | 0 | 0
F2_Commercial_Small Retail_Existing_Ventilation_Electric_Ventilation_E7 | F2 | Commercial | Small Retail | Existing | Ventilation | Electric | Ventilation | E7 | TRC BC Ratio | 0 | 0 | 0 | 0 | 0 | 0 | 0 | 0 | 0 | 0 | 0 | 0 | 0 | 0 | 0 | 0 | 0 | 0 | 0 | 0 | 0 | 0 | 0 | 0 | 0 | 0 | 0 | 0 | 0 | 0
F2_Commercial_Small Retail_Existing_Ventilation_Electric_Ventilation_E8 | F2 | Commercial | Small Retail | Existing | Ventilation | Electric | Ventilation | E8 | TRC BC Ratio | 0 | 0 | 0 | 0 | 0 | 0 | 0 | 0 | 0 | 0 | 0 | 0 | 0 | 0 | 0 | 0 | 0 | 0 | 0 | 0 | 0 | 0 | 0 | 0 | 0 | 0 | 0 | 0 | 0 | 0
F2_Commercial_Small Retail_Existing_Ventilation_Electric_Ventilation_E9 | F2 | Commercial | Small Retail | Existing | Ventilation | Electric | Ventilation | E9 | TRC BC Ratio | 0 | 0 | 0 | 0 | 0 | 0 | 0 | 0 | 0 | 0 | 0 | 0 | 0 | 0 | 0 | 0 | 0 | 0 | 0 | 0 | 0 | 0 | 0 | 0 | 0 | 0 | 0 | 0 | 0 | 0
F2_Commercial_Small Retail_Existing_Ventilation_Electric_Ventilation_E10 | F2 | Commercial | Small Retail | Existing | Ventilation | Electric | Ventilation | E10 | TRC BC Ratio | 0 | 0 | 0 | 0 | 0 | 0 | 0 | 0 | 0 | 0 | 0 | 0 | 0 | 0 | 0 | 0 | 0 | 0 | 0 | 0 | 0 | 0 | 0 | 0 | 0 | 0 | 0 | 0 | 0 | 0
F3_Commercial_Small Retail_Existing_Ventilation_Electric_Ventilation_E1 | F3 | Commercial | Small Retail | Existing | Ventilation | Electric | Ventilation | E1 | PACT BC Ratio | 0 | 0 | 0 | 0 | 0 | 0 | 0 | 0 | 0 | 0 | 0 | 0 | 0 | 0 | 0 | 0 | 0 | 0 | 0 | 0 | 0 | 0 | 0 | 0 | 0 | 0 | 0 | 0 | 0 | 0
F3_Commercial_Small Retail_Existing_Ventilation_Electric_Ventilation_E2 | F3 | Commercial | Small Retail | Existing | Ventilation | Electric | Ventilation | E2 | PACT BC Ratio | 0 | 0 | 0 | 0 | 0 | 0 | 0 | 0 | 0 | 0 | 0 | 0 | 0 | 0 | 0 | 0 | 0 | 0 | 0 | 0 | 0 | 0 | 0 | 0 | 0 | 0 | 0 | 0 | 0 | 0
F3_Commercial_Small Retail_Existing_Ventilation_Electric_Ventilation_E3 | F3 | Commercial | Small Retail | Existing | Ventilation | Electric | Ventilation | E3 | PACT BC Ratio | 0 | 0 | 0 | 0 | 0 | 0 | 0 | 0 | 0 | 0 | 0 | 0 | 0 | 0 | 0 | 0 | 0 | 0 | 0 | 0 | 0 | 0 | 0 | 0 | 0 | 0 | 0 | 0 | 0 | 0
F3_Commercial_Small Retail_Existing_Ventilation_Electric_Ventilation_E4 | F3 | Commercial | Small Retail | Existing | Ventilation | Electric | Ventilation | E4 | PACT BC Ratio | 0 | 0 | 0 | 0 | 0 | 0 | 0 | 0 | 0 | 0 | 0 | 0 | 0 | 0 | 0 | 0 | 0 | 0 | 0 | 0 | 0 | 0 | 0 | 0 | 0 | 0 | 0 | 0 | 0 | 0
F3_Commercial_Small Retail_Existing_Ventilation_Electric_Ventilation_E5 | F3 | Commercial | Small Retail | Existing | Ventilation | Electric | Ventilation | E5 | PACT BC Ratio | 0 | 0 | 0 | 0 | 0 | 0 | 0 | 0 | 0 | 0 | 0 | 0 | 0 | 0 | 0 | 0 | 0 | 0 | 0 | 0 | 0 | 0 | 0 | 0 | 0 | 0 | 0 | 0 | 0 | 0
F3_Commercial_Small Retail_Existing_Ventilation_Electric_Ventilation_E6 | F3 | Commercial | Small Retail | Existing | Ventilation | Electric | Ventilation | E6 | PACT BC Ratio | 0 | 0 | 0 | 0 | 0 | 0 | 0 | 0 | 0 | 0 | 0 | 0 | 0 | 0 | 0 | 0 | 0 | 0 | 0 | 0 | 0 | 0 | 0 | 0 | 0 | 0 | 0 | 0 | 0 | 0
F3_Commercial_Small Retail_Existing_Ventilation_Electric_Ventilation_E7 | F3 | Commercial | Small Retail | Existing | Ventilation | Electric | Ventilation | E7 | PACT BC Ratio | 0 | 0 | 0 | 0 | 0 | 0 | 0 | 0 | 0 | 0 | 0 | 0 | 0 | 0 | 0 | 0 | 0 | 0 | 0 | 0 | 0 | 0 | 0 | 0 | 0 | 0 | 0 | 0 | 0 | 0
F3_Commercial_Small Retail_Existing_Ventilation_Electric_Ventilation_E8 | F3 | Commercial | Small Retail | Existing | Ventilation | Electric | Ventilation | E8 | PACT BC Ratio | 0 | 0 | 0 | 0 | 0 | 0 | 0 | 0 | 0 | 0 | 0 | 0 | 0 | 0 | 0 | 0 | 0 | 0 | 0 | 0 | 0 | 0 | 0 | 0 | 0 | 0 | 0 | 0 | 0 | 0
F3_Commercial_Small Retail_Existing_Ventilation_Electric_Ventilation_E9 | F3 | Commercial | Small Retail | Existing | Ventilation | Electric | Ventilation | E9 | PACT BC Ratio | 0 | 0 | 0 | 0 | 0 | 0 | 0 | 0 | 0 | 0 | 0 | 0 | 0 | 0 | 0 | 0 | 0 | 0 | 0 | 0 | 0 | 0 | 0 | 0 | 0 | 0 | 0 | 0 | 0 | 0
F3_Commercial_Small Retail_Existing_Ventilation_Electric_Ventilation_E10 | F3 | Commercial | Small Retail | Existing | Ventilation | Electric | Ventilation | E10 | PACT BC Ratio | 0 | 0 | 0 | 0 | 0 | 0 | 0 | 0 | 0 | 0 | 0 | 0 | 0 | 0 | 0 | 0 | 0 | 0 | 0 | 0 | 0 | 0 | 0 | 0 | 0 | 0 | 0 | 0 | 0 | 0
F4_Commercial_Small Retail_Existing_Ventilation_Electric_Ventilation_E1 | F4 | Commercial | Small Retail | Existing | Ventilation | Electric | Ventilation | E1 | RVT BC Ratio | 0 | 0 | 0 | 0 | 0 | 0 | 0 | 0 | 0 | 0 | 0 | 0 | 0 | 0 | 0 | 0 | 0 | 0 | 0 | 0 | 0 | 0 | 0 | 0 | 0 | 0 | 0 | 0 | 0 | 0
F4_Commercial_Small Retail_Existing_Ventilation_Electric_Ventilation_E2 | F4 | Commercial | Small Retail | Existing | Ventilation | Electric | Ventilation | E2 | RVT BC Ratio | 0 | 0 | 0 | 0 | 0 | 0 | 0 | 0 | 0 | 0 | 0 | 0 | 0 | 0 | 0 | 0 | 0 | 0 | 0 | 0 | 0 | 0 | 0 | 0 | 0 | 0 | 0 | 0 | 0 | 0
F4_Commercial_Small Retail_Existing_Ventilation_Electric_Ventilation_E3 | F4 | Commercial | Small Retail | Existing | Ventilation | Electric | Ventilation | E3 | RVT BC Ratio | 0 | 0 | 0 | 0 | 0 | 0 | 0 | 0 | 0 | 0 | 0 | 0 | 0 | 0 | 0 | 0 | 0 | 0 | 0 | 0 | 0 | 0 | 0 | 0 | 0 | 0 | 0 | 0 | 0 | 0
F4_Commercial_Small Retail_Existing_Ventilation_Electric_Ventilation_E4 | F4 | Commercial | Small Retail | Existing | Ventilation | Electric | Ventilation | E4 | RVT BC Ratio | 0 | 0 | 0 | 0 | 0 | 0 | 0 | 0 | 0 | 0 | 0 | 0 | 0 | 0 | 0 | 0 | 0 | 0 | 0 | 0 | 0 | 0 | 0 | 0 | 0 | 0 | 0 | 0 | 0 | 0
F4_Commercial_Small Retail_Existing_Ventilation_Electric_Ventilation_E5 | F4 | Commercial | Small Retail | Existing | Ventilation | Electric | Ventilation | E5 | RVT BC Ratio | 0 | 0 | 0 | 0 | 0 | 0 | 0 | 0 | 0 | 0 | 0 | 0 | 0 | 0 | 0 | 0 | 0 | 0 | 0 | 0 | 0 | 0 | 0 | 0 | 0 | 0 | 0 | 0 | 0 | 0
F4_Commercial_Small Retail_Existing_Ventilation_Electric_Ventilation_E6 | F4 | Commercial | Small Retail | Existing | Ventilation | Electric | Ventilation | E6 | RVT BC Ratio | 0 | 0 | 0 | 0 | 0 | 0 | 0 | 0 | 0 | 0 | 0 | 0 | 0 | 0 | 0 | 0 | 0 | 0 | 0 | 0 | 0 | 0 | 0 | 0 | 0 | 0 | 0 | 0 | 0 | 0
F4_Commercial_Small Retail_Existing_Ventilation_Electric_Ventilation_E7 | F4 | Commercial | Small Retail | Existing | Ventilation | Electric | Ventilation | E7 | RVT BC Ratio | 0 | 0 | 0 | 0 | 0 | 0 | 0 | 0 | 0 | 0 | 0 | 0 | 0 | 0 | 0 | 0 | 0 | 0 | 0 | 0 | 0 | 0 | 0 | 0 | 0 | 0 | 0 | 0 | 0 | 0
F4_Commercial_Small Retail_Existing_Ventilation_Electric_Ventilation_E8 | F4 | Commercial | Small Retail | Existing | Ventilation | Electric | Ventilation | E8 | RVT BC Ratio | 0 | 0 | 0 | 0 | 0 | 0 | 0 | 0 | 0 | 0 | 0 | 0 | 0 | 0 | 0 | 0 | 0 | 0 | 0 | 0 | 0 | 0 | 0 | 0 | 0 | 0 | 0 | 0 | 0 | 0
F4_Commercial_Small Retail_Existing_Ventilation_Electric_Ventilation_E9 | F4 | Commercial | Small Retail | Existing | Ventilation | Electric | Ventilation | E9 | RVT BC Ratio | 0 | 0 | 0 | 0 | 0 | 0 | 0 | 0 | 0 | 0 | 0 | 0 | 0 | 0 | 0 | 0 | 0 | 0 | 0 | 0 | 0 | 0 | 0 | 0 | 0 | 0 | 0 | 0 | 0 | 0
F4_Commercial_Small Retail_Existing_Ventilation_Electric_Ventilation_E10 | F4 | Commercial | Small Retail | Existing | Ventilation | Electric | Ventilation | E10 | RVT BC Ratio | 0 | 0 | 0 | 0 | 0 | 0 | 0 | 0 | 0 | 0 | 0 | 0 | 0 | 0 | 0 | 0 | 0 | 0 | 0 | 0 | 0 | 0 | 0 | 0 | 0 | 0 | 0 | 0 | 0 | 0
F5_Commercial_Small Retail_Existing_Ventilation_Electric_Ventilation_E1 | F5 | Commercial | Small Retail | Existing | Ventilation | Electric | Ventilation | E1 | RIM BC Ratio | 0 | 0 | 0 | 0 | 0 | 0 | 0 | 0 | 0 | 0 | 0 | 0 | 0 | 0 | 0 | 0 | 0 | 0 | 0 | 0 | 0 | 0 | 0 | 0 | 0 | 0 | 0 | 0 | 0 | 0
F5_Commercial_Small Retail_Existing_Ventilation_Electric_Ventilation_E2 | F5 | Commercial | Small Retail | Existing | Ventilation | Electric | Ventilation | E2 | RIM BC Ratio | 0 | 0 | 0 | 0 | 0 | 0 | 0 | 0 | 0 | 0 | 0 | 0 | 0 | 0 | 0 | 0 | 0 | 0 | 0 | 0 | 0 | 0 | 0 | 0 | 0 | 0 | 0 | 0 | 0 | 0
F5_Commercial_Small Retail_Existing_Ventilation_Electric_Ventilation_E3 | F5 | Commercial | Small Retail | Existing | Ventilation | Electric | Ventilation | E3 | RIM BC Ratio | 0 | 0 | 0 | 0 | 0 | 0 | 0 | 0 | 0 | 0 | 0 | 0 | 0 | 0 | 0 | 0 | 0 | 0 | 0 | 0 | 0 | 0 | 0 | 0 | 0 | 0 | 0 | 0 | 0 | 0
F5_Commercial_Small Retail_Existing_Ventilation_Electric_Ventilation_E4 | F5 | Commercial | Small Retail | Existing | Ventilation | Electric | Ventilation | E4 | RIM BC Ratio | 0 | 0 | 0 | 0 | 0 | 0 | 0 | 0 | 0 | 0 | 0 | 0 | 0 | 0 | 0 | 0 | 0 | 0 | 0 | 0 | 0 | 0 | 0 | 0 | 0 | 0 | 0 | 0 | 0 | 0
F5_Commercial_Small Retail_Existing_Ventilation_Electric_Ventilation_E5 | F5 | Commercial | Small Retail | Existing | Ventilation | Electric | Ventilation | E5 | RIM BC Ratio | 0 | 0 | 0 | 0 | 0 | 0 | 0 | 0 | 0 | 0 | 0 | 0 | 0 | 0 | 0 | 0 | 0 | 0 | 0 | 0 | 0 | 0 | 0 | 0 | 0 | 0 | 0 | 0 | 0 | 0
F5_Commercial_Small Retail_Existing_Ventilation_Electric_Ventilation_E6 | F5 | Commercial | Small Retail | Existing | Ventilation | Electric | Ventilation | E6 | RIM BC Ratio | 0 | 0 | 0 | 0 | 0 | 0 | 0 | 0 | 0 | 0 | 0 | 0 | 0 | 0 | 0 | 0 | 0 | 0 | 0 | 0 | 0 | 0 | 0 | 0 | 0 | 0 | 0 | 0 | 0 | 0
F5_Commercial_Small Retail_Existing_Ventilation_Electric_Ventilation_E7 | F5 | Commercial | Small Retail | Existing | Ventilation | Electric | Ventilation | E7 | RIM BC Ratio | 0 | 0 | 0 | 0 | 0 | 0 | 0 | 0 | 0 | 0 | 0 | 0 | 0 | 0 | 0 | 0 | 0 | 0 | 0 | 0 | 0 | 0 | 0 | 0 | 0 | 0 | 0 | 0 | 0 | 0
F5_Commercial_Small Retail_Existing_Ventilation_Electric_Ventilation_E8 | F5 | Commercial | Small Retail | Existing | Ventilation | Electric | Ventilation | E8 | RIM BC Ratio | 0 | 0 | 0 | 0 | 0 | 0 | 0 | 0 | 0 | 0 | 0 | 0 | 0 | 0 | 0 | 0 | 0 | 0 | 0 | 0 | 0 | 0 | 0 | 0 | 0 | 0 | 0 | 0 | 0 | 0
F5_Commercial_Small Retail_Existing_Ventilation_Electric_Ventilation_E9 | F5 | Commercial | Small Retail | Existing | Ventilation | Electric | Ventilation | E9 | RIM BC Ratio | 0 | 0 | 0 | 0 | 0 | 0 | 0 | 0 | 0 | 0 | 0 | 0 | 0 | 0 | 0 | 0 | 0 | 0 | 0 | 0 | 0 | 0 | 0 | 0 | 0 | 0 | 0 | 0 | 0 | 0
F5_Commercial_Small Retail_Existing_Ventilation_Electric_Ventilation_E10 | F5 | Commercial | Small Retail | Existing | Ventilation | Electric | Ventilation | E10 | RIM BC Ratio | 0 | 0 | 0 | 0 | 0 | 0 | 0 | 0 | 0 | 0 | 0 | 0 | 0 | 0 | 0 | 0 | 0 | 0 | 0 | 0 | 0 | 0 | 0 | 0 | 0 | 0 | 0 | 0 | 0 | 0
F0_Commercial_Small Retail_Existing_Water Heating_Electric_Water Heater_E0 | F0 | Commercial | Small Retail | Existing | Water Heating | Electric | Water Heater | E0 | Economic Unit | 0 | 0 | 0 | 0 | 0 | 0 | 0 | 0 | 0 | 0 | 0 | 0 | 0 | 0 | 0 | 0 | 0 | 0 | 0 | 0 | 0 | 0 | 0 | 0 | 0 | 0 | 0 | 0 | 0 | 0
F1_Commercial_Small Retail_Existing_Water Heating_Electric_Water Heater_E1 | F1 | Commercial | Small Retail | Existing | Water Heating | Electric | Water Heater | E1 | CCE | 0 | 0 | 0 | 0 | 0 | 0 | 0 | 0 | 0 | 0 | 0 | 0 | 0 | 0 | 0 | 0 | 0 | 0 | 0 | 0 | 0 | 0 | 0 | 0 | 0 | 0 | 0 | 0 | 0 | 0
F1_Commercial_Small Retail_Existing_Water Heating_Electric_Water Heater_E2 | F1 | Commercial | Small Retail | Existing | Water Heating | Electric | Water Heater | E2 | CCE | 0 | 0 | 0 | 0 | 0 | 0 | 0 | 0 | 0 | 0 | 0 | 0 | 0 | 0 | 0 | 0 | 0 | 0 | 0 | 0 | 0 | 0 | 0 | 0 | 0 | 0 | 0 | 0 | 0 | 0
F1_Commercial_Small Retail_Existing_Water Heating_Electric_Water Heater_E3 | F1 | Commercial | Small Retail | Existing | Water Heating | Electric | Water Heater | E3 | CCE | 0 | 0 | 0 | 0 | 0 | 0 | 0 | 0 | 0 | 0 | 0 | 0 | 0 | 0 | 0 | 0 | 0 | 0 | 0 | 0 | 0 | 0 | 0 | 0 | 0 | 0 | 0 | 0 | 0 | 0
F1_Commercial_Small Retail_Existing_Water Heating_Electric_Water Heater_E4 | F1 | Commercial | Small Retail | Existing | Water Heating | Electric | Water Heater | E4 | CCE | 0 | 0 | 0 | 0 | 0 | 0 | 0 | 0 | 0 | 0 | 0 | 0 | 0 | 0 | 0 | 0 | 0 | 0 | 0 | 0 | 0 | 0 | 0 | 0 | 0 | 0 | 0 | 0 | 0 | 0
F1_Commercial_Small Retail_Existing_Water Heating_Electric_Water Heater_E5 | F1 | Commercial | Small Retail | Existing | Water Heating | Electric | Water Heater | E5 | CCE | 0 | 0 | 0 | 0 | 0 | 0 | 0 | 0 | 0 | 0 | 0 | 0 | 0 | 0 | 0 | 0 | 0 | 0 | 0 | 0 | 0 | 0 | 0 | 0 | 0 | 0 | 0 | 0 | 0 | 0
F1_Commercial_Small Retail_Existing_Water Heating_Electric_Water Heater_E6 | F1 | Commercial | Small Retail | Existing | Water Heating | Electric | Water Heater | E6 | CCE | 0 | 0 | 0 | 0 | 0 | 0 | 0 | 0 | 0 | 0 | 0 | 0 | 0 | 0 | 0 | 0 | 0 | 0 | 0 | 0 | 0 | 0 | 0 | 0 | 0 | 0 | 0 | 0 | 0 | 0
F1_Commercial_Small Retail_Existing_Water Heating_Electric_Water Heater_E7 | F1 | Commercial | Small Retail | Existing | Water Heating | Electric | Water Heater | E7 | CCE | 0 | 0 | 0 | 0 | 0 | 0 | 0 | 0 | 0 | 0 | 0 | 0 | 0 | 0 | 0 | 0 | 0 | 0 | 0 | 0 | 0 | 0 | 0 | 0 | 0 | 0 | 0 | 0 | 0 | 0
F1_Commercial_Small Retail_Existing_Water Heating_Electric_Water Heater_E8 | F1 | Commercial | Small Retail | Existing | Water Heating | Electric | Water Heater | E8 | CCE | 0 | 0 | 0 | 0 | 0 | 0 | 0 | 0 | 0 | 0 | 0 | 0 | 0 | 0 | 0 | 0 | 0 | 0 | 0 | 0 | 0 | 0 | 0 | 0 | 0 | 0 | 0 | 0 | 0 | 0
F1_Commercial_Small Retail_Existing_Water Heating_Electric_Water Heater_E9 | F1 | Commercial | Small Retail | Existing | Water Heating | Electric | Water Heater | E9 | CCE | 0 | 0 | 0 | 0 | 0 | 0 | 0 | 0 | 0 | 0 | 0 | 0 | 0 | 0 | 0 | 0 | 0 | 0 | 0 | 0 | 0 | 0 | 0 | 0 | 0 | 0 | 0 | 0 | 0 | 0
F1_Commercial_Small Retail_Existing_Water Heating_Electric_Water Heater_E10 | F1 | Commercial | Small Retail | Existing | Water Heating | Electric | Water Heater | E10 | CCE | 0 | 0 | 0 | 0 | 0 | 0 | 0 | 0 | 0 | 0 | 0 | 0 | 0 | 0 | 0 | 0 | 0 | 0 | 0 | 0 | 0 | 0 | 0 | 0 | 0 | 0 | 0 | 0 | 0 | 0
F2_Commercial_Small Retail_Existing_Water Heating_Electric_Water Heater_E1 | F2 | Commercial | Small Retail | Existing | Water Heating | Electric | Water Heater | E1 | TRC BC Ratio | 0 | 0 | 0 | 0 | 0 | 0 | 0 | 0 | 0 | 0 | 0 | 0 | 0 | 0 | 0 | 0 | 0 | 0 | 0 | 0 | 0 | 0 | 0 | 0 | 0 | 0 | 0 | 0 | 0 | 0
F2_Commercial_Small Retail_Existing_Water Heating_Electric_Water Heater_E2 | F2 | Commercial | Small Retail | Existing | Water Heating | Electric | Water Heater | E2 | TRC BC Ratio | 0 | 0 | 0 | 0 | 0 | 0 | 0 | 0 | 0 | 0 | 0 | 0 | 0 | 0 | 0 | 0 | 0 | 0 | 0 | 0 | 0 | 0 | 0 | 0 | 0 | 0 | 0 | 0 | 0 | 0
F2_Commercial_Small Retail_Existing_Water Heating_Electric_Water Heater_E3 | F2 | Commercial | Small Retail | Existing | Water Heating | Electric | Water Heater | E3 | TRC BC Ratio | 0 | 0 | 0 | 0 | 0 | 0 | 0 | 0 | 0 | 0 | 0 | 0 | 0 | 0 | 0 | 0 | 0 | 0 | 0 | 0 | 0 | 0 | 0 | 0 | 0 | 0 | 0 | 0 | 0 | 0
F2_Commercial_Small Retail_Existing_Water Heating_Electric_Water Heater_E4 | F2 | Commercial | Small Retail | Existing | Water Heating | Electric | Water Heater | E4 | TRC BC Ratio | 0 | 0 | 0 | 0 | 0 | 0 | 0 | 0 | 0 | 0 | 0 | 0 | 0 | 0 | 0 | 0 | 0 | 0 | 0 | 0 | 0 | 0 | 0 | 0 | 0 | 0 | 0 | 0 | 0 | 0
F2_Commercial_Small Retail_Existing_Water Heating_Electric_Water Heater_E5 | F2 | Commercial | Small Retail | Existing | Water Heating | Electric | Water Heater | E5 | TRC BC Ratio | 0 | 0 | 0 | 0 | 0 | 0 | 0 | 0 | 0 | 0 | 0 | 0 | 0 | 0 | 0 | 0 | 0 | 0 | 0 | 0 | 0 | 0 | 0 | 0 | 0 | 0 | 0 | 0 | 0 | 0
F2_Commercial_Small Retail_Existing_Water Heating_Electric_Water Heater_E6 | F2 | Commercial | Small Retail | Existing | Water Heating | Electric | Water Heater | E6 | TRC BC Ratio | 0 | 0 | 0 | 0 | 0 | 0 | 0 | 0 | 0 | 0 | 0 | 0 | 0 | 0 | 0 | 0 | 0 | 0 | 0 | 0 | 0 | 0 | 0 | 0 | 0 | 0 | 0 | 0 | 0 | 0
F2_Commercial_Small Retail_Existing_Water Heating_Electric_Water Heater_E7 | F2 | Commercial | Small Retail | Existing | Water Heating | Electric | Water Heater | E7 | TRC BC Ratio | 0 | 0 | 0 | 0 | 0 | 0 | 0 | 0 | 0 | 0 | 0 | 0 | 0 | 0 | 0 | 0 | 0 | 0 | 0 | 0 | 0 | 0 | 0 | 0 | 0 | 0 | 0 | 0 | 0 | 0
F2_Commercial_Small Retail_Existing_Water Heating_Electric_Water Heater_E8 | F2 | Commercial | Small Retail | Existing | Water Heating | Electric | Water Heater | E8 | TRC BC Ratio | 0 | 0 | 0 | 0 | 0 | 0 | 0 | 0 | 0 | 0 | 0 | 0 | 0 | 0 | 0 | 0 | 0 | 0 | 0 | 0 | 0 | 0 | 0 | 0 | 0 | 0 | 0 | 0 | 0 | 0
F2_Commercial_Small Retail_Existing_Water Heating_Electric_Water Heater_E9 | F2 | Commercial | Small Retail | Existing | Water Heating | Electric | Water Heater | E9 | TRC BC Ratio | 0 | 0 | 0 | 0 | 0 | 0 | 0 | 0 | 0 | 0 | 0 | 0 | 0 | 0 | 0 | 0 | 0 | 0 | 0 | 0 | 0 | 0 | 0 | 0 | 0 | 0 | 0 | 0 | 0 | 0
F2_Commercial_Small Retail_Existing_Water Heating_Electric_Water Heater_E10 | F2 | Commercial | Small Retail | Existing | Water Heating | Electric | Water Heater | E10 | TRC BC Ratio | 0 | 0 | 0 | 0 | 0 | 0 | 0 | 0 | 0 | 0 | 0 | 0 | 0 | 0 | 0 | 0 | 0 | 0 | 0 | 0 | 0 | 0 | 0 | 0 | 0 | 0 | 0 | 0 | 0 | 0
F3_Commercial_Small Retail_Existing_Water Heating_Electric_Water Heater_E1 | F3 | Commercial | Small Retail | Existing | Water Heating | Electric | Water Heater | E1 | PACT BC Ratio | 0 | 0 | 0 | 0 | 0 | 0 | 0 | 0 | 0 | 0 | 0 | 0 | 0 | 0 | 0 | 0 | 0 | 0 | 0 | 0 | 0 | 0 | 0 | 0 | 0 | 0 | 0 | 0 | 0 | 0
F3_Commercial_Small Retail_Existing_Water Heating_Electric_Water Heater_E2 | F3 | Commercial | Small Retail | Existing | Water Heating | Electric | Water Heater | E2 | PACT BC Ratio | 0 | 0 | 0 | 0 | 0 | 0 | 0 | 0 | 0 | 0 | 0 | 0 | 0 | 0 | 0 | 0 | 0 | 0 | 0 | 0 | 0 | 0 | 0 | 0 | 0 | 0 | 0 | 0 | 0 | 0
F3_Commercial_Small Retail_Existing_Water Heating_Electric_Water Heater_E3 | F3 | Commercial | Small Retail | Existing | Water Heating | Electric | Water Heater | E3 | PACT BC Ratio | 0 | 0 | 0 | 0 | 0 | 0 | 0 | 0 | 0 | 0 | 0 | 0 | 0 | 0 | 0 | 0 | 0 | 0 | 0 | 0 | 0 | 0 | 0 | 0 | 0 | 0 | 0 | 0 | 0 | 0
F3_Commercial_Small Retail_Existing_Water Heating_Electric_Water Heater_E4 | F3 | Commercial | Small Retail | Existing | Water Heating | Electric | Water Heater | E4 | PACT BC Ratio | 0 | 0 | 0 | 0 | 0 | 0 | 0 | 0 | 0 | 0 | 0 | 0 | 0 | 0 | 0 | 0 | 0 | 0 | 0 | 0 | 0 | 0 | 0 | 0 | 0 | 0 | 0 | 0 | 0 | 0
F3_Commercial_Small Retail_Existing_Water Heating_Electric_Water Heater_E5 | F3 | Commercial | Small Retail | Existing | Water Heating | Electric | Water Heater | E5 | PACT BC Ratio | 0 | 0 | 0 | 0 | 0 | 0 | 0 | 0 | 0 | 0 | 0 | 0 | 0 | 0 | 0 | 0 | 0 | 0 | 0 | 0 | 0 | 0 | 0 | 0 | 0 | 0 | 0 | 0 | 0 | 0
F3_Commercial_Small Retail_Existing_Water Heating_Electric_Water Heater_E6 | F3 | Commercial | Small Retail | Existing | Water Heating | Electric | Water Heater | E6 | PACT BC Ratio | 0 | 0 | 0 | 0 | 0 | 0 | 0 | 0 | 0 | 0 | 0 | 0 | 0 | 0 | 0 | 0 | 0 | 0 | 0 | 0 | 0 | 0 | 0 | 0 | 0 | 0 | 0 | 0 | 0 | 0
F3_Commercial_Small Retail_Existing_Water Heating_Electric_Water Heater_E7 | F3 | Commercial | Small Retail | Existing | Water Heating | Electric | Water Heater | E7 | PACT BC Ratio | 0 | 0 | 0 | 0 | 0 | 0 | 0 | 0 | 0 | 0 | 0 | 0 | 0 | 0 | 0 | 0 | 0 | 0 | 0 | 0 | 0 | 0 | 0 | 0 | 0 | 0 | 0 | 0 | 0 | 0
F3_Commercial_Small Retail_Existing_Water Heating_Electric_Water Heater_E8 | F3 | Commercial | Small Retail | Existing | Water Heating | Electric | Water Heater | E8 | PACT BC Ratio | 0 | 0 | 0 | 0 | 0 | 0 | 0 | 0 | 0 | 0 | 0 | 0 | 0 | 0 | 0 | 0 | 0 | 0 | 0 | 0 | 0 | 0 | 0 | 0 | 0 | 0 | 0 | 0 | 0 | 0
F3_Commercial_Small Retail_Existing_Water Heating_Electric_Water Heater_E9 | F3 | Commercial | Small Retail | Existing | Water Heating | Electric | Water Heater | E9 | PACT BC Ratio | 0 | 0 | 0 | 0 | 0 | 0 | 0 | 0 | 0 | 0 | 0 | 0 | 0 | 0 | 0 | 0 | 0 | 0 | 0 | 0 | 0 | 0 | 0 | 0 | 0 | 0 | 0 | 0 | 0 | 0
F3_Commercial_Small Retail_Existing_Water Heating_Electric_Water Heater_E10 | F3 | Commercial | Small Retail | Existing | Water Heating | Electric | Water Heater | E10 | PACT BC Ratio | 0 | 0 | 0 | 0 | 0 | 0 | 0 | 0 | 0 | 0 | 0 | 0 | 0 | 0 | 0 | 0 | 0 | 0 | 0 | 0 | 0 | 0 | 0 | 0 | 0 | 0 | 0 | 0 | 0 | 0
F4_Commercial_Small Retail_Existing_Water Heating_Electric_Water Heater_E1 | F4 | Commercial | Small Retail | Existing | Water Heating | Electric | Water Heater | E1 | RVT BC Ratio | 0 | 0 | 0 | 0 | 0 | 0 | 0 | 0 | 0 | 0 | 0 | 0 | 0 | 0 | 0 | 0 | 0 | 0 | 0 | 0 | 0 | 0 | 0 | 0 | 0 | 0 | 0 | 0 | 0 | 0
F4_Commercial_Small Retail_Existing_Water Heating_Electric_Water Heater_E2 | F4 | Commercial | Small Retail | Existing | Water Heating | Electric | Water Heater | E2 | RVT BC Ratio | 0 | 0 | 0 | 0 | 0 | 0 | 0 | 0 | 0 | 0 | 0 | 0 | 0 | 0 | 0 | 0 | 0 | 0 | 0 | 0 | 0 | 0 | 0 | 0 | 0 | 0 | 0 | 0 | 0 | 0
F4_Commercial_Small Retail_Existing_Water Heating_Electric_Water Heater_E3 | F4 | Commercial | Small Retail | Existing | Water Heating | Electric | Water Heater | E3 | RVT BC Ratio | 0 | 0 | 0 | 0 | 0 | 0 | 0 | 0 | 0 | 0 | 0 | 0 | 0 | 0 | 0 | 0 | 0 | 0 | 0 | 0 | 0 | 0 | 0 | 0 | 0 | 0 | 0 | 0 | 0 | 0
F4_Commercial_Small Retail_Existing_Water Heating_Electric_Water Heater_E4 | F4 | Commercial | Small Retail | Existing | Water Heating | Electric | Water Heater | E4 | RVT BC Ratio | 0 | 0 | 0 | 0 | 0 | 0 | 0 | 0 | 0 | 0 | 0 | 0 | 0 | 0 | 0 | 0 | 0 | 0 | 0 | 0 | 0 | 0 | 0 | 0 | 0 | 0 | 0 | 0 | 0 | 0
F4_Commercial_Small Retail_Existing_Water Heating_Electric_Water Heater_E5 | F4 | Commercial | Small Retail | Existing | Water Heating | Electric | Water Heater | E5 | RVT BC Ratio | 0 | 0 | 0 | 0 | 0 | 0 | 0 | 0 | 0 | 0 | 0 | 0 | 0 | 0 | 0 | 0 | 0 | 0 | 0 | 0 | 0 | 0 | 0 | 0 | 0 | 0 | 0 | 0 | 0 | 0
F4_Commercial_Small Retail_Existing_Water Heating_Electric_Water Heater_E6 | F4 | Commercial | Small Retail | Existing | Water Heating | Electric | Water Heater | E6 | RVT BC Ratio | 0 | 0 | 0 | 0 | 0 | 0 | 0 | 0 | 0 | 0 | 0 | 0 | 0 | 0 | 0 | 0 | 0 | 0 | 0 | 0 | 0 | 0 | 0 | 0 | 0 | 0 | 0 | 0 | 0 | 0
F4_Commercial_Small Retail_Existing_Water Heating_Electric_Water Heater_E7 | F4 | Commercial | Small Retail | Existing | Water Heating | Electric | Water Heater | E7 | RVT BC Ratio | 0 | 0 | 0 | 0 | 0 | 0 | 0 | 0 | 0 | 0 | 0 | 0 | 0 | 0 | 0 | 0 | 0 | 0 | 0 | 0 | 0 | 0 | 0 | 0 | 0 | 0 | 0 | 0 | 0 | 0
F4_Commercial_Small Retail_Existing_Water Heating_Electric_Water Heater_E8 | F4 | Commercial | Small Retail | Existing | Water Heating | Electric | Water Heater | E8 | RVT BC Ratio | 0 | 0 | 0 | 0 | 0 | 0 | 0 | 0 | 0 | 0 | 0 | 0 | 0 | 0 | 0 | 0 | 0 | 0 | 0 | 0 | 0 | 0 | 0 | 0 | 0 | 0 | 0 | 0 | 0 | 0
F4_Commercial_Small Retail_Existing_Water Heating_Electric_Water Heater_E9 | F4 | Commercial | Small Retail | Existing | Water Heating | Electric | Water Heater | E9 | RVT BC Ratio | 0 | 0 | 0 | 0 | 0 | 0 | 0 | 0 | 0 | 0 | 0 | 0 | 0 | 0 | 0 | 0 | 0 | 0 | 0 | 0 | 0 | 0 | 0 | 0 | 0 | 0 | 0 | 0 | 0 | 0
F4_Commercial_Small Retail_Existing_Water Heating_Electric_Water Heater_E10 | F4 | Commercial | Small Retail | Existing | Water Heating | Electric | Water Heater | E10 | RVT BC Ratio | 0 | 0 | 0 | 0 | 0 | 0 | 0 | 0 | 0 | 0 | 0 | 0 | 0 | 0 | 0 | 0 | 0 | 0 | 0 | 0 | 0 | 0 | 0 | 0 | 0 | 0 | 0 | 0 | 0 | 0
F5_Commercial_Small Retail_Existing_Water Heating_Electric_Water Heater_E1 | F5 | Commercial | Small Retail | Existing | Water Heating | Electric | Water Heater | E1 | RIM BC Ratio | 0 | 0 | 0 | 0 | 0 | 0 | 0 | 0 | 0 | 0 | 0 | 0 | 0 | 0 | 0 | 0 | 0 | 0 | 0 | 0 | 0 | 0 | 0 | 0 | 0 | 0 | 0 | 0 | 0 | 0
F5_Commercial_Small Retail_Existing_Water Heating_Electric_Water Heater_E2 | F5 | Commercial | Small Retail | Existing | Water Heating | Electric | Water Heater | E2 | RIM BC Ratio | 0 | 0 | 0 | 0 | 0 | 0 | 0 | 0 | 0 | 0 | 0 | 0 | 0 | 0 | 0 | 0 | 0 | 0 | 0 | 0 | 0 | 0 | 0 | 0 | 0 | 0 | 0 | 0 | 0 | 0
F5_Commercial_Small Retail_Existing_Water Heating_Electric_Water Heater_E3 | F5 | Commercial | Small Retail | Existing | Water Heating | Electric | Water Heater | E3 | RIM BC Ratio | 0 | 0 | 0 | 0 | 0 | 0 | 0 | 0 | 0 | 0 | 0 | 0 | 0 | 0 | 0 | 0 | 0 | 0 | 0 | 0 | 0 | 0 | 0 | 0 | 0 | 0 | 0 | 0 | 0 | 0
F5_Commercial_Small Retail_Existing_Water Heating_Electric_Water Heater_E4 | F5 | Commercial | Small Retail | Existing | Water Heating | Electric | Water Heater | E4 | RIM BC Ratio | 0 | 0 | 0 | 0 | 0 | 0 | 0 | 0 | 0 | 0 | 0 | 0 | 0 | 0 | 0 | 0 | 0 | 0 | 0 | 0 | 0 | 0 | 0 | 0 | 0 | 0 | 0 | 0 | 0 | 0
F5_Commercial_Small Retail_Existing_Water Heating_Electric_Water Heater_E5 | F5 | Commercial | Small Retail | Existing | Water Heating | Electric | Water Heater | E5 | RIM BC Ratio | 0 | 0 | 0 | 0 | 0 | 0 | 0 | 0 | 0 | 0 | 0 | 0 | 0 | 0 | 0 | 0 | 0 | 0 | 0 | 0 | 0 | 0 | 0 | 0 | 0 | 0 | 0 | 0 | 0 | 0
F5_Commercial_Small Retail_Existing_Water Heating_Electric_Water Heater_E6 | F5 | Commercial | Small Retail | Existing | Water Heating | Electric | Water Heater | E6 | RIM BC Ratio | 0 | 0 | 0 | 0 | 0 | 0 | 0 | 0 | 0 | 0 | 0 | 0 | 0 | 0 | 0 | 0 | 0 | 0 | 0 | 0 | 0 | 0 | 0 | 0 | 0 | 0 | 0 | 0 | 0 | 0
F5_Commercial_Small Retail_Existing_Water Heating_Electric_Water Heater_E7 | F5 | Commercial | Small Retail | Existing | Water Heating | Electric | Water Heater | E7 | RIM BC Ratio | 0 | 0 | 0 | 0 | 0 | 0 | 0 | 0 | 0 | 0 | 0 | 0 | 0 | 0 | 0 | 0 | 0 | 0 | 0 | 0 | 0 | 0 | 0 | 0 | 0 | 0 | 0 | 0 | 0 | 0
F5_Commercial_Small Retail_Existing_Water Heating_Electric_Water Heater_E8 | F5 | Commercial | Small Retail | Existing | Water Heating | Electric | Water Heater | E8 | RIM BC Ratio | 0 | 0 | 0 | 0 | 0 | 0 | 0 | 0 | 0 | 0 | 0 | 0 | 0 | 0 | 0 | 0 | 0 | 0 | 0 | 0 | 0 | 0 | 0 | 0 | 0 | 0 | 0 | 0 | 0 | 0
F5_Commercial_Small Retail_Existing_Water Heating_Electric_Water Heater_E9 | F5 | Commercial | Small Retail | Existing | Water Heating | Electric | Water Heater | E9 | RIM BC Ratio | 0 | 0 | 0 | 0 | 0 | 0 | 0 | 0 | 0 | 0 | 0 | 0 | 0 | 0 | 0 | 0 | 0 | 0 | 0 | 0 | 0 | 0 | 0 | 0 | 0 | 0 | 0 | 0 | 0 | 0
F5_Commercial_Small Retail_Existing_Water Heating_Electric_Water Heater_E10 | F5 | Commercial | Small Retail | Existing | Water Heating | Electric | Water Heater | E10 | RIM BC Ratio | 0 | 0 | 0 | 0 | 0 | 0 | 0 | 0 | 0 | 0 | 0 | 0 | 0 | 0 | 0 | 0 | 0 | 0 | 0 | 0 | 0 | 0 | 0 | 0 | 0 | 0 | 0 | 0 | 0 | 0
F0_Commercial_Small Retail_Existing_Interior Lighting_Electric_General Service Lighting_E0 | F0 | Commercial | Small Retail | Existing | Interior Lighting | Electric | General Service Lighting | E0 | Economic Unit | 0 | 0 | 0 | 0 | 0 | 0 | 0 | 0 | 0 | 0 | 0 | 0 | 0 | 0 | 0 | 0 | 0 | 0 | 0 | 0 | 0 | 0 | 0 | 0 | 0 | 0 | 0 | 0 | 0 | 0
F1_Commercial_Small Retail_Existing_Interior Lighting_Electric_General Service Lighting_E1 | F1 | Commercial | Small Retail | Existing | Interior Lighting | Electric | General Service Lighting | E1 | CCE | 0 | 0 | 0 | 0 | 0 | 0 | 0 | 0 | 0 | 0 | 0 | 0 | 0 | 0 | 0 | 0 | 0 | 0 | 0 | 0 | 0 | 0 | 0 | 0 | 0 | 0 | 0 | 0 | 0 | 0
F1_Commercial_Small Retail_Existing_Interior Lighting_Electric_General Service Lighting_E2 | F1 | Commercial | Small Retail | Existing | Interior Lighting | Electric | General Service Lighting | E2 | CCE | 0 | 0 | 0 | 0 | 0 | 0 | 0 | 0 | 0 | 0 | 0 | 0 | 0 | 0 | 0 | 0 | 0 | 0 | 0 | 0 | 0 | 0 | 0 | 0 | 0 | 0 | 0 | 0 | 0 | 0
F1_Commercial_Small Retail_Existing_Interior Lighting_Electric_General Service Lighting_E3 | F1 | Commercial | Small Retail | Existing | Interior Lighting | Electric | General Service Lighting | E3 | CCE | 0 | 0 | 0 | 0 | 0 | 0 | 0 | 0 | 0 | 0 | 0 | 0 | 0 | 0 | 0 | 0 | 0 | 0 | 0 | 0 | 0 | 0 | 0 | 0 | 0 | 0 | 0 | 0 | 0 | 0
F1_Commercial_Small Retail_Existing_Interior Lighting_Electric_General Service Lighting_E4 | F1 | Commercial | Small Retail | Existing | Interior Lighting | Electric | General Service Lighting | E4 | CCE | 0 | 0 | 0 | 0 | 0 | 0 | 0 | 0 | 0 | 0 | 0 | 0 | 0 | 0 | 0 | 0 | 0 | 0 | 0 | 0 | 0 | 0 | 0 | 0 | 0 | 0 | 0 | 0 | 0 | 0
F1_Commercial_Small Retail_Existing_Interior Lighting_Electric_General Service Lighting_E5 | F1 | Commercial | Small Retail | Existing | Interior Lighting | Electric | General Service Lighting | E5 | CCE | 0 | 0 | 0 | 0 | 0 | 0 | 0 | 0 | 0 | 0 | 0 | 0 | 0 | 0 | 0 | 0 | 0 | 0 | 0 | 0 | 0 | 0 | 0 | 0 | 0 | 0 | 0 | 0 | 0 | 0
F1_Commercial_Small Retail_Existing_Interior Lighting_Electric_General Service Lighting_E6 | F1 | Commercial | Small Retail | Existing | Interior Lighting | Electric | General Service Lighting | E6 | CCE | 0 | 0 | 0 | 0 | 0 | 0 | 0 | 0 | 0 | 0 | 0 | 0 | 0 | 0 | 0 | 0 | 0 | 0 | 0 | 0 | 0 | 0 | 0 | 0 | 0 | 0 | 0 | 0 | 0 | 0
F1_Commercial_Small Retail_Existing_Interior Lighting_Electric_General Service Lighting_E7 | F1 | Commercial | Small Retail | Existing | Interior Lighting | Electric | General Service Lighting | E7 | CCE | 0 | 0 | 0 | 0 | 0 | 0 | 0 | 0 | 0 | 0 | 0 | 0 | 0 | 0 | 0 | 0 | 0 | 0 | 0 | 0 | 0 | 0 | 0 | 0 | 0 | 0 | 0 | 0 | 0 | 0
F1_Commercial_Small Retail_Existing_Interior Lighting_Electric_General Service Lighting_E8 | F1 | Commercial | Small Retail | Existing | Interior Lighting | Electric | General Service Lighting | E8 | CCE | 0 | 0 | 0 | 0 | 0 | 0 | 0 | 0 | 0 | 0 | 0 | 0 | 0 | 0 | 0 | 0 | 0 | 0 | 0 | 0 | 0 | 0 | 0 | 0 | 0 | 0 | 0 | 0 | 0 | 0
F1_Commercial_Small Retail_Existing_Interior Lighting_Electric_General Service Lighting_E9 | F1 | Commercial | Small Retail | Existing | Interior Lighting | Electric | General Service Lighting | E9 | CCE | 0 | 0 | 0 | 0 | 0 | 0 | 0 | 0 | 0 | 0 | 0 | 0 | 0 | 0 | 0 | 0 | 0 | 0 | 0 | 0 | 0 | 0 | 0 | 0 | 0 | 0 | 0 | 0 | 0 | 0
F1_Commercial_Small Retail_Existing_Interior Lighting_Electric_General Service Lighting_E10 | F1 | Commercial | Small Retail | Existing | Interior Lighting | Electric | General Service Lighting | E10 | CCE | 0 | 0 | 0 | 0 | 0 | 0 | 0 | 0 | 0 | 0 | 0 | 0 | 0 | 0 | 0 | 0 | 0 | 0 | 0 | 0 | 0 | 0 | 0 | 0 | 0 | 0 | 0 | 0 | 0 | 0
F2_Commercial_Small Retail_Existing_Interior Lighting_Electric_General Service Lighting_E1 | F2 | Commercial | Small Retail | Existing | Interior Lighting | Electric | General Service Lighting | E1 | TRC BC Ratio | 0 | 0 | 0 | 0 | 0 | 0 | 0 | 0 | 0 | 0 | 0 | 0 | 0 | 0 | 0 | 0 | 0 | 0 | 0 | 0 | 0 | 0 | 0 | 0 | 0 | 0 | 0 | 0 | 0 | 0
F2_Commercial_Small Retail_Existing_Interior Lighting_Electric_General Service Lighting_E2 | F2 | Commercial | Small Retail | Existing | Interior Lighting | Electric | General Service Lighting | E2 | TRC BC Ratio | 0 | 0 | 0 | 0 | 0 | 0 | 0 | 0 | 0 | 0 | 0 | 0 | 0 | 0 | 0 | 0 | 0 | 0 | 0 | 0 | 0 | 0 | 0 | 0 | 0 | 0 | 0 | 0 | 0 | 0
F2_Commercial_Small Retail_Existing_Interior Lighting_Electric_General Service Lighting_E3 | F2 | Commercial | Small Retail | Existing | Interior Lighting | Electric | General Service Lighting | E3 | TRC BC Ratio | 0 | 0 | 0 | 0 | 0 | 0 | 0 | 0 | 0 | 0 | 0 | 0 | 0 | 0 | 0 | 0 | 0 | 0 | 0 | 0 | 0 | 0 | 0 | 0 | 0 | 0 | 0 | 0 | 0 | 0
F2_Commercial_Small Retail_Existing_Interior Lighting_Electric_General Service Lighting_E4 | F2 | Commercial | Small Retail | Existing | Interior Lighting | Electric | General Service Lighting | E4 | TRC BC Ratio | 0 | 0 | 0 | 0 | 0 | 0 | 0 | 0 | 0 | 0 | 0 | 0 | 0 | 0 | 0 | 0 | 0 | 0 | 0 | 0 | 0 | 0 | 0 | 0 | 0 | 0 | 0 | 0 | 0 | 0
F2_Commercial_Small Retail_Existing_Interior Lighting_Electric_General Service Lighting_E5 | F2 | Commercial | Small Retail | Existing | Interior Lighting | Electric | General Service Lighting | E5 | TRC BC Ratio | 0 | 0 | 0 | 0 | 0 | 0 | 0 | 0 | 0 | 0 | 0 | 0 | 0 | 0 | 0 | 0 | 0 | 0 | 0 | 0 | 0 | 0 | 0 | 0 | 0 | 0 | 0 | 0 | 0 | 0
F2_Commercial_Small Retail_Existing_Interior Lighting_Electric_General Service Lighting_E6 | F2 | Commercial | Small Retail | Existing | Interior Lighting | Electric | General Service Lighting | E6 | TRC BC Ratio | 0 | 0 | 0 | 0 | 0 | 0 | 0 | 0 | 0 | 0 | 0 | 0 | 0 | 0 | 0 | 0 | 0 | 0 | 0 | 0 | 0 | 0 | 0 | 0 | 0 | 0 | 0 | 0 | 0 | 0
F2_Commercial_Small Retail_Existing_Interior Lighting_Electric_General Service Lighting_E7 | F2 | Commercial | Small Retail | Existing | Interior Lighting | Electric | General Service Lighting | E7 | TRC BC Ratio | 0 | 0 | 0 | 0 | 0 | 0 | 0 | 0 | 0 | 0 | 0 | 0 | 0 | 0 | 0 | 0 | 0 | 0 | 0 | 0 | 0 | 0 | 0 | 0 | 0 | 0 | 0 | 0 | 0 | 0
F2_Commercial_Small Retail_Existing_Interior Lighting_Electric_General Service Lighting_E8 | F2 | Commercial | Small Retail | Existing | Interior Lighting | Electric | General Service Lighting | E8 | TRC BC Ratio | 0 | 0 | 0 | 0 | 0 | 0 | 0 | 0 | 0 | 0 | 0 | 0 | 0 | 0 | 0 | 0 | 0 | 0 | 0 | 0 | 0 | 0 | 0 | 0 | 0 | 0 | 0 | 0 | 0 | 0
F2_Commercial_Small Retail_Existing_Interior Lighting_Electric_General Service Lighting_E9 | F2 | Commercial | Small Retail | Existing | Interior Lighting | Electric | General Service Lighting | E9 | TRC BC Ratio | 0 | 0 | 0 | 0 | 0 | 0 | 0 | 0 | 0 | 0 | 0 | 0 | 0 | 0 | 0 | 0 | 0 | 0 | 0 | 0 | 0 | 0 | 0 | 0 | 0 | 0 | 0 | 0 | 0 | 0
F2_Commercial_Small Retail_Existing_Interior Lighting_Electric_General Service Lighting_E10 | F2 | Commercial | Small Retail | Existing | Interior Lighting | Electric | General Service Lighting | E10 | TRC BC Ratio | 0 | 0 | 0 | 0 | 0 | 0 | 0 | 0 | 0 | 0 | 0 | 0 | 0 | 0 | 0 | 0 | 0 | 0 | 0 | 0 | 0 | 0 | 0 | 0 | 0 | 0 | 0 | 0 | 0 | 0
F3_Commercial_Small Retail_Existing_Interior Lighting_Electric_General Service Lighting_E1 | F3 | Commercial | Small Retail | Existing | Interior Lighting | Electric | General Service Lighting | E1 | PACT BC Ratio | 0 | 0 | 0 | 0 | 0 | 0 | 0 | 0 | 0 | 0 | 0 | 0 | 0 | 0 | 0 | 0 | 0 | 0 | 0 | 0 | 0 | 0 | 0 | 0 | 0 | 0 | 0 | 0 | 0 | 0
F3_Commercial_Small Retail_Existing_Interior Lighting_Electric_General Service Lighting_E2 | F3 | Commercial | Small Retail | Existing | Interior Lighting | Electric | General Service Lighting | E2 | PACT BC Ratio | 0 | 0 | 0 | 0 | 0 | 0 | 0 | 0 | 0 | 0 | 0 | 0 | 0 | 0 | 0 | 0 | 0 | 0 | 0 | 0 | 0 | 0 | 0 | 0 | 0 | 0 | 0 | 0 | 0 | 0
F3_Commercial_Small Retail_Existing_Interior Lighting_Electric_General Service Lighting_E3 | F3 | Commercial | Small Retail | Existing | Interior Lighting | Electric | General Service Lighting | E3 | PACT BC Ratio | 0 | 0 | 0 | 0 | 0 | 0 | 0 | 0 | 0 | 0 | 0 | 0 | 0 | 0 | 0 | 0 | 0 | 0 | 0 | 0 | 0 | 0 | 0 | 0 | 0 | 0 | 0 | 0 | 0 | 0
F3_Commercial_Small Retail_Existing_Interior Lighting_Electric_General Service Lighting_E4 | F3 | Commercial | Small Retail | Existing | Interior Lighting | Electric | General Service Lighting | E4 | PACT BC Ratio | 0 | 0 | 0 | 0 | 0 | 0 | 0 | 0 | 0 | 0 | 0 | 0 | 0 | 0 | 0 | 0 | 0 | 0 | 0 | 0 | 0 | 0 | 0 | 0 | 0 | 0 | 0 | 0 | 0 | 0
F3_Commercial_Small Retail_Existing_Interior Lighting_Electric_General Service Lighting_E5 | F3 | Commercial | Small Retail | Existing | Interior Lighting | Electric | General Service Lighting | E5 | PACT BC Ratio | 0 | 0 | 0 | 0 | 0 | 0 | 0 | 0 | 0 | 0 | 0 | 0 | 0 | 0 | 0 | 0 | 0 | 0 | 0 | 0 | 0 | 0 | 0 | 0 | 0 | 0 | 0 | 0 | 0 | 0
F3_Commercial_Small Retail_Existing_Interior Lighting_Electric_General Service Lighting_E6 | F3 | Commercial | Small Retail | Existing | Interior Lighting | Electric | General Service Lighting | E6 | PACT BC Ratio | 0 | 0 | 0 | 0 | 0 | 0 | 0 | 0 | 0 | 0 | 0 | 0 | 0 | 0 | 0 | 0 | 0 | 0 | 0 | 0 | 0 | 0 | 0 | 0 | 0 | 0 | 0 | 0 | 0 | 0
F3_Commercial_Small Retail_Existing_Interior Lighting_Electric_General Service Lighting_E7 | F3 | Commercial | Small Retail | Existing | Interior Lighting | Electric | General Service Lighting | E7 | PACT BC Ratio | 0 | 0 | 0 | 0 | 0 | 0 | 0 | 0 | 0 | 0 | 0 | 0 | 0 | 0 | 0 | 0 | 0 | 0 | 0 | 0 | 0 | 0 | 0 | 0 | 0 | 0 | 0 | 0 | 0 | 0
F3_Commercial_Small Retail_Existing_Interior Lighting_Electric_General Service Lighting_E8 | F3 | Commercial | Small Retail | Existing | Interior Lighting | Electric | General Service Lighting | E8 | PACT BC Ratio | 0 | 0 | 0 | 0 | 0 | 0 | 0 | 0 | 0 | 0 | 0 | 0 | 0 | 0 | 0 | 0 | 0 | 0 | 0 | 0 | 0 | 0 | 0 | 0 | 0 | 0 | 0 | 0 | 0 | 0
F3_Commercial_Small Retail_Existing_Interior Lighting_Electric_General Service Lighting_E9 | F3 | Commercial | Small Retail | Existing | Interior Lighting | Electric | General Service Lighting | E9 | PACT BC Ratio | 0 | 0 | 0 | 0 | 0 | 0 | 0 | 0 | 0 | 0 | 0 | 0 | 0 | 0 | 0 | 0 | 0 | 0 | 0 | 0 | 0 | 0 | 0 | 0 | 0 | 0 | 0 | 0 | 0 | 0
F3_Commercial_Small Retail_Existing_Interior Lighting_Electric_General Service Lighting_E10 | F3 | Commercial | Small Retail | Existing | Interior Lighting | Electric | General Service Lighting | E10 | PACT BC Ratio | 0 | 0 | 0 | 0 | 0 | 0 | 0 | 0 | 0 | 0 | 0 | 0 | 0 | 0 | 0 | 0 | 0 | 0 | 0 | 0 | 0 | 0 | 0 | 0 | 0 | 0 | 0 | 0 | 0 | 0
F4_Commercial_Small Retail_Existing_Interior Lighting_Electric_General Service Lighting_E1 | F4 | Commercial | Small Retail | Existing | Interior Lighting | Electric | General Service Lighting | E1 | RVT BC Ratio | 0 | 0 | 0 | 0 | 0 | 0 | 0 | 0 | 0 | 0 | 0 | 0 | 0 | 0 | 0 | 0 | 0 | 0 | 0 | 0 | 0 | 0 | 0 | 0 | 0 | 0 | 0 | 0 | 0 | 0
F4_Commercial_Small Retail_Existing_Interior Lighting_Electric_General Service Lighting_E2 | F4 | Commercial | Small Retail | Existing | Interior Lighting | Electric | General Service Lighting | E2 | RVT BC Ratio | 0 | 0 | 0 | 0 | 0 | 0 | 0 | 0 | 0 | 0 | 0 | 0 | 0 | 0 | 0 | 0 | 0 | 0 | 0 | 0 | 0 | 0 | 0 | 0 | 0 | 0 | 0 | 0 | 0 | 0
F4_Commercial_Small Retail_Existing_Interior Lighting_Electric_General Service Lighting_E3 | F4 | Commercial | Small Retail | Existing | Interior Lighting | Electric | General Service Lighting | E3 | RVT BC Ratio | 0 | 0 | 0 | 0 | 0 | 0 | 0 | 0 | 0 | 0 | 0 | 0 | 0 | 0 | 0 | 0 | 0 | 0 | 0 | 0 | 0 | 0 | 0 | 0 | 0 | 0 | 0 | 0 | 0 | 0
F4_Commercial_Small Retail_Existing_Interior Lighting_Electric_General Service Lighting_E4 | F4 | Commercial | Small Retail | Existing | Interior Lighting | Electric | General Service Lighting | E4 | RVT BC Ratio | 0 | 0 | 0 | 0 | 0 | 0 | 0 | 0 | 0 | 0 | 0 | 0 | 0 | 0 | 0 | 0 | 0 | 0 | 0 | 0 | 0 | 0 | 0 | 0 | 0 | 0 | 0 | 0 | 0 | 0
F4_Commercial_Small Retail_Existing_Interior Lighting_Electric_General Service Lighting_E5 | F4 | Commercial | Small Retail | Existing | Interior Lighting | Electric | General Service Lighting | E5 | RVT BC Ratio | 0 | 0 | 0 | 0 | 0 | 0 | 0 | 0 | 0 | 0 | 0 | 0 | 0 | 0 | 0 | 0 | 0 | 0 | 0 | 0 | 0 | 0 | 0 | 0 | 0 | 0 | 0 | 0 | 0 | 0
F4_Commercial_Small Retail_Existing_Interior Lighting_Electric_General Service Lighting_E6 | F4 | Commercial | Small Retail | Existing | Interior Lighting | Electric | General Service Lighting | E6 | RVT BC Ratio | 0 | 0 | 0 | 0 | 0 | 0 | 0 | 0 | 0 | 0 | 0 | 0 | 0 | 0 | 0 | 0 | 0 | 0 | 0 | 0 | 0 | 0 | 0 | 0 | 0 | 0 | 0 | 0 | 0 | 0
F4_Commercial_Small Retail_Existing_Interior Lighting_Electric_General Service Lighting_E7 | F4 | Commercial | Small Retail | Existing | Interior Lighting | Electric | General Service Lighting | E7 | RVT BC Ratio | 0 | 0 | 0 | 0 | 0 | 0 | 0 | 0 | 0 | 0 | 0 | 0 | 0 | 0 | 0 | 0 | 0 | 0 | 0 | 0 | 0 | 0 | 0 | 0 | 0 | 0 | 0 | 0 | 0 | 0
F4_Commercial_Small Retail_Existing_Interior Lighting_Electric_General Service Lighting_E8 | F4 | Commercial | Small Retail | Existing | Interior Lighting | Electric | General Service Lighting | E8 | RVT BC Ratio | 0 | 0 | 0 | 0 | 0 | 0 | 0 | 0 | 0 | 0 | 0 | 0 | 0 | 0 | 0 | 0 | 0 | 0 | 0 | 0 | 0 | 0 | 0 | 0 | 0 | 0 | 0 | 0 | 0 | 0
F4_Commercial_Small Retail_Existing_Interior Lighting_Electric_General Service Lighting_E9 | F4 | Commercial | Small Retail | Existing | Interior Lighting | Electric | General Service Lighting | E9 | RVT BC Ratio | 0 | 0 | 0 | 0 | 0 | 0 | 0 | 0 | 0 | 0 | 0 | 0 | 0 | 0 | 0 | 0 | 0 | 0 | 0 | 0 | 0 | 0 | 0 | 0 | 0 | 0 | 0 | 0 | 0 | 0
F4_Commercial_Small Retail_Existing_Interior Lighting_Electric_General Service Lighting_E10 | F4 | Commercial | Small Retail | Existing | Interior Lighting | Electric | General Service Lighting | E10 | RVT BC Ratio | 0 | 0 | 0 | 0 | 0 | 0 | 0 | 0 | 0 | 0 | 0 | 0 | 0 | 0 | 0 | 0 | 0 | 0 | 0 | 0 | 0 | 0 | 0 | 0 | 0 | 0 | 0 | 0 | 0 | 0
F5_Commercial_Small Retail_Existing_Interior Lighting_Electric_General Service Lighting_E1 | F5 | Commercial | Small Retail | Existing | Interior Lighting | Electric | General Service Lighting | E1 | RIM BC Ratio | 0 | 0 | 0 | 0 | 0 | 0 | 0 | 0 | 0 | 0 | 0 | 0 | 0 | 0 | 0 | 0 | 0 | 0 | 0 | 0 | 0 | 0 | 0 | 0 | 0 | 0 | 0 | 0 | 0 | 0
F5_Commercial_Small Retail_Existing_Interior Lighting_Electric_General Service Lighting_E2 | F5 | Commercial | Small Retail | Existing | Interior Lighting | Electric | General Service Lighting | E2 | RIM BC Ratio | 0 | 0 | 0 | 0 | 0 | 0 | 0 | 0 | 0 | 0 | 0 | 0 | 0 | 0 | 0 | 0 | 0 | 0 | 0 | 0 | 0 | 0 | 0 | 0 | 0 | 0 | 0 | 0 | 0 | 0
F5_Commercial_Small Retail_Existing_Interior Lighting_Electric_General Service Lighting_E3 | F5 | Commercial | Small Retail | Existing | Interior Lighting | Electric | General Service Lighting | E3 | RIM BC Ratio | 0 | 0 | 0 | 0 | 0 | 0 | 0 | 0 | 0 | 0 | 0 | 0 | 0 | 0 | 0 | 0 | 0 | 0 | 0 | 0 | 0 | 0 | 0 | 0 | 0 | 0 | 0 | 0 | 0 | 0
F5_Commercial_Small Retail_Existing_Interior Lighting_Electric_General Service Lighting_E4 | F5 | Commercial | Small Retail | Existing | Interior Lighting | Electric | General Service Lighting | E4 | RIM BC Ratio | 0 | 0 | 0 | 0 | 0 | 0 | 0 | 0 | 0 | 0 | 0 | 0 | 0 | 0 | 0 | 0 | 0 | 0 | 0 | 0 | 0 | 0 | 0 | 0 | 0 | 0 | 0 | 0 | 0 | 0
F5_Commercial_Small Retail_Existing_Interior Lighting_Electric_General Service Lighting_E5 | F5 | Commercial | Small Retail | Existing | Interior Lighting | Electric | General Service Lighting | E5 | RIM BC Ratio | 0 | 0 | 0 | 0 | 0 | 0 | 0 | 0 | 0 | 0 | 0 | 0 | 0 | 0 | 0 | 0 | 0 | 0 | 0 | 0 | 0 | 0 | 0 | 0 | 0 | 0 | 0 | 0 | 0 | 0
F5_Commercial_Small Retail_Existing_Interior Lighting_Electric_General Service Lighting_E6 | F5 | Commercial | Small Retail | Existing | Interior Lighting | Electric | General Service Lighting | E6 | RIM BC Ratio | 0 | 0 | 0 | 0 | 0 | 0 | 0 | 0 | 0 | 0 | 0 | 0 | 0 | 0 | 0 | 0 | 0 | 0 | 0 | 0 | 0 | 0 | 0 | 0 | 0 | 0 | 0 | 0 | 0 | 0
F5_Commercial_Small Retail_Existing_Interior Lighting_Electric_General Service Lighting_E7 | F5 | Commercial | Small Retail | Existing | Interior Lighting | Electric | General Service Lighting | E7 | RIM BC Ratio | 0 | 0 | 0 | 0 | 0 | 0 | 0 | 0 | 0 | 0 | 0 | 0 | 0 | 0 | 0 | 0 | 0 | 0 | 0 | 0 | 0 | 0 | 0 | 0 | 0 | 0 | 0 | 0 | 0 | 0
F5_Commercial_Small Retail_Existing_Interior Lighting_Electric_General Service Lighting_E8 | F5 | Commercial | Small Retail | Existing | Interior Lighting | Electric | General Service Lighting | E8 | RIM BC Ratio | 0 | 0 | 0 | 0 | 0 | 0 | 0 | 0 | 0 | 0 | 0 | 0 | 0 | 0 | 0 | 0 | 0 | 0 | 0 | 0 | 0 | 0 | 0 | 0 | 0 | 0 | 0 | 0 | 0 | 0
F5_Commercial_Small Retail_Existing_Interior Lighting_Electric_General Service Lighting_E9 | F5 | Commercial | Small Retail | Existing | Interior Lighting | Electric | General Service Lighting | E9 | RIM BC Ratio | 0 | 0 | 0 | 0 | 0 | 0 | 0 | 0 | 0 | 0 | 0 | 0 | 0 | 0 | 0 | 0 | 0 | 0 | 0 | 0 | 0 | 0 | 0 | 0 | 0 | 0 | 0 | 0 | 0 | 0
F5_Commercial_Small Retail_Existing_Interior Lighting_Electric_General Service Lighting_E10 | F5 | Commercial | Small Retail | Existing | Interior Lighting | Electric | General Service Lighting | E10 | RIM BC Ratio | 0 | 0 | 0 | 0 | 0 | 0 | 0 | 0 | 0 | 0 | 0 | 0 | 0 | 0 | 0 | 0 | 0 | 0 | 0 | 0 | 0 | 0 | 0 | 0 | 0 | 0 | 0 | 0 | 0 | 0
F0_Commercial_Small Retail_Existing_Interior Lighting_Electric_Exempted Lighting_E0 | F0 | Commercial | Small Retail | Existing | Interior Lighting | Electric | Exempted Lighting | E0 | Economic Unit | 0 | 0 | 0 | 0 | 0 | 0 | 0 | 0 | 0 | 0 | 0 | 0 | 0 | 0 | 0 | 0 | 0 | 0 | 0 | 0 | 0 | 0 | 0 | 0 | 0 | 0 | 0 | 0 | 0 | 0
F1_Commercial_Small Retail_Existing_Interior Lighting_Electric_Exempted Lighting_E1 | F1 | Commercial | Small Retail | Existing | Interior Lighting | Electric | Exempted Lighting | E1 | CCE | 0 | 0 | 0 | 0 | 0 | 0 | 0 | 0 | 0 | 0 | 0 | 0 | 0 | 0 | 0 | 0 | 0 | 0 | 0 | 0 | 0 | 0 | 0 | 0 | 0 | 0 | 0 | 0 | 0 | 0
F1_Commercial_Small Retail_Existing_Interior Lighting_Electric_Exempted Lighting_E2 | F1 | Commercial | Small Retail | Existing | Interior Lighting | Electric | Exempted Lighting | E2 | CCE | 0 | 0 | 0 | 0 | 0 | 0 | 0 | 0 | 0 | 0 | 0 | 0 | 0 | 0 | 0 | 0 | 0 | 0 | 0 | 0 | 0 | 0 | 0 | 0 | 0 | 0 | 0 | 0 | 0 | 0
F1_Commercial_Small Retail_Existing_Interior Lighting_Electric_Exempted Lighting_E3 | F1 | Commercial | Small Retail | Existing | Interior Lighting | Electric | Exempted Lighting | E3 | CCE | 0 | 0 | 0 | 0 | 0 | 0 | 0 | 0 | 0 | 0 | 0 | 0 | 0 | 0 | 0 | 0 | 0 | 0 | 0 | 0 | 0 | 0 | 0 | 0 | 0 | 0 | 0 | 0 | 0 | 0
F1_Commercial_Small Retail_Existing_Interior Lighting_Electric_Exempted Lighting_E4 | F1 | Commercial | Small Retail | Existing | Interior Lighting | Electric | Exempted Lighting | E4 | CCE | 0 | 0 | 0 | 0 | 0 | 0 | 0 | 0 | 0 | 0 | 0 | 0 | 0 | 0 | 0 | 0 | 0 | 0 | 0 | 0 | 0 | 0 | 0 | 0 | 0 | 0 | 0 | 0 | 0 | 0
F1_Commercial_Small Retail_Existing_Interior Lighting_Electric_Exempted Lighting_E5 | F1 | Commercial | Small Retail | Existing | Interior Lighting | Electric | Exempted Lighting | E5 | CCE | 0 | 0 | 0 | 0 | 0 | 0 | 0 | 0 | 0 | 0 | 0 | 0 | 0 | 0 | 0 | 0 | 0 | 0 | 0 | 0 | 0 | 0 | 0 | 0 | 0 | 0 | 0 | 0 | 0 | 0
F1_Commercial_Small Retail_Existing_Interior Lighting_Electric_Exempted Lighting_E6 | F1 | Commercial | Small Retail | Existing | Interior Lighting | Electric | Exempted Lighting | E6 | CCE | 0 | 0 | 0 | 0 | 0 | 0 | 0 | 0 | 0 | 0 | 0 | 0 | 0 | 0 | 0 | 0 | 0 | 0 | 0 | 0 | 0 | 0 | 0 | 0 | 0 | 0 | 0 | 0 | 0 | 0
F1_Commercial_Small Retail_Existing_Interior Lighting_Electric_Exempted Lighting_E7 | F1 | Commercial | Small Retail | Existing | Interior Lighting | Electric | Exempted Lighting | E7 | CCE | 0 | 0 | 0 | 0 | 0 | 0 | 0 | 0 | 0 | 0 | 0 | 0 | 0 | 0 | 0 | 0 | 0 | 0 | 0 | 0 | 0 | 0 | 0 | 0 | 0 | 0 | 0 | 0 | 0 | 0
F1_Commercial_Small Retail_Existing_Interior Lighting_Electric_Exempted Lighting_E8 | F1 | Commercial | Small Retail | Existing | Interior Lighting | Electric | Exempted Lighting | E8 | CCE | 0 | 0 | 0 | 0 | 0 | 0 | 0 | 0 | 0 | 0 | 0 | 0 | 0 | 0 | 0 | 0 | 0 | 0 | 0 | 0 | 0 | 0 | 0 | 0 | 0 | 0 | 0 | 0 | 0 | 0
F1_Commercial_Small Retail_Existing_Interior Lighting_Electric_Exempted Lighting_E9 | F1 | Commercial | Small Retail | Existing | Interior Lighting | Electric | Exempted Lighting | E9 | CCE | 0 | 0 | 0 | 0 | 0 | 0 | 0 | 0 | 0 | 0 | 0 | 0 | 0 | 0 | 0 | 0 | 0 | 0 | 0 | 0 | 0 | 0 | 0 | 0 | 0 | 0 | 0 | 0 | 0 | 0
F1_Commercial_Small Retail_Existing_Interior Lighting_Electric_Exempted Lighting_E10 | F1 | Commercial | Small Retail | Existing | Interior Lighting | Electric | Exempted Lighting | E10 | CCE | 0 | 0 | 0 | 0 | 0 | 0 | 0 | 0 | 0 | 0 | 0 | 0 | 0 | 0 | 0 | 0 | 0 | 0 | 0 | 0 | 0 | 0 | 0 | 0 | 0 | 0 | 0 | 0 | 0 | 0
F2_Commercial_Small Retail_Existing_Interior Lighting_Electric_Exempted Lighting_E1 | F2 | Commercial | Small Retail | Existing | Interior Lighting | Electric | Exempted Lighting | E1 | TRC BC Ratio | 0 | 0 | 0 | 0 | 0 | 0 | 0 | 0 | 0 | 0 | 0 | 0 | 0 | 0 | 0 | 0 | 0 | 0 | 0 | 0 | 0 | 0 | 0 | 0 | 0 | 0 | 0 | 0 | 0 | 0
F2_Commercial_Small Retail_Existing_Interior Lighting_Electric_Exempted Lighting_E2 | F2 | Commercial | Small Retail | Existing | Interior Lighting | Electric | Exempted Lighting | E2 | TRC BC Ratio | 0 | 0 | 0 | 0 | 0 | 0 | 0 | 0 | 0 | 0 | 0 | 0 | 0 | 0 | 0 | 0 | 0 | 0 | 0 | 0 | 0 | 0 | 0 | 0 | 0 | 0 | 0 | 0 | 0 | 0
F2_Commercial_Small Retail_Existing_Interior Lighting_Electric_Exempted Lighting_E3 | F2 | Commercial | Small Retail | Existing | Interior Lighting | Electric | Exempted Lighting | E3 | TRC BC Ratio | 0 | 0 | 0 | 0 | 0 | 0 | 0 | 0 | 0 | 0 | 0 | 0 | 0 | 0 | 0 | 0 | 0 | 0 | 0 | 0 | 0 | 0 | 0 | 0 | 0 | 0 | 0 | 0 | 0 | 0
F2_Commercial_Small Retail_Existing_Interior Lighting_Electric_Exempted Lighting_E4 | F2 | Commercial | Small Retail | Existing | Interior Lighting | Electric | Exempted Lighting | E4 | TRC BC Ratio | 0 | 0 | 0 | 0 | 0 | 0 | 0 | 0 | 0 | 0 | 0 | 0 | 0 | 0 | 0 | 0 | 0 | 0 | 0 | 0 | 0 | 0 | 0 | 0 | 0 | 0 | 0 | 0 | 0 | 0
F2_Commercial_Small Retail_Existing_Interior Lighting_Electric_Exempted Lighting_E5 | F2 | Commercial | Small Retail | Existing | Interior Lighting | Electric | Exempted Lighting | E5 | TRC BC Ratio | 0 | 0 | 0 | 0 | 0 | 0 | 0 | 0 | 0 | 0 | 0 | 0 | 0 | 0 | 0 | 0 | 0 | 0 | 0 | 0 | 0 | 0 | 0 | 0 | 0 | 0 | 0 | 0 | 0 | 0
F2_Commercial_Small Retail_Existing_Interior Lighting_Electric_Exempted Lighting_E6 | F2 | Commercial | Small Retail | Existing | Interior Lighting | Electric | Exempted Lighting | E6 | TRC BC Ratio | 0 | 0 | 0 | 0 | 0 | 0 | 0 | 0 | 0 | 0 | 0 | 0 | 0 | 0 | 0 | 0 | 0 | 0 | 0 | 0 | 0 | 0 | 0 | 0 | 0 | 0 | 0 | 0 | 0 | 0
F2_Commercial_Small Retail_Existing_Interior Lighting_Electric_Exempted Lighting_E7 | F2 | Commercial | Small Retail | Existing | Interior Lighting | Electric | Exempted Lighting | E7 | TRC BC Ratio | 0 | 0 | 0 | 0 | 0 | 0 | 0 | 0 | 0 | 0 | 0 | 0 | 0 | 0 | 0 | 0 | 0 | 0 | 0 | 0 | 0 | 0 | 0 | 0 | 0 | 0 | 0 | 0 | 0 | 0
F2_Commercial_Small Retail_Existing_Interior Lighting_Electric_Exempted Lighting_E8 | F2 | Commercial | Small Retail | Existing | Interior Lighting | Electric | Exempted Lighting | E8 | TRC BC Ratio | 0 | 0 | 0 | 0 | 0 | 0 | 0 | 0 | 0 | 0 | 0 | 0 | 0 | 0 | 0 | 0 | 0 | 0 | 0 | 0 | 0 | 0 | 0 | 0 | 0 | 0 | 0 | 0 | 0 | 0
F2_Commercial_Small Retail_Existing_Interior Lighting_Electric_Exempted Lighting_E9 | F2 | Commercial | Small Retail | Existing | Interior Lighting | Electric | Exempted Lighting | E9 | TRC BC Ratio | 0 | 0 | 0 | 0 | 0 | 0 | 0 | 0 | 0 | 0 | 0 | 0 | 0 | 0 | 0 | 0 | 0 | 0 | 0 | 0 | 0 | 0 | 0 | 0 | 0 | 0 | 0 | 0 | 0 | 0
F2_Commercial_Small Retail_Existing_Interior Lighting_Electric_Exempted Lighting_E10 | F2 | Commercial | Small Retail | Existing | Interior Lighting | Electric | Exempted Lighting | E10 | TRC BC Ratio | 0 | 0 | 0 | 0 | 0 | 0 | 0 | 0 | 0 | 0 | 0 | 0 | 0 | 0 | 0 | 0 | 0 | 0 | 0 | 0 | 0 | 0 | 0 | 0 | 0 | 0 | 0 | 0 | 0 | 0
F3_Commercial_Small Retail_Existing_Interior Lighting_Electric_Exempted Lighting_E1 | F3 | Commercial | Small Retail | Existing | Interior Lighting | Electric | Exempted Lighting | E1 | PACT BC Ratio | 0 | 0 | 0 | 0 | 0 | 0 | 0 | 0 | 0 | 0 | 0 | 0 | 0 | 0 | 0 | 0 | 0 | 0 | 0 | 0 | 0 | 0 | 0 | 0 | 0 | 0 | 0 | 0 | 0 | 0
F3_Commercial_Small Retail_Existing_Interior Lighting_Electric_Exempted Lighting_E2 | F3 | Commercial | Small Retail | Existing | Interior Lighting | Electric | Exempted Lighting | E2 | PACT BC Ratio | 0 | 0 | 0 | 0 | 0 | 0 | 0 | 0 | 0 | 0 | 0 | 0 | 0 | 0 | 0 | 0 | 0 | 0 | 0 | 0 | 0 | 0 | 0 | 0 | 0 | 0 | 0 | 0 | 0 | 0
F3_Commercial_Small Retail_Existing_Interior Lighting_Electric_Exempted Lighting_E3 | F3 | Commercial | Small Retail | Existing | Interior Lighting | Electric | Exempted Lighting | E3 | PACT BC Ratio | 0 | 0 | 0 | 0 | 0 | 0 | 0 | 0 | 0 | 0 | 0 | 0 | 0 | 0 | 0 | 0 | 0 | 0 | 0 | 0 | 0 | 0 | 0 | 0 | 0 | 0 | 0 | 0 | 0 | 0
F3_Commercial_Small Retail_Existing_Interior Lighting_Electric_Exempted Lighting_E4 | F3 | Commercial | Small Retail | Existing | Interior Lighting | Electric | Exempted Lighting | E4 | PACT BC Ratio | 0 | 0 | 0 | 0 | 0 | 0 | 0 | 0 | 0 | 0 | 0 | 0 | 0 | 0 | 0 | 0 | 0 | 0 | 0 | 0 | 0 | 0 | 0 | 0 | 0 | 0 | 0 | 0 | 0 | 0
F3_Commercial_Small Retail_Existing_Interior Lighting_Electric_Exempted Lighting_E5 | F3 | Commercial | Small Retail | Existing | Interior Lighting | Electric | Exempted Lighting | E5 | PACT BC Ratio | 0 | 0 | 0 | 0 | 0 | 0 | 0 | 0 | 0 | 0 | 0 | 0 | 0 | 0 | 0 | 0 | 0 | 0 | 0 | 0 | 0 | 0 | 0 | 0 | 0 | 0 | 0 | 0 | 0 | 0
F3_Commercial_Small Retail_Existing_Interior Lighting_Electric_Exempted Lighting_E6 | F3 | Commercial | Small Retail | Existing | Interior Lighting | Electric | Exempted Lighting | E6 | PACT BC Ratio | 0 | 0 | 0 | 0 | 0 | 0 | 0 | 0 | 0 | 0 | 0 | 0 | 0 | 0 | 0 | 0 | 0 | 0 | 0 | 0 | 0 | 0 | 0 | 0 | 0 | 0 | 0 | 0 | 0 | 0
F3_Commercial_Small Retail_Existing_Interior Lighting_Electric_Exempted Lighting_E7 | F3 | Commercial | Small Retail | Existing | Interior Lighting | Electric | Exempted Lighting | E7 | PACT BC Ratio | 0 | 0 | 0 | 0 | 0 | 0 | 0 | 0 | 0 | 0 | 0 | 0 | 0 | 0 | 0 | 0 | 0 | 0 | 0 | 0 | 0 | 0 | 0 | 0 | 0 | 0 | 0 | 0 | 0 | 0
F3_Commercial_Small Retail_Existing_Interior Lighting_Electric_Exempted Lighting_E8 | F3 | Commercial | Small Retail | Existing | Interior Lighting | Electric | Exempted Lighting | E8 | PACT BC Ratio | 0 | 0 | 0 | 0 | 0 | 0 | 0 | 0 | 0 | 0 | 0 | 0 | 0 | 0 | 0 | 0 | 0 | 0 | 0 | 0 | 0 | 0 | 0 | 0 | 0 | 0 | 0 | 0 | 0 | 0
F3_Commercial_Small Retail_Existing_Interior Lighting_Electric_Exempted Lighting_E9 | F3 | Commercial | Small Retail | Existing | Interior Lighting | Electric | Exempted Lighting | E9 | PACT BC Ratio | 0 | 0 | 0 | 0 | 0 | 0 | 0 | 0 | 0 | 0 | 0 | 0 | 0 | 0 | 0 | 0 | 0 | 0 | 0 | 0 | 0 | 0 | 0 | 0 | 0 | 0 | 0 | 0 | 0 | 0
F3_Commercial_Small Retail_Existing_Interior Lighting_Electric_Exempted Lighting_E10 | F3 | Commercial | Small Retail | Existing | Interior Lighting | Electric | Exempted Lighting | E10 | PACT BC Ratio | 0 | 0 | 0 | 0 | 0 | 0 | 0 | 0 | 0 | 0 | 0 | 0 | 0 | 0 | 0 | 0 | 0 | 0 | 0 | 0 | 0 | 0 | 0 | 0 | 0 | 0 | 0 | 0 | 0 | 0
F4_Commercial_Small Retail_Existing_Interior Lighting_Electric_Exempted Lighting_E1 | F4 | Commercial | Small Retail | Existing | Interior Lighting | Electric | Exempted Lighting | E1 | RVT BC Ratio | 0 | 0 | 0 | 0 | 0 | 0 | 0 | 0 | 0 | 0 | 0 | 0 | 0 | 0 | 0 | 0 | 0 | 0 | 0 | 0 | 0 | 0 | 0 | 0 | 0 | 0 | 0 | 0 | 0 | 0
F4_Commercial_Small Retail_Existing_Interior Lighting_Electric_Exempted Lighting_E2 | F4 | Commercial | Small Retail | Existing | Interior Lighting | Electric | Exempted Lighting | E2 | RVT BC Ratio | 0 | 0 | 0 | 0 | 0 | 0 | 0 | 0 | 0 | 0 | 0 | 0 | 0 | 0 | 0 | 0 | 0 | 0 | 0 | 0 | 0 | 0 | 0 | 0 | 0 | 0 | 0 | 0 | 0 | 0
F4_Commercial_Small Retail_Existing_Interior Lighting_Electric_Exempted Lighting_E3 | F4 | Commercial | Small Retail | Existing | Interior Lighting | Electric | Exempted Lighting | E3 | RVT BC Ratio | 0 | 0 | 0 | 0 | 0 | 0 | 0 | 0 | 0 | 0 | 0 | 0 | 0 | 0 | 0 | 0 | 0 | 0 | 0 | 0 | 0 | 0 | 0 | 0 | 0 | 0 | 0 | 0 | 0 | 0
F4_Commercial_Small Retail_Existing_Interior Lighting_Electric_Exempted Lighting_E4 | F4 | Commercial | Small Retail | Existing | Interior Lighting | Electric | Exempted Lighting | E4 | RVT BC Ratio | 0 | 0 | 0 | 0 | 0 | 0 | 0 | 0 | 0 | 0 | 0 | 0 | 0 | 0 | 0 | 0 | 0 | 0 | 0 | 0 | 0 | 0 | 0 | 0 | 0 | 0 | 0 | 0 | 0 | 0
F4_Commercial_Small Retail_Existing_Interior Lighting_Electric_Exempted Lighting_E5 | F4 | Commercial | Small Retail | Existing | Interior Lighting | Electric | Exempted Lighting | E5 | RVT BC Ratio | 0 | 0 | 0 | 0 | 0 | 0 | 0 | 0 | 0 | 0 | 0 | 0 | 0 | 0 | 0 | 0 | 0 | 0 | 0 | 0 | 0 | 0 | 0 | 0 | 0 | 0 | 0 | 0 | 0 | 0
F4_Commercial_Small Retail_Existing_Interior Lighting_Electric_Exempted Lighting_E6 | F4 | Commercial | Small Retail | Existing | Interior Lighting | Electric | Exempted Lighting | E6 | RVT BC Ratio | 0 | 0 | 0 | 0 | 0 | 0 | 0 | 0 | 0 | 0 | 0 | 0 | 0 | 0 | 0 | 0 | 0 | 0 | 0 | 0 | 0 | 0 | 0 | 0 | 0 | 0 | 0 | 0 | 0 | 0
F4_Commercial_Small Retail_Existing_Interior Lighting_Electric_Exempted Lighting_E7 | F4 | Commercial | Small Retail | Existing | Interior Lighting | Electric | Exempted Lighting | E7 | RVT BC Ratio | 0 | 0 | 0 | 0 | 0 | 0 | 0 | 0 | 0 | 0 | 0 | 0 | 0 | 0 | 0 | 0 | 0 | 0 | 0 | 0 | 0 | 0 | 0 | 0 | 0 | 0 | 0 | 0 | 0 | 0
F4_Commercial_Small Retail_Existing_Interior Lighting_Electric_Exempted Lighting_E8 | F4 | Commercial | Small Retail | Existing | Interior Lighting | Electric | Exempted Lighting | E8 | RVT BC Ratio | 0 | 0 | 0 | 0 | 0 | 0 | 0 | 0 | 0 | 0 | 0 | 0 | 0 | 0 | 0 | 0 | 0 | 0 | 0 | 0 | 0 | 0 | 0 | 0 | 0 | 0 | 0 | 0 | 0 | 0
F4_Commercial_Small Retail_Existing_Interior Lighting_Electric_Exempted Lighting_E9 | F4 | Commercial | Small Retail | Existing | Interior Lighting | Electric | Exempted Lighting | E9 | RVT BC Ratio | 0 | 0 | 0 | 0 | 0 | 0 | 0 | 0 | 0 | 0 | 0 | 0 | 0 | 0 | 0 | 0 | 0 | 0 | 0 | 0 | 0 | 0 | 0 | 0 | 0 | 0 | 0 | 0 | 0 | 0
F4_Commercial_Small Retail_Existing_Interior Lighting_Electric_Exempted Lighting_E10 | F4 | Commercial | Small Retail | Existing | Interior Lighting | Electric | Exempted Lighting | E10 | RVT BC Ratio | 0 | 0 | 0 | 0 | 0 | 0 | 0 | 0 | 0 | 0 | 0 | 0 | 0 | 0 | 0 | 0 | 0 | 0 | 0 | 0 | 0 | 0 | 0 | 0 | 0 | 0 | 0 | 0 | 0 | 0
F5_Commercial_Small Retail_Existing_Interior Lighting_Electric_Exempted Lighting_E1 | F5 | Commercial | Small Retail | Existing | Interior Lighting | Electric | Exempted Lighting | E1 | RIM BC Ratio | 0 | 0 | 0 | 0 | 0 | 0 | 0 | 0 | 0 | 0 | 0 | 0 | 0 | 0 | 0 | 0 | 0 | 0 | 0 | 0 | 0 | 0 | 0 | 0 | 0 | 0 | 0 | 0 | 0 | 0
F5_Commercial_Small Retail_Existing_Interior Lighting_Electric_Exempted Lighting_E2 | F5 | Commercial | Small Retail | Existing | Interior Lighting | Electric | Exempted Lighting | E2 | RIM BC Ratio | 0 | 0 | 0 | 0 | 0 | 0 | 0 | 0 | 0 | 0 | 0 | 0 | 0 | 0 | 0 | 0 | 0 | 0 | 0 | 0 | 0 | 0 | 0 | 0 | 0 | 0 | 0 | 0 | 0 | 0
F5_Commercial_Small Retail_Existing_Interior Lighting_Electric_Exempted Lighting_E3 | F5 | Commercial | Small Retail | Existing | Interior Lighting | Electric | Exempted Lighting | E3 | RIM BC Ratio | 0 | 0 | 0 | 0 | 0 | 0 | 0 | 0 | 0 | 0 | 0 | 0 | 0 | 0 | 0 | 0 | 0 | 0 | 0 | 0 | 0 | 0 | 0 | 0 | 0 | 0 | 0 | 0 | 0 | 0
F5_Commercial_Small Retail_Existing_Interior Lighting_Electric_Exempted Lighting_E4 | F5 | Commercial | Small Retail | Existing | Interior Lighting | Electric | Exempted Lighting | E4 | RIM BC Ratio | 0 | 0 | 0 | 0 | 0 | 0 | 0 | 0 | 0 | 0 | 0 | 0 | 0 | 0 | 0 | 0 | 0 | 0 | 0 | 0 | 0 | 0 | 0 | 0 | 0 | 0 | 0 | 0 | 0 | 0
F5_Commercial_Small Retail_Existing_Interior Lighting_Electric_Exempted Lighting_E5 | F5 | Commercial | Small Retail | Existing | Interior Lighting | Electric | Exempted Lighting | E5 | RIM BC Ratio | 0 | 0 | 0 | 0 | 0 | 0 | 0 | 0 | 0 | 0 | 0 | 0 | 0 | 0 | 0 | 0 | 0 | 0 | 0 | 0 | 0 | 0 | 0 | 0 | 0 | 0 | 0 | 0 | 0 | 0
F5_Commercial_Small Retail_Existing_Interior Lighting_Electric_Exempted Lighting_E6 | F5 | Commercial | Small Retail | Existing | Interior Lighting | Electric | Exempted Lighting | E6 | RIM BC Ratio | 0 | 0 | 0 | 0 | 0 | 0 | 0 | 0 | 0 | 0 | 0 | 0 | 0 | 0 | 0 | 0 | 0 | 0 | 0 | 0 | 0 | 0 | 0 | 0 | 0 | 0 | 0 | 0 | 0 | 0
F5_Commercial_Small Retail_Existing_Interior Lighting_Electric_Exempted Lighting_E7 | F5 | Commercial | Small Retail | Existing | Interior Lighting | Electric | Exempted Lighting | E7 | RIM BC Ratio | 0 | 0 | 0 | 0 | 0 | 0 | 0 | 0 | 0 | 0 | 0 | 0 | 0 | 0 | 0 | 0 | 0 | 0 | 0 | 0 | 0 | 0 | 0 | 0 | 0 | 0 | 0 | 0 | 0 | 0
F5_Commercial_Small Retail_Existing_Interior Lighting_Electric_Exempted Lighting_E8 | F5 | Commercial | Small Retail | Existing | Interior Lighting | Electric | Exempted Lighting | E8 | RIM BC Ratio | 0 | 0 | 0 | 0 | 0 | 0 | 0 | 0 | 0 | 0 | 0 | 0 | 0 | 0 | 0 | 0 | 0 | 0 | 0 | 0 | 0 | 0 | 0 | 0 | 0 | 0 | 0 | 0 | 0 | 0
F5_Commercial_Small Retail_Existing_Interior Lighting_Electric_Exempted Lighting_E9 | F5 | Commercial | Small Retail | Existing | Interior Lighting | Electric | Exempted Lighting | E9 | RIM BC Ratio | 0 | 0 | 0 | 0 | 0 | 0 | 0 | 0 | 0 | 0 | 0 | 0 | 0 | 0 | 0 | 0 | 0 | 0 | 0 | 0 | 0 | 0 | 0 | 0 | 0 | 0 | 0 | 0 | 0 | 0
F5_Commercial_Small Retail_Existing_Interior Lighting_Electric_Exempted Lighting_E10 | F5 | Commercial | Small Retail | Existing | Interior Lighting | Electric | Exempted Lighting | E10 | RIM BC Ratio | 0 | 0 | 0 | 0 | 0 | 0 | 0 | 0 | 0 | 0 | 0 | 0 | 0 | 0 | 0 | 0 | 0 | 0 | 0 | 0 | 0 | 0 | 0 | 0 | 0 | 0 | 0 | 0 | 0 | 0
F0_Commercial_Small Retail_Existing_Interior Lighting_Electric_High-Bay Lighting_E0 | F0 | Commercial | Small Retail | Existing | Interior Lighting | Electric | High-Bay Lighting | E0 | Economic Unit | 0 | 0 | 0 | 0 | 0 | 0 | 0 | 0 | 0 | 0 | 0 | 0 | 0 | 0 | 0 | 0 | 0 | 0 | 0 | 0 | 0 | 0 | 0 | 0 | 0 | 0 | 0 | 0 | 0 | 0
F1_Commercial_Small Retail_Existing_Interior Lighting_Electric_High-Bay Lighting_E1 | F1 | Commercial | Small Retail | Existing | Interior Lighting | Electric | High-Bay Lighting | E1 | CCE | 0 | 0 | 0 | 0 | 0 | 0 | 0 | 0 | 0 | 0 | 0 | 0 | 0 | 0 | 0 | 0 | 0 | 0 | 0 | 0 | 0 | 0 | 0 | 0 | 0 | 0 | 0 | 0 | 0 | 0
F1_Commercial_Small Retail_Existing_Interior Lighting_Electric_High-Bay Lighting_E2 | F1 | Commercial | Small Retail | Existing | Interior Lighting | Electric | High-Bay Lighting | E2 | CCE | 0 | 0 | 0 | 0 | 0 | 0 | 0 | 0 | 0 | 0 | 0 | 0 | 0 | 0 | 0 | 0 | 0 | 0 | 0 | 0 | 0 | 0 | 0 | 0 | 0 | 0 | 0 | 0 | 0 | 0
F1_Commercial_Small Retail_Existing_Interior Lighting_Electric_High-Bay Lighting_E3 | F1 | Commercial | Small Retail | Existing | Interior Lighting | Electric | High-Bay Lighting | E3 | CCE | 0 | 0 | 0 | 0 | 0 | 0 | 0 | 0 | 0 | 0 | 0 | 0 | 0 | 0 | 0 | 0 | 0 | 0 | 0 | 0 | 0 | 0 | 0 | 0 | 0 | 0 | 0 | 0 | 0 | 0
F1_Commercial_Small Retail_Existing_Interior Lighting_Electric_High-Bay Lighting_E4 | F1 | Commercial | Small Retail | Existing | Interior Lighting | Electric | High-Bay Lighting | E4 | CCE | 0 | 0 | 0 | 0 | 0 | 0 | 0 | 0 | 0 | 0 | 0 | 0 | 0 | 0 | 0 | 0 | 0 | 0 | 0 | 0 | 0 | 0 | 0 | 0 | 0 | 0 | 0 | 0 | 0 | 0
F1_Commercial_Small Retail_Existing_Interior Lighting_Electric_High-Bay Lighting_E5 | F1 | Commercial | Small Retail | Existing | Interior Lighting | Electric | High-Bay Lighting | E5 | CCE | 0 | 0 | 0 | 0 | 0 | 0 | 0 | 0 | 0 | 0 | 0 | 0 | 0 | 0 | 0 | 0 | 0 | 0 | 0 | 0 | 0 | 0 | 0 | 0 | 0 | 0 | 0 | 0 | 0 | 0
F1_Commercial_Small Retail_Existing_Interior Lighting_Electric_High-Bay Lighting_E6 | F1 | Commercial | Small Retail | Existing | Interior Lighting | Electric | High-Bay Lighting | E6 | CCE | 0 | 0 | 0 | 0 | 0 | 0 | 0 | 0 | 0 | 0 | 0 | 0 | 0 | 0 | 0 | 0 | 0 | 0 | 0 | 0 | 0 | 0 | 0 | 0 | 0 | 0 | 0 | 0 | 0 | 0
F1_Commercial_Small Retail_Existing_Interior Lighting_Electric_High-Bay Lighting_E7 | F1 | Commercial | Small Retail | Existing | Interior Lighting | Electric | High-Bay Lighting | E7 | CCE | 0 | 0 | 0 | 0 | 0 | 0 | 0 | 0 | 0 | 0 | 0 | 0 | 0 | 0 | 0 | 0 | 0 | 0 | 0 | 0 | 0 | 0 | 0 | 0 | 0 | 0 | 0 | 0 | 0 | 0
F1_Commercial_Small Retail_Existing_Interior Lighting_Electric_High-Bay Lighting_E8 | F1 | Commercial | Small Retail | Existing | Interior Lighting | Electric | High-Bay Lighting | E8 | CCE | 0 | 0 | 0 | 0 | 0 | 0 | 0 | 0 | 0 | 0 | 0 | 0 | 0 | 0 | 0 | 0 | 0 | 0 | 0 | 0 | 0 | 0 | 0 | 0 | 0 | 0 | 0 | 0 | 0 | 0
F1_Commercial_Small Retail_Existing_Interior Lighting_Electric_High-Bay Lighting_E9 | F1 | Commercial | Small Retail | Existing | Interior Lighting | Electric | High-Bay Lighting | E9 | CCE | 0 | 0 | 0 | 0 | 0 | 0 | 0 | 0 | 0 | 0 | 0 | 0 | 0 | 0 | 0 | 0 | 0 | 0 | 0 | 0 | 0 | 0 | 0 | 0 | 0 | 0 | 0 | 0 | 0 | 0
F1_Commercial_Small Retail_Existing_Interior Lighting_Electric_High-Bay Lighting_E10 | F1 | Commercial | Small Retail | Existing | Interior Lighting | Electric | High-Bay Lighting | E10 | CCE | 0 | 0 | 0 | 0 | 0 | 0 | 0 | 0 | 0 | 0 | 0 | 0 | 0 | 0 | 0 | 0 | 0 | 0 | 0 | 0 | 0 | 0 | 0 | 0 | 0 | 0 | 0 | 0 | 0 | 0
F2_Commercial_Small Retail_Existing_Interior Lighting_Electric_High-Bay Lighting_E1 | F2 | Commercial | Small Retail | Existing | Interior Lighting | Electric | High-Bay Lighting | E1 | TRC BC Ratio | 0 | 0 | 0 | 0 | 0 | 0 | 0 | 0 | 0 | 0 | 0 | 0 | 0 | 0 | 0 | 0 | 0 | 0 | 0 | 0 | 0 | 0 | 0 | 0 | 0 | 0 | 0 | 0 | 0 | 0
F2_Commercial_Small Retail_Existing_Interior Lighting_Electric_High-Bay Lighting_E2 | F2 | Commercial | Small Retail | Existing | Interior Lighting | Electric | High-Bay Lighting | E2 | TRC BC Ratio | 0 | 0 | 0 | 0 | 0 | 0 | 0 | 0 | 0 | 0 | 0 | 0 | 0 | 0 | 0 | 0 | 0 | 0 | 0 | 0 | 0 | 0 | 0 | 0 | 0 | 0 | 0 | 0 | 0 | 0
F2_Commercial_Small Retail_Existing_Interior Lighting_Electric_High-Bay Lighting_E3 | F2 | Commercial | Small Retail | Existing | Interior Lighting | Electric | High-Bay Lighting | E3 | TRC BC Ratio | 0 | 0 | 0 | 0 | 0 | 0 | 0 | 0 | 0 | 0 | 0 | 0 | 0 | 0 | 0 | 0 | 0 | 0 | 0 | 0 | 0 | 0 | 0 | 0 | 0 | 0 | 0 | 0 | 0 | 0
F2_Commercial_Small Retail_Existing_Interior Lighting_Electric_High-Bay Lighting_E4 | F2 | Commercial | Small Retail | Existing | Interior Lighting | Electric | High-Bay Lighting | E4 | TRC BC Ratio | 0 | 0 | 0 | 0 | 0 | 0 | 0 | 0 | 0 | 0 | 0 | 0 | 0 | 0 | 0 | 0 | 0 | 0 | 0 | 0 | 0 | 0 | 0 | 0 | 0 | 0 | 0 | 0 | 0 | 0
F2_Commercial_Small Retail_Existing_Interior Lighting_Electric_High-Bay Lighting_E5 | F2 | Commercial | Small Retail | Existing | Interior Lighting | Electric | High-Bay Lighting | E5 | TRC BC Ratio | 0 | 0 | 0 | 0 | 0 | 0 | 0 | 0 | 0 | 0 | 0 | 0 | 0 | 0 | 0 | 0 | 0 | 0 | 0 | 0 | 0 | 0 | 0 | 0 | 0 | 0 | 0 | 0 | 0 | 0
F2_Commercial_Small Retail_Existing_Interior Lighting_Electric_High-Bay Lighting_E6 | F2 | Commercial | Small Retail | Existing | Interior Lighting | Electric | High-Bay Lighting | E6 | TRC BC Ratio | 0 | 0 | 0 | 0 | 0 | 0 | 0 | 0 | 0 | 0 | 0 | 0 | 0 | 0 | 0 | 0 | 0 | 0 | 0 | 0 | 0 | 0 | 0 | 0 | 0 | 0 | 0 | 0 | 0 | 0
F2_Commercial_Small Retail_Existing_Interior Lighting_Electric_High-Bay Lighting_E7 | F2 | Commercial | Small Retail | Existing | Interior Lighting | Electric | High-Bay Lighting | E7 | TRC BC Ratio | 0 | 0 | 0 | 0 | 0 | 0 | 0 | 0 | 0 | 0 | 0 | 0 | 0 | 0 | 0 | 0 | 0 | 0 | 0 | 0 | 0 | 0 | 0 | 0 | 0 | 0 | 0 | 0 | 0 | 0
F2_Commercial_Small Retail_Existing_Interior Lighting_Electric_High-Bay Lighting_E8 | F2 | Commercial | Small Retail | Existing | Interior Lighting | Electric | High-Bay Lighting | E8 | TRC BC Ratio | 0 | 0 | 0 | 0 | 0 | 0 | 0 | 0 | 0 | 0 | 0 | 0 | 0 | 0 | 0 | 0 | 0 | 0 | 0 | 0 | 0 | 0 | 0 | 0 | 0 | 0 | 0 | 0 | 0 | 0
F2_Commercial_Small Retail_Existing_Interior Lighting_Electric_High-Bay Lighting_E9 | F2 | Commercial | Small Retail | Existing | Interior Lighting | Electric | High-Bay Lighting | E9 | TRC BC Ratio | 0 | 0 | 0 | 0 | 0 | 0 | 0 | 0 | 0 | 0 | 0 | 0 | 0 | 0 | 0 | 0 | 0 | 0 | 0 | 0 | 0 | 0 | 0 | 0 | 0 | 0 | 0 | 0 | 0 | 0
F2_Commercial_Small Retail_Existing_Interior Lighting_Electric_High-Bay Lighting_E10 | F2 | Commercial | Small Retail | Existing | Interior Lighting | Electric | High-Bay Lighting | E10 | TRC BC Ratio | 0 | 0 | 0 | 0 | 0 | 0 | 0 | 0 | 0 | 0 | 0 | 0 | 0 | 0 | 0 | 0 | 0 | 0 | 0 | 0 | 0 | 0 | 0 | 0 | 0 | 0 | 0 | 0 | 0 | 0
F3_Commercial_Small Retail_Existing_Interior Lighting_Electric_High-Bay Lighting_E1 | F3 | Commercial | Small Retail | Existing | Interior Lighting | Electric | High-Bay Lighting | E1 | PACT BC Ratio | 0 | 0 | 0 | 0 | 0 | 0 | 0 | 0 | 0 | 0 | 0 | 0 | 0 | 0 | 0 | 0 | 0 | 0 | 0 | 0 | 0 | 0 | 0 | 0 | 0 | 0 | 0 | 0 | 0 | 0
F3_Commercial_Small Retail_Existing_Interior Lighting_Electric_High-Bay Lighting_E2 | F3 | Commercial | Small Retail | Existing | Interior Lighting | Electric | High-Bay Lighting | E2 | PACT BC Ratio | 0 | 0 | 0 | 0 | 0 | 0 | 0 | 0 | 0 | 0 | 0 | 0 | 0 | 0 | 0 | 0 | 0 | 0 | 0 | 0 | 0 | 0 | 0 | 0 | 0 | 0 | 0 | 0 | 0 | 0
F3_Commercial_Small Retail_Existing_Interior Lighting_Electric_High-Bay Lighting_E3 | F3 | Commercial | Small Retail | Existing | Interior Lighting | Electric | High-Bay Lighting | E3 | PACT BC Ratio | 0 | 0 | 0 | 0 | 0 | 0 | 0 | 0 | 0 | 0 | 0 | 0 | 0 | 0 | 0 | 0 | 0 | 0 | 0 | 0 | 0 | 0 | 0 | 0 | 0 | 0 | 0 | 0 | 0 | 0
F3_Commercial_Small Retail_Existing_Interior Lighting_Electric_High-Bay Lighting_E4 | F3 | Commercial | Small Retail | Existing | Interior Lighting | Electric | High-Bay Lighting | E4 | PACT BC Ratio | 0 | 0 | 0 | 0 | 0 | 0 | 0 | 0 | 0 | 0 | 0 | 0 | 0 | 0 | 0 | 0 | 0 | 0 | 0 | 0 | 0 | 0 | 0 | 0 | 0 | 0 | 0 | 0 | 0 | 0
F3_Commercial_Small Retail_Existing_Interior Lighting_Electric_High-Bay Lighting_E5 | F3 | Commercial | Small Retail | Existing | Interior Lighting | Electric | High-Bay Lighting | E5 | PACT BC Ratio | 0 | 0 | 0 | 0 | 0 | 0 | 0 | 0 | 0 | 0 | 0 | 0 | 0 | 0 | 0 | 0 | 0 | 0 | 0 | 0 | 0 | 0 | 0 | 0 | 0 | 0 | 0 | 0 | 0 | 0
F3_Commercial_Small Retail_Existing_Interior Lighting_Electric_High-Bay Lighting_E6 | F3 | Commercial | Small Retail | Existing | Interior Lighting | Electric | High-Bay Lighting | E6 | PACT BC Ratio | 0 | 0 | 0 | 0 | 0 | 0 | 0 | 0 | 0 | 0 | 0 | 0 | 0 | 0 | 0 | 0 | 0 | 0 | 0 | 0 | 0 | 0 | 0 | 0 | 0 | 0 | 0 | 0 | 0 | 0
F3_Commercial_Small Retail_Existing_Interior Lighting_Electric_High-Bay Lighting_E7 | F3 | Commercial | Small Retail | Existing | Interior Lighting | Electric | High-Bay Lighting | E7 | PACT BC Ratio | 0 | 0 | 0 | 0 | 0 | 0 | 0 | 0 | 0 | 0 | 0 | 0 | 0 | 0 | 0 | 0 | 0 | 0 | 0 | 0 | 0 | 0 | 0 | 0 | 0 | 0 | 0 | 0 | 0 | 0
F3_Commercial_Small Retail_Existing_Interior Lighting_Electric_High-Bay Lighting_E8 | F3 | Commercial | Small Retail | Existing | Interior Lighting | Electric | High-Bay Lighting | E8 | PACT BC Ratio | 0 | 0 | 0 | 0 | 0 | 0 | 0 | 0 | 0 | 0 | 0 | 0 | 0 | 0 | 0 | 0 | 0 | 0 | 0 | 0 | 0 | 0 | 0 | 0 | 0 | 0 | 0 | 0 | 0 | 0
F3_Commercial_Small Retail_Existing_Interior Lighting_Electric_High-Bay Lighting_E9 | F3 | Commercial | Small Retail | Existing | Interior Lighting | Electric | High-Bay Lighting | E9 | PACT BC Ratio | 0 | 0 | 0 | 0 | 0 | 0 | 0 | 0 | 0 | 0 | 0 | 0 | 0 | 0 | 0 | 0 | 0 | 0 | 0 | 0 | 0 | 0 | 0 | 0 | 0 | 0 | 0 | 0 | 0 | 0
F3_Commercial_Small Retail_Existing_Interior Lighting_Electric_High-Bay Lighting_E10 | F3 | Commercial | Small Retail | Existing | Interior Lighting | Electric | High-Bay Lighting | E10 | PACT BC Ratio | 0 | 0 | 0 | 0 | 0 | 0 | 0 | 0 | 0 | 0 | 0 | 0 | 0 | 0 | 0 | 0 | 0 | 0 | 0 | 0 | 0 | 0 | 0 | 0 | 0 | 0 | 0 | 0 | 0 | 0
F4_Commercial_Small Retail_Existing_Interior Lighting_Electric_High-Bay Lighting_E1 | F4 | Commercial | Small Retail | Existing | Interior Lighting | Electric | High-Bay Lighting | E1 | RVT BC Ratio | 0 | 0 | 0 | 0 | 0 | 0 | 0 | 0 | 0 | 0 | 0 | 0 | 0 | 0 | 0 | 0 | 0 | 0 | 0 | 0 | 0 | 0 | 0 | 0 | 0 | 0 | 0 | 0 | 0 | 0
F4_Commercial_Small Retail_Existing_Interior Lighting_Electric_High-Bay Lighting_E2 | F4 | Commercial | Small Retail | Existing | Interior Lighting | Electric | High-Bay Lighting | E2 | RVT BC Ratio | 0 | 0 | 0 | 0 | 0 | 0 | 0 | 0 | 0 | 0 | 0 | 0 | 0 | 0 | 0 | 0 | 0 | 0 | 0 | 0 | 0 | 0 | 0 | 0 | 0 | 0 | 0 | 0 | 0 | 0
F4_Commercial_Small Retail_Existing_Interior Lighting_Electric_High-Bay Lighting_E3 | F4 | Commercial | Small Retail | Existing | Interior Lighting | Electric | High-Bay Lighting | E3 | RVT BC Ratio | 0 | 0 | 0 | 0 | 0 | 0 | 0 | 0 | 0 | 0 | 0 | 0 | 0 | 0 | 0 | 0 | 0 | 0 | 0 | 0 | 0 | 0 | 0 | 0 | 0 | 0 | 0 | 0 | 0 | 0
F4_Commercial_Small Retail_Existing_Interior Lighting_Electric_High-Bay Lighting_E4 | F4 | Commercial | Small Retail | Existing | Interior Lighting | Electric | High-Bay Lighting | E4 | RVT BC Ratio | 0 | 0 | 0 | 0 | 0 | 0 | 0 | 0 | 0 | 0 | 0 | 0 | 0 | 0 | 0 | 0 | 0 | 0 | 0 | 0 | 0 | 0 | 0 | 0 | 0 | 0 | 0 | 0 | 0 | 0
F4_Commercial_Small Retail_Existing_Interior Lighting_Electric_High-Bay Lighting_E5 | F4 | Commercial | Small Retail | Existing | Interior Lighting | Electric | High-Bay Lighting | E5 | RVT BC Ratio | 0 | 0 | 0 | 0 | 0 | 0 | 0 | 0 | 0 | 0 | 0 | 0 | 0 | 0 | 0 | 0 | 0 | 0 | 0 | 0 | 0 | 0 | 0 | 0 | 0 | 0 | 0 | 0 | 0 | 0
F4_Commercial_Small Retail_Existing_Interior Lighting_Electric_High-Bay Lighting_E6 | F4 | Commercial | Small Retail | Existing | Interior Lighting | Electric | High-Bay Lighting | E6 | RVT BC Ratio | 0 | 0 | 0 | 0 | 0 | 0 | 0 | 0 | 0 | 0 | 0 | 0 | 0 | 0 | 0 | 0 | 0 | 0 | 0 | 0 | 0 | 0 | 0 | 0 | 0 | 0 | 0 | 0 | 0 | 0
F4_Commercial_Small Retail_Existing_Interior Lighting_Electric_High-Bay Lighting_E7 | F4 | Commercial | Small Retail | Existing | Interior Lighting | Electric | High-Bay Lighting | E7 | RVT BC Ratio | 0 | 0 | 0 | 0 | 0 | 0 | 0 | 0 | 0 | 0 | 0 | 0 | 0 | 0 | 0 | 0 | 0 | 0 | 0 | 0 | 0 | 0 | 0 | 0 | 0 | 0 | 0 | 0 | 0 | 0
F4_Commercial_Small Retail_Existing_Interior Lighting_Electric_High-Bay Lighting_E8 | F4 | Commercial | Small Retail | Existing | Interior Lighting | Electric | High-Bay Lighting | E8 | RVT BC Ratio | 0 | 0 | 0 | 0 | 0 | 0 | 0 | 0 | 0 | 0 | 0 | 0 | 0 | 0 | 0 | 0 | 0 | 0 | 0 | 0 | 0 | 0 | 0 | 0 | 0 | 0 | 0 | 0 | 0 | 0
F4_Commercial_Small Retail_Existing_Interior Lighting_Electric_High-Bay Lighting_E9 | F4 | Commercial | Small Retail | Existing | Interior Lighting | Electric | High-Bay Lighting | E9 | RVT BC Ratio | 0 | 0 | 0 | 0 | 0 | 0 | 0 | 0 | 0 | 0 | 0 | 0 | 0 | 0 | 0 | 0 | 0 | 0 | 0 | 0 | 0 | 0 | 0 | 0 | 0 | 0 | 0 | 0 | 0 | 0
F4_Commercial_Small Retail_Existing_Interior Lighting_Electric_High-Bay Lighting_E10 | F4 | Commercial | Small Retail | Existing | Interior Lighting | Electric | High-Bay Lighting | E10 | RVT BC Ratio | 0 | 0 | 0 | 0 | 0 | 0 | 0 | 0 | 0 | 0 | 0 | 0 | 0 | 0 | 0 | 0 | 0 | 0 | 0 | 0 | 0 | 0 | 0 | 0 | 0 | 0 | 0 | 0 | 0 | 0
F5_Commercial_Small Retail_Existing_Interior Lighting_Electric_High-Bay Lighting_E1 | F5 | Commercial | Small Retail | Existing | Interior Lighting | Electric | High-Bay Lighting | E1 | RIM BC Ratio | 0 | 0 | 0 | 0 | 0 | 0 | 0 | 0 | 0 | 0 | 0 | 0 | 0 | 0 | 0 | 0 | 0 | 0 | 0 | 0 | 0 | 0 | 0 | 0 | 0 | 0 | 0 | 0 | 0 | 0
F5_Commercial_Small Retail_Existing_Interior Lighting_Electric_High-Bay Lighting_E2 | F5 | Commercial | Small Retail | Existing | Interior Lighting | Electric | High-Bay Lighting | E2 | RIM BC Ratio | 0 | 0 | 0 | 0 | 0 | 0 | 0 | 0 | 0 | 0 | 0 | 0 | 0 | 0 | 0 | 0 | 0 | 0 | 0 | 0 | 0 | 0 | 0 | 0 | 0 | 0 | 0 | 0 | 0 | 0
F5_Commercial_Small Retail_Existing_Interior Lighting_Electric_High-Bay Lighting_E3 | F5 | Commercial | Small Retail | Existing | Interior Lighting | Electric | High-Bay Lighting | E3 | RIM BC Ratio | 0 | 0 | 0 | 0 | 0 | 0 | 0 | 0 | 0 | 0 | 0 | 0 | 0 | 0 | 0 | 0 | 0 | 0 | 0 | 0 | 0 | 0 | 0 | 0 | 0 | 0 | 0 | 0 | 0 | 0
F5_Commercial_Small Retail_Existing_Interior Lighting_Electric_High-Bay Lighting_E4 | F5 | Commercial | Small Retail | Existing | Interior Lighting | Electric | High-Bay Lighting | E4 | RIM BC Ratio | 0 | 0 | 0 | 0 | 0 | 0 | 0 | 0 | 0 | 0 | 0 | 0 | 0 | 0 | 0 | 0 | 0 | 0 | 0 | 0 | 0 | 0 | 0 | 0 | 0 | 0 | 0 | 0 | 0 | 0
F5_Commercial_Small Retail_Existing_Interior Lighting_Electric_High-Bay Lighting_E5 | F5 | Commercial | Small Retail | Existing | Interior Lighting | Electric | High-Bay Lighting | E5 | RIM BC Ratio | 0 | 0 | 0 | 0 | 0 | 0 | 0 | 0 | 0 | 0 | 0 | 0 | 0 | 0 | 0 | 0 | 0 | 0 | 0 | 0 | 0 | 0 | 0 | 0 | 0 | 0 | 0 | 0 | 0 | 0
F5_Commercial_Small Retail_Existing_Interior Lighting_Electric_High-Bay Lighting_E6 | F5 | Commercial | Small Retail | Existing | Interior Lighting | Electric | High-Bay Lighting | E6 | RIM BC Ratio | 0 | 0 | 0 | 0 | 0 | 0 | 0 | 0 | 0 | 0 | 0 | 0 | 0 | 0 | 0 | 0 | 0 | 0 | 0 | 0 | 0 | 0 | 0 | 0 | 0 | 0 | 0 | 0 | 0 | 0
F5_Commercial_Small Retail_Existing_Interior Lighting_Electric_High-Bay Lighting_E7 | F5 | Commercial | Small Retail | Existing | Interior Lighting | Electric | High-Bay Lighting | E7 | RIM BC Ratio | 0 | 0 | 0 | 0 | 0 | 0 | 0 | 0 | 0 | 0 | 0 | 0 | 0 | 0 | 0 | 0 | 0 | 0 | 0 | 0 | 0 | 0 | 0 | 0 | 0 | 0 | 0 | 0 | 0 | 0
F5_Commercial_Small Retail_Existing_Interior Lighting_Electric_High-Bay Lighting_E8 | F5 | Commercial | Small Retail | Existing | Interior Lighting | Electric | High-Bay Lighting | E8 | RIM BC Ratio | 0 | 0 | 0 | 0 | 0 | 0 | 0 | 0 | 0 | 0 | 0 | 0 | 0 | 0 | 0 | 0 | 0 | 0 | 0 | 0 | 0 | 0 | 0 | 0 | 0 | 0 | 0 | 0 | 0 | 0
F5_Commercial_Small Retail_Existing_Interior Lighting_Electric_High-Bay Lighting_E9 | F5 | Commercial | Small Retail | Existing | Interior Lighting | Electric | High-Bay Lighting | E9 | RIM BC Ratio | 0 | 0 | 0 | 0 | 0 | 0 | 0 | 0 | 0 | 0 | 0 | 0 | 0 | 0 | 0 | 0 | 0 | 0 | 0 | 0 | 0 | 0 | 0 | 0 | 0 | 0 | 0 | 0 | 0 | 0
F5_Commercial_Small Retail_Existing_Interior Lighting_Electric_High-Bay Lighting_E10 | F5 | Commercial | Small Retail | Existing | Interior Lighting | Electric | High-Bay Lighting | E10 | RIM BC Ratio | 0 | 0 | 0 | 0 | 0 | 0 | 0 | 0 | 0 | 0 | 0 | 0 | 0 | 0 | 0 | 0 | 0 | 0 | 0 | 0 | 0 | 0 | 0 | 0 | 0 | 0 | 0 | 0 | 0 | 0
F0_Commercial_Small Retail_Existing_Interior Lighting_Electric_Linear Lighting_E0 | F0 | Commercial | Small Retail | Existing | Interior Lighting | Electric | Linear Lighting | E0 | Economic Unit | 0 | 0 | 0 | 0 | 0 | 0 | 0 | 0 | 0 | 0 | 0 | 0 | 0 | 0 | 0 | 0 | 0 | 0 | 0 | 0 | 0 | 0 | 0 | 0 | 0 | 0 | 0 | 0 | 0 | 0
F1_Commercial_Small Retail_Existing_Interior Lighting_Electric_Linear Lighting_E1 | F1 | Commercial | Small Retail | Existing | Interior Lighting | Electric | Linear Lighting | E1 | CCE | 0 | 0 | 0 | 0 | 0 | 0 | 0 | 0 | 0 | 0 | 0 | 0 | 0 | 0 | 0 | 0 | 0 | 0 | 0 | 0 | 0 | 0 | 0 | 0 | 0 | 0 | 0 | 0 | 0 | 0
F1_Commercial_Small Retail_Existing_Interior Lighting_Electric_Linear Lighting_E2 | F1 | Commercial | Small Retail | Existing | Interior Lighting | Electric | Linear Lighting | E2 | CCE | 0 | 0 | 0 | 0 | 0 | 0 | 0 | 0 | 0 | 0 | 0 | 0 | 0 | 0 | 0 | 0 | 0 | 0 | 0 | 0 | 0 | 0 | 0 | 0 | 0 | 0 | 0 | 0 | 0 | 0
F1_Commercial_Small Retail_Existing_Interior Lighting_Electric_Linear Lighting_E3 | F1 | Commercial | Small Retail | Existing | Interior Lighting | Electric | Linear Lighting | E3 | CCE | 0 | 0 | 0 | 0 | 0 | 0 | 0 | 0 | 0 | 0 | 0 | 0 | 0 | 0 | 0 | 0 | 0 | 0 | 0 | 0 | 0 | 0 | 0 | 0 | 0 | 0 | 0 | 0 | 0 | 0
F1_Commercial_Small Retail_Existing_Interior Lighting_Electric_Linear Lighting_E4 | F1 | Commercial | Small Retail | Existing | Interior Lighting | Electric | Linear Lighting | E4 | CCE | 0 | 0 | 0 | 0 | 0 | 0 | 0 | 0 | 0 | 0 | 0 | 0 | 0 | 0 | 0 | 0 | 0 | 0 | 0 | 0 | 0 | 0 | 0 | 0 | 0 | 0 | 0 | 0 | 0 | 0
F1_Commercial_Small Retail_Existing_Interior Lighting_Electric_Linear Lighting_E5 | F1 | Commercial | Small Retail | Existing | Interior Lighting | Electric | Linear Lighting | E5 | CCE | 0 | 0 | 0 | 0 | 0 | 0 | 0 | 0 | 0 | 0 | 0 | 0 | 0 | 0 | 0 | 0 | 0 | 0 | 0 | 0 | 0 | 0 | 0 | 0 | 0 | 0 | 0 | 0 | 0 | 0
F1_Commercial_Small Retail_Existing_Interior Lighting_Electric_Linear Lighting_E6 | F1 | Commercial | Small Retail | Existing | Interior Lighting | Electric | Linear Lighting | E6 | CCE | 0 | 0 | 0 | 0 | 0 | 0 | 0 | 0 | 0 | 0 | 0 | 0 | 0 | 0 | 0 | 0 | 0 | 0 | 0 | 0 | 0 | 0 | 0 | 0 | 0 | 0 | 0 | 0 | 0 | 0
F1_Commercial_Small Retail_Existing_Interior Lighting_Electric_Linear Lighting_E7 | F1 | Commercial | Small Retail | Existing | Interior Lighting | Electric | Linear Lighting | E7 | CCE | 0 | 0 | 0 | 0 | 0 | 0 | 0 | 0 | 0 | 0 | 0 | 0 | 0 | 0 | 0 | 0 | 0 | 0 | 0 | 0 | 0 | 0 | 0 | 0 | 0 | 0 | 0 | 0 | 0 | 0
F1_Commercial_Small Retail_Existing_Interior Lighting_Electric_Linear Lighting_E8 | F1 | Commercial | Small Retail | Existing | Interior Lighting | Electric | Linear Lighting | E8 | CCE | 0 | 0 | 0 | 0 | 0 | 0 | 0 | 0 | 0 | 0 | 0 | 0 | 0 | 0 | 0 | 0 | 0 | 0 | 0 | 0 | 0 | 0 | 0 | 0 | 0 | 0 | 0 | 0 | 0 | 0
F1_Commercial_Small Retail_Existing_Interior Lighting_Electric_Linear Lighting_E9 | F1 | Commercial | Small Retail | Existing | Interior Lighting | Electric | Linear Lighting | E9 | CCE | 0 | 0 | 0 | 0 | 0 | 0 | 0 | 0 | 0 | 0 | 0 | 0 | 0 | 0 | 0 | 0 | 0 | 0 | 0 | 0 | 0 | 0 | 0 | 0 | 0 | 0 | 0 | 0 | 0 | 0
F1_Commercial_Small Retail_Existing_Interior Lighting_Electric_Linear Lighting_E10 | F1 | Commercial | Small Retail | Existing | Interior Lighting | Electric | Linear Lighting | E10 | CCE | 0 | 0 | 0 | 0 | 0 | 0 | 0 | 0 | 0 | 0 | 0 | 0 | 0 | 0 | 0 | 0 | 0 | 0 | 0 | 0 | 0 | 0 | 0 | 0 | 0 | 0 | 0 | 0 | 0 | 0
F2_Commercial_Small Retail_Existing_Interior Lighting_Electric_Linear Lighting_E1 | F2 | Commercial | Small Retail | Existing | Interior Lighting | Electric | Linear Lighting | E1 | TRC BC Ratio | 0 | 0 | 0 | 0 | 0 | 0 | 0 | 0 | 0 | 0 | 0 | 0 | 0 | 0 | 0 | 0 | 0 | 0 | 0 | 0 | 0 | 0 | 0 | 0 | 0 | 0 | 0 | 0 | 0 | 0
F2_Commercial_Small Retail_Existing_Interior Lighting_Electric_Linear Lighting_E2 | F2 | Commercial | Small Retail | Existing | Interior Lighting | Electric | Linear Lighting | E2 | TRC BC Ratio | 0 | 0 | 0 | 0 | 0 | 0 | 0 | 0 | 0 | 0 | 0 | 0 | 0 | 0 | 0 | 0 | 0 | 0 | 0 | 0 | 0 | 0 | 0 | 0 | 0 | 0 | 0 | 0 | 0 | 0
F2_Commercial_Small Retail_Existing_Interior Lighting_Electric_Linear Lighting_E3 | F2 | Commercial | Small Retail | Existing | Interior Lighting | Electric | Linear Lighting | E3 | TRC BC Ratio | 0 | 0 | 0 | 0 | 0 | 0 | 0 | 0 | 0 | 0 | 0 | 0 | 0 | 0 | 0 | 0 | 0 | 0 | 0 | 0 | 0 | 0 | 0 | 0 | 0 | 0 | 0 | 0 | 0 | 0
F2_Commercial_Small Retail_Existing_Interior Lighting_Electric_Linear Lighting_E4 | F2 | Commercial | Small Retail | Existing | Interior Lighting | Electric | Linear Lighting | E4 | TRC BC Ratio | 0 | 0 | 0 | 0 | 0 | 0 | 0 | 0 | 0 | 0 | 0 | 0 | 0 | 0 | 0 | 0 | 0 | 0 | 0 | 0 | 0 | 0 | 0 | 0 | 0 | 0 | 0 | 0 | 0 | 0
F2_Commercial_Small Retail_Existing_Interior Lighting_Electric_Linear Lighting_E5 | F2 | Commercial | Small Retail | Existing | Interior Lighting | Electric | Linear Lighting | E5 | TRC BC Ratio | 0 | 0 | 0 | 0 | 0 | 0 | 0 | 0 | 0 | 0 | 0 | 0 | 0 | 0 | 0 | 0 | 0 | 0 | 0 | 0 | 0 | 0 | 0 | 0 | 0 | 0 | 0 | 0 | 0 | 0
F2_Commercial_Small Retail_Existing_Interior Lighting_Electric_Linear Lighting_E6 | F2 | Commercial | Small Retail | Existing | Interior Lighting | Electric | Linear Lighting | E6 | TRC BC Ratio | 0 | 0 | 0 | 0 | 0 | 0 | 0 | 0 | 0 | 0 | 0 | 0 | 0 | 0 | 0 | 0 | 0 | 0 | 0 | 0 | 0 | 0 | 0 | 0 | 0 | 0 | 0 | 0 | 0 | 0
F2_Commercial_Small Retail_Existing_Interior Lighting_Electric_Linear Lighting_E7 | F2 | Commercial | Small Retail | Existing | Interior Lighting | Electric | Linear Lighting | E7 | TRC BC Ratio | 0 | 0 | 0 | 0 | 0 | 0 | 0 | 0 | 0 | 0 | 0 | 0 | 0 | 0 | 0 | 0 | 0 | 0 | 0 | 0 | 0 | 0 | 0 | 0 | 0 | 0 | 0 | 0 | 0 | 0
F2_Commercial_Small Retail_Existing_Interior Lighting_Electric_Linear Lighting_E8 | F2 | Commercial | Small Retail | Existing | Interior Lighting | Electric | Linear Lighting | E8 | TRC BC Ratio | 0 | 0 | 0 | 0 | 0 | 0 | 0 | 0 | 0 | 0 | 0 | 0 | 0 | 0 | 0 | 0 | 0 | 0 | 0 | 0 | 0 | 0 | 0 | 0 | 0 | 0 | 0 | 0 | 0 | 0
F2_Commercial_Small Retail_Existing_Interior Lighting_Electric_Linear Lighting_E9 | F2 | Commercial | Small Retail | Existing | Interior Lighting | Electric | Linear Lighting | E9 | TRC BC Ratio | 0 | 0 | 0 | 0 | 0 | 0 | 0 | 0 | 0 | 0 | 0 | 0 | 0 | 0 | 0 | 0 | 0 | 0 | 0 | 0 | 0 | 0 | 0 | 0 | 0 | 0 | 0 | 0 | 0 | 0
F2_Commercial_Small Retail_Existing_Interior Lighting_Electric_Linear Lighting_E10 | F2 | Commercial | Small Retail | Existing | Interior Lighting | Electric | Linear Lighting | E10 | TRC BC Ratio | 0 | 0 | 0 | 0 | 0 | 0 | 0 | 0 | 0 | 0 | 0 | 0 | 0 | 0 | 0 | 0 | 0 | 0 | 0 | 0 | 0 | 0 | 0 | 0 | 0 | 0 | 0 | 0 | 0 | 0
F3_Commercial_Small Retail_Existing_Interior Lighting_Electric_Linear Lighting_E1 | F3 | Commercial | Small Retail | Existing | Interior Lighting | Electric | Linear Lighting | E1 | PACT BC Ratio | 0 | 0 | 0 | 0 | 0 | 0 | 0 | 0 | 0 | 0 | 0 | 0 | 0 | 0 | 0 | 0 | 0 | 0 | 0 | 0 | 0 | 0 | 0 | 0 | 0 | 0 | 0 | 0 | 0 | 0
F3_Commercial_Small Retail_Existing_Interior Lighting_Electric_Linear Lighting_E2 | F3 | Commercial | Small Retail | Existing | Interior Lighting | Electric | Linear Lighting | E2 | PACT BC Ratio | 0 | 0 | 0 | 0 | 0 | 0 | 0 | 0 | 0 | 0 | 0 | 0 | 0 | 0 | 0 | 0 | 0 | 0 | 0 | 0 | 0 | 0 | 0 | 0 | 0 | 0 | 0 | 0 | 0 | 0
F3_Commercial_Small Retail_Existing_Interior Lighting_Electric_Linear Lighting_E3 | F3 | Commercial | Small Retail | Existing | Interior Lighting | Electric | Linear Lighting | E3 | PACT BC Ratio | 0 | 0 | 0 | 0 | 0 | 0 | 0 | 0 | 0 | 0 | 0 | 0 | 0 | 0 | 0 | 0 | 0 | 0 | 0 | 0 | 0 | 0 | 0 | 0 | 0 | 0 | 0 | 0 | 0 | 0
F3_Commercial_Small Retail_Existing_Interior Lighting_Electric_Linear Lighting_E4 | F3 | Commercial | Small Retail | Existing | Interior Lighting | Electric | Linear Lighting | E4 | PACT BC Ratio | 0 | 0 | 0 | 0 | 0 | 0 | 0 | 0 | 0 | 0 | 0 | 0 | 0 | 0 | 0 | 0 | 0 | 0 | 0 | 0 | 0 | 0 | 0 | 0 | 0 | 0 | 0 | 0 | 0 | 0
F3_Commercial_Small Retail_Existing_Interior Lighting_Electric_Linear Lighting_E5 | F3 | Commercial | Small Retail | Existing | Interior Lighting | Electric | Linear Lighting | E5 | PACT BC Ratio | 0 | 0 | 0 | 0 | 0 | 0 | 0 | 0 | 0 | 0 | 0 | 0 | 0 | 0 | 0 | 0 | 0 | 0 | 0 | 0 | 0 | 0 | 0 | 0 | 0 | 0 | 0 | 0 | 0 | 0
F3_Commercial_Small Retail_Existing_Interior Lighting_Electric_Linear Lighting_E6 | F3 | Commercial | Small Retail | Existing | Interior Lighting | Electric | Linear Lighting | E6 | PACT BC Ratio | 0 | 0 | 0 | 0 | 0 | 0 | 0 | 0 | 0 | 0 | 0 | 0 | 0 | 0 | 0 | 0 | 0 | 0 | 0 | 0 | 0 | 0 | 0 | 0 | 0 | 0 | 0 | 0 | 0 | 0
F3_Commercial_Small Retail_Existing_Interior Lighting_Electric_Linear Lighting_E7 | F3 | Commercial | Small Retail | Existing | Interior Lighting | Electric | Linear Lighting | E7 | PACT BC Ratio | 0 | 0 | 0 | 0 | 0 | 0 | 0 | 0 | 0 | 0 | 0 | 0 | 0 | 0 | 0 | 0 | 0 | 0 | 0 | 0 | 0 | 0 | 0 | 0 | 0 | 0 | 0 | 0 | 0 | 0
F3_Commercial_Small Retail_Existing_Interior Lighting_Electric_Linear Lighting_E8 | F3 | Commercial | Small Retail | Existing | Interior Lighting | Electric | Linear Lighting | E8 | PACT BC Ratio | 0 | 0 | 0 | 0 | 0 | 0 | 0 | 0 | 0 | 0 | 0 | 0 | 0 | 0 | 0 | 0 | 0 | 0 | 0 | 0 | 0 | 0 | 0 | 0 | 0 | 0 | 0 | 0 | 0 | 0
F3_Commercial_Small Retail_Existing_Interior Lighting_Electric_Linear Lighting_E9 | F3 | Commercial | Small Retail | Existing | Interior Lighting | Electric | Linear Lighting | E9 | PACT BC Ratio | 0 | 0 | 0 | 0 | 0 | 0 | 0 | 0 | 0 | 0 | 0 | 0 | 0 | 0 | 0 | 0 | 0 | 0 | 0 | 0 | 0 | 0 | 0 | 0 | 0 | 0 | 0 | 0 | 0 | 0
F3_Commercial_Small Retail_Existing_Interior Lighting_Electric_Linear Lighting_E10 | F3 | Commercial | Small Retail | Existing | Interior Lighting | Electric | Linear Lighting | E10 | PACT BC Ratio | 0 | 0 | 0 | 0 | 0 | 0 | 0 | 0 | 0 | 0 | 0 | 0 | 0 | 0 | 0 | 0 | 0 | 0 | 0 | 0 | 0 | 0 | 0 | 0 | 0 | 0 | 0 | 0 | 0 | 0
F4_Commercial_Small Retail_Existing_Interior Lighting_Electric_Linear Lighting_E1 | F4 | Commercial | Small Retail | Existing | Interior Lighting | Electric | Linear Lighting | E1 | RVT BC Ratio | 0 | 0 | 0 | 0 | 0 | 0 | 0 | 0 | 0 | 0 | 0 | 0 | 0 | 0 | 0 | 0 | 0 | 0 | 0 | 0 | 0 | 0 | 0 | 0 | 0 | 0 | 0 | 0 | 0 | 0
F4_Commercial_Small Retail_Existing_Interior Lighting_Electric_Linear Lighting_E2 | F4 | Commercial | Small Retail | Existing | Interior Lighting | Electric | Linear Lighting | E2 | RVT BC Ratio | 0 | 0 | 0 | 0 | 0 | 0 | 0 | 0 | 0 | 0 | 0 | 0 | 0 | 0 | 0 | 0 | 0 | 0 | 0 | 0 | 0 | 0 | 0 | 0 | 0 | 0 | 0 | 0 | 0 | 0
F4_Commercial_Small Retail_Existing_Interior Lighting_Electric_Linear Lighting_E3 | F4 | Commercial | Small Retail | Existing | Interior Lighting | Electric | Linear Lighting | E3 | RVT BC Ratio | 0 | 0 | 0 | 0 | 0 | 0 | 0 | 0 | 0 | 0 | 0 | 0 | 0 | 0 | 0 | 0 | 0 | 0 | 0 | 0 | 0 | 0 | 0 | 0 | 0 | 0 | 0 | 0 | 0 | 0
F4_Commercial_Small Retail_Existing_Interior Lighting_Electric_Linear Lighting_E4 | F4 | Commercial | Small Retail | Existing | Interior Lighting | Electric | Linear Lighting | E4 | RVT BC Ratio | 0 | 0 | 0 | 0 | 0 | 0 | 0 | 0 | 0 | 0 | 0 | 0 | 0 | 0 | 0 | 0 | 0 | 0 | 0 | 0 | 0 | 0 | 0 | 0 | 0 | 0 | 0 | 0 | 0 | 0
F4_Commercial_Small Retail_Existing_Interior Lighting_Electric_Linear Lighting_E5 | F4 | Commercial | Small Retail | Existing | Interior Lighting | Electric | Linear Lighting | E5 | RVT BC Ratio | 0 | 0 | 0 | 0 | 0 | 0 | 0 | 0 | 0 | 0 | 0 | 0 | 0 | 0 | 0 | 0 | 0 | 0 | 0 | 0 | 0 | 0 | 0 | 0 | 0 | 0 | 0 | 0 | 0 | 0
F4_Commercial_Small Retail_Existing_Interior Lighting_Electric_Linear Lighting_E6 | F4 | Commercial | Small Retail | Existing | Interior Lighting | Electric | Linear Lighting | E6 | RVT BC Ratio | 0 | 0 | 0 | 0 | 0 | 0 | 0 | 0 | 0 | 0 | 0 | 0 | 0 | 0 | 0 | 0 | 0 | 0 | 0 | 0 | 0 | 0 | 0 | 0 | 0 | 0 | 0 | 0 | 0 | 0
F4_Commercial_Small Retail_Existing_Interior Lighting_Electric_Linear Lighting_E7 | F4 | Commercial | Small Retail | Existing | Interior Lighting | Electric | Linear Lighting | E7 | RVT BC Ratio | 0 | 0 | 0 | 0 | 0 | 0 | 0 | 0 | 0 | 0 | 0 | 0 | 0 | 0 | 0 | 0 | 0 | 0 | 0 | 0 | 0 | 0 | 0 | 0 | 0 | 0 | 0 | 0 | 0 | 0
F4_Commercial_Small Retail_Existing_Interior Lighting_Electric_Linear Lighting_E8 | F4 | Commercial | Small Retail | Existing | Interior Lighting | Electric | Linear Lighting | E8 | RVT BC Ratio | 0 | 0 | 0 | 0 | 0 | 0 | 0 | 0 | 0 | 0 | 0 | 0 | 0 | 0 | 0 | 0 | 0 | 0 | 0 | 0 | 0 | 0 | 0 | 0 | 0 | 0 | 0 | 0 | 0 | 0
F4_Commercial_Small Retail_Existing_Interior Lighting_Electric_Linear Lighting_E9 | F4 | Commercial | Small Retail | Existing | Interior Lighting | Electric | Linear Lighting | E9 | RVT BC Ratio | 0 | 0 | 0 | 0 | 0 | 0 | 0 | 0 | 0 | 0 | 0 | 0 | 0 | 0 | 0 | 0 | 0 | 0 | 0 | 0 | 0 | 0 | 0 | 0 | 0 | 0 | 0 | 0 | 0 | 0
F4_Commercial_Small Retail_Existing_Interior Lighting_Electric_Linear Lighting_E10 | F4 | Commercial | Small Retail | Existing | Interior Lighting | Electric | Linear Lighting | E10 | RVT BC Ratio | 0 | 0 | 0 | 0 | 0 | 0 | 0 | 0 | 0 | 0 | 0 | 0 | 0 | 0 | 0 | 0 | 0 | 0 | 0 | 0 | 0 | 0 | 0 | 0 | 0 | 0 | 0 | 0 | 0 | 0
F5_Commercial_Small Retail_Existing_Interior Lighting_Electric_Linear Lighting_E1 | F5 | Commercial | Small Retail | Existing | Interior Lighting | Electric | Linear Lighting | E1 | RIM BC Ratio | 0 | 0 | 0 | 0 | 0 | 0 | 0 | 0 | 0 | 0 | 0 | 0 | 0 | 0 | 0 | 0 | 0 | 0 | 0 | 0 | 0 | 0 | 0 | 0 | 0 | 0 | 0 | 0 | 0 | 0
F5_Commercial_Small Retail_Existing_Interior Lighting_Electric_Linear Lighting_E2 | F5 | Commercial | Small Retail | Existing | Interior Lighting | Electric | Linear Lighting | E2 | RIM BC Ratio | 0 | 0 | 0 | 0 | 0 | 0 | 0 | 0 | 0 | 0 | 0 | 0 | 0 | 0 | 0 | 0 | 0 | 0 | 0 | 0 | 0 | 0 | 0 | 0 | 0 | 0 | 0 | 0 | 0 | 0
F5_Commercial_Small Retail_Existing_Interior Lighting_Electric_Linear Lighting_E3 | F5 | Commercial | Small Retail | Existing | Interior Lighting | Electric | Linear Lighting | E3 | RIM BC Ratio | 0 | 0 | 0 | 0 | 0 | 0 | 0 | 0 | 0 | 0 | 0 | 0 | 0 | 0 | 0 | 0 | 0 | 0 | 0 | 0 | 0 | 0 | 0 | 0 | 0 | 0 | 0 | 0 | 0 | 0
F5_Commercial_Small Retail_Existing_Interior Lighting_Electric_Linear Lighting_E4 | F5 | Commercial | Small Retail | Existing | Interior Lighting | Electric | Linear Lighting | E4 | RIM BC Ratio | 0 | 0 | 0 | 0 | 0 | 0 | 0 | 0 | 0 | 0 | 0 | 0 | 0 | 0 | 0 | 0 | 0 | 0 | 0 | 0 | 0 | 0 | 0 | 0 | 0 | 0 | 0 | 0 | 0 | 0
F5_Commercial_Small Retail_Existing_Interior Lighting_Electric_Linear Lighting_E5 | F5 | Commercial | Small Retail | Existing | Interior Lighting | Electric | Linear Lighting | E5 | RIM BC Ratio | 0 | 0 | 0 | 0 | 0 | 0 | 0 | 0 | 0 | 0 | 0 | 0 | 0 | 0 | 0 | 0 | 0 | 0 | 0 | 0 | 0 | 0 | 0 | 0 | 0 | 0 | 0 | 0 | 0 | 0
F5_Commercial_Small Retail_Existing_Interior Lighting_Electric_Linear Lighting_E6 | F5 | Commercial | Small Retail | Existing | Interior Lighting | Electric | Linear Lighting | E6 | RIM BC Ratio | 0 | 0 | 0 | 0 | 0 | 0 | 0 | 0 | 0 | 0 | 0 | 0 | 0 | 0 | 0 | 0 | 0 | 0 | 0 | 0 | 0 | 0 | 0 | 0 | 0 | 0 | 0 | 0 | 0 | 0
F5_Commercial_Small Retail_Existing_Interior Lighting_Electric_Linear Lighting_E7 | F5 | Commercial | Small Retail | Existing | Interior Lighting | Electric | Linear Lighting | E7 | RIM BC Ratio | 0 | 0 | 0 | 0 | 0 | 0 | 0 | 0 | 0 | 0 | 0 | 0 | 0 | 0 | 0 | 0 | 0 | 0 | 0 | 0 | 0 | 0 | 0 | 0 | 0 | 0 | 0 | 0 | 0 | 0
F5_Commercial_Small Retail_Existing_Interior Lighting_Electric_Linear Lighting_E8 | F5 | Commercial | Small Retail | Existing | Interior Lighting | Electric | Linear Lighting | E8 | RIM BC Ratio | 0 | 0 | 0 | 0 | 0 | 0 | 0 | 0 | 0 | 0 | 0 | 0 | 0 | 0 | 0 | 0 | 0 | 0 | 0 | 0 | 0 | 0 | 0 | 0 | 0 | 0 | 0 | 0 | 0 | 0
F5_Commercial_Small Retail_Existing_Interior Lighting_Electric_Linear Lighting_E9 | F5 | Commercial | Small Retail | Existing | Interior Lighting | Electric | Linear Lighting | E9 | RIM BC Ratio | 0 | 0 | 0 | 0 | 0 | 0 | 0 | 0 | 0 | 0 | 0 | 0 | 0 | 0 | 0 | 0 | 0 | 0 | 0 | 0 | 0 | 0 | 0 | 0 | 0 | 0 | 0 | 0 | 0 | 0
F5_Commercial_Small Retail_Existing_Interior Lighting_Electric_Linear Lighting_E10 | F5 | Commercial | Small Retail | Existing | Interior Lighting | Electric | Linear Lighting | E10 | RIM BC Ratio | 0 | 0 | 0 | 0 | 0 | 0 | 0 | 0 | 0 | 0 | 0 | 0 | 0 | 0 | 0 | 0 | 0 | 0 | 0 | 0 | 0 | 0 | 0 | 0 | 0 | 0 | 0 | 0 | 0 | 0
F0_Commercial_Small Retail_Existing_Exterior Lighting_Electric_General Service Lighting_E0 | F0 | Commercial | Small Retail | Existing | Exterior Lighting | Electric | General Service Lighting | E0 | Economic Unit | 0 | 0 | 0 | 0 | 0 | 0 | 0 | 0 | 0 | 0 | 0 | 0 | 0 | 0 | 0 | 0 | 0 | 0 | 0 | 0 | 0 | 0 | 0 | 0 | 0 | 0 | 0 | 0 | 0 | 0
F1_Commercial_Small Retail_Existing_Exterior Lighting_Electric_General Service Lighting_E1 | F1 | Commercial | Small Retail | Existing | Exterior Lighting | Electric | General Service Lighting | E1 | CCE | 0 | 0 | 0 | 0 | 0 | 0 | 0 | 0 | 0 | 0 | 0 | 0 | 0 | 0 | 0 | 0 | 0 | 0 | 0 | 0 | 0 | 0 | 0 | 0 | 0 | 0 | 0 | 0 | 0 | 0
F1_Commercial_Small Retail_Existing_Exterior Lighting_Electric_General Service Lighting_E2 | F1 | Commercial | Small Retail | Existing | Exterior Lighting | Electric | General Service Lighting | E2 | CCE | 0 | 0 | 0 | 0 | 0 | 0 | 0 | 0 | 0 | 0 | 0 | 0 | 0 | 0 | 0 | 0 | 0 | 0 | 0 | 0 | 0 | 0 | 0 | 0 | 0 | 0 | 0 | 0 | 0 | 0
F1_Commercial_Small Retail_Existing_Exterior Lighting_Electric_General Service Lighting_E3 | F1 | Commercial | Small Retail | Existing | Exterior Lighting | Electric | General Service Lighting | E3 | CCE | 0 | 0 | 0 | 0 | 0 | 0 | 0 | 0 | 0 | 0 | 0 | 0 | 0 | 0 | 0 | 0 | 0 | 0 | 0 | 0 | 0 | 0 | 0 | 0 | 0 | 0 | 0 | 0 | 0 | 0
F1_Commercial_Small Retail_Existing_Exterior Lighting_Electric_General Service Lighting_E4 | F1 | Commercial | Small Retail | Existing | Exterior Lighting | Electric | General Service Lighting | E4 | CCE | 0 | 0 | 0 | 0 | 0 | 0 | 0 | 0 | 0 | 0 | 0 | 0 | 0 | 0 | 0 | 0 | 0 | 0 | 0 | 0 | 0 | 0 | 0 | 0 | 0 | 0 | 0 | 0 | 0 | 0
F1_Commercial_Small Retail_Existing_Exterior Lighting_Electric_General Service Lighting_E5 | F1 | Commercial | Small Retail | Existing | Exterior Lighting | Electric | General Service Lighting | E5 | CCE | 0 | 0 | 0 | 0 | 0 | 0 | 0 | 0 | 0 | 0 | 0 | 0 | 0 | 0 | 0 | 0 | 0 | 0 | 0 | 0 | 0 | 0 | 0 | 0 | 0 | 0 | 0 | 0 | 0 | 0
F1_Commercial_Small Retail_Existing_Exterior Lighting_Electric_General Service Lighting_E6 | F1 | Commercial | Small Retail | Existing | Exterior Lighting | Electric | General Service Lighting | E6 | CCE | 0 | 0 | 0 | 0 | 0 | 0 | 0 | 0 | 0 | 0 | 0 | 0 | 0 | 0 | 0 | 0 | 0 | 0 | 0 | 0 | 0 | 0 | 0 | 0 | 0 | 0 | 0 | 0 | 0 | 0
F1_Commercial_Small Retail_Existing_Exterior Lighting_Electric_General Service Lighting_E7 | F1 | Commercial | Small Retail | Existing | Exterior Lighting | Electric | General Service Lighting | E7 | CCE | 0 | 0 | 0 | 0 | 0 | 0 | 0 | 0 | 0 | 0 | 0 | 0 | 0 | 0 | 0 | 0 | 0 | 0 | 0 | 0 | 0 | 0 | 0 | 0 | 0 | 0 | 0 | 0 | 0 | 0
F1_Commercial_Small Retail_Existing_Exterior Lighting_Electric_General Service Lighting_E8 | F1 | Commercial | Small Retail | Existing | Exterior Lighting | Electric | General Service Lighting | E8 | CCE | 0 | 0 | 0 | 0 | 0 | 0 | 0 | 0 | 0 | 0 | 0 | 0 | 0 | 0 | 0 | 0 | 0 | 0 | 0 | 0 | 0 | 0 | 0 | 0 | 0 | 0 | 0 | 0 | 0 | 0
F1_Commercial_Small Retail_Existing_Exterior Lighting_Electric_General Service Lighting_E9 | F1 | Commercial | Small Retail | Existing | Exterior Lighting | Electric | General Service Lighting | E9 | CCE | 0 | 0 | 0 | 0 | 0 | 0 | 0 | 0 | 0 | 0 | 0 | 0 | 0 | 0 | 0 | 0 | 0 | 0 | 0 | 0 | 0 | 0 | 0 | 0 | 0 | 0 | 0 | 0 | 0 | 0
F1_Commercial_Small Retail_Existing_Exterior Lighting_Electric_General Service Lighting_E10 | F1 | Commercial | Small Retail | Existing | Exterior Lighting | Electric | General Service Lighting | E10 | CCE | 0 | 0 | 0 | 0 | 0 | 0 | 0 | 0 | 0 | 0 | 0 | 0 | 0 | 0 | 0 | 0 | 0 | 0 | 0 | 0 | 0 | 0 | 0 | 0 | 0 | 0 | 0 | 0 | 0 | 0
F2_Commercial_Small Retail_Existing_Exterior Lighting_Electric_General Service Lighting_E1 | F2 | Commercial | Small Retail | Existing | Exterior Lighting | Electric | General Service Lighting | E1 | TRC BC Ratio | 0 | 0 | 0 | 0 | 0 | 0 | 0 | 0 | 0 | 0 | 0 | 0 | 0 | 0 | 0 | 0 | 0 | 0 | 0 | 0 | 0 | 0 | 0 | 0 | 0 | 0 | 0 | 0 | 0 | 0
F2_Commercial_Small Retail_Existing_Exterior Lighting_Electric_General Service Lighting_E2 | F2 | Commercial | Small Retail | Existing | Exterior Lighting | Electric | General Service Lighting | E2 | TRC BC Ratio | 0 | 0 | 0 | 0 | 0 | 0 | 0 | 0 | 0 | 0 | 0 | 0 | 0 | 0 | 0 | 0 | 0 | 0 | 0 | 0 | 0 | 0 | 0 | 0 | 0 | 0 | 0 | 0 | 0 | 0
F2_Commercial_Small Retail_Existing_Exterior Lighting_Electric_General Service Lighting_E3 | F2 | Commercial | Small Retail | Existing | Exterior Lighting | Electric | General Service Lighting | E3 | TRC BC Ratio | 0 | 0 | 0 | 0 | 0 | 0 | 0 | 0 | 0 | 0 | 0 | 0 | 0 | 0 | 0 | 0 | 0 | 0 | 0 | 0 | 0 | 0 | 0 | 0 | 0 | 0 | 0 | 0 | 0 | 0
F2_Commercial_Small Retail_Existing_Exterior Lighting_Electric_General Service Lighting_E4 | F2 | Commercial | Small Retail | Existing | Exterior Lighting | Electric | General Service Lighting | E4 | TRC BC Ratio | 0 | 0 | 0 | 0 | 0 | 0 | 0 | 0 | 0 | 0 | 0 | 0 | 0 | 0 | 0 | 0 | 0 | 0 | 0 | 0 | 0 | 0 | 0 | 0 | 0 | 0 | 0 | 0 | 0 | 0
F2_Commercial_Small Retail_Existing_Exterior Lighting_Electric_General Service Lighting_E5 | F2 | Commercial | Small Retail | Existing | Exterior Lighting | Electric | General Service Lighting | E5 | TRC BC Ratio | 0 | 0 | 0 | 0 | 0 | 0 | 0 | 0 | 0 | 0 | 0 | 0 | 0 | 0 | 0 | 0 | 0 | 0 | 0 | 0 | 0 | 0 | 0 | 0 | 0 | 0 | 0 | 0 | 0 | 0
F2_Commercial_Small Retail_Existing_Exterior Lighting_Electric_General Service Lighting_E6 | F2 | Commercial | Small Retail | Existing | Exterior Lighting | Electric | General Service Lighting | E6 | TRC BC Ratio | 0 | 0 | 0 | 0 | 0 | 0 | 0 | 0 | 0 | 0 | 0 | 0 | 0 | 0 | 0 | 0 | 0 | 0 | 0 | 0 | 0 | 0 | 0 | 0 | 0 | 0 | 0 | 0 | 0 | 0
F2_Commercial_Small Retail_Existing_Exterior Lighting_Electric_General Service Lighting_E7 | F2 | Commercial | Small Retail | Existing | Exterior Lighting | Electric | General Service Lighting | E7 | TRC BC Ratio | 0 | 0 | 0 | 0 | 0 | 0 | 0 | 0 | 0 | 0 | 0 | 0 | 0 | 0 | 0 | 0 | 0 | 0 | 0 | 0 | 0 | 0 | 0 | 0 | 0 | 0 | 0 | 0 | 0 | 0
F2_Commercial_Small Retail_Existing_Exterior Lighting_Electric_General Service Lighting_E8 | F2 | Commercial | Small Retail | Existing | Exterior Lighting | Electric | General Service Lighting | E8 | TRC BC Ratio | 0 | 0 | 0 | 0 | 0 | 0 | 0 | 0 | 0 | 0 | 0 | 0 | 0 | 0 | 0 | 0 | 0 | 0 | 0 | 0 | 0 | 0 | 0 | 0 | 0 | 0 | 0 | 0 | 0 | 0
F2_Commercial_Small Retail_Existing_Exterior Lighting_Electric_General Service Lighting_E9 | F2 | Commercial | Small Retail | Existing | Exterior Lighting | Electric | General Service Lighting | E9 | TRC BC Ratio | 0 | 0 | 0 | 0 | 0 | 0 | 0 | 0 | 0 | 0 | 0 | 0 | 0 | 0 | 0 | 0 | 0 | 0 | 0 | 0 | 0 | 0 | 0 | 0 | 0 | 0 | 0 | 0 | 0 | 0
F2_Commercial_Small Retail_Existing_Exterior Lighting_Electric_General Service Lighting_E10 | F2 | Commercial | Small Retail | Existing | Exterior Lighting | Electric | General Service Lighting | E10 | TRC BC Ratio | 0 | 0 | 0 | 0 | 0 | 0 | 0 | 0 | 0 | 0 | 0 | 0 | 0 | 0 | 0 | 0 | 0 | 0 | 0 | 0 | 0 | 0 | 0 | 0 | 0 | 0 | 0 | 0 | 0 | 0
F3_Commercial_Small Retail_Existing_Exterior Lighting_Electric_General Service Lighting_E1 | F3 | Commercial | Small Retail | Existing | Exterior Lighting | Electric | General Service Lighting | E1 | PACT BC Ratio | 0 | 0 | 0 | 0 | 0 | 0 | 0 | 0 | 0 | 0 | 0 | 0 | 0 | 0 | 0 | 0 | 0 | 0 | 0 | 0 | 0 | 0 | 0 | 0 | 0 | 0 | 0 | 0 | 0 | 0
F3_Commercial_Small Retail_Existing_Exterior Lighting_Electric_General Service Lighting_E2 | F3 | Commercial | Small Retail | Existing | Exterior Lighting | Electric | General Service Lighting | E2 | PACT BC Ratio | 0 | 0 | 0 | 0 | 0 | 0 | 0 | 0 | 0 | 0 | 0 | 0 | 0 | 0 | 0 | 0 | 0 | 0 | 0 | 0 | 0 | 0 | 0 | 0 | 0 | 0 | 0 | 0 | 0 | 0
F3_Commercial_Small Retail_Existing_Exterior Lighting_Electric_General Service Lighting_E3 | F3 | Commercial | Small Retail | Existing | Exterior Lighting | Electric | General Service Lighting | E3 | PACT BC Ratio | 0 | 0 | 0 | 0 | 0 | 0 | 0 | 0 | 0 | 0 | 0 | 0 | 0 | 0 | 0 | 0 | 0 | 0 | 0 | 0 | 0 | 0 | 0 | 0 | 0 | 0 | 0 | 0 | 0 | 0
F3_Commercial_Small Retail_Existing_Exterior Lighting_Electric_General Service Lighting_E4 | F3 | Commercial | Small Retail | Existing | Exterior Lighting | Electric | General Service Lighting | E4 | PACT BC Ratio | 0 | 0 | 0 | 0 | 0 | 0 | 0 | 0 | 0 | 0 | 0 | 0 | 0 | 0 | 0 | 0 | 0 | 0 | 0 | 0 | 0 | 0 | 0 | 0 | 0 | 0 | 0 | 0 | 0 | 0
F3_Commercial_Small Retail_Existing_Exterior Lighting_Electric_General Service Lighting_E5 | F3 | Commercial | Small Retail | Existing | Exterior Lighting | Electric | General Service Lighting | E5 | PACT BC Ratio | 0 | 0 | 0 | 0 | 0 | 0 | 0 | 0 | 0 | 0 | 0 | 0 | 0 | 0 | 0 | 0 | 0 | 0 | 0 | 0 | 0 | 0 | 0 | 0 | 0 | 0 | 0 | 0 | 0 | 0
F3_Commercial_Small Retail_Existing_Exterior Lighting_Electric_General Service Lighting_E6 | F3 | Commercial | Small Retail | Existing | Exterior Lighting | Electric | General Service Lighting | E6 | PACT BC Ratio | 0 | 0 | 0 | 0 | 0 | 0 | 0 | 0 | 0 | 0 | 0 | 0 | 0 | 0 | 0 | 0 | 0 | 0 | 0 | 0 | 0 | 0 | 0 | 0 | 0 | 0 | 0 | 0 | 0 | 0
F3_Commercial_Small Retail_Existing_Exterior Lighting_Electric_General Service Lighting_E7 | F3 | Commercial | Small Retail | Existing | Exterior Lighting | Electric | General Service Lighting | E7 | PACT BC Ratio | 0 | 0 | 0 | 0 | 0 | 0 | 0 | 0 | 0 | 0 | 0 | 0 | 0 | 0 | 0 | 0 | 0 | 0 | 0 | 0 | 0 | 0 | 0 | 0 | 0 | 0 | 0 | 0 | 0 | 0
F3_Commercial_Small Retail_Existing_Exterior Lighting_Electric_General Service Lighting_E8 | F3 | Commercial | Small Retail | Existing | Exterior Lighting | Electric | General Service Lighting | E8 | PACT BC Ratio | 0 | 0 | 0 | 0 | 0 | 0 | 0 | 0 | 0 | 0 | 0 | 0 | 0 | 0 | 0 | 0 | 0 | 0 | 0 | 0 | 0 | 0 | 0 | 0 | 0 | 0 | 0 | 0 | 0 | 0
F3_Commercial_Small Retail_Existing_Exterior Lighting_Electric_General Service Lighting_E9 | F3 | Commercial | Small Retail | Existing | Exterior Lighting | Electric | General Service Lighting | E9 | PACT BC Ratio | 0 | 0 | 0 | 0 | 0 | 0 | 0 | 0 | 0 | 0 | 0 | 0 | 0 | 0 | 0 | 0 | 0 | 0 | 0 | 0 | 0 | 0 | 0 | 0 | 0 | 0 | 0 | 0 | 0 | 0
F3_Commercial_Small Retail_Existing_Exterior Lighting_Electric_General Service Lighting_E10 | F3 | Commercial | Small Retail | Existing | Exterior Lighting | Electric | General Service Lighting | E10 | PACT BC Ratio | 0 | 0 | 0 | 0 | 0 | 0 | 0 | 0 | 0 | 0 | 0 | 0 | 0 | 0 | 0 | 0 | 0 | 0 | 0 | 0 | 0 | 0 | 0 | 0 | 0 | 0 | 0 | 0 | 0 | 0
F4_Commercial_Small Retail_Existing_Exterior Lighting_Electric_General Service Lighting_E1 | F4 | Commercial | Small Retail | Existing | Exterior Lighting | Electric | General Service Lighting | E1 | RVT BC Ratio | 0 | 0 | 0 | 0 | 0 | 0 | 0 | 0 | 0 | 0 | 0 | 0 | 0 | 0 | 0 | 0 | 0 | 0 | 0 | 0 | 0 | 0 | 0 | 0 | 0 | 0 | 0 | 0 | 0 | 0
F4_Commercial_Small Retail_Existing_Exterior Lighting_Electric_General Service Lighting_E2 | F4 | Commercial | Small Retail | Existing | Exterior Lighting | Electric | General Service Lighting | E2 | RVT BC Ratio | 0 | 0 | 0 | 0 | 0 | 0 | 0 | 0 | 0 | 0 | 0 | 0 | 0 | 0 | 0 | 0 | 0 | 0 | 0 | 0 | 0 | 0 | 0 | 0 | 0 | 0 | 0 | 0 | 0 | 0
F4_Commercial_Small Retail_Existing_Exterior Lighting_Electric_General Service Lighting_E3 | F4 | Commercial | Small Retail | Existing | Exterior Lighting | Electric | General Service Lighting | E3 | RVT BC Ratio | 0 | 0 | 0 | 0 | 0 | 0 | 0 | 0 | 0 | 0 | 0 | 0 | 0 | 0 | 0 | 0 | 0 | 0 | 0 | 0 | 0 | 0 | 0 | 0 | 0 | 0 | 0 | 0 | 0 | 0
F4_Commercial_Small Retail_Existing_Exterior Lighting_Electric_General Service Lighting_E4 | F4 | Commercial | Small Retail | Existing | Exterior Lighting | Electric | General Service Lighting | E4 | RVT BC Ratio | 0 | 0 | 0 | 0 | 0 | 0 | 0 | 0 | 0 | 0 | 0 | 0 | 0 | 0 | 0 | 0 | 0 | 0 | 0 | 0 | 0 | 0 | 0 | 0 | 0 | 0 | 0 | 0 | 0 | 0
F4_Commercial_Small Retail_Existing_Exterior Lighting_Electric_General Service Lighting_E5 | F4 | Commercial | Small Retail | Existing | Exterior Lighting | Electric | General Service Lighting | E5 | RVT BC Ratio | 0 | 0 | 0 | 0 | 0 | 0 | 0 | 0 | 0 | 0 | 0 | 0 | 0 | 0 | 0 | 0 | 0 | 0 | 0 | 0 | 0 | 0 | 0 | 0 | 0 | 0 | 0 | 0 | 0 | 0
F4_Commercial_Small Retail_Existing_Exterior Lighting_Electric_General Service Lighting_E6 | F4 | Commercial | Small Retail | Existing | Exterior Lighting | Electric | General Service Lighting | E6 | RVT BC Ratio | 0 | 0 | 0 | 0 | 0 | 0 | 0 | 0 | 0 | 0 | 0 | 0 | 0 | 0 | 0 | 0 | 0 | 0 | 0 | 0 | 0 | 0 | 0 | 0 | 0 | 0 | 0 | 0 | 0 | 0
F4_Commercial_Small Retail_Existing_Exterior Lighting_Electric_General Service Lighting_E7 | F4 | Commercial | Small Retail | Existing | Exterior Lighting | Electric | General Service Lighting | E7 | RVT BC Ratio | 0 | 0 | 0 | 0 | 0 | 0 | 0 | 0 | 0 | 0 | 0 | 0 | 0 | 0 | 0 | 0 | 0 | 0 | 0 | 0 | 0 | 0 | 0 | 0 | 0 | 0 | 0 | 0 | 0 | 0
F4_Commercial_Small Retail_Existing_Exterior Lighting_Electric_General Service Lighting_E8 | F4 | Commercial | Small Retail | Existing | Exterior Lighting | Electric | General Service Lighting | E8 | RVT BC Ratio | 0 | 0 | 0 | 0 | 0 | 0 | 0 | 0 | 0 | 0 | 0 | 0 | 0 | 0 | 0 | 0 | 0 | 0 | 0 | 0 | 0 | 0 | 0 | 0 | 0 | 0 | 0 | 0 | 0 | 0
F4_Commercial_Small Retail_Existing_Exterior Lighting_Electric_General Service Lighting_E9 | F4 | Commercial | Small Retail | Existing | Exterior Lighting | Electric | General Service Lighting | E9 | RVT BC Ratio | 0 | 0 | 0 | 0 | 0 | 0 | 0 | 0 | 0 | 0 | 0 | 0 | 0 | 0 | 0 | 0 | 0 | 0 | 0 | 0 | 0 | 0 | 0 | 0 | 0 | 0 | 0 | 0 | 0 | 0
F4_Commercial_Small Retail_Existing_Exterior Lighting_Electric_General Service Lighting_E10 | F4 | Commercial | Small Retail | Existing | Exterior Lighting | Electric | General Service Lighting | E10 | RVT BC Ratio | 0 | 0 | 0 | 0 | 0 | 0 | 0 | 0 | 0 | 0 | 0 | 0 | 0 | 0 | 0 | 0 | 0 | 0 | 0 | 0 | 0 | 0 | 0 | 0 | 0 | 0 | 0 | 0 | 0 | 0
F5_Commercial_Small Retail_Existing_Exterior Lighting_Electric_General Service Lighting_E1 | F5 | Commercial | Small Retail | Existing | Exterior Lighting | Electric | General Service Lighting | E1 | RIM BC Ratio | 0 | 0 | 0 | 0 | 0 | 0 | 0 | 0 | 0 | 0 | 0 | 0 | 0 | 0 | 0 | 0 | 0 | 0 | 0 | 0 | 0 | 0 | 0 | 0 | 0 | 0 | 0 | 0 | 0 | 0
F5_Commercial_Small Retail_Existing_Exterior Lighting_Electric_General Service Lighting_E2 | F5 | Commercial | Small Retail | Existing | Exterior Lighting | Electric | General Service Lighting | E2 | RIM BC Ratio | 0 | 0 | 0 | 0 | 0 | 0 | 0 | 0 | 0 | 0 | 0 | 0 | 0 | 0 | 0 | 0 | 0 | 0 | 0 | 0 | 0 | 0 | 0 | 0 | 0 | 0 | 0 | 0 | 0 | 0
F5_Commercial_Small Retail_Existing_Exterior Lighting_Electric_General Service Lighting_E3 | F5 | Commercial | Small Retail | Existing | Exterior Lighting | Electric | General Service Lighting | E3 | RIM BC Ratio | 0 | 0 | 0 | 0 | 0 | 0 | 0 | 0 | 0 | 0 | 0 | 0 | 0 | 0 | 0 | 0 | 0 | 0 | 0 | 0 | 0 | 0 | 0 | 0 | 0 | 0 | 0 | 0 | 0 | 0
F5_Commercial_Small Retail_Existing_Exterior Lighting_Electric_General Service Lighting_E4 | F5 | Commercial | Small Retail | Existing | Exterior Lighting | Electric | General Service Lighting | E4 | RIM BC Ratio | 0 | 0 | 0 | 0 | 0 | 0 | 0 | 0 | 0 | 0 | 0 | 0 | 0 | 0 | 0 | 0 | 0 | 0 | 0 | 0 | 0 | 0 | 0 | 0 | 0 | 0 | 0 | 0 | 0 | 0
F5_Commercial_Small Retail_Existing_Exterior Lighting_Electric_General Service Lighting_E5 | F5 | Commercial | Small Retail | Existing | Exterior Lighting | Electric | General Service Lighting | E5 | RIM BC Ratio | 0 | 0 | 0 | 0 | 0 | 0 | 0 | 0 | 0 | 0 | 0 | 0 | 0 | 0 | 0 | 0 | 0 | 0 | 0 | 0 | 0 | 0 | 0 | 0 | 0 | 0 | 0 | 0 | 0 | 0
F5_Commercial_Small Retail_Existing_Exterior Lighting_Electric_General Service Lighting_E6 | F5 | Commercial | Small Retail | Existing | Exterior Lighting | Electric | General Service Lighting | E6 | RIM BC Ratio | 0 | 0 | 0 | 0 | 0 | 0 | 0 | 0 | 0 | 0 | 0 | 0 | 0 | 0 | 0 | 0 | 0 | 0 | 0 | 0 | 0 | 0 | 0 | 0 | 0 | 0 | 0 | 0 | 0 | 0
F5_Commercial_Small Retail_Existing_Exterior Lighting_Electric_General Service Lighting_E7 | F5 | Commercial | Small Retail | Existing | Exterior Lighting | Electric | General Service Lighting | E7 | RIM BC Ratio | 0 | 0 | 0 | 0 | 0 | 0 | 0 | 0 | 0 | 0 | 0 | 0 | 0 | 0 | 0 | 0 | 0 | 0 | 0 | 0 | 0 | 0 | 0 | 0 | 0 | 0 | 0 | 0 | 0 | 0
F5_Commercial_Small Retail_Existing_Exterior Lighting_Electric_General Service Lighting_E8 | F5 | Commercial | Small Retail | Existing | Exterior Lighting | Electric | General Service Lighting | E8 | RIM BC Ratio | 0 | 0 | 0 | 0 | 0 | 0 | 0 | 0 | 0 | 0 | 0 | 0 | 0 | 0 | 0 | 0 | 0 | 0 | 0 | 0 | 0 | 0 | 0 | 0 | 0 | 0 | 0 | 0 | 0 | 0
F5_Commercial_Small Retail_Existing_Exterior Lighting_Electric_General Service Lighting_E9 | F5 | Commercial | Small Retail | Existing | Exterior Lighting | Electric | General Service Lighting | E9 | RIM BC Ratio | 0 | 0 | 0 | 0 | 0 | 0 | 0 | 0 | 0 | 0 | 0 | 0 | 0 | 0 | 0 | 0 | 0 | 0 | 0 | 0 | 0 | 0 | 0 | 0 | 0 | 0 | 0 | 0 | 0 | 0
F5_Commercial_Small Retail_Existing_Exterior Lighting_Electric_General Service Lighting_E10 | F5 | Commercial | Small Retail | Existing | Exterior Lighting | Electric | General Service Lighting | E10 | RIM BC Ratio | 0 | 0 | 0 | 0 | 0 | 0 | 0 | 0 | 0 | 0 | 0 | 0 | 0 | 0 | 0 | 0 | 0 | 0 | 0 | 0 | 0 | 0 | 0 | 0 | 0 | 0 | 0 | 0 | 0 | 0
F0_Commercial_Small Retail_Existing_Exterior Lighting_Electric_Area Lighting_E0 | F0 | Commercial | Small Retail | Existing | Exterior Lighting | Electric | Area Lighting | E0 | Economic Unit | 0 | 0 | 0 | 0 | 0 | 0 | 0 | 0 | 0 | 0 | 0 | 0 | 0 | 0 | 0 | 0 | 0 | 0 | 0 | 0 | 0 | 0 | 0 | 0 | 0 | 0 | 0 | 0 | 0 | 0
F1_Commercial_Small Retail_Existing_Exterior Lighting_Electric_Area Lighting_E1 | F1 | Commercial | Small Retail | Existing | Exterior Lighting | Electric | Area Lighting | E1 | CCE | 0 | 0 | 0 | 0 | 0 | 0 | 0 | 0 | 0 | 0 | 0 | 0 | 0 | 0 | 0 | 0 | 0 | 0 | 0 | 0 | 0 | 0 | 0 | 0 | 0 | 0 | 0 | 0 | 0 | 0
F1_Commercial_Small Retail_Existing_Exterior Lighting_Electric_Area Lighting_E2 | F1 | Commercial | Small Retail | Existing | Exterior Lighting | Electric | Area Lighting | E2 | CCE | 0 | 0 | 0 | 0 | 0 | 0 | 0 | 0 | 0 | 0 | 0 | 0 | 0 | 0 | 0 | 0 | 0 | 0 | 0 | 0 | 0 | 0 | 0 | 0 | 0 | 0 | 0 | 0 | 0 | 0
F1_Commercial_Small Retail_Existing_Exterior Lighting_Electric_Area Lighting_E3 | F1 | Commercial | Small Retail | Existing | Exterior Lighting | Electric | Area Lighting | E3 | CCE | 0 | 0 | 0 | 0 | 0 | 0 | 0 | 0 | 0 | 0 | 0 | 0 | 0 | 0 | 0 | 0 | 0 | 0 | 0 | 0 | 0 | 0 | 0 | 0 | 0 | 0 | 0 | 0 | 0 | 0
F1_Commercial_Small Retail_Existing_Exterior Lighting_Electric_Area Lighting_E4 | F1 | Commercial | Small Retail | Existing | Exterior Lighting | Electric | Area Lighting | E4 | CCE | 0 | 0 | 0 | 0 | 0 | 0 | 0 | 0 | 0 | 0 | 0 | 0 | 0 | 0 | 0 | 0 | 0 | 0 | 0 | 0 | 0 | 0 | 0 | 0 | 0 | 0 | 0 | 0 | 0 | 0
F1_Commercial_Small Retail_Existing_Exterior Lighting_Electric_Area Lighting_E5 | F1 | Commercial | Small Retail | Existing | Exterior Lighting | Electric | Area Lighting | E5 | CCE | 0 | 0 | 0 | 0 | 0 | 0 | 0 | 0 | 0 | 0 | 0 | 0 | 0 | 0 | 0 | 0 | 0 | 0 | 0 | 0 | 0 | 0 | 0 | 0 | 0 | 0 | 0 | 0 | 0 | 0
F1_Commercial_Small Retail_Existing_Exterior Lighting_Electric_Area Lighting_E6 | F1 | Commercial | Small Retail | Existing | Exterior Lighting | Electric | Area Lighting | E6 | CCE | 0 | 0 | 0 | 0 | 0 | 0 | 0 | 0 | 0 | 0 | 0 | 0 | 0 | 0 | 0 | 0 | 0 | 0 | 0 | 0 | 0 | 0 | 0 | 0 | 0 | 0 | 0 | 0 | 0 | 0
F1_Commercial_Small Retail_Existing_Exterior Lighting_Electric_Area Lighting_E7 | F1 | Commercial | Small Retail | Existing | Exterior Lighting | Electric | Area Lighting | E7 | CCE | 0 | 0 | 0 | 0 | 0 | 0 | 0 | 0 | 0 | 0 | 0 | 0 | 0 | 0 | 0 | 0 | 0 | 0 | 0 | 0 | 0 | 0 | 0 | 0 | 0 | 0 | 0 | 0 | 0 | 0
F1_Commercial_Small Retail_Existing_Exterior Lighting_Electric_Area Lighting_E8 | F1 | Commercial | Small Retail | Existing | Exterior Lighting | Electric | Area Lighting | E8 | CCE | 0 | 0 | 0 | 0 | 0 | 0 | 0 | 0 | 0 | 0 | 0 | 0 | 0 | 0 | 0 | 0 | 0 | 0 | 0 | 0 | 0 | 0 | 0 | 0 | 0 | 0 | 0 | 0 | 0 | 0
F1_Commercial_Small Retail_Existing_Exterior Lighting_Electric_Area Lighting_E9 | F1 | Commercial | Small Retail | Existing | Exterior Lighting | Electric | Area Lighting | E9 | CCE | 0 | 0 | 0 | 0 | 0 | 0 | 0 | 0 | 0 | 0 | 0 | 0 | 0 | 0 | 0 | 0 | 0 | 0 | 0 | 0 | 0 | 0 | 0 | 0 | 0 | 0 | 0 | 0 | 0 | 0
F1_Commercial_Small Retail_Existing_Exterior Lighting_Electric_Area Lighting_E10 | F1 | Commercial | Small Retail | Existing | Exterior Lighting | Electric | Area Lighting | E10 | CCE | 0 | 0 | 0 | 0 | 0 | 0 | 0 | 0 | 0 | 0 | 0 | 0 | 0 | 0 | 0 | 0 | 0 | 0 | 0 | 0 | 0 | 0 | 0 | 0 | 0 | 0 | 0 | 0 | 0 | 0
F2_Commercial_Small Retail_Existing_Exterior Lighting_Electric_Area Lighting_E1 | F2 | Commercial | Small Retail | Existing | Exterior Lighting | Electric | Area Lighting | E1 | TRC BC Ratio | 0 | 0 | 0 | 0 | 0 | 0 | 0 | 0 | 0 | 0 | 0 | 0 | 0 | 0 | 0 | 0 | 0 | 0 | 0 | 0 | 0 | 0 | 0 | 0 | 0 | 0 | 0 | 0 | 0 | 0
F2_Commercial_Small Retail_Existing_Exterior Lighting_Electric_Area Lighting_E2 | F2 | Commercial | Small Retail | Existing | Exterior Lighting | Electric | Area Lighting | E2 | TRC BC Ratio | 0 | 0 | 0 | 0 | 0 | 0 | 0 | 0 | 0 | 0 | 0 | 0 | 0 | 0 | 0 | 0 | 0 | 0 | 0 | 0 | 0 | 0 | 0 | 0 | 0 | 0 | 0 | 0 | 0 | 0
F2_Commercial_Small Retail_Existing_Exterior Lighting_Electric_Area Lighting_E3 | F2 | Commercial | Small Retail | Existing | Exterior Lighting | Electric | Area Lighting | E3 | TRC BC Ratio | 0 | 0 | 0 | 0 | 0 | 0 | 0 | 0 | 0 | 0 | 0 | 0 | 0 | 0 | 0 | 0 | 0 | 0 | 0 | 0 | 0 | 0 | 0 | 0 | 0 | 0 | 0 | 0 | 0 | 0
F2_Commercial_Small Retail_Existing_Exterior Lighting_Electric_Area Lighting_E4 | F2 | Commercial | Small Retail | Existing | Exterior Lighting | Electric | Area Lighting | E4 | TRC BC Ratio | 0 | 0 | 0 | 0 | 0 | 0 | 0 | 0 | 0 | 0 | 0 | 0 | 0 | 0 | 0 | 0 | 0 | 0 | 0 | 0 | 0 | 0 | 0 | 0 | 0 | 0 | 0 | 0 | 0 | 0
F2_Commercial_Small Retail_Existing_Exterior Lighting_Electric_Area Lighting_E5 | F2 | Commercial | Small Retail | Existing | Exterior Lighting | Electric | Area Lighting | E5 | TRC BC Ratio | 0 | 0 | 0 | 0 | 0 | 0 | 0 | 0 | 0 | 0 | 0 | 0 | 0 | 0 | 0 | 0 | 0 | 0 | 0 | 0 | 0 | 0 | 0 | 0 | 0 | 0 | 0 | 0 | 0 | 0
F2_Commercial_Small Retail_Existing_Exterior Lighting_Electric_Area Lighting_E6 | F2 | Commercial | Small Retail | Existing | Exterior Lighting | Electric | Area Lighting | E6 | TRC BC Ratio | 0 | 0 | 0 | 0 | 0 | 0 | 0 | 0 | 0 | 0 | 0 | 0 | 0 | 0 | 0 | 0 | 0 | 0 | 0 | 0 | 0 | 0 | 0 | 0 | 0 | 0 | 0 | 0 | 0 | 0
F2_Commercial_Small Retail_Existing_Exterior Lighting_Electric_Area Lighting_E7 | F2 | Commercial | Small Retail | Existing | Exterior Lighting | Electric | Area Lighting | E7 | TRC BC Ratio | 0 | 0 | 0 | 0 | 0 | 0 | 0 | 0 | 0 | 0 | 0 | 0 | 0 | 0 | 0 | 0 | 0 | 0 | 0 | 0 | 0 | 0 | 0 | 0 | 0 | 0 | 0 | 0 | 0 | 0
F2_Commercial_Small Retail_Existing_Exterior Lighting_Electric_Area Lighting_E8 | F2 | Commercial | Small Retail | Existing | Exterior Lighting | Electric | Area Lighting | E8 | TRC BC Ratio | 0 | 0 | 0 | 0 | 0 | 0 | 0 | 0 | 0 | 0 | 0 | 0 | 0 | 0 | 0 | 0 | 0 | 0 | 0 | 0 | 0 | 0 | 0 | 0 | 0 | 0 | 0 | 0 | 0 | 0
F2_Commercial_Small Retail_Existing_Exterior Lighting_Electric_Area Lighting_E9 | F2 | Commercial | Small Retail | Existing | Exterior Lighting | Electric | Area Lighting | E9 | TRC BC Ratio | 0 | 0 | 0 | 0 | 0 | 0 | 0 | 0 | 0 | 0 | 0 | 0 | 0 | 0 | 0 | 0 | 0 | 0 | 0 | 0 | 0 | 0 | 0 | 0 | 0 | 0 | 0 | 0 | 0 | 0
F2_Commercial_Small Retail_Existing_Exterior Lighting_Electric_Area Lighting_E10 | F2 | Commercial | Small Retail | Existing | Exterior Lighting | Electric | Area Lighting | E10 | TRC BC Ratio | 0 | 0 | 0 | 0 | 0 | 0 | 0 | 0 | 0 | 0 | 0 | 0 | 0 | 0 | 0 | 0 | 0 | 0 | 0 | 0 | 0 | 0 | 0 | 0 | 0 | 0 | 0 | 0 | 0 | 0
F3_Commercial_Small Retail_Existing_Exterior Lighting_Electric_Area Lighting_E1 | F3 | Commercial | Small Retail | Existing | Exterior Lighting | Electric | Area Lighting | E1 | PACT BC Ratio | 0 | 0 | 0 | 0 | 0 | 0 | 0 | 0 | 0 | 0 | 0 | 0 | 0 | 0 | 0 | 0 | 0 | 0 | 0 | 0 | 0 | 0 | 0 | 0 | 0 | 0 | 0 | 0 | 0 | 0
F3_Commercial_Small Retail_Existing_Exterior Lighting_Electric_Area Lighting_E2 | F3 | Commercial | Small Retail | Existing | Exterior Lighting | Electric | Area Lighting | E2 | PACT BC Ratio | 0 | 0 | 0 | 0 | 0 | 0 | 0 | 0 | 0 | 0 | 0 | 0 | 0 | 0 | 0 | 0 | 0 | 0 | 0 | 0 | 0 | 0 | 0 | 0 | 0 | 0 | 0 | 0 | 0 | 0
F3_Commercial_Small Retail_Existing_Exterior Lighting_Electric_Area Lighting_E3 | F3 | Commercial | Small Retail | Existing | Exterior Lighting | Electric | Area Lighting | E3 | PACT BC Ratio | 0 | 0 | 0 | 0 | 0 | 0 | 0 | 0 | 0 | 0 | 0 | 0 | 0 | 0 | 0 | 0 | 0 | 0 | 0 | 0 | 0 | 0 | 0 | 0 | 0 | 0 | 0 | 0 | 0 | 0
F3_Commercial_Small Retail_Existing_Exterior Lighting_Electric_Area Lighting_E4 | F3 | Commercial | Small Retail | Existing | Exterior Lighting | Electric | Area Lighting | E4 | PACT BC Ratio | 0 | 0 | 0 | 0 | 0 | 0 | 0 | 0 | 0 | 0 | 0 | 0 | 0 | 0 | 0 | 0 | 0 | 0 | 0 | 0 | 0 | 0 | 0 | 0 | 0 | 0 | 0 | 0 | 0 | 0
F3_Commercial_Small Retail_Existing_Exterior Lighting_Electric_Area Lighting_E5 | F3 | Commercial | Small Retail | Existing | Exterior Lighting | Electric | Area Lighting | E5 | PACT BC Ratio | 0 | 0 | 0 | 0 | 0 | 0 | 0 | 0 | 0 | 0 | 0 | 0 | 0 | 0 | 0 | 0 | 0 | 0 | 0 | 0 | 0 | 0 | 0 | 0 | 0 | 0 | 0 | 0 | 0 | 0
F3_Commercial_Small Retail_Existing_Exterior Lighting_Electric_Area Lighting_E6 | F3 | Commercial | Small Retail | Existing | Exterior Lighting | Electric | Area Lighting | E6 | PACT BC Ratio | 0 | 0 | 0 | 0 | 0 | 0 | 0 | 0 | 0 | 0 | 0 | 0 | 0 | 0 | 0 | 0 | 0 | 0 | 0 | 0 | 0 | 0 | 0 | 0 | 0 | 0 | 0 | 0 | 0 | 0
F3_Commercial_Small Retail_Existing_Exterior Lighting_Electric_Area Lighting_E7 | F3 | Commercial | Small Retail | Existing | Exterior Lighting | Electric | Area Lighting | E7 | PACT BC Ratio | 0 | 0 | 0 | 0 | 0 | 0 | 0 | 0 | 0 | 0 | 0 | 0 | 0 | 0 | 0 | 0 | 0 | 0 | 0 | 0 | 0 | 0 | 0 | 0 | 0 | 0 | 0 | 0 | 0 | 0
F3_Commercial_Small Retail_Existing_Exterior Lighting_Electric_Area Lighting_E8 | F3 | Commercial | Small Retail | Existing | Exterior Lighting | Electric | Area Lighting | E8 | PACT BC Ratio | 0 | 0 | 0 | 0 | 0 | 0 | 0 | 0 | 0 | 0 | 0 | 0 | 0 | 0 | 0 | 0 | 0 | 0 | 0 | 0 | 0 | 0 | 0 | 0 | 0 | 0 | 0 | 0 | 0 | 0
F3_Commercial_Small Retail_Existing_Exterior Lighting_Electric_Area Lighting_E9 | F3 | Commercial | Small Retail | Existing | Exterior Lighting | Electric | Area Lighting | E9 | PACT BC Ratio | 0 | 0 | 0 | 0 | 0 | 0 | 0 | 0 | 0 | 0 | 0 | 0 | 0 | 0 | 0 | 0 | 0 | 0 | 0 | 0 | 0 | 0 | 0 | 0 | 0 | 0 | 0 | 0 | 0 | 0
F3_Commercial_Small Retail_Existing_Exterior Lighting_Electric_Area Lighting_E10 | F3 | Commercial | Small Retail | Existing | Exterior Lighting | Electric | Area Lighting | E10 | PACT BC Ratio | 0 | 0 | 0 | 0 | 0 | 0 | 0 | 0 | 0 | 0 | 0 | 0 | 0 | 0 | 0 | 0 | 0 | 0 | 0 | 0 | 0 | 0 | 0 | 0 | 0 | 0 | 0 | 0 | 0 | 0
F4_Commercial_Small Retail_Existing_Exterior Lighting_Electric_Area Lighting_E1 | F4 | Commercial | Small Retail | Existing | Exterior Lighting | Electric | Area Lighting | E1 | RVT BC Ratio | 0 | 0 | 0 | 0 | 0 | 0 | 0 | 0 | 0 | 0 | 0 | 0 | 0 | 0 | 0 | 0 | 0 | 0 | 0 | 0 | 0 | 0 | 0 | 0 | 0 | 0 | 0 | 0 | 0 | 0
F4_Commercial_Small Retail_Existing_Exterior Lighting_Electric_Area Lighting_E2 | F4 | Commercial | Small Retail | Existing | Exterior Lighting | Electric | Area Lighting | E2 | RVT BC Ratio | 0 | 0 | 0 | 0 | 0 | 0 | 0 | 0 | 0 | 0 | 0 | 0 | 0 | 0 | 0 | 0 | 0 | 0 | 0 | 0 | 0 | 0 | 0 | 0 | 0 | 0 | 0 | 0 | 0 | 0
F4_Commercial_Small Retail_Existing_Exterior Lighting_Electric_Area Lighting_E3 | F4 | Commercial | Small Retail | Existing | Exterior Lighting | Electric | Area Lighting | E3 | RVT BC Ratio | 0 | 0 | 0 | 0 | 0 | 0 | 0 | 0 | 0 | 0 | 0 | 0 | 0 | 0 | 0 | 0 | 0 | 0 | 0 | 0 | 0 | 0 | 0 | 0 | 0 | 0 | 0 | 0 | 0 | 0
F4_Commercial_Small Retail_Existing_Exterior Lighting_Electric_Area Lighting_E4 | F4 | Commercial | Small Retail | Existing | Exterior Lighting | Electric | Area Lighting | E4 | RVT BC Ratio | 0 | 0 | 0 | 0 | 0 | 0 | 0 | 0 | 0 | 0 | 0 | 0 | 0 | 0 | 0 | 0 | 0 | 0 | 0 | 0 | 0 | 0 | 0 | 0 | 0 | 0 | 0 | 0 | 0 | 0
F4_Commercial_Small Retail_Existing_Exterior Lighting_Electric_Area Lighting_E5 | F4 | Commercial | Small Retail | Existing | Exterior Lighting | Electric | Area Lighting | E5 | RVT BC Ratio | 0 | 0 | 0 | 0 | 0 | 0 | 0 | 0 | 0 | 0 | 0 | 0 | 0 | 0 | 0 | 0 | 0 | 0 | 0 | 0 | 0 | 0 | 0 | 0 | 0 | 0 | 0 | 0 | 0 | 0
F4_Commercial_Small Retail_Existing_Exterior Lighting_Electric_Area Lighting_E6 | F4 | Commercial | Small Retail | Existing | Exterior Lighting | Electric | Area Lighting | E6 | RVT BC Ratio | 0 | 0 | 0 | 0 | 0 | 0 | 0 | 0 | 0 | 0 | 0 | 0 | 0 | 0 | 0 | 0 | 0 | 0 | 0 | 0 | 0 | 0 | 0 | 0 | 0 | 0 | 0 | 0 | 0 | 0
F4_Commercial_Small Retail_Existing_Exterior Lighting_Electric_Area Lighting_E7 | F4 | Commercial | Small Retail | Existing | Exterior Lighting | Electric | Area Lighting | E7 | RVT BC Ratio | 0 | 0 | 0 | 0 | 0 | 0 | 0 | 0 | 0 | 0 | 0 | 0 | 0 | 0 | 0 | 0 | 0 | 0 | 0 | 0 | 0 | 0 | 0 | 0 | 0 | 0 | 0 | 0 | 0 | 0
F4_Commercial_Small Retail_Existing_Exterior Lighting_Electric_Area Lighting_E8 | F4 | Commercial | Small Retail | Existing | Exterior Lighting | Electric | Area Lighting | E8 | RVT BC Ratio | 0 | 0 | 0 | 0 | 0 | 0 | 0 | 0 | 0 | 0 | 0 | 0 | 0 | 0 | 0 | 0 | 0 | 0 | 0 | 0 | 0 | 0 | 0 | 0 | 0 | 0 | 0 | 0 | 0 | 0
F4_Commercial_Small Retail_Existing_Exterior Lighting_Electric_Area Lighting_E9 | F4 | Commercial | Small Retail | Existing | Exterior Lighting | Electric | Area Lighting | E9 | RVT BC Ratio | 0 | 0 | 0 | 0 | 0 | 0 | 0 | 0 | 0 | 0 | 0 | 0 | 0 | 0 | 0 | 0 | 0 | 0 | 0 | 0 | 0 | 0 | 0 | 0 | 0 | 0 | 0 | 0 | 0 | 0
F4_Commercial_Small Retail_Existing_Exterior Lighting_Electric_Area Lighting_E10 | F4 | Commercial | Small Retail | Existing | Exterior Lighting | Electric | Area Lighting | E10 | RVT BC Ratio | 0 | 0 | 0 | 0 | 0 | 0 | 0 | 0 | 0 | 0 | 0 | 0 | 0 | 0 | 0 | 0 | 0 | 0 | 0 | 0 | 0 | 0 | 0 | 0 | 0 | 0 | 0 | 0 | 0 | 0
F5_Commercial_Small Retail_Existing_Exterior Lighting_Electric_Area Lighting_E1 | F5 | Commercial | Small Retail | Existing | Exterior Lighting | Electric | Area Lighting | E1 | RIM BC Ratio | 0 | 0 | 0 | 0 | 0 | 0 | 0 | 0 | 0 | 0 | 0 | 0 | 0 | 0 | 0 | 0 | 0 | 0 | 0 | 0 | 0 | 0 | 0 | 0 | 0 | 0 | 0 | 0 | 0 | 0
F5_Commercial_Small Retail_Existing_Exterior Lighting_Electric_Area Lighting_E2 | F5 | Commercial | Small Retail | Existing | Exterior Lighting | Electric | Area Lighting | E2 | RIM BC Ratio | 0 | 0 | 0 | 0 | 0 | 0 | 0 | 0 | 0 | 0 | 0 | 0 | 0 | 0 | 0 | 0 | 0 | 0 | 0 | 0 | 0 | 0 | 0 | 0 | 0 | 0 | 0 | 0 | 0 | 0
F5_Commercial_Small Retail_Existing_Exterior Lighting_Electric_Area Lighting_E3 | F5 | Commercial | Small Retail | Existing | Exterior Lighting | Electric | Area Lighting | E3 | RIM BC Ratio | 0 | 0 | 0 | 0 | 0 | 0 | 0 | 0 | 0 | 0 | 0 | 0 | 0 | 0 | 0 | 0 | 0 | 0 | 0 | 0 | 0 | 0 | 0 | 0 | 0 | 0 | 0 | 0 | 0 | 0
F5_Commercial_Small Retail_Existing_Exterior Lighting_Electric_Area Lighting_E4 | F5 | Commercial | Small Retail | Existing | Exterior Lighting | Electric | Area Lighting | E4 | RIM BC Ratio | 0 | 0 | 0 | 0 | 0 | 0 | 0 | 0 | 0 | 0 | 0 | 0 | 0 | 0 | 0 | 0 | 0 | 0 | 0 | 0 | 0 | 0 | 0 | 0 | 0 | 0 | 0 | 0 | 0 | 0
F5_Commercial_Small Retail_Existing_Exterior Lighting_Electric_Area Lighting_E5 | F5 | Commercial | Small Retail | Existing | Exterior Lighting | Electric | Area Lighting | E5 | RIM BC Ratio | 0 | 0 | 0 | 0 | 0 | 0 | 0 | 0 | 0 | 0 | 0 | 0 | 0 | 0 | 0 | 0 | 0 | 0 | 0 | 0 | 0 | 0 | 0 | 0 | 0 | 0 | 0 | 0 | 0 | 0
F5_Commercial_Small Retail_Existing_Exterior Lighting_Electric_Area Lighting_E6 | F5 | Commercial | Small Retail | Existing | Exterior Lighting | Electric | Area Lighting | E6 | RIM BC Ratio | 0 | 0 | 0 | 0 | 0 | 0 | 0 | 0 | 0 | 0 | 0 | 0 | 0 | 0 | 0 | 0 | 0 | 0 | 0 | 0 | 0 | 0 | 0 | 0 | 0 | 0 | 0 | 0 | 0 | 0
F5_Commercial_Small Retail_Existing_Exterior Lighting_Electric_Area Lighting_E7 | F5 | Commercial | Small Retail | Existing | Exterior Lighting | Electric | Area Lighting | E7 | RIM BC Ratio | 0 | 0 | 0 | 0 | 0 | 0 | 0 | 0 | 0 | 0 | 0 | 0 | 0 | 0 | 0 | 0 | 0 | 0 | 0 | 0 | 0 | 0 | 0 | 0 | 0 | 0 | 0 | 0 | 0 | 0
F5_Commercial_Small Retail_Existing_Exterior Lighting_Electric_Area Lighting_E8 | F5 | Commercial | Small Retail | Existing | Exterior Lighting | Electric | Area Lighting | E8 | RIM BC Ratio | 0 | 0 | 0 | 0 | 0 | 0 | 0 | 0 | 0 | 0 | 0 | 0 | 0 | 0 | 0 | 0 | 0 | 0 | 0 | 0 | 0 | 0 | 0 | 0 | 0 | 0 | 0 | 0 | 0 | 0
F5_Commercial_Small Retail_Existing_Exterior Lighting_Electric_Area Lighting_E9 | F5 | Commercial | Small Retail | Existing | Exterior Lighting | Electric | Area Lighting | E9 | RIM BC Ratio | 0 | 0 | 0 | 0 | 0 | 0 | 0 | 0 | 0 | 0 | 0 | 0 | 0 | 0 | 0 | 0 | 0 | 0 | 0 | 0 | 0 | 0 | 0 | 0 | 0 | 0 | 0 | 0 | 0 | 0
F5_Commercial_Small Retail_Existing_Exterior Lighting_Electric_Area Lighting_E10 | F5 | Commercial | Small Retail | Existing | Exterior Lighting | Electric | Area Lighting | E10 | RIM BC Ratio | 0 | 0 | 0 | 0 | 0 | 0 | 0 | 0 | 0 | 0 | 0 | 0 | 0 | 0 | 0 | 0 | 0 | 0 | 0 | 0 | 0 | 0 | 0 | 0 | 0 | 0 | 0 | 0 | 0 | 0
F0_Commercial_Small Retail_Existing_Exterior Lighting_Electric_Linear Lighting_E0 | F0 | Commercial | Small Retail | Existing | Exterior Lighting | Electric | Linear Lighting | E0 | Economic Unit | 0 | 0 | 0 | 0 | 0 | 0 | 0 | 0 | 0 | 0 | 0 | 0 | 0 | 0 | 0 | 0 | 0 | 0 | 0 | 0 | 0 | 0 | 0 | 0 | 0 | 0 | 0 | 0 | 0 | 0
F1_Commercial_Small Retail_Existing_Exterior Lighting_Electric_Linear Lighting_E1 | F1 | Commercial | Small Retail | Existing | Exterior Lighting | Electric | Linear Lighting | E1 | CCE | 0 | 0 | 0 | 0 | 0 | 0 | 0 | 0 | 0 | 0 | 0 | 0 | 0 | 0 | 0 | 0 | 0 | 0 | 0 | 0 | 0 | 0 | 0 | 0 | 0 | 0 | 0 | 0 | 0 | 0
F1_Commercial_Small Retail_Existing_Exterior Lighting_Electric_Linear Lighting_E2 | F1 | Commercial | Small Retail | Existing | Exterior Lighting | Electric | Linear Lighting | E2 | CCE | 0 | 0 | 0 | 0 | 0 | 0 | 0 | 0 | 0 | 0 | 0 | 0 | 0 | 0 | 0 | 0 | 0 | 0 | 0 | 0 | 0 | 0 | 0 | 0 | 0 | 0 | 0 | 0 | 0 | 0
F1_Commercial_Small Retail_Existing_Exterior Lighting_Electric_Linear Lighting_E3 | F1 | Commercial | Small Retail | Existing | Exterior Lighting | Electric | Linear Lighting | E3 | CCE | 0 | 0 | 0 | 0 | 0 | 0 | 0 | 0 | 0 | 0 | 0 | 0 | 0 | 0 | 0 | 0 | 0 | 0 | 0 | 0 | 0 | 0 | 0 | 0 | 0 | 0 | 0 | 0 | 0 | 0
F1_Commercial_Small Retail_Existing_Exterior Lighting_Electric_Linear Lighting_E4 | F1 | Commercial | Small Retail | Existing | Exterior Lighting | Electric | Linear Lighting | E4 | CCE | 0 | 0 | 0 | 0 | 0 | 0 | 0 | 0 | 0 | 0 | 0 | 0 | 0 | 0 | 0 | 0 | 0 | 0 | 0 | 0 | 0 | 0 | 0 | 0 | 0 | 0 | 0 | 0 | 0 | 0
F1_Commercial_Small Retail_Existing_Exterior Lighting_Electric_Linear Lighting_E5 | F1 | Commercial | Small Retail | Existing | Exterior Lighting | Electric | Linear Lighting | E5 | CCE | 0 | 0 | 0 | 0 | 0 | 0 | 0 | 0 | 0 | 0 | 0 | 0 | 0 | 0 | 0 | 0 | 0 | 0 | 0 | 0 | 0 | 0 | 0 | 0 | 0 | 0 | 0 | 0 | 0 | 0
F1_Commercial_Small Retail_Existing_Exterior Lighting_Electric_Linear Lighting_E6 | F1 | Commercial | Small Retail | Existing | Exterior Lighting | Electric | Linear Lighting | E6 | CCE | 0 | 0 | 0 | 0 | 0 | 0 | 0 | 0 | 0 | 0 | 0 | 0 | 0 | 0 | 0 | 0 | 0 | 0 | 0 | 0 | 0 | 0 | 0 | 0 | 0 | 0 | 0 | 0 | 0 | 0
F1_Commercial_Small Retail_Existing_Exterior Lighting_Electric_Linear Lighting_E7 | F1 | Commercial | Small Retail | Existing | Exterior Lighting | Electric | Linear Lighting | E7 | CCE | 0 | 0 | 0 | 0 | 0 | 0 | 0 | 0 | 0 | 0 | 0 | 0 | 0 | 0 | 0 | 0 | 0 | 0 | 0 | 0 | 0 | 0 | 0 | 0 | 0 | 0 | 0 | 0 | 0 | 0
F1_Commercial_Small Retail_Existing_Exterior Lighting_Electric_Linear Lighting_E8 | F1 | Commercial | Small Retail | Existing | Exterior Lighting | Electric | Linear Lighting | E8 | CCE | 0 | 0 | 0 | 0 | 0 | 0 | 0 | 0 | 0 | 0 | 0 | 0 | 0 | 0 | 0 | 0 | 0 | 0 | 0 | 0 | 0 | 0 | 0 | 0 | 0 | 0 | 0 | 0 | 0 | 0
F1_Commercial_Small Retail_Existing_Exterior Lighting_Electric_Linear Lighting_E9 | F1 | Commercial | Small Retail | Existing | Exterior Lighting | Electric | Linear Lighting | E9 | CCE | 0 | 0 | 0 | 0 | 0 | 0 | 0 | 0 | 0 | 0 | 0 | 0 | 0 | 0 | 0 | 0 | 0 | 0 | 0 | 0 | 0 | 0 | 0 | 0 | 0 | 0 | 0 | 0 | 0 | 0
F1_Commercial_Small Retail_Existing_Exterior Lighting_Electric_Linear Lighting_E10 | F1 | Commercial | Small Retail | Existing | Exterior Lighting | Electric | Linear Lighting | E10 | CCE | 0 | 0 | 0 | 0 | 0 | 0 | 0 | 0 | 0 | 0 | 0 | 0 | 0 | 0 | 0 | 0 | 0 | 0 | 0 | 0 | 0 | 0 | 0 | 0 | 0 | 0 | 0 | 0 | 0 | 0
F2_Commercial_Small Retail_Existing_Exterior Lighting_Electric_Linear Lighting_E1 | F2 | Commercial | Small Retail | Existing | Exterior Lighting | Electric | Linear Lighting | E1 | TRC BC Ratio | 0 | 0 | 0 | 0 | 0 | 0 | 0 | 0 | 0 | 0 | 0 | 0 | 0 | 0 | 0 | 0 | 0 | 0 | 0 | 0 | 0 | 0 | 0 | 0 | 0 | 0 | 0 | 0 | 0 | 0
F2_Commercial_Small Retail_Existing_Exterior Lighting_Electric_Linear Lighting_E2 | F2 | Commercial | Small Retail | Existing | Exterior Lighting | Electric | Linear Lighting | E2 | TRC BC Ratio | 0 | 0 | 0 | 0 | 0 | 0 | 0 | 0 | 0 | 0 | 0 | 0 | 0 | 0 | 0 | 0 | 0 | 0 | 0 | 0 | 0 | 0 | 0 | 0 | 0 | 0 | 0 | 0 | 0 | 0
F2_Commercial_Small Retail_Existing_Exterior Lighting_Electric_Linear Lighting_E3 | F2 | Commercial | Small Retail | Existing | Exterior Lighting | Electric | Linear Lighting | E3 | TRC BC Ratio | 0 | 0 | 0 | 0 | 0 | 0 | 0 | 0 | 0 | 0 | 0 | 0 | 0 | 0 | 0 | 0 | 0 | 0 | 0 | 0 | 0 | 0 | 0 | 0 | 0 | 0 | 0 | 0 | 0 | 0
F2_Commercial_Small Retail_Existing_Exterior Lighting_Electric_Linear Lighting_E4 | F2 | Commercial | Small Retail | Existing | Exterior Lighting | Electric | Linear Lighting | E4 | TRC BC Ratio | 0 | 0 | 0 | 0 | 0 | 0 | 0 | 0 | 0 | 0 | 0 | 0 | 0 | 0 | 0 | 0 | 0 | 0 | 0 | 0 | 0 | 0 | 0 | 0 | 0 | 0 | 0 | 0 | 0 | 0
F2_Commercial_Small Retail_Existing_Exterior Lighting_Electric_Linear Lighting_E5 | F2 | Commercial | Small Retail | Existing | Exterior Lighting | Electric | Linear Lighting | E5 | TRC BC Ratio | 0 | 0 | 0 | 0 | 0 | 0 | 0 | 0 | 0 | 0 | 0 | 0 | 0 | 0 | 0 | 0 | 0 | 0 | 0 | 0 | 0 | 0 | 0 | 0 | 0 | 0 | 0 | 0 | 0 | 0
F2_Commercial_Small Retail_Existing_Exterior Lighting_Electric_Linear Lighting_E6 | F2 | Commercial | Small Retail | Existing | Exterior Lighting | Electric | Linear Lighting | E6 | TRC BC Ratio | 0 | 0 | 0 | 0 | 0 | 0 | 0 | 0 | 0 | 0 | 0 | 0 | 0 | 0 | 0 | 0 | 0 | 0 | 0 | 0 | 0 | 0 | 0 | 0 | 0 | 0 | 0 | 0 | 0 | 0
F2_Commercial_Small Retail_Existing_Exterior Lighting_Electric_Linear Lighting_E7 | F2 | Commercial | Small Retail | Existing | Exterior Lighting | Electric | Linear Lighting | E7 | TRC BC Ratio | 0 | 0 | 0 | 0 | 0 | 0 | 0 | 0 | 0 | 0 | 0 | 0 | 0 | 0 | 0 | 0 | 0 | 0 | 0 | 0 | 0 | 0 | 0 | 0 | 0 | 0 | 0 | 0 | 0 | 0
F2_Commercial_Small Retail_Existing_Exterior Lighting_Electric_Linear Lighting_E8 | F2 | Commercial | Small Retail | Existing | Exterior Lighting | Electric | Linear Lighting | E8 | TRC BC Ratio | 0 | 0 | 0 | 0 | 0 | 0 | 0 | 0 | 0 | 0 | 0 | 0 | 0 | 0 | 0 | 0 | 0 | 0 | 0 | 0 | 0 | 0 | 0 | 0 | 0 | 0 | 0 | 0 | 0 | 0
F2_Commercial_Small Retail_Existing_Exterior Lighting_Electric_Linear Lighting_E9 | F2 | Commercial | Small Retail | Existing | Exterior Lighting | Electric | Linear Lighting | E9 | TRC BC Ratio | 0 | 0 | 0 | 0 | 0 | 0 | 0 | 0 | 0 | 0 | 0 | 0 | 0 | 0 | 0 | 0 | 0 | 0 | 0 | 0 | 0 | 0 | 0 | 0 | 0 | 0 | 0 | 0 | 0 | 0
F2_Commercial_Small Retail_Existing_Exterior Lighting_Electric_Linear Lighting_E10 | F2 | Commercial | Small Retail | Existing | Exterior Lighting | Electric | Linear Lighting | E10 | TRC BC Ratio | 0 | 0 | 0 | 0 | 0 | 0 | 0 | 0 | 0 | 0 | 0 | 0 | 0 | 0 | 0 | 0 | 0 | 0 | 0 | 0 | 0 | 0 | 0 | 0 | 0 | 0 | 0 | 0 | 0 | 0
F3_Commercial_Small Retail_Existing_Exterior Lighting_Electric_Linear Lighting_E1 | F3 | Commercial | Small Retail | Existing | Exterior Lighting | Electric | Linear Lighting | E1 | PACT BC Ratio | 0 | 0 | 0 | 0 | 0 | 0 | 0 | 0 | 0 | 0 | 0 | 0 | 0 | 0 | 0 | 0 | 0 | 0 | 0 | 0 | 0 | 0 | 0 | 0 | 0 | 0 | 0 | 0 | 0 | 0
F3_Commercial_Small Retail_Existing_Exterior Lighting_Electric_Linear Lighting_E2 | F3 | Commercial | Small Retail | Existing | Exterior Lighting | Electric | Linear Lighting | E2 | PACT BC Ratio | 0 | 0 | 0 | 0 | 0 | 0 | 0 | 0 | 0 | 0 | 0 | 0 | 0 | 0 | 0 | 0 | 0 | 0 | 0 | 0 | 0 | 0 | 0 | 0 | 0 | 0 | 0 | 0 | 0 | 0
F3_Commercial_Small Retail_Existing_Exterior Lighting_Electric_Linear Lighting_E3 | F3 | Commercial | Small Retail | Existing | Exterior Lighting | Electric | Linear Lighting | E3 | PACT BC Ratio | 0 | 0 | 0 | 0 | 0 | 0 | 0 | 0 | 0 | 0 | 0 | 0 | 0 | 0 | 0 | 0 | 0 | 0 | 0 | 0 | 0 | 0 | 0 | 0 | 0 | 0 | 0 | 0 | 0 | 0
F3_Commercial_Small Retail_Existing_Exterior Lighting_Electric_Linear Lighting_E4 | F3 | Commercial | Small Retail | Existing | Exterior Lighting | Electric | Linear Lighting | E4 | PACT BC Ratio | 0 | 0 | 0 | 0 | 0 | 0 | 0 | 0 | 0 | 0 | 0 | 0 | 0 | 0 | 0 | 0 | 0 | 0 | 0 | 0 | 0 | 0 | 0 | 0 | 0 | 0 | 0 | 0 | 0 | 0
F3_Commercial_Small Retail_Existing_Exterior Lighting_Electric_Linear Lighting_E5 | F3 | Commercial | Small Retail | Existing | Exterior Lighting | Electric | Linear Lighting | E5 | PACT BC Ratio | 0 | 0 | 0 | 0 | 0 | 0 | 0 | 0 | 0 | 0 | 0 | 0 | 0 | 0 | 0 | 0 | 0 | 0 | 0 | 0 | 0 | 0 | 0 | 0 | 0 | 0 | 0 | 0 | 0 | 0
F3_Commercial_Small Retail_Existing_Exterior Lighting_Electric_Linear Lighting_E6 | F3 | Commercial | Small Retail | Existing | Exterior Lighting | Electric | Linear Lighting | E6 | PACT BC Ratio | 0 | 0 | 0 | 0 | 0 | 0 | 0 | 0 | 0 | 0 | 0 | 0 | 0 | 0 | 0 | 0 | 0 | 0 | 0 | 0 | 0 | 0 | 0 | 0 | 0 | 0 | 0 | 0 | 0 | 0
F3_Commercial_Small Retail_Existing_Exterior Lighting_Electric_Linear Lighting_E7 | F3 | Commercial | Small Retail | Existing | Exterior Lighting | Electric | Linear Lighting | E7 | PACT BC Ratio | 0 | 0 | 0 | 0 | 0 | 0 | 0 | 0 | 0 | 0 | 0 | 0 | 0 | 0 | 0 | 0 | 0 | 0 | 0 | 0 | 0 | 0 | 0 | 0 | 0 | 0 | 0 | 0 | 0 | 0
F3_Commercial_Small Retail_Existing_Exterior Lighting_Electric_Linear Lighting_E8 | F3 | Commercial | Small Retail | Existing | Exterior Lighting | Electric | Linear Lighting | E8 | PACT BC Ratio | 0 | 0 | 0 | 0 | 0 | 0 | 0 | 0 | 0 | 0 | 0 | 0 | 0 | 0 | 0 | 0 | 0 | 0 | 0 | 0 | 0 | 0 | 0 | 0 | 0 | 0 | 0 | 0 | 0 | 0
F3_Commercial_Small Retail_Existing_Exterior Lighting_Electric_Linear Lighting_E9 | F3 | Commercial | Small Retail | Existing | Exterior Lighting | Electric | Linear Lighting | E9 | PACT BC Ratio | 0 | 0 | 0 | 0 | 0 | 0 | 0 | 0 | 0 | 0 | 0 | 0 | 0 | 0 | 0 | 0 | 0 | 0 | 0 | 0 | 0 | 0 | 0 | 0 | 0 | 0 | 0 | 0 | 0 | 0
F3_Commercial_Small Retail_Existing_Exterior Lighting_Electric_Linear Lighting_E10 | F3 | Commercial | Small Retail | Existing | Exterior Lighting | Electric | Linear Lighting | E10 | PACT BC Ratio | 0 | 0 | 0 | 0 | 0 | 0 | 0 | 0 | 0 | 0 | 0 | 0 | 0 | 0 | 0 | 0 | 0 | 0 | 0 | 0 | 0 | 0 | 0 | 0 | 0 | 0 | 0 | 0 | 0 | 0
F4_Commercial_Small Retail_Existing_Exterior Lighting_Electric_Linear Lighting_E1 | F4 | Commercial | Small Retail | Existing | Exterior Lighting | Electric | Linear Lighting | E1 | RVT BC Ratio | 0 | 0 | 0 | 0 | 0 | 0 | 0 | 0 | 0 | 0 | 0 | 0 | 0 | 0 | 0 | 0 | 0 | 0 | 0 | 0 | 0 | 0 | 0 | 0 | 0 | 0 | 0 | 0 | 0 | 0
F4_Commercial_Small Retail_Existing_Exterior Lighting_Electric_Linear Lighting_E2 | F4 | Commercial | Small Retail | Existing | Exterior Lighting | Electric | Linear Lighting | E2 | RVT BC Ratio | 0 | 0 | 0 | 0 | 0 | 0 | 0 | 0 | 0 | 0 | 0 | 0 | 0 | 0 | 0 | 0 | 0 | 0 | 0 | 0 | 0 | 0 | 0 | 0 | 0 | 0 | 0 | 0 | 0 | 0
F4_Commercial_Small Retail_Existing_Exterior Lighting_Electric_Linear Lighting_E3 | F4 | Commercial | Small Retail | Existing | Exterior Lighting | Electric | Linear Lighting | E3 | RVT BC Ratio | 0 | 0 | 0 | 0 | 0 | 0 | 0 | 0 | 0 | 0 | 0 | 0 | 0 | 0 | 0 | 0 | 0 | 0 | 0 | 0 | 0 | 0 | 0 | 0 | 0 | 0 | 0 | 0 | 0 | 0
F4_Commercial_Small Retail_Existing_Exterior Lighting_Electric_Linear Lighting_E4 | F4 | Commercial | Small Retail | Existing | Exterior Lighting | Electric | Linear Lighting | E4 | RVT BC Ratio | 0 | 0 | 0 | 0 | 0 | 0 | 0 | 0 | 0 | 0 | 0 | 0 | 0 | 0 | 0 | 0 | 0 | 0 | 0 | 0 | 0 | 0 | 0 | 0 | 0 | 0 | 0 | 0 | 0 | 0
F4_Commercial_Small Retail_Existing_Exterior Lighting_Electric_Linear Lighting_E5 | F4 | Commercial | Small Retail | Existing | Exterior Lighting | Electric | Linear Lighting | E5 | RVT BC Ratio | 0 | 0 | 0 | 0 | 0 | 0 | 0 | 0 | 0 | 0 | 0 | 0 | 0 | 0 | 0 | 0 | 0 | 0 | 0 | 0 | 0 | 0 | 0 | 0 | 0 | 0 | 0 | 0 | 0 | 0
F4_Commercial_Small Retail_Existing_Exterior Lighting_Electric_Linear Lighting_E6 | F4 | Commercial | Small Retail | Existing | Exterior Lighting | Electric | Linear Lighting | E6 | RVT BC Ratio | 0 | 0 | 0 | 0 | 0 | 0 | 0 | 0 | 0 | 0 | 0 | 0 | 0 | 0 | 0 | 0 | 0 | 0 | 0 | 0 | 0 | 0 | 0 | 0 | 0 | 0 | 0 | 0 | 0 | 0
F4_Commercial_Small Retail_Existing_Exterior Lighting_Electric_Linear Lighting_E7 | F4 | Commercial | Small Retail | Existing | Exterior Lighting | Electric | Linear Lighting | E7 | RVT BC Ratio | 0 | 0 | 0 | 0 | 0 | 0 | 0 | 0 | 0 | 0 | 0 | 0 | 0 | 0 | 0 | 0 | 0 | 0 | 0 | 0 | 0 | 0 | 0 | 0 | 0 | 0 | 0 | 0 | 0 | 0
F4_Commercial_Small Retail_Existing_Exterior Lighting_Electric_Linear Lighting_E8 | F4 | Commercial | Small Retail | Existing | Exterior Lighting | Electric | Linear Lighting | E8 | RVT BC Ratio | 0 | 0 | 0 | 0 | 0 | 0 | 0 | 0 | 0 | 0 | 0 | 0 | 0 | 0 | 0 | 0 | 0 | 0 | 0 | 0 | 0 | 0 | 0 | 0 | 0 | 0 | 0 | 0 | 0 | 0
F4_Commercial_Small Retail_Existing_Exterior Lighting_Electric_Linear Lighting_E9 | F4 | Commercial | Small Retail | Existing | Exterior Lighting | Electric | Linear Lighting | E9 | RVT BC Ratio | 0 | 0 | 0 | 0 | 0 | 0 | 0 | 0 | 0 | 0 | 0 | 0 | 0 | 0 | 0 | 0 | 0 | 0 | 0 | 0 | 0 | 0 | 0 | 0 | 0 | 0 | 0 | 0 | 0 | 0
F4_Commercial_Small Retail_Existing_Exterior Lighting_Electric_Linear Lighting_E10 | F4 | Commercial | Small Retail | Existing | Exterior Lighting | Electric | Linear Lighting | E10 | RVT BC Ratio | 0 | 0 | 0 | 0 | 0 | 0 | 0 | 0 | 0 | 0 | 0 | 0 | 0 | 0 | 0 | 0 | 0 | 0 | 0 | 0 | 0 | 0 | 0 | 0 | 0 | 0 | 0 | 0 | 0 | 0
F5_Commercial_Small Retail_Existing_Exterior Lighting_Electric_Linear Lighting_E1 | F5 | Commercial | Small Retail | Existing | Exterior Lighting | Electric | Linear Lighting | E1 | RIM BC Ratio | 0 | 0 | 0 | 0 | 0 | 0 | 0 | 0 | 0 | 0 | 0 | 0 | 0 | 0 | 0 | 0 | 0 | 0 | 0 | 0 | 0 | 0 | 0 | 0 | 0 | 0 | 0 | 0 | 0 | 0
F5_Commercial_Small Retail_Existing_Exterior Lighting_Electric_Linear Lighting_E2 | F5 | Commercial | Small Retail | Existing | Exterior Lighting | Electric | Linear Lighting | E2 | RIM BC Ratio | 0 | 0 | 0 | 0 | 0 | 0 | 0 | 0 | 0 | 0 | 0 | 0 | 0 | 0 | 0 | 0 | 0 | 0 | 0 | 0 | 0 | 0 | 0 | 0 | 0 | 0 | 0 | 0 | 0 | 0
F5_Commercial_Small Retail_Existing_Exterior Lighting_Electric_Linear Lighting_E3 | F5 | Commercial | Small Retail | Existing | Exterior Lighting | Electric | Linear Lighting | E3 | RIM BC Ratio | 0 | 0 | 0 | 0 | 0 | 0 | 0 | 0 | 0 | 0 | 0 | 0 | 0 | 0 | 0 | 0 | 0 | 0 | 0 | 0 | 0 | 0 | 0 | 0 | 0 | 0 | 0 | 0 | 0 | 0
F5_Commercial_Small Retail_Existing_Exterior Lighting_Electric_Linear Lighting_E4 | F5 | Commercial | Small Retail | Existing | Exterior Lighting | Electric | Linear Lighting | E4 | RIM BC Ratio | 0 | 0 | 0 | 0 | 0 | 0 | 0 | 0 | 0 | 0 | 0 | 0 | 0 | 0 | 0 | 0 | 0 | 0 | 0 | 0 | 0 | 0 | 0 | 0 | 0 | 0 | 0 | 0 | 0 | 0
F5_Commercial_Small Retail_Existing_Exterior Lighting_Electric_Linear Lighting_E5 | F5 | Commercial | Small Retail | Existing | Exterior Lighting | Electric | Linear Lighting | E5 | RIM BC Ratio | 0 | 0 | 0 | 0 | 0 | 0 | 0 | 0 | 0 | 0 | 0 | 0 | 0 | 0 | 0 | 0 | 0 | 0 | 0 | 0 | 0 | 0 | 0 | 0 | 0 | 0 | 0 | 0 | 0 | 0
F5_Commercial_Small Retail_Existing_Exterior Lighting_Electric_Linear Lighting_E6 | F5 | Commercial | Small Retail | Existing | Exterior Lighting | Electric | Linear Lighting | E6 | RIM BC Ratio | 0 | 0 | 0 | 0 | 0 | 0 | 0 | 0 | 0 | 0 | 0 | 0 | 0 | 0 | 0 | 0 | 0 | 0 | 0 | 0 | 0 | 0 | 0 | 0 | 0 | 0 | 0 | 0 | 0 | 0
F5_Commercial_Small Retail_Existing_Exterior Lighting_Electric_Linear Lighting_E7 | F5 | Commercial | Small Retail | Existing | Exterior Lighting | Electric | Linear Lighting | E7 | RIM BC Ratio | 0 | 0 | 0 | 0 | 0 | 0 | 0 | 0 | 0 | 0 | 0 | 0 | 0 | 0 | 0 | 0 | 0 | 0 | 0 | 0 | 0 | 0 | 0 | 0 | 0 | 0 | 0 | 0 | 0 | 0
F5_Commercial_Small Retail_Existing_Exterior Lighting_Electric_Linear Lighting_E8 | F5 | Commercial | Small Retail | Existing | Exterior Lighting | Electric | Linear Lighting | E8 | RIM BC Ratio | 0 | 0 | 0 | 0 | 0 | 0 | 0 | 0 | 0 | 0 | 0 | 0 | 0 | 0 | 0 | 0 | 0 | 0 | 0 | 0 | 0 | 0 | 0 | 0 | 0 | 0 | 0 | 0 | 0 | 0
F5_Commercial_Small Retail_Existing_Exterior Lighting_Electric_Linear Lighting_E9 | F5 | Commercial | Small Retail | Existing | Exterior Lighting | Electric | Linear Lighting | E9 | RIM BC Ratio | 0 | 0 | 0 | 0 | 0 | 0 | 0 | 0 | 0 | 0 | 0 | 0 | 0 | 0 | 0 | 0 | 0 | 0 | 0 | 0 | 0 | 0 | 0 | 0 | 0 | 0 | 0 | 0 | 0 | 0
F5_Commercial_Small Retail_Existing_Exterior Lighting_Electric_Linear Lighting_E10 | F5 | Commercial | Small Retail | Existing | Exterior Lighting | Electric | Linear Lighting | E10 | RIM BC Ratio | 0 | 0 | 0 | 0 | 0 | 0 | 0 | 0 | 0 | 0 | 0 | 0 | 0 | 0 | 0 | 0 | 0 | 0 | 0 | 0 | 0 | 0 | 0 | 0 | 0 | 0 | 0 | 0 | 0 | 0
F0_Commercial_Small Retail_Existing_Refrigeration_Electric_Walk-in Refrigerator/Freezer_E0 | F0 | Commercial | Small Retail | Existing | Refrigeration | Electric | Walk-in Refrigerator/Freezer | E0 | Economic Unit | 0 | 0 | 0 | 0 | 0 | 0 | 0 | 0 | 0 | 0 | 0 | 0 | 0 | 0 | 0 | 0 | 0 | 0 | 0 | 0 | 0 | 0 | 0 | 0 | 0 | 0 | 0 | 0 | 0 | 0
F1_Commercial_Small Retail_Existing_Refrigeration_Electric_Walk-in Refrigerator/Freezer_E1 | F1 | Commercial | Small Retail | Existing | Refrigeration | Electric | Walk-in Refrigerator/Freezer | E1 | CCE | 0 | 0 | 0 | 0 | 0 | 0 | 0 | 0 | 0 | 0 | 0 | 0 | 0 | 0 | 0 | 0 | 0 | 0 | 0 | 0 | 0 | 0 | 0 | 0 | 0 | 0 | 0 | 0 | 0 | 0
F1_Commercial_Small Retail_Existing_Refrigeration_Electric_Walk-in Refrigerator/Freezer_E2 | F1 | Commercial | Small Retail | Existing | Refrigeration | Electric | Walk-in Refrigerator/Freezer | E2 | CCE | 0 | 0 | 0 | 0 | 0 | 0 | 0 | 0 | 0 | 0 | 0 | 0 | 0 | 0 | 0 | 0 | 0 | 0 | 0 | 0 | 0 | 0 | 0 | 0 | 0 | 0 | 0 | 0 | 0 | 0
F1_Commercial_Small Retail_Existing_Refrigeration_Electric_Walk-in Refrigerator/Freezer_E3 | F1 | Commercial | Small Retail | Existing | Refrigeration | Electric | Walk-in Refrigerator/Freezer | E3 | CCE | 0 | 0 | 0 | 0 | 0 | 0 | 0 | 0 | 0 | 0 | 0 | 0 | 0 | 0 | 0 | 0 | 0 | 0 | 0 | 0 | 0 | 0 | 0 | 0 | 0 | 0 | 0 | 0 | 0 | 0
F1_Commercial_Small Retail_Existing_Refrigeration_Electric_Walk-in Refrigerator/Freezer_E4 | F1 | Commercial | Small Retail | Existing | Refrigeration | Electric | Walk-in Refrigerator/Freezer | E4 | CCE | 0 | 0 | 0 | 0 | 0 | 0 | 0 | 0 | 0 | 0 | 0 | 0 | 0 | 0 | 0 | 0 | 0 | 0 | 0 | 0 | 0 | 0 | 0 | 0 | 0 | 0 | 0 | 0 | 0 | 0
F1_Commercial_Small Retail_Existing_Refrigeration_Electric_Walk-in Refrigerator/Freezer_E5 | F1 | Commercial | Small Retail | Existing | Refrigeration | Electric | Walk-in Refrigerator/Freezer | E5 | CCE | 0 | 0 | 0 | 0 | 0 | 0 | 0 | 0 | 0 | 0 | 0 | 0 | 0 | 0 | 0 | 0 | 0 | 0 | 0 | 0 | 0 | 0 | 0 | 0 | 0 | 0 | 0 | 0 | 0 | 0
F1_Commercial_Small Retail_Existing_Refrigeration_Electric_Walk-in Refrigerator/Freezer_E6 | F1 | Commercial | Small Retail | Existing | Refrigeration | Electric | Walk-in Refrigerator/Freezer | E6 | CCE | 0 | 0 | 0 | 0 | 0 | 0 | 0 | 0 | 0 | 0 | 0 | 0 | 0 | 0 | 0 | 0 | 0 | 0 | 0 | 0 | 0 | 0 | 0 | 0 | 0 | 0 | 0 | 0 | 0 | 0
F1_Commercial_Small Retail_Existing_Refrigeration_Electric_Walk-in Refrigerator/Freezer_E7 | F1 | Commercial | Small Retail | Existing | Refrigeration | Electric | Walk-in Refrigerator/Freezer | E7 | CCE | 0 | 0 | 0 | 0 | 0 | 0 | 0 | 0 | 0 | 0 | 0 | 0 | 0 | 0 | 0 | 0 | 0 | 0 | 0 | 0 | 0 | 0 | 0 | 0 | 0 | 0 | 0 | 0 | 0 | 0
F1_Commercial_Small Retail_Existing_Refrigeration_Electric_Walk-in Refrigerator/Freezer_E8 | F1 | Commercial | Small Retail | Existing | Refrigeration | Electric | Walk-in Refrigerator/Freezer | E8 | CCE | 0 | 0 | 0 | 0 | 0 | 0 | 0 | 0 | 0 | 0 | 0 | 0 | 0 | 0 | 0 | 0 | 0 | 0 | 0 | 0 | 0 | 0 | 0 | 0 | 0 | 0 | 0 | 0 | 0 | 0
F1_Commercial_Small Retail_Existing_Refrigeration_Electric_Walk-in Refrigerator/Freezer_E9 | F1 | Commercial | Small Retail | Existing | Refrigeration | Electric | Walk-in Refrigerator/Freezer | E9 | CCE | 0 | 0 | 0 | 0 | 0 | 0 | 0 | 0 | 0 | 0 | 0 | 0 | 0 | 0 | 0 | 0 | 0 | 0 | 0 | 0 | 0 | 0 | 0 | 0 | 0 | 0 | 0 | 0 | 0 | 0
F1_Commercial_Small Retail_Existing_Refrigeration_Electric_Walk-in Refrigerator/Freezer_E10 | F1 | Commercial | Small Retail | Existing | Refrigeration | Electric | Walk-in Refrigerator/Freezer | E10 | CCE | 0 | 0 | 0 | 0 | 0 | 0 | 0 | 0 | 0 | 0 | 0 | 0 | 0 | 0 | 0 | 0 | 0 | 0 | 0 | 0 | 0 | 0 | 0 | 0 | 0 | 0 | 0 | 0 | 0 | 0
F2_Commercial_Small Retail_Existing_Refrigeration_Electric_Walk-in Refrigerator/Freezer_E1 | F2 | Commercial | Small Retail | Existing | Refrigeration | Electric | Walk-in Refrigerator/Freezer | E1 | TRC BC Ratio | 0 | 0 | 0 | 0 | 0 | 0 | 0 | 0 | 0 | 0 | 0 | 0 | 0 | 0 | 0 | 0 | 0 | 0 | 0 | 0 | 0 | 0 | 0 | 0 | 0 | 0 | 0 | 0 | 0 | 0
F2_Commercial_Small Retail_Existing_Refrigeration_Electric_Walk-in Refrigerator/Freezer_E2 | F2 | Commercial | Small Retail | Existing | Refrigeration | Electric | Walk-in Refrigerator/Freezer | E2 | TRC BC Ratio | 0 | 0 | 0 | 0 | 0 | 0 | 0 | 0 | 0 | 0 | 0 | 0 | 0 | 0 | 0 | 0 | 0 | 0 | 0 | 0 | 0 | 0 | 0 | 0 | 0 | 0 | 0 | 0 | 0 | 0
F2_Commercial_Small Retail_Existing_Refrigeration_Electric_Walk-in Refrigerator/Freezer_E3 | F2 | Commercial | Small Retail | Existing | Refrigeration | Electric | Walk-in Refrigerator/Freezer | E3 | TRC BC Ratio | 0 | 0 | 0 | 0 | 0 | 0 | 0 | 0 | 0 | 0 | 0 | 0 | 0 | 0 | 0 | 0 | 0 | 0 | 0 | 0 | 0 | 0 | 0 | 0 | 0 | 0 | 0 | 0 | 0 | 0
F2_Commercial_Small Retail_Existing_Refrigeration_Electric_Walk-in Refrigerator/Freezer_E4 | F2 | Commercial | Small Retail | Existing | Refrigeration | Electric | Walk-in Refrigerator/Freezer | E4 | TRC BC Ratio | 0 | 0 | 0 | 0 | 0 | 0 | 0 | 0 | 0 | 0 | 0 | 0 | 0 | 0 | 0 | 0 | 0 | 0 | 0 | 0 | 0 | 0 | 0 | 0 | 0 | 0 | 0 | 0 | 0 | 0
F2_Commercial_Small Retail_Existing_Refrigeration_Electric_Walk-in Refrigerator/Freezer_E5 | F2 | Commercial | Small Retail | Existing | Refrigeration | Electric | Walk-in Refrigerator/Freezer | E5 | TRC BC Ratio | 0 | 0 | 0 | 0 | 0 | 0 | 0 | 0 | 0 | 0 | 0 | 0 | 0 | 0 | 0 | 0 | 0 | 0 | 0 | 0 | 0 | 0 | 0 | 0 | 0 | 0 | 0 | 0 | 0 | 0
F2_Commercial_Small Retail_Existing_Refrigeration_Electric_Walk-in Refrigerator/Freezer_E6 | F2 | Commercial | Small Retail | Existing | Refrigeration | Electric | Walk-in Refrigerator/Freezer | E6 | TRC BC Ratio | 0 | 0 | 0 | 0 | 0 | 0 | 0 | 0 | 0 | 0 | 0 | 0 | 0 | 0 | 0 | 0 | 0 | 0 | 0 | 0 | 0 | 0 | 0 | 0 | 0 | 0 | 0 | 0 | 0 | 0
F2_Commercial_Small Retail_Existing_Refrigeration_Electric_Walk-in Refrigerator/Freezer_E7 | F2 | Commercial | Small Retail | Existing | Refrigeration | Electric | Walk-in Refrigerator/Freezer | E7 | TRC BC Ratio | 0 | 0 | 0 | 0 | 0 | 0 | 0 | 0 | 0 | 0 | 0 | 0 | 0 | 0 | 0 | 0 | 0 | 0 | 0 | 0 | 0 | 0 | 0 | 0 | 0 | 0 | 0 | 0 | 0 | 0
F2_Commercial_Small Retail_Existing_Refrigeration_Electric_Walk-in Refrigerator/Freezer_E8 | F2 | Commercial | Small Retail | Existing | Refrigeration | Electric | Walk-in Refrigerator/Freezer | E8 | TRC BC Ratio | 0 | 0 | 0 | 0 | 0 | 0 | 0 | 0 | 0 | 0 | 0 | 0 | 0 | 0 | 0 | 0 | 0 | 0 | 0 | 0 | 0 | 0 | 0 | 0 | 0 | 0 | 0 | 0 | 0 | 0
F2_Commercial_Small Retail_Existing_Refrigeration_Electric_Walk-in Refrigerator/Freezer_E9 | F2 | Commercial | Small Retail | Existing | Refrigeration | Electric | Walk-in Refrigerator/Freezer | E9 | TRC BC Ratio | 0 | 0 | 0 | 0 | 0 | 0 | 0 | 0 | 0 | 0 | 0 | 0 | 0 | 0 | 0 | 0 | 0 | 0 | 0 | 0 | 0 | 0 | 0 | 0 | 0 | 0 | 0 | 0 | 0 | 0
F2_Commercial_Small Retail_Existing_Refrigeration_Electric_Walk-in Refrigerator/Freezer_E10 | F2 | Commercial | Small Retail | Existing | Refrigeration | Electric | Walk-in Refrigerator/Freezer | E10 | TRC BC Ratio | 0 | 0 | 0 | 0 | 0 | 0 | 0 | 0 | 0 | 0 | 0 | 0 | 0 | 0 | 0 | 0 | 0 | 0 | 0 | 0 | 0 | 0 | 0 | 0 | 0 | 0 | 0 | 0 | 0 | 0
F3_Commercial_Small Retail_Existing_Refrigeration_Electric_Walk-in Refrigerator/Freezer_E1 | F3 | Commercial | Small Retail | Existing | Refrigeration | Electric | Walk-in Refrigerator/Freezer | E1 | PACT BC Ratio | 0 | 0 | 0 | 0 | 0 | 0 | 0 | 0 | 0 | 0 | 0 | 0 | 0 | 0 | 0 | 0 | 0 | 0 | 0 | 0 | 0 | 0 | 0 | 0 | 0 | 0 | 0 | 0 | 0 | 0
F3_Commercial_Small Retail_Existing_Refrigeration_Electric_Walk-in Refrigerator/Freezer_E2 | F3 | Commercial | Small Retail | Existing | Refrigeration | Electric | Walk-in Refrigerator/Freezer | E2 | PACT BC Ratio | 0 | 0 | 0 | 0 | 0 | 0 | 0 | 0 | 0 | 0 | 0 | 0 | 0 | 0 | 0 | 0 | 0 | 0 | 0 | 0 | 0 | 0 | 0 | 0 | 0 | 0 | 0 | 0 | 0 | 0
F3_Commercial_Small Retail_Existing_Refrigeration_Electric_Walk-in Refrigerator/Freezer_E3 | F3 | Commercial | Small Retail | Existing | Refrigeration | Electric | Walk-in Refrigerator/Freezer | E3 | PACT BC Ratio | 0 | 0 | 0 | 0 | 0 | 0 | 0 | 0 | 0 | 0 | 0 | 0 | 0 | 0 | 0 | 0 | 0 | 0 | 0 | 0 | 0 | 0 | 0 | 0 | 0 | 0 | 0 | 0 | 0 | 0
F3_Commercial_Small Retail_Existing_Refrigeration_Electric_Walk-in Refrigerator/Freezer_E4 | F3 | Commercial | Small Retail | Existing | Refrigeration | Electric | Walk-in Refrigerator/Freezer | E4 | PACT BC Ratio | 0 | 0 | 0 | 0 | 0 | 0 | 0 | 0 | 0 | 0 | 0 | 0 | 0 | 0 | 0 | 0 | 0 | 0 | 0 | 0 | 0 | 0 | 0 | 0 | 0 | 0 | 0 | 0 | 0 | 0
F3_Commercial_Small Retail_Existing_Refrigeration_Electric_Walk-in Refrigerator/Freezer_E5 | F3 | Commercial | Small Retail | Existing | Refrigeration | Electric | Walk-in Refrigerator/Freezer | E5 | PACT BC Ratio | 0 | 0 | 0 | 0 | 0 | 0 | 0 | 0 | 0 | 0 | 0 | 0 | 0 | 0 | 0 | 0 | 0 | 0 | 0 | 0 | 0 | 0 | 0 | 0 | 0 | 0 | 0 | 0 | 0 | 0
F3_Commercial_Small Retail_Existing_Refrigeration_Electric_Walk-in Refrigerator/Freezer_E6 | F3 | Commercial | Small Retail | Existing | Refrigeration | Electric | Walk-in Refrigerator/Freezer | E6 | PACT BC Ratio | 0 | 0 | 0 | 0 | 0 | 0 | 0 | 0 | 0 | 0 | 0 | 0 | 0 | 0 | 0 | 0 | 0 | 0 | 0 | 0 | 0 | 0 | 0 | 0 | 0 | 0 | 0 | 0 | 0 | 0
F3_Commercial_Small Retail_Existing_Refrigeration_Electric_Walk-in Refrigerator/Freezer_E7 | F3 | Commercial | Small Retail | Existing | Refrigeration | Electric | Walk-in Refrigerator/Freezer | E7 | PACT BC Ratio | 0 | 0 | 0 | 0 | 0 | 0 | 0 | 0 | 0 | 0 | 0 | 0 | 0 | 0 | 0 | 0 | 0 | 0 | 0 | 0 | 0 | 0 | 0 | 0 | 0 | 0 | 0 | 0 | 0 | 0
F3_Commercial_Small Retail_Existing_Refrigeration_Electric_Walk-in Refrigerator/Freezer_E8 | F3 | Commercial | Small Retail | Existing | Refrigeration | Electric | Walk-in Refrigerator/Freezer | E8 | PACT BC Ratio | 0 | 0 | 0 | 0 | 0 | 0 | 0 | 0 | 0 | 0 | 0 | 0 | 0 | 0 | 0 | 0 | 0 | 0 | 0 | 0 | 0 | 0 | 0 | 0 | 0 | 0 | 0 | 0 | 0 | 0
F3_Commercial_Small Retail_Existing_Refrigeration_Electric_Walk-in Refrigerator/Freezer_E9 | F3 | Commercial | Small Retail | Existing | Refrigeration | Electric | Walk-in Refrigerator/Freezer | E9 | PACT BC Ratio | 0 | 0 | 0 | 0 | 0 | 0 | 0 | 0 | 0 | 0 | 0 | 0 | 0 | 0 | 0 | 0 | 0 | 0 | 0 | 0 | 0 | 0 | 0 | 0 | 0 | 0 | 0 | 0 | 0 | 0
F3_Commercial_Small Retail_Existing_Refrigeration_Electric_Walk-in Refrigerator/Freezer_E10 | F3 | Commercial | Small Retail | Existing | Refrigeration | Electric | Walk-in Refrigerator/Freezer | E10 | PACT BC Ratio | 0 | 0 | 0 | 0 | 0 | 0 | 0 | 0 | 0 | 0 | 0 | 0 | 0 | 0 | 0 | 0 | 0 | 0 | 0 | 0 | 0 | 0 | 0 | 0 | 0 | 0 | 0 | 0 | 0 | 0
F4_Commercial_Small Retail_Existing_Refrigeration_Electric_Walk-in Refrigerator/Freezer_E1 | F4 | Commercial | Small Retail | Existing | Refrigeration | Electric | Walk-in Refrigerator/Freezer | E1 | RVT BC Ratio | 0 | 0 | 0 | 0 | 0 | 0 | 0 | 0 | 0 | 0 | 0 | 0 | 0 | 0 | 0 | 0 | 0 | 0 | 0 | 0 | 0 | 0 | 0 | 0 | 0 | 0 | 0 | 0 | 0 | 0
F4_Commercial_Small Retail_Existing_Refrigeration_Electric_Walk-in Refrigerator/Freezer_E2 | F4 | Commercial | Small Retail | Existing | Refrigeration | Electric | Walk-in Refrigerator/Freezer | E2 | RVT BC Ratio | 0 | 0 | 0 | 0 | 0 | 0 | 0 | 0 | 0 | 0 | 0 | 0 | 0 | 0 | 0 | 0 | 0 | 0 | 0 | 0 | 0 | 0 | 0 | 0 | 0 | 0 | 0 | 0 | 0 | 0
F4_Commercial_Small Retail_Existing_Refrigeration_Electric_Walk-in Refrigerator/Freezer_E3 | F4 | Commercial | Small Retail | Existing | Refrigeration | Electric | Walk-in Refrigerator/Freezer | E3 | RVT BC Ratio | 0 | 0 | 0 | 0 | 0 | 0 | 0 | 0 | 0 | 0 | 0 | 0 | 0 | 0 | 0 | 0 | 0 | 0 | 0 | 0 | 0 | 0 | 0 | 0 | 0 | 0 | 0 | 0 | 0 | 0
F4_Commercial_Small Retail_Existing_Refrigeration_Electric_Walk-in Refrigerator/Freezer_E4 | F4 | Commercial | Small Retail | Existing | Refrigeration | Electric | Walk-in Refrigerator/Freezer | E4 | RVT BC Ratio | 0 | 0 | 0 | 0 | 0 | 0 | 0 | 0 | 0 | 0 | 0 | 0 | 0 | 0 | 0 | 0 | 0 | 0 | 0 | 0 | 0 | 0 | 0 | 0 | 0 | 0 | 0 | 0 | 0 | 0
F4_Commercial_Small Retail_Existing_Refrigeration_Electric_Walk-in Refrigerator/Freezer_E5 | F4 | Commercial | Small Retail | Existing | Refrigeration | Electric | Walk-in Refrigerator/Freezer | E5 | RVT BC Ratio | 0 | 0 | 0 | 0 | 0 | 0 | 0 | 0 | 0 | 0 | 0 | 0 | 0 | 0 | 0 | 0 | 0 | 0 | 0 | 0 | 0 | 0 | 0 | 0 | 0 | 0 | 0 | 0 | 0 | 0
F4_Commercial_Small Retail_Existing_Refrigeration_Electric_Walk-in Refrigerator/Freezer_E6 | F4 | Commercial | Small Retail | Existing | Refrigeration | Electric | Walk-in Refrigerator/Freezer | E6 | RVT BC Ratio | 0 | 0 | 0 | 0 | 0 | 0 | 0 | 0 | 0 | 0 | 0 | 0 | 0 | 0 | 0 | 0 | 0 | 0 | 0 | 0 | 0 | 0 | 0 | 0 | 0 | 0 | 0 | 0 | 0 | 0
F4_Commercial_Small Retail_Existing_Refrigeration_Electric_Walk-in Refrigerator/Freezer_E7 | F4 | Commercial | Small Retail | Existing | Refrigeration | Electric | Walk-in Refrigerator/Freezer | E7 | RVT BC Ratio | 0 | 0 | 0 | 0 | 0 | 0 | 0 | 0 | 0 | 0 | 0 | 0 | 0 | 0 | 0 | 0 | 0 | 0 | 0 | 0 | 0 | 0 | 0 | 0 | 0 | 0 | 0 | 0 | 0 | 0
F4_Commercial_Small Retail_Existing_Refrigeration_Electric_Walk-in Refrigerator/Freezer_E8 | F4 | Commercial | Small Retail | Existing | Refrigeration | Electric | Walk-in Refrigerator/Freezer | E8 | RVT BC Ratio | 0 | 0 | 0 | 0 | 0 | 0 | 0 | 0 | 0 | 0 | 0 | 0 | 0 | 0 | 0 | 0 | 0 | 0 | 0 | 0 | 0 | 0 | 0 | 0 | 0 | 0 | 0 | 0 | 0 | 0
F4_Commercial_Small Retail_Existing_Refrigeration_Electric_Walk-in Refrigerator/Freezer_E9 | F4 | Commercial | Small Retail | Existing | Refrigeration | Electric | Walk-in Refrigerator/Freezer | E9 | RVT BC Ratio | 0 | 0 | 0 | 0 | 0 | 0 | 0 | 0 | 0 | 0 | 0 | 0 | 0 | 0 | 0 | 0 | 0 | 0 | 0 | 0 | 0 | 0 | 0 | 0 | 0 | 0 | 0 | 0 | 0 | 0
F4_Commercial_Small Retail_Existing_Refrigeration_Electric_Walk-in Refrigerator/Freezer_E10 | F4 | Commercial | Small Retail | Existing | Refrigeration | Electric | Walk-in Refrigerator/Freezer | E10 | RVT BC Ratio | 0 | 0 | 0 | 0 | 0 | 0 | 0 | 0 | 0 | 0 | 0 | 0 | 0 | 0 | 0 | 0 | 0 | 0 | 0 | 0 | 0 | 0 | 0 | 0 | 0 | 0 | 0 | 0 | 0 | 0
F5_Commercial_Small Retail_Existing_Refrigeration_Electric_Walk-in Refrigerator/Freezer_E1 | F5 | Commercial | Small Retail | Existing | Refrigeration | Electric | Walk-in Refrigerator/Freezer | E1 | RIM BC Ratio | 0 | 0 | 0 | 0 | 0 | 0 | 0 | 0 | 0 | 0 | 0 | 0 | 0 | 0 | 0 | 0 | 0 | 0 | 0 | 0 | 0 | 0 | 0 | 0 | 0 | 0 | 0 | 0 | 0 | 0
F5_Commercial_Small Retail_Existing_Refrigeration_Electric_Walk-in Refrigerator/Freezer_E2 | F5 | Commercial | Small Retail | Existing | Refrigeration | Electric | Walk-in Refrigerator/Freezer | E2 | RIM BC Ratio | 0 | 0 | 0 | 0 | 0 | 0 | 0 | 0 | 0 | 0 | 0 | 0 | 0 | 0 | 0 | 0 | 0 | 0 | 0 | 0 | 0 | 0 | 0 | 0 | 0 | 0 | 0 | 0 | 0 | 0
F5_Commercial_Small Retail_Existing_Refrigeration_Electric_Walk-in Refrigerator/Freezer_E3 | F5 | Commercial | Small Retail | Existing | Refrigeration | Electric | Walk-in Refrigerator/Freezer | E3 | RIM BC Ratio | 0 | 0 | 0 | 0 | 0 | 0 | 0 | 0 | 0 | 0 | 0 | 0 | 0 | 0 | 0 | 0 | 0 | 0 | 0 | 0 | 0 | 0 | 0 | 0 | 0 | 0 | 0 | 0 | 0 | 0
F5_Commercial_Small Retail_Existing_Refrigeration_Electric_Walk-in Refrigerator/Freezer_E4 | F5 | Commercial | Small Retail | Existing | Refrigeration | Electric | Walk-in Refrigerator/Freezer | E4 | RIM BC Ratio | 0 | 0 | 0 | 0 | 0 | 0 | 0 | 0 | 0 | 0 | 0 | 0 | 0 | 0 | 0 | 0 | 0 | 0 | 0 | 0 | 0 | 0 | 0 | 0 | 0 | 0 | 0 | 0 | 0 | 0
F5_Commercial_Small Retail_Existing_Refrigeration_Electric_Walk-in Refrigerator/Freezer_E5 | F5 | Commercial | Small Retail | Existing | Refrigeration | Electric | Walk-in Refrigerator/Freezer | E5 | RIM BC Ratio | 0 | 0 | 0 | 0 | 0 | 0 | 0 | 0 | 0 | 0 | 0 | 0 | 0 | 0 | 0 | 0 | 0 | 0 | 0 | 0 | 0 | 0 | 0 | 0 | 0 | 0 | 0 | 0 | 0 | 0
F5_Commercial_Small Retail_Existing_Refrigeration_Electric_Walk-in Refrigerator/Freezer_E6 | F5 | Commercial | Small Retail | Existing | Refrigeration | Electric | Walk-in Refrigerator/Freezer | E6 | RIM BC Ratio | 0 | 0 | 0 | 0 | 0 | 0 | 0 | 0 | 0 | 0 | 0 | 0 | 0 | 0 | 0 | 0 | 0 | 0 | 0 | 0 | 0 | 0 | 0 | 0 | 0 | 0 | 0 | 0 | 0 | 0
F5_Commercial_Small Retail_Existing_Refrigeration_Electric_Walk-in Refrigerator/Freezer_E7 | F5 | Commercial | Small Retail | Existing | Refrigeration | Electric | Walk-in Refrigerator/Freezer | E7 | RIM BC Ratio | 0 | 0 | 0 | 0 | 0 | 0 | 0 | 0 | 0 | 0 | 0 | 0 | 0 | 0 | 0 | 0 | 0 | 0 | 0 | 0 | 0 | 0 | 0 | 0 | 0 | 0 | 0 | 0 | 0 | 0
F5_Commercial_Small Retail_Existing_Refrigeration_Electric_Walk-in Refrigerator/Freezer_E8 | F5 | Commercial | Small Retail | Existing | Refrigeration | Electric | Walk-in Refrigerator/Freezer | E8 | RIM BC Ratio | 0 | 0 | 0 | 0 | 0 | 0 | 0 | 0 | 0 | 0 | 0 | 0 | 0 | 0 | 0 | 0 | 0 | 0 | 0 | 0 | 0 | 0 | 0 | 0 | 0 | 0 | 0 | 0 | 0 | 0
F5_Commercial_Small Retail_Existing_Refrigeration_Electric_Walk-in Refrigerator/Freezer_E9 | F5 | Commercial | Small Retail | Existing | Refrigeration | Electric | Walk-in Refrigerator/Freezer | E9 | RIM BC Ratio | 0 | 0 | 0 | 0 | 0 | 0 | 0 | 0 | 0 | 0 | 0 | 0 | 0 | 0 | 0 | 0 | 0 | 0 | 0 | 0 | 0 | 0 | 0 | 0 | 0 | 0 | 0 | 0 | 0 | 0
F5_Commercial_Small Retail_Existing_Refrigeration_Electric_Walk-in Refrigerator/Freezer_E10 | F5 | Commercial | Small Retail | Existing | Refrigeration | Electric | Walk-in Refrigerator/Freezer | E10 | RIM BC Ratio | 0 | 0 | 0 | 0 | 0 | 0 | 0 | 0 | 0 | 0 | 0 | 0 | 0 | 0 | 0 | 0 | 0 | 0 | 0 | 0 | 0 | 0 | 0 | 0 | 0 | 0 | 0 | 0 | 0 | 0
F0_Commercial_Small Retail_Existing_Refrigeration_Electric_Reach-in Refrigerator/Freezer_E0 | F0 | Commercial | Small Retail | Existing | Refrigeration | Electric | Reach-in Refrigerator/Freezer | E0 | Economic Unit | 0 | 0 | 0 | 0 | 0 | 0 | 0 | 0 | 0 | 0 | 0 | 0 | 0 | 0 | 0 | 0 | 0 | 0 | 0 | 0 | 0 | 0 | 0 | 0 | 0 | 0 | 0 | 0 | 0 | 0
F1_Commercial_Small Retail_Existing_Refrigeration_Electric_Reach-in Refrigerator/Freezer_E1 | F1 | Commercial | Small Retail | Existing | Refrigeration | Electric | Reach-in Refrigerator/Freezer | E1 | CCE | 0 | 0 | 0 | 0 | 0 | 0 | 0 | 0 | 0 | 0 | 0 | 0 | 0 | 0 | 0 | 0 | 0 | 0 | 0 | 0 | 0 | 0 | 0 | 0 | 0 | 0 | 0 | 0 | 0 | 0
F1_Commercial_Small Retail_Existing_Refrigeration_Electric_Reach-in Refrigerator/Freezer_E2 | F1 | Commercial | Small Retail | Existing | Refrigeration | Electric | Reach-in Refrigerator/Freezer | E2 | CCE | 0 | 0 | 0 | 0 | 0 | 0 | 0 | 0 | 0 | 0 | 0 | 0 | 0 | 0 | 0 | 0 | 0 | 0 | 0 | 0 | 0 | 0 | 0 | 0 | 0 | 0 | 0 | 0 | 0 | 0
F1_Commercial_Small Retail_Existing_Refrigeration_Electric_Reach-in Refrigerator/Freezer_E3 | F1 | Commercial | Small Retail | Existing | Refrigeration | Electric | Reach-in Refrigerator/Freezer | E3 | CCE | 0 | 0 | 0 | 0 | 0 | 0 | 0 | 0 | 0 | 0 | 0 | 0 | 0 | 0 | 0 | 0 | 0 | 0 | 0 | 0 | 0 | 0 | 0 | 0 | 0 | 0 | 0 | 0 | 0 | 0
F1_Commercial_Small Retail_Existing_Refrigeration_Electric_Reach-in Refrigerator/Freezer_E4 | F1 | Commercial | Small Retail | Existing | Refrigeration | Electric | Reach-in Refrigerator/Freezer | E4 | CCE | 0 | 0 | 0 | 0 | 0 | 0 | 0 | 0 | 0 | 0 | 0 | 0 | 0 | 0 | 0 | 0 | 0 | 0 | 0 | 0 | 0 | 0 | 0 | 0 | 0 | 0 | 0 | 0 | 0 | 0
F1_Commercial_Small Retail_Existing_Refrigeration_Electric_Reach-in Refrigerator/Freezer_E5 | F1 | Commercial | Small Retail | Existing | Refrigeration | Electric | Reach-in Refrigerator/Freezer | E5 | CCE | 0 | 0 | 0 | 0 | 0 | 0 | 0 | 0 | 0 | 0 | 0 | 0 | 0 | 0 | 0 | 0 | 0 | 0 | 0 | 0 | 0 | 0 | 0 | 0 | 0 | 0 | 0 | 0 | 0 | 0
F1_Commercial_Small Retail_Existing_Refrigeration_Electric_Reach-in Refrigerator/Freezer_E6 | F1 | Commercial | Small Retail | Existing | Refrigeration | Electric | Reach-in Refrigerator/Freezer | E6 | CCE | 0 | 0 | 0 | 0 | 0 | 0 | 0 | 0 | 0 | 0 | 0 | 0 | 0 | 0 | 0 | 0 | 0 | 0 | 0 | 0 | 0 | 0 | 0 | 0 | 0 | 0 | 0 | 0 | 0 | 0
F1_Commercial_Small Retail_Existing_Refrigeration_Electric_Reach-in Refrigerator/Freezer_E7 | F1 | Commercial | Small Retail | Existing | Refrigeration | Electric | Reach-in Refrigerator/Freezer | E7 | CCE | 0 | 0 | 0 | 0 | 0 | 0 | 0 | 0 | 0 | 0 | 0 | 0 | 0 | 0 | 0 | 0 | 0 | 0 | 0 | 0 | 0 | 0 | 0 | 0 | 0 | 0 | 0 | 0 | 0 | 0
F1_Commercial_Small Retail_Existing_Refrigeration_Electric_Reach-in Refrigerator/Freezer_E8 | F1 | Commercial | Small Retail | Existing | Refrigeration | Electric | Reach-in Refrigerator/Freezer | E8 | CCE | 0 | 0 | 0 | 0 | 0 | 0 | 0 | 0 | 0 | 0 | 0 | 0 | 0 | 0 | 0 | 0 | 0 | 0 | 0 | 0 | 0 | 0 | 0 | 0 | 0 | 0 | 0 | 0 | 0 | 0
F1_Commercial_Small Retail_Existing_Refrigeration_Electric_Reach-in Refrigerator/Freezer_E9 | F1 | Commercial | Small Retail | Existing | Refrigeration | Electric | Reach-in Refrigerator/Freezer | E9 | CCE | 0 | 0 | 0 | 0 | 0 | 0 | 0 | 0 | 0 | 0 | 0 | 0 | 0 | 0 | 0 | 0 | 0 | 0 | 0 | 0 | 0 | 0 | 0 | 0 | 0 | 0 | 0 | 0 | 0 | 0
F1_Commercial_Small Retail_Existing_Refrigeration_Electric_Reach-in Refrigerator/Freezer_E10 | F1 | Commercial | Small Retail | Existing | Refrigeration | Electric | Reach-in Refrigerator/Freezer | E10 | CCE | 0 | 0 | 0 | 0 | 0 | 0 | 0 | 0 | 0 | 0 | 0 | 0 | 0 | 0 | 0 | 0 | 0 | 0 | 0 | 0 | 0 | 0 | 0 | 0 | 0 | 0 | 0 | 0 | 0 | 0
F2_Commercial_Small Retail_Existing_Refrigeration_Electric_Reach-in Refrigerator/Freezer_E1 | F2 | Commercial | Small Retail | Existing | Refrigeration | Electric | Reach-in Refrigerator/Freezer | E1 | TRC BC Ratio | 0 | 0 | 0 | 0 | 0 | 0 | 0 | 0 | 0 | 0 | 0 | 0 | 0 | 0 | 0 | 0 | 0 | 0 | 0 | 0 | 0 | 0 | 0 | 0 | 0 | 0 | 0 | 0 | 0 | 0
F2_Commercial_Small Retail_Existing_Refrigeration_Electric_Reach-in Refrigerator/Freezer_E2 | F2 | Commercial | Small Retail | Existing | Refrigeration | Electric | Reach-in Refrigerator/Freezer | E2 | TRC BC Ratio | 0 | 0 | 0 | 0 | 0 | 0 | 0 | 0 | 0 | 0 | 0 | 0 | 0 | 0 | 0 | 0 | 0 | 0 | 0 | 0 | 0 | 0 | 0 | 0 | 0 | 0 | 0 | 0 | 0 | 0
F2_Commercial_Small Retail_Existing_Refrigeration_Electric_Reach-in Refrigerator/Freezer_E3 | F2 | Commercial | Small Retail | Existing | Refrigeration | Electric | Reach-in Refrigerator/Freezer | E3 | TRC BC Ratio | 0 | 0 | 0 | 0 | 0 | 0 | 0 | 0 | 0 | 0 | 0 | 0 | 0 | 0 | 0 | 0 | 0 | 0 | 0 | 0 | 0 | 0 | 0 | 0 | 0 | 0 | 0 | 0 | 0 | 0
F2_Commercial_Small Retail_Existing_Refrigeration_Electric_Reach-in Refrigerator/Freezer_E4 | F2 | Commercial | Small Retail | Existing | Refrigeration | Electric | Reach-in Refrigerator/Freezer | E4 | TRC BC Ratio | 0 | 0 | 0 | 0 | 0 | 0 | 0 | 0 | 0 | 0 | 0 | 0 | 0 | 0 | 0 | 0 | 0 | 0 | 0 | 0 | 0 | 0 | 0 | 0 | 0 | 0 | 0 | 0 | 0 | 0
F2_Commercial_Small Retail_Existing_Refrigeration_Electric_Reach-in Refrigerator/Freezer_E5 | F2 | Commercial | Small Retail | Existing | Refrigeration | Electric | Reach-in Refrigerator/Freezer | E5 | TRC BC Ratio | 0 | 0 | 0 | 0 | 0 | 0 | 0 | 0 | 0 | 0 | 0 | 0 | 0 | 0 | 0 | 0 | 0 | 0 | 0 | 0 | 0 | 0 | 0 | 0 | 0 | 0 | 0 | 0 | 0 | 0
F2_Commercial_Small Retail_Existing_Refrigeration_Electric_Reach-in Refrigerator/Freezer_E6 | F2 | Commercial | Small Retail | Existing | Refrigeration | Electric | Reach-in Refrigerator/Freezer | E6 | TRC BC Ratio | 0 | 0 | 0 | 0 | 0 | 0 | 0 | 0 | 0 | 0 | 0 | 0 | 0 | 0 | 0 | 0 | 0 | 0 | 0 | 0 | 0 | 0 | 0 | 0 | 0 | 0 | 0 | 0 | 0 | 0
F2_Commercial_Small Retail_Existing_Refrigeration_Electric_Reach-in Refrigerator/Freezer_E7 | F2 | Commercial | Small Retail | Existing | Refrigeration | Electric | Reach-in Refrigerator/Freezer | E7 | TRC BC Ratio | 0 | 0 | 0 | 0 | 0 | 0 | 0 | 0 | 0 | 0 | 0 | 0 | 0 | 0 | 0 | 0 | 0 | 0 | 0 | 0 | 0 | 0 | 0 | 0 | 0 | 0 | 0 | 0 | 0 | 0
F2_Commercial_Small Retail_Existing_Refrigeration_Electric_Reach-in Refrigerator/Freezer_E8 | F2 | Commercial | Small Retail | Existing | Refrigeration | Electric | Reach-in Refrigerator/Freezer | E8 | TRC BC Ratio | 0 | 0 | 0 | 0 | 0 | 0 | 0 | 0 | 0 | 0 | 0 | 0 | 0 | 0 | 0 | 0 | 0 | 0 | 0 | 0 | 0 | 0 | 0 | 0 | 0 | 0 | 0 | 0 | 0 | 0
F2_Commercial_Small Retail_Existing_Refrigeration_Electric_Reach-in Refrigerator/Freezer_E9 | F2 | Commercial | Small Retail | Existing | Refrigeration | Electric | Reach-in Refrigerator/Freezer | E9 | TRC BC Ratio | 0 | 0 | 0 | 0 | 0 | 0 | 0 | 0 | 0 | 0 | 0 | 0 | 0 | 0 | 0 | 0 | 0 | 0 | 0 | 0 | 0 | 0 | 0 | 0 | 0 | 0 | 0 | 0 | 0 | 0
F2_Commercial_Small Retail_Existing_Refrigeration_Electric_Reach-in Refrigerator/Freezer_E10 | F2 | Commercial | Small Retail | Existing | Refrigeration | Electric | Reach-in Refrigerator/Freezer | E10 | TRC BC Ratio | 0 | 0 | 0 | 0 | 0 | 0 | 0 | 0 | 0 | 0 | 0 | 0 | 0 | 0 | 0 | 0 | 0 | 0 | 0 | 0 | 0 | 0 | 0 | 0 | 0 | 0 | 0 | 0 | 0 | 0
F3_Commercial_Small Retail_Existing_Refrigeration_Electric_Reach-in Refrigerator/Freezer_E1 | F3 | Commercial | Small Retail | Existing | Refrigeration | Electric | Reach-in Refrigerator/Freezer | E1 | PACT BC Ratio | 0 | 0 | 0 | 0 | 0 | 0 | 0 | 0 | 0 | 0 | 0 | 0 | 0 | 0 | 0 | 0 | 0 | 0 | 0 | 0 | 0 | 0 | 0 | 0 | 0 | 0 | 0 | 0 | 0 | 0
F3_Commercial_Small Retail_Existing_Refrigeration_Electric_Reach-in Refrigerator/Freezer_E2 | F3 | Commercial | Small Retail | Existing | Refrigeration | Electric | Reach-in Refrigerator/Freezer | E2 | PACT BC Ratio | 0 | 0 | 0 | 0 | 0 | 0 | 0 | 0 | 0 | 0 | 0 | 0 | 0 | 0 | 0 | 0 | 0 | 0 | 0 | 0 | 0 | 0 | 0 | 0 | 0 | 0 | 0 | 0 | 0 | 0
F3_Commercial_Small Retail_Existing_Refrigeration_Electric_Reach-in Refrigerator/Freezer_E3 | F3 | Commercial | Small Retail | Existing | Refrigeration | Electric | Reach-in Refrigerator/Freezer | E3 | PACT BC Ratio | 0 | 0 | 0 | 0 | 0 | 0 | 0 | 0 | 0 | 0 | 0 | 0 | 0 | 0 | 0 | 0 | 0 | 0 | 0 | 0 | 0 | 0 | 0 | 0 | 0 | 0 | 0 | 0 | 0 | 0
F3_Commercial_Small Retail_Existing_Refrigeration_Electric_Reach-in Refrigerator/Freezer_E4 | F3 | Commercial | Small Retail | Existing | Refrigeration | Electric | Reach-in Refrigerator/Freezer | E4 | PACT BC Ratio | 0 | 0 | 0 | 0 | 0 | 0 | 0 | 0 | 0 | 0 | 0 | 0 | 0 | 0 | 0 | 0 | 0 | 0 | 0 | 0 | 0 | 0 | 0 | 0 | 0 | 0 | 0 | 0 | 0 | 0
F3_Commercial_Small Retail_Existing_Refrigeration_Electric_Reach-in Refrigerator/Freezer_E5 | F3 | Commercial | Small Retail | Existing | Refrigeration | Electric | Reach-in Refrigerator/Freezer | E5 | PACT BC Ratio | 0 | 0 | 0 | 0 | 0 | 0 | 0 | 0 | 0 | 0 | 0 | 0 | 0 | 0 | 0 | 0 | 0 | 0 | 0 | 0 | 0 | 0 | 0 | 0 | 0 | 0 | 0 | 0 | 0 | 0
F3_Commercial_Small Retail_Existing_Refrigeration_Electric_Reach-in Refrigerator/Freezer_E6 | F3 | Commercial | Small Retail | Existing | Refrigeration | Electric | Reach-in Refrigerator/Freezer | E6 | PACT BC Ratio | 0 | 0 | 0 | 0 | 0 | 0 | 0 | 0 | 0 | 0 | 0 | 0 | 0 | 0 | 0 | 0 | 0 | 0 | 0 | 0 | 0 | 0 | 0 | 0 | 0 | 0 | 0 | 0 | 0 | 0
F3_Commercial_Small Retail_Existing_Refrigeration_Electric_Reach-in Refrigerator/Freezer_E7 | F3 | Commercial | Small Retail | Existing | Refrigeration | Electric | Reach-in Refrigerator/Freezer | E7 | PACT BC Ratio | 0 | 0 | 0 | 0 | 0 | 0 | 0 | 0 | 0 | 0 | 0 | 0 | 0 | 0 | 0 | 0 | 0 | 0 | 0 | 0 | 0 | 0 | 0 | 0 | 0 | 0 | 0 | 0 | 0 | 0
F3_Commercial_Small Retail_Existing_Refrigeration_Electric_Reach-in Refrigerator/Freezer_E8 | F3 | Commercial | Small Retail | Existing | Refrigeration | Electric | Reach-in Refrigerator/Freezer | E8 | PACT BC Ratio | 0 | 0 | 0 | 0 | 0 | 0 | 0 | 0 | 0 | 0 | 0 | 0 | 0 | 0 | 0 | 0 | 0 | 0 | 0 | 0 | 0 | 0 | 0 | 0 | 0 | 0 | 0 | 0 | 0 | 0
F3_Commercial_Small Retail_Existing_Refrigeration_Electric_Reach-in Refrigerator/Freezer_E9 | F3 | Commercial | Small Retail | Existing | Refrigeration | Electric | Reach-in Refrigerator/Freezer | E9 | PACT BC Ratio | 0 | 0 | 0 | 0 | 0 | 0 | 0 | 0 | 0 | 0 | 0 | 0 | 0 | 0 | 0 | 0 | 0 | 0 | 0 | 0 | 0 | 0 | 0 | 0 | 0 | 0 | 0 | 0 | 0 | 0
F3_Commercial_Small Retail_Existing_Refrigeration_Electric_Reach-in Refrigerator/Freezer_E10 | F3 | Commercial | Small Retail | Existing | Refrigeration | Electric | Reach-in Refrigerator/Freezer | E10 | PACT BC Ratio | 0 | 0 | 0 | 0 | 0 | 0 | 0 | 0 | 0 | 0 | 0 | 0 | 0 | 0 | 0 | 0 | 0 | 0 | 0 | 0 | 0 | 0 | 0 | 0 | 0 | 0 | 0 | 0 | 0 | 0
F4_Commercial_Small Retail_Existing_Refrigeration_Electric_Reach-in Refrigerator/Freezer_E1 | F4 | Commercial | Small Retail | Existing | Refrigeration | Electric | Reach-in Refrigerator/Freezer | E1 | RVT BC Ratio | 0 | 0 | 0 | 0 | 0 | 0 | 0 | 0 | 0 | 0 | 0 | 0 | 0 | 0 | 0 | 0 | 0 | 0 | 0 | 0 | 0 | 0 | 0 | 0 | 0 | 0 | 0 | 0 | 0 | 0
F4_Commercial_Small Retail_Existing_Refrigeration_Electric_Reach-in Refrigerator/Freezer_E2 | F4 | Commercial | Small Retail | Existing | Refrigeration | Electric | Reach-in Refrigerator/Freezer | E2 | RVT BC Ratio | 0 | 0 | 0 | 0 | 0 | 0 | 0 | 0 | 0 | 0 | 0 | 0 | 0 | 0 | 0 | 0 | 0 | 0 | 0 | 0 | 0 | 0 | 0 | 0 | 0 | 0 | 0 | 0 | 0 | 0
F4_Commercial_Small Retail_Existing_Refrigeration_Electric_Reach-in Refrigerator/Freezer_E3 | F4 | Commercial | Small Retail | Existing | Refrigeration | Electric | Reach-in Refrigerator/Freezer | E3 | RVT BC Ratio | 0 | 0 | 0 | 0 | 0 | 0 | 0 | 0 | 0 | 0 | 0 | 0 | 0 | 0 | 0 | 0 | 0 | 0 | 0 | 0 | 0 | 0 | 0 | 0 | 0 | 0 | 0 | 0 | 0 | 0
F4_Commercial_Small Retail_Existing_Refrigeration_Electric_Reach-in Refrigerator/Freezer_E4 | F4 | Commercial | Small Retail | Existing | Refrigeration | Electric | Reach-in Refrigerator/Freezer | E4 | RVT BC Ratio | 0 | 0 | 0 | 0 | 0 | 0 | 0 | 0 | 0 | 0 | 0 | 0 | 0 | 0 | 0 | 0 | 0 | 0 | 0 | 0 | 0 | 0 | 0 | 0 | 0 | 0 | 0 | 0 | 0 | 0
F4_Commercial_Small Retail_Existing_Refrigeration_Electric_Reach-in Refrigerator/Freezer_E5 | F4 | Commercial | Small Retail | Existing | Refrigeration | Electric | Reach-in Refrigerator/Freezer | E5 | RVT BC Ratio | 0 | 0 | 0 | 0 | 0 | 0 | 0 | 0 | 0 | 0 | 0 | 0 | 0 | 0 | 0 | 0 | 0 | 0 | 0 | 0 | 0 | 0 | 0 | 0 | 0 | 0 | 0 | 0 | 0 | 0
F4_Commercial_Small Retail_Existing_Refrigeration_Electric_Reach-in Refrigerator/Freezer_E6 | F4 | Commercial | Small Retail | Existing | Refrigeration | Electric | Reach-in Refrigerator/Freezer | E6 | RVT BC Ratio | 0 | 0 | 0 | 0 | 0 | 0 | 0 | 0 | 0 | 0 | 0 | 0 | 0 | 0 | 0 | 0 | 0 | 0 | 0 | 0 | 0 | 0 | 0 | 0 | 0 | 0 | 0 | 0 | 0 | 0
F4_Commercial_Small Retail_Existing_Refrigeration_Electric_Reach-in Refrigerator/Freezer_E7 | F4 | Commercial | Small Retail | Existing | Refrigeration | Electric | Reach-in Refrigerator/Freezer | E7 | RVT BC Ratio | 0 | 0 | 0 | 0 | 0 | 0 | 0 | 0 | 0 | 0 | 0 | 0 | 0 | 0 | 0 | 0 | 0 | 0 | 0 | 0 | 0 | 0 | 0 | 0 | 0 | 0 | 0 | 0 | 0 | 0
F4_Commercial_Small Retail_Existing_Refrigeration_Electric_Reach-in Refrigerator/Freezer_E8 | F4 | Commercial | Small Retail | Existing | Refrigeration | Electric | Reach-in Refrigerator/Freezer | E8 | RVT BC Ratio | 0 | 0 | 0 | 0 | 0 | 0 | 0 | 0 | 0 | 0 | 0 | 0 | 0 | 0 | 0 | 0 | 0 | 0 | 0 | 0 | 0 | 0 | 0 | 0 | 0 | 0 | 0 | 0 | 0 | 0
F4_Commercial_Small Retail_Existing_Refrigeration_Electric_Reach-in Refrigerator/Freezer_E9 | F4 | Commercial | Small Retail | Existing | Refrigeration | Electric | Reach-in Refrigerator/Freezer | E9 | RVT BC Ratio | 0 | 0 | 0 | 0 | 0 | 0 | 0 | 0 | 0 | 0 | 0 | 0 | 0 | 0 | 0 | 0 | 0 | 0 | 0 | 0 | 0 | 0 | 0 | 0 | 0 | 0 | 0 | 0 | 0 | 0
F4_Commercial_Small Retail_Existing_Refrigeration_Electric_Reach-in Refrigerator/Freezer_E10 | F4 | Commercial | Small Retail | Existing | Refrigeration | Electric | Reach-in Refrigerator/Freezer | E10 | RVT BC Ratio | 0 | 0 | 0 | 0 | 0 | 0 | 0 | 0 | 0 | 0 | 0 | 0 | 0 | 0 | 0 | 0 | 0 | 0 | 0 | 0 | 0 | 0 | 0 | 0 | 0 | 0 | 0 | 0 | 0 | 0
F5_Commercial_Small Retail_Existing_Refrigeration_Electric_Reach-in Refrigerator/Freezer_E1 | F5 | Commercial | Small Retail | Existing | Refrigeration | Electric | Reach-in Refrigerator/Freezer | E1 | RIM BC Ratio | 0 | 0 | 0 | 0 | 0 | 0 | 0 | 0 | 0 | 0 | 0 | 0 | 0 | 0 | 0 | 0 | 0 | 0 | 0 | 0 | 0 | 0 | 0 | 0 | 0 | 0 | 0 | 0 | 0 | 0
F5_Commercial_Small Retail_Existing_Refrigeration_Electric_Reach-in Refrigerator/Freezer_E2 | F5 | Commercial | Small Retail | Existing | Refrigeration | Electric | Reach-in Refrigerator/Freezer | E2 | RIM BC Ratio | 0 | 0 | 0 | 0 | 0 | 0 | 0 | 0 | 0 | 0 | 0 | 0 | 0 | 0 | 0 | 0 | 0 | 0 | 0 | 0 | 0 | 0 | 0 | 0 | 0 | 0 | 0 | 0 | 0 | 0
F5_Commercial_Small Retail_Existing_Refrigeration_Electric_Reach-in Refrigerator/Freezer_E3 | F5 | Commercial | Small Retail | Existing | Refrigeration | Electric | Reach-in Refrigerator/Freezer | E3 | RIM BC Ratio | 0 | 0 | 0 | 0 | 0 | 0 | 0 | 0 | 0 | 0 | 0 | 0 | 0 | 0 | 0 | 0 | 0 | 0 | 0 | 0 | 0 | 0 | 0 | 0 | 0 | 0 | 0 | 0 | 0 | 0
F5_Commercial_Small Retail_Existing_Refrigeration_Electric_Reach-in Refrigerator/Freezer_E4 | F5 | Commercial | Small Retail | Existing | Refrigeration | Electric | Reach-in Refrigerator/Freezer | E4 | RIM BC Ratio | 0 | 0 | 0 | 0 | 0 | 0 | 0 | 0 | 0 | 0 | 0 | 0 | 0 | 0 | 0 | 0 | 0 | 0 | 0 | 0 | 0 | 0 | 0 | 0 | 0 | 0 | 0 | 0 | 0 | 0
F5_Commercial_Small Retail_Existing_Refrigeration_Electric_Reach-in Refrigerator/Freezer_E5 | F5 | Commercial | Small Retail | Existing | Refrigeration | Electric | Reach-in Refrigerator/Freezer | E5 | RIM BC Ratio | 0 | 0 | 0 | 0 | 0 | 0 | 0 | 0 | 0 | 0 | 0 | 0 | 0 | 0 | 0 | 0 | 0 | 0 | 0 | 0 | 0 | 0 | 0 | 0 | 0 | 0 | 0 | 0 | 0 | 0
F5_Commercial_Small Retail_Existing_Refrigeration_Electric_Reach-in Refrigerator/Freezer_E6 | F5 | Commercial | Small Retail | Existing | Refrigeration | Electric | Reach-in Refrigerator/Freezer | E6 | RIM BC Ratio | 0 | 0 | 0 | 0 | 0 | 0 | 0 | 0 | 0 | 0 | 0 | 0 | 0 | 0 | 0 | 0 | 0 | 0 | 0 | 0 | 0 | 0 | 0 | 0 | 0 | 0 | 0 | 0 | 0 | 0
F5_Commercial_Small Retail_Existing_Refrigeration_Electric_Reach-in Refrigerator/Freezer_E7 | F5 | Commercial | Small Retail | Existing | Refrigeration | Electric | Reach-in Refrigerator/Freezer | E7 | RIM BC Ratio | 0 | 0 | 0 | 0 | 0 | 0 | 0 | 0 | 0 | 0 | 0 | 0 | 0 | 0 | 0 | 0 | 0 | 0 | 0 | 0 | 0 | 0 | 0 | 0 | 0 | 0 | 0 | 0 | 0 | 0
F5_Commercial_Small Retail_Existing_Refrigeration_Electric_Reach-in Refrigerator/Freezer_E8 | F5 | Commercial | Small Retail | Existing | Refrigeration | Electric | Reach-in Refrigerator/Freezer | E8 | RIM BC Ratio | 0 | 0 | 0 | 0 | 0 | 0 | 0 | 0 | 0 | 0 | 0 | 0 | 0 | 0 | 0 | 0 | 0 | 0 | 0 | 0 | 0 | 0 | 0 | 0 | 0 | 0 | 0 | 0 | 0 | 0
F5_Commercial_Small Retail_Existing_Refrigeration_Electric_Reach-in Refrigerator/Freezer_E9 | F5 | Commercial | Small Retail | Existing | Refrigeration | Electric | Reach-in Refrigerator/Freezer | E9 | RIM BC Ratio | 0 | 0 | 0 | 0 | 0 | 0 | 0 | 0 | 0 | 0 | 0 | 0 | 0 | 0 | 0 | 0 | 0 | 0 | 0 | 0 | 0 | 0 | 0 | 0 | 0 | 0 | 0 | 0 | 0 | 0
F5_Commercial_Small Retail_Existing_Refrigeration_Electric_Reach-in Refrigerator/Freezer_E10 | F5 | Commercial | Small Retail | Existing | Refrigeration | Electric | Reach-in Refrigerator/Freezer | E10 | RIM BC Ratio | 0 | 0 | 0 | 0 | 0 | 0 | 0 | 0 | 0 | 0 | 0 | 0 | 0 | 0 | 0 | 0 | 0 | 0 | 0 | 0 | 0 | 0 | 0 | 0 | 0 | 0 | 0 | 0 | 0 | 0
F0_Commercial_Small Retail_Existing_Refrigeration_Electric_Glass Door Display_E0 | F0 | Commercial | Small Retail | Existing | Refrigeration | Electric | Glass Door Display | E0 | Economic Unit | 0 | 0 | 0 | 0 | 0 | 0 | 0 | 0 | 0 | 0 | 0 | 0 | 0 | 0 | 0 | 0 | 0 | 0 | 0 | 0 | 0 | 0 | 0 | 0 | 0 | 0 | 0 | 0 | 0 | 0
F1_Commercial_Small Retail_Existing_Refrigeration_Electric_Glass Door Display_E1 | F1 | Commercial | Small Retail | Existing | Refrigeration | Electric | Glass Door Display | E1 | CCE | 0 | 0 | 0 | 0 | 0 | 0 | 0 | 0 | 0 | 0 | 0 | 0 | 0 | 0 | 0 | 0 | 0 | 0 | 0 | 0 | 0 | 0 | 0 | 0 | 0 | 0 | 0 | 0 | 0 | 0
F1_Commercial_Small Retail_Existing_Refrigeration_Electric_Glass Door Display_E2 | F1 | Commercial | Small Retail | Existing | Refrigeration | Electric | Glass Door Display | E2 | CCE | 0 | 0 | 0 | 0 | 0 | 0 | 0 | 0 | 0 | 0 | 0 | 0 | 0 | 0 | 0 | 0 | 0 | 0 | 0 | 0 | 0 | 0 | 0 | 0 | 0 | 0 | 0 | 0 | 0 | 0
F1_Commercial_Small Retail_Existing_Refrigeration_Electric_Glass Door Display_E3 | F1 | Commercial | Small Retail | Existing | Refrigeration | Electric | Glass Door Display | E3 | CCE | 0 | 0 | 0 | 0 | 0 | 0 | 0 | 0 | 0 | 0 | 0 | 0 | 0 | 0 | 0 | 0 | 0 | 0 | 0 | 0 | 0 | 0 | 0 | 0 | 0 | 0 | 0 | 0 | 0 | 0
F1_Commercial_Small Retail_Existing_Refrigeration_Electric_Glass Door Display_E4 | F1 | Commercial | Small Retail | Existing | Refrigeration | Electric | Glass Door Display | E4 | CCE | 0 | 0 | 0 | 0 | 0 | 0 | 0 | 0 | 0 | 0 | 0 | 0 | 0 | 0 | 0 | 0 | 0 | 0 | 0 | 0 | 0 | 0 | 0 | 0 | 0 | 0 | 0 | 0 | 0 | 0
F1_Commercial_Small Retail_Existing_Refrigeration_Electric_Glass Door Display_E5 | F1 | Commercial | Small Retail | Existing | Refrigeration | Electric | Glass Door Display | E5 | CCE | 0 | 0 | 0 | 0 | 0 | 0 | 0 | 0 | 0 | 0 | 0 | 0 | 0 | 0 | 0 | 0 | 0 | 0 | 0 | 0 | 0 | 0 | 0 | 0 | 0 | 0 | 0 | 0 | 0 | 0
F1_Commercial_Small Retail_Existing_Refrigeration_Electric_Glass Door Display_E6 | F1 | Commercial | Small Retail | Existing | Refrigeration | Electric | Glass Door Display | E6 | CCE | 0 | 0 | 0 | 0 | 0 | 0 | 0 | 0 | 0 | 0 | 0 | 0 | 0 | 0 | 0 | 0 | 0 | 0 | 0 | 0 | 0 | 0 | 0 | 0 | 0 | 0 | 0 | 0 | 0 | 0
F1_Commercial_Small Retail_Existing_Refrigeration_Electric_Glass Door Display_E7 | F1 | Commercial | Small Retail | Existing | Refrigeration | Electric | Glass Door Display | E7 | CCE | 0 | 0 | 0 | 0 | 0 | 0 | 0 | 0 | 0 | 0 | 0 | 0 | 0 | 0 | 0 | 0 | 0 | 0 | 0 | 0 | 0 | 0 | 0 | 0 | 0 | 0 | 0 | 0 | 0 | 0
F1_Commercial_Small Retail_Existing_Refrigeration_Electric_Glass Door Display_E8 | F1 | Commercial | Small Retail | Existing | Refrigeration | Electric | Glass Door Display | E8 | CCE | 0 | 0 | 0 | 0 | 0 | 0 | 0 | 0 | 0 | 0 | 0 | 0 | 0 | 0 | 0 | 0 | 0 | 0 | 0 | 0 | 0 | 0 | 0 | 0 | 0 | 0 | 0 | 0 | 0 | 0
F1_Commercial_Small Retail_Existing_Refrigeration_Electric_Glass Door Display_E9 | F1 | Commercial | Small Retail | Existing | Refrigeration | Electric | Glass Door Display | E9 | CCE | 0 | 0 | 0 | 0 | 0 | 0 | 0 | 0 | 0 | 0 | 0 | 0 | 0 | 0 | 0 | 0 | 0 | 0 | 0 | 0 | 0 | 0 | 0 | 0 | 0 | 0 | 0 | 0 | 0 | 0
F1_Commercial_Small Retail_Existing_Refrigeration_Electric_Glass Door Display_E10 | F1 | Commercial | Small Retail | Existing | Refrigeration | Electric | Glass Door Display | E10 | CCE | 0 | 0 | 0 | 0 | 0 | 0 | 0 | 0 | 0 | 0 | 0 | 0 | 0 | 0 | 0 | 0 | 0 | 0 | 0 | 0 | 0 | 0 | 0 | 0 | 0 | 0 | 0 | 0 | 0 | 0
F2_Commercial_Small Retail_Existing_Refrigeration_Electric_Glass Door Display_E1 | F2 | Commercial | Small Retail | Existing | Refrigeration | Electric | Glass Door Display | E1 | TRC BC Ratio | 0 | 0 | 0 | 0 | 0 | 0 | 0 | 0 | 0 | 0 | 0 | 0 | 0 | 0 | 0 | 0 | 0 | 0 | 0 | 0 | 0 | 0 | 0 | 0 | 0 | 0 | 0 | 0 | 0 | 0
F2_Commercial_Small Retail_Existing_Refrigeration_Electric_Glass Door Display_E2 | F2 | Commercial | Small Retail | Existing | Refrigeration | Electric | Glass Door Display | E2 | TRC BC Ratio | 0 | 0 | 0 | 0 | 0 | 0 | 0 | 0 | 0 | 0 | 0 | 0 | 0 | 0 | 0 | 0 | 0 | 0 | 0 | 0 | 0 | 0 | 0 | 0 | 0 | 0 | 0 | 0 | 0 | 0
F2_Commercial_Small Retail_Existing_Refrigeration_Electric_Glass Door Display_E3 | F2 | Commercial | Small Retail | Existing | Refrigeration | Electric | Glass Door Display | E3 | TRC BC Ratio | 0 | 0 | 0 | 0 | 0 | 0 | 0 | 0 | 0 | 0 | 0 | 0 | 0 | 0 | 0 | 0 | 0 | 0 | 0 | 0 | 0 | 0 | 0 | 0 | 0 | 0 | 0 | 0 | 0 | 0
F2_Commercial_Small Retail_Existing_Refrigeration_Electric_Glass Door Display_E4 | F2 | Commercial | Small Retail | Existing | Refrigeration | Electric | Glass Door Display | E4 | TRC BC Ratio | 0 | 0 | 0 | 0 | 0 | 0 | 0 | 0 | 0 | 0 | 0 | 0 | 0 | 0 | 0 | 0 | 0 | 0 | 0 | 0 | 0 | 0 | 0 | 0 | 0 | 0 | 0 | 0 | 0 | 0
F2_Commercial_Small Retail_Existing_Refrigeration_Electric_Glass Door Display_E5 | F2 | Commercial | Small Retail | Existing | Refrigeration | Electric | Glass Door Display | E5 | TRC BC Ratio | 0 | 0 | 0 | 0 | 0 | 0 | 0 | 0 | 0 | 0 | 0 | 0 | 0 | 0 | 0 | 0 | 0 | 0 | 0 | 0 | 0 | 0 | 0 | 0 | 0 | 0 | 0 | 0 | 0 | 0
F2_Commercial_Small Retail_Existing_Refrigeration_Electric_Glass Door Display_E6 | F2 | Commercial | Small Retail | Existing | Refrigeration | Electric | Glass Door Display | E6 | TRC BC Ratio | 0 | 0 | 0 | 0 | 0 | 0 | 0 | 0 | 0 | 0 | 0 | 0 | 0 | 0 | 0 | 0 | 0 | 0 | 0 | 0 | 0 | 0 | 0 | 0 | 0 | 0 | 0 | 0 | 0 | 0
F2_Commercial_Small Retail_Existing_Refrigeration_Electric_Glass Door Display_E7 | F2 | Commercial | Small Retail | Existing | Refrigeration | Electric | Glass Door Display | E7 | TRC BC Ratio | 0 | 0 | 0 | 0 | 0 | 0 | 0 | 0 | 0 | 0 | 0 | 0 | 0 | 0 | 0 | 0 | 0 | 0 | 0 | 0 | 0 | 0 | 0 | 0 | 0 | 0 | 0 | 0 | 0 | 0
F2_Commercial_Small Retail_Existing_Refrigeration_Electric_Glass Door Display_E8 | F2 | Commercial | Small Retail | Existing | Refrigeration | Electric | Glass Door Display | E8 | TRC BC Ratio | 0 | 0 | 0 | 0 | 0 | 0 | 0 | 0 | 0 | 0 | 0 | 0 | 0 | 0 | 0 | 0 | 0 | 0 | 0 | 0 | 0 | 0 | 0 | 0 | 0 | 0 | 0 | 0 | 0 | 0
F2_Commercial_Small Retail_Existing_Refrigeration_Electric_Glass Door Display_E9 | F2 | Commercial | Small Retail | Existing | Refrigeration | Electric | Glass Door Display | E9 | TRC BC Ratio | 0 | 0 | 0 | 0 | 0 | 0 | 0 | 0 | 0 | 0 | 0 | 0 | 0 | 0 | 0 | 0 | 0 | 0 | 0 | 0 | 0 | 0 | 0 | 0 | 0 | 0 | 0 | 0 | 0 | 0
F2_Commercial_Small Retail_Existing_Refrigeration_Electric_Glass Door Display_E10 | F2 | Commercial | Small Retail | Existing | Refrigeration | Electric | Glass Door Display | E10 | TRC BC Ratio | 0 | 0 | 0 | 0 | 0 | 0 | 0 | 0 | 0 | 0 | 0 | 0 | 0 | 0 | 0 | 0 | 0 | 0 | 0 | 0 | 0 | 0 | 0 | 0 | 0 | 0 | 0 | 0 | 0 | 0
F3_Commercial_Small Retail_Existing_Refrigeration_Electric_Glass Door Display_E1 | F3 | Commercial | Small Retail | Existing | Refrigeration | Electric | Glass Door Display | E1 | PACT BC Ratio | 0 | 0 | 0 | 0 | 0 | 0 | 0 | 0 | 0 | 0 | 0 | 0 | 0 | 0 | 0 | 0 | 0 | 0 | 0 | 0 | 0 | 0 | 0 | 0 | 0 | 0 | 0 | 0 | 0 | 0
F3_Commercial_Small Retail_Existing_Refrigeration_Electric_Glass Door Display_E2 | F3 | Commercial | Small Retail | Existing | Refrigeration | Electric | Glass Door Display | E2 | PACT BC Ratio | 0 | 0 | 0 | 0 | 0 | 0 | 0 | 0 | 0 | 0 | 0 | 0 | 0 | 0 | 0 | 0 | 0 | 0 | 0 | 0 | 0 | 0 | 0 | 0 | 0 | 0 | 0 | 0 | 0 | 0
F3_Commercial_Small Retail_Existing_Refrigeration_Electric_Glass Door Display_E3 | F3 | Commercial | Small Retail | Existing | Refrigeration | Electric | Glass Door Display | E3 | PACT BC Ratio | 0 | 0 | 0 | 0 | 0 | 0 | 0 | 0 | 0 | 0 | 0 | 0 | 0 | 0 | 0 | 0 | 0 | 0 | 0 | 0 | 0 | 0 | 0 | 0 | 0 | 0 | 0 | 0 | 0 | 0
F3_Commercial_Small Retail_Existing_Refrigeration_Electric_Glass Door Display_E4 | F3 | Commercial | Small Retail | Existing | Refrigeration | Electric | Glass Door Display | E4 | PACT BC Ratio | 0 | 0 | 0 | 0 | 0 | 0 | 0 | 0 | 0 | 0 | 0 | 0 | 0 | 0 | 0 | 0 | 0 | 0 | 0 | 0 | 0 | 0 | 0 | 0 | 0 | 0 | 0 | 0 | 0 | 0
F3_Commercial_Small Retail_Existing_Refrigeration_Electric_Glass Door Display_E5 | F3 | Commercial | Small Retail | Existing | Refrigeration | Electric | Glass Door Display | E5 | PACT BC Ratio | 0 | 0 | 0 | 0 | 0 | 0 | 0 | 0 | 0 | 0 | 0 | 0 | 0 | 0 | 0 | 0 | 0 | 0 | 0 | 0 | 0 | 0 | 0 | 0 | 0 | 0 | 0 | 0 | 0 | 0
F3_Commercial_Small Retail_Existing_Refrigeration_Electric_Glass Door Display_E6 | F3 | Commercial | Small Retail | Existing | Refrigeration | Electric | Glass Door Display | E6 | PACT BC Ratio | 0 | 0 | 0 | 0 | 0 | 0 | 0 | 0 | 0 | 0 | 0 | 0 | 0 | 0 | 0 | 0 | 0 | 0 | 0 | 0 | 0 | 0 | 0 | 0 | 0 | 0 | 0 | 0 | 0 | 0
F3_Commercial_Small Retail_Existing_Refrigeration_Electric_Glass Door Display_E7 | F3 | Commercial | Small Retail | Existing | Refrigeration | Electric | Glass Door Display | E7 | PACT BC Ratio | 0 | 0 | 0 | 0 | 0 | 0 | 0 | 0 | 0 | 0 | 0 | 0 | 0 | 0 | 0 | 0 | 0 | 0 | 0 | 0 | 0 | 0 | 0 | 0 | 0 | 0 | 0 | 0 | 0 | 0
F3_Commercial_Small Retail_Existing_Refrigeration_Electric_Glass Door Display_E8 | F3 | Commercial | Small Retail | Existing | Refrigeration | Electric | Glass Door Display | E8 | PACT BC Ratio | 0 | 0 | 0 | 0 | 0 | 0 | 0 | 0 | 0 | 0 | 0 | 0 | 0 | 0 | 0 | 0 | 0 | 0 | 0 | 0 | 0 | 0 | 0 | 0 | 0 | 0 | 0 | 0 | 0 | 0
F3_Commercial_Small Retail_Existing_Refrigeration_Electric_Glass Door Display_E9 | F3 | Commercial | Small Retail | Existing | Refrigeration | Electric | Glass Door Display | E9 | PACT BC Ratio | 0 | 0 | 0 | 0 | 0 | 0 | 0 | 0 | 0 | 0 | 0 | 0 | 0 | 0 | 0 | 0 | 0 | 0 | 0 | 0 | 0 | 0 | 0 | 0 | 0 | 0 | 0 | 0 | 0 | 0
F3_Commercial_Small Retail_Existing_Refrigeration_Electric_Glass Door Display_E10 | F3 | Commercial | Small Retail | Existing | Refrigeration | Electric | Glass Door Display | E10 | PACT BC Ratio | 0 | 0 | 0 | 0 | 0 | 0 | 0 | 0 | 0 | 0 | 0 | 0 | 0 | 0 | 0 | 0 | 0 | 0 | 0 | 0 | 0 | 0 | 0 | 0 | 0 | 0 | 0 | 0 | 0 | 0
F4_Commercial_Small Retail_Existing_Refrigeration_Electric_Glass Door Display_E1 | F4 | Commercial | Small Retail | Existing | Refrigeration | Electric | Glass Door Display | E1 | RVT BC Ratio | 0 | 0 | 0 | 0 | 0 | 0 | 0 | 0 | 0 | 0 | 0 | 0 | 0 | 0 | 0 | 0 | 0 | 0 | 0 | 0 | 0 | 0 | 0 | 0 | 0 | 0 | 0 | 0 | 0 | 0
F4_Commercial_Small Retail_Existing_Refrigeration_Electric_Glass Door Display_E2 | F4 | Commercial | Small Retail | Existing | Refrigeration | Electric | Glass Door Display | E2 | RVT BC Ratio | 0 | 0 | 0 | 0 | 0 | 0 | 0 | 0 | 0 | 0 | 0 | 0 | 0 | 0 | 0 | 0 | 0 | 0 | 0 | 0 | 0 | 0 | 0 | 0 | 0 | 0 | 0 | 0 | 0 | 0
F4_Commercial_Small Retail_Existing_Refrigeration_Electric_Glass Door Display_E3 | F4 | Commercial | Small Retail | Existing | Refrigeration | Electric | Glass Door Display | E3 | RVT BC Ratio | 0 | 0 | 0 | 0 | 0 | 0 | 0 | 0 | 0 | 0 | 0 | 0 | 0 | 0 | 0 | 0 | 0 | 0 | 0 | 0 | 0 | 0 | 0 | 0 | 0 | 0 | 0 | 0 | 0 | 0
F4_Commercial_Small Retail_Existing_Refrigeration_Electric_Glass Door Display_E4 | F4 | Commercial | Small Retail | Existing | Refrigeration | Electric | Glass Door Display | E4 | RVT BC Ratio | 0 | 0 | 0 | 0 | 0 | 0 | 0 | 0 | 0 | 0 | 0 | 0 | 0 | 0 | 0 | 0 | 0 | 0 | 0 | 0 | 0 | 0 | 0 | 0 | 0 | 0 | 0 | 0 | 0 | 0
F4_Commercial_Small Retail_Existing_Refrigeration_Electric_Glass Door Display_E5 | F4 | Commercial | Small Retail | Existing | Refrigeration | Electric | Glass Door Display | E5 | RVT BC Ratio | 0 | 0 | 0 | 0 | 0 | 0 | 0 | 0 | 0 | 0 | 0 | 0 | 0 | 0 | 0 | 0 | 0 | 0 | 0 | 0 | 0 | 0 | 0 | 0 | 0 | 0 | 0 | 0 | 0 | 0
F4_Commercial_Small Retail_Existing_Refrigeration_Electric_Glass Door Display_E6 | F4 | Commercial | Small Retail | Existing | Refrigeration | Electric | Glass Door Display | E6 | RVT BC Ratio | 0 | 0 | 0 | 0 | 0 | 0 | 0 | 0 | 0 | 0 | 0 | 0 | 0 | 0 | 0 | 0 | 0 | 0 | 0 | 0 | 0 | 0 | 0 | 0 | 0 | 0 | 0 | 0 | 0 | 0
F4_Commercial_Small Retail_Existing_Refrigeration_Electric_Glass Door Display_E7 | F4 | Commercial | Small Retail | Existing | Refrigeration | Electric | Glass Door Display | E7 | RVT BC Ratio | 0 | 0 | 0 | 0 | 0 | 0 | 0 | 0 | 0 | 0 | 0 | 0 | 0 | 0 | 0 | 0 | 0 | 0 | 0 | 0 | 0 | 0 | 0 | 0 | 0 | 0 | 0 | 0 | 0 | 0
F4_Commercial_Small Retail_Existing_Refrigeration_Electric_Glass Door Display_E8 | F4 | Commercial | Small Retail | Existing | Refrigeration | Electric | Glass Door Display | E8 | RVT BC Ratio | 0 | 0 | 0 | 0 | 0 | 0 | 0 | 0 | 0 | 0 | 0 | 0 | 0 | 0 | 0 | 0 | 0 | 0 | 0 | 0 | 0 | 0 | 0 | 0 | 0 | 0 | 0 | 0 | 0 | 0
F4_Commercial_Small Retail_Existing_Refrigeration_Electric_Glass Door Display_E9 | F4 | Commercial | Small Retail | Existing | Refrigeration | Electric | Glass Door Display | E9 | RVT BC Ratio | 0 | 0 | 0 | 0 | 0 | 0 | 0 | 0 | 0 | 0 | 0 | 0 | 0 | 0 | 0 | 0 | 0 | 0 | 0 | 0 | 0 | 0 | 0 | 0 | 0 | 0 | 0 | 0 | 0 | 0
F4_Commercial_Small Retail_Existing_Refrigeration_Electric_Glass Door Display_E10 | F4 | Commercial | Small Retail | Existing | Refrigeration | Electric | Glass Door Display | E10 | RVT BC Ratio | 0 | 0 | 0 | 0 | 0 | 0 | 0 | 0 | 0 | 0 | 0 | 0 | 0 | 0 | 0 | 0 | 0 | 0 | 0 | 0 | 0 | 0 | 0 | 0 | 0 | 0 | 0 | 0 | 0 | 0
F5_Commercial_Small Retail_Existing_Refrigeration_Electric_Glass Door Display_E1 | F5 | Commercial | Small Retail | Existing | Refrigeration | Electric | Glass Door Display | E1 | RIM BC Ratio | 0 | 0 | 0 | 0 | 0 | 0 | 0 | 0 | 0 | 0 | 0 | 0 | 0 | 0 | 0 | 0 | 0 | 0 | 0 | 0 | 0 | 0 | 0 | 0 | 0 | 0 | 0 | 0 | 0 | 0
F5_Commercial_Small Retail_Existing_Refrigeration_Electric_Glass Door Display_E2 | F5 | Commercial | Small Retail | Existing | Refrigeration | Electric | Glass Door Display | E2 | RIM BC Ratio | 0 | 0 | 0 | 0 | 0 | 0 | 0 | 0 | 0 | 0 | 0 | 0 | 0 | 0 | 0 | 0 | 0 | 0 | 0 | 0 | 0 | 0 | 0 | 0 | 0 | 0 | 0 | 0 | 0 | 0
F5_Commercial_Small Retail_Existing_Refrigeration_Electric_Glass Door Display_E3 | F5 | Commercial | Small Retail | Existing | Refrigeration | Electric | Glass Door Display | E3 | RIM BC Ratio | 0 | 0 | 0 | 0 | 0 | 0 | 0 | 0 | 0 | 0 | 0 | 0 | 0 | 0 | 0 | 0 | 0 | 0 | 0 | 0 | 0 | 0 | 0 | 0 | 0 | 0 | 0 | 0 | 0 | 0
F5_Commercial_Small Retail_Existing_Refrigeration_Electric_Glass Door Display_E4 | F5 | Commercial | Small Retail | Existing | Refrigeration | Electric | Glass Door Display | E4 | RIM BC Ratio | 0 | 0 | 0 | 0 | 0 | 0 | 0 | 0 | 0 | 0 | 0 | 0 | 0 | 0 | 0 | 0 | 0 | 0 | 0 | 0 | 0 | 0 | 0 | 0 | 0 | 0 | 0 | 0 | 0 | 0
F5_Commercial_Small Retail_Existing_Refrigeration_Electric_Glass Door Display_E5 | F5 | Commercial | Small Retail | Existing | Refrigeration | Electric | Glass Door Display | E5 | RIM BC Ratio | 0 | 0 | 0 | 0 | 0 | 0 | 0 | 0 | 0 | 0 | 0 | 0 | 0 | 0 | 0 | 0 | 0 | 0 | 0 | 0 | 0 | 0 | 0 | 0 | 0 | 0 | 0 | 0 | 0 | 0
F5_Commercial_Small Retail_Existing_Refrigeration_Electric_Glass Door Display_E6 | F5 | Commercial | Small Retail | Existing | Refrigeration | Electric | Glass Door Display | E6 | RIM BC Ratio | 0 | 0 | 0 | 0 | 0 | 0 | 0 | 0 | 0 | 0 | 0 | 0 | 0 | 0 | 0 | 0 | 0 | 0 | 0 | 0 | 0 | 0 | 0 | 0 | 0 | 0 | 0 | 0 | 0 | 0
F5_Commercial_Small Retail_Existing_Refrigeration_Electric_Glass Door Display_E7 | F5 | Commercial | Small Retail | Existing | Refrigeration | Electric | Glass Door Display | E7 | RIM BC Ratio | 0 | 0 | 0 | 0 | 0 | 0 | 0 | 0 | 0 | 0 | 0 | 0 | 0 | 0 | 0 | 0 | 0 | 0 | 0 | 0 | 0 | 0 | 0 | 0 | 0 | 0 | 0 | 0 | 0 | 0
F5_Commercial_Small Retail_Existing_Refrigeration_Electric_Glass Door Display_E8 | F5 | Commercial | Small Retail | Existing | Refrigeration | Electric | Glass Door Display | E8 | RIM BC Ratio | 0 | 0 | 0 | 0 | 0 | 0 | 0 | 0 | 0 | 0 | 0 | 0 | 0 | 0 | 0 | 0 | 0 | 0 | 0 | 0 | 0 | 0 | 0 | 0 | 0 | 0 | 0 | 0 | 0 | 0
F5_Commercial_Small Retail_Existing_Refrigeration_Electric_Glass Door Display_E9 | F5 | Commercial | Small Retail | Existing | Refrigeration | Electric | Glass Door Display | E9 | RIM BC Ratio | 0 | 0 | 0 | 0 | 0 | 0 | 0 | 0 | 0 | 0 | 0 | 0 | 0 | 0 | 0 | 0 | 0 | 0 | 0 | 0 | 0 | 0 | 0 | 0 | 0 | 0 | 0 | 0 | 0 | 0
F5_Commercial_Small Retail_Existing_Refrigeration_Electric_Glass Door Display_E10 | F5 | Commercial | Small Retail | Existing | Refrigeration | Electric | Glass Door Display | E10 | RIM BC Ratio | 0 | 0 | 0 | 0 | 0 | 0 | 0 | 0 | 0 | 0 | 0 | 0 | 0 | 0 | 0 | 0 | 0 | 0 | 0 | 0 | 0 | 0 | 0 | 0 | 0 | 0 | 0 | 0 | 0 | 0
F0_Commercial_Small Retail_Existing_Refrigeration_Electric_Open Display Case_E0 | F0 | Commercial | Small Retail | Existing | Refrigeration | Electric | Open Display Case | E0 | Economic Unit | 0 | 0 | 0 | 0 | 0 | 0 | 0 | 0 | 0 | 0 | 0 | 0 | 0 | 0 | 0 | 0 | 0 | 0 | 0 | 0 | 0 | 0 | 0 | 0 | 0 | 0 | 0 | 0 | 0 | 0
F1_Commercial_Small Retail_Existing_Refrigeration_Electric_Open Display Case_E1 | F1 | Commercial | Small Retail | Existing | Refrigeration | Electric | Open Display Case | E1 | CCE | 0 | 0 | 0 | 0 | 0 | 0 | 0 | 0 | 0 | 0 | 0 | 0 | 0 | 0 | 0 | 0 | 0 | 0 | 0 | 0 | 0 | 0 | 0 | 0 | 0 | 0 | 0 | 0 | 0 | 0
F1_Commercial_Small Retail_Existing_Refrigeration_Electric_Open Display Case_E2 | F1 | Commercial | Small Retail | Existing | Refrigeration | Electric | Open Display Case | E2 | CCE | 0 | 0 | 0 | 0 | 0 | 0 | 0 | 0 | 0 | 0 | 0 | 0 | 0 | 0 | 0 | 0 | 0 | 0 | 0 | 0 | 0 | 0 | 0 | 0 | 0 | 0 | 0 | 0 | 0 | 0
F1_Commercial_Small Retail_Existing_Refrigeration_Electric_Open Display Case_E3 | F1 | Commercial | Small Retail | Existing | Refrigeration | Electric | Open Display Case | E3 | CCE | 0 | 0 | 0 | 0 | 0 | 0 | 0 | 0 | 0 | 0 | 0 | 0 | 0 | 0 | 0 | 0 | 0 | 0 | 0 | 0 | 0 | 0 | 0 | 0 | 0 | 0 | 0 | 0 | 0 | 0
F1_Commercial_Small Retail_Existing_Refrigeration_Electric_Open Display Case_E4 | F1 | Commercial | Small Retail | Existing | Refrigeration | Electric | Open Display Case | E4 | CCE | 0 | 0 | 0 | 0 | 0 | 0 | 0 | 0 | 0 | 0 | 0 | 0 | 0 | 0 | 0 | 0 | 0 | 0 | 0 | 0 | 0 | 0 | 0 | 0 | 0 | 0 | 0 | 0 | 0 | 0
F1_Commercial_Small Retail_Existing_Refrigeration_Electric_Open Display Case_E5 | F1 | Commercial | Small Retail | Existing | Refrigeration | Electric | Open Display Case | E5 | CCE | 0 | 0 | 0 | 0 | 0 | 0 | 0 | 0 | 0 | 0 | 0 | 0 | 0 | 0 | 0 | 0 | 0 | 0 | 0 | 0 | 0 | 0 | 0 | 0 | 0 | 0 | 0 | 0 | 0 | 0
F1_Commercial_Small Retail_Existing_Refrigeration_Electric_Open Display Case_E6 | F1 | Commercial | Small Retail | Existing | Refrigeration | Electric | Open Display Case | E6 | CCE | 0 | 0 | 0 | 0 | 0 | 0 | 0 | 0 | 0 | 0 | 0 | 0 | 0 | 0 | 0 | 0 | 0 | 0 | 0 | 0 | 0 | 0 | 0 | 0 | 0 | 0 | 0 | 0 | 0 | 0
F1_Commercial_Small Retail_Existing_Refrigeration_Electric_Open Display Case_E7 | F1 | Commercial | Small Retail | Existing | Refrigeration | Electric | Open Display Case | E7 | CCE | 0 | 0 | 0 | 0 | 0 | 0 | 0 | 0 | 0 | 0 | 0 | 0 | 0 | 0 | 0 | 0 | 0 | 0 | 0 | 0 | 0 | 0 | 0 | 0 | 0 | 0 | 0 | 0 | 0 | 0
F1_Commercial_Small Retail_Existing_Refrigeration_Electric_Open Display Case_E8 | F1 | Commercial | Small Retail | Existing | Refrigeration | Electric | Open Display Case | E8 | CCE | 0 | 0 | 0 | 0 | 0 | 0 | 0 | 0 | 0 | 0 | 0 | 0 | 0 | 0 | 0 | 0 | 0 | 0 | 0 | 0 | 0 | 0 | 0 | 0 | 0 | 0 | 0 | 0 | 0 | 0
F1_Commercial_Small Retail_Existing_Refrigeration_Electric_Open Display Case_E9 | F1 | Commercial | Small Retail | Existing | Refrigeration | Electric | Open Display Case | E9 | CCE | 0 | 0 | 0 | 0 | 0 | 0 | 0 | 0 | 0 | 0 | 0 | 0 | 0 | 0 | 0 | 0 | 0 | 0 | 0 | 0 | 0 | 0 | 0 | 0 | 0 | 0 | 0 | 0 | 0 | 0
F1_Commercial_Small Retail_Existing_Refrigeration_Electric_Open Display Case_E10 | F1 | Commercial | Small Retail | Existing | Refrigeration | Electric | Open Display Case | E10 | CCE | 0 | 0 | 0 | 0 | 0 | 0 | 0 | 0 | 0 | 0 | 0 | 0 | 0 | 0 | 0 | 0 | 0 | 0 | 0 | 0 | 0 | 0 | 0 | 0 | 0 | 0 | 0 | 0 | 0 | 0
F2_Commercial_Small Retail_Existing_Refrigeration_Electric_Open Display Case_E1 | F2 | Commercial | Small Retail | Existing | Refrigeration | Electric | Open Display Case | E1 | TRC BC Ratio | 0 | 0 | 0 | 0 | 0 | 0 | 0 | 0 | 0 | 0 | 0 | 0 | 0 | 0 | 0 | 0 | 0 | 0 | 0 | 0 | 0 | 0 | 0 | 0 | 0 | 0 | 0 | 0 | 0 | 0
F2_Commercial_Small Retail_Existing_Refrigeration_Electric_Open Display Case_E2 | F2 | Commercial | Small Retail | Existing | Refrigeration | Electric | Open Display Case | E2 | TRC BC Ratio | 0 | 0 | 0 | 0 | 0 | 0 | 0 | 0 | 0 | 0 | 0 | 0 | 0 | 0 | 0 | 0 | 0 | 0 | 0 | 0 | 0 | 0 | 0 | 0 | 0 | 0 | 0 | 0 | 0 | 0
F2_Commercial_Small Retail_Existing_Refrigeration_Electric_Open Display Case_E3 | F2 | Commercial | Small Retail | Existing | Refrigeration | Electric | Open Display Case | E3 | TRC BC Ratio | 0 | 0 | 0 | 0 | 0 | 0 | 0 | 0 | 0 | 0 | 0 | 0 | 0 | 0 | 0 | 0 | 0 | 0 | 0 | 0 | 0 | 0 | 0 | 0 | 0 | 0 | 0 | 0 | 0 | 0
F2_Commercial_Small Retail_Existing_Refrigeration_Electric_Open Display Case_E4 | F2 | Commercial | Small Retail | Existing | Refrigeration | Electric | Open Display Case | E4 | TRC BC Ratio | 0 | 0 | 0 | 0 | 0 | 0 | 0 | 0 | 0 | 0 | 0 | 0 | 0 | 0 | 0 | 0 | 0 | 0 | 0 | 0 | 0 | 0 | 0 | 0 | 0 | 0 | 0 | 0 | 0 | 0
F2_Commercial_Small Retail_Existing_Refrigeration_Electric_Open Display Case_E5 | F2 | Commercial | Small Retail | Existing | Refrigeration | Electric | Open Display Case | E5 | TRC BC Ratio | 0 | 0 | 0 | 0 | 0 | 0 | 0 | 0 | 0 | 0 | 0 | 0 | 0 | 0 | 0 | 0 | 0 | 0 | 0 | 0 | 0 | 0 | 0 | 0 | 0 | 0 | 0 | 0 | 0 | 0
F2_Commercial_Small Retail_Existing_Refrigeration_Electric_Open Display Case_E6 | F2 | Commercial | Small Retail | Existing | Refrigeration | Electric | Open Display Case | E6 | TRC BC Ratio | 0 | 0 | 0 | 0 | 0 | 0 | 0 | 0 | 0 | 0 | 0 | 0 | 0 | 0 | 0 | 0 | 0 | 0 | 0 | 0 | 0 | 0 | 0 | 0 | 0 | 0 | 0 | 0 | 0 | 0
F2_Commercial_Small Retail_Existing_Refrigeration_Electric_Open Display Case_E7 | F2 | Commercial | Small Retail | Existing | Refrigeration | Electric | Open Display Case | E7 | TRC BC Ratio | 0 | 0 | 0 | 0 | 0 | 0 | 0 | 0 | 0 | 0 | 0 | 0 | 0 | 0 | 0 | 0 | 0 | 0 | 0 | 0 | 0 | 0 | 0 | 0 | 0 | 0 | 0 | 0 | 0 | 0
F2_Commercial_Small Retail_Existing_Refrigeration_Electric_Open Display Case_E8 | F2 | Commercial | Small Retail | Existing | Refrigeration | Electric | Open Display Case | E8 | TRC BC Ratio | 0 | 0 | 0 | 0 | 0 | 0 | 0 | 0 | 0 | 0 | 0 | 0 | 0 | 0 | 0 | 0 | 0 | 0 | 0 | 0 | 0 | 0 | 0 | 0 | 0 | 0 | 0 | 0 | 0 | 0
F2_Commercial_Small Retail_Existing_Refrigeration_Electric_Open Display Case_E9 | F2 | Commercial | Small Retail | Existing | Refrigeration | Electric | Open Display Case | E9 | TRC BC Ratio | 0 | 0 | 0 | 0 | 0 | 0 | 0 | 0 | 0 | 0 | 0 | 0 | 0 | 0 | 0 | 0 | 0 | 0 | 0 | 0 | 0 | 0 | 0 | 0 | 0 | 0 | 0 | 0 | 0 | 0
F2_Commercial_Small Retail_Existing_Refrigeration_Electric_Open Display Case_E10 | F2 | Commercial | Small Retail | Existing | Refrigeration | Electric | Open Display Case | E10 | TRC BC Ratio | 0 | 0 | 0 | 0 | 0 | 0 | 0 | 0 | 0 | 0 | 0 | 0 | 0 | 0 | 0 | 0 | 0 | 0 | 0 | 0 | 0 | 0 | 0 | 0 | 0 | 0 | 0 | 0 | 0 | 0
F3_Commercial_Small Retail_Existing_Refrigeration_Electric_Open Display Case_E1 | F3 | Commercial | Small Retail | Existing | Refrigeration | Electric | Open Display Case | E1 | PACT BC Ratio | 0 | 0 | 0 | 0 | 0 | 0 | 0 | 0 | 0 | 0 | 0 | 0 | 0 | 0 | 0 | 0 | 0 | 0 | 0 | 0 | 0 | 0 | 0 | 0 | 0 | 0 | 0 | 0 | 0 | 0
F3_Commercial_Small Retail_Existing_Refrigeration_Electric_Open Display Case_E2 | F3 | Commercial | Small Retail | Existing | Refrigeration | Electric | Open Display Case | E2 | PACT BC Ratio | 0 | 0 | 0 | 0 | 0 | 0 | 0 | 0 | 0 | 0 | 0 | 0 | 0 | 0 | 0 | 0 | 0 | 0 | 0 | 0 | 0 | 0 | 0 | 0 | 0 | 0 | 0 | 0 | 0 | 0
F3_Commercial_Small Retail_Existing_Refrigeration_Electric_Open Display Case_E3 | F3 | Commercial | Small Retail | Existing | Refrigeration | Electric | Open Display Case | E3 | PACT BC Ratio | 0 | 0 | 0 | 0 | 0 | 0 | 0 | 0 | 0 | 0 | 0 | 0 | 0 | 0 | 0 | 0 | 0 | 0 | 0 | 0 | 0 | 0 | 0 | 0 | 0 | 0 | 0 | 0 | 0 | 0
F3_Commercial_Small Retail_Existing_Refrigeration_Electric_Open Display Case_E4 | F3 | Commercial | Small Retail | Existing | Refrigeration | Electric | Open Display Case | E4 | PACT BC Ratio | 0 | 0 | 0 | 0 | 0 | 0 | 0 | 0 | 0 | 0 | 0 | 0 | 0 | 0 | 0 | 0 | 0 | 0 | 0 | 0 | 0 | 0 | 0 | 0 | 0 | 0 | 0 | 0 | 0 | 0
F3_Commercial_Small Retail_Existing_Refrigeration_Electric_Open Display Case_E5 | F3 | Commercial | Small Retail | Existing | Refrigeration | Electric | Open Display Case | E5 | PACT BC Ratio | 0 | 0 | 0 | 0 | 0 | 0 | 0 | 0 | 0 | 0 | 0 | 0 | 0 | 0 | 0 | 0 | 0 | 0 | 0 | 0 | 0 | 0 | 0 | 0 | 0 | 0 | 0 | 0 | 0 | 0
F3_Commercial_Small Retail_Existing_Refrigeration_Electric_Open Display Case_E6 | F3 | Commercial | Small Retail | Existing | Refrigeration | Electric | Open Display Case | E6 | PACT BC Ratio | 0 | 0 | 0 | 0 | 0 | 0 | 0 | 0 | 0 | 0 | 0 | 0 | 0 | 0 | 0 | 0 | 0 | 0 | 0 | 0 | 0 | 0 | 0 | 0 | 0 | 0 | 0 | 0 | 0 | 0
F3_Commercial_Small Retail_Existing_Refrigeration_Electric_Open Display Case_E7 | F3 | Commercial | Small Retail | Existing | Refrigeration | Electric | Open Display Case | E7 | PACT BC Ratio | 0 | 0 | 0 | 0 | 0 | 0 | 0 | 0 | 0 | 0 | 0 | 0 | 0 | 0 | 0 | 0 | 0 | 0 | 0 | 0 | 0 | 0 | 0 | 0 | 0 | 0 | 0 | 0 | 0 | 0
F3_Commercial_Small Retail_Existing_Refrigeration_Electric_Open Display Case_E8 | F3 | Commercial | Small Retail | Existing | Refrigeration | Electric | Open Display Case | E8 | PACT BC Ratio | 0 | 0 | 0 | 0 | 0 | 0 | 0 | 0 | 0 | 0 | 0 | 0 | 0 | 0 | 0 | 0 | 0 | 0 | 0 | 0 | 0 | 0 | 0 | 0 | 0 | 0 | 0 | 0 | 0 | 0
F3_Commercial_Small Retail_Existing_Refrigeration_Electric_Open Display Case_E9 | F3 | Commercial | Small Retail | Existing | Refrigeration | Electric | Open Display Case | E9 | PACT BC Ratio | 0 | 0 | 0 | 0 | 0 | 0 | 0 | 0 | 0 | 0 | 0 | 0 | 0 | 0 | 0 | 0 | 0 | 0 | 0 | 0 | 0 | 0 | 0 | 0 | 0 | 0 | 0 | 0 | 0 | 0
F3_Commercial_Small Retail_Existing_Refrigeration_Electric_Open Display Case_E10 | F3 | Commercial | Small Retail | Existing | Refrigeration | Electric | Open Display Case | E10 | PACT BC Ratio | 0 | 0 | 0 | 0 | 0 | 0 | 0 | 0 | 0 | 0 | 0 | 0 | 0 | 0 | 0 | 0 | 0 | 0 | 0 | 0 | 0 | 0 | 0 | 0 | 0 | 0 | 0 | 0 | 0 | 0
F4_Commercial_Small Retail_Existing_Refrigeration_Electric_Open Display Case_E1 | F4 | Commercial | Small Retail | Existing | Refrigeration | Electric | Open Display Case | E1 | RVT BC Ratio | 0 | 0 | 0 | 0 | 0 | 0 | 0 | 0 | 0 | 0 | 0 | 0 | 0 | 0 | 0 | 0 | 0 | 0 | 0 | 0 | 0 | 0 | 0 | 0 | 0 | 0 | 0 | 0 | 0 | 0
F4_Commercial_Small Retail_Existing_Refrigeration_Electric_Open Display Case_E2 | F4 | Commercial | Small Retail | Existing | Refrigeration | Electric | Open Display Case | E2 | RVT BC Ratio | 0 | 0 | 0 | 0 | 0 | 0 | 0 | 0 | 0 | 0 | 0 | 0 | 0 | 0 | 0 | 0 | 0 | 0 | 0 | 0 | 0 | 0 | 0 | 0 | 0 | 0 | 0 | 0 | 0 | 0
F4_Commercial_Small Retail_Existing_Refrigeration_Electric_Open Display Case_E3 | F4 | Commercial | Small Retail | Existing | Refrigeration | Electric | Open Display Case | E3 | RVT BC Ratio | 0 | 0 | 0 | 0 | 0 | 0 | 0 | 0 | 0 | 0 | 0 | 0 | 0 | 0 | 0 | 0 | 0 | 0 | 0 | 0 | 0 | 0 | 0 | 0 | 0 | 0 | 0 | 0 | 0 | 0
F4_Commercial_Small Retail_Existing_Refrigeration_Electric_Open Display Case_E4 | F4 | Commercial | Small Retail | Existing | Refrigeration | Electric | Open Display Case | E4 | RVT BC Ratio | 0 | 0 | 0 | 0 | 0 | 0 | 0 | 0 | 0 | 0 | 0 | 0 | 0 | 0 | 0 | 0 | 0 | 0 | 0 | 0 | 0 | 0 | 0 | 0 | 0 | 0 | 0 | 0 | 0 | 0
F4_Commercial_Small Retail_Existing_Refrigeration_Electric_Open Display Case_E5 | F4 | Commercial | Small Retail | Existing | Refrigeration | Electric | Open Display Case | E5 | RVT BC Ratio | 0 | 0 | 0 | 0 | 0 | 0 | 0 | 0 | 0 | 0 | 0 | 0 | 0 | 0 | 0 | 0 | 0 | 0 | 0 | 0 | 0 | 0 | 0 | 0 | 0 | 0 | 0 | 0 | 0 | 0
F4_Commercial_Small Retail_Existing_Refrigeration_Electric_Open Display Case_E6 | F4 | Commercial | Small Retail | Existing | Refrigeration | Electric | Open Display Case | E6 | RVT BC Ratio | 0 | 0 | 0 | 0 | 0 | 0 | 0 | 0 | 0 | 0 | 0 | 0 | 0 | 0 | 0 | 0 | 0 | 0 | 0 | 0 | 0 | 0 | 0 | 0 | 0 | 0 | 0 | 0 | 0 | 0
F4_Commercial_Small Retail_Existing_Refrigeration_Electric_Open Display Case_E7 | F4 | Commercial | Small Retail | Existing | Refrigeration | Electric | Open Display Case | E7 | RVT BC Ratio | 0 | 0 | 0 | 0 | 0 | 0 | 0 | 0 | 0 | 0 | 0 | 0 | 0 | 0 | 0 | 0 | 0 | 0 | 0 | 0 | 0 | 0 | 0 | 0 | 0 | 0 | 0 | 0 | 0 | 0
F4_Commercial_Small Retail_Existing_Refrigeration_Electric_Open Display Case_E8 | F4 | Commercial | Small Retail | Existing | Refrigeration | Electric | Open Display Case | E8 | RVT BC Ratio | 0 | 0 | 0 | 0 | 0 | 0 | 0 | 0 | 0 | 0 | 0 | 0 | 0 | 0 | 0 | 0 | 0 | 0 | 0 | 0 | 0 | 0 | 0 | 0 | 0 | 0 | 0 | 0 | 0 | 0
F4_Commercial_Small Retail_Existing_Refrigeration_Electric_Open Display Case_E9 | F4 | Commercial | Small Retail | Existing | Refrigeration | Electric | Open Display Case | E9 | RVT BC Ratio | 0 | 0 | 0 | 0 | 0 | 0 | 0 | 0 | 0 | 0 | 0 | 0 | 0 | 0 | 0 | 0 | 0 | 0 | 0 | 0 | 0 | 0 | 0 | 0 | 0 | 0 | 0 | 0 | 0 | 0
F4_Commercial_Small Retail_Existing_Refrigeration_Electric_Open Display Case_E10 | F4 | Commercial | Small Retail | Existing | Refrigeration | Electric | Open Display Case | E10 | RVT BC Ratio | 0 | 0 | 0 | 0 | 0 | 0 | 0 | 0 | 0 | 0 | 0 | 0 | 0 | 0 | 0 | 0 | 0 | 0 | 0 | 0 | 0 | 0 | 0 | 0 | 0 | 0 | 0 | 0 | 0 | 0
F5_Commercial_Small Retail_Existing_Refrigeration_Electric_Open Display Case_E1 | F5 | Commercial | Small Retail | Existing | Refrigeration | Electric | Open Display Case | E1 | RIM BC Ratio | 0 | 0 | 0 | 0 | 0 | 0 | 0 | 0 | 0 | 0 | 0 | 0 | 0 | 0 | 0 | 0 | 0 | 0 | 0 | 0 | 0 | 0 | 0 | 0 | 0 | 0 | 0 | 0 | 0 | 0
F5_Commercial_Small Retail_Existing_Refrigeration_Electric_Open Display Case_E2 | F5 | Commercial | Small Retail | Existing | Refrigeration | Electric | Open Display Case | E2 | RIM BC Ratio | 0 | 0 | 0 | 0 | 0 | 0 | 0 | 0 | 0 | 0 | 0 | 0 | 0 | 0 | 0 | 0 | 0 | 0 | 0 | 0 | 0 | 0 | 0 | 0 | 0 | 0 | 0 | 0 | 0 | 0
F5_Commercial_Small Retail_Existing_Refrigeration_Electric_Open Display Case_E3 | F5 | Commercial | Small Retail | Existing | Refrigeration | Electric | Open Display Case | E3 | RIM BC Ratio | 0 | 0 | 0 | 0 | 0 | 0 | 0 | 0 | 0 | 0 | 0 | 0 | 0 | 0 | 0 | 0 | 0 | 0 | 0 | 0 | 0 | 0 | 0 | 0 | 0 | 0 | 0 | 0 | 0 | 0
F5_Commercial_Small Retail_Existing_Refrigeration_Electric_Open Display Case_E4 | F5 | Commercial | Small Retail | Existing | Refrigeration | Electric | Open Display Case | E4 | RIM BC Ratio | 0 | 0 | 0 | 0 | 0 | 0 | 0 | 0 | 0 | 0 | 0 | 0 | 0 | 0 | 0 | 0 | 0 | 0 | 0 | 0 | 0 | 0 | 0 | 0 | 0 | 0 | 0 | 0 | 0 | 0
F5_Commercial_Small Retail_Existing_Refrigeration_Electric_Open Display Case_E5 | F5 | Commercial | Small Retail | Existing | Refrigeration | Electric | Open Display Case | E5 | RIM BC Ratio | 0 | 0 | 0 | 0 | 0 | 0 | 0 | 0 | 0 | 0 | 0 | 0 | 0 | 0 | 0 | 0 | 0 | 0 | 0 | 0 | 0 | 0 | 0 | 0 | 0 | 0 | 0 | 0 | 0 | 0
F5_Commercial_Small Retail_Existing_Refrigeration_Electric_Open Display Case_E6 | F5 | Commercial | Small Retail | Existing | Refrigeration | Electric | Open Display Case | E6 | RIM BC Ratio | 0 | 0 | 0 | 0 | 0 | 0 | 0 | 0 | 0 | 0 | 0 | 0 | 0 | 0 | 0 | 0 | 0 | 0 | 0 | 0 | 0 | 0 | 0 | 0 | 0 | 0 | 0 | 0 | 0 | 0
F5_Commercial_Small Retail_Existing_Refrigeration_Electric_Open Display Case_E7 | F5 | Commercial | Small Retail | Existing | Refrigeration | Electric | Open Display Case | E7 | RIM BC Ratio | 0 | 0 | 0 | 0 | 0 | 0 | 0 | 0 | 0 | 0 | 0 | 0 | 0 | 0 | 0 | 0 | 0 | 0 | 0 | 0 | 0 | 0 | 0 | 0 | 0 | 0 | 0 | 0 | 0 | 0
F5_Commercial_Small Retail_Existing_Refrigeration_Electric_Open Display Case_E8 | F5 | Commercial | Small Retail | Existing | Refrigeration | Electric | Open Display Case | E8 | RIM BC Ratio | 0 | 0 | 0 | 0 | 0 | 0 | 0 | 0 | 0 | 0 | 0 | 0 | 0 | 0 | 0 | 0 | 0 | 0 | 0 | 0 | 0 | 0 | 0 | 0 | 0 | 0 | 0 | 0 | 0 | 0
F5_Commercial_Small Retail_Existing_Refrigeration_Electric_Open Display Case_E9 | F5 | Commercial | Small Retail | Existing | Refrigeration | Electric | Open Display Case | E9 | RIM BC Ratio | 0 | 0 | 0 | 0 | 0 | 0 | 0 | 0 | 0 | 0 | 0 | 0 | 0 | 0 | 0 | 0 | 0 | 0 | 0 | 0 | 0 | 0 | 0 | 0 | 0 | 0 | 0 | 0 | 0 | 0
F5_Commercial_Small Retail_Existing_Refrigeration_Electric_Open Display Case_E10 | F5 | Commercial | Small Retail | Existing | Refrigeration | Electric | Open Display Case | E10 | RIM BC Ratio | 0 | 0 | 0 | 0 | 0 | 0 | 0 | 0 | 0 | 0 | 0 | 0 | 0 | 0 | 0 | 0 | 0 | 0 | 0 | 0 | 0 | 0 | 0 | 0 | 0 | 0 | 0 | 0 | 0 | 0
F0_Commercial_Small Retail_Existing_Refrigeration_Electric_Icemaker_E0 | F0 | Commercial | Small Retail | Existing | Refrigeration | Electric | Icemaker | E0 | Economic Unit | 0 | 0 | 0 | 0 | 0 | 0 | 0 | 0 | 0 | 0 | 0 | 0 | 0 | 0 | 0 | 0 | 0 | 0 | 0 | 0 | 0 | 0 | 0 | 0 | 0 | 0 | 0 | 0 | 0 | 0
F1_Commercial_Small Retail_Existing_Refrigeration_Electric_Icemaker_E1 | F1 | Commercial | Small Retail | Existing | Refrigeration | Electric | Icemaker | E1 | CCE | 0 | 0 | 0 | 0 | 0 | 0 | 0 | 0 | 0 | 0 | 0 | 0 | 0 | 0 | 0 | 0 | 0 | 0 | 0 | 0 | 0 | 0 | 0 | 0 | 0 | 0 | 0 | 0 | 0 | 0
F1_Commercial_Small Retail_Existing_Refrigeration_Electric_Icemaker_E2 | F1 | Commercial | Small Retail | Existing | Refrigeration | Electric | Icemaker | E2 | CCE | 0 | 0 | 0 | 0 | 0 | 0 | 0 | 0 | 0 | 0 | 0 | 0 | 0 | 0 | 0 | 0 | 0 | 0 | 0 | 0 | 0 | 0 | 0 | 0 | 0 | 0 | 0 | 0 | 0 | 0
F1_Commercial_Small Retail_Existing_Refrigeration_Electric_Icemaker_E3 | F1 | Commercial | Small Retail | Existing | Refrigeration | Electric | Icemaker | E3 | CCE | 0 | 0 | 0 | 0 | 0 | 0 | 0 | 0 | 0 | 0 | 0 | 0 | 0 | 0 | 0 | 0 | 0 | 0 | 0 | 0 | 0 | 0 | 0 | 0 | 0 | 0 | 0 | 0 | 0 | 0
F1_Commercial_Small Retail_Existing_Refrigeration_Electric_Icemaker_E4 | F1 | Commercial | Small Retail | Existing | Refrigeration | Electric | Icemaker | E4 | CCE | 0 | 0 | 0 | 0 | 0 | 0 | 0 | 0 | 0 | 0 | 0 | 0 | 0 | 0 | 0 | 0 | 0 | 0 | 0 | 0 | 0 | 0 | 0 | 0 | 0 | 0 | 0 | 0 | 0 | 0
F1_Commercial_Small Retail_Existing_Refrigeration_Electric_Icemaker_E5 | F1 | Commercial | Small Retail | Existing | Refrigeration | Electric | Icemaker | E5 | CCE | 0 | 0 | 0 | 0 | 0 | 0 | 0 | 0 | 0 | 0 | 0 | 0 | 0 | 0 | 0 | 0 | 0 | 0 | 0 | 0 | 0 | 0 | 0 | 0 | 0 | 0 | 0 | 0 | 0 | 0
F1_Commercial_Small Retail_Existing_Refrigeration_Electric_Icemaker_E6 | F1 | Commercial | Small Retail | Existing | Refrigeration | Electric | Icemaker | E6 | CCE | 0 | 0 | 0 | 0 | 0 | 0 | 0 | 0 | 0 | 0 | 0 | 0 | 0 | 0 | 0 | 0 | 0 | 0 | 0 | 0 | 0 | 0 | 0 | 0 | 0 | 0 | 0 | 0 | 0 | 0
F1_Commercial_Small Retail_Existing_Refrigeration_Electric_Icemaker_E7 | F1 | Commercial | Small Retail | Existing | Refrigeration | Electric | Icemaker | E7 | CCE | 0 | 0 | 0 | 0 | 0 | 0 | 0 | 0 | 0 | 0 | 0 | 0 | 0 | 0 | 0 | 0 | 0 | 0 | 0 | 0 | 0 | 0 | 0 | 0 | 0 | 0 | 0 | 0 | 0 | 0
F1_Commercial_Small Retail_Existing_Refrigeration_Electric_Icemaker_E8 | F1 | Commercial | Small Retail | Existing | Refrigeration | Electric | Icemaker | E8 | CCE | 0 | 0 | 0 | 0 | 0 | 0 | 0 | 0 | 0 | 0 | 0 | 0 | 0 | 0 | 0 | 0 | 0 | 0 | 0 | 0 | 0 | 0 | 0 | 0 | 0 | 0 | 0 | 0 | 0 | 0
F1_Commercial_Small Retail_Existing_Refrigeration_Electric_Icemaker_E9 | F1 | Commercial | Small Retail | Existing | Refrigeration | Electric | Icemaker | E9 | CCE | 0 | 0 | 0 | 0 | 0 | 0 | 0 | 0 | 0 | 0 | 0 | 0 | 0 | 0 | 0 | 0 | 0 | 0 | 0 | 0 | 0 | 0 | 0 | 0 | 0 | 0 | 0 | 0 | 0 | 0
F1_Commercial_Small Retail_Existing_Refrigeration_Electric_Icemaker_E10 | F1 | Commercial | Small Retail | Existing | Refrigeration | Electric | Icemaker | E10 | CCE | 0 | 0 | 0 | 0 | 0 | 0 | 0 | 0 | 0 | 0 | 0 | 0 | 0 | 0 | 0 | 0 | 0 | 0 | 0 | 0 | 0 | 0 | 0 | 0 | 0 | 0 | 0 | 0 | 0 | 0
F2_Commercial_Small Retail_Existing_Refrigeration_Electric_Icemaker_E1 | F2 | Commercial | Small Retail | Existing | Refrigeration | Electric | Icemaker | E1 | TRC BC Ratio | 0 | 0 | 0 | 0 | 0 | 0 | 0 | 0 | 0 | 0 | 0 | 0 | 0 | 0 | 0 | 0 | 0 | 0 | 0 | 0 | 0 | 0 | 0 | 0 | 0 | 0 | 0 | 0 | 0 | 0
F2_Commercial_Small Retail_Existing_Refrigeration_Electric_Icemaker_E2 | F2 | Commercial | Small Retail | Existing | Refrigeration | Electric | Icemaker | E2 | TRC BC Ratio | 0 | 0 | 0 | 0 | 0 | 0 | 0 | 0 | 0 | 0 | 0 | 0 | 0 | 0 | 0 | 0 | 0 | 0 | 0 | 0 | 0 | 0 | 0 | 0 | 0 | 0 | 0 | 0 | 0 | 0
F2_Commercial_Small Retail_Existing_Refrigeration_Electric_Icemaker_E3 | F2 | Commercial | Small Retail | Existing | Refrigeration | Electric | Icemaker | E3 | TRC BC Ratio | 0 | 0 | 0 | 0 | 0 | 0 | 0 | 0 | 0 | 0 | 0 | 0 | 0 | 0 | 0 | 0 | 0 | 0 | 0 | 0 | 0 | 0 | 0 | 0 | 0 | 0 | 0 | 0 | 0 | 0
F2_Commercial_Small Retail_Existing_Refrigeration_Electric_Icemaker_E4 | F2 | Commercial | Small Retail | Existing | Refrigeration | Electric | Icemaker | E4 | TRC BC Ratio | 0 | 0 | 0 | 0 | 0 | 0 | 0 | 0 | 0 | 0 | 0 | 0 | 0 | 0 | 0 | 0 | 0 | 0 | 0 | 0 | 0 | 0 | 0 | 0 | 0 | 0 | 0 | 0 | 0 | 0
F2_Commercial_Small Retail_Existing_Refrigeration_Electric_Icemaker_E5 | F2 | Commercial | Small Retail | Existing | Refrigeration | Electric | Icemaker | E5 | TRC BC Ratio | 0 | 0 | 0 | 0 | 0 | 0 | 0 | 0 | 0 | 0 | 0 | 0 | 0 | 0 | 0 | 0 | 0 | 0 | 0 | 0 | 0 | 0 | 0 | 0 | 0 | 0 | 0 | 0 | 0 | 0
F2_Commercial_Small Retail_Existing_Refrigeration_Electric_Icemaker_E6 | F2 | Commercial | Small Retail | Existing | Refrigeration | Electric | Icemaker | E6 | TRC BC Ratio | 0 | 0 | 0 | 0 | 0 | 0 | 0 | 0 | 0 | 0 | 0 | 0 | 0 | 0 | 0 | 0 | 0 | 0 | 0 | 0 | 0 | 0 | 0 | 0 | 0 | 0 | 0 | 0 | 0 | 0
F2_Commercial_Small Retail_Existing_Refrigeration_Electric_Icemaker_E7 | F2 | Commercial | Small Retail | Existing | Refrigeration | Electric | Icemaker | E7 | TRC BC Ratio | 0 | 0 | 0 | 0 | 0 | 0 | 0 | 0 | 0 | 0 | 0 | 0 | 0 | 0 | 0 | 0 | 0 | 0 | 0 | 0 | 0 | 0 | 0 | 0 | 0 | 0 | 0 | 0 | 0 | 0
F2_Commercial_Small Retail_Existing_Refrigeration_Electric_Icemaker_E8 | F2 | Commercial | Small Retail | Existing | Refrigeration | Electric | Icemaker | E8 | TRC BC Ratio | 0 | 0 | 0 | 0 | 0 | 0 | 0 | 0 | 0 | 0 | 0 | 0 | 0 | 0 | 0 | 0 | 0 | 0 | 0 | 0 | 0 | 0 | 0 | 0 | 0 | 0 | 0 | 0 | 0 | 0
F2_Commercial_Small Retail_Existing_Refrigeration_Electric_Icemaker_E9 | F2 | Commercial | Small Retail | Existing | Refrigeration | Electric | Icemaker | E9 | TRC BC Ratio | 0 | 0 | 0 | 0 | 0 | 0 | 0 | 0 | 0 | 0 | 0 | 0 | 0 | 0 | 0 | 0 | 0 | 0 | 0 | 0 | 0 | 0 | 0 | 0 | 0 | 0 | 0 | 0 | 0 | 0
F2_Commercial_Small Retail_Existing_Refrigeration_Electric_Icemaker_E10 | F2 | Commercial | Small Retail | Existing | Refrigeration | Electric | Icemaker | E10 | TRC BC Ratio | 0 | 0 | 0 | 0 | 0 | 0 | 0 | 0 | 0 | 0 | 0 | 0 | 0 | 0 | 0 | 0 | 0 | 0 | 0 | 0 | 0 | 0 | 0 | 0 | 0 | 0 | 0 | 0 | 0 | 0
F3_Commercial_Small Retail_Existing_Refrigeration_Electric_Icemaker_E1 | F3 | Commercial | Small Retail | Existing | Refrigeration | Electric | Icemaker | E1 | PACT BC Ratio | 0 | 0 | 0 | 0 | 0 | 0 | 0 | 0 | 0 | 0 | 0 | 0 | 0 | 0 | 0 | 0 | 0 | 0 | 0 | 0 | 0 | 0 | 0 | 0 | 0 | 0 | 0 | 0 | 0 | 0
F3_Commercial_Small Retail_Existing_Refrigeration_Electric_Icemaker_E2 | F3 | Commercial | Small Retail | Existing | Refrigeration | Electric | Icemaker | E2 | PACT BC Ratio | 0 | 0 | 0 | 0 | 0 | 0 | 0 | 0 | 0 | 0 | 0 | 0 | 0 | 0 | 0 | 0 | 0 | 0 | 0 | 0 | 0 | 0 | 0 | 0 | 0 | 0 | 0 | 0 | 0 | 0
F3_Commercial_Small Retail_Existing_Refrigeration_Electric_Icemaker_E3 | F3 | Commercial | Small Retail | Existing | Refrigeration | Electric | Icemaker | E3 | PACT BC Ratio | 0 | 0 | 0 | 0 | 0 | 0 | 0 | 0 | 0 | 0 | 0 | 0 | 0 | 0 | 0 | 0 | 0 | 0 | 0 | 0 | 0 | 0 | 0 | 0 | 0 | 0 | 0 | 0 | 0 | 0
F3_Commercial_Small Retail_Existing_Refrigeration_Electric_Icemaker_E4 | F3 | Commercial | Small Retail | Existing | Refrigeration | Electric | Icemaker | E4 | PACT BC Ratio | 0 | 0 | 0 | 0 | 0 | 0 | 0 | 0 | 0 | 0 | 0 | 0 | 0 | 0 | 0 | 0 | 0 | 0 | 0 | 0 | 0 | 0 | 0 | 0 | 0 | 0 | 0 | 0 | 0 | 0
F3_Commercial_Small Retail_Existing_Refrigeration_Electric_Icemaker_E5 | F3 | Commercial | Small Retail | Existing | Refrigeration | Electric | Icemaker | E5 | PACT BC Ratio | 0 | 0 | 0 | 0 | 0 | 0 | 0 | 0 | 0 | 0 | 0 | 0 | 0 | 0 | 0 | 0 | 0 | 0 | 0 | 0 | 0 | 0 | 0 | 0 | 0 | 0 | 0 | 0 | 0 | 0
F3_Commercial_Small Retail_Existing_Refrigeration_Electric_Icemaker_E6 | F3 | Commercial | Small Retail | Existing | Refrigeration | Electric | Icemaker | E6 | PACT BC Ratio | 0 | 0 | 0 | 0 | 0 | 0 | 0 | 0 | 0 | 0 | 0 | 0 | 0 | 0 | 0 | 0 | 0 | 0 | 0 | 0 | 0 | 0 | 0 | 0 | 0 | 0 | 0 | 0 | 0 | 0
F3_Commercial_Small Retail_Existing_Refrigeration_Electric_Icemaker_E7 | F3 | Commercial | Small Retail | Existing | Refrigeration | Electric | Icemaker | E7 | PACT BC Ratio | 0 | 0 | 0 | 0 | 0 | 0 | 0 | 0 | 0 | 0 | 0 | 0 | 0 | 0 | 0 | 0 | 0 | 0 | 0 | 0 | 0 | 0 | 0 | 0 | 0 | 0 | 0 | 0 | 0 | 0
F3_Commercial_Small Retail_Existing_Refrigeration_Electric_Icemaker_E8 | F3 | Commercial | Small Retail | Existing | Refrigeration | Electric | Icemaker | E8 | PACT BC Ratio | 0 | 0 | 0 | 0 | 0 | 0 | 0 | 0 | 0 | 0 | 0 | 0 | 0 | 0 | 0 | 0 | 0 | 0 | 0 | 0 | 0 | 0 | 0 | 0 | 0 | 0 | 0 | 0 | 0 | 0
F3_Commercial_Small Retail_Existing_Refrigeration_Electric_Icemaker_E9 | F3 | Commercial | Small Retail | Existing | Refrigeration | Electric | Icemaker | E9 | PACT BC Ratio | 0 | 0 | 0 | 0 | 0 | 0 | 0 | 0 | 0 | 0 | 0 | 0 | 0 | 0 | 0 | 0 | 0 | 0 | 0 | 0 | 0 | 0 | 0 | 0 | 0 | 0 | 0 | 0 | 0 | 0
F3_Commercial_Small Retail_Existing_Refrigeration_Electric_Icemaker_E10 | F3 | Commercial | Small Retail | Existing | Refrigeration | Electric | Icemaker | E10 | PACT BC Ratio | 0 | 0 | 0 | 0 | 0 | 0 | 0 | 0 | 0 | 0 | 0 | 0 | 0 | 0 | 0 | 0 | 0 | 0 | 0 | 0 | 0 | 0 | 0 | 0 | 0 | 0 | 0 | 0 | 0 | 0
F4_Commercial_Small Retail_Existing_Refrigeration_Electric_Icemaker_E1 | F4 | Commercial | Small Retail | Existing | Refrigeration | Electric | Icemaker | E1 | RVT BC Ratio | 0 | 0 | 0 | 0 | 0 | 0 | 0 | 0 | 0 | 0 | 0 | 0 | 0 | 0 | 0 | 0 | 0 | 0 | 0 | 0 | 0 | 0 | 0 | 0 | 0 | 0 | 0 | 0 | 0 | 0
F4_Commercial_Small Retail_Existing_Refrigeration_Electric_Icemaker_E2 | F4 | Commercial | Small Retail | Existing | Refrigeration | Electric | Icemaker | E2 | RVT BC Ratio | 0 | 0 | 0 | 0 | 0 | 0 | 0 | 0 | 0 | 0 | 0 | 0 | 0 | 0 | 0 | 0 | 0 | 0 | 0 | 0 | 0 | 0 | 0 | 0 | 0 | 0 | 0 | 0 | 0 | 0
F4_Commercial_Small Retail_Existing_Refrigeration_Electric_Icemaker_E3 | F4 | Commercial | Small Retail | Existing | Refrigeration | Electric | Icemaker | E3 | RVT BC Ratio | 0 | 0 | 0 | 0 | 0 | 0 | 0 | 0 | 0 | 0 | 0 | 0 | 0 | 0 | 0 | 0 | 0 | 0 | 0 | 0 | 0 | 0 | 0 | 0 | 0 | 0 | 0 | 0 | 0 | 0
F4_Commercial_Small Retail_Existing_Refrigeration_Electric_Icemaker_E4 | F4 | Commercial | Small Retail | Existing | Refrigeration | Electric | Icemaker | E4 | RVT BC Ratio | 0 | 0 | 0 | 0 | 0 | 0 | 0 | 0 | 0 | 0 | 0 | 0 | 0 | 0 | 0 | 0 | 0 | 0 | 0 | 0 | 0 | 0 | 0 | 0 | 0 | 0 | 0 | 0 | 0 | 0
F4_Commercial_Small Retail_Existing_Refrigeration_Electric_Icemaker_E5 | F4 | Commercial | Small Retail | Existing | Refrigeration | Electric | Icemaker | E5 | RVT BC Ratio | 0 | 0 | 0 | 0 | 0 | 0 | 0 | 0 | 0 | 0 | 0 | 0 | 0 | 0 | 0 | 0 | 0 | 0 | 0 | 0 | 0 | 0 | 0 | 0 | 0 | 0 | 0 | 0 | 0 | 0
F4_Commercial_Small Retail_Existing_Refrigeration_Electric_Icemaker_E6 | F4 | Commercial | Small Retail | Existing | Refrigeration | Electric | Icemaker | E6 | RVT BC Ratio | 0 | 0 | 0 | 0 | 0 | 0 | 0 | 0 | 0 | 0 | 0 | 0 | 0 | 0 | 0 | 0 | 0 | 0 | 0 | 0 | 0 | 0 | 0 | 0 | 0 | 0 | 0 | 0 | 0 | 0
F4_Commercial_Small Retail_Existing_Refrigeration_Electric_Icemaker_E7 | F4 | Commercial | Small Retail | Existing | Refrigeration | Electric | Icemaker | E7 | RVT BC Ratio | 0 | 0 | 0 | 0 | 0 | 0 | 0 | 0 | 0 | 0 | 0 | 0 | 0 | 0 | 0 | 0 | 0 | 0 | 0 | 0 | 0 | 0 | 0 | 0 | 0 | 0 | 0 | 0 | 0 | 0
F4_Commercial_Small Retail_Existing_Refrigeration_Electric_Icemaker_E8 | F4 | Commercial | Small Retail | Existing | Refrigeration | Electric | Icemaker | E8 | RVT BC Ratio | 0 | 0 | 0 | 0 | 0 | 0 | 0 | 0 | 0 | 0 | 0 | 0 | 0 | 0 | 0 | 0 | 0 | 0 | 0 | 0 | 0 | 0 | 0 | 0 | 0 | 0 | 0 | 0 | 0 | 0
F4_Commercial_Small Retail_Existing_Refrigeration_Electric_Icemaker_E9 | F4 | Commercial | Small Retail | Existing | Refrigeration | Electric | Icemaker | E9 | RVT BC Ratio | 0 | 0 | 0 | 0 | 0 | 0 | 0 | 0 | 0 | 0 | 0 | 0 | 0 | 0 | 0 | 0 | 0 | 0 | 0 | 0 | 0 | 0 | 0 | 0 | 0 | 0 | 0 | 0 | 0 | 0
F4_Commercial_Small Retail_Existing_Refrigeration_Electric_Icemaker_E10 | F4 | Commercial | Small Retail | Existing | Refrigeration | Electric | Icemaker | E10 | RVT BC Ratio | 0 | 0 | 0 | 0 | 0 | 0 | 0 | 0 | 0 | 0 | 0 | 0 | 0 | 0 | 0 | 0 | 0 | 0 | 0 | 0 | 0 | 0 | 0 | 0 | 0 | 0 | 0 | 0 | 0 | 0
F5_Commercial_Small Retail_Existing_Refrigeration_Electric_Icemaker_E1 | F5 | Commercial | Small Retail | Existing | Refrigeration | Electric | Icemaker | E1 | RIM BC Ratio | 0 | 0 | 0 | 0 | 0 | 0 | 0 | 0 | 0 | 0 | 0 | 0 | 0 | 0 | 0 | 0 | 0 | 0 | 0 | 0 | 0 | 0 | 0 | 0 | 0 | 0 | 0 | 0 | 0 | 0
F5_Commercial_Small Retail_Existing_Refrigeration_Electric_Icemaker_E2 | F5 | Commercial | Small Retail | Existing | Refrigeration | Electric | Icemaker | E2 | RIM BC Ratio | 0 | 0 | 0 | 0 | 0 | 0 | 0 | 0 | 0 | 0 | 0 | 0 | 0 | 0 | 0 | 0 | 0 | 0 | 0 | 0 | 0 | 0 | 0 | 0 | 0 | 0 | 0 | 0 | 0 | 0
F5_Commercial_Small Retail_Existing_Refrigeration_Electric_Icemaker_E3 | F5 | Commercial | Small Retail | Existing | Refrigeration | Electric | Icemaker | E3 | RIM BC Ratio | 0 | 0 | 0 | 0 | 0 | 0 | 0 | 0 | 0 | 0 | 0 | 0 | 0 | 0 | 0 | 0 | 0 | 0 | 0 | 0 | 0 | 0 | 0 | 0 | 0 | 0 | 0 | 0 | 0 | 0
F5_Commercial_Small Retail_Existing_Refrigeration_Electric_Icemaker_E4 | F5 | Commercial | Small Retail | Existing | Refrigeration | Electric | Icemaker | E4 | RIM BC Ratio | 0 | 0 | 0 | 0 | 0 | 0 | 0 | 0 | 0 | 0 | 0 | 0 | 0 | 0 | 0 | 0 | 0 | 0 | 0 | 0 | 0 | 0 | 0 | 0 | 0 | 0 | 0 | 0 | 0 | 0
F5_Commercial_Small Retail_Existing_Refrigeration_Electric_Icemaker_E5 | F5 | Commercial | Small Retail | Existing | Refrigeration | Electric | Icemaker | E5 | RIM BC Ratio | 0 | 0 | 0 | 0 | 0 | 0 | 0 | 0 | 0 | 0 | 0 | 0 | 0 | 0 | 0 | 0 | 0 | 0 | 0 | 0 | 0 | 0 | 0 | 0 | 0 | 0 | 0 | 0 | 0 | 0
F5_Commercial_Small Retail_Existing_Refrigeration_Electric_Icemaker_E6 | F5 | Commercial | Small Retail | Existing | Refrigeration | Electric | Icemaker | E6 | RIM BC Ratio | 0 | 0 | 0 | 0 | 0 | 0 | 0 | 0 | 0 | 0 | 0 | 0 | 0 | 0 | 0 | 0 | 0 | 0 | 0 | 0 | 0 | 0 | 0 | 0 | 0 | 0 | 0 | 0 | 0 | 0
F5_Commercial_Small Retail_Existing_Refrigeration_Electric_Icemaker_E7 | F5 | Commercial | Small Retail | Existing | Refrigeration | Electric | Icemaker | E7 | RIM BC Ratio | 0 | 0 | 0 | 0 | 0 | 0 | 0 | 0 | 0 | 0 | 0 | 0 | 0 | 0 | 0 | 0 | 0 | 0 | 0 | 0 | 0 | 0 | 0 | 0 | 0 | 0 | 0 | 0 | 0 | 0
F5_Commercial_Small Retail_Existing_Refrigeration_Electric_Icemaker_E8 | F5 | Commercial | Small Retail | Existing | Refrigeration | Electric | Icemaker | E8 | RIM BC Ratio | 0 | 0 | 0 | 0 | 0 | 0 | 0 | 0 | 0 | 0 | 0 | 0 | 0 | 0 | 0 | 0 | 0 | 0 | 0 | 0 | 0 | 0 | 0 | 0 | 0 | 0 | 0 | 0 | 0 | 0
F5_Commercial_Small Retail_Existing_Refrigeration_Electric_Icemaker_E9 | F5 | Commercial | Small Retail | Existing | Refrigeration | Electric | Icemaker | E9 | RIM BC Ratio | 0 | 0 | 0 | 0 | 0 | 0 | 0 | 0 | 0 | 0 | 0 | 0 | 0 | 0 | 0 | 0 | 0 | 0 | 0 | 0 | 0 | 0 | 0 | 0 | 0 | 0 | 0 | 0 | 0 | 0
F5_Commercial_Small Retail_Existing_Refrigeration_Electric_Icemaker_E10 | F5 | Commercial | Small Retail | Existing | Refrigeration | Electric | Icemaker | E10 | RIM BC Ratio | 0 | 0 | 0 | 0 | 0 | 0 | 0 | 0 | 0 | 0 | 0 | 0 | 0 | 0 | 0 | 0 | 0 | 0 | 0 | 0 | 0 | 0 | 0 | 0 | 0 | 0 | 0 | 0 | 0 | 0
F0_Commercial_Small Retail_Existing_Refrigeration_Electric_Vending Machine_E0 | F0 | Commercial | Small Retail | Existing | Refrigeration | Electric | Vending Machine | E0 | Economic Unit | 0 | 0 | 0 | 0 | 0 | 0 | 0 | 0 | 0 | 0 | 0 | 0 | 0 | 0 | 0 | 0 | 0 | 0 | 0 | 0 | 0 | 0 | 0 | 0 | 0 | 0 | 0 | 0 | 0 | 0
F1_Commercial_Small Retail_Existing_Refrigeration_Electric_Vending Machine_E1 | F1 | Commercial | Small Retail | Existing | Refrigeration | Electric | Vending Machine | E1 | CCE | 0 | 0 | 0 | 0 | 0 | 0 | 0 | 0 | 0 | 0 | 0 | 0 | 0 | 0 | 0 | 0 | 0 | 0 | 0 | 0 | 0 | 0 | 0 | 0 | 0 | 0 | 0 | 0 | 0 | 0
F1_Commercial_Small Retail_Existing_Refrigeration_Electric_Vending Machine_E2 | F1 | Commercial | Small Retail | Existing | Refrigeration | Electric | Vending Machine | E2 | CCE | 0 | 0 | 0 | 0 | 0 | 0 | 0 | 0 | 0 | 0 | 0 | 0 | 0 | 0 | 0 | 0 | 0 | 0 | 0 | 0 | 0 | 0 | 0 | 0 | 0 | 0 | 0 | 0 | 0 | 0
F1_Commercial_Small Retail_Existing_Refrigeration_Electric_Vending Machine_E3 | F1 | Commercial | Small Retail | Existing | Refrigeration | Electric | Vending Machine | E3 | CCE | 0 | 0 | 0 | 0 | 0 | 0 | 0 | 0 | 0 | 0 | 0 | 0 | 0 | 0 | 0 | 0 | 0 | 0 | 0 | 0 | 0 | 0 | 0 | 0 | 0 | 0 | 0 | 0 | 0 | 0
F1_Commercial_Small Retail_Existing_Refrigeration_Electric_Vending Machine_E4 | F1 | Commercial | Small Retail | Existing | Refrigeration | Electric | Vending Machine | E4 | CCE | 0 | 0 | 0 | 0 | 0 | 0 | 0 | 0 | 0 | 0 | 0 | 0 | 0 | 0 | 0 | 0 | 0 | 0 | 0 | 0 | 0 | 0 | 0 | 0 | 0 | 0 | 0 | 0 | 0 | 0
F1_Commercial_Small Retail_Existing_Refrigeration_Electric_Vending Machine_E5 | F1 | Commercial | Small Retail | Existing | Refrigeration | Electric | Vending Machine | E5 | CCE | 0 | 0 | 0 | 0 | 0 | 0 | 0 | 0 | 0 | 0 | 0 | 0 | 0 | 0 | 0 | 0 | 0 | 0 | 0 | 0 | 0 | 0 | 0 | 0 | 0 | 0 | 0 | 0 | 0 | 0
F1_Commercial_Small Retail_Existing_Refrigeration_Electric_Vending Machine_E6 | F1 | Commercial | Small Retail | Existing | Refrigeration | Electric | Vending Machine | E6 | CCE | 0 | 0 | 0 | 0 | 0 | 0 | 0 | 0 | 0 | 0 | 0 | 0 | 0 | 0 | 0 | 0 | 0 | 0 | 0 | 0 | 0 | 0 | 0 | 0 | 0 | 0 | 0 | 0 | 0 | 0
F1_Commercial_Small Retail_Existing_Refrigeration_Electric_Vending Machine_E7 | F1 | Commercial | Small Retail | Existing | Refrigeration | Electric | Vending Machine | E7 | CCE | 0 | 0 | 0 | 0 | 0 | 0 | 0 | 0 | 0 | 0 | 0 | 0 | 0 | 0 | 0 | 0 | 0 | 0 | 0 | 0 | 0 | 0 | 0 | 0 | 0 | 0 | 0 | 0 | 0 | 0
F1_Commercial_Small Retail_Existing_Refrigeration_Electric_Vending Machine_E8 | F1 | Commercial | Small Retail | Existing | Refrigeration | Electric | Vending Machine | E8 | CCE | 0 | 0 | 0 | 0 | 0 | 0 | 0 | 0 | 0 | 0 | 0 | 0 | 0 | 0 | 0 | 0 | 0 | 0 | 0 | 0 | 0 | 0 | 0 | 0 | 0 | 0 | 0 | 0 | 0 | 0
F1_Commercial_Small Retail_Existing_Refrigeration_Electric_Vending Machine_E9 | F1 | Commercial | Small Retail | Existing | Refrigeration | Electric | Vending Machine | E9 | CCE | 0 | 0 | 0 | 0 | 0 | 0 | 0 | 0 | 0 | 0 | 0 | 0 | 0 | 0 | 0 | 0 | 0 | 0 | 0 | 0 | 0 | 0 | 0 | 0 | 0 | 0 | 0 | 0 | 0 | 0
F1_Commercial_Small Retail_Existing_Refrigeration_Electric_Vending Machine_E10 | F1 | Commercial | Small Retail | Existing | Refrigeration | Electric | Vending Machine | E10 | CCE | 0 | 0 | 0 | 0 | 0 | 0 | 0 | 0 | 0 | 0 | 0 | 0 | 0 | 0 | 0 | 0 | 0 | 0 | 0 | 0 | 0 | 0 | 0 | 0 | 0 | 0 | 0 | 0 | 0 | 0
F2_Commercial_Small Retail_Existing_Refrigeration_Electric_Vending Machine_E1 | F2 | Commercial | Small Retail | Existing | Refrigeration | Electric | Vending Machine | E1 | TRC BC Ratio | 0 | 0 | 0 | 0 | 0 | 0 | 0 | 0 | 0 | 0 | 0 | 0 | 0 | 0 | 0 | 0 | 0 | 0 | 0 | 0 | 0 | 0 | 0 | 0 | 0 | 0 | 0 | 0 | 0 | 0
F2_Commercial_Small Retail_Existing_Refrigeration_Electric_Vending Machine_E2 | F2 | Commercial | Small Retail | Existing | Refrigeration | Electric | Vending Machine | E2 | TRC BC Ratio | 0 | 0 | 0 | 0 | 0 | 0 | 0 | 0 | 0 | 0 | 0 | 0 | 0 | 0 | 0 | 0 | 0 | 0 | 0 | 0 | 0 | 0 | 0 | 0 | 0 | 0 | 0 | 0 | 0 | 0
F2_Commercial_Small Retail_Existing_Refrigeration_Electric_Vending Machine_E3 | F2 | Commercial | Small Retail | Existing | Refrigeration | Electric | Vending Machine | E3 | TRC BC Ratio | 0 | 0 | 0 | 0 | 0 | 0 | 0 | 0 | 0 | 0 | 0 | 0 | 0 | 0 | 0 | 0 | 0 | 0 | 0 | 0 | 0 | 0 | 0 | 0 | 0 | 0 | 0 | 0 | 0 | 0
F2_Commercial_Small Retail_Existing_Refrigeration_Electric_Vending Machine_E4 | F2 | Commercial | Small Retail | Existing | Refrigeration | Electric | Vending Machine | E4 | TRC BC Ratio | 0 | 0 | 0 | 0 | 0 | 0 | 0 | 0 | 0 | 0 | 0 | 0 | 0 | 0 | 0 | 0 | 0 | 0 | 0 | 0 | 0 | 0 | 0 | 0 | 0 | 0 | 0 | 0 | 0 | 0
F2_Commercial_Small Retail_Existing_Refrigeration_Electric_Vending Machine_E5 | F2 | Commercial | Small Retail | Existing | Refrigeration | Electric | Vending Machine | E5 | TRC BC Ratio | 0 | 0 | 0 | 0 | 0 | 0 | 0 | 0 | 0 | 0 | 0 | 0 | 0 | 0 | 0 | 0 | 0 | 0 | 0 | 0 | 0 | 0 | 0 | 0 | 0 | 0 | 0 | 0 | 0 | 0
F2_Commercial_Small Retail_Existing_Refrigeration_Electric_Vending Machine_E6 | F2 | Commercial | Small Retail | Existing | Refrigeration | Electric | Vending Machine | E6 | TRC BC Ratio | 0 | 0 | 0 | 0 | 0 | 0 | 0 | 0 | 0 | 0 | 0 | 0 | 0 | 0 | 0 | 0 | 0 | 0 | 0 | 0 | 0 | 0 | 0 | 0 | 0 | 0 | 0 | 0 | 0 | 0
F2_Commercial_Small Retail_Existing_Refrigeration_Electric_Vending Machine_E7 | F2 | Commercial | Small Retail | Existing | Refrigeration | Electric | Vending Machine | E7 | TRC BC Ratio | 0 | 0 | 0 | 0 | 0 | 0 | 0 | 0 | 0 | 0 | 0 | 0 | 0 | 0 | 0 | 0 | 0 | 0 | 0 | 0 | 0 | 0 | 0 | 0 | 0 | 0 | 0 | 0 | 0 | 0
F2_Commercial_Small Retail_Existing_Refrigeration_Electric_Vending Machine_E8 | F2 | Commercial | Small Retail | Existing | Refrigeration | Electric | Vending Machine | E8 | TRC BC Ratio | 0 | 0 | 0 | 0 | 0 | 0 | 0 | 0 | 0 | 0 | 0 | 0 | 0 | 0 | 0 | 0 | 0 | 0 | 0 | 0 | 0 | 0 | 0 | 0 | 0 | 0 | 0 | 0 | 0 | 0
F2_Commercial_Small Retail_Existing_Refrigeration_Electric_Vending Machine_E9 | F2 | Commercial | Small Retail | Existing | Refrigeration | Electric | Vending Machine | E9 | TRC BC Ratio | 0 | 0 | 0 | 0 | 0 | 0 | 0 | 0 | 0 | 0 | 0 | 0 | 0 | 0 | 0 | 0 | 0 | 0 | 0 | 0 | 0 | 0 | 0 | 0 | 0 | 0 | 0 | 0 | 0 | 0
F2_Commercial_Small Retail_Existing_Refrigeration_Electric_Vending Machine_E10 | F2 | Commercial | Small Retail | Existing | Refrigeration | Electric | Vending Machine | E10 | TRC BC Ratio | 0 | 0 | 0 | 0 | 0 | 0 | 0 | 0 | 0 | 0 | 0 | 0 | 0 | 0 | 0 | 0 | 0 | 0 | 0 | 0 | 0 | 0 | 0 | 0 | 0 | 0 | 0 | 0 | 0 | 0
F3_Commercial_Small Retail_Existing_Refrigeration_Electric_Vending Machine_E1 | F3 | Commercial | Small Retail | Existing | Refrigeration | Electric | Vending Machine | E1 | PACT BC Ratio | 0 | 0 | 0 | 0 | 0 | 0 | 0 | 0 | 0 | 0 | 0 | 0 | 0 | 0 | 0 | 0 | 0 | 0 | 0 | 0 | 0 | 0 | 0 | 0 | 0 | 0 | 0 | 0 | 0 | 0
F3_Commercial_Small Retail_Existing_Refrigeration_Electric_Vending Machine_E2 | F3 | Commercial | Small Retail | Existing | Refrigeration | Electric | Vending Machine | E2 | PACT BC Ratio | 0 | 0 | 0 | 0 | 0 | 0 | 0 | 0 | 0 | 0 | 0 | 0 | 0 | 0 | 0 | 0 | 0 | 0 | 0 | 0 | 0 | 0 | 0 | 0 | 0 | 0 | 0 | 0 | 0 | 0
F3_Commercial_Small Retail_Existing_Refrigeration_Electric_Vending Machine_E3 | F3 | Commercial | Small Retail | Existing | Refrigeration | Electric | Vending Machine | E3 | PACT BC Ratio | 0 | 0 | 0 | 0 | 0 | 0 | 0 | 0 | 0 | 0 | 0 | 0 | 0 | 0 | 0 | 0 | 0 | 0 | 0 | 0 | 0 | 0 | 0 | 0 | 0 | 0 | 0 | 0 | 0 | 0
F3_Commercial_Small Retail_Existing_Refrigeration_Electric_Vending Machine_E4 | F3 | Commercial | Small Retail | Existing | Refrigeration | Electric | Vending Machine | E4 | PACT BC Ratio | 0 | 0 | 0 | 0 | 0 | 0 | 0 | 0 | 0 | 0 | 0 | 0 | 0 | 0 | 0 | 0 | 0 | 0 | 0 | 0 | 0 | 0 | 0 | 0 | 0 | 0 | 0 | 0 | 0 | 0
F3_Commercial_Small Retail_Existing_Refrigeration_Electric_Vending Machine_E5 | F3 | Commercial | Small Retail | Existing | Refrigeration | Electric | Vending Machine | E5 | PACT BC Ratio | 0 | 0 | 0 | 0 | 0 | 0 | 0 | 0 | 0 | 0 | 0 | 0 | 0 | 0 | 0 | 0 | 0 | 0 | 0 | 0 | 0 | 0 | 0 | 0 | 0 | 0 | 0 | 0 | 0 | 0
F3_Commercial_Small Retail_Existing_Refrigeration_Electric_Vending Machine_E6 | F3 | Commercial | Small Retail | Existing | Refrigeration | Electric | Vending Machine | E6 | PACT BC Ratio | 0 | 0 | 0 | 0 | 0 | 0 | 0 | 0 | 0 | 0 | 0 | 0 | 0 | 0 | 0 | 0 | 0 | 0 | 0 | 0 | 0 | 0 | 0 | 0 | 0 | 0 | 0 | 0 | 0 | 0
F3_Commercial_Small Retail_Existing_Refrigeration_Electric_Vending Machine_E7 | F3 | Commercial | Small Retail | Existing | Refrigeration | Electric | Vending Machine | E7 | PACT BC Ratio | 0 | 0 | 0 | 0 | 0 | 0 | 0 | 0 | 0 | 0 | 0 | 0 | 0 | 0 | 0 | 0 | 0 | 0 | 0 | 0 | 0 | 0 | 0 | 0 | 0 | 0 | 0 | 0 | 0 | 0
F3_Commercial_Small Retail_Existing_Refrigeration_Electric_Vending Machine_E8 | F3 | Commercial | Small Retail | Existing | Refrigeration | Electric | Vending Machine | E8 | PACT BC Ratio | 0 | 0 | 0 | 0 | 0 | 0 | 0 | 0 | 0 | 0 | 0 | 0 | 0 | 0 | 0 | 0 | 0 | 0 | 0 | 0 | 0 | 0 | 0 | 0 | 0 | 0 | 0 | 0 | 0 | 0
F3_Commercial_Small Retail_Existing_Refrigeration_Electric_Vending Machine_E9 | F3 | Commercial | Small Retail | Existing | Refrigeration | Electric | Vending Machine | E9 | PACT BC Ratio | 0 | 0 | 0 | 0 | 0 | 0 | 0 | 0 | 0 | 0 | 0 | 0 | 0 | 0 | 0 | 0 | 0 | 0 | 0 | 0 | 0 | 0 | 0 | 0 | 0 | 0 | 0 | 0 | 0 | 0
F3_Commercial_Small Retail_Existing_Refrigeration_Electric_Vending Machine_E10 | F3 | Commercial | Small Retail | Existing | Refrigeration | Electric | Vending Machine | E10 | PACT BC Ratio | 0 | 0 | 0 | 0 | 0 | 0 | 0 | 0 | 0 | 0 | 0 | 0 | 0 | 0 | 0 | 0 | 0 | 0 | 0 | 0 | 0 | 0 | 0 | 0 | 0 | 0 | 0 | 0 | 0 | 0
F4_Commercial_Small Retail_Existing_Refrigeration_Electric_Vending Machine_E1 | F4 | Commercial | Small Retail | Existing | Refrigeration | Electric | Vending Machine | E1 | RVT BC Ratio | 0 | 0 | 0 | 0 | 0 | 0 | 0 | 0 | 0 | 0 | 0 | 0 | 0 | 0 | 0 | 0 | 0 | 0 | 0 | 0 | 0 | 0 | 0 | 0 | 0 | 0 | 0 | 0 | 0 | 0
F4_Commercial_Small Retail_Existing_Refrigeration_Electric_Vending Machine_E2 | F4 | Commercial | Small Retail | Existing | Refrigeration | Electric | Vending Machine | E2 | RVT BC Ratio | 0 | 0 | 0 | 0 | 0 | 0 | 0 | 0 | 0 | 0 | 0 | 0 | 0 | 0 | 0 | 0 | 0 | 0 | 0 | 0 | 0 | 0 | 0 | 0 | 0 | 0 | 0 | 0 | 0 | 0
F4_Commercial_Small Retail_Existing_Refrigeration_Electric_Vending Machine_E3 | F4 | Commercial | Small Retail | Existing | Refrigeration | Electric | Vending Machine | E3 | RVT BC Ratio | 0 | 0 | 0 | 0 | 0 | 0 | 0 | 0 | 0 | 0 | 0 | 0 | 0 | 0 | 0 | 0 | 0 | 0 | 0 | 0 | 0 | 0 | 0 | 0 | 0 | 0 | 0 | 0 | 0 | 0
F4_Commercial_Small Retail_Existing_Refrigeration_Electric_Vending Machine_E4 | F4 | Commercial | Small Retail | Existing | Refrigeration | Electric | Vending Machine | E4 | RVT BC Ratio | 0 | 0 | 0 | 0 | 0 | 0 | 0 | 0 | 0 | 0 | 0 | 0 | 0 | 0 | 0 | 0 | 0 | 0 | 0 | 0 | 0 | 0 | 0 | 0 | 0 | 0 | 0 | 0 | 0 | 0
F4_Commercial_Small Retail_Existing_Refrigeration_Electric_Vending Machine_E5 | F4 | Commercial | Small Retail | Existing | Refrigeration | Electric | Vending Machine | E5 | RVT BC Ratio | 0 | 0 | 0 | 0 | 0 | 0 | 0 | 0 | 0 | 0 | 0 | 0 | 0 | 0 | 0 | 0 | 0 | 0 | 0 | 0 | 0 | 0 | 0 | 0 | 0 | 0 | 0 | 0 | 0 | 0
F4_Commercial_Small Retail_Existing_Refrigeration_Electric_Vending Machine_E6 | F4 | Commercial | Small Retail | Existing | Refrigeration | Electric | Vending Machine | E6 | RVT BC Ratio | 0 | 0 | 0 | 0 | 0 | 0 | 0 | 0 | 0 | 0 | 0 | 0 | 0 | 0 | 0 | 0 | 0 | 0 | 0 | 0 | 0 | 0 | 0 | 0 | 0 | 0 | 0 | 0 | 0 | 0
F4_Commercial_Small Retail_Existing_Refrigeration_Electric_Vending Machine_E7 | F4 | Commercial | Small Retail | Existing | Refrigeration | Electric | Vending Machine | E7 | RVT BC Ratio | 0 | 0 | 0 | 0 | 0 | 0 | 0 | 0 | 0 | 0 | 0 | 0 | 0 | 0 | 0 | 0 | 0 | 0 | 0 | 0 | 0 | 0 | 0 | 0 | 0 | 0 | 0 | 0 | 0 | 0
F4_Commercial_Small Retail_Existing_Refrigeration_Electric_Vending Machine_E8 | F4 | Commercial | Small Retail | Existing | Refrigeration | Electric | Vending Machine | E8 | RVT BC Ratio | 0 | 0 | 0 | 0 | 0 | 0 | 0 | 0 | 0 | 0 | 0 | 0 | 0 | 0 | 0 | 0 | 0 | 0 | 0 | 0 | 0 | 0 | 0 | 0 | 0 | 0 | 0 | 0 | 0 | 0
F4_Commercial_Small Retail_Existing_Refrigeration_Electric_Vending Machine_E9 | F4 | Commercial | Small Retail | Existing | Refrigeration | Electric | Vending Machine | E9 | RVT BC Ratio | 0 | 0 | 0 | 0 | 0 | 0 | 0 | 0 | 0 | 0 | 0 | 0 | 0 | 0 | 0 | 0 | 0 | 0 | 0 | 0 | 0 | 0 | 0 | 0 | 0 | 0 | 0 | 0 | 0 | 0
F4_Commercial_Small Retail_Existing_Refrigeration_Electric_Vending Machine_E10 | F4 | Commercial | Small Retail | Existing | Refrigeration | Electric | Vending Machine | E10 | RVT BC Ratio | 0 | 0 | 0 | 0 | 0 | 0 | 0 | 0 | 0 | 0 | 0 | 0 | 0 | 0 | 0 | 0 | 0 | 0 | 0 | 0 | 0 | 0 | 0 | 0 | 0 | 0 | 0 | 0 | 0 | 0
F5_Commercial_Small Retail_Existing_Refrigeration_Electric_Vending Machine_E1 | F5 | Commercial | Small Retail | Existing | Refrigeration | Electric | Vending Machine | E1 | RIM BC Ratio | 0 | 0 | 0 | 0 | 0 | 0 | 0 | 0 | 0 | 0 | 0 | 0 | 0 | 0 | 0 | 0 | 0 | 0 | 0 | 0 | 0 | 0 | 0 | 0 | 0 | 0 | 0 | 0 | 0 | 0
F5_Commercial_Small Retail_Existing_Refrigeration_Electric_Vending Machine_E2 | F5 | Commercial | Small Retail | Existing | Refrigeration | Electric | Vending Machine | E2 | RIM BC Ratio | 0 | 0 | 0 | 0 | 0 | 0 | 0 | 0 | 0 | 0 | 0 | 0 | 0 | 0 | 0 | 0 | 0 | 0 | 0 | 0 | 0 | 0 | 0 | 0 | 0 | 0 | 0 | 0 | 0 | 0
F5_Commercial_Small Retail_Existing_Refrigeration_Electric_Vending Machine_E3 | F5 | Commercial | Small Retail | Existing | Refrigeration | Electric | Vending Machine | E3 | RIM BC Ratio | 0 | 0 | 0 | 0 | 0 | 0 | 0 | 0 | 0 | 0 | 0 | 0 | 0 | 0 | 0 | 0 | 0 | 0 | 0 | 0 | 0 | 0 | 0 | 0 | 0 | 0 | 0 | 0 | 0 | 0
F5_Commercial_Small Retail_Existing_Refrigeration_Electric_Vending Machine_E4 | F5 | Commercial | Small Retail | Existing | Refrigeration | Electric | Vending Machine | E4 | RIM BC Ratio | 0 | 0 | 0 | 0 | 0 | 0 | 0 | 0 | 0 | 0 | 0 | 0 | 0 | 0 | 0 | 0 | 0 | 0 | 0 | 0 | 0 | 0 | 0 | 0 | 0 | 0 | 0 | 0 | 0 | 0
F5_Commercial_Small Retail_Existing_Refrigeration_Electric_Vending Machine_E5 | F5 | Commercial | Small Retail | Existing | Refrigeration | Electric | Vending Machine | E5 | RIM BC Ratio | 0 | 0 | 0 | 0 | 0 | 0 | 0 | 0 | 0 | 0 | 0 | 0 | 0 | 0 | 0 | 0 | 0 | 0 | 0 | 0 | 0 | 0 | 0 | 0 | 0 | 0 | 0 | 0 | 0 | 0
F5_Commercial_Small Retail_Existing_Refrigeration_Electric_Vending Machine_E6 | F5 | Commercial | Small Retail | Existing | Refrigeration | Electric | Vending Machine | E6 | RIM BC Ratio | 0 | 0 | 0 | 0 | 0 | 0 | 0 | 0 | 0 | 0 | 0 | 0 | 0 | 0 | 0 | 0 | 0 | 0 | 0 | 0 | 0 | 0 | 0 | 0 | 0 | 0 | 0 | 0 | 0 | 0
F5_Commercial_Small Retail_Existing_Refrigeration_Electric_Vending Machine_E7 | F5 | Commercial | Small Retail | Existing | Refrigeration | Electric | Vending Machine | E7 | RIM BC Ratio | 0 | 0 | 0 | 0 | 0 | 0 | 0 | 0 | 0 | 0 | 0 | 0 | 0 | 0 | 0 | 0 | 0 | 0 | 0 | 0 | 0 | 0 | 0 | 0 | 0 | 0 | 0 | 0 | 0 | 0
F5_Commercial_Small Retail_Existing_Refrigeration_Electric_Vending Machine_E8 | F5 | Commercial | Small Retail | Existing | Refrigeration | Electric | Vending Machine | E8 | RIM BC Ratio | 0 | 0 | 0 | 0 | 0 | 0 | 0 | 0 | 0 | 0 | 0 | 0 | 0 | 0 | 0 | 0 | 0 | 0 | 0 | 0 | 0 | 0 | 0 | 0 | 0 | 0 | 0 | 0 | 0 | 0
F5_Commercial_Small Retail_Existing_Refrigeration_Electric_Vending Machine_E9 | F5 | Commercial | Small Retail | Existing | Refrigeration | Electric | Vending Machine | E9 | RIM BC Ratio | 0 | 0 | 0 | 0 | 0 | 0 | 0 | 0 | 0 | 0 | 0 | 0 | 0 | 0 | 0 | 0 | 0 | 0 | 0 | 0 | 0 | 0 | 0 | 0 | 0 | 0 | 0 | 0 | 0 | 0
F5_Commercial_Small Retail_Existing_Refrigeration_Electric_Vending Machine_E10 | F5 | Commercial | Small Retail | Existing | Refrigeration | Electric | Vending Machine | E10 | RIM BC Ratio | 0 | 0 | 0 | 0 | 0 | 0 | 0 | 0 | 0 | 0 | 0 | 0 | 0 | 0 | 0 | 0 | 0 | 0 | 0 | 0 | 0 | 0 | 0 | 0 | 0 | 0 | 0 | 0 | 0 | 0
F0_Commercial_Small Retail_Existing_Food Preparation_Electric_Oven_E0 | F0 | Commercial | Small Retail | Existing | Food Preparation | Electric | Oven | E0 | Economic Unit | 0 | 0 | 0 | 0 | 0 | 0 | 0 | 0 | 0 | 0 | 0 | 0 | 0 | 0 | 0 | 0 | 0 | 0 | 0 | 0 | 0 | 0 | 0 | 0 | 0 | 0 | 0 | 0 | 0 | 0
F1_Commercial_Small Retail_Existing_Food Preparation_Electric_Oven_E1 | F1 | Commercial | Small Retail | Existing | Food Preparation | Electric | Oven | E1 | CCE | 0 | 0 | 0 | 0 | 0 | 0 | 0 | 0 | 0 | 0 | 0 | 0 | 0 | 0 | 0 | 0 | 0 | 0 | 0 | 0 | 0 | 0 | 0 | 0 | 0 | 0 | 0 | 0 | 0 | 0
F1_Commercial_Small Retail_Existing_Food Preparation_Electric_Oven_E2 | F1 | Commercial | Small Retail | Existing | Food Preparation | Electric | Oven | E2 | CCE | 0 | 0 | 0 | 0 | 0 | 0 | 0 | 0 | 0 | 0 | 0 | 0 | 0 | 0 | 0 | 0 | 0 | 0 | 0 | 0 | 0 | 0 | 0 | 0 | 0 | 0 | 0 | 0 | 0 | 0
F1_Commercial_Small Retail_Existing_Food Preparation_Electric_Oven_E3 | F1 | Commercial | Small Retail | Existing | Food Preparation | Electric | Oven | E3 | CCE | 0 | 0 | 0 | 0 | 0 | 0 | 0 | 0 | 0 | 0 | 0 | 0 | 0 | 0 | 0 | 0 | 0 | 0 | 0 | 0 | 0 | 0 | 0 | 0 | 0 | 0 | 0 | 0 | 0 | 0
F1_Commercial_Small Retail_Existing_Food Preparation_Electric_Oven_E4 | F1 | Commercial | Small Retail | Existing | Food Preparation | Electric | Oven | E4 | CCE | 0 | 0 | 0 | 0 | 0 | 0 | 0 | 0 | 0 | 0 | 0 | 0 | 0 | 0 | 0 | 0 | 0 | 0 | 0 | 0 | 0 | 0 | 0 | 0 | 0 | 0 | 0 | 0 | 0 | 0
F1_Commercial_Small Retail_Existing_Food Preparation_Electric_Oven_E5 | F1 | Commercial | Small Retail | Existing | Food Preparation | Electric | Oven | E5 | CCE | 0 | 0 | 0 | 0 | 0 | 0 | 0 | 0 | 0 | 0 | 0 | 0 | 0 | 0 | 0 | 0 | 0 | 0 | 0 | 0 | 0 | 0 | 0 | 0 | 0 | 0 | 0 | 0 | 0 | 0
F1_Commercial_Small Retail_Existing_Food Preparation_Electric_Oven_E6 | F1 | Commercial | Small Retail | Existing | Food Preparation | Electric | Oven | E6 | CCE | 0 | 0 | 0 | 0 | 0 | 0 | 0 | 0 | 0 | 0 | 0 | 0 | 0 | 0 | 0 | 0 | 0 | 0 | 0 | 0 | 0 | 0 | 0 | 0 | 0 | 0 | 0 | 0 | 0 | 0
F1_Commercial_Small Retail_Existing_Food Preparation_Electric_Oven_E7 | F1 | Commercial | Small Retail | Existing | Food Preparation | Electric | Oven | E7 | CCE | 0 | 0 | 0 | 0 | 0 | 0 | 0 | 0 | 0 | 0 | 0 | 0 | 0 | 0 | 0 | 0 | 0 | 0 | 0 | 0 | 0 | 0 | 0 | 0 | 0 | 0 | 0 | 0 | 0 | 0
F1_Commercial_Small Retail_Existing_Food Preparation_Electric_Oven_E8 | F1 | Commercial | Small Retail | Existing | Food Preparation | Electric | Oven | E8 | CCE | 0 | 0 | 0 | 0 | 0 | 0 | 0 | 0 | 0 | 0 | 0 | 0 | 0 | 0 | 0 | 0 | 0 | 0 | 0 | 0 | 0 | 0 | 0 | 0 | 0 | 0 | 0 | 0 | 0 | 0
F1_Commercial_Small Retail_Existing_Food Preparation_Electric_Oven_E9 | F1 | Commercial | Small Retail | Existing | Food Preparation | Electric | Oven | E9 | CCE | 0 | 0 | 0 | 0 | 0 | 0 | 0 | 0 | 0 | 0 | 0 | 0 | 0 | 0 | 0 | 0 | 0 | 0 | 0 | 0 | 0 | 0 | 0 | 0 | 0 | 0 | 0 | 0 | 0 | 0
F1_Commercial_Small Retail_Existing_Food Preparation_Electric_Oven_E10 | F1 | Commercial | Small Retail | Existing | Food Preparation | Electric | Oven | E10 | CCE | 0 | 0 | 0 | 0 | 0 | 0 | 0 | 0 | 0 | 0 | 0 | 0 | 0 | 0 | 0 | 0 | 0 | 0 | 0 | 0 | 0 | 0 | 0 | 0 | 0 | 0 | 0 | 0 | 0 | 0
F2_Commercial_Small Retail_Existing_Food Preparation_Electric_Oven_E1 | F2 | Commercial | Small Retail | Existing | Food Preparation | Electric | Oven | E1 | TRC BC Ratio | 0 | 0 | 0 | 0 | 0 | 0 | 0 | 0 | 0 | 0 | 0 | 0 | 0 | 0 | 0 | 0 | 0 | 0 | 0 | 0 | 0 | 0 | 0 | 0 | 0 | 0 | 0 | 0 | 0 | 0
F2_Commercial_Small Retail_Existing_Food Preparation_Electric_Oven_E2 | F2 | Commercial | Small Retail | Existing | Food Preparation | Electric | Oven | E2 | TRC BC Ratio | 0 | 0 | 0 | 0 | 0 | 0 | 0 | 0 | 0 | 0 | 0 | 0 | 0 | 0 | 0 | 0 | 0 | 0 | 0 | 0 | 0 | 0 | 0 | 0 | 0 | 0 | 0 | 0 | 0 | 0
F2_Commercial_Small Retail_Existing_Food Preparation_Electric_Oven_E3 | F2 | Commercial | Small Retail | Existing | Food Preparation | Electric | Oven | E3 | TRC BC Ratio | 0 | 0 | 0 | 0 | 0 | 0 | 0 | 0 | 0 | 0 | 0 | 0 | 0 | 0 | 0 | 0 | 0 | 0 | 0 | 0 | 0 | 0 | 0 | 0 | 0 | 0 | 0 | 0 | 0 | 0
F2_Commercial_Small Retail_Existing_Food Preparation_Electric_Oven_E4 | F2 | Commercial | Small Retail | Existing | Food Preparation | Electric | Oven | E4 | TRC BC Ratio | 0 | 0 | 0 | 0 | 0 | 0 | 0 | 0 | 0 | 0 | 0 | 0 | 0 | 0 | 0 | 0 | 0 | 0 | 0 | 0 | 0 | 0 | 0 | 0 | 0 | 0 | 0 | 0 | 0 | 0
F2_Commercial_Small Retail_Existing_Food Preparation_Electric_Oven_E5 | F2 | Commercial | Small Retail | Existing | Food Preparation | Electric | Oven | E5 | TRC BC Ratio | 0 | 0 | 0 | 0 | 0 | 0 | 0 | 0 | 0 | 0 | 0 | 0 | 0 | 0 | 0 | 0 | 0 | 0 | 0 | 0 | 0 | 0 | 0 | 0 | 0 | 0 | 0 | 0 | 0 | 0
F2_Commercial_Small Retail_Existing_Food Preparation_Electric_Oven_E6 | F2 | Commercial | Small Retail | Existing | Food Preparation | Electric | Oven | E6 | TRC BC Ratio | 0 | 0 | 0 | 0 | 0 | 0 | 0 | 0 | 0 | 0 | 0 | 0 | 0 | 0 | 0 | 0 | 0 | 0 | 0 | 0 | 0 | 0 | 0 | 0 | 0 | 0 | 0 | 0 | 0 | 0
F2_Commercial_Small Retail_Existing_Food Preparation_Electric_Oven_E7 | F2 | Commercial | Small Retail | Existing | Food Preparation | Electric | Oven | E7 | TRC BC Ratio | 0 | 0 | 0 | 0 | 0 | 0 | 0 | 0 | 0 | 0 | 0 | 0 | 0 | 0 | 0 | 0 | 0 | 0 | 0 | 0 | 0 | 0 | 0 | 0 | 0 | 0 | 0 | 0 | 0 | 0
F2_Commercial_Small Retail_Existing_Food Preparation_Electric_Oven_E8 | F2 | Commercial | Small Retail | Existing | Food Preparation | Electric | Oven | E8 | TRC BC Ratio | 0 | 0 | 0 | 0 | 0 | 0 | 0 | 0 | 0 | 0 | 0 | 0 | 0 | 0 | 0 | 0 | 0 | 0 | 0 | 0 | 0 | 0 | 0 | 0 | 0 | 0 | 0 | 0 | 0 | 0
F2_Commercial_Small Retail_Existing_Food Preparation_Electric_Oven_E9 | F2 | Commercial | Small Retail | Existing | Food Preparation | Electric | Oven | E9 | TRC BC Ratio | 0 | 0 | 0 | 0 | 0 | 0 | 0 | 0 | 0 | 0 | 0 | 0 | 0 | 0 | 0 | 0 | 0 | 0 | 0 | 0 | 0 | 0 | 0 | 0 | 0 | 0 | 0 | 0 | 0 | 0
F2_Commercial_Small Retail_Existing_Food Preparation_Electric_Oven_E10 | F2 | Commercial | Small Retail | Existing | Food Preparation | Electric | Oven | E10 | TRC BC Ratio | 0 | 0 | 0 | 0 | 0 | 0 | 0 | 0 | 0 | 0 | 0 | 0 | 0 | 0 | 0 | 0 | 0 | 0 | 0 | 0 | 0 | 0 | 0 | 0 | 0 | 0 | 0 | 0 | 0 | 0
F3_Commercial_Small Retail_Existing_Food Preparation_Electric_Oven_E1 | F3 | Commercial | Small Retail | Existing | Food Preparation | Electric | Oven | E1 | PACT BC Ratio | 0 | 0 | 0 | 0 | 0 | 0 | 0 | 0 | 0 | 0 | 0 | 0 | 0 | 0 | 0 | 0 | 0 | 0 | 0 | 0 | 0 | 0 | 0 | 0 | 0 | 0 | 0 | 0 | 0 | 0
F3_Commercial_Small Retail_Existing_Food Preparation_Electric_Oven_E2 | F3 | Commercial | Small Retail | Existing | Food Preparation | Electric | Oven | E2 | PACT BC Ratio | 0 | 0 | 0 | 0 | 0 | 0 | 0 | 0 | 0 | 0 | 0 | 0 | 0 | 0 | 0 | 0 | 0 | 0 | 0 | 0 | 0 | 0 | 0 | 0 | 0 | 0 | 0 | 0 | 0 | 0
F3_Commercial_Small Retail_Existing_Food Preparation_Electric_Oven_E3 | F3 | Commercial | Small Retail | Existing | Food Preparation | Electric | Oven | E3 | PACT BC Ratio | 0 | 0 | 0 | 0 | 0 | 0 | 0 | 0 | 0 | 0 | 0 | 0 | 0 | 0 | 0 | 0 | 0 | 0 | 0 | 0 | 0 | 0 | 0 | 0 | 0 | 0 | 0 | 0 | 0 | 0
F3_Commercial_Small Retail_Existing_Food Preparation_Electric_Oven_E4 | F3 | Commercial | Small Retail | Existing | Food Preparation | Electric | Oven | E4 | PACT BC Ratio | 0 | 0 | 0 | 0 | 0 | 0 | 0 | 0 | 0 | 0 | 0 | 0 | 0 | 0 | 0 | 0 | 0 | 0 | 0 | 0 | 0 | 0 | 0 | 0 | 0 | 0 | 0 | 0 | 0 | 0
F3_Commercial_Small Retail_Existing_Food Preparation_Electric_Oven_E5 | F3 | Commercial | Small Retail | Existing | Food Preparation | Electric | Oven | E5 | PACT BC Ratio | 0 | 0 | 0 | 0 | 0 | 0 | 0 | 0 | 0 | 0 | 0 | 0 | 0 | 0 | 0 | 0 | 0 | 0 | 0 | 0 | 0 | 0 | 0 | 0 | 0 | 0 | 0 | 0 | 0 | 0
F3_Commercial_Small Retail_Existing_Food Preparation_Electric_Oven_E6 | F3 | Commercial | Small Retail | Existing | Food Preparation | Electric | Oven | E6 | PACT BC Ratio | 0 | 0 | 0 | 0 | 0 | 0 | 0 | 0 | 0 | 0 | 0 | 0 | 0 | 0 | 0 | 0 | 0 | 0 | 0 | 0 | 0 | 0 | 0 | 0 | 0 | 0 | 0 | 0 | 0 | 0
F3_Commercial_Small Retail_Existing_Food Preparation_Electric_Oven_E7 | F3 | Commercial | Small Retail | Existing | Food Preparation | Electric | Oven | E7 | PACT BC Ratio | 0 | 0 | 0 | 0 | 0 | 0 | 0 | 0 | 0 | 0 | 0 | 0 | 0 | 0 | 0 | 0 | 0 | 0 | 0 | 0 | 0 | 0 | 0 | 0 | 0 | 0 | 0 | 0 | 0 | 0
F3_Commercial_Small Retail_Existing_Food Preparation_Electric_Oven_E8 | F3 | Commercial | Small Retail | Existing | Food Preparation | Electric | Oven | E8 | PACT BC Ratio | 0 | 0 | 0 | 0 | 0 | 0 | 0 | 0 | 0 | 0 | 0 | 0 | 0 | 0 | 0 | 0 | 0 | 0 | 0 | 0 | 0 | 0 | 0 | 0 | 0 | 0 | 0 | 0 | 0 | 0
F3_Commercial_Small Retail_Existing_Food Preparation_Electric_Oven_E9 | F3 | Commercial | Small Retail | Existing | Food Preparation | Electric | Oven | E9 | PACT BC Ratio | 0 | 0 | 0 | 0 | 0 | 0 | 0 | 0 | 0 | 0 | 0 | 0 | 0 | 0 | 0 | 0 | 0 | 0 | 0 | 0 | 0 | 0 | 0 | 0 | 0 | 0 | 0 | 0 | 0 | 0
F3_Commercial_Small Retail_Existing_Food Preparation_Electric_Oven_E10 | F3 | Commercial | Small Retail | Existing | Food Preparation | Electric | Oven | E10 | PACT BC Ratio | 0 | 0 | 0 | 0 | 0 | 0 | 0 | 0 | 0 | 0 | 0 | 0 | 0 | 0 | 0 | 0 | 0 | 0 | 0 | 0 | 0 | 0 | 0 | 0 | 0 | 0 | 0 | 0 | 0 | 0
F4_Commercial_Small Retail_Existing_Food Preparation_Electric_Oven_E1 | F4 | Commercial | Small Retail | Existing | Food Preparation | Electric | Oven | E1 | RVT BC Ratio | 0 | 0 | 0 | 0 | 0 | 0 | 0 | 0 | 0 | 0 | 0 | 0 | 0 | 0 | 0 | 0 | 0 | 0 | 0 | 0 | 0 | 0 | 0 | 0 | 0 | 0 | 0 | 0 | 0 | 0
F4_Commercial_Small Retail_Existing_Food Preparation_Electric_Oven_E2 | F4 | Commercial | Small Retail | Existing | Food Preparation | Electric | Oven | E2 | RVT BC Ratio | 0 | 0 | 0 | 0 | 0 | 0 | 0 | 0 | 0 | 0 | 0 | 0 | 0 | 0 | 0 | 0 | 0 | 0 | 0 | 0 | 0 | 0 | 0 | 0 | 0 | 0 | 0 | 0 | 0 | 0
F4_Commercial_Small Retail_Existing_Food Preparation_Electric_Oven_E3 | F4 | Commercial | Small Retail | Existing | Food Preparation | Electric | Oven | E3 | RVT BC Ratio | 0 | 0 | 0 | 0 | 0 | 0 | 0 | 0 | 0 | 0 | 0 | 0 | 0 | 0 | 0 | 0 | 0 | 0 | 0 | 0 | 0 | 0 | 0 | 0 | 0 | 0 | 0 | 0 | 0 | 0
F4_Commercial_Small Retail_Existing_Food Preparation_Electric_Oven_E4 | F4 | Commercial | Small Retail | Existing | Food Preparation | Electric | Oven | E4 | RVT BC Ratio | 0 | 0 | 0 | 0 | 0 | 0 | 0 | 0 | 0 | 0 | 0 | 0 | 0 | 0 | 0 | 0 | 0 | 0 | 0 | 0 | 0 | 0 | 0 | 0 | 0 | 0 | 0 | 0 | 0 | 0
F4_Commercial_Small Retail_Existing_Food Preparation_Electric_Oven_E5 | F4 | Commercial | Small Retail | Existing | Food Preparation | Electric | Oven | E5 | RVT BC Ratio | 0 | 0 | 0 | 0 | 0 | 0 | 0 | 0 | 0 | 0 | 0 | 0 | 0 | 0 | 0 | 0 | 0 | 0 | 0 | 0 | 0 | 0 | 0 | 0 | 0 | 0 | 0 | 0 | 0 | 0
F4_Commercial_Small Retail_Existing_Food Preparation_Electric_Oven_E6 | F4 | Commercial | Small Retail | Existing | Food Preparation | Electric | Oven | E6 | RVT BC Ratio | 0 | 0 | 0 | 0 | 0 | 0 | 0 | 0 | 0 | 0 | 0 | 0 | 0 | 0 | 0 | 0 | 0 | 0 | 0 | 0 | 0 | 0 | 0 | 0 | 0 | 0 | 0 | 0 | 0 | 0
F4_Commercial_Small Retail_Existing_Food Preparation_Electric_Oven_E7 | F4 | Commercial | Small Retail | Existing | Food Preparation | Electric | Oven | E7 | RVT BC Ratio | 0 | 0 | 0 | 0 | 0 | 0 | 0 | 0 | 0 | 0 | 0 | 0 | 0 | 0 | 0 | 0 | 0 | 0 | 0 | 0 | 0 | 0 | 0 | 0 | 0 | 0 | 0 | 0 | 0 | 0
F4_Commercial_Small Retail_Existing_Food Preparation_Electric_Oven_E8 | F4 | Commercial | Small Retail | Existing | Food Preparation | Electric | Oven | E8 | RVT BC Ratio | 0 | 0 | 0 | 0 | 0 | 0 | 0 | 0 | 0 | 0 | 0 | 0 | 0 | 0 | 0 | 0 | 0 | 0 | 0 | 0 | 0 | 0 | 0 | 0 | 0 | 0 | 0 | 0 | 0 | 0
F4_Commercial_Small Retail_Existing_Food Preparation_Electric_Oven_E9 | F4 | Commercial | Small Retail | Existing | Food Preparation | Electric | Oven | E9 | RVT BC Ratio | 0 | 0 | 0 | 0 | 0 | 0 | 0 | 0 | 0 | 0 | 0 | 0 | 0 | 0 | 0 | 0 | 0 | 0 | 0 | 0 | 0 | 0 | 0 | 0 | 0 | 0 | 0 | 0 | 0 | 0
F4_Commercial_Small Retail_Existing_Food Preparation_Electric_Oven_E10 | F4 | Commercial | Small Retail | Existing | Food Preparation | Electric | Oven | E10 | RVT BC Ratio | 0 | 0 | 0 | 0 | 0 | 0 | 0 | 0 | 0 | 0 | 0 | 0 | 0 | 0 | 0 | 0 | 0 | 0 | 0 | 0 | 0 | 0 | 0 | 0 | 0 | 0 | 0 | 0 | 0 | 0
F5_Commercial_Small Retail_Existing_Food Preparation_Electric_Oven_E1 | F5 | Commercial | Small Retail | Existing | Food Preparation | Electric | Oven | E1 | RIM BC Ratio | 0 | 0 | 0 | 0 | 0 | 0 | 0 | 0 | 0 | 0 | 0 | 0 | 0 | 0 | 0 | 0 | 0 | 0 | 0 | 0 | 0 | 0 | 0 | 0 | 0 | 0 | 0 | 0 | 0 | 0
F5_Commercial_Small Retail_Existing_Food Preparation_Electric_Oven_E2 | F5 | Commercial | Small Retail | Existing | Food Preparation | Electric | Oven | E2 | RIM BC Ratio | 0 | 0 | 0 | 0 | 0 | 0 | 0 | 0 | 0 | 0 | 0 | 0 | 0 | 0 | 0 | 0 | 0 | 0 | 0 | 0 | 0 | 0 | 0 | 0 | 0 | 0 | 0 | 0 | 0 | 0
F5_Commercial_Small Retail_Existing_Food Preparation_Electric_Oven_E3 | F5 | Commercial | Small Retail | Existing | Food Preparation | Electric | Oven | E3 | RIM BC Ratio | 0 | 0 | 0 | 0 | 0 | 0 | 0 | 0 | 0 | 0 | 0 | 0 | 0 | 0 | 0 | 0 | 0 | 0 | 0 | 0 | 0 | 0 | 0 | 0 | 0 | 0 | 0 | 0 | 0 | 0
F5_Commercial_Small Retail_Existing_Food Preparation_Electric_Oven_E4 | F5 | Commercial | Small Retail | Existing | Food Preparation | Electric | Oven | E4 | RIM BC Ratio | 0 | 0 | 0 | 0 | 0 | 0 | 0 | 0 | 0 | 0 | 0 | 0 | 0 | 0 | 0 | 0 | 0 | 0 | 0 | 0 | 0 | 0 | 0 | 0 | 0 | 0 | 0 | 0 | 0 | 0
F5_Commercial_Small Retail_Existing_Food Preparation_Electric_Oven_E5 | F5 | Commercial | Small Retail | Existing | Food Preparation | Electric | Oven | E5 | RIM BC Ratio | 0 | 0 | 0 | 0 | 0 | 0 | 0 | 0 | 0 | 0 | 0 | 0 | 0 | 0 | 0 | 0 | 0 | 0 | 0 | 0 | 0 | 0 | 0 | 0 | 0 | 0 | 0 | 0 | 0 | 0
F5_Commercial_Small Retail_Existing_Food Preparation_Electric_Oven_E6 | F5 | Commercial | Small Retail | Existing | Food Preparation | Electric | Oven | E6 | RIM BC Ratio | 0 | 0 | 0 | 0 | 0 | 0 | 0 | 0 | 0 | 0 | 0 | 0 | 0 | 0 | 0 | 0 | 0 | 0 | 0 | 0 | 0 | 0 | 0 | 0 | 0 | 0 | 0 | 0 | 0 | 0
F5_Commercial_Small Retail_Existing_Food Preparation_Electric_Oven_E7 | F5 | Commercial | Small Retail | Existing | Food Preparation | Electric | Oven | E7 | RIM BC Ratio | 0 | 0 | 0 | 0 | 0 | 0 | 0 | 0 | 0 | 0 | 0 | 0 | 0 | 0 | 0 | 0 | 0 | 0 | 0 | 0 | 0 | 0 | 0 | 0 | 0 | 0 | 0 | 0 | 0 | 0
F5_Commercial_Small Retail_Existing_Food Preparation_Electric_Oven_E8 | F5 | Commercial | Small Retail | Existing | Food Preparation | Electric | Oven | E8 | RIM BC Ratio | 0 | 0 | 0 | 0 | 0 | 0 | 0 | 0 | 0 | 0 | 0 | 0 | 0 | 0 | 0 | 0 | 0 | 0 | 0 | 0 | 0 | 0 | 0 | 0 | 0 | 0 | 0 | 0 | 0 | 0
F5_Commercial_Small Retail_Existing_Food Preparation_Electric_Oven_E9 | F5 | Commercial | Small Retail | Existing | Food Preparation | Electric | Oven | E9 | RIM BC Ratio | 0 | 0 | 0 | 0 | 0 | 0 | 0 | 0 | 0 | 0 | 0 | 0 | 0 | 0 | 0 | 0 | 0 | 0 | 0 | 0 | 0 | 0 | 0 | 0 | 0 | 0 | 0 | 0 | 0 | 0
F5_Commercial_Small Retail_Existing_Food Preparation_Electric_Oven_E10 | F5 | Commercial | Small Retail | Existing | Food Preparation | Electric | Oven | E10 | RIM BC Ratio | 0 | 0 | 0 | 0 | 0 | 0 | 0 | 0 | 0 | 0 | 0 | 0 | 0 | 0 | 0 | 0 | 0 | 0 | 0 | 0 | 0 | 0 | 0 | 0 | 0 | 0 | 0 | 0 | 0 | 0
F0_Commercial_Small Retail_Existing_Food Preparation_Electric_Fryer_E0 | F0 | Commercial | Small Retail | Existing | Food Preparation | Electric | Fryer | E0 | Economic Unit | 0 | 0 | 0 | 0 | 0 | 0 | 0 | 0 | 0 | 0 | 0 | 0 | 0 | 0 | 0 | 0 | 0 | 0 | 0 | 0 | 0 | 0 | 0 | 0 | 0 | 0 | 0 | 0 | 0 | 0
F1_Commercial_Small Retail_Existing_Food Preparation_Electric_Fryer_E1 | F1 | Commercial | Small Retail | Existing | Food Preparation | Electric | Fryer | E1 | CCE | 0 | 0 | 0 | 0 | 0 | 0 | 0 | 0 | 0 | 0 | 0 | 0 | 0 | 0 | 0 | 0 | 0 | 0 | 0 | 0 | 0 | 0 | 0 | 0 | 0 | 0 | 0 | 0 | 0 | 0
F1_Commercial_Small Retail_Existing_Food Preparation_Electric_Fryer_E2 | F1 | Commercial | Small Retail | Existing | Food Preparation | Electric | Fryer | E2 | CCE | 0 | 0 | 0 | 0 | 0 | 0 | 0 | 0 | 0 | 0 | 0 | 0 | 0 | 0 | 0 | 0 | 0 | 0 | 0 | 0 | 0 | 0 | 0 | 0 | 0 | 0 | 0 | 0 | 0 | 0
F1_Commercial_Small Retail_Existing_Food Preparation_Electric_Fryer_E3 | F1 | Commercial | Small Retail | Existing | Food Preparation | Electric | Fryer | E3 | CCE | 0 | 0 | 0 | 0 | 0 | 0 | 0 | 0 | 0 | 0 | 0 | 0 | 0 | 0 | 0 | 0 | 0 | 0 | 0 | 0 | 0 | 0 | 0 | 0 | 0 | 0 | 0 | 0 | 0 | 0
F1_Commercial_Small Retail_Existing_Food Preparation_Electric_Fryer_E4 | F1 | Commercial | Small Retail | Existing | Food Preparation | Electric | Fryer | E4 | CCE | 0 | 0 | 0 | 0 | 0 | 0 | 0 | 0 | 0 | 0 | 0 | 0 | 0 | 0 | 0 | 0 | 0 | 0 | 0 | 0 | 0 | 0 | 0 | 0 | 0 | 0 | 0 | 0 | 0 | 0
F1_Commercial_Small Retail_Existing_Food Preparation_Electric_Fryer_E5 | F1 | Commercial | Small Retail | Existing | Food Preparation | Electric | Fryer | E5 | CCE | 0 | 0 | 0 | 0 | 0 | 0 | 0 | 0 | 0 | 0 | 0 | 0 | 0 | 0 | 0 | 0 | 0 | 0 | 0 | 0 | 0 | 0 | 0 | 0 | 0 | 0 | 0 | 0 | 0 | 0
F1_Commercial_Small Retail_Existing_Food Preparation_Electric_Fryer_E6 | F1 | Commercial | Small Retail | Existing | Food Preparation | Electric | Fryer | E6 | CCE | 0 | 0 | 0 | 0 | 0 | 0 | 0 | 0 | 0 | 0 | 0 | 0 | 0 | 0 | 0 | 0 | 0 | 0 | 0 | 0 | 0 | 0 | 0 | 0 | 0 | 0 | 0 | 0 | 0 | 0
F1_Commercial_Small Retail_Existing_Food Preparation_Electric_Fryer_E7 | F1 | Commercial | Small Retail | Existing | Food Preparation | Electric | Fryer | E7 | CCE | 0 | 0 | 0 | 0 | 0 | 0 | 0 | 0 | 0 | 0 | 0 | 0 | 0 | 0 | 0 | 0 | 0 | 0 | 0 | 0 | 0 | 0 | 0 | 0 | 0 | 0 | 0 | 0 | 0 | 0
F1_Commercial_Small Retail_Existing_Food Preparation_Electric_Fryer_E8 | F1 | Commercial | Small Retail | Existing | Food Preparation | Electric | Fryer | E8 | CCE | 0 | 0 | 0 | 0 | 0 | 0 | 0 | 0 | 0 | 0 | 0 | 0 | 0 | 0 | 0 | 0 | 0 | 0 | 0 | 0 | 0 | 0 | 0 | 0 | 0 | 0 | 0 | 0 | 0 | 0
F1_Commercial_Small Retail_Existing_Food Preparation_Electric_Fryer_E9 | F1 | Commercial | Small Retail | Existing | Food Preparation | Electric | Fryer | E9 | CCE | 0 | 0 | 0 | 0 | 0 | 0 | 0 | 0 | 0 | 0 | 0 | 0 | 0 | 0 | 0 | 0 | 0 | 0 | 0 | 0 | 0 | 0 | 0 | 0 | 0 | 0 | 0 | 0 | 0 | 0
F1_Commercial_Small Retail_Existing_Food Preparation_Electric_Fryer_E10 | F1 | Commercial | Small Retail | Existing | Food Preparation | Electric | Fryer | E10 | CCE | 0 | 0 | 0 | 0 | 0 | 0 | 0 | 0 | 0 | 0 | 0 | 0 | 0 | 0 | 0 | 0 | 0 | 0 | 0 | 0 | 0 | 0 | 0 | 0 | 0 | 0 | 0 | 0 | 0 | 0
F2_Commercial_Small Retail_Existing_Food Preparation_Electric_Fryer_E1 | F2 | Commercial | Small Retail | Existing | Food Preparation | Electric | Fryer | E1 | TRC BC Ratio | 0 | 0 | 0 | 0 | 0 | 0 | 0 | 0 | 0 | 0 | 0 | 0 | 0 | 0 | 0 | 0 | 0 | 0 | 0 | 0 | 0 | 0 | 0 | 0 | 0 | 0 | 0 | 0 | 0 | 0
F2_Commercial_Small Retail_Existing_Food Preparation_Electric_Fryer_E2 | F2 | Commercial | Small Retail | Existing | Food Preparation | Electric | Fryer | E2 | TRC BC Ratio | 0 | 0 | 0 | 0 | 0 | 0 | 0 | 0 | 0 | 0 | 0 | 0 | 0 | 0 | 0 | 0 | 0 | 0 | 0 | 0 | 0 | 0 | 0 | 0 | 0 | 0 | 0 | 0 | 0 | 0
F2_Commercial_Small Retail_Existing_Food Preparation_Electric_Fryer_E3 | F2 | Commercial | Small Retail | Existing | Food Preparation | Electric | Fryer | E3 | TRC BC Ratio | 0 | 0 | 0 | 0 | 0 | 0 | 0 | 0 | 0 | 0 | 0 | 0 | 0 | 0 | 0 | 0 | 0 | 0 | 0 | 0 | 0 | 0 | 0 | 0 | 0 | 0 | 0 | 0 | 0 | 0
F2_Commercial_Small Retail_Existing_Food Preparation_Electric_Fryer_E4 | F2 | Commercial | Small Retail | Existing | Food Preparation | Electric | Fryer | E4 | TRC BC Ratio | 0 | 0 | 0 | 0 | 0 | 0 | 0 | 0 | 0 | 0 | 0 | 0 | 0 | 0 | 0 | 0 | 0 | 0 | 0 | 0 | 0 | 0 | 0 | 0 | 0 | 0 | 0 | 0 | 0 | 0
F2_Commercial_Small Retail_Existing_Food Preparation_Electric_Fryer_E5 | F2 | Commercial | Small Retail | Existing | Food Preparation | Electric | Fryer | E5 | TRC BC Ratio | 0 | 0 | 0 | 0 | 0 | 0 | 0 | 0 | 0 | 0 | 0 | 0 | 0 | 0 | 0 | 0 | 0 | 0 | 0 | 0 | 0 | 0 | 0 | 0 | 0 | 0 | 0 | 0 | 0 | 0
F2_Commercial_Small Retail_Existing_Food Preparation_Electric_Fryer_E6 | F2 | Commercial | Small Retail | Existing | Food Preparation | Electric | Fryer | E6 | TRC BC Ratio | 0 | 0 | 0 | 0 | 0 | 0 | 0 | 0 | 0 | 0 | 0 | 0 | 0 | 0 | 0 | 0 | 0 | 0 | 0 | 0 | 0 | 0 | 0 | 0 | 0 | 0 | 0 | 0 | 0 | 0
F2_Commercial_Small Retail_Existing_Food Preparation_Electric_Fryer_E7 | F2 | Commercial | Small Retail | Existing | Food Preparation | Electric | Fryer | E7 | TRC BC Ratio | 0 | 0 | 0 | 0 | 0 | 0 | 0 | 0 | 0 | 0 | 0 | 0 | 0 | 0 | 0 | 0 | 0 | 0 | 0 | 0 | 0 | 0 | 0 | 0 | 0 | 0 | 0 | 0 | 0 | 0
F2_Commercial_Small Retail_Existing_Food Preparation_Electric_Fryer_E8 | F2 | Commercial | Small Retail | Existing | Food Preparation | Electric | Fryer | E8 | TRC BC Ratio | 0 | 0 | 0 | 0 | 0 | 0 | 0 | 0 | 0 | 0 | 0 | 0 | 0 | 0 | 0 | 0 | 0 | 0 | 0 | 0 | 0 | 0 | 0 | 0 | 0 | 0 | 0 | 0 | 0 | 0
F2_Commercial_Small Retail_Existing_Food Preparation_Electric_Fryer_E9 | F2 | Commercial | Small Retail | Existing | Food Preparation | Electric | Fryer | E9 | TRC BC Ratio | 0 | 0 | 0 | 0 | 0 | 0 | 0 | 0 | 0 | 0 | 0 | 0 | 0 | 0 | 0 | 0 | 0 | 0 | 0 | 0 | 0 | 0 | 0 | 0 | 0 | 0 | 0 | 0 | 0 | 0
F2_Commercial_Small Retail_Existing_Food Preparation_Electric_Fryer_E10 | F2 | Commercial | Small Retail | Existing | Food Preparation | Electric | Fryer | E10 | TRC BC Ratio | 0 | 0 | 0 | 0 | 0 | 0 | 0 | 0 | 0 | 0 | 0 | 0 | 0 | 0 | 0 | 0 | 0 | 0 | 0 | 0 | 0 | 0 | 0 | 0 | 0 | 0 | 0 | 0 | 0 | 0
F3_Commercial_Small Retail_Existing_Food Preparation_Electric_Fryer_E1 | F3 | Commercial | Small Retail | Existing | Food Preparation | Electric | Fryer | E1 | PACT BC Ratio | 0 | 0 | 0 | 0 | 0 | 0 | 0 | 0 | 0 | 0 | 0 | 0 | 0 | 0 | 0 | 0 | 0 | 0 | 0 | 0 | 0 | 0 | 0 | 0 | 0 | 0 | 0 | 0 | 0 | 0
F3_Commercial_Small Retail_Existing_Food Preparation_Electric_Fryer_E2 | F3 | Commercial | Small Retail | Existing | Food Preparation | Electric | Fryer | E2 | PACT BC Ratio | 0 | 0 | 0 | 0 | 0 | 0 | 0 | 0 | 0 | 0 | 0 | 0 | 0 | 0 | 0 | 0 | 0 | 0 | 0 | 0 | 0 | 0 | 0 | 0 | 0 | 0 | 0 | 0 | 0 | 0
F3_Commercial_Small Retail_Existing_Food Preparation_Electric_Fryer_E3 | F3 | Commercial | Small Retail | Existing | Food Preparation | Electric | Fryer | E3 | PACT BC Ratio | 0 | 0 | 0 | 0 | 0 | 0 | 0 | 0 | 0 | 0 | 0 | 0 | 0 | 0 | 0 | 0 | 0 | 0 | 0 | 0 | 0 | 0 | 0 | 0 | 0 | 0 | 0 | 0 | 0 | 0
F3_Commercial_Small Retail_Existing_Food Preparation_Electric_Fryer_E4 | F3 | Commercial | Small Retail | Existing | Food Preparation | Electric | Fryer | E4 | PACT BC Ratio | 0 | 0 | 0 | 0 | 0 | 0 | 0 | 0 | 0 | 0 | 0 | 0 | 0 | 0 | 0 | 0 | 0 | 0 | 0 | 0 | 0 | 0 | 0 | 0 | 0 | 0 | 0 | 0 | 0 | 0
F3_Commercial_Small Retail_Existing_Food Preparation_Electric_Fryer_E5 | F3 | Commercial | Small Retail | Existing | Food Preparation | Electric | Fryer | E5 | PACT BC Ratio | 0 | 0 | 0 | 0 | 0 | 0 | 0 | 0 | 0 | 0 | 0 | 0 | 0 | 0 | 0 | 0 | 0 | 0 | 0 | 0 | 0 | 0 | 0 | 0 | 0 | 0 | 0 | 0 | 0 | 0
F3_Commercial_Small Retail_Existing_Food Preparation_Electric_Fryer_E6 | F3 | Commercial | Small Retail | Existing | Food Preparation | Electric | Fryer | E6 | PACT BC Ratio | 0 | 0 | 0 | 0 | 0 | 0 | 0 | 0 | 0 | 0 | 0 | 0 | 0 | 0 | 0 | 0 | 0 | 0 | 0 | 0 | 0 | 0 | 0 | 0 | 0 | 0 | 0 | 0 | 0 | 0
F3_Commercial_Small Retail_Existing_Food Preparation_Electric_Fryer_E7 | F3 | Commercial | Small Retail | Existing | Food Preparation | Electric | Fryer | E7 | PACT BC Ratio | 0 | 0 | 0 | 0 | 0 | 0 | 0 | 0 | 0 | 0 | 0 | 0 | 0 | 0 | 0 | 0 | 0 | 0 | 0 | 0 | 0 | 0 | 0 | 0 | 0 | 0 | 0 | 0 | 0 | 0
F3_Commercial_Small Retail_Existing_Food Preparation_Electric_Fryer_E8 | F3 | Commercial | Small Retail | Existing | Food Preparation | Electric | Fryer | E8 | PACT BC Ratio | 0 | 0 | 0 | 0 | 0 | 0 | 0 | 0 | 0 | 0 | 0 | 0 | 0 | 0 | 0 | 0 | 0 | 0 | 0 | 0 | 0 | 0 | 0 | 0 | 0 | 0 | 0 | 0 | 0 | 0
F3_Commercial_Small Retail_Existing_Food Preparation_Electric_Fryer_E9 | F3 | Commercial | Small Retail | Existing | Food Preparation | Electric | Fryer | E9 | PACT BC Ratio | 0 | 0 | 0 | 0 | 0 | 0 | 0 | 0 | 0 | 0 | 0 | 0 | 0 | 0 | 0 | 0 | 0 | 0 | 0 | 0 | 0 | 0 | 0 | 0 | 0 | 0 | 0 | 0 | 0 | 0
F3_Commercial_Small Retail_Existing_Food Preparation_Electric_Fryer_E10 | F3 | Commercial | Small Retail | Existing | Food Preparation | Electric | Fryer | E10 | PACT BC Ratio | 0 | 0 | 0 | 0 | 0 | 0 | 0 | 0 | 0 | 0 | 0 | 0 | 0 | 0 | 0 | 0 | 0 | 0 | 0 | 0 | 0 | 0 | 0 | 0 | 0 | 0 | 0 | 0 | 0 | 0
F4_Commercial_Small Retail_Existing_Food Preparation_Electric_Fryer_E1 | F4 | Commercial | Small Retail | Existing | Food Preparation | Electric | Fryer | E1 | RVT BC Ratio | 0 | 0 | 0 | 0 | 0 | 0 | 0 | 0 | 0 | 0 | 0 | 0 | 0 | 0 | 0 | 0 | 0 | 0 | 0 | 0 | 0 | 0 | 0 | 0 | 0 | 0 | 0 | 0 | 0 | 0
F4_Commercial_Small Retail_Existing_Food Preparation_Electric_Fryer_E2 | F4 | Commercial | Small Retail | Existing | Food Preparation | Electric | Fryer | E2 | RVT BC Ratio | 0 | 0 | 0 | 0 | 0 | 0 | 0 | 0 | 0 | 0 | 0 | 0 | 0 | 0 | 0 | 0 | 0 | 0 | 0 | 0 | 0 | 0 | 0 | 0 | 0 | 0 | 0 | 0 | 0 | 0
F4_Commercial_Small Retail_Existing_Food Preparation_Electric_Fryer_E3 | F4 | Commercial | Small Retail | Existing | Food Preparation | Electric | Fryer | E3 | RVT BC Ratio | 0 | 0 | 0 | 0 | 0 | 0 | 0 | 0 | 0 | 0 | 0 | 0 | 0 | 0 | 0 | 0 | 0 | 0 | 0 | 0 | 0 | 0 | 0 | 0 | 0 | 0 | 0 | 0 | 0 | 0
F4_Commercial_Small Retail_Existing_Food Preparation_Electric_Fryer_E4 | F4 | Commercial | Small Retail | Existing | Food Preparation | Electric | Fryer | E4 | RVT BC Ratio | 0 | 0 | 0 | 0 | 0 | 0 | 0 | 0 | 0 | 0 | 0 | 0 | 0 | 0 | 0 | 0 | 0 | 0 | 0 | 0 | 0 | 0 | 0 | 0 | 0 | 0 | 0 | 0 | 0 | 0
F4_Commercial_Small Retail_Existing_Food Preparation_Electric_Fryer_E5 | F4 | Commercial | Small Retail | Existing | Food Preparation | Electric | Fryer | E5 | RVT BC Ratio | 0 | 0 | 0 | 0 | 0 | 0 | 0 | 0 | 0 | 0 | 0 | 0 | 0 | 0 | 0 | 0 | 0 | 0 | 0 | 0 | 0 | 0 | 0 | 0 | 0 | 0 | 0 | 0 | 0 | 0
F4_Commercial_Small Retail_Existing_Food Preparation_Electric_Fryer_E6 | F4 | Commercial | Small Retail | Existing | Food Preparation | Electric | Fryer | E6 | RVT BC Ratio | 0 | 0 | 0 | 0 | 0 | 0 | 0 | 0 | 0 | 0 | 0 | 0 | 0 | 0 | 0 | 0 | 0 | 0 | 0 | 0 | 0 | 0 | 0 | 0 | 0 | 0 | 0 | 0 | 0 | 0
F4_Commercial_Small Retail_Existing_Food Preparation_Electric_Fryer_E7 | F4 | Commercial | Small Retail | Existing | Food Preparation | Electric | Fryer | E7 | RVT BC Ratio | 0 | 0 | 0 | 0 | 0 | 0 | 0 | 0 | 0 | 0 | 0 | 0 | 0 | 0 | 0 | 0 | 0 | 0 | 0 | 0 | 0 | 0 | 0 | 0 | 0 | 0 | 0 | 0 | 0 | 0
F4_Commercial_Small Retail_Existing_Food Preparation_Electric_Fryer_E8 | F4 | Commercial | Small Retail | Existing | Food Preparation | Electric | Fryer | E8 | RVT BC Ratio | 0 | 0 | 0 | 0 | 0 | 0 | 0 | 0 | 0 | 0 | 0 | 0 | 0 | 0 | 0 | 0 | 0 | 0 | 0 | 0 | 0 | 0 | 0 | 0 | 0 | 0 | 0 | 0 | 0 | 0
F4_Commercial_Small Retail_Existing_Food Preparation_Electric_Fryer_E9 | F4 | Commercial | Small Retail | Existing | Food Preparation | Electric | Fryer | E9 | RVT BC Ratio | 0 | 0 | 0 | 0 | 0 | 0 | 0 | 0 | 0 | 0 | 0 | 0 | 0 | 0 | 0 | 0 | 0 | 0 | 0 | 0 | 0 | 0 | 0 | 0 | 0 | 0 | 0 | 0 | 0 | 0
F4_Commercial_Small Retail_Existing_Food Preparation_Electric_Fryer_E10 | F4 | Commercial | Small Retail | Existing | Food Preparation | Electric | Fryer | E10 | RVT BC Ratio | 0 | 0 | 0 | 0 | 0 | 0 | 0 | 0 | 0 | 0 | 0 | 0 | 0 | 0 | 0 | 0 | 0 | 0 | 0 | 0 | 0 | 0 | 0 | 0 | 0 | 0 | 0 | 0 | 0 | 0
F5_Commercial_Small Retail_Existing_Food Preparation_Electric_Fryer_E1 | F5 | Commercial | Small Retail | Existing | Food Preparation | Electric | Fryer | E1 | RIM BC Ratio | 0 | 0 | 0 | 0 | 0 | 0 | 0 | 0 | 0 | 0 | 0 | 0 | 0 | 0 | 0 | 0 | 0 | 0 | 0 | 0 | 0 | 0 | 0 | 0 | 0 | 0 | 0 | 0 | 0 | 0
F5_Commercial_Small Retail_Existing_Food Preparation_Electric_Fryer_E2 | F5 | Commercial | Small Retail | Existing | Food Preparation | Electric | Fryer | E2 | RIM BC Ratio | 0 | 0 | 0 | 0 | 0 | 0 | 0 | 0 | 0 | 0 | 0 | 0 | 0 | 0 | 0 | 0 | 0 | 0 | 0 | 0 | 0 | 0 | 0 | 0 | 0 | 0 | 0 | 0 | 0 | 0
F5_Commercial_Small Retail_Existing_Food Preparation_Electric_Fryer_E3 | F5 | Commercial | Small Retail | Existing | Food Preparation | Electric | Fryer | E3 | RIM BC Ratio | 0 | 0 | 0 | 0 | 0 | 0 | 0 | 0 | 0 | 0 | 0 | 0 | 0 | 0 | 0 | 0 | 0 | 0 | 0 | 0 | 0 | 0 | 0 | 0 | 0 | 0 | 0 | 0 | 0 | 0
F5_Commercial_Small Retail_Existing_Food Preparation_Electric_Fryer_E4 | F5 | Commercial | Small Retail | Existing | Food Preparation | Electric | Fryer | E4 | RIM BC Ratio | 0 | 0 | 0 | 0 | 0 | 0 | 0 | 0 | 0 | 0 | 0 | 0 | 0 | 0 | 0 | 0 | 0 | 0 | 0 | 0 | 0 | 0 | 0 | 0 | 0 | 0 | 0 | 0 | 0 | 0
F5_Commercial_Small Retail_Existing_Food Preparation_Electric_Fryer_E5 | F5 | Commercial | Small Retail | Existing | Food Preparation | Electric | Fryer | E5 | RIM BC Ratio | 0 | 0 | 0 | 0 | 0 | 0 | 0 | 0 | 0 | 0 | 0 | 0 | 0 | 0 | 0 | 0 | 0 | 0 | 0 | 0 | 0 | 0 | 0 | 0 | 0 | 0 | 0 | 0 | 0 | 0
F5_Commercial_Small Retail_Existing_Food Preparation_Electric_Fryer_E6 | F5 | Commercial | Small Retail | Existing | Food Preparation | Electric | Fryer | E6 | RIM BC Ratio | 0 | 0 | 0 | 0 | 0 | 0 | 0 | 0 | 0 | 0 | 0 | 0 | 0 | 0 | 0 | 0 | 0 | 0 | 0 | 0 | 0 | 0 | 0 | 0 | 0 | 0 | 0 | 0 | 0 | 0
F5_Commercial_Small Retail_Existing_Food Preparation_Electric_Fryer_E7 | F5 | Commercial | Small Retail | Existing | Food Preparation | Electric | Fryer | E7 | RIM BC Ratio | 0 | 0 | 0 | 0 | 0 | 0 | 0 | 0 | 0 | 0 | 0 | 0 | 0 | 0 | 0 | 0 | 0 | 0 | 0 | 0 | 0 | 0 | 0 | 0 | 0 | 0 | 0 | 0 | 0 | 0
F5_Commercial_Small Retail_Existing_Food Preparation_Electric_Fryer_E8 | F5 | Commercial | Small Retail | Existing | Food Preparation | Electric | Fryer | E8 | RIM BC Ratio | 0 | 0 | 0 | 0 | 0 | 0 | 0 | 0 | 0 | 0 | 0 | 0 | 0 | 0 | 0 | 0 | 0 | 0 | 0 | 0 | 0 | 0 | 0 | 0 | 0 | 0 | 0 | 0 | 0 | 0
F5_Commercial_Small Retail_Existing_Food Preparation_Electric_Fryer_E9 | F5 | Commercial | Small Retail | Existing | Food Preparation | Electric | Fryer | E9 | RIM BC Ratio | 0 | 0 | 0 | 0 | 0 | 0 | 0 | 0 | 0 | 0 | 0 | 0 | 0 | 0 | 0 | 0 | 0 | 0 | 0 | 0 | 0 | 0 | 0 | 0 | 0 | 0 | 0 | 0 | 0 | 0
F5_Commercial_Small Retail_Existing_Food Preparation_Electric_Fryer_E10 | F5 | Commercial | Small Retail | Existing | Food Preparation | Electric | Fryer | E10 | RIM BC Ratio | 0 | 0 | 0 | 0 | 0 | 0 | 0 | 0 | 0 | 0 | 0 | 0 | 0 | 0 | 0 | 0 | 0 | 0 | 0 | 0 | 0 | 0 | 0 | 0 | 0 | 0 | 0 | 0 | 0 | 0
F0_Commercial_Small Retail_Existing_Food Preparation_Electric_Dishwasher_E0 | F0 | Commercial | Small Retail | Existing | Food Preparation | Electric | Dishwasher | E0 | Economic Unit | 0 | 0 | 0 | 0 | 0 | 0 | 0 | 0 | 0 | 0 | 0 | 0 | 0 | 0 | 0 | 0 | 0 | 0 | 0 | 0 | 0 | 0 | 0 | 0 | 0 | 0 | 0 | 0 | 0 | 0
F1_Commercial_Small Retail_Existing_Food Preparation_Electric_Dishwasher_E1 | F1 | Commercial | Small Retail | Existing | Food Preparation | Electric | Dishwasher | E1 | CCE | 0 | 0 | 0 | 0 | 0 | 0 | 0 | 0 | 0 | 0 | 0 | 0 | 0 | 0 | 0 | 0 | 0 | 0 | 0 | 0 | 0 | 0 | 0 | 0 | 0 | 0 | 0 | 0 | 0 | 0
F1_Commercial_Small Retail_Existing_Food Preparation_Electric_Dishwasher_E2 | F1 | Commercial | Small Retail | Existing | Food Preparation | Electric | Dishwasher | E2 | CCE | 0 | 0 | 0 | 0 | 0 | 0 | 0 | 0 | 0 | 0 | 0 | 0 | 0 | 0 | 0 | 0 | 0 | 0 | 0 | 0 | 0 | 0 | 0 | 0 | 0 | 0 | 0 | 0 | 0 | 0
F1_Commercial_Small Retail_Existing_Food Preparation_Electric_Dishwasher_E3 | F1 | Commercial | Small Retail | Existing | Food Preparation | Electric | Dishwasher | E3 | CCE | 0 | 0 | 0 | 0 | 0 | 0 | 0 | 0 | 0 | 0 | 0 | 0 | 0 | 0 | 0 | 0 | 0 | 0 | 0 | 0 | 0 | 0 | 0 | 0 | 0 | 0 | 0 | 0 | 0 | 0
F1_Commercial_Small Retail_Existing_Food Preparation_Electric_Dishwasher_E4 | F1 | Commercial | Small Retail | Existing | Food Preparation | Electric | Dishwasher | E4 | CCE | 0 | 0 | 0 | 0 | 0 | 0 | 0 | 0 | 0 | 0 | 0 | 0 | 0 | 0 | 0 | 0 | 0 | 0 | 0 | 0 | 0 | 0 | 0 | 0 | 0 | 0 | 0 | 0 | 0 | 0
F1_Commercial_Small Retail_Existing_Food Preparation_Electric_Dishwasher_E5 | F1 | Commercial | Small Retail | Existing | Food Preparation | Electric | Dishwasher | E5 | CCE | 0 | 0 | 0 | 0 | 0 | 0 | 0 | 0 | 0 | 0 | 0 | 0 | 0 | 0 | 0 | 0 | 0 | 0 | 0 | 0 | 0 | 0 | 0 | 0 | 0 | 0 | 0 | 0 | 0 | 0
F1_Commercial_Small Retail_Existing_Food Preparation_Electric_Dishwasher_E6 | F1 | Commercial | Small Retail | Existing | Food Preparation | Electric | Dishwasher | E6 | CCE | 0 | 0 | 0 | 0 | 0 | 0 | 0 | 0 | 0 | 0 | 0 | 0 | 0 | 0 | 0 | 0 | 0 | 0 | 0 | 0 | 0 | 0 | 0 | 0 | 0 | 0 | 0 | 0 | 0 | 0
F1_Commercial_Small Retail_Existing_Food Preparation_Electric_Dishwasher_E7 | F1 | Commercial | Small Retail | Existing | Food Preparation | Electric | Dishwasher | E7 | CCE | 0 | 0 | 0 | 0 | 0 | 0 | 0 | 0 | 0 | 0 | 0 | 0 | 0 | 0 | 0 | 0 | 0 | 0 | 0 | 0 | 0 | 0 | 0 | 0 | 0 | 0 | 0 | 0 | 0 | 0
F1_Commercial_Small Retail_Existing_Food Preparation_Electric_Dishwasher_E8 | F1 | Commercial | Small Retail | Existing | Food Preparation | Electric | Dishwasher | E8 | CCE | 0 | 0 | 0 | 0 | 0 | 0 | 0 | 0 | 0 | 0 | 0 | 0 | 0 | 0 | 0 | 0 | 0 | 0 | 0 | 0 | 0 | 0 | 0 | 0 | 0 | 0 | 0 | 0 | 0 | 0
F1_Commercial_Small Retail_Existing_Food Preparation_Electric_Dishwasher_E9 | F1 | Commercial | Small Retail | Existing | Food Preparation | Electric | Dishwasher | E9 | CCE | 0 | 0 | 0 | 0 | 0 | 0 | 0 | 0 | 0 | 0 | 0 | 0 | 0 | 0 | 0 | 0 | 0 | 0 | 0 | 0 | 0 | 0 | 0 | 0 | 0 | 0 | 0 | 0 | 0 | 0
F1_Commercial_Small Retail_Existing_Food Preparation_Electric_Dishwasher_E10 | F1 | Commercial | Small Retail | Existing | Food Preparation | Electric | Dishwasher | E10 | CCE | 0 | 0 | 0 | 0 | 0 | 0 | 0 | 0 | 0 | 0 | 0 | 0 | 0 | 0 | 0 | 0 | 0 | 0 | 0 | 0 | 0 | 0 | 0 | 0 | 0 | 0 | 0 | 0 | 0 | 0
F2_Commercial_Small Retail_Existing_Food Preparation_Electric_Dishwasher_E1 | F2 | Commercial | Small Retail | Existing | Food Preparation | Electric | Dishwasher | E1 | TRC BC Ratio | 0 | 0 | 0 | 0 | 0 | 0 | 0 | 0 | 0 | 0 | 0 | 0 | 0 | 0 | 0 | 0 | 0 | 0 | 0 | 0 | 0 | 0 | 0 | 0 | 0 | 0 | 0 | 0 | 0 | 0
F2_Commercial_Small Retail_Existing_Food Preparation_Electric_Dishwasher_E2 | F2 | Commercial | Small Retail | Existing | Food Preparation | Electric | Dishwasher | E2 | TRC BC Ratio | 0 | 0 | 0 | 0 | 0 | 0 | 0 | 0 | 0 | 0 | 0 | 0 | 0 | 0 | 0 | 0 | 0 | 0 | 0 | 0 | 0 | 0 | 0 | 0 | 0 | 0 | 0 | 0 | 0 | 0
F2_Commercial_Small Retail_Existing_Food Preparation_Electric_Dishwasher_E3 | F2 | Commercial | Small Retail | Existing | Food Preparation | Electric | Dishwasher | E3 | TRC BC Ratio | 0 | 0 | 0 | 0 | 0 | 0 | 0 | 0 | 0 | 0 | 0 | 0 | 0 | 0 | 0 | 0 | 0 | 0 | 0 | 0 | 0 | 0 | 0 | 0 | 0 | 0 | 0 | 0 | 0 | 0
F2_Commercial_Small Retail_Existing_Food Preparation_Electric_Dishwasher_E4 | F2 | Commercial | Small Retail | Existing | Food Preparation | Electric | Dishwasher | E4 | TRC BC Ratio | 0 | 0 | 0 | 0 | 0 | 0 | 0 | 0 | 0 | 0 | 0 | 0 | 0 | 0 | 0 | 0 | 0 | 0 | 0 | 0 | 0 | 0 | 0 | 0 | 0 | 0 | 0 | 0 | 0 | 0
F2_Commercial_Small Retail_Existing_Food Preparation_Electric_Dishwasher_E5 | F2 | Commercial | Small Retail | Existing | Food Preparation | Electric | Dishwasher | E5 | TRC BC Ratio | 0 | 0 | 0 | 0 | 0 | 0 | 0 | 0 | 0 | 0 | 0 | 0 | 0 | 0 | 0 | 0 | 0 | 0 | 0 | 0 | 0 | 0 | 0 | 0 | 0 | 0 | 0 | 0 | 0 | 0
F2_Commercial_Small Retail_Existing_Food Preparation_Electric_Dishwasher_E6 | F2 | Commercial | Small Retail | Existing | Food Preparation | Electric | Dishwasher | E6 | TRC BC Ratio | 0 | 0 | 0 | 0 | 0 | 0 | 0 | 0 | 0 | 0 | 0 | 0 | 0 | 0 | 0 | 0 | 0 | 0 | 0 | 0 | 0 | 0 | 0 | 0 | 0 | 0 | 0 | 0 | 0 | 0
F2_Commercial_Small Retail_Existing_Food Preparation_Electric_Dishwasher_E7 | F2 | Commercial | Small Retail | Existing | Food Preparation | Electric | Dishwasher | E7 | TRC BC Ratio | 0 | 0 | 0 | 0 | 0 | 0 | 0 | 0 | 0 | 0 | 0 | 0 | 0 | 0 | 0 | 0 | 0 | 0 | 0 | 0 | 0 | 0 | 0 | 0 | 0 | 0 | 0 | 0 | 0 | 0
F2_Commercial_Small Retail_Existing_Food Preparation_Electric_Dishwasher_E8 | F2 | Commercial | Small Retail | Existing | Food Preparation | Electric | Dishwasher | E8 | TRC BC Ratio | 0 | 0 | 0 | 0 | 0 | 0 | 0 | 0 | 0 | 0 | 0 | 0 | 0 | 0 | 0 | 0 | 0 | 0 | 0 | 0 | 0 | 0 | 0 | 0 | 0 | 0 | 0 | 0 | 0 | 0
F2_Commercial_Small Retail_Existing_Food Preparation_Electric_Dishwasher_E9 | F2 | Commercial | Small Retail | Existing | Food Preparation | Electric | Dishwasher | E9 | TRC BC Ratio | 0 | 0 | 0 | 0 | 0 | 0 | 0 | 0 | 0 | 0 | 0 | 0 | 0 | 0 | 0 | 0 | 0 | 0 | 0 | 0 | 0 | 0 | 0 | 0 | 0 | 0 | 0 | 0 | 0 | 0
F2_Commercial_Small Retail_Existing_Food Preparation_Electric_Dishwasher_E10 | F2 | Commercial | Small Retail | Existing | Food Preparation | Electric | Dishwasher | E10 | TRC BC Ratio | 0 | 0 | 0 | 0 | 0 | 0 | 0 | 0 | 0 | 0 | 0 | 0 | 0 | 0 | 0 | 0 | 0 | 0 | 0 | 0 | 0 | 0 | 0 | 0 | 0 | 0 | 0 | 0 | 0 | 0
F3_Commercial_Small Retail_Existing_Food Preparation_Electric_Dishwasher_E1 | F3 | Commercial | Small Retail | Existing | Food Preparation | Electric | Dishwasher | E1 | PACT BC Ratio | 0 | 0 | 0 | 0 | 0 | 0 | 0 | 0 | 0 | 0 | 0 | 0 | 0 | 0 | 0 | 0 | 0 | 0 | 0 | 0 | 0 | 0 | 0 | 0 | 0 | 0 | 0 | 0 | 0 | 0
F3_Commercial_Small Retail_Existing_Food Preparation_Electric_Dishwasher_E2 | F3 | Commercial | Small Retail | Existing | Food Preparation | Electric | Dishwasher | E2 | PACT BC Ratio | 0 | 0 | 0 | 0 | 0 | 0 | 0 | 0 | 0 | 0 | 0 | 0 | 0 | 0 | 0 | 0 | 0 | 0 | 0 | 0 | 0 | 0 | 0 | 0 | 0 | 0 | 0 | 0 | 0 | 0
F3_Commercial_Small Retail_Existing_Food Preparation_Electric_Dishwasher_E3 | F3 | Commercial | Small Retail | Existing | Food Preparation | Electric | Dishwasher | E3 | PACT BC Ratio | 0 | 0 | 0 | 0 | 0 | 0 | 0 | 0 | 0 | 0 | 0 | 0 | 0 | 0 | 0 | 0 | 0 | 0 | 0 | 0 | 0 | 0 | 0 | 0 | 0 | 0 | 0 | 0 | 0 | 0
F3_Commercial_Small Retail_Existing_Food Preparation_Electric_Dishwasher_E4 | F3 | Commercial | Small Retail | Existing | Food Preparation | Electric | Dishwasher | E4 | PACT BC Ratio | 0 | 0 | 0 | 0 | 0 | 0 | 0 | 0 | 0 | 0 | 0 | 0 | 0 | 0 | 0 | 0 | 0 | 0 | 0 | 0 | 0 | 0 | 0 | 0 | 0 | 0 | 0 | 0 | 0 | 0
F3_Commercial_Small Retail_Existing_Food Preparation_Electric_Dishwasher_E5 | F3 | Commercial | Small Retail | Existing | Food Preparation | Electric | Dishwasher | E5 | PACT BC Ratio | 0 | 0 | 0 | 0 | 0 | 0 | 0 | 0 | 0 | 0 | 0 | 0 | 0 | 0 | 0 | 0 | 0 | 0 | 0 | 0 | 0 | 0 | 0 | 0 | 0 | 0 | 0 | 0 | 0 | 0
F3_Commercial_Small Retail_Existing_Food Preparation_Electric_Dishwasher_E6 | F3 | Commercial | Small Retail | Existing | Food Preparation | Electric | Dishwasher | E6 | PACT BC Ratio | 0 | 0 | 0 | 0 | 0 | 0 | 0 | 0 | 0 | 0 | 0 | 0 | 0 | 0 | 0 | 0 | 0 | 0 | 0 | 0 | 0 | 0 | 0 | 0 | 0 | 0 | 0 | 0 | 0 | 0
F3_Commercial_Small Retail_Existing_Food Preparation_Electric_Dishwasher_E7 | F3 | Commercial | Small Retail | Existing | Food Preparation | Electric | Dishwasher | E7 | PACT BC Ratio | 0 | 0 | 0 | 0 | 0 | 0 | 0 | 0 | 0 | 0 | 0 | 0 | 0 | 0 | 0 | 0 | 0 | 0 | 0 | 0 | 0 | 0 | 0 | 0 | 0 | 0 | 0 | 0 | 0 | 0
F3_Commercial_Small Retail_Existing_Food Preparation_Electric_Dishwasher_E8 | F3 | Commercial | Small Retail | Existing | Food Preparation | Electric | Dishwasher | E8 | PACT BC Ratio | 0 | 0 | 0 | 0 | 0 | 0 | 0 | 0 | 0 | 0 | 0 | 0 | 0 | 0 | 0 | 0 | 0 | 0 | 0 | 0 | 0 | 0 | 0 | 0 | 0 | 0 | 0 | 0 | 0 | 0
F3_Commercial_Small Retail_Existing_Food Preparation_Electric_Dishwasher_E9 | F3 | Commercial | Small Retail | Existing | Food Preparation | Electric | Dishwasher | E9 | PACT BC Ratio | 0 | 0 | 0 | 0 | 0 | 0 | 0 | 0 | 0 | 0 | 0 | 0 | 0 | 0 | 0 | 0 | 0 | 0 | 0 | 0 | 0 | 0 | 0 | 0 | 0 | 0 | 0 | 0 | 0 | 0
F3_Commercial_Small Retail_Existing_Food Preparation_Electric_Dishwasher_E10 | F3 | Commercial | Small Retail | Existing | Food Preparation | Electric | Dishwasher | E10 | PACT BC Ratio | 0 | 0 | 0 | 0 | 0 | 0 | 0 | 0 | 0 | 0 | 0 | 0 | 0 | 0 | 0 | 0 | 0 | 0 | 0 | 0 | 0 | 0 | 0 | 0 | 0 | 0 | 0 | 0 | 0 | 0
F4_Commercial_Small Retail_Existing_Food Preparation_Electric_Dishwasher_E1 | F4 | Commercial | Small Retail | Existing | Food Preparation | Electric | Dishwasher | E1 | RVT BC Ratio | 0 | 0 | 0 | 0 | 0 | 0 | 0 | 0 | 0 | 0 | 0 | 0 | 0 | 0 | 0 | 0 | 0 | 0 | 0 | 0 | 0 | 0 | 0 | 0 | 0 | 0 | 0 | 0 | 0 | 0
F4_Commercial_Small Retail_Existing_Food Preparation_Electric_Dishwasher_E2 | F4 | Commercial | Small Retail | Existing | Food Preparation | Electric | Dishwasher | E2 | RVT BC Ratio | 0 | 0 | 0 | 0 | 0 | 0 | 0 | 0 | 0 | 0 | 0 | 0 | 0 | 0 | 0 | 0 | 0 | 0 | 0 | 0 | 0 | 0 | 0 | 0 | 0 | 0 | 0 | 0 | 0 | 0
F4_Commercial_Small Retail_Existing_Food Preparation_Electric_Dishwasher_E3 | F4 | Commercial | Small Retail | Existing | Food Preparation | Electric | Dishwasher | E3 | RVT BC Ratio | 0 | 0 | 0 | 0 | 0 | 0 | 0 | 0 | 0 | 0 | 0 | 0 | 0 | 0 | 0 | 0 | 0 | 0 | 0 | 0 | 0 | 0 | 0 | 0 | 0 | 0 | 0 | 0 | 0 | 0
F4_Commercial_Small Retail_Existing_Food Preparation_Electric_Dishwasher_E4 | F4 | Commercial | Small Retail | Existing | Food Preparation | Electric | Dishwasher | E4 | RVT BC Ratio | 0 | 0 | 0 | 0 | 0 | 0 | 0 | 0 | 0 | 0 | 0 | 0 | 0 | 0 | 0 | 0 | 0 | 0 | 0 | 0 | 0 | 0 | 0 | 0 | 0 | 0 | 0 | 0 | 0 | 0
F4_Commercial_Small Retail_Existing_Food Preparation_Electric_Dishwasher_E5 | F4 | Commercial | Small Retail | Existing | Food Preparation | Electric | Dishwasher | E5 | RVT BC Ratio | 0 | 0 | 0 | 0 | 0 | 0 | 0 | 0 | 0 | 0 | 0 | 0 | 0 | 0 | 0 | 0 | 0 | 0 | 0 | 0 | 0 | 0 | 0 | 0 | 0 | 0 | 0 | 0 | 0 | 0
F4_Commercial_Small Retail_Existing_Food Preparation_Electric_Dishwasher_E6 | F4 | Commercial | Small Retail | Existing | Food Preparation | Electric | Dishwasher | E6 | RVT BC Ratio | 0 | 0 | 0 | 0 | 0 | 0 | 0 | 0 | 0 | 0 | 0 | 0 | 0 | 0 | 0 | 0 | 0 | 0 | 0 | 0 | 0 | 0 | 0 | 0 | 0 | 0 | 0 | 0 | 0 | 0
F4_Commercial_Small Retail_Existing_Food Preparation_Electric_Dishwasher_E7 | F4 | Commercial | Small Retail | Existing | Food Preparation | Electric | Dishwasher | E7 | RVT BC Ratio | 0 | 0 | 0 | 0 | 0 | 0 | 0 | 0 | 0 | 0 | 0 | 0 | 0 | 0 | 0 | 0 | 0 | 0 | 0 | 0 | 0 | 0 | 0 | 0 | 0 | 0 | 0 | 0 | 0 | 0
F4_Commercial_Small Retail_Existing_Food Preparation_Electric_Dishwasher_E8 | F4 | Commercial | Small Retail | Existing | Food Preparation | Electric | Dishwasher | E8 | RVT BC Ratio | 0 | 0 | 0 | 0 | 0 | 0 | 0 | 0 | 0 | 0 | 0 | 0 | 0 | 0 | 0 | 0 | 0 | 0 | 0 | 0 | 0 | 0 | 0 | 0 | 0 | 0 | 0 | 0 | 0 | 0
F4_Commercial_Small Retail_Existing_Food Preparation_Electric_Dishwasher_E9 | F4 | Commercial | Small Retail | Existing | Food Preparation | Electric | Dishwasher | E9 | RVT BC Ratio | 0 | 0 | 0 | 0 | 0 | 0 | 0 | 0 | 0 | 0 | 0 | 0 | 0 | 0 | 0 | 0 | 0 | 0 | 0 | 0 | 0 | 0 | 0 | 0 | 0 | 0 | 0 | 0 | 0 | 0
F4_Commercial_Small Retail_Existing_Food Preparation_Electric_Dishwasher_E10 | F4 | Commercial | Small Retail | Existing | Food Preparation | Electric | Dishwasher | E10 | RVT BC Ratio | 0 | 0 | 0 | 0 | 0 | 0 | 0 | 0 | 0 | 0 | 0 | 0 | 0 | 0 | 0 | 0 | 0 | 0 | 0 | 0 | 0 | 0 | 0 | 0 | 0 | 0 | 0 | 0 | 0 | 0
F5_Commercial_Small Retail_Existing_Food Preparation_Electric_Dishwasher_E1 | F5 | Commercial | Small Retail | Existing | Food Preparation | Electric | Dishwasher | E1 | RIM BC Ratio | 0 | 0 | 0 | 0 | 0 | 0 | 0 | 0 | 0 | 0 | 0 | 0 | 0 | 0 | 0 | 0 | 0 | 0 | 0 | 0 | 0 | 0 | 0 | 0 | 0 | 0 | 0 | 0 | 0 | 0
F5_Commercial_Small Retail_Existing_Food Preparation_Electric_Dishwasher_E2 | F5 | Commercial | Small Retail | Existing | Food Preparation | Electric | Dishwasher | E2 | RIM BC Ratio | 0 | 0 | 0 | 0 | 0 | 0 | 0 | 0 | 0 | 0 | 0 | 0 | 0 | 0 | 0 | 0 | 0 | 0 | 0 | 0 | 0 | 0 | 0 | 0 | 0 | 0 | 0 | 0 | 0 | 0
F5_Commercial_Small Retail_Existing_Food Preparation_Electric_Dishwasher_E3 | F5 | Commercial | Small Retail | Existing | Food Preparation | Electric | Dishwasher | E3 | RIM BC Ratio | 0 | 0 | 0 | 0 | 0 | 0 | 0 | 0 | 0 | 0 | 0 | 0 | 0 | 0 | 0 | 0 | 0 | 0 | 0 | 0 | 0 | 0 | 0 | 0 | 0 | 0 | 0 | 0 | 0 | 0
F5_Commercial_Small Retail_Existing_Food Preparation_Electric_Dishwasher_E4 | F5 | Commercial | Small Retail | Existing | Food Preparation | Electric | Dishwasher | E4 | RIM BC Ratio | 0 | 0 | 0 | 0 | 0 | 0 | 0 | 0 | 0 | 0 | 0 | 0 | 0 | 0 | 0 | 0 | 0 | 0 | 0 | 0 | 0 | 0 | 0 | 0 | 0 | 0 | 0 | 0 | 0 | 0
F5_Commercial_Small Retail_Existing_Food Preparation_Electric_Dishwasher_E5 | F5 | Commercial | Small Retail | Existing | Food Preparation | Electric | Dishwasher | E5 | RIM BC Ratio | 0 | 0 | 0 | 0 | 0 | 0 | 0 | 0 | 0 | 0 | 0 | 0 | 0 | 0 | 0 | 0 | 0 | 0 | 0 | 0 | 0 | 0 | 0 | 0 | 0 | 0 | 0 | 0 | 0 | 0
F5_Commercial_Small Retail_Existing_Food Preparation_Electric_Dishwasher_E6 | F5 | Commercial | Small Retail | Existing | Food Preparation | Electric | Dishwasher | E6 | RIM BC Ratio | 0 | 0 | 0 | 0 | 0 | 0 | 0 | 0 | 0 | 0 | 0 | 0 | 0 | 0 | 0 | 0 | 0 | 0 | 0 | 0 | 0 | 0 | 0 | 0 | 0 | 0 | 0 | 0 | 0 | 0
F5_Commercial_Small Retail_Existing_Food Preparation_Electric_Dishwasher_E7 | F5 | Commercial | Small Retail | Existing | Food Preparation | Electric | Dishwasher | E7 | RIM BC Ratio | 0 | 0 | 0 | 0 | 0 | 0 | 0 | 0 | 0 | 0 | 0 | 0 | 0 | 0 | 0 | 0 | 0 | 0 | 0 | 0 | 0 | 0 | 0 | 0 | 0 | 0 | 0 | 0 | 0 | 0
F5_Commercial_Small Retail_Existing_Food Preparation_Electric_Dishwasher_E8 | F5 | Commercial | Small Retail | Existing | Food Preparation | Electric | Dishwasher | E8 | RIM BC Ratio | 0 | 0 | 0 | 0 | 0 | 0 | 0 | 0 | 0 | 0 | 0 | 0 | 0 | 0 | 0 | 0 | 0 | 0 | 0 | 0 | 0 | 0 | 0 | 0 | 0 | 0 | 0 | 0 | 0 | 0
F5_Commercial_Small Retail_Existing_Food Preparation_Electric_Dishwasher_E9 | F5 | Commercial | Small Retail | Existing | Food Preparation | Electric | Dishwasher | E9 | RIM BC Ratio | 0 | 0 | 0 | 0 | 0 | 0 | 0 | 0 | 0 | 0 | 0 | 0 | 0 | 0 | 0 | 0 | 0 | 0 | 0 | 0 | 0 | 0 | 0 | 0 | 0 | 0 | 0 | 0 | 0 | 0
F5_Commercial_Small Retail_Existing_Food Preparation_Electric_Dishwasher_E10 | F5 | Commercial | Small Retail | Existing | Food Preparation | Electric | Dishwasher | E10 | RIM BC Ratio | 0 | 0 | 0 | 0 | 0 | 0 | 0 | 0 | 0 | 0 | 0 | 0 | 0 | 0 | 0 | 0 | 0 | 0 | 0 | 0 | 0 | 0 | 0 | 0 | 0 | 0 | 0 | 0 | 0 | 0
F0_Commercial_Small Retail_Existing_Food Preparation_Electric_Hot Food Container_E0 | F0 | Commercial | Small Retail | Existing | Food Preparation | Electric | Hot Food Container | E0 | Economic Unit | 0 | 0 | 0 | 0 | 0 | 0 | 0 | 0 | 0 | 0 | 0 | 0 | 0 | 0 | 0 | 0 | 0 | 0 | 0 | 0 | 0 | 0 | 0 | 0 | 0 | 0 | 0 | 0 | 0 | 0
F1_Commercial_Small Retail_Existing_Food Preparation_Electric_Hot Food Container_E1 | F1 | Commercial | Small Retail | Existing | Food Preparation | Electric | Hot Food Container | E1 | CCE | 0 | 0 | 0 | 0 | 0 | 0 | 0 | 0 | 0 | 0 | 0 | 0 | 0 | 0 | 0 | 0 | 0 | 0 | 0 | 0 | 0 | 0 | 0 | 0 | 0 | 0 | 0 | 0 | 0 | 0
F1_Commercial_Small Retail_Existing_Food Preparation_Electric_Hot Food Container_E2 | F1 | Commercial | Small Retail | Existing | Food Preparation | Electric | Hot Food Container | E2 | CCE | 0 | 0 | 0 | 0 | 0 | 0 | 0 | 0 | 0 | 0 | 0 | 0 | 0 | 0 | 0 | 0 | 0 | 0 | 0 | 0 | 0 | 0 | 0 | 0 | 0 | 0 | 0 | 0 | 0 | 0
F1_Commercial_Small Retail_Existing_Food Preparation_Electric_Hot Food Container_E3 | F1 | Commercial | Small Retail | Existing | Food Preparation | Electric | Hot Food Container | E3 | CCE | 0 | 0 | 0 | 0 | 0 | 0 | 0 | 0 | 0 | 0 | 0 | 0 | 0 | 0 | 0 | 0 | 0 | 0 | 0 | 0 | 0 | 0 | 0 | 0 | 0 | 0 | 0 | 0 | 0 | 0
F1_Commercial_Small Retail_Existing_Food Preparation_Electric_Hot Food Container_E4 | F1 | Commercial | Small Retail | Existing | Food Preparation | Electric | Hot Food Container | E4 | CCE | 0 | 0 | 0 | 0 | 0 | 0 | 0 | 0 | 0 | 0 | 0 | 0 | 0 | 0 | 0 | 0 | 0 | 0 | 0 | 0 | 0 | 0 | 0 | 0 | 0 | 0 | 0 | 0 | 0 | 0
F1_Commercial_Small Retail_Existing_Food Preparation_Electric_Hot Food Container_E5 | F1 | Commercial | Small Retail | Existing | Food Preparation | Electric | Hot Food Container | E5 | CCE | 0 | 0 | 0 | 0 | 0 | 0 | 0 | 0 | 0 | 0 | 0 | 0 | 0 | 0 | 0 | 0 | 0 | 0 | 0 | 0 | 0 | 0 | 0 | 0 | 0 | 0 | 0 | 0 | 0 | 0
F1_Commercial_Small Retail_Existing_Food Preparation_Electric_Hot Food Container_E6 | F1 | Commercial | Small Retail | Existing | Food Preparation | Electric | Hot Food Container | E6 | CCE | 0 | 0 | 0 | 0 | 0 | 0 | 0 | 0 | 0 | 0 | 0 | 0 | 0 | 0 | 0 | 0 | 0 | 0 | 0 | 0 | 0 | 0 | 0 | 0 | 0 | 0 | 0 | 0 | 0 | 0
F1_Commercial_Small Retail_Existing_Food Preparation_Electric_Hot Food Container_E7 | F1 | Commercial | Small Retail | Existing | Food Preparation | Electric | Hot Food Container | E7 | CCE | 0 | 0 | 0 | 0 | 0 | 0 | 0 | 0 | 0 | 0 | 0 | 0 | 0 | 0 | 0 | 0 | 0 | 0 | 0 | 0 | 0 | 0 | 0 | 0 | 0 | 0 | 0 | 0 | 0 | 0
F1_Commercial_Small Retail_Existing_Food Preparation_Electric_Hot Food Container_E8 | F1 | Commercial | Small Retail | Existing | Food Preparation | Electric | Hot Food Container | E8 | CCE | 0 | 0 | 0 | 0 | 0 | 0 | 0 | 0 | 0 | 0 | 0 | 0 | 0 | 0 | 0 | 0 | 0 | 0 | 0 | 0 | 0 | 0 | 0 | 0 | 0 | 0 | 0 | 0 | 0 | 0
F1_Commercial_Small Retail_Existing_Food Preparation_Electric_Hot Food Container_E9 | F1 | Commercial | Small Retail | Existing | Food Preparation | Electric | Hot Food Container | E9 | CCE | 0 | 0 | 0 | 0 | 0 | 0 | 0 | 0 | 0 | 0 | 0 | 0 | 0 | 0 | 0 | 0 | 0 | 0 | 0 | 0 | 0 | 0 | 0 | 0 | 0 | 0 | 0 | 0 | 0 | 0
F1_Commercial_Small Retail_Existing_Food Preparation_Electric_Hot Food Container_E10 | F1 | Commercial | Small Retail | Existing | Food Preparation | Electric | Hot Food Container | E10 | CCE | 0 | 0 | 0 | 0 | 0 | 0 | 0 | 0 | 0 | 0 | 0 | 0 | 0 | 0 | 0 | 0 | 0 | 0 | 0 | 0 | 0 | 0 | 0 | 0 | 0 | 0 | 0 | 0 | 0 | 0
F2_Commercial_Small Retail_Existing_Food Preparation_Electric_Hot Food Container_E1 | F2 | Commercial | Small Retail | Existing | Food Preparation | Electric | Hot Food Container | E1 | TRC BC Ratio | 0 | 0 | 0 | 0 | 0 | 0 | 0 | 0 | 0 | 0 | 0 | 0 | 0 | 0 | 0 | 0 | 0 | 0 | 0 | 0 | 0 | 0 | 0 | 0 | 0 | 0 | 0 | 0 | 0 | 0
F2_Commercial_Small Retail_Existing_Food Preparation_Electric_Hot Food Container_E2 | F2 | Commercial | Small Retail | Existing | Food Preparation | Electric | Hot Food Container | E2 | TRC BC Ratio | 0 | 0 | 0 | 0 | 0 | 0 | 0 | 0 | 0 | 0 | 0 | 0 | 0 | 0 | 0 | 0 | 0 | 0 | 0 | 0 | 0 | 0 | 0 | 0 | 0 | 0 | 0 | 0 | 0 | 0
F2_Commercial_Small Retail_Existing_Food Preparation_Electric_Hot Food Container_E3 | F2 | Commercial | Small Retail | Existing | Food Preparation | Electric | Hot Food Container | E3 | TRC BC Ratio | 0 | 0 | 0 | 0 | 0 | 0 | 0 | 0 | 0 | 0 | 0 | 0 | 0 | 0 | 0 | 0 | 0 | 0 | 0 | 0 | 0 | 0 | 0 | 0 | 0 | 0 | 0 | 0 | 0 | 0
F2_Commercial_Small Retail_Existing_Food Preparation_Electric_Hot Food Container_E4 | F2 | Commercial | Small Retail | Existing | Food Preparation | Electric | Hot Food Container | E4 | TRC BC Ratio | 0 | 0 | 0 | 0 | 0 | 0 | 0 | 0 | 0 | 0 | 0 | 0 | 0 | 0 | 0 | 0 | 0 | 0 | 0 | 0 | 0 | 0 | 0 | 0 | 0 | 0 | 0 | 0 | 0 | 0
F2_Commercial_Small Retail_Existing_Food Preparation_Electric_Hot Food Container_E5 | F2 | Commercial | Small Retail | Existing | Food Preparation | Electric | Hot Food Container | E5 | TRC BC Ratio | 0 | 0 | 0 | 0 | 0 | 0 | 0 | 0 | 0 | 0 | 0 | 0 | 0 | 0 | 0 | 0 | 0 | 0 | 0 | 0 | 0 | 0 | 0 | 0 | 0 | 0 | 0 | 0 | 0 | 0
F2_Commercial_Small Retail_Existing_Food Preparation_Electric_Hot Food Container_E6 | F2 | Commercial | Small Retail | Existing | Food Preparation | Electric | Hot Food Container | E6 | TRC BC Ratio | 0 | 0 | 0 | 0 | 0 | 0 | 0 | 0 | 0 | 0 | 0 | 0 | 0 | 0 | 0 | 0 | 0 | 0 | 0 | 0 | 0 | 0 | 0 | 0 | 0 | 0 | 0 | 0 | 0 | 0
F2_Commercial_Small Retail_Existing_Food Preparation_Electric_Hot Food Container_E7 | F2 | Commercial | Small Retail | Existing | Food Preparation | Electric | Hot Food Container | E7 | TRC BC Ratio | 0 | 0 | 0 | 0 | 0 | 0 | 0 | 0 | 0 | 0 | 0 | 0 | 0 | 0 | 0 | 0 | 0 | 0 | 0 | 0 | 0 | 0 | 0 | 0 | 0 | 0 | 0 | 0 | 0 | 0
F2_Commercial_Small Retail_Existing_Food Preparation_Electric_Hot Food Container_E8 | F2 | Commercial | Small Retail | Existing | Food Preparation | Electric | Hot Food Container | E8 | TRC BC Ratio | 0 | 0 | 0 | 0 | 0 | 0 | 0 | 0 | 0 | 0 | 0 | 0 | 0 | 0 | 0 | 0 | 0 | 0 | 0 | 0 | 0 | 0 | 0 | 0 | 0 | 0 | 0 | 0 | 0 | 0
F2_Commercial_Small Retail_Existing_Food Preparation_Electric_Hot Food Container_E9 | F2 | Commercial | Small Retail | Existing | Food Preparation | Electric | Hot Food Container | E9 | TRC BC Ratio | 0 | 0 | 0 | 0 | 0 | 0 | 0 | 0 | 0 | 0 | 0 | 0 | 0 | 0 | 0 | 0 | 0 | 0 | 0 | 0 | 0 | 0 | 0 | 0 | 0 | 0 | 0 | 0 | 0 | 0
F2_Commercial_Small Retail_Existing_Food Preparation_Electric_Hot Food Container_E10 | F2 | Commercial | Small Retail | Existing | Food Preparation | Electric | Hot Food Container | E10 | TRC BC Ratio | 0 | 0 | 0 | 0 | 0 | 0 | 0 | 0 | 0 | 0 | 0 | 0 | 0 | 0 | 0 | 0 | 0 | 0 | 0 | 0 | 0 | 0 | 0 | 0 | 0 | 0 | 0 | 0 | 0 | 0
F3_Commercial_Small Retail_Existing_Food Preparation_Electric_Hot Food Container_E1 | F3 | Commercial | Small Retail | Existing | Food Preparation | Electric | Hot Food Container | E1 | PACT BC Ratio | 0 | 0 | 0 | 0 | 0 | 0 | 0 | 0 | 0 | 0 | 0 | 0 | 0 | 0 | 0 | 0 | 0 | 0 | 0 | 0 | 0 | 0 | 0 | 0 | 0 | 0 | 0 | 0 | 0 | 0
F3_Commercial_Small Retail_Existing_Food Preparation_Electric_Hot Food Container_E2 | F3 | Commercial | Small Retail | Existing | Food Preparation | Electric | Hot Food Container | E2 | PACT BC Ratio | 0 | 0 | 0 | 0 | 0 | 0 | 0 | 0 | 0 | 0 | 0 | 0 | 0 | 0 | 0 | 0 | 0 | 0 | 0 | 0 | 0 | 0 | 0 | 0 | 0 | 0 | 0 | 0 | 0 | 0
F3_Commercial_Small Retail_Existing_Food Preparation_Electric_Hot Food Container_E3 | F3 | Commercial | Small Retail | Existing | Food Preparation | Electric | Hot Food Container | E3 | PACT BC Ratio | 0 | 0 | 0 | 0 | 0 | 0 | 0 | 0 | 0 | 0 | 0 | 0 | 0 | 0 | 0 | 0 | 0 | 0 | 0 | 0 | 0 | 0 | 0 | 0 | 0 | 0 | 0 | 0 | 0 | 0
F3_Commercial_Small Retail_Existing_Food Preparation_Electric_Hot Food Container_E4 | F3 | Commercial | Small Retail | Existing | Food Preparation | Electric | Hot Food Container | E4 | PACT BC Ratio | 0 | 0 | 0 | 0 | 0 | 0 | 0 | 0 | 0 | 0 | 0 | 0 | 0 | 0 | 0 | 0 | 0 | 0 | 0 | 0 | 0 | 0 | 0 | 0 | 0 | 0 | 0 | 0 | 0 | 0
F3_Commercial_Small Retail_Existing_Food Preparation_Electric_Hot Food Container_E5 | F3 | Commercial | Small Retail | Existing | Food Preparation | Electric | Hot Food Container | E5 | PACT BC Ratio | 0 | 0 | 0 | 0 | 0 | 0 | 0 | 0 | 0 | 0 | 0 | 0 | 0 | 0 | 0 | 0 | 0 | 0 | 0 | 0 | 0 | 0 | 0 | 0 | 0 | 0 | 0 | 0 | 0 | 0
F3_Commercial_Small Retail_Existing_Food Preparation_Electric_Hot Food Container_E6 | F3 | Commercial | Small Retail | Existing | Food Preparation | Electric | Hot Food Container | E6 | PACT BC Ratio | 0 | 0 | 0 | 0 | 0 | 0 | 0 | 0 | 0 | 0 | 0 | 0 | 0 | 0 | 0 | 0 | 0 | 0 | 0 | 0 | 0 | 0 | 0 | 0 | 0 | 0 | 0 | 0 | 0 | 0
F3_Commercial_Small Retail_Existing_Food Preparation_Electric_Hot Food Container_E7 | F3 | Commercial | Small Retail | Existing | Food Preparation | Electric | Hot Food Container | E7 | PACT BC Ratio | 0 | 0 | 0 | 0 | 0 | 0 | 0 | 0 | 0 | 0 | 0 | 0 | 0 | 0 | 0 | 0 | 0 | 0 | 0 | 0 | 0 | 0 | 0 | 0 | 0 | 0 | 0 | 0 | 0 | 0
F3_Commercial_Small Retail_Existing_Food Preparation_Electric_Hot Food Container_E8 | F3 | Commercial | Small Retail | Existing | Food Preparation | Electric | Hot Food Container | E8 | PACT BC Ratio | 0 | 0 | 0 | 0 | 0 | 0 | 0 | 0 | 0 | 0 | 0 | 0 | 0 | 0 | 0 | 0 | 0 | 0 | 0 | 0 | 0 | 0 | 0 | 0 | 0 | 0 | 0 | 0 | 0 | 0
F3_Commercial_Small Retail_Existing_Food Preparation_Electric_Hot Food Container_E9 | F3 | Commercial | Small Retail | Existing | Food Preparation | Electric | Hot Food Container | E9 | PACT BC Ratio | 0 | 0 | 0 | 0 | 0 | 0 | 0 | 0 | 0 | 0 | 0 | 0 | 0 | 0 | 0 | 0 | 0 | 0 | 0 | 0 | 0 | 0 | 0 | 0 | 0 | 0 | 0 | 0 | 0 | 0
F3_Commercial_Small Retail_Existing_Food Preparation_Electric_Hot Food Container_E10 | F3 | Commercial | Small Retail | Existing | Food Preparation | Electric | Hot Food Container | E10 | PACT BC Ratio | 0 | 0 | 0 | 0 | 0 | 0 | 0 | 0 | 0 | 0 | 0 | 0 | 0 | 0 | 0 | 0 | 0 | 0 | 0 | 0 | 0 | 0 | 0 | 0 | 0 | 0 | 0 | 0 | 0 | 0
F4_Commercial_Small Retail_Existing_Food Preparation_Electric_Hot Food Container_E1 | F4 | Commercial | Small Retail | Existing | Food Preparation | Electric | Hot Food Container | E1 | RVT BC Ratio | 0 | 0 | 0 | 0 | 0 | 0 | 0 | 0 | 0 | 0 | 0 | 0 | 0 | 0 | 0 | 0 | 0 | 0 | 0 | 0 | 0 | 0 | 0 | 0 | 0 | 0 | 0 | 0 | 0 | 0
F4_Commercial_Small Retail_Existing_Food Preparation_Electric_Hot Food Container_E2 | F4 | Commercial | Small Retail | Existing | Food Preparation | Electric | Hot Food Container | E2 | RVT BC Ratio | 0 | 0 | 0 | 0 | 0 | 0 | 0 | 0 | 0 | 0 | 0 | 0 | 0 | 0 | 0 | 0 | 0 | 0 | 0 | 0 | 0 | 0 | 0 | 0 | 0 | 0 | 0 | 0 | 0 | 0
F4_Commercial_Small Retail_Existing_Food Preparation_Electric_Hot Food Container_E3 | F4 | Commercial | Small Retail | Existing | Food Preparation | Electric | Hot Food Container | E3 | RVT BC Ratio | 0 | 0 | 0 | 0 | 0 | 0 | 0 | 0 | 0 | 0 | 0 | 0 | 0 | 0 | 0 | 0 | 0 | 0 | 0 | 0 | 0 | 0 | 0 | 0 | 0 | 0 | 0 | 0 | 0 | 0
F4_Commercial_Small Retail_Existing_Food Preparation_Electric_Hot Food Container_E4 | F4 | Commercial | Small Retail | Existing | Food Preparation | Electric | Hot Food Container | E4 | RVT BC Ratio | 0 | 0 | 0 | 0 | 0 | 0 | 0 | 0 | 0 | 0 | 0 | 0 | 0 | 0 | 0 | 0 | 0 | 0 | 0 | 0 | 0 | 0 | 0 | 0 | 0 | 0 | 0 | 0 | 0 | 0
F4_Commercial_Small Retail_Existing_Food Preparation_Electric_Hot Food Container_E5 | F4 | Commercial | Small Retail | Existing | Food Preparation | Electric | Hot Food Container | E5 | RVT BC Ratio | 0 | 0 | 0 | 0 | 0 | 0 | 0 | 0 | 0 | 0 | 0 | 0 | 0 | 0 | 0 | 0 | 0 | 0 | 0 | 0 | 0 | 0 | 0 | 0 | 0 | 0 | 0 | 0 | 0 | 0
F4_Commercial_Small Retail_Existing_Food Preparation_Electric_Hot Food Container_E6 | F4 | Commercial | Small Retail | Existing | Food Preparation | Electric | Hot Food Container | E6 | RVT BC Ratio | 0 | 0 | 0 | 0 | 0 | 0 | 0 | 0 | 0 | 0 | 0 | 0 | 0 | 0 | 0 | 0 | 0 | 0 | 0 | 0 | 0 | 0 | 0 | 0 | 0 | 0 | 0 | 0 | 0 | 0
F4_Commercial_Small Retail_Existing_Food Preparation_Electric_Hot Food Container_E7 | F4 | Commercial | Small Retail | Existing | Food Preparation | Electric | Hot Food Container | E7 | RVT BC Ratio | 0 | 0 | 0 | 0 | 0 | 0 | 0 | 0 | 0 | 0 | 0 | 0 | 0 | 0 | 0 | 0 | 0 | 0 | 0 | 0 | 0 | 0 | 0 | 0 | 0 | 0 | 0 | 0 | 0 | 0
F4_Commercial_Small Retail_Existing_Food Preparation_Electric_Hot Food Container_E8 | F4 | Commercial | Small Retail | Existing | Food Preparation | Electric | Hot Food Container | E8 | RVT BC Ratio | 0 | 0 | 0 | 0 | 0 | 0 | 0 | 0 | 0 | 0 | 0 | 0 | 0 | 0 | 0 | 0 | 0 | 0 | 0 | 0 | 0 | 0 | 0 | 0 | 0 | 0 | 0 | 0 | 0 | 0
F4_Commercial_Small Retail_Existing_Food Preparation_Electric_Hot Food Container_E9 | F4 | Commercial | Small Retail | Existing | Food Preparation | Electric | Hot Food Container | E9 | RVT BC Ratio | 0 | 0 | 0 | 0 | 0 | 0 | 0 | 0 | 0 | 0 | 0 | 0 | 0 | 0 | 0 | 0 | 0 | 0 | 0 | 0 | 0 | 0 | 0 | 0 | 0 | 0 | 0 | 0 | 0 | 0
F4_Commercial_Small Retail_Existing_Food Preparation_Electric_Hot Food Container_E10 | F4 | Commercial | Small Retail | Existing | Food Preparation | Electric | Hot Food Container | E10 | RVT BC Ratio | 0 | 0 | 0 | 0 | 0 | 0 | 0 | 0 | 0 | 0 | 0 | 0 | 0 | 0 | 0 | 0 | 0 | 0 | 0 | 0 | 0 | 0 | 0 | 0 | 0 | 0 | 0 | 0 | 0 | 0
F5_Commercial_Small Retail_Existing_Food Preparation_Electric_Hot Food Container_E1 | F5 | Commercial | Small Retail | Existing | Food Preparation | Electric | Hot Food Container | E1 | RIM BC Ratio | 0 | 0 | 0 | 0 | 0 | 0 | 0 | 0 | 0 | 0 | 0 | 0 | 0 | 0 | 0 | 0 | 0 | 0 | 0 | 0 | 0 | 0 | 0 | 0 | 0 | 0 | 0 | 0 | 0 | 0
F5_Commercial_Small Retail_Existing_Food Preparation_Electric_Hot Food Container_E2 | F5 | Commercial | Small Retail | Existing | Food Preparation | Electric | Hot Food Container | E2 | RIM BC Ratio | 0 | 0 | 0 | 0 | 0 | 0 | 0 | 0 | 0 | 0 | 0 | 0 | 0 | 0 | 0 | 0 | 0 | 0 | 0 | 0 | 0 | 0 | 0 | 0 | 0 | 0 | 0 | 0 | 0 | 0
F5_Commercial_Small Retail_Existing_Food Preparation_Electric_Hot Food Container_E3 | F5 | Commercial | Small Retail | Existing | Food Preparation | Electric | Hot Food Container | E3 | RIM BC Ratio | 0 | 0 | 0 | 0 | 0 | 0 | 0 | 0 | 0 | 0 | 0 | 0 | 0 | 0 | 0 | 0 | 0 | 0 | 0 | 0 | 0 | 0 | 0 | 0 | 0 | 0 | 0 | 0 | 0 | 0
F5_Commercial_Small Retail_Existing_Food Preparation_Electric_Hot Food Container_E4 | F5 | Commercial | Small Retail | Existing | Food Preparation | Electric | Hot Food Container | E4 | RIM BC Ratio | 0 | 0 | 0 | 0 | 0 | 0 | 0 | 0 | 0 | 0 | 0 | 0 | 0 | 0 | 0 | 0 | 0 | 0 | 0 | 0 | 0 | 0 | 0 | 0 | 0 | 0 | 0 | 0 | 0 | 0
F5_Commercial_Small Retail_Existing_Food Preparation_Electric_Hot Food Container_E5 | F5 | Commercial | Small Retail | Existing | Food Preparation | Electric | Hot Food Container | E5 | RIM BC Ratio | 0 | 0 | 0 | 0 | 0 | 0 | 0 | 0 | 0 | 0 | 0 | 0 | 0 | 0 | 0 | 0 | 0 | 0 | 0 | 0 | 0 | 0 | 0 | 0 | 0 | 0 | 0 | 0 | 0 | 0
F5_Commercial_Small Retail_Existing_Food Preparation_Electric_Hot Food Container_E6 | F5 | Commercial | Small Retail | Existing | Food Preparation | Electric | Hot Food Container | E6 | RIM BC Ratio | 0 | 0 | 0 | 0 | 0 | 0 | 0 | 0 | 0 | 0 | 0 | 0 | 0 | 0 | 0 | 0 | 0 | 0 | 0 | 0 | 0 | 0 | 0 | 0 | 0 | 0 | 0 | 0 | 0 | 0
F5_Commercial_Small Retail_Existing_Food Preparation_Electric_Hot Food Container_E7 | F5 | Commercial | Small Retail | Existing | Food Preparation | Electric | Hot Food Container | E7 | RIM BC Ratio | 0 | 0 | 0 | 0 | 0 | 0 | 0 | 0 | 0 | 0 | 0 | 0 | 0 | 0 | 0 | 0 | 0 | 0 | 0 | 0 | 0 | 0 | 0 | 0 | 0 | 0 | 0 | 0 | 0 | 0
F5_Commercial_Small Retail_Existing_Food Preparation_Electric_Hot Food Container_E8 | F5 | Commercial | Small Retail | Existing | Food Preparation | Electric | Hot Food Container | E8 | RIM BC Ratio | 0 | 0 | 0 | 0 | 0 | 0 | 0 | 0 | 0 | 0 | 0 | 0 | 0 | 0 | 0 | 0 | 0 | 0 | 0 | 0 | 0 | 0 | 0 | 0 | 0 | 0 | 0 | 0 | 0 | 0
F5_Commercial_Small Retail_Existing_Food Preparation_Electric_Hot Food Container_E9 | F5 | Commercial | Small Retail | Existing | Food Preparation | Electric | Hot Food Container | E9 | RIM BC Ratio | 0 | 0 | 0 | 0 | 0 | 0 | 0 | 0 | 0 | 0 | 0 | 0 | 0 | 0 | 0 | 0 | 0 | 0 | 0 | 0 | 0 | 0 | 0 | 0 | 0 | 0 | 0 | 0 | 0 | 0
F5_Commercial_Small Retail_Existing_Food Preparation_Electric_Hot Food Container_E10 | F5 | Commercial | Small Retail | Existing | Food Preparation | Electric | Hot Food Container | E10 | RIM BC Ratio | 0 | 0 | 0 | 0 | 0 | 0 | 0 | 0 | 0 | 0 | 0 | 0 | 0 | 0 | 0 | 0 | 0 | 0 | 0 | 0 | 0 | 0 | 0 | 0 | 0 | 0 | 0 | 0 | 0 | 0
F0_Commercial_Small Retail_Existing_Food Preparation_Electric_Steamer_E0 | F0 | Commercial | Small Retail | Existing | Food Preparation | Electric | Steamer | E0 | Economic Unit | 0 | 0 | 0 | 0 | 0 | 0 | 0 | 0 | 0 | 0 | 0 | 0 | 0 | 0 | 0 | 0 | 0 | 0 | 0 | 0 | 0 | 0 | 0 | 0 | 0 | 0 | 0 | 0 | 0 | 0
F1_Commercial_Small Retail_Existing_Food Preparation_Electric_Steamer_E1 | F1 | Commercial | Small Retail | Existing | Food Preparation | Electric | Steamer | E1 | CCE | 0 | 0 | 0 | 0 | 0 | 0 | 0 | 0 | 0 | 0 | 0 | 0 | 0 | 0 | 0 | 0 | 0 | 0 | 0 | 0 | 0 | 0 | 0 | 0 | 0 | 0 | 0 | 0 | 0 | 0
F1_Commercial_Small Retail_Existing_Food Preparation_Electric_Steamer_E2 | F1 | Commercial | Small Retail | Existing | Food Preparation | Electric | Steamer | E2 | CCE | 0 | 0 | 0 | 0 | 0 | 0 | 0 | 0 | 0 | 0 | 0 | 0 | 0 | 0 | 0 | 0 | 0 | 0 | 0 | 0 | 0 | 0 | 0 | 0 | 0 | 0 | 0 | 0 | 0 | 0
F1_Commercial_Small Retail_Existing_Food Preparation_Electric_Steamer_E3 | F1 | Commercial | Small Retail | Existing | Food Preparation | Electric | Steamer | E3 | CCE | 0 | 0 | 0 | 0 | 0 | 0 | 0 | 0 | 0 | 0 | 0 | 0 | 0 | 0 | 0 | 0 | 0 | 0 | 0 | 0 | 0 | 0 | 0 | 0 | 0 | 0 | 0 | 0 | 0 | 0
F1_Commercial_Small Retail_Existing_Food Preparation_Electric_Steamer_E4 | F1 | Commercial | Small Retail | Existing | Food Preparation | Electric | Steamer | E4 | CCE | 0 | 0 | 0 | 0 | 0 | 0 | 0 | 0 | 0 | 0 | 0 | 0 | 0 | 0 | 0 | 0 | 0 | 0 | 0 | 0 | 0 | 0 | 0 | 0 | 0 | 0 | 0 | 0 | 0 | 0
F1_Commercial_Small Retail_Existing_Food Preparation_Electric_Steamer_E5 | F1 | Commercial | Small Retail | Existing | Food Preparation | Electric | Steamer | E5 | CCE | 0 | 0 | 0 | 0 | 0 | 0 | 0 | 0 | 0 | 0 | 0 | 0 | 0 | 0 | 0 | 0 | 0 | 0 | 0 | 0 | 0 | 0 | 0 | 0 | 0 | 0 | 0 | 0 | 0 | 0
F1_Commercial_Small Retail_Existing_Food Preparation_Electric_Steamer_E6 | F1 | Commercial | Small Retail | Existing | Food Preparation | Electric | Steamer | E6 | CCE | 0 | 0 | 0 | 0 | 0 | 0 | 0 | 0 | 0 | 0 | 0 | 0 | 0 | 0 | 0 | 0 | 0 | 0 | 0 | 0 | 0 | 0 | 0 | 0 | 0 | 0 | 0 | 0 | 0 | 0
F1_Commercial_Small Retail_Existing_Food Preparation_Electric_Steamer_E7 | F1 | Commercial | Small Retail | Existing | Food Preparation | Electric | Steamer | E7 | CCE | 0 | 0 | 0 | 0 | 0 | 0 | 0 | 0 | 0 | 0 | 0 | 0 | 0 | 0 | 0 | 0 | 0 | 0 | 0 | 0 | 0 | 0 | 0 | 0 | 0 | 0 | 0 | 0 | 0 | 0
F1_Commercial_Small Retail_Existing_Food Preparation_Electric_Steamer_E8 | F1 | Commercial | Small Retail | Existing | Food Preparation | Electric | Steamer | E8 | CCE | 0 | 0 | 0 | 0 | 0 | 0 | 0 | 0 | 0 | 0 | 0 | 0 | 0 | 0 | 0 | 0 | 0 | 0 | 0 | 0 | 0 | 0 | 0 | 0 | 0 | 0 | 0 | 0 | 0 | 0
F1_Commercial_Small Retail_Existing_Food Preparation_Electric_Steamer_E9 | F1 | Commercial | Small Retail | Existing | Food Preparation | Electric | Steamer | E9 | CCE | 0 | 0 | 0 | 0 | 0 | 0 | 0 | 0 | 0 | 0 | 0 | 0 | 0 | 0 | 0 | 0 | 0 | 0 | 0 | 0 | 0 | 0 | 0 | 0 | 0 | 0 | 0 | 0 | 0 | 0
F1_Commercial_Small Retail_Existing_Food Preparation_Electric_Steamer_E10 | F1 | Commercial | Small Retail | Existing | Food Preparation | Electric | Steamer | E10 | CCE | 0 | 0 | 0 | 0 | 0 | 0 | 0 | 0 | 0 | 0 | 0 | 0 | 0 | 0 | 0 | 0 | 0 | 0 | 0 | 0 | 0 | 0 | 0 | 0 | 0 | 0 | 0 | 0 | 0 | 0
F2_Commercial_Small Retail_Existing_Food Preparation_Electric_Steamer_E1 | F2 | Commercial | Small Retail | Existing | Food Preparation | Electric | Steamer | E1 | TRC BC Ratio | 0 | 0 | 0 | 0 | 0 | 0 | 0 | 0 | 0 | 0 | 0 | 0 | 0 | 0 | 0 | 0 | 0 | 0 | 0 | 0 | 0 | 0 | 0 | 0 | 0 | 0 | 0 | 0 | 0 | 0
F2_Commercial_Small Retail_Existing_Food Preparation_Electric_Steamer_E2 | F2 | Commercial | Small Retail | Existing | Food Preparation | Electric | Steamer | E2 | TRC BC Ratio | 0 | 0 | 0 | 0 | 0 | 0 | 0 | 0 | 0 | 0 | 0 | 0 | 0 | 0 | 0 | 0 | 0 | 0 | 0 | 0 | 0 | 0 | 0 | 0 | 0 | 0 | 0 | 0 | 0 | 0
F2_Commercial_Small Retail_Existing_Food Preparation_Electric_Steamer_E3 | F2 | Commercial | Small Retail | Existing | Food Preparation | Electric | Steamer | E3 | TRC BC Ratio | 0 | 0 | 0 | 0 | 0 | 0 | 0 | 0 | 0 | 0 | 0 | 0 | 0 | 0 | 0 | 0 | 0 | 0 | 0 | 0 | 0 | 0 | 0 | 0 | 0 | 0 | 0 | 0 | 0 | 0
F2_Commercial_Small Retail_Existing_Food Preparation_Electric_Steamer_E4 | F2 | Commercial | Small Retail | Existing | Food Preparation | Electric | Steamer | E4 | TRC BC Ratio | 0 | 0 | 0 | 0 | 0 | 0 | 0 | 0 | 0 | 0 | 0 | 0 | 0 | 0 | 0 | 0 | 0 | 0 | 0 | 0 | 0 | 0 | 0 | 0 | 0 | 0 | 0 | 0 | 0 | 0
F2_Commercial_Small Retail_Existing_Food Preparation_Electric_Steamer_E5 | F2 | Commercial | Small Retail | Existing | Food Preparation | Electric | Steamer | E5 | TRC BC Ratio | 0 | 0 | 0 | 0 | 0 | 0 | 0 | 0 | 0 | 0 | 0 | 0 | 0 | 0 | 0 | 0 | 0 | 0 | 0 | 0 | 0 | 0 | 0 | 0 | 0 | 0 | 0 | 0 | 0 | 0
F2_Commercial_Small Retail_Existing_Food Preparation_Electric_Steamer_E6 | F2 | Commercial | Small Retail | Existing | Food Preparation | Electric | Steamer | E6 | TRC BC Ratio | 0 | 0 | 0 | 0 | 0 | 0 | 0 | 0 | 0 | 0 | 0 | 0 | 0 | 0 | 0 | 0 | 0 | 0 | 0 | 0 | 0 | 0 | 0 | 0 | 0 | 0 | 0 | 0 | 0 | 0
F2_Commercial_Small Retail_Existing_Food Preparation_Electric_Steamer_E7 | F2 | Commercial | Small Retail | Existing | Food Preparation | Electric | Steamer | E7 | TRC BC Ratio | 0 | 0 | 0 | 0 | 0 | 0 | 0 | 0 | 0 | 0 | 0 | 0 | 0 | 0 | 0 | 0 | 0 | 0 | 0 | 0 | 0 | 0 | 0 | 0 | 0 | 0 | 0 | 0 | 0 | 0
F2_Commercial_Small Retail_Existing_Food Preparation_Electric_Steamer_E8 | F2 | Commercial | Small Retail | Existing | Food Preparation | Electric | Steamer | E8 | TRC BC Ratio | 0 | 0 | 0 | 0 | 0 | 0 | 0 | 0 | 0 | 0 | 0 | 0 | 0 | 0 | 0 | 0 | 0 | 0 | 0 | 0 | 0 | 0 | 0 | 0 | 0 | 0 | 0 | 0 | 0 | 0
F2_Commercial_Small Retail_Existing_Food Preparation_Electric_Steamer_E9 | F2 | Commercial | Small Retail | Existing | Food Preparation | Electric | Steamer | E9 | TRC BC Ratio | 0 | 0 | 0 | 0 | 0 | 0 | 0 | 0 | 0 | 0 | 0 | 0 | 0 | 0 | 0 | 0 | 0 | 0 | 0 | 0 | 0 | 0 | 0 | 0 | 0 | 0 | 0 | 0 | 0 | 0
F2_Commercial_Small Retail_Existing_Food Preparation_Electric_Steamer_E10 | F2 | Commercial | Small Retail | Existing | Food Preparation | Electric | Steamer | E10 | TRC BC Ratio | 0 | 0 | 0 | 0 | 0 | 0 | 0 | 0 | 0 | 0 | 0 | 0 | 0 | 0 | 0 | 0 | 0 | 0 | 0 | 0 | 0 | 0 | 0 | 0 | 0 | 0 | 0 | 0 | 0 | 0
F3_Commercial_Small Retail_Existing_Food Preparation_Electric_Steamer_E1 | F3 | Commercial | Small Retail | Existing | Food Preparation | Electric | Steamer | E1 | PACT BC Ratio | 0 | 0 | 0 | 0 | 0 | 0 | 0 | 0 | 0 | 0 | 0 | 0 | 0 | 0 | 0 | 0 | 0 | 0 | 0 | 0 | 0 | 0 | 0 | 0 | 0 | 0 | 0 | 0 | 0 | 0
F3_Commercial_Small Retail_Existing_Food Preparation_Electric_Steamer_E2 | F3 | Commercial | Small Retail | Existing | Food Preparation | Electric | Steamer | E2 | PACT BC Ratio | 0 | 0 | 0 | 0 | 0 | 0 | 0 | 0 | 0 | 0 | 0 | 0 | 0 | 0 | 0 | 0 | 0 | 0 | 0 | 0 | 0 | 0 | 0 | 0 | 0 | 0 | 0 | 0 | 0 | 0
F3_Commercial_Small Retail_Existing_Food Preparation_Electric_Steamer_E3 | F3 | Commercial | Small Retail | Existing | Food Preparation | Electric | Steamer | E3 | PACT BC Ratio | 0 | 0 | 0 | 0 | 0 | 0 | 0 | 0 | 0 | 0 | 0 | 0 | 0 | 0 | 0 | 0 | 0 | 0 | 0 | 0 | 0 | 0 | 0 | 0 | 0 | 0 | 0 | 0 | 0 | 0
F3_Commercial_Small Retail_Existing_Food Preparation_Electric_Steamer_E4 | F3 | Commercial | Small Retail | Existing | Food Preparation | Electric | Steamer | E4 | PACT BC Ratio | 0 | 0 | 0 | 0 | 0 | 0 | 0 | 0 | 0 | 0 | 0 | 0 | 0 | 0 | 0 | 0 | 0 | 0 | 0 | 0 | 0 | 0 | 0 | 0 | 0 | 0 | 0 | 0 | 0 | 0
F3_Commercial_Small Retail_Existing_Food Preparation_Electric_Steamer_E5 | F3 | Commercial | Small Retail | Existing | Food Preparation | Electric | Steamer | E5 | PACT BC Ratio | 0 | 0 | 0 | 0 | 0 | 0 | 0 | 0 | 0 | 0 | 0 | 0 | 0 | 0 | 0 | 0 | 0 | 0 | 0 | 0 | 0 | 0 | 0 | 0 | 0 | 0 | 0 | 0 | 0 | 0
F3_Commercial_Small Retail_Existing_Food Preparation_Electric_Steamer_E6 | F3 | Commercial | Small Retail | Existing | Food Preparation | Electric | Steamer | E6 | PACT BC Ratio | 0 | 0 | 0 | 0 | 0 | 0 | 0 | 0 | 0 | 0 | 0 | 0 | 0 | 0 | 0 | 0 | 0 | 0 | 0 | 0 | 0 | 0 | 0 | 0 | 0 | 0 | 0 | 0 | 0 | 0
F3_Commercial_Small Retail_Existing_Food Preparation_Electric_Steamer_E7 | F3 | Commercial | Small Retail | Existing | Food Preparation | Electric | Steamer | E7 | PACT BC Ratio | 0 | 0 | 0 | 0 | 0 | 0 | 0 | 0 | 0 | 0 | 0 | 0 | 0 | 0 | 0 | 0 | 0 | 0 | 0 | 0 | 0 | 0 | 0 | 0 | 0 | 0 | 0 | 0 | 0 | 0
F3_Commercial_Small Retail_Existing_Food Preparation_Electric_Steamer_E8 | F3 | Commercial | Small Retail | Existing | Food Preparation | Electric | Steamer | E8 | PACT BC Ratio | 0 | 0 | 0 | 0 | 0 | 0 | 0 | 0 | 0 | 0 | 0 | 0 | 0 | 0 | 0 | 0 | 0 | 0 | 0 | 0 | 0 | 0 | 0 | 0 | 0 | 0 | 0 | 0 | 0 | 0
F3_Commercial_Small Retail_Existing_Food Preparation_Electric_Steamer_E9 | F3 | Commercial | Small Retail | Existing | Food Preparation | Electric | Steamer | E9 | PACT BC Ratio | 0 | 0 | 0 | 0 | 0 | 0 | 0 | 0 | 0 | 0 | 0 | 0 | 0 | 0 | 0 | 0 | 0 | 0 | 0 | 0 | 0 | 0 | 0 | 0 | 0 | 0 | 0 | 0 | 0 | 0
F3_Commercial_Small Retail_Existing_Food Preparation_Electric_Steamer_E10 | F3 | Commercial | Small Retail | Existing | Food Preparation | Electric | Steamer | E10 | PACT BC Ratio | 0 | 0 | 0 | 0 | 0 | 0 | 0 | 0 | 0 | 0 | 0 | 0 | 0 | 0 | 0 | 0 | 0 | 0 | 0 | 0 | 0 | 0 | 0 | 0 | 0 | 0 | 0 | 0 | 0 | 0
F4_Commercial_Small Retail_Existing_Food Preparation_Electric_Steamer_E1 | F4 | Commercial | Small Retail | Existing | Food Preparation | Electric | Steamer | E1 | RVT BC Ratio | 0 | 0 | 0 | 0 | 0 | 0 | 0 | 0 | 0 | 0 | 0 | 0 | 0 | 0 | 0 | 0 | 0 | 0 | 0 | 0 | 0 | 0 | 0 | 0 | 0 | 0 | 0 | 0 | 0 | 0
F4_Commercial_Small Retail_Existing_Food Preparation_Electric_Steamer_E2 | F4 | Commercial | Small Retail | Existing | Food Preparation | Electric | Steamer | E2 | RVT BC Ratio | 0 | 0 | 0 | 0 | 0 | 0 | 0 | 0 | 0 | 0 | 0 | 0 | 0 | 0 | 0 | 0 | 0 | 0 | 0 | 0 | 0 | 0 | 0 | 0 | 0 | 0 | 0 | 0 | 0 | 0
F4_Commercial_Small Retail_Existing_Food Preparation_Electric_Steamer_E3 | F4 | Commercial | Small Retail | Existing | Food Preparation | Electric | Steamer | E3 | RVT BC Ratio | 0 | 0 | 0 | 0 | 0 | 0 | 0 | 0 | 0 | 0 | 0 | 0 | 0 | 0 | 0 | 0 | 0 | 0 | 0 | 0 | 0 | 0 | 0 | 0 | 0 | 0 | 0 | 0 | 0 | 0
F4_Commercial_Small Retail_Existing_Food Preparation_Electric_Steamer_E4 | F4 | Commercial | Small Retail | Existing | Food Preparation | Electric | Steamer | E4 | RVT BC Ratio | 0 | 0 | 0 | 0 | 0 | 0 | 0 | 0 | 0 | 0 | 0 | 0 | 0 | 0 | 0 | 0 | 0 | 0 | 0 | 0 | 0 | 0 | 0 | 0 | 0 | 0 | 0 | 0 | 0 | 0
F4_Commercial_Small Retail_Existing_Food Preparation_Electric_Steamer_E5 | F4 | Commercial | Small Retail | Existing | Food Preparation | Electric | Steamer | E5 | RVT BC Ratio | 0 | 0 | 0 | 0 | 0 | 0 | 0 | 0 | 0 | 0 | 0 | 0 | 0 | 0 | 0 | 0 | 0 | 0 | 0 | 0 | 0 | 0 | 0 | 0 | 0 | 0 | 0 | 0 | 0 | 0
F4_Commercial_Small Retail_Existing_Food Preparation_Electric_Steamer_E6 | F4 | Commercial | Small Retail | Existing | Food Preparation | Electric | Steamer | E6 | RVT BC Ratio | 0 | 0 | 0 | 0 | 0 | 0 | 0 | 0 | 0 | 0 | 0 | 0 | 0 | 0 | 0 | 0 | 0 | 0 | 0 | 0 | 0 | 0 | 0 | 0 | 0 | 0 | 0 | 0 | 0 | 0
F4_Commercial_Small Retail_Existing_Food Preparation_Electric_Steamer_E7 | F4 | Commercial | Small Retail | Existing | Food Preparation | Electric | Steamer | E7 | RVT BC Ratio | 0 | 0 | 0 | 0 | 0 | 0 | 0 | 0 | 0 | 0 | 0 | 0 | 0 | 0 | 0 | 0 | 0 | 0 | 0 | 0 | 0 | 0 | 0 | 0 | 0 | 0 | 0 | 0 | 0 | 0
F4_Commercial_Small Retail_Existing_Food Preparation_Electric_Steamer_E8 | F4 | Commercial | Small Retail | Existing | Food Preparation | Electric | Steamer | E8 | RVT BC Ratio | 0 | 0 | 0 | 0 | 0 | 0 | 0 | 0 | 0 | 0 | 0 | 0 | 0 | 0 | 0 | 0 | 0 | 0 | 0 | 0 | 0 | 0 | 0 | 0 | 0 | 0 | 0 | 0 | 0 | 0
F4_Commercial_Small Retail_Existing_Food Preparation_Electric_Steamer_E9 | F4 | Commercial | Small Retail | Existing | Food Preparation | Electric | Steamer | E9 | RVT BC Ratio | 0 | 0 | 0 | 0 | 0 | 0 | 0 | 0 | 0 | 0 | 0 | 0 | 0 | 0 | 0 | 0 | 0 | 0 | 0 | 0 | 0 | 0 | 0 | 0 | 0 | 0 | 0 | 0 | 0 | 0
F4_Commercial_Small Retail_Existing_Food Preparation_Electric_Steamer_E10 | F4 | Commercial | Small Retail | Existing | Food Preparation | Electric | Steamer | E10 | RVT BC Ratio | 0 | 0 | 0 | 0 | 0 | 0 | 0 | 0 | 0 | 0 | 0 | 0 | 0 | 0 | 0 | 0 | 0 | 0 | 0 | 0 | 0 | 0 | 0 | 0 | 0 | 0 | 0 | 0 | 0 | 0
F5_Commercial_Small Retail_Existing_Food Preparation_Electric_Steamer_E1 | F5 | Commercial | Small Retail | Existing | Food Preparation | Electric | Steamer | E1 | RIM BC Ratio | 0 | 0 | 0 | 0 | 0 | 0 | 0 | 0 | 0 | 0 | 0 | 0 | 0 | 0 | 0 | 0 | 0 | 0 | 0 | 0 | 0 | 0 | 0 | 0 | 0 | 0 | 0 | 0 | 0 | 0
F5_Commercial_Small Retail_Existing_Food Preparation_Electric_Steamer_E2 | F5 | Commercial | Small Retail | Existing | Food Preparation | Electric | Steamer | E2 | RIM BC Ratio | 0 | 0 | 0 | 0 | 0 | 0 | 0 | 0 | 0 | 0 | 0 | 0 | 0 | 0 | 0 | 0 | 0 | 0 | 0 | 0 | 0 | 0 | 0 | 0 | 0 | 0 | 0 | 0 | 0 | 0
F5_Commercial_Small Retail_Existing_Food Preparation_Electric_Steamer_E3 | F5 | Commercial | Small Retail | Existing | Food Preparation | Electric | Steamer | E3 | RIM BC Ratio | 0 | 0 | 0 | 0 | 0 | 0 | 0 | 0 | 0 | 0 | 0 | 0 | 0 | 0 | 0 | 0 | 0 | 0 | 0 | 0 | 0 | 0 | 0 | 0 | 0 | 0 | 0 | 0 | 0 | 0
F5_Commercial_Small Retail_Existing_Food Preparation_Electric_Steamer_E4 | F5 | Commercial | Small Retail | Existing | Food Preparation | Electric | Steamer | E4 | RIM BC Ratio | 0 | 0 | 0 | 0 | 0 | 0 | 0 | 0 | 0 | 0 | 0 | 0 | 0 | 0 | 0 | 0 | 0 | 0 | 0 | 0 | 0 | 0 | 0 | 0 | 0 | 0 | 0 | 0 | 0 | 0
F5_Commercial_Small Retail_Existing_Food Preparation_Electric_Steamer_E5 | F5 | Commercial | Small Retail | Existing | Food Preparation | Electric | Steamer | E5 | RIM BC Ratio | 0 | 0 | 0 | 0 | 0 | 0 | 0 | 0 | 0 | 0 | 0 | 0 | 0 | 0 | 0 | 0 | 0 | 0 | 0 | 0 | 0 | 0 | 0 | 0 | 0 | 0 | 0 | 0 | 0 | 0
F5_Commercial_Small Retail_Existing_Food Preparation_Electric_Steamer_E6 | F5 | Commercial | Small Retail | Existing | Food Preparation | Electric | Steamer | E6 | RIM BC Ratio | 0 | 0 | 0 | 0 | 0 | 0 | 0 | 0 | 0 | 0 | 0 | 0 | 0 | 0 | 0 | 0 | 0 | 0 | 0 | 0 | 0 | 0 | 0 | 0 | 0 | 0 | 0 | 0 | 0 | 0
F5_Commercial_Small Retail_Existing_Food Preparation_Electric_Steamer_E7 | F5 | Commercial | Small Retail | Existing | Food Preparation | Electric | Steamer | E7 | RIM BC Ratio | 0 | 0 | 0 | 0 | 0 | 0 | 0 | 0 | 0 | 0 | 0 | 0 | 0 | 0 | 0 | 0 | 0 | 0 | 0 | 0 | 0 | 0 | 0 | 0 | 0 | 0 | 0 | 0 | 0 | 0
F5_Commercial_Small Retail_Existing_Food Preparation_Electric_Steamer_E8 | F5 | Commercial | Small Retail | Existing | Food Preparation | Electric | Steamer | E8 | RIM BC Ratio | 0 | 0 | 0 | 0 | 0 | 0 | 0 | 0 | 0 | 0 | 0 | 0 | 0 | 0 | 0 | 0 | 0 | 0 | 0 | 0 | 0 | 0 | 0 | 0 | 0 | 0 | 0 | 0 | 0 | 0
F5_Commercial_Small Retail_Existing_Food Preparation_Electric_Steamer_E9 | F5 | Commercial | Small Retail | Existing | Food Preparation | Electric | Steamer | E9 | RIM BC Ratio | 0 | 0 | 0 | 0 | 0 | 0 | 0 | 0 | 0 | 0 | 0 | 0 | 0 | 0 | 0 | 0 | 0 | 0 | 0 | 0 | 0 | 0 | 0 | 0 | 0 | 0 | 0 | 0 | 0 | 0
F5_Commercial_Small Retail_Existing_Food Preparation_Electric_Steamer_E10 | F5 | Commercial | Small Retail | Existing | Food Preparation | Electric | Steamer | E10 | RIM BC Ratio | 0 | 0 | 0 | 0 | 0 | 0 | 0 | 0 | 0 | 0 | 0 | 0 | 0 | 0 | 0 | 0 | 0 | 0 | 0 | 0 | 0 | 0 | 0 | 0 | 0 | 0 | 0 | 0 | 0 | 0
F0_Commercial_Small Retail_Existing_Food Preparation_Electric_Griddle_E0 | F0 | Commercial | Small Retail | Existing | Food Preparation | Electric | Griddle | E0 | Economic Unit | 0 | 0 | 0 | 0 | 0 | 0 | 0 | 0 | 0 | 0 | 0 | 0 | 0 | 0 | 0 | 0 | 0 | 0 | 0 | 0 | 0 | 0 | 0 | 0 | 0 | 0 | 0 | 0 | 0 | 0
F1_Commercial_Small Retail_Existing_Food Preparation_Electric_Griddle_E1 | F1 | Commercial | Small Retail | Existing | Food Preparation | Electric | Griddle | E1 | CCE | 0 | 0 | 0 | 0 | 0 | 0 | 0 | 0 | 0 | 0 | 0 | 0 | 0 | 0 | 0 | 0 | 0 | 0 | 0 | 0 | 0 | 0 | 0 | 0 | 0 | 0 | 0 | 0 | 0 | 0
F1_Commercial_Small Retail_Existing_Food Preparation_Electric_Griddle_E2 | F1 | Commercial | Small Retail | Existing | Food Preparation | Electric | Griddle | E2 | CCE | 0 | 0 | 0 | 0 | 0 | 0 | 0 | 0 | 0 | 0 | 0 | 0 | 0 | 0 | 0 | 0 | 0 | 0 | 0 | 0 | 0 | 0 | 0 | 0 | 0 | 0 | 0 | 0 | 0 | 0
F1_Commercial_Small Retail_Existing_Food Preparation_Electric_Griddle_E3 | F1 | Commercial | Small Retail | Existing | Food Preparation | Electric | Griddle | E3 | CCE | 0 | 0 | 0 | 0 | 0 | 0 | 0 | 0 | 0 | 0 | 0 | 0 | 0 | 0 | 0 | 0 | 0 | 0 | 0 | 0 | 0 | 0 | 0 | 0 | 0 | 0 | 0 | 0 | 0 | 0
F1_Commercial_Small Retail_Existing_Food Preparation_Electric_Griddle_E4 | F1 | Commercial | Small Retail | Existing | Food Preparation | Electric | Griddle | E4 | CCE | 0 | 0 | 0 | 0 | 0 | 0 | 0 | 0 | 0 | 0 | 0 | 0 | 0 | 0 | 0 | 0 | 0 | 0 | 0 | 0 | 0 | 0 | 0 | 0 | 0 | 0 | 0 | 0 | 0 | 0
F1_Commercial_Small Retail_Existing_Food Preparation_Electric_Griddle_E5 | F1 | Commercial | Small Retail | Existing | Food Preparation | Electric | Griddle | E5 | CCE | 0 | 0 | 0 | 0 | 0 | 0 | 0 | 0 | 0 | 0 | 0 | 0 | 0 | 0 | 0 | 0 | 0 | 0 | 0 | 0 | 0 | 0 | 0 | 0 | 0 | 0 | 0 | 0 | 0 | 0
F1_Commercial_Small Retail_Existing_Food Preparation_Electric_Griddle_E6 | F1 | Commercial | Small Retail | Existing | Food Preparation | Electric | Griddle | E6 | CCE | 0 | 0 | 0 | 0 | 0 | 0 | 0 | 0 | 0 | 0 | 0 | 0 | 0 | 0 | 0 | 0 | 0 | 0 | 0 | 0 | 0 | 0 | 0 | 0 | 0 | 0 | 0 | 0 | 0 | 0
F1_Commercial_Small Retail_Existing_Food Preparation_Electric_Griddle_E7 | F1 | Commercial | Small Retail | Existing | Food Preparation | Electric | Griddle | E7 | CCE | 0 | 0 | 0 | 0 | 0 | 0 | 0 | 0 | 0 | 0 | 0 | 0 | 0 | 0 | 0 | 0 | 0 | 0 | 0 | 0 | 0 | 0 | 0 | 0 | 0 | 0 | 0 | 0 | 0 | 0
F1_Commercial_Small Retail_Existing_Food Preparation_Electric_Griddle_E8 | F1 | Commercial | Small Retail | Existing | Food Preparation | Electric | Griddle | E8 | CCE | 0 | 0 | 0 | 0 | 0 | 0 | 0 | 0 | 0 | 0 | 0 | 0 | 0 | 0 | 0 | 0 | 0 | 0 | 0 | 0 | 0 | 0 | 0 | 0 | 0 | 0 | 0 | 0 | 0 | 0
F1_Commercial_Small Retail_Existing_Food Preparation_Electric_Griddle_E9 | F1 | Commercial | Small Retail | Existing | Food Preparation | Electric | Griddle | E9 | CCE | 0 | 0 | 0 | 0 | 0 | 0 | 0 | 0 | 0 | 0 | 0 | 0 | 0 | 0 | 0 | 0 | 0 | 0 | 0 | 0 | 0 | 0 | 0 | 0 | 0 | 0 | 0 | 0 | 0 | 0
F1_Commercial_Small Retail_Existing_Food Preparation_Electric_Griddle_E10 | F1 | Commercial | Small Retail | Existing | Food Preparation | Electric | Griddle | E10 | CCE | 0 | 0 | 0 | 0 | 0 | 0 | 0 | 0 | 0 | 0 | 0 | 0 | 0 | 0 | 0 | 0 | 0 | 0 | 0 | 0 | 0 | 0 | 0 | 0 | 0 | 0 | 0 | 0 | 0 | 0
F2_Commercial_Small Retail_Existing_Food Preparation_Electric_Griddle_E1 | F2 | Commercial | Small Retail | Existing | Food Preparation | Electric | Griddle | E1 | TRC BC Ratio | 0 | 0 | 0 | 0 | 0 | 0 | 0 | 0 | 0 | 0 | 0 | 0 | 0 | 0 | 0 | 0 | 0 | 0 | 0 | 0 | 0 | 0 | 0 | 0 | 0 | 0 | 0 | 0 | 0 | 0
F2_Commercial_Small Retail_Existing_Food Preparation_Electric_Griddle_E2 | F2 | Commercial | Small Retail | Existing | Food Preparation | Electric | Griddle | E2 | TRC BC Ratio | 0 | 0 | 0 | 0 | 0 | 0 | 0 | 0 | 0 | 0 | 0 | 0 | 0 | 0 | 0 | 0 | 0 | 0 | 0 | 0 | 0 | 0 | 0 | 0 | 0 | 0 | 0 | 0 | 0 | 0
F2_Commercial_Small Retail_Existing_Food Preparation_Electric_Griddle_E3 | F2 | Commercial | Small Retail | Existing | Food Preparation | Electric | Griddle | E3 | TRC BC Ratio | 0 | 0 | 0 | 0 | 0 | 0 | 0 | 0 | 0 | 0 | 0 | 0 | 0 | 0 | 0 | 0 | 0 | 0 | 0 | 0 | 0 | 0 | 0 | 0 | 0 | 0 | 0 | 0 | 0 | 0
F2_Commercial_Small Retail_Existing_Food Preparation_Electric_Griddle_E4 | F2 | Commercial | Small Retail | Existing | Food Preparation | Electric | Griddle | E4 | TRC BC Ratio | 0 | 0 | 0 | 0 | 0 | 0 | 0 | 0 | 0 | 0 | 0 | 0 | 0 | 0 | 0 | 0 | 0 | 0 | 0 | 0 | 0 | 0 | 0 | 0 | 0 | 0 | 0 | 0 | 0 | 0
F2_Commercial_Small Retail_Existing_Food Preparation_Electric_Griddle_E5 | F2 | Commercial | Small Retail | Existing | Food Preparation | Electric | Griddle | E5 | TRC BC Ratio | 0 | 0 | 0 | 0 | 0 | 0 | 0 | 0 | 0 | 0 | 0 | 0 | 0 | 0 | 0 | 0 | 0 | 0 | 0 | 0 | 0 | 0 | 0 | 0 | 0 | 0 | 0 | 0 | 0 | 0
F2_Commercial_Small Retail_Existing_Food Preparation_Electric_Griddle_E6 | F2 | Commercial | Small Retail | Existing | Food Preparation | Electric | Griddle | E6 | TRC BC Ratio | 0 | 0 | 0 | 0 | 0 | 0 | 0 | 0 | 0 | 0 | 0 | 0 | 0 | 0 | 0 | 0 | 0 | 0 | 0 | 0 | 0 | 0 | 0 | 0 | 0 | 0 | 0 | 0 | 0 | 0
F2_Commercial_Small Retail_Existing_Food Preparation_Electric_Griddle_E7 | F2 | Commercial | Small Retail | Existing | Food Preparation | Electric | Griddle | E7 | TRC BC Ratio | 0 | 0 | 0 | 0 | 0 | 0 | 0 | 0 | 0 | 0 | 0 | 0 | 0 | 0 | 0 | 0 | 0 | 0 | 0 | 0 | 0 | 0 | 0 | 0 | 0 | 0 | 0 | 0 | 0 | 0
F2_Commercial_Small Retail_Existing_Food Preparation_Electric_Griddle_E8 | F2 | Commercial | Small Retail | Existing | Food Preparation | Electric | Griddle | E8 | TRC BC Ratio | 0 | 0 | 0 | 0 | 0 | 0 | 0 | 0 | 0 | 0 | 0 | 0 | 0 | 0 | 0 | 0 | 0 | 0 | 0 | 0 | 0 | 0 | 0 | 0 | 0 | 0 | 0 | 0 | 0 | 0
F2_Commercial_Small Retail_Existing_Food Preparation_Electric_Griddle_E9 | F2 | Commercial | Small Retail | Existing | Food Preparation | Electric | Griddle | E9 | TRC BC Ratio | 0 | 0 | 0 | 0 | 0 | 0 | 0 | 0 | 0 | 0 | 0 | 0 | 0 | 0 | 0 | 0 | 0 | 0 | 0 | 0 | 0 | 0 | 0 | 0 | 0 | 0 | 0 | 0 | 0 | 0
F2_Commercial_Small Retail_Existing_Food Preparation_Electric_Griddle_E10 | F2 | Commercial | Small Retail | Existing | Food Preparation | Electric | Griddle | E10 | TRC BC Ratio | 0 | 0 | 0 | 0 | 0 | 0 | 0 | 0 | 0 | 0 | 0 | 0 | 0 | 0 | 0 | 0 | 0 | 0 | 0 | 0 | 0 | 0 | 0 | 0 | 0 | 0 | 0 | 0 | 0 | 0
F3_Commercial_Small Retail_Existing_Food Preparation_Electric_Griddle_E1 | F3 | Commercial | Small Retail | Existing | Food Preparation | Electric | Griddle | E1 | PACT BC Ratio | 0 | 0 | 0 | 0 | 0 | 0 | 0 | 0 | 0 | 0 | 0 | 0 | 0 | 0 | 0 | 0 | 0 | 0 | 0 | 0 | 0 | 0 | 0 | 0 | 0 | 0 | 0 | 0 | 0 | 0
F3_Commercial_Small Retail_Existing_Food Preparation_Electric_Griddle_E2 | F3 | Commercial | Small Retail | Existing | Food Preparation | Electric | Griddle | E2 | PACT BC Ratio | 0 | 0 | 0 | 0 | 0 | 0 | 0 | 0 | 0 | 0 | 0 | 0 | 0 | 0 | 0 | 0 | 0 | 0 | 0 | 0 | 0 | 0 | 0 | 0 | 0 | 0 | 0 | 0 | 0 | 0
F3_Commercial_Small Retail_Existing_Food Preparation_Electric_Griddle_E3 | F3 | Commercial | Small Retail | Existing | Food Preparation | Electric | Griddle | E3 | PACT BC Ratio | 0 | 0 | 0 | 0 | 0 | 0 | 0 | 0 | 0 | 0 | 0 | 0 | 0 | 0 | 0 | 0 | 0 | 0 | 0 | 0 | 0 | 0 | 0 | 0 | 0 | 0 | 0 | 0 | 0 | 0
F3_Commercial_Small Retail_Existing_Food Preparation_Electric_Griddle_E4 | F3 | Commercial | Small Retail | Existing | Food Preparation | Electric | Griddle | E4 | PACT BC Ratio | 0 | 0 | 0 | 0 | 0 | 0 | 0 | 0 | 0 | 0 | 0 | 0 | 0 | 0 | 0 | 0 | 0 | 0 | 0 | 0 | 0 | 0 | 0 | 0 | 0 | 0 | 0 | 0 | 0 | 0
F3_Commercial_Small Retail_Existing_Food Preparation_Electric_Griddle_E5 | F3 | Commercial | Small Retail | Existing | Food Preparation | Electric | Griddle | E5 | PACT BC Ratio | 0 | 0 | 0 | 0 | 0 | 0 | 0 | 0 | 0 | 0 | 0 | 0 | 0 | 0 | 0 | 0 | 0 | 0 | 0 | 0 | 0 | 0 | 0 | 0 | 0 | 0 | 0 | 0 | 0 | 0
F3_Commercial_Small Retail_Existing_Food Preparation_Electric_Griddle_E6 | F3 | Commercial | Small Retail | Existing | Food Preparation | Electric | Griddle | E6 | PACT BC Ratio | 0 | 0 | 0 | 0 | 0 | 0 | 0 | 0 | 0 | 0 | 0 | 0 | 0 | 0 | 0 | 0 | 0 | 0 | 0 | 0 | 0 | 0 | 0 | 0 | 0 | 0 | 0 | 0 | 0 | 0
F3_Commercial_Small Retail_Existing_Food Preparation_Electric_Griddle_E7 | F3 | Commercial | Small Retail | Existing | Food Preparation | Electric | Griddle | E7 | PACT BC Ratio | 0 | 0 | 0 | 0 | 0 | 0 | 0 | 0 | 0 | 0 | 0 | 0 | 0 | 0 | 0 | 0 | 0 | 0 | 0 | 0 | 0 | 0 | 0 | 0 | 0 | 0 | 0 | 0 | 0 | 0
F3_Commercial_Small Retail_Existing_Food Preparation_Electric_Griddle_E8 | F3 | Commercial | Small Retail | Existing | Food Preparation | Electric | Griddle | E8 | PACT BC Ratio | 0 | 0 | 0 | 0 | 0 | 0 | 0 | 0 | 0 | 0 | 0 | 0 | 0 | 0 | 0 | 0 | 0 | 0 | 0 | 0 | 0 | 0 | 0 | 0 | 0 | 0 | 0 | 0 | 0 | 0
F3_Commercial_Small Retail_Existing_Food Preparation_Electric_Griddle_E9 | F3 | Commercial | Small Retail | Existing | Food Preparation | Electric | Griddle | E9 | PACT BC Ratio | 0 | 0 | 0 | 0 | 0 | 0 | 0 | 0 | 0 | 0 | 0 | 0 | 0 | 0 | 0 | 0 | 0 | 0 | 0 | 0 | 0 | 0 | 0 | 0 | 0 | 0 | 0 | 0 | 0 | 0
F3_Commercial_Small Retail_Existing_Food Preparation_Electric_Griddle_E10 | F3 | Commercial | Small Retail | Existing | Food Preparation | Electric | Griddle | E10 | PACT BC Ratio | 0 | 0 | 0 | 0 | 0 | 0 | 0 | 0 | 0 | 0 | 0 | 0 | 0 | 0 | 0 | 0 | 0 | 0 | 0 | 0 | 0 | 0 | 0 | 0 | 0 | 0 | 0 | 0 | 0 | 0
F4_Commercial_Small Retail_Existing_Food Preparation_Electric_Griddle_E1 | F4 | Commercial | Small Retail | Existing | Food Preparation | Electric | Griddle | E1 | RVT BC Ratio | 0 | 0 | 0 | 0 | 0 | 0 | 0 | 0 | 0 | 0 | 0 | 0 | 0 | 0 | 0 | 0 | 0 | 0 | 0 | 0 | 0 | 0 | 0 | 0 | 0 | 0 | 0 | 0 | 0 | 0
F4_Commercial_Small Retail_Existing_Food Preparation_Electric_Griddle_E2 | F4 | Commercial | Small Retail | Existing | Food Preparation | Electric | Griddle | E2 | RVT BC Ratio | 0 | 0 | 0 | 0 | 0 | 0 | 0 | 0 | 0 | 0 | 0 | 0 | 0 | 0 | 0 | 0 | 0 | 0 | 0 | 0 | 0 | 0 | 0 | 0 | 0 | 0 | 0 | 0 | 0 | 0
F4_Commercial_Small Retail_Existing_Food Preparation_Electric_Griddle_E3 | F4 | Commercial | Small Retail | Existing | Food Preparation | Electric | Griddle | E3 | RVT BC Ratio | 0 | 0 | 0 | 0 | 0 | 0 | 0 | 0 | 0 | 0 | 0 | 0 | 0 | 0 | 0 | 0 | 0 | 0 | 0 | 0 | 0 | 0 | 0 | 0 | 0 | 0 | 0 | 0 | 0 | 0
F4_Commercial_Small Retail_Existing_Food Preparation_Electric_Griddle_E4 | F4 | Commercial | Small Retail | Existing | Food Preparation | Electric | Griddle | E4 | RVT BC Ratio | 0 | 0 | 0 | 0 | 0 | 0 | 0 | 0 | 0 | 0 | 0 | 0 | 0 | 0 | 0 | 0 | 0 | 0 | 0 | 0 | 0 | 0 | 0 | 0 | 0 | 0 | 0 | 0 | 0 | 0
F4_Commercial_Small Retail_Existing_Food Preparation_Electric_Griddle_E5 | F4 | Commercial | Small Retail | Existing | Food Preparation | Electric | Griddle | E5 | RVT BC Ratio | 0 | 0 | 0 | 0 | 0 | 0 | 0 | 0 | 0 | 0 | 0 | 0 | 0 | 0 | 0 | 0 | 0 | 0 | 0 | 0 | 0 | 0 | 0 | 0 | 0 | 0 | 0 | 0 | 0 | 0
F4_Commercial_Small Retail_Existing_Food Preparation_Electric_Griddle_E6 | F4 | Commercial | Small Retail | Existing | Food Preparation | Electric | Griddle | E6 | RVT BC Ratio | 0 | 0 | 0 | 0 | 0 | 0 | 0 | 0 | 0 | 0 | 0 | 0 | 0 | 0 | 0 | 0 | 0 | 0 | 0 | 0 | 0 | 0 | 0 | 0 | 0 | 0 | 0 | 0 | 0 | 0
F4_Commercial_Small Retail_Existing_Food Preparation_Electric_Griddle_E7 | F4 | Commercial | Small Retail | Existing | Food Preparation | Electric | Griddle | E7 | RVT BC Ratio | 0 | 0 | 0 | 0 | 0 | 0 | 0 | 0 | 0 | 0 | 0 | 0 | 0 | 0 | 0 | 0 | 0 | 0 | 0 | 0 | 0 | 0 | 0 | 0 | 0 | 0 | 0 | 0 | 0 | 0
F4_Commercial_Small Retail_Existing_Food Preparation_Electric_Griddle_E8 | F4 | Commercial | Small Retail | Existing | Food Preparation | Electric | Griddle | E8 | RVT BC Ratio | 0 | 0 | 0 | 0 | 0 | 0 | 0 | 0 | 0 | 0 | 0 | 0 | 0 | 0 | 0 | 0 | 0 | 0 | 0 | 0 | 0 | 0 | 0 | 0 | 0 | 0 | 0 | 0 | 0 | 0
F4_Commercial_Small Retail_Existing_Food Preparation_Electric_Griddle_E9 | F4 | Commercial | Small Retail | Existing | Food Preparation | Electric | Griddle | E9 | RVT BC Ratio | 0 | 0 | 0 | 0 | 0 | 0 | 0 | 0 | 0 | 0 | 0 | 0 | 0 | 0 | 0 | 0 | 0 | 0 | 0 | 0 | 0 | 0 | 0 | 0 | 0 | 0 | 0 | 0 | 0 | 0
F4_Commercial_Small Retail_Existing_Food Preparation_Electric_Griddle_E10 | F4 | Commercial | Small Retail | Existing | Food Preparation | Electric | Griddle | E10 | RVT BC Ratio | 0 | 0 | 0 | 0 | 0 | 0 | 0 | 0 | 0 | 0 | 0 | 0 | 0 | 0 | 0 | 0 | 0 | 0 | 0 | 0 | 0 | 0 | 0 | 0 | 0 | 0 | 0 | 0 | 0 | 0
F5_Commercial_Small Retail_Existing_Food Preparation_Electric_Griddle_E1 | F5 | Commercial | Small Retail | Existing | Food Preparation | Electric | Griddle | E1 | RIM BC Ratio | 0 | 0 | 0 | 0 | 0 | 0 | 0 | 0 | 0 | 0 | 0 | 0 | 0 | 0 | 0 | 0 | 0 | 0 | 0 | 0 | 0 | 0 | 0 | 0 | 0 | 0 | 0 | 0 | 0 | 0
F5_Commercial_Small Retail_Existing_Food Preparation_Electric_Griddle_E2 | F5 | Commercial | Small Retail | Existing | Food Preparation | Electric | Griddle | E2 | RIM BC Ratio | 0 | 0 | 0 | 0 | 0 | 0 | 0 | 0 | 0 | 0 | 0 | 0 | 0 | 0 | 0 | 0 | 0 | 0 | 0 | 0 | 0 | 0 | 0 | 0 | 0 | 0 | 0 | 0 | 0 | 0
F5_Commercial_Small Retail_Existing_Food Preparation_Electric_Griddle_E3 | F5 | Commercial | Small Retail | Existing | Food Preparation | Electric | Griddle | E3 | RIM BC Ratio | 0 | 0 | 0 | 0 | 0 | 0 | 0 | 0 | 0 | 0 | 0 | 0 | 0 | 0 | 0 | 0 | 0 | 0 | 0 | 0 | 0 | 0 | 0 | 0 | 0 | 0 | 0 | 0 | 0 | 0
F5_Commercial_Small Retail_Existing_Food Preparation_Electric_Griddle_E4 | F5 | Commercial | Small Retail | Existing | Food Preparation | Electric | Griddle | E4 | RIM BC Ratio | 0 | 0 | 0 | 0 | 0 | 0 | 0 | 0 | 0 | 0 | 0 | 0 | 0 | 0 | 0 | 0 | 0 | 0 | 0 | 0 | 0 | 0 | 0 | 0 | 0 | 0 | 0 | 0 | 0 | 0
F5_Commercial_Small Retail_Existing_Food Preparation_Electric_Griddle_E5 | F5 | Commercial | Small Retail | Existing | Food Preparation | Electric | Griddle | E5 | RIM BC Ratio | 0 | 0 | 0 | 0 | 0 | 0 | 0 | 0 | 0 | 0 | 0 | 0 | 0 | 0 | 0 | 0 | 0 | 0 | 0 | 0 | 0 | 0 | 0 | 0 | 0 | 0 | 0 | 0 | 0 | 0
F5_Commercial_Small Retail_Existing_Food Preparation_Electric_Griddle_E6 | F5 | Commercial | Small Retail | Existing | Food Preparation | Electric | Griddle | E6 | RIM BC Ratio | 0 | 0 | 0 | 0 | 0 | 0 | 0 | 0 | 0 | 0 | 0 | 0 | 0 | 0 | 0 | 0 | 0 | 0 | 0 | 0 | 0 | 0 | 0 | 0 | 0 | 0 | 0 | 0 | 0 | 0
F5_Commercial_Small Retail_Existing_Food Preparation_Electric_Griddle_E7 | F5 | Commercial | Small Retail | Existing | Food Preparation | Electric | Griddle | E7 | RIM BC Ratio | 0 | 0 | 0 | 0 | 0 | 0 | 0 | 0 | 0 | 0 | 0 | 0 | 0 | 0 | 0 | 0 | 0 | 0 | 0 | 0 | 0 | 0 | 0 | 0 | 0 | 0 | 0 | 0 | 0 | 0
F5_Commercial_Small Retail_Existing_Food Preparation_Electric_Griddle_E8 | F5 | Commercial | Small Retail | Existing | Food Preparation | Electric | Griddle | E8 | RIM BC Ratio | 0 | 0 | 0 | 0 | 0 | 0 | 0 | 0 | 0 | 0 | 0 | 0 | 0 | 0 | 0 | 0 | 0 | 0 | 0 | 0 | 0 | 0 | 0 | 0 | 0 | 0 | 0 | 0 | 0 | 0
F5_Commercial_Small Retail_Existing_Food Preparation_Electric_Griddle_E9 | F5 | Commercial | Small Retail | Existing | Food Preparation | Electric | Griddle | E9 | RIM BC Ratio | 0 | 0 | 0 | 0 | 0 | 0 | 0 | 0 | 0 | 0 | 0 | 0 | 0 | 0 | 0 | 0 | 0 | 0 | 0 | 0 | 0 | 0 | 0 | 0 | 0 | 0 | 0 | 0 | 0 | 0
F5_Commercial_Small Retail_Existing_Food Preparation_Electric_Griddle_E10 | F5 | Commercial | Small Retail | Existing | Food Preparation | Electric | Griddle | E10 | RIM BC Ratio | 0 | 0 | 0 | 0 | 0 | 0 | 0 | 0 | 0 | 0 | 0 | 0 | 0 | 0 | 0 | 0 | 0 | 0 | 0 | 0 | 0 | 0 | 0 | 0 | 0 | 0 | 0 | 0 | 0 | 0
F0_Commercial_Small Retail_Existing_Office Equipment_Electric_Desktop Computer_E0 | F0 | Commercial | Small Retail | Existing | Office Equipment | Electric | Desktop Computer | E0 | Economic Unit | 0 | 0 | 0 | 0 | 0 | 0 | 0 | 0 | 0 | 0 | 0 | 0 | 0 | 0 | 0 | 0 | 0 | 0 | 0 | 0 | 0 | 0 | 0 | 0 | 0 | 0 | 0 | 0 | 0 | 0
F1_Commercial_Small Retail_Existing_Office Equipment_Electric_Desktop Computer_E1 | F1 | Commercial | Small Retail | Existing | Office Equipment | Electric | Desktop Computer | E1 | CCE | 0 | 0 | 0 | 0 | 0 | 0 | 0 | 0 | 0 | 0 | 0 | 0 | 0 | 0 | 0 | 0 | 0 | 0 | 0 | 0 | 0 | 0 | 0 | 0 | 0 | 0 | 0 | 0 | 0 | 0
F1_Commercial_Small Retail_Existing_Office Equipment_Electric_Desktop Computer_E2 | F1 | Commercial | Small Retail | Existing | Office Equipment | Electric | Desktop Computer | E2 | CCE | 0 | 0 | 0 | 0 | 0 | 0 | 0 | 0 | 0 | 0 | 0 | 0 | 0 | 0 | 0 | 0 | 0 | 0 | 0 | 0 | 0 | 0 | 0 | 0 | 0 | 0 | 0 | 0 | 0 | 0
F1_Commercial_Small Retail_Existing_Office Equipment_Electric_Desktop Computer_E3 | F1 | Commercial | Small Retail | Existing | Office Equipment | Electric | Desktop Computer | E3 | CCE | 0 | 0 | 0 | 0 | 0 | 0 | 0 | 0 | 0 | 0 | 0 | 0 | 0 | 0 | 0 | 0 | 0 | 0 | 0 | 0 | 0 | 0 | 0 | 0 | 0 | 0 | 0 | 0 | 0 | 0
F1_Commercial_Small Retail_Existing_Office Equipment_Electric_Desktop Computer_E4 | F1 | Commercial | Small Retail | Existing | Office Equipment | Electric | Desktop Computer | E4 | CCE | 0 | 0 | 0 | 0 | 0 | 0 | 0 | 0 | 0 | 0 | 0 | 0 | 0 | 0 | 0 | 0 | 0 | 0 | 0 | 0 | 0 | 0 | 0 | 0 | 0 | 0 | 0 | 0 | 0 | 0
F1_Commercial_Small Retail_Existing_Office Equipment_Electric_Desktop Computer_E5 | F1 | Commercial | Small Retail | Existing | Office Equipment | Electric | Desktop Computer | E5 | CCE | 0 | 0 | 0 | 0 | 0 | 0 | 0 | 0 | 0 | 0 | 0 | 0 | 0 | 0 | 0 | 0 | 0 | 0 | 0 | 0 | 0 | 0 | 0 | 0 | 0 | 0 | 0 | 0 | 0 | 0
F1_Commercial_Small Retail_Existing_Office Equipment_Electric_Desktop Computer_E6 | F1 | Commercial | Small Retail | Existing | Office Equipment | Electric | Desktop Computer | E6 | CCE | 0 | 0 | 0 | 0 | 0 | 0 | 0 | 0 | 0 | 0 | 0 | 0 | 0 | 0 | 0 | 0 | 0 | 0 | 0 | 0 | 0 | 0 | 0 | 0 | 0 | 0 | 0 | 0 | 0 | 0
F1_Commercial_Small Retail_Existing_Office Equipment_Electric_Desktop Computer_E7 | F1 | Commercial | Small Retail | Existing | Office Equipment | Electric | Desktop Computer | E7 | CCE | 0 | 0 | 0 | 0 | 0 | 0 | 0 | 0 | 0 | 0 | 0 | 0 | 0 | 0 | 0 | 0 | 0 | 0 | 0 | 0 | 0 | 0 | 0 | 0 | 0 | 0 | 0 | 0 | 0 | 0
F1_Commercial_Small Retail_Existing_Office Equipment_Electric_Desktop Computer_E8 | F1 | Commercial | Small Retail | Existing | Office Equipment | Electric | Desktop Computer | E8 | CCE | 0 | 0 | 0 | 0 | 0 | 0 | 0 | 0 | 0 | 0 | 0 | 0 | 0 | 0 | 0 | 0 | 0 | 0 | 0 | 0 | 0 | 0 | 0 | 0 | 0 | 0 | 0 | 0 | 0 | 0
F1_Commercial_Small Retail_Existing_Office Equipment_Electric_Desktop Computer_E9 | F1 | Commercial | Small Retail | Existing | Office Equipment | Electric | Desktop Computer | E9 | CCE | 0 | 0 | 0 | 0 | 0 | 0 | 0 | 0 | 0 | 0 | 0 | 0 | 0 | 0 | 0 | 0 | 0 | 0 | 0 | 0 | 0 | 0 | 0 | 0 | 0 | 0 | 0 | 0 | 0 | 0
F1_Commercial_Small Retail_Existing_Office Equipment_Electric_Desktop Computer_E10 | F1 | Commercial | Small Retail | Existing | Office Equipment | Electric | Desktop Computer | E10 | CCE | 0 | 0 | 0 | 0 | 0 | 0 | 0 | 0 | 0 | 0 | 0 | 0 | 0 | 0 | 0 | 0 | 0 | 0 | 0 | 0 | 0 | 0 | 0 | 0 | 0 | 0 | 0 | 0 | 0 | 0
F2_Commercial_Small Retail_Existing_Office Equipment_Electric_Desktop Computer_E1 | F2 | Commercial | Small Retail | Existing | Office Equipment | Electric | Desktop Computer | E1 | TRC BC Ratio | 0 | 0 | 0 | 0 | 0 | 0 | 0 | 0 | 0 | 0 | 0 | 0 | 0 | 0 | 0 | 0 | 0 | 0 | 0 | 0 | 0 | 0 | 0 | 0 | 0 | 0 | 0 | 0 | 0 | 0
F2_Commercial_Small Retail_Existing_Office Equipment_Electric_Desktop Computer_E2 | F2 | Commercial | Small Retail | Existing | Office Equipment | Electric | Desktop Computer | E2 | TRC BC Ratio | 0 | 0 | 0 | 0 | 0 | 0 | 0 | 0 | 0 | 0 | 0 | 0 | 0 | 0 | 0 | 0 | 0 | 0 | 0 | 0 | 0 | 0 | 0 | 0 | 0 | 0 | 0 | 0 | 0 | 0
F2_Commercial_Small Retail_Existing_Office Equipment_Electric_Desktop Computer_E3 | F2 | Commercial | Small Retail | Existing | Office Equipment | Electric | Desktop Computer | E3 | TRC BC Ratio | 0 | 0 | 0 | 0 | 0 | 0 | 0 | 0 | 0 | 0 | 0 | 0 | 0 | 0 | 0 | 0 | 0 | 0 | 0 | 0 | 0 | 0 | 0 | 0 | 0 | 0 | 0 | 0 | 0 | 0
F2_Commercial_Small Retail_Existing_Office Equipment_Electric_Desktop Computer_E4 | F2 | Commercial | Small Retail | Existing | Office Equipment | Electric | Desktop Computer | E4 | TRC BC Ratio | 0 | 0 | 0 | 0 | 0 | 0 | 0 | 0 | 0 | 0 | 0 | 0 | 0 | 0 | 0 | 0 | 0 | 0 | 0 | 0 | 0 | 0 | 0 | 0 | 0 | 0 | 0 | 0 | 0 | 0
F2_Commercial_Small Retail_Existing_Office Equipment_Electric_Desktop Computer_E5 | F2 | Commercial | Small Retail | Existing | Office Equipment | Electric | Desktop Computer | E5 | TRC BC Ratio | 0 | 0 | 0 | 0 | 0 | 0 | 0 | 0 | 0 | 0 | 0 | 0 | 0 | 0 | 0 | 0 | 0 | 0 | 0 | 0 | 0 | 0 | 0 | 0 | 0 | 0 | 0 | 0 | 0 | 0
F2_Commercial_Small Retail_Existing_Office Equipment_Electric_Desktop Computer_E6 | F2 | Commercial | Small Retail | Existing | Office Equipment | Electric | Desktop Computer | E6 | TRC BC Ratio | 0 | 0 | 0 | 0 | 0 | 0 | 0 | 0 | 0 | 0 | 0 | 0 | 0 | 0 | 0 | 0 | 0 | 0 | 0 | 0 | 0 | 0 | 0 | 0 | 0 | 0 | 0 | 0 | 0 | 0
F2_Commercial_Small Retail_Existing_Office Equipment_Electric_Desktop Computer_E7 | F2 | Commercial | Small Retail | Existing | Office Equipment | Electric | Desktop Computer | E7 | TRC BC Ratio | 0 | 0 | 0 | 0 | 0 | 0 | 0 | 0 | 0 | 0 | 0 | 0 | 0 | 0 | 0 | 0 | 0 | 0 | 0 | 0 | 0 | 0 | 0 | 0 | 0 | 0 | 0 | 0 | 0 | 0
F2_Commercial_Small Retail_Existing_Office Equipment_Electric_Desktop Computer_E8 | F2 | Commercial | Small Retail | Existing | Office Equipment | Electric | Desktop Computer | E8 | TRC BC Ratio | 0 | 0 | 0 | 0 | 0 | 0 | 0 | 0 | 0 | 0 | 0 | 0 | 0 | 0 | 0 | 0 | 0 | 0 | 0 | 0 | 0 | 0 | 0 | 0 | 0 | 0 | 0 | 0 | 0 | 0
F2_Commercial_Small Retail_Existing_Office Equipment_Electric_Desktop Computer_E9 | F2 | Commercial | Small Retail | Existing | Office Equipment | Electric | Desktop Computer | E9 | TRC BC Ratio | 0 | 0 | 0 | 0 | 0 | 0 | 0 | 0 | 0 | 0 | 0 | 0 | 0 | 0 | 0 | 0 | 0 | 0 | 0 | 0 | 0 | 0 | 0 | 0 | 0 | 0 | 0 | 0 | 0 | 0
F2_Commercial_Small Retail_Existing_Office Equipment_Electric_Desktop Computer_E10 | F2 | Commercial | Small Retail | Existing | Office Equipment | Electric | Desktop Computer | E10 | TRC BC Ratio | 0 | 0 | 0 | 0 | 0 | 0 | 0 | 0 | 0 | 0 | 0 | 0 | 0 | 0 | 0 | 0 | 0 | 0 | 0 | 0 | 0 | 0 | 0 | 0 | 0 | 0 | 0 | 0 | 0 | 0
F3_Commercial_Small Retail_Existing_Office Equipment_Electric_Desktop Computer_E1 | F3 | Commercial | Small Retail | Existing | Office Equipment | Electric | Desktop Computer | E1 | PACT BC Ratio | 0 | 0 | 0 | 0 | 0 | 0 | 0 | 0 | 0 | 0 | 0 | 0 | 0 | 0 | 0 | 0 | 0 | 0 | 0 | 0 | 0 | 0 | 0 | 0 | 0 | 0 | 0 | 0 | 0 | 0
F3_Commercial_Small Retail_Existing_Office Equipment_Electric_Desktop Computer_E2 | F3 | Commercial | Small Retail | Existing | Office Equipment | Electric | Desktop Computer | E2 | PACT BC Ratio | 0 | 0 | 0 | 0 | 0 | 0 | 0 | 0 | 0 | 0 | 0 | 0 | 0 | 0 | 0 | 0 | 0 | 0 | 0 | 0 | 0 | 0 | 0 | 0 | 0 | 0 | 0 | 0 | 0 | 0
F3_Commercial_Small Retail_Existing_Office Equipment_Electric_Desktop Computer_E3 | F3 | Commercial | Small Retail | Existing | Office Equipment | Electric | Desktop Computer | E3 | PACT BC Ratio | 0 | 0 | 0 | 0 | 0 | 0 | 0 | 0 | 0 | 0 | 0 | 0 | 0 | 0 | 0 | 0 | 0 | 0 | 0 | 0 | 0 | 0 | 0 | 0 | 0 | 0 | 0 | 0 | 0 | 0
F3_Commercial_Small Retail_Existing_Office Equipment_Electric_Desktop Computer_E4 | F3 | Commercial | Small Retail | Existing | Office Equipment | Electric | Desktop Computer | E4 | PACT BC Ratio | 0 | 0 | 0 | 0 | 0 | 0 | 0 | 0 | 0 | 0 | 0 | 0 | 0 | 0 | 0 | 0 | 0 | 0 | 0 | 0 | 0 | 0 | 0 | 0 | 0 | 0 | 0 | 0 | 0 | 0
F3_Commercial_Small Retail_Existing_Office Equipment_Electric_Desktop Computer_E5 | F3 | Commercial | Small Retail | Existing | Office Equipment | Electric | Desktop Computer | E5 | PACT BC Ratio | 0 | 0 | 0 | 0 | 0 | 0 | 0 | 0 | 0 | 0 | 0 | 0 | 0 | 0 | 0 | 0 | 0 | 0 | 0 | 0 | 0 | 0 | 0 | 0 | 0 | 0 | 0 | 0 | 0 | 0
F3_Commercial_Small Retail_Existing_Office Equipment_Electric_Desktop Computer_E6 | F3 | Commercial | Small Retail | Existing | Office Equipment | Electric | Desktop Computer | E6 | PACT BC Ratio | 0 | 0 | 0 | 0 | 0 | 0 | 0 | 0 | 0 | 0 | 0 | 0 | 0 | 0 | 0 | 0 | 0 | 0 | 0 | 0 | 0 | 0 | 0 | 0 | 0 | 0 | 0 | 0 | 0 | 0
F3_Commercial_Small Retail_Existing_Office Equipment_Electric_Desktop Computer_E7 | F3 | Commercial | Small Retail | Existing | Office Equipment | Electric | Desktop Computer | E7 | PACT BC Ratio | 0 | 0 | 0 | 0 | 0 | 0 | 0 | 0 | 0 | 0 | 0 | 0 | 0 | 0 | 0 | 0 | 0 | 0 | 0 | 0 | 0 | 0 | 0 | 0 | 0 | 0 | 0 | 0 | 0 | 0
F3_Commercial_Small Retail_Existing_Office Equipment_Electric_Desktop Computer_E8 | F3 | Commercial | Small Retail | Existing | Office Equipment | Electric | Desktop Computer | E8 | PACT BC Ratio | 0 | 0 | 0 | 0 | 0 | 0 | 0 | 0 | 0 | 0 | 0 | 0 | 0 | 0 | 0 | 0 | 0 | 0 | 0 | 0 | 0 | 0 | 0 | 0 | 0 | 0 | 0 | 0 | 0 | 0
F3_Commercial_Small Retail_Existing_Office Equipment_Electric_Desktop Computer_E9 | F3 | Commercial | Small Retail | Existing | Office Equipment | Electric | Desktop Computer | E9 | PACT BC Ratio | 0 | 0 | 0 | 0 | 0 | 0 | 0 | 0 | 0 | 0 | 0 | 0 | 0 | 0 | 0 | 0 | 0 | 0 | 0 | 0 | 0 | 0 | 0 | 0 | 0 | 0 | 0 | 0 | 0 | 0
F3_Commercial_Small Retail_Existing_Office Equipment_Electric_Desktop Computer_E10 | F3 | Commercial | Small Retail | Existing | Office Equipment | Electric | Desktop Computer | E10 | PACT BC Ratio | 0 | 0 | 0 | 0 | 0 | 0 | 0 | 0 | 0 | 0 | 0 | 0 | 0 | 0 | 0 | 0 | 0 | 0 | 0 | 0 | 0 | 0 | 0 | 0 | 0 | 0 | 0 | 0 | 0 | 0
F4_Commercial_Small Retail_Existing_Office Equipment_Electric_Desktop Computer_E1 | F4 | Commercial | Small Retail | Existing | Office Equipment | Electric | Desktop Computer | E1 | RVT BC Ratio | 0 | 0 | 0 | 0 | 0 | 0 | 0 | 0 | 0 | 0 | 0 | 0 | 0 | 0 | 0 | 0 | 0 | 0 | 0 | 0 | 0 | 0 | 0 | 0 | 0 | 0 | 0 | 0 | 0 | 0
F4_Commercial_Small Retail_Existing_Office Equipment_Electric_Desktop Computer_E2 | F4 | Commercial | Small Retail | Existing | Office Equipment | Electric | Desktop Computer | E2 | RVT BC Ratio | 0 | 0 | 0 | 0 | 0 | 0 | 0 | 0 | 0 | 0 | 0 | 0 | 0 | 0 | 0 | 0 | 0 | 0 | 0 | 0 | 0 | 0 | 0 | 0 | 0 | 0 | 0 | 0 | 0 | 0
F4_Commercial_Small Retail_Existing_Office Equipment_Electric_Desktop Computer_E3 | F4 | Commercial | Small Retail | Existing | Office Equipment | Electric | Desktop Computer | E3 | RVT BC Ratio | 0 | 0 | 0 | 0 | 0 | 0 | 0 | 0 | 0 | 0 | 0 | 0 | 0 | 0 | 0 | 0 | 0 | 0 | 0 | 0 | 0 | 0 | 0 | 0 | 0 | 0 | 0 | 0 | 0 | 0
F4_Commercial_Small Retail_Existing_Office Equipment_Electric_Desktop Computer_E4 | F4 | Commercial | Small Retail | Existing | Office Equipment | Electric | Desktop Computer | E4 | RVT BC Ratio | 0 | 0 | 0 | 0 | 0 | 0 | 0 | 0 | 0 | 0 | 0 | 0 | 0 | 0 | 0 | 0 | 0 | 0 | 0 | 0 | 0 | 0 | 0 | 0 | 0 | 0 | 0 | 0 | 0 | 0
F4_Commercial_Small Retail_Existing_Office Equipment_Electric_Desktop Computer_E5 | F4 | Commercial | Small Retail | Existing | Office Equipment | Electric | Desktop Computer | E5 | RVT BC Ratio | 0 | 0 | 0 | 0 | 0 | 0 | 0 | 0 | 0 | 0 | 0 | 0 | 0 | 0 | 0 | 0 | 0 | 0 | 0 | 0 | 0 | 0 | 0 | 0 | 0 | 0 | 0 | 0 | 0 | 0
F4_Commercial_Small Retail_Existing_Office Equipment_Electric_Desktop Computer_E6 | F4 | Commercial | Small Retail | Existing | Office Equipment | Electric | Desktop Computer | E6 | RVT BC Ratio | 0 | 0 | 0 | 0 | 0 | 0 | 0 | 0 | 0 | 0 | 0 | 0 | 0 | 0 | 0 | 0 | 0 | 0 | 0 | 0 | 0 | 0 | 0 | 0 | 0 | 0 | 0 | 0 | 0 | 0
F4_Commercial_Small Retail_Existing_Office Equipment_Electric_Desktop Computer_E7 | F4 | Commercial | Small Retail | Existing | Office Equipment | Electric | Desktop Computer | E7 | RVT BC Ratio | 0 | 0 | 0 | 0 | 0 | 0 | 0 | 0 | 0 | 0 | 0 | 0 | 0 | 0 | 0 | 0 | 0 | 0 | 0 | 0 | 0 | 0 | 0 | 0 | 0 | 0 | 0 | 0 | 0 | 0
F4_Commercial_Small Retail_Existing_Office Equipment_Electric_Desktop Computer_E8 | F4 | Commercial | Small Retail | Existing | Office Equipment | Electric | Desktop Computer | E8 | RVT BC Ratio | 0 | 0 | 0 | 0 | 0 | 0 | 0 | 0 | 0 | 0 | 0 | 0 | 0 | 0 | 0 | 0 | 0 | 0 | 0 | 0 | 0 | 0 | 0 | 0 | 0 | 0 | 0 | 0 | 0 | 0
F4_Commercial_Small Retail_Existing_Office Equipment_Electric_Desktop Computer_E9 | F4 | Commercial | Small Retail | Existing | Office Equipment | Electric | Desktop Computer | E9 | RVT BC Ratio | 0 | 0 | 0 | 0 | 0 | 0 | 0 | 0 | 0 | 0 | 0 | 0 | 0 | 0 | 0 | 0 | 0 | 0 | 0 | 0 | 0 | 0 | 0 | 0 | 0 | 0 | 0 | 0 | 0 | 0
F4_Commercial_Small Retail_Existing_Office Equipment_Electric_Desktop Computer_E10 | F4 | Commercial | Small Retail | Existing | Office Equipment | Electric | Desktop Computer | E10 | RVT BC Ratio | 0 | 0 | 0 | 0 | 0 | 0 | 0 | 0 | 0 | 0 | 0 | 0 | 0 | 0 | 0 | 0 | 0 | 0 | 0 | 0 | 0 | 0 | 0 | 0 | 0 | 0 | 0 | 0 | 0 | 0
F5_Commercial_Small Retail_Existing_Office Equipment_Electric_Desktop Computer_E1 | F5 | Commercial | Small Retail | Existing | Office Equipment | Electric | Desktop Computer | E1 | RIM BC Ratio | 0 | 0 | 0 | 0 | 0 | 0 | 0 | 0 | 0 | 0 | 0 | 0 | 0 | 0 | 0 | 0 | 0 | 0 | 0 | 0 | 0 | 0 | 0 | 0 | 0 | 0 | 0 | 0 | 0 | 0
F5_Commercial_Small Retail_Existing_Office Equipment_Electric_Desktop Computer_E2 | F5 | Commercial | Small Retail | Existing | Office Equipment | Electric | Desktop Computer | E2 | RIM BC Ratio | 0 | 0 | 0 | 0 | 0 | 0 | 0 | 0 | 0 | 0 | 0 | 0 | 0 | 0 | 0 | 0 | 0 | 0 | 0 | 0 | 0 | 0 | 0 | 0 | 0 | 0 | 0 | 0 | 0 | 0
F5_Commercial_Small Retail_Existing_Office Equipment_Electric_Desktop Computer_E3 | F5 | Commercial | Small Retail | Existing | Office Equipment | Electric | Desktop Computer | E3 | RIM BC Ratio | 0 | 0 | 0 | 0 | 0 | 0 | 0 | 0 | 0 | 0 | 0 | 0 | 0 | 0 | 0 | 0 | 0 | 0 | 0 | 0 | 0 | 0 | 0 | 0 | 0 | 0 | 0 | 0 | 0 | 0
F5_Commercial_Small Retail_Existing_Office Equipment_Electric_Desktop Computer_E4 | F5 | Commercial | Small Retail | Existing | Office Equipment | Electric | Desktop Computer | E4 | RIM BC Ratio | 0 | 0 | 0 | 0 | 0 | 0 | 0 | 0 | 0 | 0 | 0 | 0 | 0 | 0 | 0 | 0 | 0 | 0 | 0 | 0 | 0 | 0 | 0 | 0 | 0 | 0 | 0 | 0 | 0 | 0
F5_Commercial_Small Retail_Existing_Office Equipment_Electric_Desktop Computer_E5 | F5 | Commercial | Small Retail | Existing | Office Equipment | Electric | Desktop Computer | E5 | RIM BC Ratio | 0 | 0 | 0 | 0 | 0 | 0 | 0 | 0 | 0 | 0 | 0 | 0 | 0 | 0 | 0 | 0 | 0 | 0 | 0 | 0 | 0 | 0 | 0 | 0 | 0 | 0 | 0 | 0 | 0 | 0
F5_Commercial_Small Retail_Existing_Office Equipment_Electric_Desktop Computer_E6 | F5 | Commercial | Small Retail | Existing | Office Equipment | Electric | Desktop Computer | E6 | RIM BC Ratio | 0 | 0 | 0 | 0 | 0 | 0 | 0 | 0 | 0 | 0 | 0 | 0 | 0 | 0 | 0 | 0 | 0 | 0 | 0 | 0 | 0 | 0 | 0 | 0 | 0 | 0 | 0 | 0 | 0 | 0
F5_Commercial_Small Retail_Existing_Office Equipment_Electric_Desktop Computer_E7 | F5 | Commercial | Small Retail | Existing | Office Equipment | Electric | Desktop Computer | E7 | RIM BC Ratio | 0 | 0 | 0 | 0 | 0 | 0 | 0 | 0 | 0 | 0 | 0 | 0 | 0 | 0 | 0 | 0 | 0 | 0 | 0 | 0 | 0 | 0 | 0 | 0 | 0 | 0 | 0 | 0 | 0 | 0
F5_Commercial_Small Retail_Existing_Office Equipment_Electric_Desktop Computer_E8 | F5 | Commercial | Small Retail | Existing | Office Equipment | Electric | Desktop Computer | E8 | RIM BC Ratio | 0 | 0 | 0 | 0 | 0 | 0 | 0 | 0 | 0 | 0 | 0 | 0 | 0 | 0 | 0 | 0 | 0 | 0 | 0 | 0 | 0 | 0 | 0 | 0 | 0 | 0 | 0 | 0 | 0 | 0
F5_Commercial_Small Retail_Existing_Office Equipment_Electric_Desktop Computer_E9 | F5 | Commercial | Small Retail | Existing | Office Equipment | Electric | Desktop Computer | E9 | RIM BC Ratio | 0 | 0 | 0 | 0 | 0 | 0 | 0 | 0 | 0 | 0 | 0 | 0 | 0 | 0 | 0 | 0 | 0 | 0 | 0 | 0 | 0 | 0 | 0 | 0 | 0 | 0 | 0 | 0 | 0 | 0
F5_Commercial_Small Retail_Existing_Office Equipment_Electric_Desktop Computer_E10 | F5 | Commercial | Small Retail | Existing | Office Equipment | Electric | Desktop Computer | E10 | RIM BC Ratio | 0 | 0 | 0 | 0 | 0 | 0 | 0 | 0 | 0 | 0 | 0 | 0 | 0 | 0 | 0 | 0 | 0 | 0 | 0 | 0 | 0 | 0 | 0 | 0 | 0 | 0 | 0 | 0 | 0 | 0
F0_Commercial_Small Retail_Existing_Office Equipment_Electric_Laptop_E0 | F0 | Commercial | Small Retail | Existing | Office Equipment | Electric | Laptop | E0 | Economic Unit | 0 | 0 | 0 | 0 | 0 | 0 | 0 | 0 | 0 | 0 | 0 | 0 | 0 | 0 | 0 | 0 | 0 | 0 | 0 | 0 | 0 | 0 | 0 | 0 | 0 | 0 | 0 | 0 | 0 | 0
F1_Commercial_Small Retail_Existing_Office Equipment_Electric_Laptop_E1 | F1 | Commercial | Small Retail | Existing | Office Equipment | Electric | Laptop | E1 | CCE | 0 | 0 | 0 | 0 | 0 | 0 | 0 | 0 | 0 | 0 | 0 | 0 | 0 | 0 | 0 | 0 | 0 | 0 | 0 | 0 | 0 | 0 | 0 | 0 | 0 | 0 | 0 | 0 | 0 | 0
F1_Commercial_Small Retail_Existing_Office Equipment_Electric_Laptop_E2 | F1 | Commercial | Small Retail | Existing | Office Equipment | Electric | Laptop | E2 | CCE | 0 | 0 | 0 | 0 | 0 | 0 | 0 | 0 | 0 | 0 | 0 | 0 | 0 | 0 | 0 | 0 | 0 | 0 | 0 | 0 | 0 | 0 | 0 | 0 | 0 | 0 | 0 | 0 | 0 | 0
F1_Commercial_Small Retail_Existing_Office Equipment_Electric_Laptop_E3 | F1 | Commercial | Small Retail | Existing | Office Equipment | Electric | Laptop | E3 | CCE | 0 | 0 | 0 | 0 | 0 | 0 | 0 | 0 | 0 | 0 | 0 | 0 | 0 | 0 | 0 | 0 | 0 | 0 | 0 | 0 | 0 | 0 | 0 | 0 | 0 | 0 | 0 | 0 | 0 | 0
F1_Commercial_Small Retail_Existing_Office Equipment_Electric_Laptop_E4 | F1 | Commercial | Small Retail | Existing | Office Equipment | Electric | Laptop | E4 | CCE | 0 | 0 | 0 | 0 | 0 | 0 | 0 | 0 | 0 | 0 | 0 | 0 | 0 | 0 | 0 | 0 | 0 | 0 | 0 | 0 | 0 | 0 | 0 | 0 | 0 | 0 | 0 | 0 | 0 | 0
F1_Commercial_Small Retail_Existing_Office Equipment_Electric_Laptop_E5 | F1 | Commercial | Small Retail | Existing | Office Equipment | Electric | Laptop | E5 | CCE | 0 | 0 | 0 | 0 | 0 | 0 | 0 | 0 | 0 | 0 | 0 | 0 | 0 | 0 | 0 | 0 | 0 | 0 | 0 | 0 | 0 | 0 | 0 | 0 | 0 | 0 | 0 | 0 | 0 | 0
F1_Commercial_Small Retail_Existing_Office Equipment_Electric_Laptop_E6 | F1 | Commercial | Small Retail | Existing | Office Equipment | Electric | Laptop | E6 | CCE | 0 | 0 | 0 | 0 | 0 | 0 | 0 | 0 | 0 | 0 | 0 | 0 | 0 | 0 | 0 | 0 | 0 | 0 | 0 | 0 | 0 | 0 | 0 | 0 | 0 | 0 | 0 | 0 | 0 | 0
F1_Commercial_Small Retail_Existing_Office Equipment_Electric_Laptop_E7 | F1 | Commercial | Small Retail | Existing | Office Equipment | Electric | Laptop | E7 | CCE | 0 | 0 | 0 | 0 | 0 | 0 | 0 | 0 | 0 | 0 | 0 | 0 | 0 | 0 | 0 | 0 | 0 | 0 | 0 | 0 | 0 | 0 | 0 | 0 | 0 | 0 | 0 | 0 | 0 | 0
F1_Commercial_Small Retail_Existing_Office Equipment_Electric_Laptop_E8 | F1 | Commercial | Small Retail | Existing | Office Equipment | Electric | Laptop | E8 | CCE | 0 | 0 | 0 | 0 | 0 | 0 | 0 | 0 | 0 | 0 | 0 | 0 | 0 | 0 | 0 | 0 | 0 | 0 | 0 | 0 | 0 | 0 | 0 | 0 | 0 | 0 | 0 | 0 | 0 | 0
F1_Commercial_Small Retail_Existing_Office Equipment_Electric_Laptop_E9 | F1 | Commercial | Small Retail | Existing | Office Equipment | Electric | Laptop | E9 | CCE | 0 | 0 | 0 | 0 | 0 | 0 | 0 | 0 | 0 | 0 | 0 | 0 | 0 | 0 | 0 | 0 | 0 | 0 | 0 | 0 | 0 | 0 | 0 | 0 | 0 | 0 | 0 | 0 | 0 | 0
F1_Commercial_Small Retail_Existing_Office Equipment_Electric_Laptop_E10 | F1 | Commercial | Small Retail | Existing | Office Equipment | Electric | Laptop | E10 | CCE | 0 | 0 | 0 | 0 | 0 | 0 | 0 | 0 | 0 | 0 | 0 | 0 | 0 | 0 | 0 | 0 | 0 | 0 | 0 | 0 | 0 | 0 | 0 | 0 | 0 | 0 | 0 | 0 | 0 | 0
F2_Commercial_Small Retail_Existing_Office Equipment_Electric_Laptop_E1 | F2 | Commercial | Small Retail | Existing | Office Equipment | Electric | Laptop | E1 | TRC BC Ratio | 0 | 0 | 0 | 0 | 0 | 0 | 0 | 0 | 0 | 0 | 0 | 0 | 0 | 0 | 0 | 0 | 0 | 0 | 0 | 0 | 0 | 0 | 0 | 0 | 0 | 0 | 0 | 0 | 0 | 0
F2_Commercial_Small Retail_Existing_Office Equipment_Electric_Laptop_E2 | F2 | Commercial | Small Retail | Existing | Office Equipment | Electric | Laptop | E2 | TRC BC Ratio | 0 | 0 | 0 | 0 | 0 | 0 | 0 | 0 | 0 | 0 | 0 | 0 | 0 | 0 | 0 | 0 | 0 | 0 | 0 | 0 | 0 | 0 | 0 | 0 | 0 | 0 | 0 | 0 | 0 | 0
F2_Commercial_Small Retail_Existing_Office Equipment_Electric_Laptop_E3 | F2 | Commercial | Small Retail | Existing | Office Equipment | Electric | Laptop | E3 | TRC BC Ratio | 0 | 0 | 0 | 0 | 0 | 0 | 0 | 0 | 0 | 0 | 0 | 0 | 0 | 0 | 0 | 0 | 0 | 0 | 0 | 0 | 0 | 0 | 0 | 0 | 0 | 0 | 0 | 0 | 0 | 0
F2_Commercial_Small Retail_Existing_Office Equipment_Electric_Laptop_E4 | F2 | Commercial | Small Retail | Existing | Office Equipment | Electric | Laptop | E4 | TRC BC Ratio | 0 | 0 | 0 | 0 | 0 | 0 | 0 | 0 | 0 | 0 | 0 | 0 | 0 | 0 | 0 | 0 | 0 | 0 | 0 | 0 | 0 | 0 | 0 | 0 | 0 | 0 | 0 | 0 | 0 | 0
F2_Commercial_Small Retail_Existing_Office Equipment_Electric_Laptop_E5 | F2 | Commercial | Small Retail | Existing | Office Equipment | Electric | Laptop | E5 | TRC BC Ratio | 0 | 0 | 0 | 0 | 0 | 0 | 0 | 0 | 0 | 0 | 0 | 0 | 0 | 0 | 0 | 0 | 0 | 0 | 0 | 0 | 0 | 0 | 0 | 0 | 0 | 0 | 0 | 0 | 0 | 0
F2_Commercial_Small Retail_Existing_Office Equipment_Electric_Laptop_E6 | F2 | Commercial | Small Retail | Existing | Office Equipment | Electric | Laptop | E6 | TRC BC Ratio | 0 | 0 | 0 | 0 | 0 | 0 | 0 | 0 | 0 | 0 | 0 | 0 | 0 | 0 | 0 | 0 | 0 | 0 | 0 | 0 | 0 | 0 | 0 | 0 | 0 | 0 | 0 | 0 | 0 | 0
F2_Commercial_Small Retail_Existing_Office Equipment_Electric_Laptop_E7 | F2 | Commercial | Small Retail | Existing | Office Equipment | Electric | Laptop | E7 | TRC BC Ratio | 0 | 0 | 0 | 0 | 0 | 0 | 0 | 0 | 0 | 0 | 0 | 0 | 0 | 0 | 0 | 0 | 0 | 0 | 0 | 0 | 0 | 0 | 0 | 0 | 0 | 0 | 0 | 0 | 0 | 0
F2_Commercial_Small Retail_Existing_Office Equipment_Electric_Laptop_E8 | F2 | Commercial | Small Retail | Existing | Office Equipment | Electric | Laptop | E8 | TRC BC Ratio | 0 | 0 | 0 | 0 | 0 | 0 | 0 | 0 | 0 | 0 | 0 | 0 | 0 | 0 | 0 | 0 | 0 | 0 | 0 | 0 | 0 | 0 | 0 | 0 | 0 | 0 | 0 | 0 | 0 | 0
F2_Commercial_Small Retail_Existing_Office Equipment_Electric_Laptop_E9 | F2 | Commercial | Small Retail | Existing | Office Equipment | Electric | Laptop | E9 | TRC BC Ratio | 0 | 0 | 0 | 0 | 0 | 0 | 0 | 0 | 0 | 0 | 0 | 0 | 0 | 0 | 0 | 0 | 0 | 0 | 0 | 0 | 0 | 0 | 0 | 0 | 0 | 0 | 0 | 0 | 0 | 0
F2_Commercial_Small Retail_Existing_Office Equipment_Electric_Laptop_E10 | F2 | Commercial | Small Retail | Existing | Office Equipment | Electric | Laptop | E10 | TRC BC Ratio | 0 | 0 | 0 | 0 | 0 | 0 | 0 | 0 | 0 | 0 | 0 | 0 | 0 | 0 | 0 | 0 | 0 | 0 | 0 | 0 | 0 | 0 | 0 | 0 | 0 | 0 | 0 | 0 | 0 | 0
F3_Commercial_Small Retail_Existing_Office Equipment_Electric_Laptop_E1 | F3 | Commercial | Small Retail | Existing | Office Equipment | Electric | Laptop | E1 | PACT BC Ratio | 0 | 0 | 0 | 0 | 0 | 0 | 0 | 0 | 0 | 0 | 0 | 0 | 0 | 0 | 0 | 0 | 0 | 0 | 0 | 0 | 0 | 0 | 0 | 0 | 0 | 0 | 0 | 0 | 0 | 0
F3_Commercial_Small Retail_Existing_Office Equipment_Electric_Laptop_E2 | F3 | Commercial | Small Retail | Existing | Office Equipment | Electric | Laptop | E2 | PACT BC Ratio | 0 | 0 | 0 | 0 | 0 | 0 | 0 | 0 | 0 | 0 | 0 | 0 | 0 | 0 | 0 | 0 | 0 | 0 | 0 | 0 | 0 | 0 | 0 | 0 | 0 | 0 | 0 | 0 | 0 | 0
F3_Commercial_Small Retail_Existing_Office Equipment_Electric_Laptop_E3 | F3 | Commercial | Small Retail | Existing | Office Equipment | Electric | Laptop | E3 | PACT BC Ratio | 0 | 0 | 0 | 0 | 0 | 0 | 0 | 0 | 0 | 0 | 0 | 0 | 0 | 0 | 0 | 0 | 0 | 0 | 0 | 0 | 0 | 0 | 0 | 0 | 0 | 0 | 0 | 0 | 0 | 0
F3_Commercial_Small Retail_Existing_Office Equipment_Electric_Laptop_E4 | F3 | Commercial | Small Retail | Existing | Office Equipment | Electric | Laptop | E4 | PACT BC Ratio | 0 | 0 | 0 | 0 | 0 | 0 | 0 | 0 | 0 | 0 | 0 | 0 | 0 | 0 | 0 | 0 | 0 | 0 | 0 | 0 | 0 | 0 | 0 | 0 | 0 | 0 | 0 | 0 | 0 | 0
F3_Commercial_Small Retail_Existing_Office Equipment_Electric_Laptop_E5 | F3 | Commercial | Small Retail | Existing | Office Equipment | Electric | Laptop | E5 | PACT BC Ratio | 0 | 0 | 0 | 0 | 0 | 0 | 0 | 0 | 0 | 0 | 0 | 0 | 0 | 0 | 0 | 0 | 0 | 0 | 0 | 0 | 0 | 0 | 0 | 0 | 0 | 0 | 0 | 0 | 0 | 0
F3_Commercial_Small Retail_Existing_Office Equipment_Electric_Laptop_E6 | F3 | Commercial | Small Retail | Existing | Office Equipment | Electric | Laptop | E6 | PACT BC Ratio | 0 | 0 | 0 | 0 | 0 | 0 | 0 | 0 | 0 | 0 | 0 | 0 | 0 | 0 | 0 | 0 | 0 | 0 | 0 | 0 | 0 | 0 | 0 | 0 | 0 | 0 | 0 | 0 | 0 | 0
F3_Commercial_Small Retail_Existing_Office Equipment_Electric_Laptop_E7 | F3 | Commercial | Small Retail | Existing | Office Equipment | Electric | Laptop | E7 | PACT BC Ratio | 0 | 0 | 0 | 0 | 0 | 0 | 0 | 0 | 0 | 0 | 0 | 0 | 0 | 0 | 0 | 0 | 0 | 0 | 0 | 0 | 0 | 0 | 0 | 0 | 0 | 0 | 0 | 0 | 0 | 0
F3_Commercial_Small Retail_Existing_Office Equipment_Electric_Laptop_E8 | F3 | Commercial | Small Retail | Existing | Office Equipment | Electric | Laptop | E8 | PACT BC Ratio | 0 | 0 | 0 | 0 | 0 | 0 | 0 | 0 | 0 | 0 | 0 | 0 | 0 | 0 | 0 | 0 | 0 | 0 | 0 | 0 | 0 | 0 | 0 | 0 | 0 | 0 | 0 | 0 | 0 | 0
F3_Commercial_Small Retail_Existing_Office Equipment_Electric_Laptop_E9 | F3 | Commercial | Small Retail | Existing | Office Equipment | Electric | Laptop | E9 | PACT BC Ratio | 0 | 0 | 0 | 0 | 0 | 0 | 0 | 0 | 0 | 0 | 0 | 0 | 0 | 0 | 0 | 0 | 0 | 0 | 0 | 0 | 0 | 0 | 0 | 0 | 0 | 0 | 0 | 0 | 0 | 0
F3_Commercial_Small Retail_Existing_Office Equipment_Electric_Laptop_E10 | F3 | Commercial | Small Retail | Existing | Office Equipment | Electric | Laptop | E10 | PACT BC Ratio | 0 | 0 | 0 | 0 | 0 | 0 | 0 | 0 | 0 | 0 | 0 | 0 | 0 | 0 | 0 | 0 | 0 | 0 | 0 | 0 | 0 | 0 | 0 | 0 | 0 | 0 | 0 | 0 | 0 | 0
F4_Commercial_Small Retail_Existing_Office Equipment_Electric_Laptop_E1 | F4 | Commercial | Small Retail | Existing | Office Equipment | Electric | Laptop | E1 | RVT BC Ratio | 0 | 0 | 0 | 0 | 0 | 0 | 0 | 0 | 0 | 0 | 0 | 0 | 0 | 0 | 0 | 0 | 0 | 0 | 0 | 0 | 0 | 0 | 0 | 0 | 0 | 0 | 0 | 0 | 0 | 0
F4_Commercial_Small Retail_Existing_Office Equipment_Electric_Laptop_E2 | F4 | Commercial | Small Retail | Existing | Office Equipment | Electric | Laptop | E2 | RVT BC Ratio | 0 | 0 | 0 | 0 | 0 | 0 | 0 | 0 | 0 | 0 | 0 | 0 | 0 | 0 | 0 | 0 | 0 | 0 | 0 | 0 | 0 | 0 | 0 | 0 | 0 | 0 | 0 | 0 | 0 | 0
F4_Commercial_Small Retail_Existing_Office Equipment_Electric_Laptop_E3 | F4 | Commercial | Small Retail | Existing | Office Equipment | Electric | Laptop | E3 | RVT BC Ratio | 0 | 0 | 0 | 0 | 0 | 0 | 0 | 0 | 0 | 0 | 0 | 0 | 0 | 0 | 0 | 0 | 0 | 0 | 0 | 0 | 0 | 0 | 0 | 0 | 0 | 0 | 0 | 0 | 0 | 0
F4_Commercial_Small Retail_Existing_Office Equipment_Electric_Laptop_E4 | F4 | Commercial | Small Retail | Existing | Office Equipment | Electric | Laptop | E4 | RVT BC Ratio | 0 | 0 | 0 | 0 | 0 | 0 | 0 | 0 | 0 | 0 | 0 | 0 | 0 | 0 | 0 | 0 | 0 | 0 | 0 | 0 | 0 | 0 | 0 | 0 | 0 | 0 | 0 | 0 | 0 | 0
F4_Commercial_Small Retail_Existing_Office Equipment_Electric_Laptop_E5 | F4 | Commercial | Small Retail | Existing | Office Equipment | Electric | Laptop | E5 | RVT BC Ratio | 0 | 0 | 0 | 0 | 0 | 0 | 0 | 0 | 0 | 0 | 0 | 0 | 0 | 0 | 0 | 0 | 0 | 0 | 0 | 0 | 0 | 0 | 0 | 0 | 0 | 0 | 0 | 0 | 0 | 0
F4_Commercial_Small Retail_Existing_Office Equipment_Electric_Laptop_E6 | F4 | Commercial | Small Retail | Existing | Office Equipment | Electric | Laptop | E6 | RVT BC Ratio | 0 | 0 | 0 | 0 | 0 | 0 | 0 | 0 | 0 | 0 | 0 | 0 | 0 | 0 | 0 | 0 | 0 | 0 | 0 | 0 | 0 | 0 | 0 | 0 | 0 | 0 | 0 | 0 | 0 | 0
F4_Commercial_Small Retail_Existing_Office Equipment_Electric_Laptop_E7 | F4 | Commercial | Small Retail | Existing | Office Equipment | Electric | Laptop | E7 | RVT BC Ratio | 0 | 0 | 0 | 0 | 0 | 0 | 0 | 0 | 0 | 0 | 0 | 0 | 0 | 0 | 0 | 0 | 0 | 0 | 0 | 0 | 0 | 0 | 0 | 0 | 0 | 0 | 0 | 0 | 0 | 0
F4_Commercial_Small Retail_Existing_Office Equipment_Electric_Laptop_E8 | F4 | Commercial | Small Retail | Existing | Office Equipment | Electric | Laptop | E8 | RVT BC Ratio | 0 | 0 | 0 | 0 | 0 | 0 | 0 | 0 | 0 | 0 | 0 | 0 | 0 | 0 | 0 | 0 | 0 | 0 | 0 | 0 | 0 | 0 | 0 | 0 | 0 | 0 | 0 | 0 | 0 | 0
F4_Commercial_Small Retail_Existing_Office Equipment_Electric_Laptop_E9 | F4 | Commercial | Small Retail | Existing | Office Equipment | Electric | Laptop | E9 | RVT BC Ratio | 0 | 0 | 0 | 0 | 0 | 0 | 0 | 0 | 0 | 0 | 0 | 0 | 0 | 0 | 0 | 0 | 0 | 0 | 0 | 0 | 0 | 0 | 0 | 0 | 0 | 0 | 0 | 0 | 0 | 0
F4_Commercial_Small Retail_Existing_Office Equipment_Electric_Laptop_E10 | F4 | Commercial | Small Retail | Existing | Office Equipment | Electric | Laptop | E10 | RVT BC Ratio | 0 | 0 | 0 | 0 | 0 | 0 | 0 | 0 | 0 | 0 | 0 | 0 | 0 | 0 | 0 | 0 | 0 | 0 | 0 | 0 | 0 | 0 | 0 | 0 | 0 | 0 | 0 | 0 | 0 | 0
F5_Commercial_Small Retail_Existing_Office Equipment_Electric_Laptop_E1 | F5 | Commercial | Small Retail | Existing | Office Equipment | Electric | Laptop | E1 | RIM BC Ratio | 0 | 0 | 0 | 0 | 0 | 0 | 0 | 0 | 0 | 0 | 0 | 0 | 0 | 0 | 0 | 0 | 0 | 0 | 0 | 0 | 0 | 0 | 0 | 0 | 0 | 0 | 0 | 0 | 0 | 0
F5_Commercial_Small Retail_Existing_Office Equipment_Electric_Laptop_E2 | F5 | Commercial | Small Retail | Existing | Office Equipment | Electric | Laptop | E2 | RIM BC Ratio | 0 | 0 | 0 | 0 | 0 | 0 | 0 | 0 | 0 | 0 | 0 | 0 | 0 | 0 | 0 | 0 | 0 | 0 | 0 | 0 | 0 | 0 | 0 | 0 | 0 | 0 | 0 | 0 | 0 | 0
F5_Commercial_Small Retail_Existing_Office Equipment_Electric_Laptop_E3 | F5 | Commercial | Small Retail | Existing | Office Equipment | Electric | Laptop | E3 | RIM BC Ratio | 0 | 0 | 0 | 0 | 0 | 0 | 0 | 0 | 0 | 0 | 0 | 0 | 0 | 0 | 0 | 0 | 0 | 0 | 0 | 0 | 0 | 0 | 0 | 0 | 0 | 0 | 0 | 0 | 0 | 0
F5_Commercial_Small Retail_Existing_Office Equipment_Electric_Laptop_E4 | F5 | Commercial | Small Retail | Existing | Office Equipment | Electric | Laptop | E4 | RIM BC Ratio | 0 | 0 | 0 | 0 | 0 | 0 | 0 | 0 | 0 | 0 | 0 | 0 | 0 | 0 | 0 | 0 | 0 | 0 | 0 | 0 | 0 | 0 | 0 | 0 | 0 | 0 | 0 | 0 | 0 | 0
F5_Commercial_Small Retail_Existing_Office Equipment_Electric_Laptop_E5 | F5 | Commercial | Small Retail | Existing | Office Equipment | Electric | Laptop | E5 | RIM BC Ratio | 0 | 0 | 0 | 0 | 0 | 0 | 0 | 0 | 0 | 0 | 0 | 0 | 0 | 0 | 0 | 0 | 0 | 0 | 0 | 0 | 0 | 0 | 0 | 0 | 0 | 0 | 0 | 0 | 0 | 0
F5_Commercial_Small Retail_Existing_Office Equipment_Electric_Laptop_E6 | F5 | Commercial | Small Retail | Existing | Office Equipment | Electric | Laptop | E6 | RIM BC Ratio | 0 | 0 | 0 | 0 | 0 | 0 | 0 | 0 | 0 | 0 | 0 | 0 | 0 | 0 | 0 | 0 | 0 | 0 | 0 | 0 | 0 | 0 | 0 | 0 | 0 | 0 | 0 | 0 | 0 | 0
F5_Commercial_Small Retail_Existing_Office Equipment_Electric_Laptop_E7 | F5 | Commercial | Small Retail | Existing | Office Equipment | Electric | Laptop | E7 | RIM BC Ratio | 0 | 0 | 0 | 0 | 0 | 0 | 0 | 0 | 0 | 0 | 0 | 0 | 0 | 0 | 0 | 0 | 0 | 0 | 0 | 0 | 0 | 0 | 0 | 0 | 0 | 0 | 0 | 0 | 0 | 0
F5_Commercial_Small Retail_Existing_Office Equipment_Electric_Laptop_E8 | F5 | Commercial | Small Retail | Existing | Office Equipment | Electric | Laptop | E8 | RIM BC Ratio | 0 | 0 | 0 | 0 | 0 | 0 | 0 | 0 | 0 | 0 | 0 | 0 | 0 | 0 | 0 | 0 | 0 | 0 | 0 | 0 | 0 | 0 | 0 | 0 | 0 | 0 | 0 | 0 | 0 | 0
F5_Commercial_Small Retail_Existing_Office Equipment_Electric_Laptop_E9 | F5 | Commercial | Small Retail | Existing | Office Equipment | Electric | Laptop | E9 | RIM BC Ratio | 0 | 0 | 0 | 0 | 0 | 0 | 0 | 0 | 0 | 0 | 0 | 0 | 0 | 0 | 0 | 0 | 0 | 0 | 0 | 0 | 0 | 0 | 0 | 0 | 0 | 0 | 0 | 0 | 0 | 0
F5_Commercial_Small Retail_Existing_Office Equipment_Electric_Laptop_E10 | F5 | Commercial | Small Retail | Existing | Office Equipment | Electric | Laptop | E10 | RIM BC Ratio | 0 | 0 | 0 | 0 | 0 | 0 | 0 | 0 | 0 | 0 | 0 | 0 | 0 | 0 | 0 | 0 | 0 | 0 | 0 | 0 | 0 | 0 | 0 | 0 | 0 | 0 | 0 | 0 | 0 | 0
F0_Commercial_Small Retail_Existing_Office Equipment_Electric_Server_E0 | F0 | Commercial | Small Retail | Existing | Office Equipment | Electric | Server | E0 | Economic Unit | 0 | 0 | 0 | 0 | 0 | 0 | 0 | 0 | 0 | 0 | 0 | 0 | 0 | 0 | 0 | 0 | 0 | 0 | 0 | 0 | 0 | 0 | 0 | 0 | 0 | 0 | 0 | 0 | 0 | 0
F1_Commercial_Small Retail_Existing_Office Equipment_Electric_Server_E1 | F1 | Commercial | Small Retail | Existing | Office Equipment | Electric | Server | E1 | CCE | 0 | 0 | 0 | 0 | 0 | 0 | 0 | 0 | 0 | 0 | 0 | 0 | 0 | 0 | 0 | 0 | 0 | 0 | 0 | 0 | 0 | 0 | 0 | 0 | 0 | 0 | 0 | 0 | 0 | 0
F1_Commercial_Small Retail_Existing_Office Equipment_Electric_Server_E2 | F1 | Commercial | Small Retail | Existing | Office Equipment | Electric | Server | E2 | CCE | 0 | 0 | 0 | 0 | 0 | 0 | 0 | 0 | 0 | 0 | 0 | 0 | 0 | 0 | 0 | 0 | 0 | 0 | 0 | 0 | 0 | 0 | 0 | 0 | 0 | 0 | 0 | 0 | 0 | 0
F1_Commercial_Small Retail_Existing_Office Equipment_Electric_Server_E3 | F1 | Commercial | Small Retail | Existing | Office Equipment | Electric | Server | E3 | CCE | 0 | 0 | 0 | 0 | 0 | 0 | 0 | 0 | 0 | 0 | 0 | 0 | 0 | 0 | 0 | 0 | 0 | 0 | 0 | 0 | 0 | 0 | 0 | 0 | 0 | 0 | 0 | 0 | 0 | 0
F1_Commercial_Small Retail_Existing_Office Equipment_Electric_Server_E4 | F1 | Commercial | Small Retail | Existing | Office Equipment | Electric | Server | E4 | CCE | 0 | 0 | 0 | 0 | 0 | 0 | 0 | 0 | 0 | 0 | 0 | 0 | 0 | 0 | 0 | 0 | 0 | 0 | 0 | 0 | 0 | 0 | 0 | 0 | 0 | 0 | 0 | 0 | 0 | 0
F1_Commercial_Small Retail_Existing_Office Equipment_Electric_Server_E5 | F1 | Commercial | Small Retail | Existing | Office Equipment | Electric | Server | E5 | CCE | 0 | 0 | 0 | 0 | 0 | 0 | 0 | 0 | 0 | 0 | 0 | 0 | 0 | 0 | 0 | 0 | 0 | 0 | 0 | 0 | 0 | 0 | 0 | 0 | 0 | 0 | 0 | 0 | 0 | 0
F1_Commercial_Small Retail_Existing_Office Equipment_Electric_Server_E6 | F1 | Commercial | Small Retail | Existing | Office Equipment | Electric | Server | E6 | CCE | 0 | 0 | 0 | 0 | 0 | 0 | 0 | 0 | 0 | 0 | 0 | 0 | 0 | 0 | 0 | 0 | 0 | 0 | 0 | 0 | 0 | 0 | 0 | 0 | 0 | 0 | 0 | 0 | 0 | 0
F1_Commercial_Small Retail_Existing_Office Equipment_Electric_Server_E7 | F1 | Commercial | Small Retail | Existing | Office Equipment | Electric | Server | E7 | CCE | 0 | 0 | 0 | 0 | 0 | 0 | 0 | 0 | 0 | 0 | 0 | 0 | 0 | 0 | 0 | 0 | 0 | 0 | 0 | 0 | 0 | 0 | 0 | 0 | 0 | 0 | 0 | 0 | 0 | 0
F1_Commercial_Small Retail_Existing_Office Equipment_Electric_Server_E8 | F1 | Commercial | Small Retail | Existing | Office Equipment | Electric | Server | E8 | CCE | 0 | 0 | 0 | 0 | 0 | 0 | 0 | 0 | 0 | 0 | 0 | 0 | 0 | 0 | 0 | 0 | 0 | 0 | 0 | 0 | 0 | 0 | 0 | 0 | 0 | 0 | 0 | 0 | 0 | 0
F1_Commercial_Small Retail_Existing_Office Equipment_Electric_Server_E9 | F1 | Commercial | Small Retail | Existing | Office Equipment | Electric | Server | E9 | CCE | 0 | 0 | 0 | 0 | 0 | 0 | 0 | 0 | 0 | 0 | 0 | 0 | 0 | 0 | 0 | 0 | 0 | 0 | 0 | 0 | 0 | 0 | 0 | 0 | 0 | 0 | 0 | 0 | 0 | 0
F1_Commercial_Small Retail_Existing_Office Equipment_Electric_Server_E10 | F1 | Commercial | Small Retail | Existing | Office Equipment | Electric | Server | E10 | CCE | 0 | 0 | 0 | 0 | 0 | 0 | 0 | 0 | 0 | 0 | 0 | 0 | 0 | 0 | 0 | 0 | 0 | 0 | 0 | 0 | 0 | 0 | 0 | 0 | 0 | 0 | 0 | 0 | 0 | 0
F2_Commercial_Small Retail_Existing_Office Equipment_Electric_Server_E1 | F2 | Commercial | Small Retail | Existing | Office Equipment | Electric | Server | E1 | TRC BC Ratio | 0 | 0 | 0 | 0 | 0 | 0 | 0 | 0 | 0 | 0 | 0 | 0 | 0 | 0 | 0 | 0 | 0 | 0 | 0 | 0 | 0 | 0 | 0 | 0 | 0 | 0 | 0 | 0 | 0 | 0
F2_Commercial_Small Retail_Existing_Office Equipment_Electric_Server_E2 | F2 | Commercial | Small Retail | Existing | Office Equipment | Electric | Server | E2 | TRC BC Ratio | 0 | 0 | 0 | 0 | 0 | 0 | 0 | 0 | 0 | 0 | 0 | 0 | 0 | 0 | 0 | 0 | 0 | 0 | 0 | 0 | 0 | 0 | 0 | 0 | 0 | 0 | 0 | 0 | 0 | 0
F2_Commercial_Small Retail_Existing_Office Equipment_Electric_Server_E3 | F2 | Commercial | Small Retail | Existing | Office Equipment | Electric | Server | E3 | TRC BC Ratio | 0 | 0 | 0 | 0 | 0 | 0 | 0 | 0 | 0 | 0 | 0 | 0 | 0 | 0 | 0 | 0 | 0 | 0 | 0 | 0 | 0 | 0 | 0 | 0 | 0 | 0 | 0 | 0 | 0 | 0
F2_Commercial_Small Retail_Existing_Office Equipment_Electric_Server_E4 | F2 | Commercial | Small Retail | Existing | Office Equipment | Electric | Server | E4 | TRC BC Ratio | 0 | 0 | 0 | 0 | 0 | 0 | 0 | 0 | 0 | 0 | 0 | 0 | 0 | 0 | 0 | 0 | 0 | 0 | 0 | 0 | 0 | 0 | 0 | 0 | 0 | 0 | 0 | 0 | 0 | 0
F2_Commercial_Small Retail_Existing_Office Equipment_Electric_Server_E5 | F2 | Commercial | Small Retail | Existing | Office Equipment | Electric | Server | E5 | TRC BC Ratio | 0 | 0 | 0 | 0 | 0 | 0 | 0 | 0 | 0 | 0 | 0 | 0 | 0 | 0 | 0 | 0 | 0 | 0 | 0 | 0 | 0 | 0 | 0 | 0 | 0 | 0 | 0 | 0 | 0 | 0
F2_Commercial_Small Retail_Existing_Office Equipment_Electric_Server_E6 | F2 | Commercial | Small Retail | Existing | Office Equipment | Electric | Server | E6 | TRC BC Ratio | 0 | 0 | 0 | 0 | 0 | 0 | 0 | 0 | 0 | 0 | 0 | 0 | 0 | 0 | 0 | 0 | 0 | 0 | 0 | 0 | 0 | 0 | 0 | 0 | 0 | 0 | 0 | 0 | 0 | 0
F2_Commercial_Small Retail_Existing_Office Equipment_Electric_Server_E7 | F2 | Commercial | Small Retail | Existing | Office Equipment | Electric | Server | E7 | TRC BC Ratio | 0 | 0 | 0 | 0 | 0 | 0 | 0 | 0 | 0 | 0 | 0 | 0 | 0 | 0 | 0 | 0 | 0 | 0 | 0 | 0 | 0 | 0 | 0 | 0 | 0 | 0 | 0 | 0 | 0 | 0
F2_Commercial_Small Retail_Existing_Office Equipment_Electric_Server_E8 | F2 | Commercial | Small Retail | Existing | Office Equipment | Electric | Server | E8 | TRC BC Ratio | 0 | 0 | 0 | 0 | 0 | 0 | 0 | 0 | 0 | 0 | 0 | 0 | 0 | 0 | 0 | 0 | 0 | 0 | 0 | 0 | 0 | 0 | 0 | 0 | 0 | 0 | 0 | 0 | 0 | 0
F2_Commercial_Small Retail_Existing_Office Equipment_Electric_Server_E9 | F2 | Commercial | Small Retail | Existing | Office Equipment | Electric | Server | E9 | TRC BC Ratio | 0 | 0 | 0 | 0 | 0 | 0 | 0 | 0 | 0 | 0 | 0 | 0 | 0 | 0 | 0 | 0 | 0 | 0 | 0 | 0 | 0 | 0 | 0 | 0 | 0 | 0 | 0 | 0 | 0 | 0
F2_Commercial_Small Retail_Existing_Office Equipment_Electric_Server_E10 | F2 | Commercial | Small Retail | Existing | Office Equipment | Electric | Server | E10 | TRC BC Ratio | 0 | 0 | 0 | 0 | 0 | 0 | 0 | 0 | 0 | 0 | 0 | 0 | 0 | 0 | 0 | 0 | 0 | 0 | 0 | 0 | 0 | 0 | 0 | 0 | 0 | 0 | 0 | 0 | 0 | 0
F3_Commercial_Small Retail_Existing_Office Equipment_Electric_Server_E1 | F3 | Commercial | Small Retail | Existing | Office Equipment | Electric | Server | E1 | PACT BC Ratio | 0 | 0 | 0 | 0 | 0 | 0 | 0 | 0 | 0 | 0 | 0 | 0 | 0 | 0 | 0 | 0 | 0 | 0 | 0 | 0 | 0 | 0 | 0 | 0 | 0 | 0 | 0 | 0 | 0 | 0
F3_Commercial_Small Retail_Existing_Office Equipment_Electric_Server_E2 | F3 | Commercial | Small Retail | Existing | Office Equipment | Electric | Server | E2 | PACT BC Ratio | 0 | 0 | 0 | 0 | 0 | 0 | 0 | 0 | 0 | 0 | 0 | 0 | 0 | 0 | 0 | 0 | 0 | 0 | 0 | 0 | 0 | 0 | 0 | 0 | 0 | 0 | 0 | 0 | 0 | 0
F3_Commercial_Small Retail_Existing_Office Equipment_Electric_Server_E3 | F3 | Commercial | Small Retail | Existing | Office Equipment | Electric | Server | E3 | PACT BC Ratio | 0 | 0 | 0 | 0 | 0 | 0 | 0 | 0 | 0 | 0 | 0 | 0 | 0 | 0 | 0 | 0 | 0 | 0 | 0 | 0 | 0 | 0 | 0 | 0 | 0 | 0 | 0 | 0 | 0 | 0
F3_Commercial_Small Retail_Existing_Office Equipment_Electric_Server_E4 | F3 | Commercial | Small Retail | Existing | Office Equipment | Electric | Server | E4 | PACT BC Ratio | 0 | 0 | 0 | 0 | 0 | 0 | 0 | 0 | 0 | 0 | 0 | 0 | 0 | 0 | 0 | 0 | 0 | 0 | 0 | 0 | 0 | 0 | 0 | 0 | 0 | 0 | 0 | 0 | 0 | 0
F3_Commercial_Small Retail_Existing_Office Equipment_Electric_Server_E5 | F3 | Commercial | Small Retail | Existing | Office Equipment | Electric | Server | E5 | PACT BC Ratio | 0 | 0 | 0 | 0 | 0 | 0 | 0 | 0 | 0 | 0 | 0 | 0 | 0 | 0 | 0 | 0 | 0 | 0 | 0 | 0 | 0 | 0 | 0 | 0 | 0 | 0 | 0 | 0 | 0 | 0
F3_Commercial_Small Retail_Existing_Office Equipment_Electric_Server_E6 | F3 | Commercial | Small Retail | Existing | Office Equipment | Electric | Server | E6 | PACT BC Ratio | 0 | 0 | 0 | 0 | 0 | 0 | 0 | 0 | 0 | 0 | 0 | 0 | 0 | 0 | 0 | 0 | 0 | 0 | 0 | 0 | 0 | 0 | 0 | 0 | 0 | 0 | 0 | 0 | 0 | 0
F3_Commercial_Small Retail_Existing_Office Equipment_Electric_Server_E7 | F3 | Commercial | Small Retail | Existing | Office Equipment | Electric | Server | E7 | PACT BC Ratio | 0 | 0 | 0 | 0 | 0 | 0 | 0 | 0 | 0 | 0 | 0 | 0 | 0 | 0 | 0 | 0 | 0 | 0 | 0 | 0 | 0 | 0 | 0 | 0 | 0 | 0 | 0 | 0 | 0 | 0
F3_Commercial_Small Retail_Existing_Office Equipment_Electric_Server_E8 | F3 | Commercial | Small Retail | Existing | Office Equipment | Electric | Server | E8 | PACT BC Ratio | 0 | 0 | 0 | 0 | 0 | 0 | 0 | 0 | 0 | 0 | 0 | 0 | 0 | 0 | 0 | 0 | 0 | 0 | 0 | 0 | 0 | 0 | 0 | 0 | 0 | 0 | 0 | 0 | 0 | 0
F3_Commercial_Small Retail_Existing_Office Equipment_Electric_Server_E9 | F3 | Commercial | Small Retail | Existing | Office Equipment | Electric | Server | E9 | PACT BC Ratio | 0 | 0 | 0 | 0 | 0 | 0 | 0 | 0 | 0 | 0 | 0 | 0 | 0 | 0 | 0 | 0 | 0 | 0 | 0 | 0 | 0 | 0 | 0 | 0 | 0 | 0 | 0 | 0 | 0 | 0
F3_Commercial_Small Retail_Existing_Office Equipment_Electric_Server_E10 | F3 | Commercial | Small Retail | Existing | Office Equipment | Electric | Server | E10 | PACT BC Ratio | 0 | 0 | 0 | 0 | 0 | 0 | 0 | 0 | 0 | 0 | 0 | 0 | 0 | 0 | 0 | 0 | 0 | 0 | 0 | 0 | 0 | 0 | 0 | 0 | 0 | 0 | 0 | 0 | 0 | 0
F4_Commercial_Small Retail_Existing_Office Equipment_Electric_Server_E1 | F4 | Commercial | Small Retail | Existing | Office Equipment | Electric | Server | E1 | RVT BC Ratio | 0 | 0 | 0 | 0 | 0 | 0 | 0 | 0 | 0 | 0 | 0 | 0 | 0 | 0 | 0 | 0 | 0 | 0 | 0 | 0 | 0 | 0 | 0 | 0 | 0 | 0 | 0 | 0 | 0 | 0
F4_Commercial_Small Retail_Existing_Office Equipment_Electric_Server_E2 | F4 | Commercial | Small Retail | Existing | Office Equipment | Electric | Server | E2 | RVT BC Ratio | 0 | 0 | 0 | 0 | 0 | 0 | 0 | 0 | 0 | 0 | 0 | 0 | 0 | 0 | 0 | 0 | 0 | 0 | 0 | 0 | 0 | 0 | 0 | 0 | 0 | 0 | 0 | 0 | 0 | 0
F4_Commercial_Small Retail_Existing_Office Equipment_Electric_Server_E3 | F4 | Commercial | Small Retail | Existing | Office Equipment | Electric | Server | E3 | RVT BC Ratio | 0 | 0 | 0 | 0 | 0 | 0 | 0 | 0 | 0 | 0 | 0 | 0 | 0 | 0 | 0 | 0 | 0 | 0 | 0 | 0 | 0 | 0 | 0 | 0 | 0 | 0 | 0 | 0 | 0 | 0
F4_Commercial_Small Retail_Existing_Office Equipment_Electric_Server_E4 | F4 | Commercial | Small Retail | Existing | Office Equipment | Electric | Server | E4 | RVT BC Ratio | 0 | 0 | 0 | 0 | 0 | 0 | 0 | 0 | 0 | 0 | 0 | 0 | 0 | 0 | 0 | 0 | 0 | 0 | 0 | 0 | 0 | 0 | 0 | 0 | 0 | 0 | 0 | 0 | 0 | 0
F4_Commercial_Small Retail_Existing_Office Equipment_Electric_Server_E5 | F4 | Commercial | Small Retail | Existing | Office Equipment | Electric | Server | E5 | RVT BC Ratio | 0 | 0 | 0 | 0 | 0 | 0 | 0 | 0 | 0 | 0 | 0 | 0 | 0 | 0 | 0 | 0 | 0 | 0 | 0 | 0 | 0 | 0 | 0 | 0 | 0 | 0 | 0 | 0 | 0 | 0
F4_Commercial_Small Retail_Existing_Office Equipment_Electric_Server_E6 | F4 | Commercial | Small Retail | Existing | Office Equipment | Electric | Server | E6 | RVT BC Ratio | 0 | 0 | 0 | 0 | 0 | 0 | 0 | 0 | 0 | 0 | 0 | 0 | 0 | 0 | 0 | 0 | 0 | 0 | 0 | 0 | 0 | 0 | 0 | 0 | 0 | 0 | 0 | 0 | 0 | 0
F4_Commercial_Small Retail_Existing_Office Equipment_Electric_Server_E7 | F4 | Commercial | Small Retail | Existing | Office Equipment | Electric | Server | E7 | RVT BC Ratio | 0 | 0 | 0 | 0 | 0 | 0 | 0 | 0 | 0 | 0 | 0 | 0 | 0 | 0 | 0 | 0 | 0 | 0 | 0 | 0 | 0 | 0 | 0 | 0 | 0 | 0 | 0 | 0 | 0 | 0
F4_Commercial_Small Retail_Existing_Office Equipment_Electric_Server_E8 | F4 | Commercial | Small Retail | Existing | Office Equipment | Electric | Server | E8 | RVT BC Ratio | 0 | 0 | 0 | 0 | 0 | 0 | 0 | 0 | 0 | 0 | 0 | 0 | 0 | 0 | 0 | 0 | 0 | 0 | 0 | 0 | 0 | 0 | 0 | 0 | 0 | 0 | 0 | 0 | 0 | 0
F4_Commercial_Small Retail_Existing_Office Equipment_Electric_Server_E9 | F4 | Commercial | Small Retail | Existing | Office Equipment | Electric | Server | E9 | RVT BC Ratio | 0 | 0 | 0 | 0 | 0 | 0 | 0 | 0 | 0 | 0 | 0 | 0 | 0 | 0 | 0 | 0 | 0 | 0 | 0 | 0 | 0 | 0 | 0 | 0 | 0 | 0 | 0 | 0 | 0 | 0
F4_Commercial_Small Retail_Existing_Office Equipment_Electric_Server_E10 | F4 | Commercial | Small Retail | Existing | Office Equipment | Electric | Server | E10 | RVT BC Ratio | 0 | 0 | 0 | 0 | 0 | 0 | 0 | 0 | 0 | 0 | 0 | 0 | 0 | 0 | 0 | 0 | 0 | 0 | 0 | 0 | 0 | 0 | 0 | 0 | 0 | 0 | 0 | 0 | 0 | 0
F5_Commercial_Small Retail_Existing_Office Equipment_Electric_Server_E1 | F5 | Commercial | Small Retail | Existing | Office Equipment | Electric | Server | E1 | RIM BC Ratio | 0 | 0 | 0 | 0 | 0 | 0 | 0 | 0 | 0 | 0 | 0 | 0 | 0 | 0 | 0 | 0 | 0 | 0 | 0 | 0 | 0 | 0 | 0 | 0 | 0 | 0 | 0 | 0 | 0 | 0
F5_Commercial_Small Retail_Existing_Office Equipment_Electric_Server_E2 | F5 | Commercial | Small Retail | Existing | Office Equipment | Electric | Server | E2 | RIM BC Ratio | 0 | 0 | 0 | 0 | 0 | 0 | 0 | 0 | 0 | 0 | 0 | 0 | 0 | 0 | 0 | 0 | 0 | 0 | 0 | 0 | 0 | 0 | 0 | 0 | 0 | 0 | 0 | 0 | 0 | 0
F5_Commercial_Small Retail_Existing_Office Equipment_Electric_Server_E3 | F5 | Commercial | Small Retail | Existing | Office Equipment | Electric | Server | E3 | RIM BC Ratio | 0 | 0 | 0 | 0 | 0 | 0 | 0 | 0 | 0 | 0 | 0 | 0 | 0 | 0 | 0 | 0 | 0 | 0 | 0 | 0 | 0 | 0 | 0 | 0 | 0 | 0 | 0 | 0 | 0 | 0
F5_Commercial_Small Retail_Existing_Office Equipment_Electric_Server_E4 | F5 | Commercial | Small Retail | Existing | Office Equipment | Electric | Server | E4 | RIM BC Ratio | 0 | 0 | 0 | 0 | 0 | 0 | 0 | 0 | 0 | 0 | 0 | 0 | 0 | 0 | 0 | 0 | 0 | 0 | 0 | 0 | 0 | 0 | 0 | 0 | 0 | 0 | 0 | 0 | 0 | 0
F5_Commercial_Small Retail_Existing_Office Equipment_Electric_Server_E5 | F5 | Commercial | Small Retail | Existing | Office Equipment | Electric | Server | E5 | RIM BC Ratio | 0 | 0 | 0 | 0 | 0 | 0 | 0 | 0 | 0 | 0 | 0 | 0 | 0 | 0 | 0 | 0 | 0 | 0 | 0 | 0 | 0 | 0 | 0 | 0 | 0 | 0 | 0 | 0 | 0 | 0
F5_Commercial_Small Retail_Existing_Office Equipment_Electric_Server_E6 | F5 | Commercial | Small Retail | Existing | Office Equipment | Electric | Server | E6 | RIM BC Ratio | 0 | 0 | 0 | 0 | 0 | 0 | 0 | 0 | 0 | 0 | 0 | 0 | 0 | 0 | 0 | 0 | 0 | 0 | 0 | 0 | 0 | 0 | 0 | 0 | 0 | 0 | 0 | 0 | 0 | 0
F5_Commercial_Small Retail_Existing_Office Equipment_Electric_Server_E7 | F5 | Commercial | Small Retail | Existing | Office Equipment | Electric | Server | E7 | RIM BC Ratio | 0 | 0 | 0 | 0 | 0 | 0 | 0 | 0 | 0 | 0 | 0 | 0 | 0 | 0 | 0 | 0 | 0 | 0 | 0 | 0 | 0 | 0 | 0 | 0 | 0 | 0 | 0 | 0 | 0 | 0
F5_Commercial_Small Retail_Existing_Office Equipment_Electric_Server_E8 | F5 | Commercial | Small Retail | Existing | Office Equipment | Electric | Server | E8 | RIM BC Ratio | 0 | 0 | 0 | 0 | 0 | 0 | 0 | 0 | 0 | 0 | 0 | 0 | 0 | 0 | 0 | 0 | 0 | 0 | 0 | 0 | 0 | 0 | 0 | 0 | 0 | 0 | 0 | 0 | 0 | 0
F5_Commercial_Small Retail_Existing_Office Equipment_Electric_Server_E9 | F5 | Commercial | Small Retail | Existing | Office Equipment | Electric | Server | E9 | RIM BC Ratio | 0 | 0 | 0 | 0 | 0 | 0 | 0 | 0 | 0 | 0 | 0 | 0 | 0 | 0 | 0 | 0 | 0 | 0 | 0 | 0 | 0 | 0 | 0 | 0 | 0 | 0 | 0 | 0 | 0 | 0
F5_Commercial_Small Retail_Existing_Office Equipment_Electric_Server_E10 | F5 | Commercial | Small Retail | Existing | Office Equipment | Electric | Server | E10 | RIM BC Ratio | 0 | 0 | 0 | 0 | 0 | 0 | 0 | 0 | 0 | 0 | 0 | 0 | 0 | 0 | 0 | 0 | 0 | 0 | 0 | 0 | 0 | 0 | 0 | 0 | 0 | 0 | 0 | 0 | 0 | 0
F0_Commercial_Small Retail_Existing_Office Equipment_Electric_Monitor_E0 | F0 | Commercial | Small Retail | Existing | Office Equipment | Electric | Monitor | E0 | Economic Unit | 0 | 0 | 0 | 0 | 0 | 0 | 0 | 0 | 0 | 0 | 0 | 0 | 0 | 0 | 0 | 0 | 0 | 0 | 0 | 0 | 0 | 0 | 0 | 0 | 0 | 0 | 0 | 0 | 0 | 0
F1_Commercial_Small Retail_Existing_Office Equipment_Electric_Monitor_E1 | F1 | Commercial | Small Retail | Existing | Office Equipment | Electric | Monitor | E1 | CCE | 0 | 0 | 0 | 0 | 0 | 0 | 0 | 0 | 0 | 0 | 0 | 0 | 0 | 0 | 0 | 0 | 0 | 0 | 0 | 0 | 0 | 0 | 0 | 0 | 0 | 0 | 0 | 0 | 0 | 0
F1_Commercial_Small Retail_Existing_Office Equipment_Electric_Monitor_E2 | F1 | Commercial | Small Retail | Existing | Office Equipment | Electric | Monitor | E2 | CCE | 0 | 0 | 0 | 0 | 0 | 0 | 0 | 0 | 0 | 0 | 0 | 0 | 0 | 0 | 0 | 0 | 0 | 0 | 0 | 0 | 0 | 0 | 0 | 0 | 0 | 0 | 0 | 0 | 0 | 0
F1_Commercial_Small Retail_Existing_Office Equipment_Electric_Monitor_E3 | F1 | Commercial | Small Retail | Existing | Office Equipment | Electric | Monitor | E3 | CCE | 0 | 0 | 0 | 0 | 0 | 0 | 0 | 0 | 0 | 0 | 0 | 0 | 0 | 0 | 0 | 0 | 0 | 0 | 0 | 0 | 0 | 0 | 0 | 0 | 0 | 0 | 0 | 0 | 0 | 0
F1_Commercial_Small Retail_Existing_Office Equipment_Electric_Monitor_E4 | F1 | Commercial | Small Retail | Existing | Office Equipment | Electric | Monitor | E4 | CCE | 0 | 0 | 0 | 0 | 0 | 0 | 0 | 0 | 0 | 0 | 0 | 0 | 0 | 0 | 0 | 0 | 0 | 0 | 0 | 0 | 0 | 0 | 0 | 0 | 0 | 0 | 0 | 0 | 0 | 0
F1_Commercial_Small Retail_Existing_Office Equipment_Electric_Monitor_E5 | F1 | Commercial | Small Retail | Existing | Office Equipment | Electric | Monitor | E5 | CCE | 0 | 0 | 0 | 0 | 0 | 0 | 0 | 0 | 0 | 0 | 0 | 0 | 0 | 0 | 0 | 0 | 0 | 0 | 0 | 0 | 0 | 0 | 0 | 0 | 0 | 0 | 0 | 0 | 0 | 0
F1_Commercial_Small Retail_Existing_Office Equipment_Electric_Monitor_E6 | F1 | Commercial | Small Retail | Existing | Office Equipment | Electric | Monitor | E6 | CCE | 0 | 0 | 0 | 0 | 0 | 0 | 0 | 0 | 0 | 0 | 0 | 0 | 0 | 0 | 0 | 0 | 0 | 0 | 0 | 0 | 0 | 0 | 0 | 0 | 0 | 0 | 0 | 0 | 0 | 0
F1_Commercial_Small Retail_Existing_Office Equipment_Electric_Monitor_E7 | F1 | Commercial | Small Retail | Existing | Office Equipment | Electric | Monitor | E7 | CCE | 0 | 0 | 0 | 0 | 0 | 0 | 0 | 0 | 0 | 0 | 0 | 0 | 0 | 0 | 0 | 0 | 0 | 0 | 0 | 0 | 0 | 0 | 0 | 0 | 0 | 0 | 0 | 0 | 0 | 0
F1_Commercial_Small Retail_Existing_Office Equipment_Electric_Monitor_E8 | F1 | Commercial | Small Retail | Existing | Office Equipment | Electric | Monitor | E8 | CCE | 0 | 0 | 0 | 0 | 0 | 0 | 0 | 0 | 0 | 0 | 0 | 0 | 0 | 0 | 0 | 0 | 0 | 0 | 0 | 0 | 0 | 0 | 0 | 0 | 0 | 0 | 0 | 0 | 0 | 0
F1_Commercial_Small Retail_Existing_Office Equipment_Electric_Monitor_E9 | F1 | Commercial | Small Retail | Existing | Office Equipment | Electric | Monitor | E9 | CCE | 0 | 0 | 0 | 0 | 0 | 0 | 0 | 0 | 0 | 0 | 0 | 0 | 0 | 0 | 0 | 0 | 0 | 0 | 0 | 0 | 0 | 0 | 0 | 0 | 0 | 0 | 0 | 0 | 0 | 0
F1_Commercial_Small Retail_Existing_Office Equipment_Electric_Monitor_E10 | F1 | Commercial | Small Retail | Existing | Office Equipment | Electric | Monitor | E10 | CCE | 0 | 0 | 0 | 0 | 0 | 0 | 0 | 0 | 0 | 0 | 0 | 0 | 0 | 0 | 0 | 0 | 0 | 0 | 0 | 0 | 0 | 0 | 0 | 0 | 0 | 0 | 0 | 0 | 0 | 0
F2_Commercial_Small Retail_Existing_Office Equipment_Electric_Monitor_E1 | F2 | Commercial | Small Retail | Existing | Office Equipment | Electric | Monitor | E1 | TRC BC Ratio | 0 | 0 | 0 | 0 | 0 | 0 | 0 | 0 | 0 | 0 | 0 | 0 | 0 | 0 | 0 | 0 | 0 | 0 | 0 | 0 | 0 | 0 | 0 | 0 | 0 | 0 | 0 | 0 | 0 | 0
F2_Commercial_Small Retail_Existing_Office Equipment_Electric_Monitor_E2 | F2 | Commercial | Small Retail | Existing | Office Equipment | Electric | Monitor | E2 | TRC BC Ratio | 0 | 0 | 0 | 0 | 0 | 0 | 0 | 0 | 0 | 0 | 0 | 0 | 0 | 0 | 0 | 0 | 0 | 0 | 0 | 0 | 0 | 0 | 0 | 0 | 0 | 0 | 0 | 0 | 0 | 0
F2_Commercial_Small Retail_Existing_Office Equipment_Electric_Monitor_E3 | F2 | Commercial | Small Retail | Existing | Office Equipment | Electric | Monitor | E3 | TRC BC Ratio | 0 | 0 | 0 | 0 | 0 | 0 | 0 | 0 | 0 | 0 | 0 | 0 | 0 | 0 | 0 | 0 | 0 | 0 | 0 | 0 | 0 | 0 | 0 | 0 | 0 | 0 | 0 | 0 | 0 | 0
F2_Commercial_Small Retail_Existing_Office Equipment_Electric_Monitor_E4 | F2 | Commercial | Small Retail | Existing | Office Equipment | Electric | Monitor | E4 | TRC BC Ratio | 0 | 0 | 0 | 0 | 0 | 0 | 0 | 0 | 0 | 0 | 0 | 0 | 0 | 0 | 0 | 0 | 0 | 0 | 0 | 0 | 0 | 0 | 0 | 0 | 0 | 0 | 0 | 0 | 0 | 0
F2_Commercial_Small Retail_Existing_Office Equipment_Electric_Monitor_E5 | F2 | Commercial | Small Retail | Existing | Office Equipment | Electric | Monitor | E5 | TRC BC Ratio | 0 | 0 | 0 | 0 | 0 | 0 | 0 | 0 | 0 | 0 | 0 | 0 | 0 | 0 | 0 | 0 | 0 | 0 | 0 | 0 | 0 | 0 | 0 | 0 | 0 | 0 | 0 | 0 | 0 | 0
F2_Commercial_Small Retail_Existing_Office Equipment_Electric_Monitor_E6 | F2 | Commercial | Small Retail | Existing | Office Equipment | Electric | Monitor | E6 | TRC BC Ratio | 0 | 0 | 0 | 0 | 0 | 0 | 0 | 0 | 0 | 0 | 0 | 0 | 0 | 0 | 0 | 0 | 0 | 0 | 0 | 0 | 0 | 0 | 0 | 0 | 0 | 0 | 0 | 0 | 0 | 0
F2_Commercial_Small Retail_Existing_Office Equipment_Electric_Monitor_E7 | F2 | Commercial | Small Retail | Existing | Office Equipment | Electric | Monitor | E7 | TRC BC Ratio | 0 | 0 | 0 | 0 | 0 | 0 | 0 | 0 | 0 | 0 | 0 | 0 | 0 | 0 | 0 | 0 | 0 | 0 | 0 | 0 | 0 | 0 | 0 | 0 | 0 | 0 | 0 | 0 | 0 | 0
F2_Commercial_Small Retail_Existing_Office Equipment_Electric_Monitor_E8 | F2 | Commercial | Small Retail | Existing | Office Equipment | Electric | Monitor | E8 | TRC BC Ratio | 0 | 0 | 0 | 0 | 0 | 0 | 0 | 0 | 0 | 0 | 0 | 0 | 0 | 0 | 0 | 0 | 0 | 0 | 0 | 0 | 0 | 0 | 0 | 0 | 0 | 0 | 0 | 0 | 0 | 0
F2_Commercial_Small Retail_Existing_Office Equipment_Electric_Monitor_E9 | F2 | Commercial | Small Retail | Existing | Office Equipment | Electric | Monitor | E9 | TRC BC Ratio | 0 | 0 | 0 | 0 | 0 | 0 | 0 | 0 | 0 | 0 | 0 | 0 | 0 | 0 | 0 | 0 | 0 | 0 | 0 | 0 | 0 | 0 | 0 | 0 | 0 | 0 | 0 | 0 | 0 | 0
F2_Commercial_Small Retail_Existing_Office Equipment_Electric_Monitor_E10 | F2 | Commercial | Small Retail | Existing | Office Equipment | Electric | Monitor | E10 | TRC BC Ratio | 0 | 0 | 0 | 0 | 0 | 0 | 0 | 0 | 0 | 0 | 0 | 0 | 0 | 0 | 0 | 0 | 0 | 0 | 0 | 0 | 0 | 0 | 0 | 0 | 0 | 0 | 0 | 0 | 0 | 0
F3_Commercial_Small Retail_Existing_Office Equipment_Electric_Monitor_E1 | F3 | Commercial | Small Retail | Existing | Office Equipment | Electric | Monitor | E1 | PACT BC Ratio | 0 | 0 | 0 | 0 | 0 | 0 | 0 | 0 | 0 | 0 | 0 | 0 | 0 | 0 | 0 | 0 | 0 | 0 | 0 | 0 | 0 | 0 | 0 | 0 | 0 | 0 | 0 | 0 | 0 | 0
F3_Commercial_Small Retail_Existing_Office Equipment_Electric_Monitor_E2 | F3 | Commercial | Small Retail | Existing | Office Equipment | Electric | Monitor | E2 | PACT BC Ratio | 0 | 0 | 0 | 0 | 0 | 0 | 0 | 0 | 0 | 0 | 0 | 0 | 0 | 0 | 0 | 0 | 0 | 0 | 0 | 0 | 0 | 0 | 0 | 0 | 0 | 0 | 0 | 0 | 0 | 0
F3_Commercial_Small Retail_Existing_Office Equipment_Electric_Monitor_E3 | F3 | Commercial | Small Retail | Existing | Office Equipment | Electric | Monitor | E3 | PACT BC Ratio | 0 | 0 | 0 | 0 | 0 | 0 | 0 | 0 | 0 | 0 | 0 | 0 | 0 | 0 | 0 | 0 | 0 | 0 | 0 | 0 | 0 | 0 | 0 | 0 | 0 | 0 | 0 | 0 | 0 | 0
F3_Commercial_Small Retail_Existing_Office Equipment_Electric_Monitor_E4 | F3 | Commercial | Small Retail | Existing | Office Equipment | Electric | Monitor | E4 | PACT BC Ratio | 0 | 0 | 0 | 0 | 0 | 0 | 0 | 0 | 0 | 0 | 0 | 0 | 0 | 0 | 0 | 0 | 0 | 0 | 0 | 0 | 0 | 0 | 0 | 0 | 0 | 0 | 0 | 0 | 0 | 0
F3_Commercial_Small Retail_Existing_Office Equipment_Electric_Monitor_E5 | F3 | Commercial | Small Retail | Existing | Office Equipment | Electric | Monitor | E5 | PACT BC Ratio | 0 | 0 | 0 | 0 | 0 | 0 | 0 | 0 | 0 | 0 | 0 | 0 | 0 | 0 | 0 | 0 | 0 | 0 | 0 | 0 | 0 | 0 | 0 | 0 | 0 | 0 | 0 | 0 | 0 | 0
F3_Commercial_Small Retail_Existing_Office Equipment_Electric_Monitor_E6 | F3 | Commercial | Small Retail | Existing | Office Equipment | Electric | Monitor | E6 | PACT BC Ratio | 0 | 0 | 0 | 0 | 0 | 0 | 0 | 0 | 0 | 0 | 0 | 0 | 0 | 0 | 0 | 0 | 0 | 0 | 0 | 0 | 0 | 0 | 0 | 0 | 0 | 0 | 0 | 0 | 0 | 0
F3_Commercial_Small Retail_Existing_Office Equipment_Electric_Monitor_E7 | F3 | Commercial | Small Retail | Existing | Office Equipment | Electric | Monitor | E7 | PACT BC Ratio | 0 | 0 | 0 | 0 | 0 | 0 | 0 | 0 | 0 | 0 | 0 | 0 | 0 | 0 | 0 | 0 | 0 | 0 | 0 | 0 | 0 | 0 | 0 | 0 | 0 | 0 | 0 | 0 | 0 | 0
F3_Commercial_Small Retail_Existing_Office Equipment_Electric_Monitor_E8 | F3 | Commercial | Small Retail | Existing | Office Equipment | Electric | Monitor | E8 | PACT BC Ratio | 0 | 0 | 0 | 0 | 0 | 0 | 0 | 0 | 0 | 0 | 0 | 0 | 0 | 0 | 0 | 0 | 0 | 0 | 0 | 0 | 0 | 0 | 0 | 0 | 0 | 0 | 0 | 0 | 0 | 0
F3_Commercial_Small Retail_Existing_Office Equipment_Electric_Monitor_E9 | F3 | Commercial | Small Retail | Existing | Office Equipment | Electric | Monitor | E9 | PACT BC Ratio | 0 | 0 | 0 | 0 | 0 | 0 | 0 | 0 | 0 | 0 | 0 | 0 | 0 | 0 | 0 | 0 | 0 | 0 | 0 | 0 | 0 | 0 | 0 | 0 | 0 | 0 | 0 | 0 | 0 | 0
F3_Commercial_Small Retail_Existing_Office Equipment_Electric_Monitor_E10 | F3 | Commercial | Small Retail | Existing | Office Equipment | Electric | Monitor | E10 | PACT BC Ratio | 0 | 0 | 0 | 0 | 0 | 0 | 0 | 0 | 0 | 0 | 0 | 0 | 0 | 0 | 0 | 0 | 0 | 0 | 0 | 0 | 0 | 0 | 0 | 0 | 0 | 0 | 0 | 0 | 0 | 0
F4_Commercial_Small Retail_Existing_Office Equipment_Electric_Monitor_E1 | F4 | Commercial | Small Retail | Existing | Office Equipment | Electric | Monitor | E1 | RVT BC Ratio | 0 | 0 | 0 | 0 | 0 | 0 | 0 | 0 | 0 | 0 | 0 | 0 | 0 | 0 | 0 | 0 | 0 | 0 | 0 | 0 | 0 | 0 | 0 | 0 | 0 | 0 | 0 | 0 | 0 | 0
F4_Commercial_Small Retail_Existing_Office Equipment_Electric_Monitor_E2 | F4 | Commercial | Small Retail | Existing | Office Equipment | Electric | Monitor | E2 | RVT BC Ratio | 0 | 0 | 0 | 0 | 0 | 0 | 0 | 0 | 0 | 0 | 0 | 0 | 0 | 0 | 0 | 0 | 0 | 0 | 0 | 0 | 0 | 0 | 0 | 0 | 0 | 0 | 0 | 0 | 0 | 0
F4_Commercial_Small Retail_Existing_Office Equipment_Electric_Monitor_E3 | F4 | Commercial | Small Retail | Existing | Office Equipment | Electric | Monitor | E3 | RVT BC Ratio | 0 | 0 | 0 | 0 | 0 | 0 | 0 | 0 | 0 | 0 | 0 | 0 | 0 | 0 | 0 | 0 | 0 | 0 | 0 | 0 | 0 | 0 | 0 | 0 | 0 | 0 | 0 | 0 | 0 | 0
F4_Commercial_Small Retail_Existing_Office Equipment_Electric_Monitor_E4 | F4 | Commercial | Small Retail | Existing | Office Equipment | Electric | Monitor | E4 | RVT BC Ratio | 0 | 0 | 0 | 0 | 0 | 0 | 0 | 0 | 0 | 0 | 0 | 0 | 0 | 0 | 0 | 0 | 0 | 0 | 0 | 0 | 0 | 0 | 0 | 0 | 0 | 0 | 0 | 0 | 0 | 0
F4_Commercial_Small Retail_Existing_Office Equipment_Electric_Monitor_E5 | F4 | Commercial | Small Retail | Existing | Office Equipment | Electric | Monitor | E5 | RVT BC Ratio | 0 | 0 | 0 | 0 | 0 | 0 | 0 | 0 | 0 | 0 | 0 | 0 | 0 | 0 | 0 | 0 | 0 | 0 | 0 | 0 | 0 | 0 | 0 | 0 | 0 | 0 | 0 | 0 | 0 | 0
F4_Commercial_Small Retail_Existing_Office Equipment_Electric_Monitor_E6 | F4 | Commercial | Small Retail | Existing | Office Equipment | Electric | Monitor | E6 | RVT BC Ratio | 0 | 0 | 0 | 0 | 0 | 0 | 0 | 0 | 0 | 0 | 0 | 0 | 0 | 0 | 0 | 0 | 0 | 0 | 0 | 0 | 0 | 0 | 0 | 0 | 0 | 0 | 0 | 0 | 0 | 0
F4_Commercial_Small Retail_Existing_Office Equipment_Electric_Monitor_E7 | F4 | Commercial | Small Retail | Existing | Office Equipment | Electric | Monitor | E7 | RVT BC Ratio | 0 | 0 | 0 | 0 | 0 | 0 | 0 | 0 | 0 | 0 | 0 | 0 | 0 | 0 | 0 | 0 | 0 | 0 | 0 | 0 | 0 | 0 | 0 | 0 | 0 | 0 | 0 | 0 | 0 | 0
F4_Commercial_Small Retail_Existing_Office Equipment_Electric_Monitor_E8 | F4 | Commercial | Small Retail | Existing | Office Equipment | Electric | Monitor | E8 | RVT BC Ratio | 0 | 0 | 0 | 0 | 0 | 0 | 0 | 0 | 0 | 0 | 0 | 0 | 0 | 0 | 0 | 0 | 0 | 0 | 0 | 0 | 0 | 0 | 0 | 0 | 0 | 0 | 0 | 0 | 0 | 0
F4_Commercial_Small Retail_Existing_Office Equipment_Electric_Monitor_E9 | F4 | Commercial | Small Retail | Existing | Office Equipment | Electric | Monitor | E9 | RVT BC Ratio | 0 | 0 | 0 | 0 | 0 | 0 | 0 | 0 | 0 | 0 | 0 | 0 | 0 | 0 | 0 | 0 | 0 | 0 | 0 | 0 | 0 | 0 | 0 | 0 | 0 | 0 | 0 | 0 | 0 | 0
F4_Commercial_Small Retail_Existing_Office Equipment_Electric_Monitor_E10 | F4 | Commercial | Small Retail | Existing | Office Equipment | Electric | Monitor | E10 | RVT BC Ratio | 0 | 0 | 0 | 0 | 0 | 0 | 0 | 0 | 0 | 0 | 0 | 0 | 0 | 0 | 0 | 0 | 0 | 0 | 0 | 0 | 0 | 0 | 0 | 0 | 0 | 0 | 0 | 0 | 0 | 0
F5_Commercial_Small Retail_Existing_Office Equipment_Electric_Monitor_E1 | F5 | Commercial | Small Retail | Existing | Office Equipment | Electric | Monitor | E1 | RIM BC Ratio | 0 | 0 | 0 | 0 | 0 | 0 | 0 | 0 | 0 | 0 | 0 | 0 | 0 | 0 | 0 | 0 | 0 | 0 | 0 | 0 | 0 | 0 | 0 | 0 | 0 | 0 | 0 | 0 | 0 | 0
F5_Commercial_Small Retail_Existing_Office Equipment_Electric_Monitor_E2 | F5 | Commercial | Small Retail | Existing | Office Equipment | Electric | Monitor | E2 | RIM BC Ratio | 0 | 0 | 0 | 0 | 0 | 0 | 0 | 0 | 0 | 0 | 0 | 0 | 0 | 0 | 0 | 0 | 0 | 0 | 0 | 0 | 0 | 0 | 0 | 0 | 0 | 0 | 0 | 0 | 0 | 0
F5_Commercial_Small Retail_Existing_Office Equipment_Electric_Monitor_E3 | F5 | Commercial | Small Retail | Existing | Office Equipment | Electric | Monitor | E3 | RIM BC Ratio | 0 | 0 | 0 | 0 | 0 | 0 | 0 | 0 | 0 | 0 | 0 | 0 | 0 | 0 | 0 | 0 | 0 | 0 | 0 | 0 | 0 | 0 | 0 | 0 | 0 | 0 | 0 | 0 | 0 | 0
F5_Commercial_Small Retail_Existing_Office Equipment_Electric_Monitor_E4 | F5 | Commercial | Small Retail | Existing | Office Equipment | Electric | Monitor | E4 | RIM BC Ratio | 0 | 0 | 0 | 0 | 0 | 0 | 0 | 0 | 0 | 0 | 0 | 0 | 0 | 0 | 0 | 0 | 0 | 0 | 0 | 0 | 0 | 0 | 0 | 0 | 0 | 0 | 0 | 0 | 0 | 0
F5_Commercial_Small Retail_Existing_Office Equipment_Electric_Monitor_E5 | F5 | Commercial | Small Retail | Existing | Office Equipment | Electric | Monitor | E5 | RIM BC Ratio | 0 | 0 | 0 | 0 | 0 | 0 | 0 | 0 | 0 | 0 | 0 | 0 | 0 | 0 | 0 | 0 | 0 | 0 | 0 | 0 | 0 | 0 | 0 | 0 | 0 | 0 | 0 | 0 | 0 | 0
F5_Commercial_Small Retail_Existing_Office Equipment_Electric_Monitor_E6 | F5 | Commercial | Small Retail | Existing | Office Equipment | Electric | Monitor | E6 | RIM BC Ratio | 0 | 0 | 0 | 0 | 0 | 0 | 0 | 0 | 0 | 0 | 0 | 0 | 0 | 0 | 0 | 0 | 0 | 0 | 0 | 0 | 0 | 0 | 0 | 0 | 0 | 0 | 0 | 0 | 0 | 0
F5_Commercial_Small Retail_Existing_Office Equipment_Electric_Monitor_E7 | F5 | Commercial | Small Retail | Existing | Office Equipment | Electric | Monitor | E7 | RIM BC Ratio | 0 | 0 | 0 | 0 | 0 | 0 | 0 | 0 | 0 | 0 | 0 | 0 | 0 | 0 | 0 | 0 | 0 | 0 | 0 | 0 | 0 | 0 | 0 | 0 | 0 | 0 | 0 | 0 | 0 | 0
F5_Commercial_Small Retail_Existing_Office Equipment_Electric_Monitor_E8 | F5 | Commercial | Small Retail | Existing | Office Equipment | Electric | Monitor | E8 | RIM BC Ratio | 0 | 0 | 0 | 0 | 0 | 0 | 0 | 0 | 0 | 0 | 0 | 0 | 0 | 0 | 0 | 0 | 0 | 0 | 0 | 0 | 0 | 0 | 0 | 0 | 0 | 0 | 0 | 0 | 0 | 0
F5_Commercial_Small Retail_Existing_Office Equipment_Electric_Monitor_E9 | F5 | Commercial | Small Retail | Existing | Office Equipment | Electric | Monitor | E9 | RIM BC Ratio | 0 | 0 | 0 | 0 | 0 | 0 | 0 | 0 | 0 | 0 | 0 | 0 | 0 | 0 | 0 | 0 | 0 | 0 | 0 | 0 | 0 | 0 | 0 | 0 | 0 | 0 | 0 | 0 | 0 | 0
F5_Commercial_Small Retail_Existing_Office Equipment_Electric_Monitor_E10 | F5 | Commercial | Small Retail | Existing | Office Equipment | Electric | Monitor | E10 | RIM BC Ratio | 0 | 0 | 0 | 0 | 0 | 0 | 0 | 0 | 0 | 0 | 0 | 0 | 0 | 0 | 0 | 0 | 0 | 0 | 0 | 0 | 0 | 0 | 0 | 0 | 0 | 0 | 0 | 0 | 0 | 0
F0_Commercial_Small Retail_Existing_Office Equipment_Electric_Printer/Copier/Fax_E0 | F0 | Commercial | Small Retail | Existing | Office Equipment | Electric | Printer/Copier/Fax | E0 | Economic Unit | 0 | 0 | 0 | 0 | 0 | 0 | 0 | 0 | 0 | 0 | 0 | 0 | 0 | 0 | 0 | 0 | 0 | 0 | 0 | 0 | 0 | 0 | 0 | 0 | 0 | 0 | 0 | 0 | 0 | 0
F1_Commercial_Small Retail_Existing_Office Equipment_Electric_Printer/Copier/Fax_E1 | F1 | Commercial | Small Retail | Existing | Office Equipment | Electric | Printer/Copier/Fax | E1 | CCE | 0 | 0 | 0 | 0 | 0 | 0 | 0 | 0 | 0 | 0 | 0 | 0 | 0 | 0 | 0 | 0 | 0 | 0 | 0 | 0 | 0 | 0 | 0 | 0 | 0 | 0 | 0 | 0 | 0 | 0
F1_Commercial_Small Retail_Existing_Office Equipment_Electric_Printer/Copier/Fax_E2 | F1 | Commercial | Small Retail | Existing | Office Equipment | Electric | Printer/Copier/Fax | E2 | CCE | 0 | 0 | 0 | 0 | 0 | 0 | 0 | 0 | 0 | 0 | 0 | 0 | 0 | 0 | 0 | 0 | 0 | 0 | 0 | 0 | 0 | 0 | 0 | 0 | 0 | 0 | 0 | 0 | 0 | 0
F1_Commercial_Small Retail_Existing_Office Equipment_Electric_Printer/Copier/Fax_E3 | F1 | Commercial | Small Retail | Existing | Office Equipment | Electric | Printer/Copier/Fax | E3 | CCE | 0 | 0 | 0 | 0 | 0 | 0 | 0 | 0 | 0 | 0 | 0 | 0 | 0 | 0 | 0 | 0 | 0 | 0 | 0 | 0 | 0 | 0 | 0 | 0 | 0 | 0 | 0 | 0 | 0 | 0
F1_Commercial_Small Retail_Existing_Office Equipment_Electric_Printer/Copier/Fax_E4 | F1 | Commercial | Small Retail | Existing | Office Equipment | Electric | Printer/Copier/Fax | E4 | CCE | 0 | 0 | 0 | 0 | 0 | 0 | 0 | 0 | 0 | 0 | 0 | 0 | 0 | 0 | 0 | 0 | 0 | 0 | 0 | 0 | 0 | 0 | 0 | 0 | 0 | 0 | 0 | 0 | 0 | 0
F1_Commercial_Small Retail_Existing_Office Equipment_Electric_Printer/Copier/Fax_E5 | F1 | Commercial | Small Retail | Existing | Office Equipment | Electric | Printer/Copier/Fax | E5 | CCE | 0 | 0 | 0 | 0 | 0 | 0 | 0 | 0 | 0 | 0 | 0 | 0 | 0 | 0 | 0 | 0 | 0 | 0 | 0 | 0 | 0 | 0 | 0 | 0 | 0 | 0 | 0 | 0 | 0 | 0
F1_Commercial_Small Retail_Existing_Office Equipment_Electric_Printer/Copier/Fax_E6 | F1 | Commercial | Small Retail | Existing | Office Equipment | Electric | Printer/Copier/Fax | E6 | CCE | 0 | 0 | 0 | 0 | 0 | 0 | 0 | 0 | 0 | 0 | 0 | 0 | 0 | 0 | 0 | 0 | 0 | 0 | 0 | 0 | 0 | 0 | 0 | 0 | 0 | 0 | 0 | 0 | 0 | 0
F1_Commercial_Small Retail_Existing_Office Equipment_Electric_Printer/Copier/Fax_E7 | F1 | Commercial | Small Retail | Existing | Office Equipment | Electric | Printer/Copier/Fax | E7 | CCE | 0 | 0 | 0 | 0 | 0 | 0 | 0 | 0 | 0 | 0 | 0 | 0 | 0 | 0 | 0 | 0 | 0 | 0 | 0 | 0 | 0 | 0 | 0 | 0 | 0 | 0 | 0 | 0 | 0 | 0
F1_Commercial_Small Retail_Existing_Office Equipment_Electric_Printer/Copier/Fax_E8 | F1 | Commercial | Small Retail | Existing | Office Equipment | Electric | Printer/Copier/Fax | E8 | CCE | 0 | 0 | 0 | 0 | 0 | 0 | 0 | 0 | 0 | 0 | 0 | 0 | 0 | 0 | 0 | 0 | 0 | 0 | 0 | 0 | 0 | 0 | 0 | 0 | 0 | 0 | 0 | 0 | 0 | 0
F1_Commercial_Small Retail_Existing_Office Equipment_Electric_Printer/Copier/Fax_E9 | F1 | Commercial | Small Retail | Existing | Office Equipment | Electric | Printer/Copier/Fax | E9 | CCE | 0 | 0 | 0 | 0 | 0 | 0 | 0 | 0 | 0 | 0 | 0 | 0 | 0 | 0 | 0 | 0 | 0 | 0 | 0 | 0 | 0 | 0 | 0 | 0 | 0 | 0 | 0 | 0 | 0 | 0
F1_Commercial_Small Retail_Existing_Office Equipment_Electric_Printer/Copier/Fax_E10 | F1 | Commercial | Small Retail | Existing | Office Equipment | Electric | Printer/Copier/Fax | E10 | CCE | 0 | 0 | 0 | 0 | 0 | 0 | 0 | 0 | 0 | 0 | 0 | 0 | 0 | 0 | 0 | 0 | 0 | 0 | 0 | 0 | 0 | 0 | 0 | 0 | 0 | 0 | 0 | 0 | 0 | 0
F2_Commercial_Small Retail_Existing_Office Equipment_Electric_Printer/Copier/Fax_E1 | F2 | Commercial | Small Retail | Existing | Office Equipment | Electric | Printer/Copier/Fax | E1 | TRC BC Ratio | 0 | 0 | 0 | 0 | 0 | 0 | 0 | 0 | 0 | 0 | 0 | 0 | 0 | 0 | 0 | 0 | 0 | 0 | 0 | 0 | 0 | 0 | 0 | 0 | 0 | 0 | 0 | 0 | 0 | 0
F2_Commercial_Small Retail_Existing_Office Equipment_Electric_Printer/Copier/Fax_E2 | F2 | Commercial | Small Retail | Existing | Office Equipment | Electric | Printer/Copier/Fax | E2 | TRC BC Ratio | 0 | 0 | 0 | 0 | 0 | 0 | 0 | 0 | 0 | 0 | 0 | 0 | 0 | 0 | 0 | 0 | 0 | 0 | 0 | 0 | 0 | 0 | 0 | 0 | 0 | 0 | 0 | 0 | 0 | 0
F2_Commercial_Small Retail_Existing_Office Equipment_Electric_Printer/Copier/Fax_E3 | F2 | Commercial | Small Retail | Existing | Office Equipment | Electric | Printer/Copier/Fax | E3 | TRC BC Ratio | 0 | 0 | 0 | 0 | 0 | 0 | 0 | 0 | 0 | 0 | 0 | 0 | 0 | 0 | 0 | 0 | 0 | 0 | 0 | 0 | 0 | 0 | 0 | 0 | 0 | 0 | 0 | 0 | 0 | 0
F2_Commercial_Small Retail_Existing_Office Equipment_Electric_Printer/Copier/Fax_E4 | F2 | Commercial | Small Retail | Existing | Office Equipment | Electric | Printer/Copier/Fax | E4 | TRC BC Ratio | 0 | 0 | 0 | 0 | 0 | 0 | 0 | 0 | 0 | 0 | 0 | 0 | 0 | 0 | 0 | 0 | 0 | 0 | 0 | 0 | 0 | 0 | 0 | 0 | 0 | 0 | 0 | 0 | 0 | 0
F2_Commercial_Small Retail_Existing_Office Equipment_Electric_Printer/Copier/Fax_E5 | F2 | Commercial | Small Retail | Existing | Office Equipment | Electric | Printer/Copier/Fax | E5 | TRC BC Ratio | 0 | 0 | 0 | 0 | 0 | 0 | 0 | 0 | 0 | 0 | 0 | 0 | 0 | 0 | 0 | 0 | 0 | 0 | 0 | 0 | 0 | 0 | 0 | 0 | 0 | 0 | 0 | 0 | 0 | 0
F2_Commercial_Small Retail_Existing_Office Equipment_Electric_Printer/Copier/Fax_E6 | F2 | Commercial | Small Retail | Existing | Office Equipment | Electric | Printer/Copier/Fax | E6 | TRC BC Ratio | 0 | 0 | 0 | 0 | 0 | 0 | 0 | 0 | 0 | 0 | 0 | 0 | 0 | 0 | 0 | 0 | 0 | 0 | 0 | 0 | 0 | 0 | 0 | 0 | 0 | 0 | 0 | 0 | 0 | 0
F2_Commercial_Small Retail_Existing_Office Equipment_Electric_Printer/Copier/Fax_E7 | F2 | Commercial | Small Retail | Existing | Office Equipment | Electric | Printer/Copier/Fax | E7 | TRC BC Ratio | 0 | 0 | 0 | 0 | 0 | 0 | 0 | 0 | 0 | 0 | 0 | 0 | 0 | 0 | 0 | 0 | 0 | 0 | 0 | 0 | 0 | 0 | 0 | 0 | 0 | 0 | 0 | 0 | 0 | 0
F2_Commercial_Small Retail_Existing_Office Equipment_Electric_Printer/Copier/Fax_E8 | F2 | Commercial | Small Retail | Existing | Office Equipment | Electric | Printer/Copier/Fax | E8 | TRC BC Ratio | 0 | 0 | 0 | 0 | 0 | 0 | 0 | 0 | 0 | 0 | 0 | 0 | 0 | 0 | 0 | 0 | 0 | 0 | 0 | 0 | 0 | 0 | 0 | 0 | 0 | 0 | 0 | 0 | 0 | 0
F2_Commercial_Small Retail_Existing_Office Equipment_Electric_Printer/Copier/Fax_E9 | F2 | Commercial | Small Retail | Existing | Office Equipment | Electric | Printer/Copier/Fax | E9 | TRC BC Ratio | 0 | 0 | 0 | 0 | 0 | 0 | 0 | 0 | 0 | 0 | 0 | 0 | 0 | 0 | 0 | 0 | 0 | 0 | 0 | 0 | 0 | 0 | 0 | 0 | 0 | 0 | 0 | 0 | 0 | 0
F2_Commercial_Small Retail_Existing_Office Equipment_Electric_Printer/Copier/Fax_E10 | F2 | Commercial | Small Retail | Existing | Office Equipment | Electric | Printer/Copier/Fax | E10 | TRC BC Ratio | 0 | 0 | 0 | 0 | 0 | 0 | 0 | 0 | 0 | 0 | 0 | 0 | 0 | 0 | 0 | 0 | 0 | 0 | 0 | 0 | 0 | 0 | 0 | 0 | 0 | 0 | 0 | 0 | 0 | 0
F3_Commercial_Small Retail_Existing_Office Equipment_Electric_Printer/Copier/Fax_E1 | F3 | Commercial | Small Retail | Existing | Office Equipment | Electric | Printer/Copier/Fax | E1 | PACT BC Ratio | 0 | 0 | 0 | 0 | 0 | 0 | 0 | 0 | 0 | 0 | 0 | 0 | 0 | 0 | 0 | 0 | 0 | 0 | 0 | 0 | 0 | 0 | 0 | 0 | 0 | 0 | 0 | 0 | 0 | 0
F3_Commercial_Small Retail_Existing_Office Equipment_Electric_Printer/Copier/Fax_E2 | F3 | Commercial | Small Retail | Existing | Office Equipment | Electric | Printer/Copier/Fax | E2 | PACT BC Ratio | 0 | 0 | 0 | 0 | 0 | 0 | 0 | 0 | 0 | 0 | 0 | 0 | 0 | 0 | 0 | 0 | 0 | 0 | 0 | 0 | 0 | 0 | 0 | 0 | 0 | 0 | 0 | 0 | 0 | 0
F3_Commercial_Small Retail_Existing_Office Equipment_Electric_Printer/Copier/Fax_E3 | F3 | Commercial | Small Retail | Existing | Office Equipment | Electric | Printer/Copier/Fax | E3 | PACT BC Ratio | 0 | 0 | 0 | 0 | 0 | 0 | 0 | 0 | 0 | 0 | 0 | 0 | 0 | 0 | 0 | 0 | 0 | 0 | 0 | 0 | 0 | 0 | 0 | 0 | 0 | 0 | 0 | 0 | 0 | 0
F3_Commercial_Small Retail_Existing_Office Equipment_Electric_Printer/Copier/Fax_E4 | F3 | Commercial | Small Retail | Existing | Office Equipment | Electric | Printer/Copier/Fax | E4 | PACT BC Ratio | 0 | 0 | 0 | 0 | 0 | 0 | 0 | 0 | 0 | 0 | 0 | 0 | 0 | 0 | 0 | 0 | 0 | 0 | 0 | 0 | 0 | 0 | 0 | 0 | 0 | 0 | 0 | 0 | 0 | 0
F3_Commercial_Small Retail_Existing_Office Equipment_Electric_Printer/Copier/Fax_E5 | F3 | Commercial | Small Retail | Existing | Office Equipment | Electric | Printer/Copier/Fax | E5 | PACT BC Ratio | 0 | 0 | 0 | 0 | 0 | 0 | 0 | 0 | 0 | 0 | 0 | 0 | 0 | 0 | 0 | 0 | 0 | 0 | 0 | 0 | 0 | 0 | 0 | 0 | 0 | 0 | 0 | 0 | 0 | 0
F3_Commercial_Small Retail_Existing_Office Equipment_Electric_Printer/Copier/Fax_E6 | F3 | Commercial | Small Retail | Existing | Office Equipment | Electric | Printer/Copier/Fax | E6 | PACT BC Ratio | 0 | 0 | 0 | 0 | 0 | 0 | 0 | 0 | 0 | 0 | 0 | 0 | 0 | 0 | 0 | 0 | 0 | 0 | 0 | 0 | 0 | 0 | 0 | 0 | 0 | 0 | 0 | 0 | 0 | 0
F3_Commercial_Small Retail_Existing_Office Equipment_Electric_Printer/Copier/Fax_E7 | F3 | Commercial | Small Retail | Existing | Office Equipment | Electric | Printer/Copier/Fax | E7 | PACT BC Ratio | 0 | 0 | 0 | 0 | 0 | 0 | 0 | 0 | 0 | 0 | 0 | 0 | 0 | 0 | 0 | 0 | 0 | 0 | 0 | 0 | 0 | 0 | 0 | 0 | 0 | 0 | 0 | 0 | 0 | 0
F3_Commercial_Small Retail_Existing_Office Equipment_Electric_Printer/Copier/Fax_E8 | F3 | Commercial | Small Retail | Existing | Office Equipment | Electric | Printer/Copier/Fax | E8 | PACT BC Ratio | 0 | 0 | 0 | 0 | 0 | 0 | 0 | 0 | 0 | 0 | 0 | 0 | 0 | 0 | 0 | 0 | 0 | 0 | 0 | 0 | 0 | 0 | 0 | 0 | 0 | 0 | 0 | 0 | 0 | 0
F3_Commercial_Small Retail_Existing_Office Equipment_Electric_Printer/Copier/Fax_E9 | F3 | Commercial | Small Retail | Existing | Office Equipment | Electric | Printer/Copier/Fax | E9 | PACT BC Ratio | 0 | 0 | 0 | 0 | 0 | 0 | 0 | 0 | 0 | 0 | 0 | 0 | 0 | 0 | 0 | 0 | 0 | 0 | 0 | 0 | 0 | 0 | 0 | 0 | 0 | 0 | 0 | 0 | 0 | 0
F3_Commercial_Small Retail_Existing_Office Equipment_Electric_Printer/Copier/Fax_E10 | F3 | Commercial | Small Retail | Existing | Office Equipment | Electric | Printer/Copier/Fax | E10 | PACT BC Ratio | 0 | 0 | 0 | 0 | 0 | 0 | 0 | 0 | 0 | 0 | 0 | 0 | 0 | 0 | 0 | 0 | 0 | 0 | 0 | 0 | 0 | 0 | 0 | 0 | 0 | 0 | 0 | 0 | 0 | 0
F4_Commercial_Small Retail_Existing_Office Equipment_Electric_Printer/Copier/Fax_E1 | F4 | Commercial | Small Retail | Existing | Office Equipment | Electric | Printer/Copier/Fax | E1 | RVT BC Ratio | 0 | 0 | 0 | 0 | 0 | 0 | 0 | 0 | 0 | 0 | 0 | 0 | 0 | 0 | 0 | 0 | 0 | 0 | 0 | 0 | 0 | 0 | 0 | 0 | 0 | 0 | 0 | 0 | 0 | 0
F4_Commercial_Small Retail_Existing_Office Equipment_Electric_Printer/Copier/Fax_E2 | F4 | Commercial | Small Retail | Existing | Office Equipment | Electric | Printer/Copier/Fax | E2 | RVT BC Ratio | 0 | 0 | 0 | 0 | 0 | 0 | 0 | 0 | 0 | 0 | 0 | 0 | 0 | 0 | 0 | 0 | 0 | 0 | 0 | 0 | 0 | 0 | 0 | 0 | 0 | 0 | 0 | 0 | 0 | 0
F4_Commercial_Small Retail_Existing_Office Equipment_Electric_Printer/Copier/Fax_E3 | F4 | Commercial | Small Retail | Existing | Office Equipment | Electric | Printer/Copier/Fax | E3 | RVT BC Ratio | 0 | 0 | 0 | 0 | 0 | 0 | 0 | 0 | 0 | 0 | 0 | 0 | 0 | 0 | 0 | 0 | 0 | 0 | 0 | 0 | 0 | 0 | 0 | 0 | 0 | 0 | 0 | 0 | 0 | 0
F4_Commercial_Small Retail_Existing_Office Equipment_Electric_Printer/Copier/Fax_E4 | F4 | Commercial | Small Retail | Existing | Office Equipment | Electric | Printer/Copier/Fax | E4 | RVT BC Ratio | 0 | 0 | 0 | 0 | 0 | 0 | 0 | 0 | 0 | 0 | 0 | 0 | 0 | 0 | 0 | 0 | 0 | 0 | 0 | 0 | 0 | 0 | 0 | 0 | 0 | 0 | 0 | 0 | 0 | 0
F4_Commercial_Small Retail_Existing_Office Equipment_Electric_Printer/Copier/Fax_E5 | F4 | Commercial | Small Retail | Existing | Office Equipment | Electric | Printer/Copier/Fax | E5 | RVT BC Ratio | 0 | 0 | 0 | 0 | 0 | 0 | 0 | 0 | 0 | 0 | 0 | 0 | 0 | 0 | 0 | 0 | 0 | 0 | 0 | 0 | 0 | 0 | 0 | 0 | 0 | 0 | 0 | 0 | 0 | 0
F4_Commercial_Small Retail_Existing_Office Equipment_Electric_Printer/Copier/Fax_E6 | F4 | Commercial | Small Retail | Existing | Office Equipment | Electric | Printer/Copier/Fax | E6 | RVT BC Ratio | 0 | 0 | 0 | 0 | 0 | 0 | 0 | 0 | 0 | 0 | 0 | 0 | 0 | 0 | 0 | 0 | 0 | 0 | 0 | 0 | 0 | 0 | 0 | 0 | 0 | 0 | 0 | 0 | 0 | 0
F4_Commercial_Small Retail_Existing_Office Equipment_Electric_Printer/Copier/Fax_E7 | F4 | Commercial | Small Retail | Existing | Office Equipment | Electric | Printer/Copier/Fax | E7 | RVT BC Ratio | 0 | 0 | 0 | 0 | 0 | 0 | 0 | 0 | 0 | 0 | 0 | 0 | 0 | 0 | 0 | 0 | 0 | 0 | 0 | 0 | 0 | 0 | 0 | 0 | 0 | 0 | 0 | 0 | 0 | 0
F4_Commercial_Small Retail_Existing_Office Equipment_Electric_Printer/Copier/Fax_E8 | F4 | Commercial | Small Retail | Existing | Office Equipment | Electric | Printer/Copier/Fax | E8 | RVT BC Ratio | 0 | 0 | 0 | 0 | 0 | 0 | 0 | 0 | 0 | 0 | 0 | 0 | 0 | 0 | 0 | 0 | 0 | 0 | 0 | 0 | 0 | 0 | 0 | 0 | 0 | 0 | 0 | 0 | 0 | 0
F4_Commercial_Small Retail_Existing_Office Equipment_Electric_Printer/Copier/Fax_E9 | F4 | Commercial | Small Retail | Existing | Office Equipment | Electric | Printer/Copier/Fax | E9 | RVT BC Ratio | 0 | 0 | 0 | 0 | 0 | 0 | 0 | 0 | 0 | 0 | 0 | 0 | 0 | 0 | 0 | 0 | 0 | 0 | 0 | 0 | 0 | 0 | 0 | 0 | 0 | 0 | 0 | 0 | 0 | 0
F4_Commercial_Small Retail_Existing_Office Equipment_Electric_Printer/Copier/Fax_E10 | F4 | Commercial | Small Retail | Existing | Office Equipment | Electric | Printer/Copier/Fax | E10 | RVT BC Ratio | 0 | 0 | 0 | 0 | 0 | 0 | 0 | 0 | 0 | 0 | 0 | 0 | 0 | 0 | 0 | 0 | 0 | 0 | 0 | 0 | 0 | 0 | 0 | 0 | 0 | 0 | 0 | 0 | 0 | 0
F5_Commercial_Small Retail_Existing_Office Equipment_Electric_Printer/Copier/Fax_E1 | F5 | Commercial | Small Retail | Existing | Office Equipment | Electric | Printer/Copier/Fax | E1 | RIM BC Ratio | 0 | 0 | 0 | 0 | 0 | 0 | 0 | 0 | 0 | 0 | 0 | 0 | 0 | 0 | 0 | 0 | 0 | 0 | 0 | 0 | 0 | 0 | 0 | 0 | 0 | 0 | 0 | 0 | 0 | 0
F5_Commercial_Small Retail_Existing_Office Equipment_Electric_Printer/Copier/Fax_E2 | F5 | Commercial | Small Retail | Existing | Office Equipment | Electric | Printer/Copier/Fax | E2 | RIM BC Ratio | 0 | 0 | 0 | 0 | 0 | 0 | 0 | 0 | 0 | 0 | 0 | 0 | 0 | 0 | 0 | 0 | 0 | 0 | 0 | 0 | 0 | 0 | 0 | 0 | 0 | 0 | 0 | 0 | 0 | 0
F5_Commercial_Small Retail_Existing_Office Equipment_Electric_Printer/Copier/Fax_E3 | F5 | Commercial | Small Retail | Existing | Office Equipment | Electric | Printer/Copier/Fax | E3 | RIM BC Ratio | 0 | 0 | 0 | 0 | 0 | 0 | 0 | 0 | 0 | 0 | 0 | 0 | 0 | 0 | 0 | 0 | 0 | 0 | 0 | 0 | 0 | 0 | 0 | 0 | 0 | 0 | 0 | 0 | 0 | 0
F5_Commercial_Small Retail_Existing_Office Equipment_Electric_Printer/Copier/Fax_E4 | F5 | Commercial | Small Retail | Existing | Office Equipment | Electric | Printer/Copier/Fax | E4 | RIM BC Ratio | 0 | 0 | 0 | 0 | 0 | 0 | 0 | 0 | 0 | 0 | 0 | 0 | 0 | 0 | 0 | 0 | 0 | 0 | 0 | 0 | 0 | 0 | 0 | 0 | 0 | 0 | 0 | 0 | 0 | 0
F5_Commercial_Small Retail_Existing_Office Equipment_Electric_Printer/Copier/Fax_E5 | F5 | Commercial | Small Retail | Existing | Office Equipment | Electric | Printer/Copier/Fax | E5 | RIM BC Ratio | 0 | 0 | 0 | 0 | 0 | 0 | 0 | 0 | 0 | 0 | 0 | 0 | 0 | 0 | 0 | 0 | 0 | 0 | 0 | 0 | 0 | 0 | 0 | 0 | 0 | 0 | 0 | 0 | 0 | 0
F5_Commercial_Small Retail_Existing_Office Equipment_Electric_Printer/Copier/Fax_E6 | F5 | Commercial | Small Retail | Existing | Office Equipment | Electric | Printer/Copier/Fax | E6 | RIM BC Ratio | 0 | 0 | 0 | 0 | 0 | 0 | 0 | 0 | 0 | 0 | 0 | 0 | 0 | 0 | 0 | 0 | 0 | 0 | 0 | 0 | 0 | 0 | 0 | 0 | 0 | 0 | 0 | 0 | 0 | 0
F5_Commercial_Small Retail_Existing_Office Equipment_Electric_Printer/Copier/Fax_E7 | F5 | Commercial | Small Retail | Existing | Office Equipment | Electric | Printer/Copier/Fax | E7 | RIM BC Ratio | 0 | 0 | 0 | 0 | 0 | 0 | 0 | 0 | 0 | 0 | 0 | 0 | 0 | 0 | 0 | 0 | 0 | 0 | 0 | 0 | 0 | 0 | 0 | 0 | 0 | 0 | 0 | 0 | 0 | 0
F5_Commercial_Small Retail_Existing_Office Equipment_Electric_Printer/Copier/Fax_E8 | F5 | Commercial | Small Retail | Existing | Office Equipment | Electric | Printer/Copier/Fax | E8 | RIM BC Ratio | 0 | 0 | 0 | 0 | 0 | 0 | 0 | 0 | 0 | 0 | 0 | 0 | 0 | 0 | 0 | 0 | 0 | 0 | 0 | 0 | 0 | 0 | 0 | 0 | 0 | 0 | 0 | 0 | 0 | 0
F5_Commercial_Small Retail_Existing_Office Equipment_Electric_Printer/Copier/Fax_E9 | F5 | Commercial | Small Retail | Existing | Office Equipment | Electric | Printer/Copier/Fax | E9 | RIM BC Ratio | 0 | 0 | 0 | 0 | 0 | 0 | 0 | 0 | 0 | 0 | 0 | 0 | 0 | 0 | 0 | 0 | 0 | 0 | 0 | 0 | 0 | 0 | 0 | 0 | 0 | 0 | 0 | 0 | 0 | 0
F5_Commercial_Small Retail_Existing_Office Equipment_Electric_Printer/Copier/Fax_E10 | F5 | Commercial | Small Retail | Existing | Office Equipment | Electric | Printer/Copier/Fax | E10 | RIM BC Ratio | 0 | 0 | 0 | 0 | 0 | 0 | 0 | 0 | 0 | 0 | 0 | 0 | 0 | 0 | 0 | 0 | 0 | 0 | 0 | 0 | 0 | 0 | 0 | 0 | 0 | 0 | 0 | 0 | 0 | 0
F0_Commercial_Small Retail_Existing_Office Equipment_Electric_POS Terminal_E0 | F0 | Commercial | Small Retail | Existing | Office Equipment | Electric | POS Terminal | E0 | Economic Unit | 0 | 0 | 0 | 0 | 0 | 0 | 0 | 0 | 0 | 0 | 0 | 0 | 0 | 0 | 0 | 0 | 0 | 0 | 0 | 0 | 0 | 0 | 0 | 0 | 0 | 0 | 0 | 0 | 0 | 0
F1_Commercial_Small Retail_Existing_Office Equipment_Electric_POS Terminal_E1 | F1 | Commercial | Small Retail | Existing | Office Equipment | Electric | POS Terminal | E1 | CCE | 0 | 0 | 0 | 0 | 0 | 0 | 0 | 0 | 0 | 0 | 0 | 0 | 0 | 0 | 0 | 0 | 0 | 0 | 0 | 0 | 0 | 0 | 0 | 0 | 0 | 0 | 0 | 0 | 0 | 0
F1_Commercial_Small Retail_Existing_Office Equipment_Electric_POS Terminal_E2 | F1 | Commercial | Small Retail | Existing | Office Equipment | Electric | POS Terminal | E2 | CCE | 0 | 0 | 0 | 0 | 0 | 0 | 0 | 0 | 0 | 0 | 0 | 0 | 0 | 0 | 0 | 0 | 0 | 0 | 0 | 0 | 0 | 0 | 0 | 0 | 0 | 0 | 0 | 0 | 0 | 0
F1_Commercial_Small Retail_Existing_Office Equipment_Electric_POS Terminal_E3 | F1 | Commercial | Small Retail | Existing | Office Equipment | Electric | POS Terminal | E3 | CCE | 0 | 0 | 0 | 0 | 0 | 0 | 0 | 0 | 0 | 0 | 0 | 0 | 0 | 0 | 0 | 0 | 0 | 0 | 0 | 0 | 0 | 0 | 0 | 0 | 0 | 0 | 0 | 0 | 0 | 0
F1_Commercial_Small Retail_Existing_Office Equipment_Electric_POS Terminal_E4 | F1 | Commercial | Small Retail | Existing | Office Equipment | Electric | POS Terminal | E4 | CCE | 0 | 0 | 0 | 0 | 0 | 0 | 0 | 0 | 0 | 0 | 0 | 0 | 0 | 0 | 0 | 0 | 0 | 0 | 0 | 0 | 0 | 0 | 0 | 0 | 0 | 0 | 0 | 0 | 0 | 0
F1_Commercial_Small Retail_Existing_Office Equipment_Electric_POS Terminal_E5 | F1 | Commercial | Small Retail | Existing | Office Equipment | Electric | POS Terminal | E5 | CCE | 0 | 0 | 0 | 0 | 0 | 0 | 0 | 0 | 0 | 0 | 0 | 0 | 0 | 0 | 0 | 0 | 0 | 0 | 0 | 0 | 0 | 0 | 0 | 0 | 0 | 0 | 0 | 0 | 0 | 0
F1_Commercial_Small Retail_Existing_Office Equipment_Electric_POS Terminal_E6 | F1 | Commercial | Small Retail | Existing | Office Equipment | Electric | POS Terminal | E6 | CCE | 0 | 0 | 0 | 0 | 0 | 0 | 0 | 0 | 0 | 0 | 0 | 0 | 0 | 0 | 0 | 0 | 0 | 0 | 0 | 0 | 0 | 0 | 0 | 0 | 0 | 0 | 0 | 0 | 0 | 0
F1_Commercial_Small Retail_Existing_Office Equipment_Electric_POS Terminal_E7 | F1 | Commercial | Small Retail | Existing | Office Equipment | Electric | POS Terminal | E7 | CCE | 0 | 0 | 0 | 0 | 0 | 0 | 0 | 0 | 0 | 0 | 0 | 0 | 0 | 0 | 0 | 0 | 0 | 0 | 0 | 0 | 0 | 0 | 0 | 0 | 0 | 0 | 0 | 0 | 0 | 0
F1_Commercial_Small Retail_Existing_Office Equipment_Electric_POS Terminal_E8 | F1 | Commercial | Small Retail | Existing | Office Equipment | Electric | POS Terminal | E8 | CCE | 0 | 0 | 0 | 0 | 0 | 0 | 0 | 0 | 0 | 0 | 0 | 0 | 0 | 0 | 0 | 0 | 0 | 0 | 0 | 0 | 0 | 0 | 0 | 0 | 0 | 0 | 0 | 0 | 0 | 0
F1_Commercial_Small Retail_Existing_Office Equipment_Electric_POS Terminal_E9 | F1 | Commercial | Small Retail | Existing | Office Equipment | Electric | POS Terminal | E9 | CCE | 0 | 0 | 0 | 0 | 0 | 0 | 0 | 0 | 0 | 0 | 0 | 0 | 0 | 0 | 0 | 0 | 0 | 0 | 0 | 0 | 0 | 0 | 0 | 0 | 0 | 0 | 0 | 0 | 0 | 0
F1_Commercial_Small Retail_Existing_Office Equipment_Electric_POS Terminal_E10 | F1 | Commercial | Small Retail | Existing | Office Equipment | Electric | POS Terminal | E10 | CCE | 0 | 0 | 0 | 0 | 0 | 0 | 0 | 0 | 0 | 0 | 0 | 0 | 0 | 0 | 0 | 0 | 0 | 0 | 0 | 0 | 0 | 0 | 0 | 0 | 0 | 0 | 0 | 0 | 0 | 0
F2_Commercial_Small Retail_Existing_Office Equipment_Electric_POS Terminal_E1 | F2 | Commercial | Small Retail | Existing | Office Equipment | Electric | POS Terminal | E1 | TRC BC Ratio | 0 | 0 | 0 | 0 | 0 | 0 | 0 | 0 | 0 | 0 | 0 | 0 | 0 | 0 | 0 | 0 | 0 | 0 | 0 | 0 | 0 | 0 | 0 | 0 | 0 | 0 | 0 | 0 | 0 | 0
F2_Commercial_Small Retail_Existing_Office Equipment_Electric_POS Terminal_E2 | F2 | Commercial | Small Retail | Existing | Office Equipment | Electric | POS Terminal | E2 | TRC BC Ratio | 0 | 0 | 0 | 0 | 0 | 0 | 0 | 0 | 0 | 0 | 0 | 0 | 0 | 0 | 0 | 0 | 0 | 0 | 0 | 0 | 0 | 0 | 0 | 0 | 0 | 0 | 0 | 0 | 0 | 0
F2_Commercial_Small Retail_Existing_Office Equipment_Electric_POS Terminal_E3 | F2 | Commercial | Small Retail | Existing | Office Equipment | Electric | POS Terminal | E3 | TRC BC Ratio | 0 | 0 | 0 | 0 | 0 | 0 | 0 | 0 | 0 | 0 | 0 | 0 | 0 | 0 | 0 | 0 | 0 | 0 | 0 | 0 | 0 | 0 | 0 | 0 | 0 | 0 | 0 | 0 | 0 | 0
F2_Commercial_Small Retail_Existing_Office Equipment_Electric_POS Terminal_E4 | F2 | Commercial | Small Retail | Existing | Office Equipment | Electric | POS Terminal | E4 | TRC BC Ratio | 0 | 0 | 0 | 0 | 0 | 0 | 0 | 0 | 0 | 0 | 0 | 0 | 0 | 0 | 0 | 0 | 0 | 0 | 0 | 0 | 0 | 0 | 0 | 0 | 0 | 0 | 0 | 0 | 0 | 0
F2_Commercial_Small Retail_Existing_Office Equipment_Electric_POS Terminal_E5 | F2 | Commercial | Small Retail | Existing | Office Equipment | Electric | POS Terminal | E5 | TRC BC Ratio | 0 | 0 | 0 | 0 | 0 | 0 | 0 | 0 | 0 | 0 | 0 | 0 | 0 | 0 | 0 | 0 | 0 | 0 | 0 | 0 | 0 | 0 | 0 | 0 | 0 | 0 | 0 | 0 | 0 | 0
F2_Commercial_Small Retail_Existing_Office Equipment_Electric_POS Terminal_E6 | F2 | Commercial | Small Retail | Existing | Office Equipment | Electric | POS Terminal | E6 | TRC BC Ratio | 0 | 0 | 0 | 0 | 0 | 0 | 0 | 0 | 0 | 0 | 0 | 0 | 0 | 0 | 0 | 0 | 0 | 0 | 0 | 0 | 0 | 0 | 0 | 0 | 0 | 0 | 0 | 0 | 0 | 0
F2_Commercial_Small Retail_Existing_Office Equipment_Electric_POS Terminal_E7 | F2 | Commercial | Small Retail | Existing | Office Equipment | Electric | POS Terminal | E7 | TRC BC Ratio | 0 | 0 | 0 | 0 | 0 | 0 | 0 | 0 | 0 | 0 | 0 | 0 | 0 | 0 | 0 | 0 | 0 | 0 | 0 | 0 | 0 | 0 | 0 | 0 | 0 | 0 | 0 | 0 | 0 | 0
F2_Commercial_Small Retail_Existing_Office Equipment_Electric_POS Terminal_E8 | F2 | Commercial | Small Retail | Existing | Office Equipment | Electric | POS Terminal | E8 | TRC BC Ratio | 0 | 0 | 0 | 0 | 0 | 0 | 0 | 0 | 0 | 0 | 0 | 0 | 0 | 0 | 0 | 0 | 0 | 0 | 0 | 0 | 0 | 0 | 0 | 0 | 0 | 0 | 0 | 0 | 0 | 0
F2_Commercial_Small Retail_Existing_Office Equipment_Electric_POS Terminal_E9 | F2 | Commercial | Small Retail | Existing | Office Equipment | Electric | POS Terminal | E9 | TRC BC Ratio | 0 | 0 | 0 | 0 | 0 | 0 | 0 | 0 | 0 | 0 | 0 | 0 | 0 | 0 | 0 | 0 | 0 | 0 | 0 | 0 | 0 | 0 | 0 | 0 | 0 | 0 | 0 | 0 | 0 | 0
F2_Commercial_Small Retail_Existing_Office Equipment_Electric_POS Terminal_E10 | F2 | Commercial | Small Retail | Existing | Office Equipment | Electric | POS Terminal | E10 | TRC BC Ratio | 0 | 0 | 0 | 0 | 0 | 0 | 0 | 0 | 0 | 0 | 0 | 0 | 0 | 0 | 0 | 0 | 0 | 0 | 0 | 0 | 0 | 0 | 0 | 0 | 0 | 0 | 0 | 0 | 0 | 0
F3_Commercial_Small Retail_Existing_Office Equipment_Electric_POS Terminal_E1 | F3 | Commercial | Small Retail | Existing | Office Equipment | Electric | POS Terminal | E1 | PACT BC Ratio | 0 | 0 | 0 | 0 | 0 | 0 | 0 | 0 | 0 | 0 | 0 | 0 | 0 | 0 | 0 | 0 | 0 | 0 | 0 | 0 | 0 | 0 | 0 | 0 | 0 | 0 | 0 | 0 | 0 | 0
F3_Commercial_Small Retail_Existing_Office Equipment_Electric_POS Terminal_E2 | F3 | Commercial | Small Retail | Existing | Office Equipment | Electric | POS Terminal | E2 | PACT BC Ratio | 0 | 0 | 0 | 0 | 0 | 0 | 0 | 0 | 0 | 0 | 0 | 0 | 0 | 0 | 0 | 0 | 0 | 0 | 0 | 0 | 0 | 0 | 0 | 0 | 0 | 0 | 0 | 0 | 0 | 0
F3_Commercial_Small Retail_Existing_Office Equipment_Electric_POS Terminal_E3 | F3 | Commercial | Small Retail | Existing | Office Equipment | Electric | POS Terminal | E3 | PACT BC Ratio | 0 | 0 | 0 | 0 | 0 | 0 | 0 | 0 | 0 | 0 | 0 | 0 | 0 | 0 | 0 | 0 | 0 | 0 | 0 | 0 | 0 | 0 | 0 | 0 | 0 | 0 | 0 | 0 | 0 | 0
F3_Commercial_Small Retail_Existing_Office Equipment_Electric_POS Terminal_E4 | F3 | Commercial | Small Retail | Existing | Office Equipment | Electric | POS Terminal | E4 | PACT BC Ratio | 0 | 0 | 0 | 0 | 0 | 0 | 0 | 0 | 0 | 0 | 0 | 0 | 0 | 0 | 0 | 0 | 0 | 0 | 0 | 0 | 0 | 0 | 0 | 0 | 0 | 0 | 0 | 0 | 0 | 0
F3_Commercial_Small Retail_Existing_Office Equipment_Electric_POS Terminal_E5 | F3 | Commercial | Small Retail | Existing | Office Equipment | Electric | POS Terminal | E5 | PACT BC Ratio | 0 | 0 | 0 | 0 | 0 | 0 | 0 | 0 | 0 | 0 | 0 | 0 | 0 | 0 | 0 | 0 | 0 | 0 | 0 | 0 | 0 | 0 | 0 | 0 | 0 | 0 | 0 | 0 | 0 | 0
F3_Commercial_Small Retail_Existing_Office Equipment_Electric_POS Terminal_E6 | F3 | Commercial | Small Retail | Existing | Office Equipment | Electric | POS Terminal | E6 | PACT BC Ratio | 0 | 0 | 0 | 0 | 0 | 0 | 0 | 0 | 0 | 0 | 0 | 0 | 0 | 0 | 0 | 0 | 0 | 0 | 0 | 0 | 0 | 0 | 0 | 0 | 0 | 0 | 0 | 0 | 0 | 0
F3_Commercial_Small Retail_Existing_Office Equipment_Electric_POS Terminal_E7 | F3 | Commercial | Small Retail | Existing | Office Equipment | Electric | POS Terminal | E7 | PACT BC Ratio | 0 | 0 | 0 | 0 | 0 | 0 | 0 | 0 | 0 | 0 | 0 | 0 | 0 | 0 | 0 | 0 | 0 | 0 | 0 | 0 | 0 | 0 | 0 | 0 | 0 | 0 | 0 | 0 | 0 | 0
F3_Commercial_Small Retail_Existing_Office Equipment_Electric_POS Terminal_E8 | F3 | Commercial | Small Retail | Existing | Office Equipment | Electric | POS Terminal | E8 | PACT BC Ratio | 0 | 0 | 0 | 0 | 0 | 0 | 0 | 0 | 0 | 0 | 0 | 0 | 0 | 0 | 0 | 0 | 0 | 0 | 0 | 0 | 0 | 0 | 0 | 0 | 0 | 0 | 0 | 0 | 0 | 0
F3_Commercial_Small Retail_Existing_Office Equipment_Electric_POS Terminal_E9 | F3 | Commercial | Small Retail | Existing | Office Equipment | Electric | POS Terminal | E9 | PACT BC Ratio | 0 | 0 | 0 | 0 | 0 | 0 | 0 | 0 | 0 | 0 | 0 | 0 | 0 | 0 | 0 | 0 | 0 | 0 | 0 | 0 | 0 | 0 | 0 | 0 | 0 | 0 | 0 | 0 | 0 | 0
F3_Commercial_Small Retail_Existing_Office Equipment_Electric_POS Terminal_E10 | F3 | Commercial | Small Retail | Existing | Office Equipment | Electric | POS Terminal | E10 | PACT BC Ratio | 0 | 0 | 0 | 0 | 0 | 0 | 0 | 0 | 0 | 0 | 0 | 0 | 0 | 0 | 0 | 0 | 0 | 0 | 0 | 0 | 0 | 0 | 0 | 0 | 0 | 0 | 0 | 0 | 0 | 0
F4_Commercial_Small Retail_Existing_Office Equipment_Electric_POS Terminal_E1 | F4 | Commercial | Small Retail | Existing | Office Equipment | Electric | POS Terminal | E1 | RVT BC Ratio | 0 | 0 | 0 | 0 | 0 | 0 | 0 | 0 | 0 | 0 | 0 | 0 | 0 | 0 | 0 | 0 | 0 | 0 | 0 | 0 | 0 | 0 | 0 | 0 | 0 | 0 | 0 | 0 | 0 | 0
F4_Commercial_Small Retail_Existing_Office Equipment_Electric_POS Terminal_E2 | F4 | Commercial | Small Retail | Existing | Office Equipment | Electric | POS Terminal | E2 | RVT BC Ratio | 0 | 0 | 0 | 0 | 0 | 0 | 0 | 0 | 0 | 0 | 0 | 0 | 0 | 0 | 0 | 0 | 0 | 0 | 0 | 0 | 0 | 0 | 0 | 0 | 0 | 0 | 0 | 0 | 0 | 0
F4_Commercial_Small Retail_Existing_Office Equipment_Electric_POS Terminal_E3 | F4 | Commercial | Small Retail | Existing | Office Equipment | Electric | POS Terminal | E3 | RVT BC Ratio | 0 | 0 | 0 | 0 | 0 | 0 | 0 | 0 | 0 | 0 | 0 | 0 | 0 | 0 | 0 | 0 | 0 | 0 | 0 | 0 | 0 | 0 | 0 | 0 | 0 | 0 | 0 | 0 | 0 | 0
F4_Commercial_Small Retail_Existing_Office Equipment_Electric_POS Terminal_E4 | F4 | Commercial | Small Retail | Existing | Office Equipment | Electric | POS Terminal | E4 | RVT BC Ratio | 0 | 0 | 0 | 0 | 0 | 0 | 0 | 0 | 0 | 0 | 0 | 0 | 0 | 0 | 0 | 0 | 0 | 0 | 0 | 0 | 0 | 0 | 0 | 0 | 0 | 0 | 0 | 0 | 0 | 0
F4_Commercial_Small Retail_Existing_Office Equipment_Electric_POS Terminal_E5 | F4 | Commercial | Small Retail | Existing | Office Equipment | Electric | POS Terminal | E5 | RVT BC Ratio | 0 | 0 | 0 | 0 | 0 | 0 | 0 | 0 | 0 | 0 | 0 | 0 | 0 | 0 | 0 | 0 | 0 | 0 | 0 | 0 | 0 | 0 | 0 | 0 | 0 | 0 | 0 | 0 | 0 | 0
F4_Commercial_Small Retail_Existing_Office Equipment_Electric_POS Terminal_E6 | F4 | Commercial | Small Retail | Existing | Office Equipment | Electric | POS Terminal | E6 | RVT BC Ratio | 0 | 0 | 0 | 0 | 0 | 0 | 0 | 0 | 0 | 0 | 0 | 0 | 0 | 0 | 0 | 0 | 0 | 0 | 0 | 0 | 0 | 0 | 0 | 0 | 0 | 0 | 0 | 0 | 0 | 0
F4_Commercial_Small Retail_Existing_Office Equipment_Electric_POS Terminal_E7 | F4 | Commercial | Small Retail | Existing | Office Equipment | Electric | POS Terminal | E7 | RVT BC Ratio | 0 | 0 | 0 | 0 | 0 | 0 | 0 | 0 | 0 | 0 | 0 | 0 | 0 | 0 | 0 | 0 | 0 | 0 | 0 | 0 | 0 | 0 | 0 | 0 | 0 | 0 | 0 | 0 | 0 | 0
F4_Commercial_Small Retail_Existing_Office Equipment_Electric_POS Terminal_E8 | F4 | Commercial | Small Retail | Existing | Office Equipment | Electric | POS Terminal | E8 | RVT BC Ratio | 0 | 0 | 0 | 0 | 0 | 0 | 0 | 0 | 0 | 0 | 0 | 0 | 0 | 0 | 0 | 0 | 0 | 0 | 0 | 0 | 0 | 0 | 0 | 0 | 0 | 0 | 0 | 0 | 0 | 0
F4_Commercial_Small Retail_Existing_Office Equipment_Electric_POS Terminal_E9 | F4 | Commercial | Small Retail | Existing | Office Equipment | Electric | POS Terminal | E9 | RVT BC Ratio | 0 | 0 | 0 | 0 | 0 | 0 | 0 | 0 | 0 | 0 | 0 | 0 | 0 | 0 | 0 | 0 | 0 | 0 | 0 | 0 | 0 | 0 | 0 | 0 | 0 | 0 | 0 | 0 | 0 | 0
F4_Commercial_Small Retail_Existing_Office Equipment_Electric_POS Terminal_E10 | F4 | Commercial | Small Retail | Existing | Office Equipment | Electric | POS Terminal | E10 | RVT BC Ratio | 0 | 0 | 0 | 0 | 0 | 0 | 0 | 0 | 0 | 0 | 0 | 0 | 0 | 0 | 0 | 0 | 0 | 0 | 0 | 0 | 0 | 0 | 0 | 0 | 0 | 0 | 0 | 0 | 0 | 0
F5_Commercial_Small Retail_Existing_Office Equipment_Electric_POS Terminal_E1 | F5 | Commercial | Small Retail | Existing | Office Equipment | Electric | POS Terminal | E1 | RIM BC Ratio | 0 | 0 | 0 | 0 | 0 | 0 | 0 | 0 | 0 | 0 | 0 | 0 | 0 | 0 | 0 | 0 | 0 | 0 | 0 | 0 | 0 | 0 | 0 | 0 | 0 | 0 | 0 | 0 | 0 | 0
F5_Commercial_Small Retail_Existing_Office Equipment_Electric_POS Terminal_E2 | F5 | Commercial | Small Retail | Existing | Office Equipment | Electric | POS Terminal | E2 | RIM BC Ratio | 0 | 0 | 0 | 0 | 0 | 0 | 0 | 0 | 0 | 0 | 0 | 0 | 0 | 0 | 0 | 0 | 0 | 0 | 0 | 0 | 0 | 0 | 0 | 0 | 0 | 0 | 0 | 0 | 0 | 0
F5_Commercial_Small Retail_Existing_Office Equipment_Electric_POS Terminal_E3 | F5 | Commercial | Small Retail | Existing | Office Equipment | Electric | POS Terminal | E3 | RIM BC Ratio | 0 | 0 | 0 | 0 | 0 | 0 | 0 | 0 | 0 | 0 | 0 | 0 | 0 | 0 | 0 | 0 | 0 | 0 | 0 | 0 | 0 | 0 | 0 | 0 | 0 | 0 | 0 | 0 | 0 | 0
F5_Commercial_Small Retail_Existing_Office Equipment_Electric_POS Terminal_E4 | F5 | Commercial | Small Retail | Existing | Office Equipment | Electric | POS Terminal | E4 | RIM BC Ratio | 0 | 0 | 0 | 0 | 0 | 0 | 0 | 0 | 0 | 0 | 0 | 0 | 0 | 0 | 0 | 0 | 0 | 0 | 0 | 0 | 0 | 0 | 0 | 0 | 0 | 0 | 0 | 0 | 0 | 0
F5_Commercial_Small Retail_Existing_Office Equipment_Electric_POS Terminal_E5 | F5 | Commercial | Small Retail | Existing | Office Equipment | Electric | POS Terminal | E5 | RIM BC Ratio | 0 | 0 | 0 | 0 | 0 | 0 | 0 | 0 | 0 | 0 | 0 | 0 | 0 | 0 | 0 | 0 | 0 | 0 | 0 | 0 | 0 | 0 | 0 | 0 | 0 | 0 | 0 | 0 | 0 | 0
F5_Commercial_Small Retail_Existing_Office Equipment_Electric_POS Terminal_E6 | F5 | Commercial | Small Retail | Existing | Office Equipment | Electric | POS Terminal | E6 | RIM BC Ratio | 0 | 0 | 0 | 0 | 0 | 0 | 0 | 0 | 0 | 0 | 0 | 0 | 0 | 0 | 0 | 0 | 0 | 0 | 0 | 0 | 0 | 0 | 0 | 0 | 0 | 0 | 0 | 0 | 0 | 0
F5_Commercial_Small Retail_Existing_Office Equipment_Electric_POS Terminal_E7 | F5 | Commercial | Small Retail | Existing | Office Equipment | Electric | POS Terminal | E7 | RIM BC Ratio | 0 | 0 | 0 | 0 | 0 | 0 | 0 | 0 | 0 | 0 | 0 | 0 | 0 | 0 | 0 | 0 | 0 | 0 | 0 | 0 | 0 | 0 | 0 | 0 | 0 | 0 | 0 | 0 | 0 | 0
F5_Commercial_Small Retail_Existing_Office Equipment_Electric_POS Terminal_E8 | F5 | Commercial | Small Retail | Existing | Office Equipment | Electric | POS Terminal | E8 | RIM BC Ratio | 0 | 0 | 0 | 0 | 0 | 0 | 0 | 0 | 0 | 0 | 0 | 0 | 0 | 0 | 0 | 0 | 0 | 0 | 0 | 0 | 0 | 0 | 0 | 0 | 0 | 0 | 0 | 0 | 0 | 0
F5_Commercial_Small Retail_Existing_Office Equipment_Electric_POS Terminal_E9 | F5 | Commercial | Small Retail | Existing | Office Equipment | Electric | POS Terminal | E9 | RIM BC Ratio | 0 | 0 | 0 | 0 | 0 | 0 | 0 | 0 | 0 | 0 | 0 | 0 | 0 | 0 | 0 | 0 | 0 | 0 | 0 | 0 | 0 | 0 | 0 | 0 | 0 | 0 | 0 | 0 | 0 | 0
F5_Commercial_Small Retail_Existing_Office Equipment_Electric_POS Terminal_E10 | F5 | Commercial | Small Retail | Existing | Office Equipment | Electric | POS Terminal | E10 | RIM BC Ratio | 0 | 0 | 0 | 0 | 0 | 0 | 0 | 0 | 0 | 0 | 0 | 0 | 0 | 0 | 0 | 0 | 0 | 0 | 0 | 0 | 0 | 0 | 0 | 0 | 0 | 0 | 0 | 0 | 0 | 0
F0_Commercial_Small Retail_Existing_Miscellaneous_Electric_Non-HVAC Motors_E0 | F0 | Commercial | Small Retail | Existing | Miscellaneous | Electric | Non-HVAC Motors | E0 | Economic Unit | 0 | 0 | 0 | 0 | 0 | 0 | 0 | 0 | 0 | 0 | 0 | 0 | 0 | 0 | 0 | 0 | 0 | 0 | 0 | 0 | 0 | 0 | 0 | 0 | 0 | 0 | 0 | 0 | 0 | 0
F1_Commercial_Small Retail_Existing_Miscellaneous_Electric_Non-HVAC Motors_E1 | F1 | Commercial | Small Retail | Existing | Miscellaneous | Electric | Non-HVAC Motors | E1 | CCE | 0 | 0 | 0 | 0 | 0 | 0 | 0 | 0 | 0 | 0 | 0 | 0 | 0 | 0 | 0 | 0 | 0 | 0 | 0 | 0 | 0 | 0 | 0 | 0 | 0 | 0 | 0 | 0 | 0 | 0
F1_Commercial_Small Retail_Existing_Miscellaneous_Electric_Non-HVAC Motors_E2 | F1 | Commercial | Small Retail | Existing | Miscellaneous | Electric | Non-HVAC Motors | E2 | CCE | 0 | 0 | 0 | 0 | 0 | 0 | 0 | 0 | 0 | 0 | 0 | 0 | 0 | 0 | 0 | 0 | 0 | 0 | 0 | 0 | 0 | 0 | 0 | 0 | 0 | 0 | 0 | 0 | 0 | 0
F1_Commercial_Small Retail_Existing_Miscellaneous_Electric_Non-HVAC Motors_E3 | F1 | Commercial | Small Retail | Existing | Miscellaneous | Electric | Non-HVAC Motors | E3 | CCE | 0 | 0 | 0 | 0 | 0 | 0 | 0 | 0 | 0 | 0 | 0 | 0 | 0 | 0 | 0 | 0 | 0 | 0 | 0 | 0 | 0 | 0 | 0 | 0 | 0 | 0 | 0 | 0 | 0 | 0
F1_Commercial_Small Retail_Existing_Miscellaneous_Electric_Non-HVAC Motors_E4 | F1 | Commercial | Small Retail | Existing | Miscellaneous | Electric | Non-HVAC Motors | E4 | CCE | 0 | 0 | 0 | 0 | 0 | 0 | 0 | 0 | 0 | 0 | 0 | 0 | 0 | 0 | 0 | 0 | 0 | 0 | 0 | 0 | 0 | 0 | 0 | 0 | 0 | 0 | 0 | 0 | 0 | 0
F1_Commercial_Small Retail_Existing_Miscellaneous_Electric_Non-HVAC Motors_E5 | F1 | Commercial | Small Retail | Existing | Miscellaneous | Electric | Non-HVAC Motors | E5 | CCE | 0 | 0 | 0 | 0 | 0 | 0 | 0 | 0 | 0 | 0 | 0 | 0 | 0 | 0 | 0 | 0 | 0 | 0 | 0 | 0 | 0 | 0 | 0 | 0 | 0 | 0 | 0 | 0 | 0 | 0
F1_Commercial_Small Retail_Existing_Miscellaneous_Electric_Non-HVAC Motors_E6 | F1 | Commercial | Small Retail | Existing | Miscellaneous | Electric | Non-HVAC Motors | E6 | CCE | 0 | 0 | 0 | 0 | 0 | 0 | 0 | 0 | 0 | 0 | 0 | 0 | 0 | 0 | 0 | 0 | 0 | 0 | 0 | 0 | 0 | 0 | 0 | 0 | 0 | 0 | 0 | 0 | 0 | 0
F1_Commercial_Small Retail_Existing_Miscellaneous_Electric_Non-HVAC Motors_E7 | F1 | Commercial | Small Retail | Existing | Miscellaneous | Electric | Non-HVAC Motors | E7 | CCE | 0 | 0 | 0 | 0 | 0 | 0 | 0 | 0 | 0 | 0 | 0 | 0 | 0 | 0 | 0 | 0 | 0 | 0 | 0 | 0 | 0 | 0 | 0 | 0 | 0 | 0 | 0 | 0 | 0 | 0
F1_Commercial_Small Retail_Existing_Miscellaneous_Electric_Non-HVAC Motors_E8 | F1 | Commercial | Small Retail | Existing | Miscellaneous | Electric | Non-HVAC Motors | E8 | CCE | 0 | 0 | 0 | 0 | 0 | 0 | 0 | 0 | 0 | 0 | 0 | 0 | 0 | 0 | 0 | 0 | 0 | 0 | 0 | 0 | 0 | 0 | 0 | 0 | 0 | 0 | 0 | 0 | 0 | 0
F1_Commercial_Small Retail_Existing_Miscellaneous_Electric_Non-HVAC Motors_E9 | F1 | Commercial | Small Retail | Existing | Miscellaneous | Electric | Non-HVAC Motors | E9 | CCE | 0 | 0 | 0 | 0 | 0 | 0 | 0 | 0 | 0 | 0 | 0 | 0 | 0 | 0 | 0 | 0 | 0 | 0 | 0 | 0 | 0 | 0 | 0 | 0 | 0 | 0 | 0 | 0 | 0 | 0
F1_Commercial_Small Retail_Existing_Miscellaneous_Electric_Non-HVAC Motors_E10 | F1 | Commercial | Small Retail | Existing | Miscellaneous | Electric | Non-HVAC Motors | E10 | CCE | 0 | 0 | 0 | 0 | 0 | 0 | 0 | 0 | 0 | 0 | 0 | 0 | 0 | 0 | 0 | 0 | 0 | 0 | 0 | 0 | 0 | 0 | 0 | 0 | 0 | 0 | 0 | 0 | 0 | 0
F2_Commercial_Small Retail_Existing_Miscellaneous_Electric_Non-HVAC Motors_E1 | F2 | Commercial | Small Retail | Existing | Miscellaneous | Electric | Non-HVAC Motors | E1 | TRC BC Ratio | 0 | 0 | 0 | 0 | 0 | 0 | 0 | 0 | 0 | 0 | 0 | 0 | 0 | 0 | 0 | 0 | 0 | 0 | 0 | 0 | 0 | 0 | 0 | 0 | 0 | 0 | 0 | 0 | 0 | 0
F2_Commercial_Small Retail_Existing_Miscellaneous_Electric_Non-HVAC Motors_E2 | F2 | Commercial | Small Retail | Existing | Miscellaneous | Electric | Non-HVAC Motors | E2 | TRC BC Ratio | 0 | 0 | 0 | 0 | 0 | 0 | 0 | 0 | 0 | 0 | 0 | 0 | 0 | 0 | 0 | 0 | 0 | 0 | 0 | 0 | 0 | 0 | 0 | 0 | 0 | 0 | 0 | 0 | 0 | 0
F2_Commercial_Small Retail_Existing_Miscellaneous_Electric_Non-HVAC Motors_E3 | F2 | Commercial | Small Retail | Existing | Miscellaneous | Electric | Non-HVAC Motors | E3 | TRC BC Ratio | 0 | 0 | 0 | 0 | 0 | 0 | 0 | 0 | 0 | 0 | 0 | 0 | 0 | 0 | 0 | 0 | 0 | 0 | 0 | 0 | 0 | 0 | 0 | 0 | 0 | 0 | 0 | 0 | 0 | 0
F2_Commercial_Small Retail_Existing_Miscellaneous_Electric_Non-HVAC Motors_E4 | F2 | Commercial | Small Retail | Existing | Miscellaneous | Electric | Non-HVAC Motors | E4 | TRC BC Ratio | 0 | 0 | 0 | 0 | 0 | 0 | 0 | 0 | 0 | 0 | 0 | 0 | 0 | 0 | 0 | 0 | 0 | 0 | 0 | 0 | 0 | 0 | 0 | 0 | 0 | 0 | 0 | 0 | 0 | 0
F2_Commercial_Small Retail_Existing_Miscellaneous_Electric_Non-HVAC Motors_E5 | F2 | Commercial | Small Retail | Existing | Miscellaneous | Electric | Non-HVAC Motors | E5 | TRC BC Ratio | 0 | 0 | 0 | 0 | 0 | 0 | 0 | 0 | 0 | 0 | 0 | 0 | 0 | 0 | 0 | 0 | 0 | 0 | 0 | 0 | 0 | 0 | 0 | 0 | 0 | 0 | 0 | 0 | 0 | 0
F2_Commercial_Small Retail_Existing_Miscellaneous_Electric_Non-HVAC Motors_E6 | F2 | Commercial | Small Retail | Existing | Miscellaneous | Electric | Non-HVAC Motors | E6 | TRC BC Ratio | 0 | 0 | 0 | 0 | 0 | 0 | 0 | 0 | 0 | 0 | 0 | 0 | 0 | 0 | 0 | 0 | 0 | 0 | 0 | 0 | 0 | 0 | 0 | 0 | 0 | 0 | 0 | 0 | 0 | 0
F2_Commercial_Small Retail_Existing_Miscellaneous_Electric_Non-HVAC Motors_E7 | F2 | Commercial | Small Retail | Existing | Miscellaneous | Electric | Non-HVAC Motors | E7 | TRC BC Ratio | 0 | 0 | 0 | 0 | 0 | 0 | 0 | 0 | 0 | 0 | 0 | 0 | 0 | 0 | 0 | 0 | 0 | 0 | 0 | 0 | 0 | 0 | 0 | 0 | 0 | 0 | 0 | 0 | 0 | 0
F2_Commercial_Small Retail_Existing_Miscellaneous_Electric_Non-HVAC Motors_E8 | F2 | Commercial | Small Retail | Existing | Miscellaneous | Electric | Non-HVAC Motors | E8 | TRC BC Ratio | 0 | 0 | 0 | 0 | 0 | 0 | 0 | 0 | 0 | 0 | 0 | 0 | 0 | 0 | 0 | 0 | 0 | 0 | 0 | 0 | 0 | 0 | 0 | 0 | 0 | 0 | 0 | 0 | 0 | 0
F2_Commercial_Small Retail_Existing_Miscellaneous_Electric_Non-HVAC Motors_E9 | F2 | Commercial | Small Retail | Existing | Miscellaneous | Electric | Non-HVAC Motors | E9 | TRC BC Ratio | 0 | 0 | 0 | 0 | 0 | 0 | 0 | 0 | 0 | 0 | 0 | 0 | 0 | 0 | 0 | 0 | 0 | 0 | 0 | 0 | 0 | 0 | 0 | 0 | 0 | 0 | 0 | 0 | 0 | 0
F2_Commercial_Small Retail_Existing_Miscellaneous_Electric_Non-HVAC Motors_E10 | F2 | Commercial | Small Retail | Existing | Miscellaneous | Electric | Non-HVAC Motors | E10 | TRC BC Ratio | 0 | 0 | 0 | 0 | 0 | 0 | 0 | 0 | 0 | 0 | 0 | 0 | 0 | 0 | 0 | 0 | 0 | 0 | 0 | 0 | 0 | 0 | 0 | 0 | 0 | 0 | 0 | 0 | 0 | 0
F3_Commercial_Small Retail_Existing_Miscellaneous_Electric_Non-HVAC Motors_E1 | F3 | Commercial | Small Retail | Existing | Miscellaneous | Electric | Non-HVAC Motors | E1 | PACT BC Ratio | 0 | 0 | 0 | 0 | 0 | 0 | 0 | 0 | 0 | 0 | 0 | 0 | 0 | 0 | 0 | 0 | 0 | 0 | 0 | 0 | 0 | 0 | 0 | 0 | 0 | 0 | 0 | 0 | 0 | 0
F3_Commercial_Small Retail_Existing_Miscellaneous_Electric_Non-HVAC Motors_E2 | F3 | Commercial | Small Retail | Existing | Miscellaneous | Electric | Non-HVAC Motors | E2 | PACT BC Ratio | 0 | 0 | 0 | 0 | 0 | 0 | 0 | 0 | 0 | 0 | 0 | 0 | 0 | 0 | 0 | 0 | 0 | 0 | 0 | 0 | 0 | 0 | 0 | 0 | 0 | 0 | 0 | 0 | 0 | 0
F3_Commercial_Small Retail_Existing_Miscellaneous_Electric_Non-HVAC Motors_E3 | F3 | Commercial | Small Retail | Existing | Miscellaneous | Electric | Non-HVAC Motors | E3 | PACT BC Ratio | 0 | 0 | 0 | 0 | 0 | 0 | 0 | 0 | 0 | 0 | 0 | 0 | 0 | 0 | 0 | 0 | 0 | 0 | 0 | 0 | 0 | 0 | 0 | 0 | 0 | 0 | 0 | 0 | 0 | 0
F3_Commercial_Small Retail_Existing_Miscellaneous_Electric_Non-HVAC Motors_E4 | F3 | Commercial | Small Retail | Existing | Miscellaneous | Electric | Non-HVAC Motors | E4 | PACT BC Ratio | 0 | 0 | 0 | 0 | 0 | 0 | 0 | 0 | 0 | 0 | 0 | 0 | 0 | 0 | 0 | 0 | 0 | 0 | 0 | 0 | 0 | 0 | 0 | 0 | 0 | 0 | 0 | 0 | 0 | 0
F3_Commercial_Small Retail_Existing_Miscellaneous_Electric_Non-HVAC Motors_E5 | F3 | Commercial | Small Retail | Existing | Miscellaneous | Electric | Non-HVAC Motors | E5 | PACT BC Ratio | 0 | 0 | 0 | 0 | 0 | 0 | 0 | 0 | 0 | 0 | 0 | 0 | 0 | 0 | 0 | 0 | 0 | 0 | 0 | 0 | 0 | 0 | 0 | 0 | 0 | 0 | 0 | 0 | 0 | 0
F3_Commercial_Small Retail_Existing_Miscellaneous_Electric_Non-HVAC Motors_E6 | F3 | Commercial | Small Retail | Existing | Miscellaneous | Electric | Non-HVAC Motors | E6 | PACT BC Ratio | 0 | 0 | 0 | 0 | 0 | 0 | 0 | 0 | 0 | 0 | 0 | 0 | 0 | 0 | 0 | 0 | 0 | 0 | 0 | 0 | 0 | 0 | 0 | 0 | 0 | 0 | 0 | 0 | 0 | 0
F3_Commercial_Small Retail_Existing_Miscellaneous_Electric_Non-HVAC Motors_E7 | F3 | Commercial | Small Retail | Existing | Miscellaneous | Electric | Non-HVAC Motors | E7 | PACT BC Ratio | 0 | 0 | 0 | 0 | 0 | 0 | 0 | 0 | 0 | 0 | 0 | 0 | 0 | 0 | 0 | 0 | 0 | 0 | 0 | 0 | 0 | 0 | 0 | 0 | 0 | 0 | 0 | 0 | 0 | 0
F3_Commercial_Small Retail_Existing_Miscellaneous_Electric_Non-HVAC Motors_E8 | F3 | Commercial | Small Retail | Existing | Miscellaneous | Electric | Non-HVAC Motors | E8 | PACT BC Ratio | 0 | 0 | 0 | 0 | 0 | 0 | 0 | 0 | 0 | 0 | 0 | 0 | 0 | 0 | 0 | 0 | 0 | 0 | 0 | 0 | 0 | 0 | 0 | 0 | 0 | 0 | 0 | 0 | 0 | 0
F3_Commercial_Small Retail_Existing_Miscellaneous_Electric_Non-HVAC Motors_E9 | F3 | Commercial | Small Retail | Existing | Miscellaneous | Electric | Non-HVAC Motors | E9 | PACT BC Ratio | 0 | 0 | 0 | 0 | 0 | 0 | 0 | 0 | 0 | 0 | 0 | 0 | 0 | 0 | 0 | 0 | 0 | 0 | 0 | 0 | 0 | 0 | 0 | 0 | 0 | 0 | 0 | 0 | 0 | 0
F3_Commercial_Small Retail_Existing_Miscellaneous_Electric_Non-HVAC Motors_E10 | F3 | Commercial | Small Retail | Existing | Miscellaneous | Electric | Non-HVAC Motors | E10 | PACT BC Ratio | 0 | 0 | 0 | 0 | 0 | 0 | 0 | 0 | 0 | 0 | 0 | 0 | 0 | 0 | 0 | 0 | 0 | 0 | 0 | 0 | 0 | 0 | 0 | 0 | 0 | 0 | 0 | 0 | 0 | 0
F4_Commercial_Small Retail_Existing_Miscellaneous_Electric_Non-HVAC Motors_E1 | F4 | Commercial | Small Retail | Existing | Miscellaneous | Electric | Non-HVAC Motors | E1 | RVT BC Ratio | 0 | 0 | 0 | 0 | 0 | 0 | 0 | 0 | 0 | 0 | 0 | 0 | 0 | 0 | 0 | 0 | 0 | 0 | 0 | 0 | 0 | 0 | 0 | 0 | 0 | 0 | 0 | 0 | 0 | 0
F4_Commercial_Small Retail_Existing_Miscellaneous_Electric_Non-HVAC Motors_E2 | F4 | Commercial | Small Retail | Existing | Miscellaneous | Electric | Non-HVAC Motors | E2 | RVT BC Ratio | 0 | 0 | 0 | 0 | 0 | 0 | 0 | 0 | 0 | 0 | 0 | 0 | 0 | 0 | 0 | 0 | 0 | 0 | 0 | 0 | 0 | 0 | 0 | 0 | 0 | 0 | 0 | 0 | 0 | 0
F4_Commercial_Small Retail_Existing_Miscellaneous_Electric_Non-HVAC Motors_E3 | F4 | Commercial | Small Retail | Existing | Miscellaneous | Electric | Non-HVAC Motors | E3 | RVT BC Ratio | 0 | 0 | 0 | 0 | 0 | 0 | 0 | 0 | 0 | 0 | 0 | 0 | 0 | 0 | 0 | 0 | 0 | 0 | 0 | 0 | 0 | 0 | 0 | 0 | 0 | 0 | 0 | 0 | 0 | 0
F4_Commercial_Small Retail_Existing_Miscellaneous_Electric_Non-HVAC Motors_E4 | F4 | Commercial | Small Retail | Existing | Miscellaneous | Electric | Non-HVAC Motors | E4 | RVT BC Ratio | 0 | 0 | 0 | 0 | 0 | 0 | 0 | 0 | 0 | 0 | 0 | 0 | 0 | 0 | 0 | 0 | 0 | 0 | 0 | 0 | 0 | 0 | 0 | 0 | 0 | 0 | 0 | 0 | 0 | 0
F4_Commercial_Small Retail_Existing_Miscellaneous_Electric_Non-HVAC Motors_E5 | F4 | Commercial | Small Retail | Existing | Miscellaneous | Electric | Non-HVAC Motors | E5 | RVT BC Ratio | 0 | 0 | 0 | 0 | 0 | 0 | 0 | 0 | 0 | 0 | 0 | 0 | 0 | 0 | 0 | 0 | 0 | 0 | 0 | 0 | 0 | 0 | 0 | 0 | 0 | 0 | 0 | 0 | 0 | 0
F4_Commercial_Small Retail_Existing_Miscellaneous_Electric_Non-HVAC Motors_E6 | F4 | Commercial | Small Retail | Existing | Miscellaneous | Electric | Non-HVAC Motors | E6 | RVT BC Ratio | 0 | 0 | 0 | 0 | 0 | 0 | 0 | 0 | 0 | 0 | 0 | 0 | 0 | 0 | 0 | 0 | 0 | 0 | 0 | 0 | 0 | 0 | 0 | 0 | 0 | 0 | 0 | 0 | 0 | 0
F4_Commercial_Small Retail_Existing_Miscellaneous_Electric_Non-HVAC Motors_E7 | F4 | Commercial | Small Retail | Existing | Miscellaneous | Electric | Non-HVAC Motors | E7 | RVT BC Ratio | 0 | 0 | 0 | 0 | 0 | 0 | 0 | 0 | 0 | 0 | 0 | 0 | 0 | 0 | 0 | 0 | 0 | 0 | 0 | 0 | 0 | 0 | 0 | 0 | 0 | 0 | 0 | 0 | 0 | 0
F4_Commercial_Small Retail_Existing_Miscellaneous_Electric_Non-HVAC Motors_E8 | F4 | Commercial | Small Retail | Existing | Miscellaneous | Electric | Non-HVAC Motors | E8 | RVT BC Ratio | 0 | 0 | 0 | 0 | 0 | 0 | 0 | 0 | 0 | 0 | 0 | 0 | 0 | 0 | 0 | 0 | 0 | 0 | 0 | 0 | 0 | 0 | 0 | 0 | 0 | 0 | 0 | 0 | 0 | 0
F4_Commercial_Small Retail_Existing_Miscellaneous_Electric_Non-HVAC Motors_E9 | F4 | Commercial | Small Retail | Existing | Miscellaneous | Electric | Non-HVAC Motors | E9 | RVT BC Ratio | 0 | 0 | 0 | 0 | 0 | 0 | 0 | 0 | 0 | 0 | 0 | 0 | 0 | 0 | 0 | 0 | 0 | 0 | 0 | 0 | 0 | 0 | 0 | 0 | 0 | 0 | 0 | 0 | 0 | 0
F4_Commercial_Small Retail_Existing_Miscellaneous_Electric_Non-HVAC Motors_E10 | F4 | Commercial | Small Retail | Existing | Miscellaneous | Electric | Non-HVAC Motors | E10 | RVT BC Ratio | 0 | 0 | 0 | 0 | 0 | 0 | 0 | 0 | 0 | 0 | 0 | 0 | 0 | 0 | 0 | 0 | 0 | 0 | 0 | 0 | 0 | 0 | 0 | 0 | 0 | 0 | 0 | 0 | 0 | 0
F5_Commercial_Small Retail_Existing_Miscellaneous_Electric_Non-HVAC Motors_E1 | F5 | Commercial | Small Retail | Existing | Miscellaneous | Electric | Non-HVAC Motors | E1 | RIM BC Ratio | 0 | 0 | 0 | 0 | 0 | 0 | 0 | 0 | 0 | 0 | 0 | 0 | 0 | 0 | 0 | 0 | 0 | 0 | 0 | 0 | 0 | 0 | 0 | 0 | 0 | 0 | 0 | 0 | 0 | 0
F5_Commercial_Small Retail_Existing_Miscellaneous_Electric_Non-HVAC Motors_E2 | F5 | Commercial | Small Retail | Existing | Miscellaneous | Electric | Non-HVAC Motors | E2 | RIM BC Ratio | 0 | 0 | 0 | 0 | 0 | 0 | 0 | 0 | 0 | 0 | 0 | 0 | 0 | 0 | 0 | 0 | 0 | 0 | 0 | 0 | 0 | 0 | 0 | 0 | 0 | 0 | 0 | 0 | 0 | 0
F5_Commercial_Small Retail_Existing_Miscellaneous_Electric_Non-HVAC Motors_E3 | F5 | Commercial | Small Retail | Existing | Miscellaneous | Electric | Non-HVAC Motors | E3 | RIM BC Ratio | 0 | 0 | 0 | 0 | 0 | 0 | 0 | 0 | 0 | 0 | 0 | 0 | 0 | 0 | 0 | 0 | 0 | 0 | 0 | 0 | 0 | 0 | 0 | 0 | 0 | 0 | 0 | 0 | 0 | 0
F5_Commercial_Small Retail_Existing_Miscellaneous_Electric_Non-HVAC Motors_E4 | F5 | Commercial | Small Retail | Existing | Miscellaneous | Electric | Non-HVAC Motors | E4 | RIM BC Ratio | 0 | 0 | 0 | 0 | 0 | 0 | 0 | 0 | 0 | 0 | 0 | 0 | 0 | 0 | 0 | 0 | 0 | 0 | 0 | 0 | 0 | 0 | 0 | 0 | 0 | 0 | 0 | 0 | 0 | 0
F5_Commercial_Small Retail_Existing_Miscellaneous_Electric_Non-HVAC Motors_E5 | F5 | Commercial | Small Retail | Existing | Miscellaneous | Electric | Non-HVAC Motors | E5 | RIM BC Ratio | 0 | 0 | 0 | 0 | 0 | 0 | 0 | 0 | 0 | 0 | 0 | 0 | 0 | 0 | 0 | 0 | 0 | 0 | 0 | 0 | 0 | 0 | 0 | 0 | 0 | 0 | 0 | 0 | 0 | 0
F5_Commercial_Small Retail_Existing_Miscellaneous_Electric_Non-HVAC Motors_E6 | F5 | Commercial | Small Retail | Existing | Miscellaneous | Electric | Non-HVAC Motors | E6 | RIM BC Ratio | 0 | 0 | 0 | 0 | 0 | 0 | 0 | 0 | 0 | 0 | 0 | 0 | 0 | 0 | 0 | 0 | 0 | 0 | 0 | 0 | 0 | 0 | 0 | 0 | 0 | 0 | 0 | 0 | 0 | 0
F5_Commercial_Small Retail_Existing_Miscellaneous_Electric_Non-HVAC Motors_E7 | F5 | Commercial | Small Retail | Existing | Miscellaneous | Electric | Non-HVAC Motors | E7 | RIM BC Ratio | 0 | 0 | 0 | 0 | 0 | 0 | 0 | 0 | 0 | 0 | 0 | 0 | 0 | 0 | 0 | 0 | 0 | 0 | 0 | 0 | 0 | 0 | 0 | 0 | 0 | 0 | 0 | 0 | 0 | 0
F5_Commercial_Small Retail_Existing_Miscellaneous_Electric_Non-HVAC Motors_E8 | F5 | Commercial | Small Retail | Existing | Miscellaneous | Electric | Non-HVAC Motors | E8 | RIM BC Ratio | 0 | 0 | 0 | 0 | 0 | 0 | 0 | 0 | 0 | 0 | 0 | 0 | 0 | 0 | 0 | 0 | 0 | 0 | 0 | 0 | 0 | 0 | 0 | 0 | 0 | 0 | 0 | 0 | 0 | 0
F5_Commercial_Small Retail_Existing_Miscellaneous_Electric_Non-HVAC Motors_E9 | F5 | Commercial | Small Retail | Existing | Miscellaneous | Electric | Non-HVAC Motors | E9 | RIM BC Ratio | 0 | 0 | 0 | 0 | 0 | 0 | 0 | 0 | 0 | 0 | 0 | 0 | 0 | 0 | 0 | 0 | 0 | 0 | 0 | 0 | 0 | 0 | 0 | 0 | 0 | 0 | 0 | 0 | 0 | 0
F5_Commercial_Small Retail_Existing_Miscellaneous_Electric_Non-HVAC Motors_E10 | F5 | Commercial | Small Retail | Existing | Miscellaneous | Electric | Non-HVAC Motors | E10 | RIM BC Ratio | 0 | 0 | 0 | 0 | 0 | 0 | 0 | 0 | 0 | 0 | 0 | 0 | 0 | 0 | 0 | 0 | 0 | 0 | 0 | 0 | 0 | 0 | 0 | 0 | 0 | 0 | 0 | 0 | 0 | 0
F0_Commercial_Small Retail_Existing_Miscellaneous_Electric_Pool Pump_E0 | F0 | Commercial | Small Retail | Existing | Miscellaneous | Electric | Pool Pump | E0 | Economic Unit | 0 | 0 | 0 | 0 | 0 | 0 | 0 | 0 | 0 | 0 | 0 | 0 | 0 | 0 | 0 | 0 | 0 | 0 | 0 | 0 | 0 | 0 | 0 | 0 | 0 | 0 | 0 | 0 | 0 | 0
F1_Commercial_Small Retail_Existing_Miscellaneous_Electric_Pool Pump_E1 | F1 | Commercial | Small Retail | Existing | Miscellaneous | Electric | Pool Pump | E1 | CCE | 0 | 0 | 0 | 0 | 0 | 0 | 0 | 0 | 0 | 0 | 0 | 0 | 0 | 0 | 0 | 0 | 0 | 0 | 0 | 0 | 0 | 0 | 0 | 0 | 0 | 0 | 0 | 0 | 0 | 0
F1_Commercial_Small Retail_Existing_Miscellaneous_Electric_Pool Pump_E2 | F1 | Commercial | Small Retail | Existing | Miscellaneous | Electric | Pool Pump | E2 | CCE | 0 | 0 | 0 | 0 | 0 | 0 | 0 | 0 | 0 | 0 | 0 | 0 | 0 | 0 | 0 | 0 | 0 | 0 | 0 | 0 | 0 | 0 | 0 | 0 | 0 | 0 | 0 | 0 | 0 | 0
F1_Commercial_Small Retail_Existing_Miscellaneous_Electric_Pool Pump_E3 | F1 | Commercial | Small Retail | Existing | Miscellaneous | Electric | Pool Pump | E3 | CCE | 0 | 0 | 0 | 0 | 0 | 0 | 0 | 0 | 0 | 0 | 0 | 0 | 0 | 0 | 0 | 0 | 0 | 0 | 0 | 0 | 0 | 0 | 0 | 0 | 0 | 0 | 0 | 0 | 0 | 0
F1_Commercial_Small Retail_Existing_Miscellaneous_Electric_Pool Pump_E4 | F1 | Commercial | Small Retail | Existing | Miscellaneous | Electric | Pool Pump | E4 | CCE | 0 | 0 | 0 | 0 | 0 | 0 | 0 | 0 | 0 | 0 | 0 | 0 | 0 | 0 | 0 | 0 | 0 | 0 | 0 | 0 | 0 | 0 | 0 | 0 | 0 | 0 | 0 | 0 | 0 | 0
F1_Commercial_Small Retail_Existing_Miscellaneous_Electric_Pool Pump_E5 | F1 | Commercial | Small Retail | Existing | Miscellaneous | Electric | Pool Pump | E5 | CCE | 0 | 0 | 0 | 0 | 0 | 0 | 0 | 0 | 0 | 0 | 0 | 0 | 0 | 0 | 0 | 0 | 0 | 0 | 0 | 0 | 0 | 0 | 0 | 0 | 0 | 0 | 0 | 0 | 0 | 0
F1_Commercial_Small Retail_Existing_Miscellaneous_Electric_Pool Pump_E6 | F1 | Commercial | Small Retail | Existing | Miscellaneous | Electric | Pool Pump | E6 | CCE | 0 | 0 | 0 | 0 | 0 | 0 | 0 | 0 | 0 | 0 | 0 | 0 | 0 | 0 | 0 | 0 | 0 | 0 | 0 | 0 | 0 | 0 | 0 | 0 | 0 | 0 | 0 | 0 | 0 | 0
F1_Commercial_Small Retail_Existing_Miscellaneous_Electric_Pool Pump_E7 | F1 | Commercial | Small Retail | Existing | Miscellaneous | Electric | Pool Pump | E7 | CCE | 0 | 0 | 0 | 0 | 0 | 0 | 0 | 0 | 0 | 0 | 0 | 0 | 0 | 0 | 0 | 0 | 0 | 0 | 0 | 0 | 0 | 0 | 0 | 0 | 0 | 0 | 0 | 0 | 0 | 0
F1_Commercial_Small Retail_Existing_Miscellaneous_Electric_Pool Pump_E8 | F1 | Commercial | Small Retail | Existing | Miscellaneous | Electric | Pool Pump | E8 | CCE | 0 | 0 | 0 | 0 | 0 | 0 | 0 | 0 | 0 | 0 | 0 | 0 | 0 | 0 | 0 | 0 | 0 | 0 | 0 | 0 | 0 | 0 | 0 | 0 | 0 | 0 | 0 | 0 | 0 | 0
F1_Commercial_Small Retail_Existing_Miscellaneous_Electric_Pool Pump_E9 | F1 | Commercial | Small Retail | Existing | Miscellaneous | Electric | Pool Pump | E9 | CCE | 0 | 0 | 0 | 0 | 0 | 0 | 0 | 0 | 0 | 0 | 0 | 0 | 0 | 0 | 0 | 0 | 0 | 0 | 0 | 0 | 0 | 0 | 0 | 0 | 0 | 0 | 0 | 0 | 0 | 0
F1_Commercial_Small Retail_Existing_Miscellaneous_Electric_Pool Pump_E10 | F1 | Commercial | Small Retail | Existing | Miscellaneous | Electric | Pool Pump | E10 | CCE | 0 | 0 | 0 | 0 | 0 | 0 | 0 | 0 | 0 | 0 | 0 | 0 | 0 | 0 | 0 | 0 | 0 | 0 | 0 | 0 | 0 | 0 | 0 | 0 | 0 | 0 | 0 | 0 | 0 | 0
F2_Commercial_Small Retail_Existing_Miscellaneous_Electric_Pool Pump_E1 | F2 | Commercial | Small Retail | Existing | Miscellaneous | Electric | Pool Pump | E1 | TRC BC Ratio | 0 | 0 | 0 | 0 | 0 | 0 | 0 | 0 | 0 | 0 | 0 | 0 | 0 | 0 | 0 | 0 | 0 | 0 | 0 | 0 | 0 | 0 | 0 | 0 | 0 | 0 | 0 | 0 | 0 | 0
F2_Commercial_Small Retail_Existing_Miscellaneous_Electric_Pool Pump_E2 | F2 | Commercial | Small Retail | Existing | Miscellaneous | Electric | Pool Pump | E2 | TRC BC Ratio | 0 | 0 | 0 | 0 | 0 | 0 | 0 | 0 | 0 | 0 | 0 | 0 | 0 | 0 | 0 | 0 | 0 | 0 | 0 | 0 | 0 | 0 | 0 | 0 | 0 | 0 | 0 | 0 | 0 | 0
F2_Commercial_Small Retail_Existing_Miscellaneous_Electric_Pool Pump_E3 | F2 | Commercial | Small Retail | Existing | Miscellaneous | Electric | Pool Pump | E3 | TRC BC Ratio | 0 | 0 | 0 | 0 | 0 | 0 | 0 | 0 | 0 | 0 | 0 | 0 | 0 | 0 | 0 | 0 | 0 | 0 | 0 | 0 | 0 | 0 | 0 | 0 | 0 | 0 | 0 | 0 | 0 | 0
F2_Commercial_Small Retail_Existing_Miscellaneous_Electric_Pool Pump_E4 | F2 | Commercial | Small Retail | Existing | Miscellaneous | Electric | Pool Pump | E4 | TRC BC Ratio | 0 | 0 | 0 | 0 | 0 | 0 | 0 | 0 | 0 | 0 | 0 | 0 | 0 | 0 | 0 | 0 | 0 | 0 | 0 | 0 | 0 | 0 | 0 | 0 | 0 | 0 | 0 | 0 | 0 | 0
F2_Commercial_Small Retail_Existing_Miscellaneous_Electric_Pool Pump_E5 | F2 | Commercial | Small Retail | Existing | Miscellaneous | Electric | Pool Pump | E5 | TRC BC Ratio | 0 | 0 | 0 | 0 | 0 | 0 | 0 | 0 | 0 | 0 | 0 | 0 | 0 | 0 | 0 | 0 | 0 | 0 | 0 | 0 | 0 | 0 | 0 | 0 | 0 | 0 | 0 | 0 | 0 | 0
F2_Commercial_Small Retail_Existing_Miscellaneous_Electric_Pool Pump_E6 | F2 | Commercial | Small Retail | Existing | Miscellaneous | Electric | Pool Pump | E6 | TRC BC Ratio | 0 | 0 | 0 | 0 | 0 | 0 | 0 | 0 | 0 | 0 | 0 | 0 | 0 | 0 | 0 | 0 | 0 | 0 | 0 | 0 | 0 | 0 | 0 | 0 | 0 | 0 | 0 | 0 | 0 | 0
F2_Commercial_Small Retail_Existing_Miscellaneous_Electric_Pool Pump_E7 | F2 | Commercial | Small Retail | Existing | Miscellaneous | Electric | Pool Pump | E7 | TRC BC Ratio | 0 | 0 | 0 | 0 | 0 | 0 | 0 | 0 | 0 | 0 | 0 | 0 | 0 | 0 | 0 | 0 | 0 | 0 | 0 | 0 | 0 | 0 | 0 | 0 | 0 | 0 | 0 | 0 | 0 | 0
F2_Commercial_Small Retail_Existing_Miscellaneous_Electric_Pool Pump_E8 | F2 | Commercial | Small Retail | Existing | Miscellaneous | Electric | Pool Pump | E8 | TRC BC Ratio | 0 | 0 | 0 | 0 | 0 | 0 | 0 | 0 | 0 | 0 | 0 | 0 | 0 | 0 | 0 | 0 | 0 | 0 | 0 | 0 | 0 | 0 | 0 | 0 | 0 | 0 | 0 | 0 | 0 | 0
F2_Commercial_Small Retail_Existing_Miscellaneous_Electric_Pool Pump_E9 | F2 | Commercial | Small Retail | Existing | Miscellaneous | Electric | Pool Pump | E9 | TRC BC Ratio | 0 | 0 | 0 | 0 | 0 | 0 | 0 | 0 | 0 | 0 | 0 | 0 | 0 | 0 | 0 | 0 | 0 | 0 | 0 | 0 | 0 | 0 | 0 | 0 | 0 | 0 | 0 | 0 | 0 | 0
F2_Commercial_Small Retail_Existing_Miscellaneous_Electric_Pool Pump_E10 | F2 | Commercial | Small Retail | Existing | Miscellaneous | Electric | Pool Pump | E10 | TRC BC Ratio | 0 | 0 | 0 | 0 | 0 | 0 | 0 | 0 | 0 | 0 | 0 | 0 | 0 | 0 | 0 | 0 | 0 | 0 | 0 | 0 | 0 | 0 | 0 | 0 | 0 | 0 | 0 | 0 | 0 | 0
F3_Commercial_Small Retail_Existing_Miscellaneous_Electric_Pool Pump_E1 | F3 | Commercial | Small Retail | Existing | Miscellaneous | Electric | Pool Pump | E1 | PACT BC Ratio | 0 | 0 | 0 | 0 | 0 | 0 | 0 | 0 | 0 | 0 | 0 | 0 | 0 | 0 | 0 | 0 | 0 | 0 | 0 | 0 | 0 | 0 | 0 | 0 | 0 | 0 | 0 | 0 | 0 | 0
F3_Commercial_Small Retail_Existing_Miscellaneous_Electric_Pool Pump_E2 | F3 | Commercial | Small Retail | Existing | Miscellaneous | Electric | Pool Pump | E2 | PACT BC Ratio | 0 | 0 | 0 | 0 | 0 | 0 | 0 | 0 | 0 | 0 | 0 | 0 | 0 | 0 | 0 | 0 | 0 | 0 | 0 | 0 | 0 | 0 | 0 | 0 | 0 | 0 | 0 | 0 | 0 | 0
F3_Commercial_Small Retail_Existing_Miscellaneous_Electric_Pool Pump_E3 | F3 | Commercial | Small Retail | Existing | Miscellaneous | Electric | Pool Pump | E3 | PACT BC Ratio | 0 | 0 | 0 | 0 | 0 | 0 | 0 | 0 | 0 | 0 | 0 | 0 | 0 | 0 | 0 | 0 | 0 | 0 | 0 | 0 | 0 | 0 | 0 | 0 | 0 | 0 | 0 | 0 | 0 | 0
F3_Commercial_Small Retail_Existing_Miscellaneous_Electric_Pool Pump_E4 | F3 | Commercial | Small Retail | Existing | Miscellaneous | Electric | Pool Pump | E4 | PACT BC Ratio | 0 | 0 | 0 | 0 | 0 | 0 | 0 | 0 | 0 | 0 | 0 | 0 | 0 | 0 | 0 | 0 | 0 | 0 | 0 | 0 | 0 | 0 | 0 | 0 | 0 | 0 | 0 | 0 | 0 | 0
F3_Commercial_Small Retail_Existing_Miscellaneous_Electric_Pool Pump_E5 | F3 | Commercial | Small Retail | Existing | Miscellaneous | Electric | Pool Pump | E5 | PACT BC Ratio | 0 | 0 | 0 | 0 | 0 | 0 | 0 | 0 | 0 | 0 | 0 | 0 | 0 | 0 | 0 | 0 | 0 | 0 | 0 | 0 | 0 | 0 | 0 | 0 | 0 | 0 | 0 | 0 | 0 | 0
F3_Commercial_Small Retail_Existing_Miscellaneous_Electric_Pool Pump_E6 | F3 | Commercial | Small Retail | Existing | Miscellaneous | Electric | Pool Pump | E6 | PACT BC Ratio | 0 | 0 | 0 | 0 | 0 | 0 | 0 | 0 | 0 | 0 | 0 | 0 | 0 | 0 | 0 | 0 | 0 | 0 | 0 | 0 | 0 | 0 | 0 | 0 | 0 | 0 | 0 | 0 | 0 | 0
F3_Commercial_Small Retail_Existing_Miscellaneous_Electric_Pool Pump_E7 | F3 | Commercial | Small Retail | Existing | Miscellaneous | Electric | Pool Pump | E7 | PACT BC Ratio | 0 | 0 | 0 | 0 | 0 | 0 | 0 | 0 | 0 | 0 | 0 | 0 | 0 | 0 | 0 | 0 | 0 | 0 | 0 | 0 | 0 | 0 | 0 | 0 | 0 | 0 | 0 | 0 | 0 | 0
F3_Commercial_Small Retail_Existing_Miscellaneous_Electric_Pool Pump_E8 | F3 | Commercial | Small Retail | Existing | Miscellaneous | Electric | Pool Pump | E8 | PACT BC Ratio | 0 | 0 | 0 | 0 | 0 | 0 | 0 | 0 | 0 | 0 | 0 | 0 | 0 | 0 | 0 | 0 | 0 | 0 | 0 | 0 | 0 | 0 | 0 | 0 | 0 | 0 | 0 | 0 | 0 | 0
F3_Commercial_Small Retail_Existing_Miscellaneous_Electric_Pool Pump_E9 | F3 | Commercial | Small Retail | Existing | Miscellaneous | Electric | Pool Pump | E9 | PACT BC Ratio | 0 | 0 | 0 | 0 | 0 | 0 | 0 | 0 | 0 | 0 | 0 | 0 | 0 | 0 | 0 | 0 | 0 | 0 | 0 | 0 | 0 | 0 | 0 | 0 | 0 | 0 | 0 | 0 | 0 | 0
F3_Commercial_Small Retail_Existing_Miscellaneous_Electric_Pool Pump_E10 | F3 | Commercial | Small Retail | Existing | Miscellaneous | Electric | Pool Pump | E10 | PACT BC Ratio | 0 | 0 | 0 | 0 | 0 | 0 | 0 | 0 | 0 | 0 | 0 | 0 | 0 | 0 | 0 | 0 | 0 | 0 | 0 | 0 | 0 | 0 | 0 | 0 | 0 | 0 | 0 | 0 | 0 | 0
F4_Commercial_Small Retail_Existing_Miscellaneous_Electric_Pool Pump_E1 | F4 | Commercial | Small Retail | Existing | Miscellaneous | Electric | Pool Pump | E1 | RVT BC Ratio | 0 | 0 | 0 | 0 | 0 | 0 | 0 | 0 | 0 | 0 | 0 | 0 | 0 | 0 | 0 | 0 | 0 | 0 | 0 | 0 | 0 | 0 | 0 | 0 | 0 | 0 | 0 | 0 | 0 | 0
F4_Commercial_Small Retail_Existing_Miscellaneous_Electric_Pool Pump_E2 | F4 | Commercial | Small Retail | Existing | Miscellaneous | Electric | Pool Pump | E2 | RVT BC Ratio | 0 | 0 | 0 | 0 | 0 | 0 | 0 | 0 | 0 | 0 | 0 | 0 | 0 | 0 | 0 | 0 | 0 | 0 | 0 | 0 | 0 | 0 | 0 | 0 | 0 | 0 | 0 | 0 | 0 | 0
F4_Commercial_Small Retail_Existing_Miscellaneous_Electric_Pool Pump_E3 | F4 | Commercial | Small Retail | Existing | Miscellaneous | Electric | Pool Pump | E3 | RVT BC Ratio | 0 | 0 | 0 | 0 | 0 | 0 | 0 | 0 | 0 | 0 | 0 | 0 | 0 | 0 | 0 | 0 | 0 | 0 | 0 | 0 | 0 | 0 | 0 | 0 | 0 | 0 | 0 | 0 | 0 | 0
F4_Commercial_Small Retail_Existing_Miscellaneous_Electric_Pool Pump_E4 | F4 | Commercial | Small Retail | Existing | Miscellaneous | Electric | Pool Pump | E4 | RVT BC Ratio | 0 | 0 | 0 | 0 | 0 | 0 | 0 | 0 | 0 | 0 | 0 | 0 | 0 | 0 | 0 | 0 | 0 | 0 | 0 | 0 | 0 | 0 | 0 | 0 | 0 | 0 | 0 | 0 | 0 | 0
F4_Commercial_Small Retail_Existing_Miscellaneous_Electric_Pool Pump_E5 | F4 | Commercial | Small Retail | Existing | Miscellaneous | Electric | Pool Pump | E5 | RVT BC Ratio | 0 | 0 | 0 | 0 | 0 | 0 | 0 | 0 | 0 | 0 | 0 | 0 | 0 | 0 | 0 | 0 | 0 | 0 | 0 | 0 | 0 | 0 | 0 | 0 | 0 | 0 | 0 | 0 | 0 | 0
F4_Commercial_Small Retail_Existing_Miscellaneous_Electric_Pool Pump_E6 | F4 | Commercial | Small Retail | Existing | Miscellaneous | Electric | Pool Pump | E6 | RVT BC Ratio | 0 | 0 | 0 | 0 | 0 | 0 | 0 | 0 | 0 | 0 | 0 | 0 | 0 | 0 | 0 | 0 | 0 | 0 | 0 | 0 | 0 | 0 | 0 | 0 | 0 | 0 | 0 | 0 | 0 | 0
F4_Commercial_Small Retail_Existing_Miscellaneous_Electric_Pool Pump_E7 | F4 | Commercial | Small Retail | Existing | Miscellaneous | Electric | Pool Pump | E7 | RVT BC Ratio | 0 | 0 | 0 | 0 | 0 | 0 | 0 | 0 | 0 | 0 | 0 | 0 | 0 | 0 | 0 | 0 | 0 | 0 | 0 | 0 | 0 | 0 | 0 | 0 | 0 | 0 | 0 | 0 | 0 | 0
F4_Commercial_Small Retail_Existing_Miscellaneous_Electric_Pool Pump_E8 | F4 | Commercial | Small Retail | Existing | Miscellaneous | Electric | Pool Pump | E8 | RVT BC Ratio | 0 | 0 | 0 | 0 | 0 | 0 | 0 | 0 | 0 | 0 | 0 | 0 | 0 | 0 | 0 | 0 | 0 | 0 | 0 | 0 | 0 | 0 | 0 | 0 | 0 | 0 | 0 | 0 | 0 | 0
F4_Commercial_Small Retail_Existing_Miscellaneous_Electric_Pool Pump_E9 | F4 | Commercial | Small Retail | Existing | Miscellaneous | Electric | Pool Pump | E9 | RVT BC Ratio | 0 | 0 | 0 | 0 | 0 | 0 | 0 | 0 | 0 | 0 | 0 | 0 | 0 | 0 | 0 | 0 | 0 | 0 | 0 | 0 | 0 | 0 | 0 | 0 | 0 | 0 | 0 | 0 | 0 | 0
F4_Commercial_Small Retail_Existing_Miscellaneous_Electric_Pool Pump_E10 | F4 | Commercial | Small Retail | Existing | Miscellaneous | Electric | Pool Pump | E10 | RVT BC Ratio | 0 | 0 | 0 | 0 | 0 | 0 | 0 | 0 | 0 | 0 | 0 | 0 | 0 | 0 | 0 | 0 | 0 | 0 | 0 | 0 | 0 | 0 | 0 | 0 | 0 | 0 | 0 | 0 | 0 | 0
F5_Commercial_Small Retail_Existing_Miscellaneous_Electric_Pool Pump_E1 | F5 | Commercial | Small Retail | Existing | Miscellaneous | Electric | Pool Pump | E1 | RIM BC Ratio | 0 | 0 | 0 | 0 | 0 | 0 | 0 | 0 | 0 | 0 | 0 | 0 | 0 | 0 | 0 | 0 | 0 | 0 | 0 | 0 | 0 | 0 | 0 | 0 | 0 | 0 | 0 | 0 | 0 | 0
F5_Commercial_Small Retail_Existing_Miscellaneous_Electric_Pool Pump_E2 | F5 | Commercial | Small Retail | Existing | Miscellaneous | Electric | Pool Pump | E2 | RIM BC Ratio | 0 | 0 | 0 | 0 | 0 | 0 | 0 | 0 | 0 | 0 | 0 | 0 | 0 | 0 | 0 | 0 | 0 | 0 | 0 | 0 | 0 | 0 | 0 | 0 | 0 | 0 | 0 | 0 | 0 | 0
F5_Commercial_Small Retail_Existing_Miscellaneous_Electric_Pool Pump_E3 | F5 | Commercial | Small Retail | Existing | Miscellaneous | Electric | Pool Pump | E3 | RIM BC Ratio | 0 | 0 | 0 | 0 | 0 | 0 | 0 | 0 | 0 | 0 | 0 | 0 | 0 | 0 | 0 | 0 | 0 | 0 | 0 | 0 | 0 | 0 | 0 | 0 | 0 | 0 | 0 | 0 | 0 | 0
F5_Commercial_Small Retail_Existing_Miscellaneous_Electric_Pool Pump_E4 | F5 | Commercial | Small Retail | Existing | Miscellaneous | Electric | Pool Pump | E4 | RIM BC Ratio | 0 | 0 | 0 | 0 | 0 | 0 | 0 | 0 | 0 | 0 | 0 | 0 | 0 | 0 | 0 | 0 | 0 | 0 | 0 | 0 | 0 | 0 | 0 | 0 | 0 | 0 | 0 | 0 | 0 | 0
F5_Commercial_Small Retail_Existing_Miscellaneous_Electric_Pool Pump_E5 | F5 | Commercial | Small Retail | Existing | Miscellaneous | Electric | Pool Pump | E5 | RIM BC Ratio | 0 | 0 | 0 | 0 | 0 | 0 | 0 | 0 | 0 | 0 | 0 | 0 | 0 | 0 | 0 | 0 | 0 | 0 | 0 | 0 | 0 | 0 | 0 | 0 | 0 | 0 | 0 | 0 | 0 | 0
F5_Commercial_Small Retail_Existing_Miscellaneous_Electric_Pool Pump_E6 | F5 | Commercial | Small Retail | Existing | Miscellaneous | Electric | Pool Pump | E6 | RIM BC Ratio | 0 | 0 | 0 | 0 | 0 | 0 | 0 | 0 | 0 | 0 | 0 | 0 | 0 | 0 | 0 | 0 | 0 | 0 | 0 | 0 | 0 | 0 | 0 | 0 | 0 | 0 | 0 | 0 | 0 | 0
F5_Commercial_Small Retail_Existing_Miscellaneous_Electric_Pool Pump_E7 | F5 | Commercial | Small Retail | Existing | Miscellaneous | Electric | Pool Pump | E7 | RIM BC Ratio | 0 | 0 | 0 | 0 | 0 | 0 | 0 | 0 | 0 | 0 | 0 | 0 | 0 | 0 | 0 | 0 | 0 | 0 | 0 | 0 | 0 | 0 | 0 | 0 | 0 | 0 | 0 | 0 | 0 | 0
F5_Commercial_Small Retail_Existing_Miscellaneous_Electric_Pool Pump_E8 | F5 | Commercial | Small Retail | Existing | Miscellaneous | Electric | Pool Pump | E8 | RIM BC Ratio | 0 | 0 | 0 | 0 | 0 | 0 | 0 | 0 | 0 | 0 | 0 | 0 | 0 | 0 | 0 | 0 | 0 | 0 | 0 | 0 | 0 | 0 | 0 | 0 | 0 | 0 | 0 | 0 | 0 | 0
F5_Commercial_Small Retail_Existing_Miscellaneous_Electric_Pool Pump_E9 | F5 | Commercial | Small Retail | Existing | Miscellaneous | Electric | Pool Pump | E9 | RIM BC Ratio | 0 | 0 | 0 | 0 | 0 | 0 | 0 | 0 | 0 | 0 | 0 | 0 | 0 | 0 | 0 | 0 | 0 | 0 | 0 | 0 | 0 | 0 | 0 | 0 | 0 | 0 | 0 | 0 | 0 | 0
F5_Commercial_Small Retail_Existing_Miscellaneous_Electric_Pool Pump_E10 | F5 | Commercial | Small Retail | Existing | Miscellaneous | Electric | Pool Pump | E10 | RIM BC Ratio | 0 | 0 | 0 | 0 | 0 | 0 | 0 | 0 | 0 | 0 | 0 | 0 | 0 | 0 | 0 | 0 | 0 | 0 | 0 | 0 | 0 | 0 | 0 | 0 | 0 | 0 | 0 | 0 | 0 | 0
F0_Commercial_Small Retail_Existing_Miscellaneous_Electric_Pool Heater_E0 | F0 | Commercial | Small Retail | Existing | Miscellaneous | Electric | Pool Heater | E0 | Economic Unit | 0 | 0 | 0 | 0 | 0 | 0 | 0 | 0 | 0 | 0 | 0 | 0 | 0 | 0 | 0 | 0 | 0 | 0 | 0 | 0 | 0 | 0 | 0 | 0 | 0 | 0 | 0 | 0 | 0 | 0
F1_Commercial_Small Retail_Existing_Miscellaneous_Electric_Pool Heater_E1 | F1 | Commercial | Small Retail | Existing | Miscellaneous | Electric | Pool Heater | E1 | CCE | 0 | 0 | 0 | 0 | 0 | 0 | 0 | 0 | 0 | 0 | 0 | 0 | 0 | 0 | 0 | 0 | 0 | 0 | 0 | 0 | 0 | 0 | 0 | 0 | 0 | 0 | 0 | 0 | 0 | 0
F1_Commercial_Small Retail_Existing_Miscellaneous_Electric_Pool Heater_E2 | F1 | Commercial | Small Retail | Existing | Miscellaneous | Electric | Pool Heater | E2 | CCE | 0 | 0 | 0 | 0 | 0 | 0 | 0 | 0 | 0 | 0 | 0 | 0 | 0 | 0 | 0 | 0 | 0 | 0 | 0 | 0 | 0 | 0 | 0 | 0 | 0 | 0 | 0 | 0 | 0 | 0
F1_Commercial_Small Retail_Existing_Miscellaneous_Electric_Pool Heater_E3 | F1 | Commercial | Small Retail | Existing | Miscellaneous | Electric | Pool Heater | E3 | CCE | 0 | 0 | 0 | 0 | 0 | 0 | 0 | 0 | 0 | 0 | 0 | 0 | 0 | 0 | 0 | 0 | 0 | 0 | 0 | 0 | 0 | 0 | 0 | 0 | 0 | 0 | 0 | 0 | 0 | 0
F1_Commercial_Small Retail_Existing_Miscellaneous_Electric_Pool Heater_E4 | F1 | Commercial | Small Retail | Existing | Miscellaneous | Electric | Pool Heater | E4 | CCE | 0 | 0 | 0 | 0 | 0 | 0 | 0 | 0 | 0 | 0 | 0 | 0 | 0 | 0 | 0 | 0 | 0 | 0 | 0 | 0 | 0 | 0 | 0 | 0 | 0 | 0 | 0 | 0 | 0 | 0
F1_Commercial_Small Retail_Existing_Miscellaneous_Electric_Pool Heater_E5 | F1 | Commercial | Small Retail | Existing | Miscellaneous | Electric | Pool Heater | E5 | CCE | 0 | 0 | 0 | 0 | 0 | 0 | 0 | 0 | 0 | 0 | 0 | 0 | 0 | 0 | 0 | 0 | 0 | 0 | 0 | 0 | 0 | 0 | 0 | 0 | 0 | 0 | 0 | 0 | 0 | 0
F1_Commercial_Small Retail_Existing_Miscellaneous_Electric_Pool Heater_E6 | F1 | Commercial | Small Retail | Existing | Miscellaneous | Electric | Pool Heater | E6 | CCE | 0 | 0 | 0 | 0 | 0 | 0 | 0 | 0 | 0 | 0 | 0 | 0 | 0 | 0 | 0 | 0 | 0 | 0 | 0 | 0 | 0 | 0 | 0 | 0 | 0 | 0 | 0 | 0 | 0 | 0
F1_Commercial_Small Retail_Existing_Miscellaneous_Electric_Pool Heater_E7 | F1 | Commercial | Small Retail | Existing | Miscellaneous | Electric | Pool Heater | E7 | CCE | 0 | 0 | 0 | 0 | 0 | 0 | 0 | 0 | 0 | 0 | 0 | 0 | 0 | 0 | 0 | 0 | 0 | 0 | 0 | 0 | 0 | 0 | 0 | 0 | 0 | 0 | 0 | 0 | 0 | 0
F1_Commercial_Small Retail_Existing_Miscellaneous_Electric_Pool Heater_E8 | F1 | Commercial | Small Retail | Existing | Miscellaneous | Electric | Pool Heater | E8 | CCE | 0 | 0 | 0 | 0 | 0 | 0 | 0 | 0 | 0 | 0 | 0 | 0 | 0 | 0 | 0 | 0 | 0 | 0 | 0 | 0 | 0 | 0 | 0 | 0 | 0 | 0 | 0 | 0 | 0 | 0
F1_Commercial_Small Retail_Existing_Miscellaneous_Electric_Pool Heater_E9 | F1 | Commercial | Small Retail | Existing | Miscellaneous | Electric | Pool Heater | E9 | CCE | 0 | 0 | 0 | 0 | 0 | 0 | 0 | 0 | 0 | 0 | 0 | 0 | 0 | 0 | 0 | 0 | 0 | 0 | 0 | 0 | 0 | 0 | 0 | 0 | 0 | 0 | 0 | 0 | 0 | 0
F1_Commercial_Small Retail_Existing_Miscellaneous_Electric_Pool Heater_E10 | F1 | Commercial | Small Retail | Existing | Miscellaneous | Electric | Pool Heater | E10 | CCE | 0 | 0 | 0 | 0 | 0 | 0 | 0 | 0 | 0 | 0 | 0 | 0 | 0 | 0 | 0 | 0 | 0 | 0 | 0 | 0 | 0 | 0 | 0 | 0 | 0 | 0 | 0 | 0 | 0 | 0
F2_Commercial_Small Retail_Existing_Miscellaneous_Electric_Pool Heater_E1 | F2 | Commercial | Small Retail | Existing | Miscellaneous | Electric | Pool Heater | E1 | TRC BC Ratio | 0 | 0 | 0 | 0 | 0 | 0 | 0 | 0 | 0 | 0 | 0 | 0 | 0 | 0 | 0 | 0 | 0 | 0 | 0 | 0 | 0 | 0 | 0 | 0 | 0 | 0 | 0 | 0 | 0 | 0
F2_Commercial_Small Retail_Existing_Miscellaneous_Electric_Pool Heater_E2 | F2 | Commercial | Small Retail | Existing | Miscellaneous | Electric | Pool Heater | E2 | TRC BC Ratio | 0 | 0 | 0 | 0 | 0 | 0 | 0 | 0 | 0 | 0 | 0 | 0 | 0 | 0 | 0 | 0 | 0 | 0 | 0 | 0 | 0 | 0 | 0 | 0 | 0 | 0 | 0 | 0 | 0 | 0
F2_Commercial_Small Retail_Existing_Miscellaneous_Electric_Pool Heater_E3 | F2 | Commercial | Small Retail | Existing | Miscellaneous | Electric | Pool Heater | E3 | TRC BC Ratio | 0 | 0 | 0 | 0 | 0 | 0 | 0 | 0 | 0 | 0 | 0 | 0 | 0 | 0 | 0 | 0 | 0 | 0 | 0 | 0 | 0 | 0 | 0 | 0 | 0 | 0 | 0 | 0 | 0 | 0
F2_Commercial_Small Retail_Existing_Miscellaneous_Electric_Pool Heater_E4 | F2 | Commercial | Small Retail | Existing | Miscellaneous | Electric | Pool Heater | E4 | TRC BC Ratio | 0 | 0 | 0 | 0 | 0 | 0 | 0 | 0 | 0 | 0 | 0 | 0 | 0 | 0 | 0 | 0 | 0 | 0 | 0 | 0 | 0 | 0 | 0 | 0 | 0 | 0 | 0 | 0 | 0 | 0
F2_Commercial_Small Retail_Existing_Miscellaneous_Electric_Pool Heater_E5 | F2 | Commercial | Small Retail | Existing | Miscellaneous | Electric | Pool Heater | E5 | TRC BC Ratio | 0 | 0 | 0 | 0 | 0 | 0 | 0 | 0 | 0 | 0 | 0 | 0 | 0 | 0 | 0 | 0 | 0 | 0 | 0 | 0 | 0 | 0 | 0 | 0 | 0 | 0 | 0 | 0 | 0 | 0
F2_Commercial_Small Retail_Existing_Miscellaneous_Electric_Pool Heater_E6 | F2 | Commercial | Small Retail | Existing | Miscellaneous | Electric | Pool Heater | E6 | TRC BC Ratio | 0 | 0 | 0 | 0 | 0 | 0 | 0 | 0 | 0 | 0 | 0 | 0 | 0 | 0 | 0 | 0 | 0 | 0 | 0 | 0 | 0 | 0 | 0 | 0 | 0 | 0 | 0 | 0 | 0 | 0
F2_Commercial_Small Retail_Existing_Miscellaneous_Electric_Pool Heater_E7 | F2 | Commercial | Small Retail | Existing | Miscellaneous | Electric | Pool Heater | E7 | TRC BC Ratio | 0 | 0 | 0 | 0 | 0 | 0 | 0 | 0 | 0 | 0 | 0 | 0 | 0 | 0 | 0 | 0 | 0 | 0 | 0 | 0 | 0 | 0 | 0 | 0 | 0 | 0 | 0 | 0 | 0 | 0
F2_Commercial_Small Retail_Existing_Miscellaneous_Electric_Pool Heater_E8 | F2 | Commercial | Small Retail | Existing | Miscellaneous | Electric | Pool Heater | E8 | TRC BC Ratio | 0 | 0 | 0 | 0 | 0 | 0 | 0 | 0 | 0 | 0 | 0 | 0 | 0 | 0 | 0 | 0 | 0 | 0 | 0 | 0 | 0 | 0 | 0 | 0 | 0 | 0 | 0 | 0 | 0 | 0
F2_Commercial_Small Retail_Existing_Miscellaneous_Electric_Pool Heater_E9 | F2 | Commercial | Small Retail | Existing | Miscellaneous | Electric | Pool Heater | E9 | TRC BC Ratio | 0 | 0 | 0 | 0 | 0 | 0 | 0 | 0 | 0 | 0 | 0 | 0 | 0 | 0 | 0 | 0 | 0 | 0 | 0 | 0 | 0 | 0 | 0 | 0 | 0 | 0 | 0 | 0 | 0 | 0
F2_Commercial_Small Retail_Existing_Miscellaneous_Electric_Pool Heater_E10 | F2 | Commercial | Small Retail | Existing | Miscellaneous | Electric | Pool Heater | E10 | TRC BC Ratio | 0 | 0 | 0 | 0 | 0 | 0 | 0 | 0 | 0 | 0 | 0 | 0 | 0 | 0 | 0 | 0 | 0 | 0 | 0 | 0 | 0 | 0 | 0 | 0 | 0 | 0 | 0 | 0 | 0 | 0
F3_Commercial_Small Retail_Existing_Miscellaneous_Electric_Pool Heater_E1 | F3 | Commercial | Small Retail | Existing | Miscellaneous | Electric | Pool Heater | E1 | PACT BC Ratio | 0 | 0 | 0 | 0 | 0 | 0 | 0 | 0 | 0 | 0 | 0 | 0 | 0 | 0 | 0 | 0 | 0 | 0 | 0 | 0 | 0 | 0 | 0 | 0 | 0 | 0 | 0 | 0 | 0 | 0
F3_Commercial_Small Retail_Existing_Miscellaneous_Electric_Pool Heater_E2 | F3 | Commercial | Small Retail | Existing | Miscellaneous | Electric | Pool Heater | E2 | PACT BC Ratio | 0 | 0 | 0 | 0 | 0 | 0 | 0 | 0 | 0 | 0 | 0 | 0 | 0 | 0 | 0 | 0 | 0 | 0 | 0 | 0 | 0 | 0 | 0 | 0 | 0 | 0 | 0 | 0 | 0 | 0
F3_Commercial_Small Retail_Existing_Miscellaneous_Electric_Pool Heater_E3 | F3 | Commercial | Small Retail | Existing | Miscellaneous | Electric | Pool Heater | E3 | PACT BC Ratio | 0 | 0 | 0 | 0 | 0 | 0 | 0 | 0 | 0 | 0 | 0 | 0 | 0 | 0 | 0 | 0 | 0 | 0 | 0 | 0 | 0 | 0 | 0 | 0 | 0 | 0 | 0 | 0 | 0 | 0
F3_Commercial_Small Retail_Existing_Miscellaneous_Electric_Pool Heater_E4 | F3 | Commercial | Small Retail | Existing | Miscellaneous | Electric | Pool Heater | E4 | PACT BC Ratio | 0 | 0 | 0 | 0 | 0 | 0 | 0 | 0 | 0 | 0 | 0 | 0 | 0 | 0 | 0 | 0 | 0 | 0 | 0 | 0 | 0 | 0 | 0 | 0 | 0 | 0 | 0 | 0 | 0 | 0
F3_Commercial_Small Retail_Existing_Miscellaneous_Electric_Pool Heater_E5 | F3 | Commercial | Small Retail | Existing | Miscellaneous | Electric | Pool Heater | E5 | PACT BC Ratio | 0 | 0 | 0 | 0 | 0 | 0 | 0 | 0 | 0 | 0 | 0 | 0 | 0 | 0 | 0 | 0 | 0 | 0 | 0 | 0 | 0 | 0 | 0 | 0 | 0 | 0 | 0 | 0 | 0 | 0
F3_Commercial_Small Retail_Existing_Miscellaneous_Electric_Pool Heater_E6 | F3 | Commercial | Small Retail | Existing | Miscellaneous | Electric | Pool Heater | E6 | PACT BC Ratio | 0 | 0 | 0 | 0 | 0 | 0 | 0 | 0 | 0 | 0 | 0 | 0 | 0 | 0 | 0 | 0 | 0 | 0 | 0 | 0 | 0 | 0 | 0 | 0 | 0 | 0 | 0 | 0 | 0 | 0
F3_Commercial_Small Retail_Existing_Miscellaneous_Electric_Pool Heater_E7 | F3 | Commercial | Small Retail | Existing | Miscellaneous | Electric | Pool Heater | E7 | PACT BC Ratio | 0 | 0 | 0 | 0 | 0 | 0 | 0 | 0 | 0 | 0 | 0 | 0 | 0 | 0 | 0 | 0 | 0 | 0 | 0 | 0 | 0 | 0 | 0 | 0 | 0 | 0 | 0 | 0 | 0 | 0
F3_Commercial_Small Retail_Existing_Miscellaneous_Electric_Pool Heater_E8 | F3 | Commercial | Small Retail | Existing | Miscellaneous | Electric | Pool Heater | E8 | PACT BC Ratio | 0 | 0 | 0 | 0 | 0 | 0 | 0 | 0 | 0 | 0 | 0 | 0 | 0 | 0 | 0 | 0 | 0 | 0 | 0 | 0 | 0 | 0 | 0 | 0 | 0 | 0 | 0 | 0 | 0 | 0
F3_Commercial_Small Retail_Existing_Miscellaneous_Electric_Pool Heater_E9 | F3 | Commercial | Small Retail | Existing | Miscellaneous | Electric | Pool Heater | E9 | PACT BC Ratio | 0 | 0 | 0 | 0 | 0 | 0 | 0 | 0 | 0 | 0 | 0 | 0 | 0 | 0 | 0 | 0 | 0 | 0 | 0 | 0 | 0 | 0 | 0 | 0 | 0 | 0 | 0 | 0 | 0 | 0
F3_Commercial_Small Retail_Existing_Miscellaneous_Electric_Pool Heater_E10 | F3 | Commercial | Small Retail | Existing | Miscellaneous | Electric | Pool Heater | E10 | PACT BC Ratio | 0 | 0 | 0 | 0 | 0 | 0 | 0 | 0 | 0 | 0 | 0 | 0 | 0 | 0 | 0 | 0 | 0 | 0 | 0 | 0 | 0 | 0 | 0 | 0 | 0 | 0 | 0 | 0 | 0 | 0
F4_Commercial_Small Retail_Existing_Miscellaneous_Electric_Pool Heater_E1 | F4 | Commercial | Small Retail | Existing | Miscellaneous | Electric | Pool Heater | E1 | RVT BC Ratio | 0 | 0 | 0 | 0 | 0 | 0 | 0 | 0 | 0 | 0 | 0 | 0 | 0 | 0 | 0 | 0 | 0 | 0 | 0 | 0 | 0 | 0 | 0 | 0 | 0 | 0 | 0 | 0 | 0 | 0
F4_Commercial_Small Retail_Existing_Miscellaneous_Electric_Pool Heater_E2 | F4 | Commercial | Small Retail | Existing | Miscellaneous | Electric | Pool Heater | E2 | RVT BC Ratio | 0 | 0 | 0 | 0 | 0 | 0 | 0 | 0 | 0 | 0 | 0 | 0 | 0 | 0 | 0 | 0 | 0 | 0 | 0 | 0 | 0 | 0 | 0 | 0 | 0 | 0 | 0 | 0 | 0 | 0
F4_Commercial_Small Retail_Existing_Miscellaneous_Electric_Pool Heater_E3 | F4 | Commercial | Small Retail | Existing | Miscellaneous | Electric | Pool Heater | E3 | RVT BC Ratio | 0 | 0 | 0 | 0 | 0 | 0 | 0 | 0 | 0 | 0 | 0 | 0 | 0 | 0 | 0 | 0 | 0 | 0 | 0 | 0 | 0 | 0 | 0 | 0 | 0 | 0 | 0 | 0 | 0 | 0
F4_Commercial_Small Retail_Existing_Miscellaneous_Electric_Pool Heater_E4 | F4 | Commercial | Small Retail | Existing | Miscellaneous | Electric | Pool Heater | E4 | RVT BC Ratio | 0 | 0 | 0 | 0 | 0 | 0 | 0 | 0 | 0 | 0 | 0 | 0 | 0 | 0 | 0 | 0 | 0 | 0 | 0 | 0 | 0 | 0 | 0 | 0 | 0 | 0 | 0 | 0 | 0 | 0
F4_Commercial_Small Retail_Existing_Miscellaneous_Electric_Pool Heater_E5 | F4 | Commercial | Small Retail | Existing | Miscellaneous | Electric | Pool Heater | E5 | RVT BC Ratio | 0 | 0 | 0 | 0 | 0 | 0 | 0 | 0 | 0 | 0 | 0 | 0 | 0 | 0 | 0 | 0 | 0 | 0 | 0 | 0 | 0 | 0 | 0 | 0 | 0 | 0 | 0 | 0 | 0 | 0
F4_Commercial_Small Retail_Existing_Miscellaneous_Electric_Pool Heater_E6 | F4 | Commercial | Small Retail | Existing | Miscellaneous | Electric | Pool Heater | E6 | RVT BC Ratio | 0 | 0 | 0 | 0 | 0 | 0 | 0 | 0 | 0 | 0 | 0 | 0 | 0 | 0 | 0 | 0 | 0 | 0 | 0 | 0 | 0 | 0 | 0 | 0 | 0 | 0 | 0 | 0 | 0 | 0
F4_Commercial_Small Retail_Existing_Miscellaneous_Electric_Pool Heater_E7 | F4 | Commercial | Small Retail | Existing | Miscellaneous | Electric | Pool Heater | E7 | RVT BC Ratio | 0 | 0 | 0 | 0 | 0 | 0 | 0 | 0 | 0 | 0 | 0 | 0 | 0 | 0 | 0 | 0 | 0 | 0 | 0 | 0 | 0 | 0 | 0 | 0 | 0 | 0 | 0 | 0 | 0 | 0
F4_Commercial_Small Retail_Existing_Miscellaneous_Electric_Pool Heater_E8 | F4 | Commercial | Small Retail | Existing | Miscellaneous | Electric | Pool Heater | E8 | RVT BC Ratio | 0 | 0 | 0 | 0 | 0 | 0 | 0 | 0 | 0 | 0 | 0 | 0 | 0 | 0 | 0 | 0 | 0 | 0 | 0 | 0 | 0 | 0 | 0 | 0 | 0 | 0 | 0 | 0 | 0 | 0
F4_Commercial_Small Retail_Existing_Miscellaneous_Electric_Pool Heater_E9 | F4 | Commercial | Small Retail | Existing | Miscellaneous | Electric | Pool Heater | E9 | RVT BC Ratio | 0 | 0 | 0 | 0 | 0 | 0 | 0 | 0 | 0 | 0 | 0 | 0 | 0 | 0 | 0 | 0 | 0 | 0 | 0 | 0 | 0 | 0 | 0 | 0 | 0 | 0 | 0 | 0 | 0 | 0
F4_Commercial_Small Retail_Existing_Miscellaneous_Electric_Pool Heater_E10 | F4 | Commercial | Small Retail | Existing | Miscellaneous | Electric | Pool Heater | E10 | RVT BC Ratio | 0 | 0 | 0 | 0 | 0 | 0 | 0 | 0 | 0 | 0 | 0 | 0 | 0 | 0 | 0 | 0 | 0 | 0 | 0 | 0 | 0 | 0 | 0 | 0 | 0 | 0 | 0 | 0 | 0 | 0
F5_Commercial_Small Retail_Existing_Miscellaneous_Electric_Pool Heater_E1 | F5 | Commercial | Small Retail | Existing | Miscellaneous | Electric | Pool Heater | E1 | RIM BC Ratio | 0 | 0 | 0 | 0 | 0 | 0 | 0 | 0 | 0 | 0 | 0 | 0 | 0 | 0 | 0 | 0 | 0 | 0 | 0 | 0 | 0 | 0 | 0 | 0 | 0 | 0 | 0 | 0 | 0 | 0
F5_Commercial_Small Retail_Existing_Miscellaneous_Electric_Pool Heater_E2 | F5 | Commercial | Small Retail | Existing | Miscellaneous | Electric | Pool Heater | E2 | RIM BC Ratio | 0 | 0 | 0 | 0 | 0 | 0 | 0 | 0 | 0 | 0 | 0 | 0 | 0 | 0 | 0 | 0 | 0 | 0 | 0 | 0 | 0 | 0 | 0 | 0 | 0 | 0 | 0 | 0 | 0 | 0
F5_Commercial_Small Retail_Existing_Miscellaneous_Electric_Pool Heater_E3 | F5 | Commercial | Small Retail | Existing | Miscellaneous | Electric | Pool Heater | E3 | RIM BC Ratio | 0 | 0 | 0 | 0 | 0 | 0 | 0 | 0 | 0 | 0 | 0 | 0 | 0 | 0 | 0 | 0 | 0 | 0 | 0 | 0 | 0 | 0 | 0 | 0 | 0 | 0 | 0 | 0 | 0 | 0
F5_Commercial_Small Retail_Existing_Miscellaneous_Electric_Pool Heater_E4 | F5 | Commercial | Small Retail | Existing | Miscellaneous | Electric | Pool Heater | E4 | RIM BC Ratio | 0 | 0 | 0 | 0 | 0 | 0 | 0 | 0 | 0 | 0 | 0 | 0 | 0 | 0 | 0 | 0 | 0 | 0 | 0 | 0 | 0 | 0 | 0 | 0 | 0 | 0 | 0 | 0 | 0 | 0
F5_Commercial_Small Retail_Existing_Miscellaneous_Electric_Pool Heater_E5 | F5 | Commercial | Small Retail | Existing | Miscellaneous | Electric | Pool Heater | E5 | RIM BC Ratio | 0 | 0 | 0 | 0 | 0 | 0 | 0 | 0 | 0 | 0 | 0 | 0 | 0 | 0 | 0 | 0 | 0 | 0 | 0 | 0 | 0 | 0 | 0 | 0 | 0 | 0 | 0 | 0 | 0 | 0
F5_Commercial_Small Retail_Existing_Miscellaneous_Electric_Pool Heater_E6 | F5 | Commercial | Small Retail | Existing | Miscellaneous | Electric | Pool Heater | E6 | RIM BC Ratio | 0 | 0 | 0 | 0 | 0 | 0 | 0 | 0 | 0 | 0 | 0 | 0 | 0 | 0 | 0 | 0 | 0 | 0 | 0 | 0 | 0 | 0 | 0 | 0 | 0 | 0 | 0 | 0 | 0 | 0
F5_Commercial_Small Retail_Existing_Miscellaneous_Electric_Pool Heater_E7 | F5 | Commercial | Small Retail | Existing | Miscellaneous | Electric | Pool Heater | E7 | RIM BC Ratio | 0 | 0 | 0 | 0 | 0 | 0 | 0 | 0 | 0 | 0 | 0 | 0 | 0 | 0 | 0 | 0 | 0 | 0 | 0 | 0 | 0 | 0 | 0 | 0 | 0 | 0 | 0 | 0 | 0 | 0
F5_Commercial_Small Retail_Existing_Miscellaneous_Electric_Pool Heater_E8 | F5 | Commercial | Small Retail | Existing | Miscellaneous | Electric | Pool Heater | E8 | RIM BC Ratio | 0 | 0 | 0 | 0 | 0 | 0 | 0 | 0 | 0 | 0 | 0 | 0 | 0 | 0 | 0 | 0 | 0 | 0 | 0 | 0 | 0 | 0 | 0 | 0 | 0 | 0 | 0 | 0 | 0 | 0
F5_Commercial_Small Retail_Existing_Miscellaneous_Electric_Pool Heater_E9 | F5 | Commercial | Small Retail | Existing | Miscellaneous | Electric | Pool Heater | E9 | RIM BC Ratio | 0 | 0 | 0 | 0 | 0 | 0 | 0 | 0 | 0 | 0 | 0 | 0 | 0 | 0 | 0 | 0 | 0 | 0 | 0 | 0 | 0 | 0 | 0 | 0 | 0 | 0 | 0 | 0 | 0 | 0
F5_Commercial_Small Retail_Existing_Miscellaneous_Electric_Pool Heater_E10 | F5 | Commercial | Small Retail | Existing | Miscellaneous | Electric | Pool Heater | E10 | RIM BC Ratio | 0 | 0 | 0 | 0 | 0 | 0 | 0 | 0 | 0 | 0 | 0 | 0 | 0 | 0 | 0 | 0 | 0 | 0 | 0 | 0 | 0 | 0 | 0 | 0 | 0 | 0 | 0 | 0 | 0 | 0
F0_Commercial_Small Retail_Existing_Miscellaneous_Electric_Clothes Washer_E0 | F0 | Commercial | Small Retail | Existing | Miscellaneous | Electric | Clothes Washer | E0 | Economic Unit | 0 | 0 | 0 | 0 | 0 | 0 | 0 | 0 | 0 | 0 | 0 | 0 | 0 | 0 | 0 | 0 | 0 | 0 | 0 | 0 | 0 | 0 | 0 | 0 | 0 | 0 | 0 | 0 | 0 | 0
F1_Commercial_Small Retail_Existing_Miscellaneous_Electric_Clothes Washer_E1 | F1 | Commercial | Small Retail | Existing | Miscellaneous | Electric | Clothes Washer | E1 | CCE | 0 | 0 | 0 | 0 | 0 | 0 | 0 | 0 | 0 | 0 | 0 | 0 | 0 | 0 | 0 | 0 | 0 | 0 | 0 | 0 | 0 | 0 | 0 | 0 | 0 | 0 | 0 | 0 | 0 | 0
F1_Commercial_Small Retail_Existing_Miscellaneous_Electric_Clothes Washer_E2 | F1 | Commercial | Small Retail | Existing | Miscellaneous | Electric | Clothes Washer | E2 | CCE | 0 | 0 | 0 | 0 | 0 | 0 | 0 | 0 | 0 | 0 | 0 | 0 | 0 | 0 | 0 | 0 | 0 | 0 | 0 | 0 | 0 | 0 | 0 | 0 | 0 | 0 | 0 | 0 | 0 | 0
F1_Commercial_Small Retail_Existing_Miscellaneous_Electric_Clothes Washer_E3 | F1 | Commercial | Small Retail | Existing | Miscellaneous | Electric | Clothes Washer | E3 | CCE | 0 | 0 | 0 | 0 | 0 | 0 | 0 | 0 | 0 | 0 | 0 | 0 | 0 | 0 | 0 | 0 | 0 | 0 | 0 | 0 | 0 | 0 | 0 | 0 | 0 | 0 | 0 | 0 | 0 | 0
F1_Commercial_Small Retail_Existing_Miscellaneous_Electric_Clothes Washer_E4 | F1 | Commercial | Small Retail | Existing | Miscellaneous | Electric | Clothes Washer | E4 | CCE | 0 | 0 | 0 | 0 | 0 | 0 | 0 | 0 | 0 | 0 | 0 | 0 | 0 | 0 | 0 | 0 | 0 | 0 | 0 | 0 | 0 | 0 | 0 | 0 | 0 | 0 | 0 | 0 | 0 | 0
F1_Commercial_Small Retail_Existing_Miscellaneous_Electric_Clothes Washer_E5 | F1 | Commercial | Small Retail | Existing | Miscellaneous | Electric | Clothes Washer | E5 | CCE | 0 | 0 | 0 | 0 | 0 | 0 | 0 | 0 | 0 | 0 | 0 | 0 | 0 | 0 | 0 | 0 | 0 | 0 | 0 | 0 | 0 | 0 | 0 | 0 | 0 | 0 | 0 | 0 | 0 | 0
F1_Commercial_Small Retail_Existing_Miscellaneous_Electric_Clothes Washer_E6 | F1 | Commercial | Small Retail | Existing | Miscellaneous | Electric | Clothes Washer | E6 | CCE | 0 | 0 | 0 | 0 | 0 | 0 | 0 | 0 | 0 | 0 | 0 | 0 | 0 | 0 | 0 | 0 | 0 | 0 | 0 | 0 | 0 | 0 | 0 | 0 | 0 | 0 | 0 | 0 | 0 | 0
F1_Commercial_Small Retail_Existing_Miscellaneous_Electric_Clothes Washer_E7 | F1 | Commercial | Small Retail | Existing | Miscellaneous | Electric | Clothes Washer | E7 | CCE | 0 | 0 | 0 | 0 | 0 | 0 | 0 | 0 | 0 | 0 | 0 | 0 | 0 | 0 | 0 | 0 | 0 | 0 | 0 | 0 | 0 | 0 | 0 | 0 | 0 | 0 | 0 | 0 | 0 | 0
F1_Commercial_Small Retail_Existing_Miscellaneous_Electric_Clothes Washer_E8 | F1 | Commercial | Small Retail | Existing | Miscellaneous | Electric | Clothes Washer | E8 | CCE | 0 | 0 | 0 | 0 | 0 | 0 | 0 | 0 | 0 | 0 | 0 | 0 | 0 | 0 | 0 | 0 | 0 | 0 | 0 | 0 | 0 | 0 | 0 | 0 | 0 | 0 | 0 | 0 | 0 | 0
F1_Commercial_Small Retail_Existing_Miscellaneous_Electric_Clothes Washer_E9 | F1 | Commercial | Small Retail | Existing | Miscellaneous | Electric | Clothes Washer | E9 | CCE | 0 | 0 | 0 | 0 | 0 | 0 | 0 | 0 | 0 | 0 | 0 | 0 | 0 | 0 | 0 | 0 | 0 | 0 | 0 | 0 | 0 | 0 | 0 | 0 | 0 | 0 | 0 | 0 | 0 | 0
F1_Commercial_Small Retail_Existing_Miscellaneous_Electric_Clothes Washer_E10 | F1 | Commercial | Small Retail | Existing | Miscellaneous | Electric | Clothes Washer | E10 | CCE | 0 | 0 | 0 | 0 | 0 | 0 | 0 | 0 | 0 | 0 | 0 | 0 | 0 | 0 | 0 | 0 | 0 | 0 | 0 | 0 | 0 | 0 | 0 | 0 | 0 | 0 | 0 | 0 | 0 | 0
F2_Commercial_Small Retail_Existing_Miscellaneous_Electric_Clothes Washer_E1 | F2 | Commercial | Small Retail | Existing | Miscellaneous | Electric | Clothes Washer | E1 | TRC BC Ratio | 0 | 0 | 0 | 0 | 0 | 0 | 0 | 0 | 0 | 0 | 0 | 0 | 0 | 0 | 0 | 0 | 0 | 0 | 0 | 0 | 0 | 0 | 0 | 0 | 0 | 0 | 0 | 0 | 0 | 0
F2_Commercial_Small Retail_Existing_Miscellaneous_Electric_Clothes Washer_E2 | F2 | Commercial | Small Retail | Existing | Miscellaneous | Electric | Clothes Washer | E2 | TRC BC Ratio | 0 | 0 | 0 | 0 | 0 | 0 | 0 | 0 | 0 | 0 | 0 | 0 | 0 | 0 | 0 | 0 | 0 | 0 | 0 | 0 | 0 | 0 | 0 | 0 | 0 | 0 | 0 | 0 | 0 | 0
F2_Commercial_Small Retail_Existing_Miscellaneous_Electric_Clothes Washer_E3 | F2 | Commercial | Small Retail | Existing | Miscellaneous | Electric | Clothes Washer | E3 | TRC BC Ratio | 0 | 0 | 0 | 0 | 0 | 0 | 0 | 0 | 0 | 0 | 0 | 0 | 0 | 0 | 0 | 0 | 0 | 0 | 0 | 0 | 0 | 0 | 0 | 0 | 0 | 0 | 0 | 0 | 0 | 0
F2_Commercial_Small Retail_Existing_Miscellaneous_Electric_Clothes Washer_E4 | F2 | Commercial | Small Retail | Existing | Miscellaneous | Electric | Clothes Washer | E4 | TRC BC Ratio | 0 | 0 | 0 | 0 | 0 | 0 | 0 | 0 | 0 | 0 | 0 | 0 | 0 | 0 | 0 | 0 | 0 | 0 | 0 | 0 | 0 | 0 | 0 | 0 | 0 | 0 | 0 | 0 | 0 | 0
F2_Commercial_Small Retail_Existing_Miscellaneous_Electric_Clothes Washer_E5 | F2 | Commercial | Small Retail | Existing | Miscellaneous | Electric | Clothes Washer | E5 | TRC BC Ratio | 0 | 0 | 0 | 0 | 0 | 0 | 0 | 0 | 0 | 0 | 0 | 0 | 0 | 0 | 0 | 0 | 0 | 0 | 0 | 0 | 0 | 0 | 0 | 0 | 0 | 0 | 0 | 0 | 0 | 0
F2_Commercial_Small Retail_Existing_Miscellaneous_Electric_Clothes Washer_E6 | F2 | Commercial | Small Retail | Existing | Miscellaneous | Electric | Clothes Washer | E6 | TRC BC Ratio | 0 | 0 | 0 | 0 | 0 | 0 | 0 | 0 | 0 | 0 | 0 | 0 | 0 | 0 | 0 | 0 | 0 | 0 | 0 | 0 | 0 | 0 | 0 | 0 | 0 | 0 | 0 | 0 | 0 | 0
F2_Commercial_Small Retail_Existing_Miscellaneous_Electric_Clothes Washer_E7 | F2 | Commercial | Small Retail | Existing | Miscellaneous | Electric | Clothes Washer | E7 | TRC BC Ratio | 0 | 0 | 0 | 0 | 0 | 0 | 0 | 0 | 0 | 0 | 0 | 0 | 0 | 0 | 0 | 0 | 0 | 0 | 0 | 0 | 0 | 0 | 0 | 0 | 0 | 0 | 0 | 0 | 0 | 0
F2_Commercial_Small Retail_Existing_Miscellaneous_Electric_Clothes Washer_E8 | F2 | Commercial | Small Retail | Existing | Miscellaneous | Electric | Clothes Washer | E8 | TRC BC Ratio | 0 | 0 | 0 | 0 | 0 | 0 | 0 | 0 | 0 | 0 | 0 | 0 | 0 | 0 | 0 | 0 | 0 | 0 | 0 | 0 | 0 | 0 | 0 | 0 | 0 | 0 | 0 | 0 | 0 | 0
F2_Commercial_Small Retail_Existing_Miscellaneous_Electric_Clothes Washer_E9 | F2 | Commercial | Small Retail | Existing | Miscellaneous | Electric | Clothes Washer | E9 | TRC BC Ratio | 0 | 0 | 0 | 0 | 0 | 0 | 0 | 0 | 0 | 0 | 0 | 0 | 0 | 0 | 0 | 0 | 0 | 0 | 0 | 0 | 0 | 0 | 0 | 0 | 0 | 0 | 0 | 0 | 0 | 0
F2_Commercial_Small Retail_Existing_Miscellaneous_Electric_Clothes Washer_E10 | F2 | Commercial | Small Retail | Existing | Miscellaneous | Electric | Clothes Washer | E10 | TRC BC Ratio | 0 | 0 | 0 | 0 | 0 | 0 | 0 | 0 | 0 | 0 | 0 | 0 | 0 | 0 | 0 | 0 | 0 | 0 | 0 | 0 | 0 | 0 | 0 | 0 | 0 | 0 | 0 | 0 | 0 | 0
F3_Commercial_Small Retail_Existing_Miscellaneous_Electric_Clothes Washer_E1 | F3 | Commercial | Small Retail | Existing | Miscellaneous | Electric | Clothes Washer | E1 | PACT BC Ratio | 0 | 0 | 0 | 0 | 0 | 0 | 0 | 0 | 0 | 0 | 0 | 0 | 0 | 0 | 0 | 0 | 0 | 0 | 0 | 0 | 0 | 0 | 0 | 0 | 0 | 0 | 0 | 0 | 0 | 0
F3_Commercial_Small Retail_Existing_Miscellaneous_Electric_Clothes Washer_E2 | F3 | Commercial | Small Retail | Existing | Miscellaneous | Electric | Clothes Washer | E2 | PACT BC Ratio | 0 | 0 | 0 | 0 | 0 | 0 | 0 | 0 | 0 | 0 | 0 | 0 | 0 | 0 | 0 | 0 | 0 | 0 | 0 | 0 | 0 | 0 | 0 | 0 | 0 | 0 | 0 | 0 | 0 | 0
F3_Commercial_Small Retail_Existing_Miscellaneous_Electric_Clothes Washer_E3 | F3 | Commercial | Small Retail | Existing | Miscellaneous | Electric | Clothes Washer | E3 | PACT BC Ratio | 0 | 0 | 0 | 0 | 0 | 0 | 0 | 0 | 0 | 0 | 0 | 0 | 0 | 0 | 0 | 0 | 0 | 0 | 0 | 0 | 0 | 0 | 0 | 0 | 0 | 0 | 0 | 0 | 0 | 0
F3_Commercial_Small Retail_Existing_Miscellaneous_Electric_Clothes Washer_E4 | F3 | Commercial | Small Retail | Existing | Miscellaneous | Electric | Clothes Washer | E4 | PACT BC Ratio | 0 | 0 | 0 | 0 | 0 | 0 | 0 | 0 | 0 | 0 | 0 | 0 | 0 | 0 | 0 | 0 | 0 | 0 | 0 | 0 | 0 | 0 | 0 | 0 | 0 | 0 | 0 | 0 | 0 | 0
F3_Commercial_Small Retail_Existing_Miscellaneous_Electric_Clothes Washer_E5 | F3 | Commercial | Small Retail | Existing | Miscellaneous | Electric | Clothes Washer | E5 | PACT BC Ratio | 0 | 0 | 0 | 0 | 0 | 0 | 0 | 0 | 0 | 0 | 0 | 0 | 0 | 0 | 0 | 0 | 0 | 0 | 0 | 0 | 0 | 0 | 0 | 0 | 0 | 0 | 0 | 0 | 0 | 0
F3_Commercial_Small Retail_Existing_Miscellaneous_Electric_Clothes Washer_E6 | F3 | Commercial | Small Retail | Existing | Miscellaneous | Electric | Clothes Washer | E6 | PACT BC Ratio | 0 | 0 | 0 | 0 | 0 | 0 | 0 | 0 | 0 | 0 | 0 | 0 | 0 | 0 | 0 | 0 | 0 | 0 | 0 | 0 | 0 | 0 | 0 | 0 | 0 | 0 | 0 | 0 | 0 | 0
F3_Commercial_Small Retail_Existing_Miscellaneous_Electric_Clothes Washer_E7 | F3 | Commercial | Small Retail | Existing | Miscellaneous | Electric | Clothes Washer | E7 | PACT BC Ratio | 0 | 0 | 0 | 0 | 0 | 0 | 0 | 0 | 0 | 0 | 0 | 0 | 0 | 0 | 0 | 0 | 0 | 0 | 0 | 0 | 0 | 0 | 0 | 0 | 0 | 0 | 0 | 0 | 0 | 0
F3_Commercial_Small Retail_Existing_Miscellaneous_Electric_Clothes Washer_E8 | F3 | Commercial | Small Retail | Existing | Miscellaneous | Electric | Clothes Washer | E8 | PACT BC Ratio | 0 | 0 | 0 | 0 | 0 | 0 | 0 | 0 | 0 | 0 | 0 | 0 | 0 | 0 | 0 | 0 | 0 | 0 | 0 | 0 | 0 | 0 | 0 | 0 | 0 | 0 | 0 | 0 | 0 | 0
F3_Commercial_Small Retail_Existing_Miscellaneous_Electric_Clothes Washer_E9 | F3 | Commercial | Small Retail | Existing | Miscellaneous | Electric | Clothes Washer | E9 | PACT BC Ratio | 0 | 0 | 0 | 0 | 0 | 0 | 0 | 0 | 0 | 0 | 0 | 0 | 0 | 0 | 0 | 0 | 0 | 0 | 0 | 0 | 0 | 0 | 0 | 0 | 0 | 0 | 0 | 0 | 0 | 0
F3_Commercial_Small Retail_Existing_Miscellaneous_Electric_Clothes Washer_E10 | F3 | Commercial | Small Retail | Existing | Miscellaneous | Electric | Clothes Washer | E10 | PACT BC Ratio | 0 | 0 | 0 | 0 | 0 | 0 | 0 | 0 | 0 | 0 | 0 | 0 | 0 | 0 | 0 | 0 | 0 | 0 | 0 | 0 | 0 | 0 | 0 | 0 | 0 | 0 | 0 | 0 | 0 | 0
F4_Commercial_Small Retail_Existing_Miscellaneous_Electric_Clothes Washer_E1 | F4 | Commercial | Small Retail | Existing | Miscellaneous | Electric | Clothes Washer | E1 | RVT BC Ratio | 0 | 0 | 0 | 0 | 0 | 0 | 0 | 0 | 0 | 0 | 0 | 0 | 0 | 0 | 0 | 0 | 0 | 0 | 0 | 0 | 0 | 0 | 0 | 0 | 0 | 0 | 0 | 0 | 0 | 0
F4_Commercial_Small Retail_Existing_Miscellaneous_Electric_Clothes Washer_E2 | F4 | Commercial | Small Retail | Existing | Miscellaneous | Electric | Clothes Washer | E2 | RVT BC Ratio | 0 | 0 | 0 | 0 | 0 | 0 | 0 | 0 | 0 | 0 | 0 | 0 | 0 | 0 | 0 | 0 | 0 | 0 | 0 | 0 | 0 | 0 | 0 | 0 | 0 | 0 | 0 | 0 | 0 | 0
F4_Commercial_Small Retail_Existing_Miscellaneous_Electric_Clothes Washer_E3 | F4 | Commercial | Small Retail | Existing | Miscellaneous | Electric | Clothes Washer | E3 | RVT BC Ratio | 0 | 0 | 0 | 0 | 0 | 0 | 0 | 0 | 0 | 0 | 0 | 0 | 0 | 0 | 0 | 0 | 0 | 0 | 0 | 0 | 0 | 0 | 0 | 0 | 0 | 0 | 0 | 0 | 0 | 0
F4_Commercial_Small Retail_Existing_Miscellaneous_Electric_Clothes Washer_E4 | F4 | Commercial | Small Retail | Existing | Miscellaneous | Electric | Clothes Washer | E4 | RVT BC Ratio | 0 | 0 | 0 | 0 | 0 | 0 | 0 | 0 | 0 | 0 | 0 | 0 | 0 | 0 | 0 | 0 | 0 | 0 | 0 | 0 | 0 | 0 | 0 | 0 | 0 | 0 | 0 | 0 | 0 | 0
F4_Commercial_Small Retail_Existing_Miscellaneous_Electric_Clothes Washer_E5 | F4 | Commercial | Small Retail | Existing | Miscellaneous | Electric | Clothes Washer | E5 | RVT BC Ratio | 0 | 0 | 0 | 0 | 0 | 0 | 0 | 0 | 0 | 0 | 0 | 0 | 0 | 0 | 0 | 0 | 0 | 0 | 0 | 0 | 0 | 0 | 0 | 0 | 0 | 0 | 0 | 0 | 0 | 0
F4_Commercial_Small Retail_Existing_Miscellaneous_Electric_Clothes Washer_E6 | F4 | Commercial | Small Retail | Existing | Miscellaneous | Electric | Clothes Washer | E6 | RVT BC Ratio | 0 | 0 | 0 | 0 | 0 | 0 | 0 | 0 | 0 | 0 | 0 | 0 | 0 | 0 | 0 | 0 | 0 | 0 | 0 | 0 | 0 | 0 | 0 | 0 | 0 | 0 | 0 | 0 | 0 | 0
F4_Commercial_Small Retail_Existing_Miscellaneous_Electric_Clothes Washer_E7 | F4 | Commercial | Small Retail | Existing | Miscellaneous | Electric | Clothes Washer | E7 | RVT BC Ratio | 0 | 0 | 0 | 0 | 0 | 0 | 0 | 0 | 0 | 0 | 0 | 0 | 0 | 0 | 0 | 0 | 0 | 0 | 0 | 0 | 0 | 0 | 0 | 0 | 0 | 0 | 0 | 0 | 0 | 0
F4_Commercial_Small Retail_Existing_Miscellaneous_Electric_Clothes Washer_E8 | F4 | Commercial | Small Retail | Existing | Miscellaneous | Electric | Clothes Washer | E8 | RVT BC Ratio | 0 | 0 | 0 | 0 | 0 | 0 | 0 | 0 | 0 | 0 | 0 | 0 | 0 | 0 | 0 | 0 | 0 | 0 | 0 | 0 | 0 | 0 | 0 | 0 | 0 | 0 | 0 | 0 | 0 | 0
F4_Commercial_Small Retail_Existing_Miscellaneous_Electric_Clothes Washer_E9 | F4 | Commercial | Small Retail | Existing | Miscellaneous | Electric | Clothes Washer | E9 | RVT BC Ratio | 0 | 0 | 0 | 0 | 0 | 0 | 0 | 0 | 0 | 0 | 0 | 0 | 0 | 0 | 0 | 0 | 0 | 0 | 0 | 0 | 0 | 0 | 0 | 0 | 0 | 0 | 0 | 0 | 0 | 0
F4_Commercial_Small Retail_Existing_Miscellaneous_Electric_Clothes Washer_E10 | F4 | Commercial | Small Retail | Existing | Miscellaneous | Electric | Clothes Washer | E10 | RVT BC Ratio | 0 | 0 | 0 | 0 | 0 | 0 | 0 | 0 | 0 | 0 | 0 | 0 | 0 | 0 | 0 | 0 | 0 | 0 | 0 | 0 | 0 | 0 | 0 | 0 | 0 | 0 | 0 | 0 | 0 | 0
F5_Commercial_Small Retail_Existing_Miscellaneous_Electric_Clothes Washer_E1 | F5 | Commercial | Small Retail | Existing | Miscellaneous | Electric | Clothes Washer | E1 | RIM BC Ratio | 0 | 0 | 0 | 0 | 0 | 0 | 0 | 0 | 0 | 0 | 0 | 0 | 0 | 0 | 0 | 0 | 0 | 0 | 0 | 0 | 0 | 0 | 0 | 0 | 0 | 0 | 0 | 0 | 0 | 0
F5_Commercial_Small Retail_Existing_Miscellaneous_Electric_Clothes Washer_E2 | F5 | Commercial | Small Retail | Existing | Miscellaneous | Electric | Clothes Washer | E2 | RIM BC Ratio | 0 | 0 | 0 | 0 | 0 | 0 | 0 | 0 | 0 | 0 | 0 | 0 | 0 | 0 | 0 | 0 | 0 | 0 | 0 | 0 | 0 | 0 | 0 | 0 | 0 | 0 | 0 | 0 | 0 | 0
F5_Commercial_Small Retail_Existing_Miscellaneous_Electric_Clothes Washer_E3 | F5 | Commercial | Small Retail | Existing | Miscellaneous | Electric | Clothes Washer | E3 | RIM BC Ratio | 0 | 0 | 0 | 0 | 0 | 0 | 0 | 0 | 0 | 0 | 0 | 0 | 0 | 0 | 0 | 0 | 0 | 0 | 0 | 0 | 0 | 0 | 0 | 0 | 0 | 0 | 0 | 0 | 0 | 0
F5_Commercial_Small Retail_Existing_Miscellaneous_Electric_Clothes Washer_E4 | F5 | Commercial | Small Retail | Existing | Miscellaneous | Electric | Clothes Washer | E4 | RIM BC Ratio | 0 | 0 | 0 | 0 | 0 | 0 | 0 | 0 | 0 | 0 | 0 | 0 | 0 | 0 | 0 | 0 | 0 | 0 | 0 | 0 | 0 | 0 | 0 | 0 | 0 | 0 | 0 | 0 | 0 | 0
F5_Commercial_Small Retail_Existing_Miscellaneous_Electric_Clothes Washer_E5 | F5 | Commercial | Small Retail | Existing | Miscellaneous | Electric | Clothes Washer | E5 | RIM BC Ratio | 0 | 0 | 0 | 0 | 0 | 0 | 0 | 0 | 0 | 0 | 0 | 0 | 0 | 0 | 0 | 0 | 0 | 0 | 0 | 0 | 0 | 0 | 0 | 0 | 0 | 0 | 0 | 0 | 0 | 0
F5_Commercial_Small Retail_Existing_Miscellaneous_Electric_Clothes Washer_E6 | F5 | Commercial | Small Retail | Existing | Miscellaneous | Electric | Clothes Washer | E6 | RIM BC Ratio | 0 | 0 | 0 | 0 | 0 | 0 | 0 | 0 | 0 | 0 | 0 | 0 | 0 | 0 | 0 | 0 | 0 | 0 | 0 | 0 | 0 | 0 | 0 | 0 | 0 | 0 | 0 | 0 | 0 | 0
F5_Commercial_Small Retail_Existing_Miscellaneous_Electric_Clothes Washer_E7 | F5 | Commercial | Small Retail | Existing | Miscellaneous | Electric | Clothes Washer | E7 | RIM BC Ratio | 0 | 0 | 0 | 0 | 0 | 0 | 0 | 0 | 0 | 0 | 0 | 0 | 0 | 0 | 0 | 0 | 0 | 0 | 0 | 0 | 0 | 0 | 0 | 0 | 0 | 0 | 0 | 0 | 0 | 0
F5_Commercial_Small Retail_Existing_Miscellaneous_Electric_Clothes Washer_E8 | F5 | Commercial | Small Retail | Existing | Miscellaneous | Electric | Clothes Washer | E8 | RIM BC Ratio | 0 | 0 | 0 | 0 | 0 | 0 | 0 | 0 | 0 | 0 | 0 | 0 | 0 | 0 | 0 | 0 | 0 | 0 | 0 | 0 | 0 | 0 | 0 | 0 | 0 | 0 | 0 | 0 | 0 | 0
F5_Commercial_Small Retail_Existing_Miscellaneous_Electric_Clothes Washer_E9 | F5 | Commercial | Small Retail | Existing | Miscellaneous | Electric | Clothes Washer | E9 | RIM BC Ratio | 0 | 0 | 0 | 0 | 0 | 0 | 0 | 0 | 0 | 0 | 0 | 0 | 0 | 0 | 0 | 0 | 0 | 0 | 0 | 0 | 0 | 0 | 0 | 0 | 0 | 0 | 0 | 0 | 0 | 0
F5_Commercial_Small Retail_Existing_Miscellaneous_Electric_Clothes Washer_E10 | F5 | Commercial | Small Retail | Existing | Miscellaneous | Electric | Clothes Washer | E10 | RIM BC Ratio | 0 | 0 | 0 | 0 | 0 | 0 | 0 | 0 | 0 | 0 | 0 | 0 | 0 | 0 | 0 | 0 | 0 | 0 | 0 | 0 | 0 | 0 | 0 | 0 | 0 | 0 | 0 | 0 | 0 | 0
F0_Commercial_Small Retail_Existing_Miscellaneous_Electric_Clothes Dryer_E0 | F0 | Commercial | Small Retail | Existing | Miscellaneous | Electric | Clothes Dryer | E0 | Economic Unit | 0 | 0 | 0 | 0 | 0 | 0 | 0 | 0 | 0 | 0 | 0 | 0 | 0 | 0 | 0 | 0 | 0 | 0 | 0 | 0 | 0 | 0 | 0 | 0 | 0 | 0 | 0 | 0 | 0 | 0
F1_Commercial_Small Retail_Existing_Miscellaneous_Electric_Clothes Dryer_E1 | F1 | Commercial | Small Retail | Existing | Miscellaneous | Electric | Clothes Dryer | E1 | CCE | 0 | 0 | 0 | 0 | 0 | 0 | 0 | 0 | 0 | 0 | 0 | 0 | 0 | 0 | 0 | 0 | 0 | 0 | 0 | 0 | 0 | 0 | 0 | 0 | 0 | 0 | 0 | 0 | 0 | 0
F1_Commercial_Small Retail_Existing_Miscellaneous_Electric_Clothes Dryer_E2 | F1 | Commercial | Small Retail | Existing | Miscellaneous | Electric | Clothes Dryer | E2 | CCE | 0 | 0 | 0 | 0 | 0 | 0 | 0 | 0 | 0 | 0 | 0 | 0 | 0 | 0 | 0 | 0 | 0 | 0 | 0 | 0 | 0 | 0 | 0 | 0 | 0 | 0 | 0 | 0 | 0 | 0
F1_Commercial_Small Retail_Existing_Miscellaneous_Electric_Clothes Dryer_E3 | F1 | Commercial | Small Retail | Existing | Miscellaneous | Electric | Clothes Dryer | E3 | CCE | 0 | 0 | 0 | 0 | 0 | 0 | 0 | 0 | 0 | 0 | 0 | 0 | 0 | 0 | 0 | 0 | 0 | 0 | 0 | 0 | 0 | 0 | 0 | 0 | 0 | 0 | 0 | 0 | 0 | 0
F1_Commercial_Small Retail_Existing_Miscellaneous_Electric_Clothes Dryer_E4 | F1 | Commercial | Small Retail | Existing | Miscellaneous | Electric | Clothes Dryer | E4 | CCE | 0 | 0 | 0 | 0 | 0 | 0 | 0 | 0 | 0 | 0 | 0 | 0 | 0 | 0 | 0 | 0 | 0 | 0 | 0 | 0 | 0 | 0 | 0 | 0 | 0 | 0 | 0 | 0 | 0 | 0
F1_Commercial_Small Retail_Existing_Miscellaneous_Electric_Clothes Dryer_E5 | F1 | Commercial | Small Retail | Existing | Miscellaneous | Electric | Clothes Dryer | E5 | CCE | 0 | 0 | 0 | 0 | 0 | 0 | 0 | 0 | 0 | 0 | 0 | 0 | 0 | 0 | 0 | 0 | 0 | 0 | 0 | 0 | 0 | 0 | 0 | 0 | 0 | 0 | 0 | 0 | 0 | 0
F1_Commercial_Small Retail_Existing_Miscellaneous_Electric_Clothes Dryer_E6 | F1 | Commercial | Small Retail | Existing | Miscellaneous | Electric | Clothes Dryer | E6 | CCE | 0 | 0 | 0 | 0 | 0 | 0 | 0 | 0 | 0 | 0 | 0 | 0 | 0 | 0 | 0 | 0 | 0 | 0 | 0 | 0 | 0 | 0 | 0 | 0 | 0 | 0 | 0 | 0 | 0 | 0
F1_Commercial_Small Retail_Existing_Miscellaneous_Electric_Clothes Dryer_E7 | F1 | Commercial | Small Retail | Existing | Miscellaneous | Electric | Clothes Dryer | E7 | CCE | 0 | 0 | 0 | 0 | 0 | 0 | 0 | 0 | 0 | 0 | 0 | 0 | 0 | 0 | 0 | 0 | 0 | 0 | 0 | 0 | 0 | 0 | 0 | 0 | 0 | 0 | 0 | 0 | 0 | 0
F1_Commercial_Small Retail_Existing_Miscellaneous_Electric_Clothes Dryer_E8 | F1 | Commercial | Small Retail | Existing | Miscellaneous | Electric | Clothes Dryer | E8 | CCE | 0 | 0 | 0 | 0 | 0 | 0 | 0 | 0 | 0 | 0 | 0 | 0 | 0 | 0 | 0 | 0 | 0 | 0 | 0 | 0 | 0 | 0 | 0 | 0 | 0 | 0 | 0 | 0 | 0 | 0
F1_Commercial_Small Retail_Existing_Miscellaneous_Electric_Clothes Dryer_E9 | F1 | Commercial | Small Retail | Existing | Miscellaneous | Electric | Clothes Dryer | E9 | CCE | 0 | 0 | 0 | 0 | 0 | 0 | 0 | 0 | 0 | 0 | 0 | 0 | 0 | 0 | 0 | 0 | 0 | 0 | 0 | 0 | 0 | 0 | 0 | 0 | 0 | 0 | 0 | 0 | 0 | 0
F1_Commercial_Small Retail_Existing_Miscellaneous_Electric_Clothes Dryer_E10 | F1 | Commercial | Small Retail | Existing | Miscellaneous | Electric | Clothes Dryer | E10 | CCE | 0 | 0 | 0 | 0 | 0 | 0 | 0 | 0 | 0 | 0 | 0 | 0 | 0 | 0 | 0 | 0 | 0 | 0 | 0 | 0 | 0 | 0 | 0 | 0 | 0 | 0 | 0 | 0 | 0 | 0
F2_Commercial_Small Retail_Existing_Miscellaneous_Electric_Clothes Dryer_E1 | F2 | Commercial | Small Retail | Existing | Miscellaneous | Electric | Clothes Dryer | E1 | TRC BC Ratio | 0 | 0 | 0 | 0 | 0 | 0 | 0 | 0 | 0 | 0 | 0 | 0 | 0 | 0 | 0 | 0 | 0 | 0 | 0 | 0 | 0 | 0 | 0 | 0 | 0 | 0 | 0 | 0 | 0 | 0
F2_Commercial_Small Retail_Existing_Miscellaneous_Electric_Clothes Dryer_E2 | F2 | Commercial | Small Retail | Existing | Miscellaneous | Electric | Clothes Dryer | E2 | TRC BC Ratio | 0 | 0 | 0 | 0 | 0 | 0 | 0 | 0 | 0 | 0 | 0 | 0 | 0 | 0 | 0 | 0 | 0 | 0 | 0 | 0 | 0 | 0 | 0 | 0 | 0 | 0 | 0 | 0 | 0 | 0
F2_Commercial_Small Retail_Existing_Miscellaneous_Electric_Clothes Dryer_E3 | F2 | Commercial | Small Retail | Existing | Miscellaneous | Electric | Clothes Dryer | E3 | TRC BC Ratio | 0 | 0 | 0 | 0 | 0 | 0 | 0 | 0 | 0 | 0 | 0 | 0 | 0 | 0 | 0 | 0 | 0 | 0 | 0 | 0 | 0 | 0 | 0 | 0 | 0 | 0 | 0 | 0 | 0 | 0
F2_Commercial_Small Retail_Existing_Miscellaneous_Electric_Clothes Dryer_E4 | F2 | Commercial | Small Retail | Existing | Miscellaneous | Electric | Clothes Dryer | E4 | TRC BC Ratio | 0 | 0 | 0 | 0 | 0 | 0 | 0 | 0 | 0 | 0 | 0 | 0 | 0 | 0 | 0 | 0 | 0 | 0 | 0 | 0 | 0 | 0 | 0 | 0 | 0 | 0 | 0 | 0 | 0 | 0
F2_Commercial_Small Retail_Existing_Miscellaneous_Electric_Clothes Dryer_E5 | F2 | Commercial | Small Retail | Existing | Miscellaneous | Electric | Clothes Dryer | E5 | TRC BC Ratio | 0 | 0 | 0 | 0 | 0 | 0 | 0 | 0 | 0 | 0 | 0 | 0 | 0 | 0 | 0 | 0 | 0 | 0 | 0 | 0 | 0 | 0 | 0 | 0 | 0 | 0 | 0 | 0 | 0 | 0
F2_Commercial_Small Retail_Existing_Miscellaneous_Electric_Clothes Dryer_E6 | F2 | Commercial | Small Retail | Existing | Miscellaneous | Electric | Clothes Dryer | E6 | TRC BC Ratio | 0 | 0 | 0 | 0 | 0 | 0 | 0 | 0 | 0 | 0 | 0 | 0 | 0 | 0 | 0 | 0 | 0 | 0 | 0 | 0 | 0 | 0 | 0 | 0 | 0 | 0 | 0 | 0 | 0 | 0
F2_Commercial_Small Retail_Existing_Miscellaneous_Electric_Clothes Dryer_E7 | F2 | Commercial | Small Retail | Existing | Miscellaneous | Electric | Clothes Dryer | E7 | TRC BC Ratio | 0 | 0 | 0 | 0 | 0 | 0 | 0 | 0 | 0 | 0 | 0 | 0 | 0 | 0 | 0 | 0 | 0 | 0 | 0 | 0 | 0 | 0 | 0 | 0 | 0 | 0 | 0 | 0 | 0 | 0
F2_Commercial_Small Retail_Existing_Miscellaneous_Electric_Clothes Dryer_E8 | F2 | Commercial | Small Retail | Existing | Miscellaneous | Electric | Clothes Dryer | E8 | TRC BC Ratio | 0 | 0 | 0 | 0 | 0 | 0 | 0 | 0 | 0 | 0 | 0 | 0 | 0 | 0 | 0 | 0 | 0 | 0 | 0 | 0 | 0 | 0 | 0 | 0 | 0 | 0 | 0 | 0 | 0 | 0
F2_Commercial_Small Retail_Existing_Miscellaneous_Electric_Clothes Dryer_E9 | F2 | Commercial | Small Retail | Existing | Miscellaneous | Electric | Clothes Dryer | E9 | TRC BC Ratio | 0 | 0 | 0 | 0 | 0 | 0 | 0 | 0 | 0 | 0 | 0 | 0 | 0 | 0 | 0 | 0 | 0 | 0 | 0 | 0 | 0 | 0 | 0 | 0 | 0 | 0 | 0 | 0 | 0 | 0
F2_Commercial_Small Retail_Existing_Miscellaneous_Electric_Clothes Dryer_E10 | F2 | Commercial | Small Retail | Existing | Miscellaneous | Electric | Clothes Dryer | E10 | TRC BC Ratio | 0 | 0 | 0 | 0 | 0 | 0 | 0 | 0 | 0 | 0 | 0 | 0 | 0 | 0 | 0 | 0 | 0 | 0 | 0 | 0 | 0 | 0 | 0 | 0 | 0 | 0 | 0 | 0 | 0 | 0
F3_Commercial_Small Retail_Existing_Miscellaneous_Electric_Clothes Dryer_E1 | F3 | Commercial | Small Retail | Existing | Miscellaneous | Electric | Clothes Dryer | E1 | PACT BC Ratio | 0 | 0 | 0 | 0 | 0 | 0 | 0 | 0 | 0 | 0 | 0 | 0 | 0 | 0 | 0 | 0 | 0 | 0 | 0 | 0 | 0 | 0 | 0 | 0 | 0 | 0 | 0 | 0 | 0 | 0
F3_Commercial_Small Retail_Existing_Miscellaneous_Electric_Clothes Dryer_E2 | F3 | Commercial | Small Retail | Existing | Miscellaneous | Electric | Clothes Dryer | E2 | PACT BC Ratio | 0 | 0 | 0 | 0 | 0 | 0 | 0 | 0 | 0 | 0 | 0 | 0 | 0 | 0 | 0 | 0 | 0 | 0 | 0 | 0 | 0 | 0 | 0 | 0 | 0 | 0 | 0 | 0 | 0 | 0
F3_Commercial_Small Retail_Existing_Miscellaneous_Electric_Clothes Dryer_E3 | F3 | Commercial | Small Retail | Existing | Miscellaneous | Electric | Clothes Dryer | E3 | PACT BC Ratio | 0 | 0 | 0 | 0 | 0 | 0 | 0 | 0 | 0 | 0 | 0 | 0 | 0 | 0 | 0 | 0 | 0 | 0 | 0 | 0 | 0 | 0 | 0 | 0 | 0 | 0 | 0 | 0 | 0 | 0
F3_Commercial_Small Retail_Existing_Miscellaneous_Electric_Clothes Dryer_E4 | F3 | Commercial | Small Retail | Existing | Miscellaneous | Electric | Clothes Dryer | E4 | PACT BC Ratio | 0 | 0 | 0 | 0 | 0 | 0 | 0 | 0 | 0 | 0 | 0 | 0 | 0 | 0 | 0 | 0 | 0 | 0 | 0 | 0 | 0 | 0 | 0 | 0 | 0 | 0 | 0 | 0 | 0 | 0
F3_Commercial_Small Retail_Existing_Miscellaneous_Electric_Clothes Dryer_E5 | F3 | Commercial | Small Retail | Existing | Miscellaneous | Electric | Clothes Dryer | E5 | PACT BC Ratio | 0 | 0 | 0 | 0 | 0 | 0 | 0 | 0 | 0 | 0 | 0 | 0 | 0 | 0 | 0 | 0 | 0 | 0 | 0 | 0 | 0 | 0 | 0 | 0 | 0 | 0 | 0 | 0 | 0 | 0
F3_Commercial_Small Retail_Existing_Miscellaneous_Electric_Clothes Dryer_E6 | F3 | Commercial | Small Retail | Existing | Miscellaneous | Electric | Clothes Dryer | E6 | PACT BC Ratio | 0 | 0 | 0 | 0 | 0 | 0 | 0 | 0 | 0 | 0 | 0 | 0 | 0 | 0 | 0 | 0 | 0 | 0 | 0 | 0 | 0 | 0 | 0 | 0 | 0 | 0 | 0 | 0 | 0 | 0
F3_Commercial_Small Retail_Existing_Miscellaneous_Electric_Clothes Dryer_E7 | F3 | Commercial | Small Retail | Existing | Miscellaneous | Electric | Clothes Dryer | E7 | PACT BC Ratio | 0 | 0 | 0 | 0 | 0 | 0 | 0 | 0 | 0 | 0 | 0 | 0 | 0 | 0 | 0 | 0 | 0 | 0 | 0 | 0 | 0 | 0 | 0 | 0 | 0 | 0 | 0 | 0 | 0 | 0
F3_Commercial_Small Retail_Existing_Miscellaneous_Electric_Clothes Dryer_E8 | F3 | Commercial | Small Retail | Existing | Miscellaneous | Electric | Clothes Dryer | E8 | PACT BC Ratio | 0 | 0 | 0 | 0 | 0 | 0 | 0 | 0 | 0 | 0 | 0 | 0 | 0 | 0 | 0 | 0 | 0 | 0 | 0 | 0 | 0 | 0 | 0 | 0 | 0 | 0 | 0 | 0 | 0 | 0
F3_Commercial_Small Retail_Existing_Miscellaneous_Electric_Clothes Dryer_E9 | F3 | Commercial | Small Retail | Existing | Miscellaneous | Electric | Clothes Dryer | E9 | PACT BC Ratio | 0 | 0 | 0 | 0 | 0 | 0 | 0 | 0 | 0 | 0 | 0 | 0 | 0 | 0 | 0 | 0 | 0 | 0 | 0 | 0 | 0 | 0 | 0 | 0 | 0 | 0 | 0 | 0 | 0 | 0
F3_Commercial_Small Retail_Existing_Miscellaneous_Electric_Clothes Dryer_E10 | F3 | Commercial | Small Retail | Existing | Miscellaneous | Electric | Clothes Dryer | E10 | PACT BC Ratio | 0 | 0 | 0 | 0 | 0 | 0 | 0 | 0 | 0 | 0 | 0 | 0 | 0 | 0 | 0 | 0 | 0 | 0 | 0 | 0 | 0 | 0 | 0 | 0 | 0 | 0 | 0 | 0 | 0 | 0
F4_Commercial_Small Retail_Existing_Miscellaneous_Electric_Clothes Dryer_E1 | F4 | Commercial | Small Retail | Existing | Miscellaneous | Electric | Clothes Dryer | E1 | RVT BC Ratio | 0 | 0 | 0 | 0 | 0 | 0 | 0 | 0 | 0 | 0 | 0 | 0 | 0 | 0 | 0 | 0 | 0 | 0 | 0 | 0 | 0 | 0 | 0 | 0 | 0 | 0 | 0 | 0 | 0 | 0
F4_Commercial_Small Retail_Existing_Miscellaneous_Electric_Clothes Dryer_E2 | F4 | Commercial | Small Retail | Existing | Miscellaneous | Electric | Clothes Dryer | E2 | RVT BC Ratio | 0 | 0 | 0 | 0 | 0 | 0 | 0 | 0 | 0 | 0 | 0 | 0 | 0 | 0 | 0 | 0 | 0 | 0 | 0 | 0 | 0 | 0 | 0 | 0 | 0 | 0 | 0 | 0 | 0 | 0
F4_Commercial_Small Retail_Existing_Miscellaneous_Electric_Clothes Dryer_E3 | F4 | Commercial | Small Retail | Existing | Miscellaneous | Electric | Clothes Dryer | E3 | RVT BC Ratio | 0 | 0 | 0 | 0 | 0 | 0 | 0 | 0 | 0 | 0 | 0 | 0 | 0 | 0 | 0 | 0 | 0 | 0 | 0 | 0 | 0 | 0 | 0 | 0 | 0 | 0 | 0 | 0 | 0 | 0
F4_Commercial_Small Retail_Existing_Miscellaneous_Electric_Clothes Dryer_E4 | F4 | Commercial | Small Retail | Existing | Miscellaneous | Electric | Clothes Dryer | E4 | RVT BC Ratio | 0 | 0 | 0 | 0 | 0 | 0 | 0 | 0 | 0 | 0 | 0 | 0 | 0 | 0 | 0 | 0 | 0 | 0 | 0 | 0 | 0 | 0 | 0 | 0 | 0 | 0 | 0 | 0 | 0 | 0
F4_Commercial_Small Retail_Existing_Miscellaneous_Electric_Clothes Dryer_E5 | F4 | Commercial | Small Retail | Existing | Miscellaneous | Electric | Clothes Dryer | E5 | RVT BC Ratio | 0 | 0 | 0 | 0 | 0 | 0 | 0 | 0 | 0 | 0 | 0 | 0 | 0 | 0 | 0 | 0 | 0 | 0 | 0 | 0 | 0 | 0 | 0 | 0 | 0 | 0 | 0 | 0 | 0 | 0
F4_Commercial_Small Retail_Existing_Miscellaneous_Electric_Clothes Dryer_E6 | F4 | Commercial | Small Retail | Existing | Miscellaneous | Electric | Clothes Dryer | E6 | RVT BC Ratio | 0 | 0 | 0 | 0 | 0 | 0 | 0 | 0 | 0 | 0 | 0 | 0 | 0 | 0 | 0 | 0 | 0 | 0 | 0 | 0 | 0 | 0 | 0 | 0 | 0 | 0 | 0 | 0 | 0 | 0
F4_Commercial_Small Retail_Existing_Miscellaneous_Electric_Clothes Dryer_E7 | F4 | Commercial | Small Retail | Existing | Miscellaneous | Electric | Clothes Dryer | E7 | RVT BC Ratio | 0 | 0 | 0 | 0 | 0 | 0 | 0 | 0 | 0 | 0 | 0 | 0 | 0 | 0 | 0 | 0 | 0 | 0 | 0 | 0 | 0 | 0 | 0 | 0 | 0 | 0 | 0 | 0 | 0 | 0
F4_Commercial_Small Retail_Existing_Miscellaneous_Electric_Clothes Dryer_E8 | F4 | Commercial | Small Retail | Existing | Miscellaneous | Electric | Clothes Dryer | E8 | RVT BC Ratio | 0 | 0 | 0 | 0 | 0 | 0 | 0 | 0 | 0 | 0 | 0 | 0 | 0 | 0 | 0 | 0 | 0 | 0 | 0 | 0 | 0 | 0 | 0 | 0 | 0 | 0 | 0 | 0 | 0 | 0
F4_Commercial_Small Retail_Existing_Miscellaneous_Electric_Clothes Dryer_E9 | F4 | Commercial | Small Retail | Existing | Miscellaneous | Electric | Clothes Dryer | E9 | RVT BC Ratio | 0 | 0 | 0 | 0 | 0 | 0 | 0 | 0 | 0 | 0 | 0 | 0 | 0 | 0 | 0 | 0 | 0 | 0 | 0 | 0 | 0 | 0 | 0 | 0 | 0 | 0 | 0 | 0 | 0 | 0
F4_Commercial_Small Retail_Existing_Miscellaneous_Electric_Clothes Dryer_E10 | F4 | Commercial | Small Retail | Existing | Miscellaneous | Electric | Clothes Dryer | E10 | RVT BC Ratio | 0 | 0 | 0 | 0 | 0 | 0 | 0 | 0 | 0 | 0 | 0 | 0 | 0 | 0 | 0 | 0 | 0 | 0 | 0 | 0 | 0 | 0 | 0 | 0 | 0 | 0 | 0 | 0 | 0 | 0
F5_Commercial_Small Retail_Existing_Miscellaneous_Electric_Clothes Dryer_E1 | F5 | Commercial | Small Retail | Existing | Miscellaneous | Electric | Clothes Dryer | E1 | RIM BC Ratio | 0 | 0 | 0 | 0 | 0 | 0 | 0 | 0 | 0 | 0 | 0 | 0 | 0 | 0 | 0 | 0 | 0 | 0 | 0 | 0 | 0 | 0 | 0 | 0 | 0 | 0 | 0 | 0 | 0 | 0
F5_Commercial_Small Retail_Existing_Miscellaneous_Electric_Clothes Dryer_E2 | F5 | Commercial | Small Retail | Existing | Miscellaneous | Electric | Clothes Dryer | E2 | RIM BC Ratio | 0 | 0 | 0 | 0 | 0 | 0 | 0 | 0 | 0 | 0 | 0 | 0 | 0 | 0 | 0 | 0 | 0 | 0 | 0 | 0 | 0 | 0 | 0 | 0 | 0 | 0 | 0 | 0 | 0 | 0
F5_Commercial_Small Retail_Existing_Miscellaneous_Electric_Clothes Dryer_E3 | F5 | Commercial | Small Retail | Existing | Miscellaneous | Electric | Clothes Dryer | E3 | RIM BC Ratio | 0 | 0 | 0 | 0 | 0 | 0 | 0 | 0 | 0 | 0 | 0 | 0 | 0 | 0 | 0 | 0 | 0 | 0 | 0 | 0 | 0 | 0 | 0 | 0 | 0 | 0 | 0 | 0 | 0 | 0
F5_Commercial_Small Retail_Existing_Miscellaneous_Electric_Clothes Dryer_E4 | F5 | Commercial | Small Retail | Existing | Miscellaneous | Electric | Clothes Dryer | E4 | RIM BC Ratio | 0 | 0 | 0 | 0 | 0 | 0 | 0 | 0 | 0 | 0 | 0 | 0 | 0 | 0 | 0 | 0 | 0 | 0 | 0 | 0 | 0 | 0 | 0 | 0 | 0 | 0 | 0 | 0 | 0 | 0
F5_Commercial_Small Retail_Existing_Miscellaneous_Electric_Clothes Dryer_E5 | F5 | Commercial | Small Retail | Existing | Miscellaneous | Electric | Clothes Dryer | E5 | RIM BC Ratio | 0 | 0 | 0 | 0 | 0 | 0 | 0 | 0 | 0 | 0 | 0 | 0 | 0 | 0 | 0 | 0 | 0 | 0 | 0 | 0 | 0 | 0 | 0 | 0 | 0 | 0 | 0 | 0 | 0 | 0
F5_Commercial_Small Retail_Existing_Miscellaneous_Electric_Clothes Dryer_E6 | F5 | Commercial | Small Retail | Existing | Miscellaneous | Electric | Clothes Dryer | E6 | RIM BC Ratio | 0 | 0 | 0 | 0 | 0 | 0 | 0 | 0 | 0 | 0 | 0 | 0 | 0 | 0 | 0 | 0 | 0 | 0 | 0 | 0 | 0 | 0 | 0 | 0 | 0 | 0 | 0 | 0 | 0 | 0
F5_Commercial_Small Retail_Existing_Miscellaneous_Electric_Clothes Dryer_E7 | F5 | Commercial | Small Retail | Existing | Miscellaneous | Electric | Clothes Dryer | E7 | RIM BC Ratio | 0 | 0 | 0 | 0 | 0 | 0 | 0 | 0 | 0 | 0 | 0 | 0 | 0 | 0 | 0 | 0 | 0 | 0 | 0 | 0 | 0 | 0 | 0 | 0 | 0 | 0 | 0 | 0 | 0 | 0
F5_Commercial_Small Retail_Existing_Miscellaneous_Electric_Clothes Dryer_E8 | F5 | Commercial | Small Retail | Existing | Miscellaneous | Electric | Clothes Dryer | E8 | RIM BC Ratio | 0 | 0 | 0 | 0 | 0 | 0 | 0 | 0 | 0 | 0 | 0 | 0 | 0 | 0 | 0 | 0 | 0 | 0 | 0 | 0 | 0 | 0 | 0 | 0 | 0 | 0 | 0 | 0 | 0 | 0
F5_Commercial_Small Retail_Existing_Miscellaneous_Electric_Clothes Dryer_E9 | F5 | Commercial | Small Retail | Existing | Miscellaneous | Electric | Clothes Dryer | E9 | RIM BC Ratio | 0 | 0 | 0 | 0 | 0 | 0 | 0 | 0 | 0 | 0 | 0 | 0 | 0 | 0 | 0 | 0 | 0 | 0 | 0 | 0 | 0 | 0 | 0 | 0 | 0 | 0 | 0 | 0 | 0 | 0
F5_Commercial_Small Retail_Existing_Miscellaneous_Electric_Clothes Dryer_E10 | F5 | Commercial | Small Retail | Existing | Miscellaneous | Electric | Clothes Dryer | E10 | RIM BC Ratio | 0 | 0 | 0 | 0 | 0 | 0 | 0 | 0 | 0 | 0 | 0 | 0 | 0 | 0 | 0 | 0 | 0 | 0 | 0 | 0 | 0 | 0 | 0 | 0 | 0 | 0 | 0 | 0 | 0 | 0
F0_Commercial_Small Retail_Existing_Miscellaneous_Electric_Miscellaneous_E0 | F0 | Commercial | Small Retail | Existing | Miscellaneous | Electric | Miscellaneous | E0 | Economic Unit | 0 | 0 | 0 | 0 | 0 | 0 | 0 | 0 | 0 | 0 | 0 | 0 | 0 | 0 | 0 | 0 | 0 | 0 | 0 | 0 | 0 | 0 | 0 | 0 | 0 | 0 | 0 | 0 | 0 | 0
F1_Commercial_Small Retail_Existing_Miscellaneous_Electric_Miscellaneous_E1 | F1 | Commercial | Small Retail | Existing | Miscellaneous | Electric | Miscellaneous | E1 | CCE | 0 | 0 | 0 | 0 | 0 | 0 | 0 | 0 | 0 | 0 | 0 | 0 | 0 | 0 | 0 | 0 | 0 | 0 | 0 | 0 | 0 | 0 | 0 | 0 | 0 | 0 | 0 | 0 | 0 | 0
F1_Commercial_Small Retail_Existing_Miscellaneous_Electric_Miscellaneous_E2 | F1 | Commercial | Small Retail | Existing | Miscellaneous | Electric | Miscellaneous | E2 | CCE | 0 | 0 | 0 | 0 | 0 | 0 | 0 | 0 | 0 | 0 | 0 | 0 | 0 | 0 | 0 | 0 | 0 | 0 | 0 | 0 | 0 | 0 | 0 | 0 | 0 | 0 | 0 | 0 | 0 | 0
F1_Commercial_Small Retail_Existing_Miscellaneous_Electric_Miscellaneous_E3 | F1 | Commercial | Small Retail | Existing | Miscellaneous | Electric | Miscellaneous | E3 | CCE | 0 | 0 | 0 | 0 | 0 | 0 | 0 | 0 | 0 | 0 | 0 | 0 | 0 | 0 | 0 | 0 | 0 | 0 | 0 | 0 | 0 | 0 | 0 | 0 | 0 | 0 | 0 | 0 | 0 | 0
F1_Commercial_Small Retail_Existing_Miscellaneous_Electric_Miscellaneous_E4 | F1 | Commercial | Small Retail | Existing | Miscellaneous | Electric | Miscellaneous | E4 | CCE | 0 | 0 | 0 | 0 | 0 | 0 | 0 | 0 | 0 | 0 | 0 | 0 | 0 | 0 | 0 | 0 | 0 | 0 | 0 | 0 | 0 | 0 | 0 | 0 | 0 | 0 | 0 | 0 | 0 | 0
F1_Commercial_Small Retail_Existing_Miscellaneous_Electric_Miscellaneous_E5 | F1 | Commercial | Small Retail | Existing | Miscellaneous | Electric | Miscellaneous | E5 | CCE | 0 | 0 | 0 | 0 | 0 | 0 | 0 | 0 | 0 | 0 | 0 | 0 | 0 | 0 | 0 | 0 | 0 | 0 | 0 | 0 | 0 | 0 | 0 | 0 | 0 | 0 | 0 | 0 | 0 | 0
F1_Commercial_Small Retail_Existing_Miscellaneous_Electric_Miscellaneous_E6 | F1 | Commercial | Small Retail | Existing | Miscellaneous | Electric | Miscellaneous | E6 | CCE | 0 | 0 | 0 | 0 | 0 | 0 | 0 | 0 | 0 | 0 | 0 | 0 | 0 | 0 | 0 | 0 | 0 | 0 | 0 | 0 | 0 | 0 | 0 | 0 | 0 | 0 | 0 | 0 | 0 | 0
F1_Commercial_Small Retail_Existing_Miscellaneous_Electric_Miscellaneous_E7 | F1 | Commercial | Small Retail | Existing | Miscellaneous | Electric | Miscellaneous | E7 | CCE | 0 | 0 | 0 | 0 | 0 | 0 | 0 | 0 | 0 | 0 | 0 | 0 | 0 | 0 | 0 | 0 | 0 | 0 | 0 | 0 | 0 | 0 | 0 | 0 | 0 | 0 | 0 | 0 | 0 | 0
F1_Commercial_Small Retail_Existing_Miscellaneous_Electric_Miscellaneous_E8 | F1 | Commercial | Small Retail | Existing | Miscellaneous | Electric | Miscellaneous | E8 | CCE | 0 | 0 | 0 | 0 | 0 | 0 | 0 | 0 | 0 | 0 | 0 | 0 | 0 | 0 | 0 | 0 | 0 | 0 | 0 | 0 | 0 | 0 | 0 | 0 | 0 | 0 | 0 | 0 | 0 | 0
F1_Commercial_Small Retail_Existing_Miscellaneous_Electric_Miscellaneous_E9 | F1 | Commercial | Small Retail | Existing | Miscellaneous | Electric | Miscellaneous | E9 | CCE | 0 | 0 | 0 | 0 | 0 | 0 | 0 | 0 | 0 | 0 | 0 | 0 | 0 | 0 | 0 | 0 | 0 | 0 | 0 | 0 | 0 | 0 | 0 | 0 | 0 | 0 | 0 | 0 | 0 | 0
F1_Commercial_Small Retail_Existing_Miscellaneous_Electric_Miscellaneous_E10 | F1 | Commercial | Small Retail | Existing | Miscellaneous | Electric | Miscellaneous | E10 | CCE | 0 | 0 | 0 | 0 | 0 | 0 | 0 | 0 | 0 | 0 | 0 | 0 | 0 | 0 | 0 | 0 | 0 | 0 | 0 | 0 | 0 | 0 | 0 | 0 | 0 | 0 | 0 | 0 | 0 | 0
F2_Commercial_Small Retail_Existing_Miscellaneous_Electric_Miscellaneous_E1 | F2 | Commercial | Small Retail | Existing | Miscellaneous | Electric | Miscellaneous | E1 | TRC BC Ratio | 0 | 0 | 0 | 0 | 0 | 0 | 0 | 0 | 0 | 0 | 0 | 0 | 0 | 0 | 0 | 0 | 0 | 0 | 0 | 0 | 0 | 0 | 0 | 0 | 0 | 0 | 0 | 0 | 0 | 0
F2_Commercial_Small Retail_Existing_Miscellaneous_Electric_Miscellaneous_E2 | F2 | Commercial | Small Retail | Existing | Miscellaneous | Electric | Miscellaneous | E2 | TRC BC Ratio | 0 | 0 | 0 | 0 | 0 | 0 | 0 | 0 | 0 | 0 | 0 | 0 | 0 | 0 | 0 | 0 | 0 | 0 | 0 | 0 | 0 | 0 | 0 | 0 | 0 | 0 | 0 | 0 | 0 | 0
F2_Commercial_Small Retail_Existing_Miscellaneous_Electric_Miscellaneous_E3 | F2 | Commercial | Small Retail | Existing | Miscellaneous | Electric | Miscellaneous | E3 | TRC BC Ratio | 0 | 0 | 0 | 0 | 0 | 0 | 0 | 0 | 0 | 0 | 0 | 0 | 0 | 0 | 0 | 0 | 0 | 0 | 0 | 0 | 0 | 0 | 0 | 0 | 0 | 0 | 0 | 0 | 0 | 0
F2_Commercial_Small Retail_Existing_Miscellaneous_Electric_Miscellaneous_E4 | F2 | Commercial | Small Retail | Existing | Miscellaneous | Electric | Miscellaneous | E4 | TRC BC Ratio | 0 | 0 | 0 | 0 | 0 | 0 | 0 | 0 | 0 | 0 | 0 | 0 | 0 | 0 | 0 | 0 | 0 | 0 | 0 | 0 | 0 | 0 | 0 | 0 | 0 | 0 | 0 | 0 | 0 | 0
F2_Commercial_Small Retail_Existing_Miscellaneous_Electric_Miscellaneous_E5 | F2 | Commercial | Small Retail | Existing | Miscellaneous | Electric | Miscellaneous | E5 | TRC BC Ratio | 0 | 0 | 0 | 0 | 0 | 0 | 0 | 0 | 0 | 0 | 0 | 0 | 0 | 0 | 0 | 0 | 0 | 0 | 0 | 0 | 0 | 0 | 0 | 0 | 0 | 0 | 0 | 0 | 0 | 0
F2_Commercial_Small Retail_Existing_Miscellaneous_Electric_Miscellaneous_E6 | F2 | Commercial | Small Retail | Existing | Miscellaneous | Electric | Miscellaneous | E6 | TRC BC Ratio | 0 | 0 | 0 | 0 | 0 | 0 | 0 | 0 | 0 | 0 | 0 | 0 | 0 | 0 | 0 | 0 | 0 | 0 | 0 | 0 | 0 | 0 | 0 | 0 | 0 | 0 | 0 | 0 | 0 | 0
F2_Commercial_Small Retail_Existing_Miscellaneous_Electric_Miscellaneous_E7 | F2 | Commercial | Small Retail | Existing | Miscellaneous | Electric | Miscellaneous | E7 | TRC BC Ratio | 0 | 0 | 0 | 0 | 0 | 0 | 0 | 0 | 0 | 0 | 0 | 0 | 0 | 0 | 0 | 0 | 0 | 0 | 0 | 0 | 0 | 0 | 0 | 0 | 0 | 0 | 0 | 0 | 0 | 0
F2_Commercial_Small Retail_Existing_Miscellaneous_Electric_Miscellaneous_E8 | F2 | Commercial | Small Retail | Existing | Miscellaneous | Electric | Miscellaneous | E8 | TRC BC Ratio | 0 | 0 | 0 | 0 | 0 | 0 | 0 | 0 | 0 | 0 | 0 | 0 | 0 | 0 | 0 | 0 | 0 | 0 | 0 | 0 | 0 | 0 | 0 | 0 | 0 | 0 | 0 | 0 | 0 | 0
F2_Commercial_Small Retail_Existing_Miscellaneous_Electric_Miscellaneous_E9 | F2 | Commercial | Small Retail | Existing | Miscellaneous | Electric | Miscellaneous | E9 | TRC BC Ratio | 0 | 0 | 0 | 0 | 0 | 0 | 0 | 0 | 0 | 0 | 0 | 0 | 0 | 0 | 0 | 0 | 0 | 0 | 0 | 0 | 0 | 0 | 0 | 0 | 0 | 0 | 0 | 0 | 0 | 0
F2_Commercial_Small Retail_Existing_Miscellaneous_Electric_Miscellaneous_E10 | F2 | Commercial | Small Retail | Existing | Miscellaneous | Electric | Miscellaneous | E10 | TRC BC Ratio | 0 | 0 | 0 | 0 | 0 | 0 | 0 | 0 | 0 | 0 | 0 | 0 | 0 | 0 | 0 | 0 | 0 | 0 | 0 | 0 | 0 | 0 | 0 | 0 | 0 | 0 | 0 | 0 | 0 | 0
F3_Commercial_Small Retail_Existing_Miscellaneous_Electric_Miscellaneous_E1 | F3 | Commercial | Small Retail | Existing | Miscellaneous | Electric | Miscellaneous | E1 | PACT BC Ratio | 0 | 0 | 0 | 0 | 0 | 0 | 0 | 0 | 0 | 0 | 0 | 0 | 0 | 0 | 0 | 0 | 0 | 0 | 0 | 0 | 0 | 0 | 0 | 0 | 0 | 0 | 0 | 0 | 0 | 0
F3_Commercial_Small Retail_Existing_Miscellaneous_Electric_Miscellaneous_E2 | F3 | Commercial | Small Retail | Existing | Miscellaneous | Electric | Miscellaneous | E2 | PACT BC Ratio | 0 | 0 | 0 | 0 | 0 | 0 | 0 | 0 | 0 | 0 | 0 | 0 | 0 | 0 | 0 | 0 | 0 | 0 | 0 | 0 | 0 | 0 | 0 | 0 | 0 | 0 | 0 | 0 | 0 | 0
F3_Commercial_Small Retail_Existing_Miscellaneous_Electric_Miscellaneous_E3 | F3 | Commercial | Small Retail | Existing | Miscellaneous | Electric | Miscellaneous | E3 | PACT BC Ratio | 0 | 0 | 0 | 0 | 0 | 0 | 0 | 0 | 0 | 0 | 0 | 0 | 0 | 0 | 0 | 0 | 0 | 0 | 0 | 0 | 0 | 0 | 0 | 0 | 0 | 0 | 0 | 0 | 0 | 0
F3_Commercial_Small Retail_Existing_Miscellaneous_Electric_Miscellaneous_E4 | F3 | Commercial | Small Retail | Existing | Miscellaneous | Electric | Miscellaneous | E4 | PACT BC Ratio | 0 | 0 | 0 | 0 | 0 | 0 | 0 | 0 | 0 | 0 | 0 | 0 | 0 | 0 | 0 | 0 | 0 | 0 | 0 | 0 | 0 | 0 | 0 | 0 | 0 | 0 | 0 | 0 | 0 | 0
F3_Commercial_Small Retail_Existing_Miscellaneous_Electric_Miscellaneous_E5 | F3 | Commercial | Small Retail | Existing | Miscellaneous | Electric | Miscellaneous | E5 | PACT BC Ratio | 0 | 0 | 0 | 0 | 0 | 0 | 0 | 0 | 0 | 0 | 0 | 0 | 0 | 0 | 0 | 0 | 0 | 0 | 0 | 0 | 0 | 0 | 0 | 0 | 0 | 0 | 0 | 0 | 0 | 0
F3_Commercial_Small Retail_Existing_Miscellaneous_Electric_Miscellaneous_E6 | F3 | Commercial | Small Retail | Existing | Miscellaneous | Electric | Miscellaneous | E6 | PACT BC Ratio | 0 | 0 | 0 | 0 | 0 | 0 | 0 | 0 | 0 | 0 | 0 | 0 | 0 | 0 | 0 | 0 | 0 | 0 | 0 | 0 | 0 | 0 | 0 | 0 | 0 | 0 | 0 | 0 | 0 | 0
F3_Commercial_Small Retail_Existing_Miscellaneous_Electric_Miscellaneous_E7 | F3 | Commercial | Small Retail | Existing | Miscellaneous | Electric | Miscellaneous | E7 | PACT BC Ratio | 0 | 0 | 0 | 0 | 0 | 0 | 0 | 0 | 0 | 0 | 0 | 0 | 0 | 0 | 0 | 0 | 0 | 0 | 0 | 0 | 0 | 0 | 0 | 0 | 0 | 0 | 0 | 0 | 0 | 0
F3_Commercial_Small Retail_Existing_Miscellaneous_Electric_Miscellaneous_E8 | F3 | Commercial | Small Retail | Existing | Miscellaneous | Electric | Miscellaneous | E8 | PACT BC Ratio | 0 | 0 | 0 | 0 | 0 | 0 | 0 | 0 | 0 | 0 | 0 | 0 | 0 | 0 | 0 | 0 | 0 | 0 | 0 | 0 | 0 | 0 | 0 | 0 | 0 | 0 | 0 | 0 | 0 | 0
F3_Commercial_Small Retail_Existing_Miscellaneous_Electric_Miscellaneous_E9 | F3 | Commercial | Small Retail | Existing | Miscellaneous | Electric | Miscellaneous | E9 | PACT BC Ratio | 0 | 0 | 0 | 0 | 0 | 0 | 0 | 0 | 0 | 0 | 0 | 0 | 0 | 0 | 0 | 0 | 0 | 0 | 0 | 0 | 0 | 0 | 0 | 0 | 0 | 0 | 0 | 0 | 0 | 0
F3_Commercial_Small Retail_Existing_Miscellaneous_Electric_Miscellaneous_E10 | F3 | Commercial | Small Retail | Existing | Miscellaneous | Electric | Miscellaneous | E10 | PACT BC Ratio | 0 | 0 | 0 | 0 | 0 | 0 | 0 | 0 | 0 | 0 | 0 | 0 | 0 | 0 | 0 | 0 | 0 | 0 | 0 | 0 | 0 | 0 | 0 | 0 | 0 | 0 | 0 | 0 | 0 | 0
F4_Commercial_Small Retail_Existing_Miscellaneous_Electric_Miscellaneous_E1 | F4 | Commercial | Small Retail | Existing | Miscellaneous | Electric | Miscellaneous | E1 | RVT BC Ratio | 0 | 0 | 0 | 0 | 0 | 0 | 0 | 0 | 0 | 0 | 0 | 0 | 0 | 0 | 0 | 0 | 0 | 0 | 0 | 0 | 0 | 0 | 0 | 0 | 0 | 0 | 0 | 0 | 0 | 0
F4_Commercial_Small Retail_Existing_Miscellaneous_Electric_Miscellaneous_E2 | F4 | Commercial | Small Retail | Existing | Miscellaneous | Electric | Miscellaneous | E2 | RVT BC Ratio | 0 | 0 | 0 | 0 | 0 | 0 | 0 | 0 | 0 | 0 | 0 | 0 | 0 | 0 | 0 | 0 | 0 | 0 | 0 | 0 | 0 | 0 | 0 | 0 | 0 | 0 | 0 | 0 | 0 | 0
F4_Commercial_Small Retail_Existing_Miscellaneous_Electric_Miscellaneous_E3 | F4 | Commercial | Small Retail | Existing | Miscellaneous | Electric | Miscellaneous | E3 | RVT BC Ratio | 0 | 0 | 0 | 0 | 0 | 0 | 0 | 0 | 0 | 0 | 0 | 0 | 0 | 0 | 0 | 0 | 0 | 0 | 0 | 0 | 0 | 0 | 0 | 0 | 0 | 0 | 0 | 0 | 0 | 0
F4_Commercial_Small Retail_Existing_Miscellaneous_Electric_Miscellaneous_E4 | F4 | Commercial | Small Retail | Existing | Miscellaneous | Electric | Miscellaneous | E4 | RVT BC Ratio | 0 | 0 | 0 | 0 | 0 | 0 | 0 | 0 | 0 | 0 | 0 | 0 | 0 | 0 | 0 | 0 | 0 | 0 | 0 | 0 | 0 | 0 | 0 | 0 | 0 | 0 | 0 | 0 | 0 | 0
F4_Commercial_Small Retail_Existing_Miscellaneous_Electric_Miscellaneous_E5 | F4 | Commercial | Small Retail | Existing | Miscellaneous | Electric | Miscellaneous | E5 | RVT BC Ratio | 0 | 0 | 0 | 0 | 0 | 0 | 0 | 0 | 0 | 0 | 0 | 0 | 0 | 0 | 0 | 0 | 0 | 0 | 0 | 0 | 0 | 0 | 0 | 0 | 0 | 0 | 0 | 0 | 0 | 0
F4_Commercial_Small Retail_Existing_Miscellaneous_Electric_Miscellaneous_E6 | F4 | Commercial | Small Retail | Existing | Miscellaneous | Electric | Miscellaneous | E6 | RVT BC Ratio | 0 | 0 | 0 | 0 | 0 | 0 | 0 | 0 | 0 | 0 | 0 | 0 | 0 | 0 | 0 | 0 | 0 | 0 | 0 | 0 | 0 | 0 | 0 | 0 | 0 | 0 | 0 | 0 | 0 | 0
F4_Commercial_Small Retail_Existing_Miscellaneous_Electric_Miscellaneous_E7 | F4 | Commercial | Small Retail | Existing | Miscellaneous | Electric | Miscellaneous | E7 | RVT BC Ratio | 0 | 0 | 0 | 0 | 0 | 0 | 0 | 0 | 0 | 0 | 0 | 0 | 0 | 0 | 0 | 0 | 0 | 0 | 0 | 0 | 0 | 0 | 0 | 0 | 0 | 0 | 0 | 0 | 0 | 0
F4_Commercial_Small Retail_Existing_Miscellaneous_Electric_Miscellaneous_E8 | F4 | Commercial | Small Retail | Existing | Miscellaneous | Electric | Miscellaneous | E8 | RVT BC Ratio | 0 | 0 | 0 | 0 | 0 | 0 | 0 | 0 | 0 | 0 | 0 | 0 | 0 | 0 | 0 | 0 | 0 | 0 | 0 | 0 | 0 | 0 | 0 | 0 | 0 | 0 | 0 | 0 | 0 | 0
F4_Commercial_Small Retail_Existing_Miscellaneous_Electric_Miscellaneous_E9 | F4 | Commercial | Small Retail | Existing | Miscellaneous | Electric | Miscellaneous | E9 | RVT BC Ratio | 0 | 0 | 0 | 0 | 0 | 0 | 0 | 0 | 0 | 0 | 0 | 0 | 0 | 0 | 0 | 0 | 0 | 0 | 0 | 0 | 0 | 0 | 0 | 0 | 0 | 0 | 0 | 0 | 0 | 0
F4_Commercial_Small Retail_Existing_Miscellaneous_Electric_Miscellaneous_E10 | F4 | Commercial | Small Retail | Existing | Miscellaneous | Electric | Miscellaneous | E10 | RVT BC Ratio | 0 | 0 | 0 | 0 | 0 | 0 | 0 | 0 | 0 | 0 | 0 | 0 | 0 | 0 | 0 | 0 | 0 | 0 | 0 | 0 | 0 | 0 | 0 | 0 | 0 | 0 | 0 | 0 | 0 | 0
F5_Commercial_Small Retail_Existing_Miscellaneous_Electric_Miscellaneous_E1 | F5 | Commercial | Small Retail | Existing | Miscellaneous | Electric | Miscellaneous | E1 | RIM BC Ratio | 0 | 0 | 0 | 0 | 0 | 0 | 0 | 0 | 0 | 0 | 0 | 0 | 0 | 0 | 0 | 0 | 0 | 0 | 0 | 0 | 0 | 0 | 0 | 0 | 0 | 0 | 0 | 0 | 0 | 0
F5_Commercial_Small Retail_Existing_Miscellaneous_Electric_Miscellaneous_E2 | F5 | Commercial | Small Retail | Existing | Miscellaneous | Electric | Miscellaneous | E2 | RIM BC Ratio | 0 | 0 | 0 | 0 | 0 | 0 | 0 | 0 | 0 | 0 | 0 | 0 | 0 | 0 | 0 | 0 | 0 | 0 | 0 | 0 | 0 | 0 | 0 | 0 | 0 | 0 | 0 | 0 | 0 | 0
F5_Commercial_Small Retail_Existing_Miscellaneous_Electric_Miscellaneous_E3 | F5 | Commercial | Small Retail | Existing | Miscellaneous | Electric | Miscellaneous | E3 | RIM BC Ratio | 0 | 0 | 0 | 0 | 0 | 0 | 0 | 0 | 0 | 0 | 0 | 0 | 0 | 0 | 0 | 0 | 0 | 0 | 0 | 0 | 0 | 0 | 0 | 0 | 0 | 0 | 0 | 0 | 0 | 0
F5_Commercial_Small Retail_Existing_Miscellaneous_Electric_Miscellaneous_E4 | F5 | Commercial | Small Retail | Existing | Miscellaneous | Electric | Miscellaneous | E4 | RIM BC Ratio | 0 | 0 | 0 | 0 | 0 | 0 | 0 | 0 | 0 | 0 | 0 | 0 | 0 | 0 | 0 | 0 | 0 | 0 | 0 | 0 | 0 | 0 | 0 | 0 | 0 | 0 | 0 | 0 | 0 | 0
F5_Commercial_Small Retail_Existing_Miscellaneous_Electric_Miscellaneous_E5 | F5 | Commercial | Small Retail | Existing | Miscellaneous | Electric | Miscellaneous | E5 | RIM BC Ratio | 0 | 0 | 0 | 0 | 0 | 0 | 0 | 0 | 0 | 0 | 0 | 0 | 0 | 0 | 0 | 0 | 0 | 0 | 0 | 0 | 0 | 0 | 0 | 0 | 0 | 0 | 0 | 0 | 0 | 0
F5_Commercial_Small Retail_Existing_Miscellaneous_Electric_Miscellaneous_E6 | F5 | Commercial | Small Retail | Existing | Miscellaneous | Electric | Miscellaneous | E6 | RIM BC Ratio | 0 | 0 | 0 | 0 | 0 | 0 | 0 | 0 | 0 | 0 | 0 | 0 | 0 | 0 | 0 | 0 | 0 | 0 | 0 | 0 | 0 | 0 | 0 | 0 | 0 | 0 | 0 | 0 | 0 | 0
F5_Commercial_Small Retail_Existing_Miscellaneous_Electric_Miscellaneous_E7 | F5 | Commercial | Small Retail | Existing | Miscellaneous | Electric | Miscellaneous | E7 | RIM BC Ratio | 0 | 0 | 0 | 0 | 0 | 0 | 0 | 0 | 0 | 0 | 0 | 0 | 0 | 0 | 0 | 0 | 0 | 0 | 0 | 0 | 0 | 0 | 0 | 0 | 0 | 0 | 0 | 0 | 0 | 0
F5_Commercial_Small Retail_Existing_Miscellaneous_Electric_Miscellaneous_E8 | F5 | Commercial | Small Retail | Existing | Miscellaneous | Electric | Miscellaneous | E8 | RIM BC Ratio | 0 | 0 | 0 | 0 | 0 | 0 | 0 | 0 | 0 | 0 | 0 | 0 | 0 | 0 | 0 | 0 | 0 | 0 | 0 | 0 | 0 | 0 | 0 | 0 | 0 | 0 | 0 | 0 | 0 | 0
F5_Commercial_Small Retail_Existing_Miscellaneous_Electric_Miscellaneous_E9 | F5 | Commercial | Small Retail | Existing | Miscellaneous | Electric | Miscellaneous | E9 | RIM BC Ratio | 0 | 0 | 0 | 0 | 0 | 0 | 0 | 0 | 0 | 0 | 0 | 0 | 0 | 0 | 0 | 0 | 0 | 0 | 0 | 0 | 0 | 0 | 0 | 0 | 0 | 0 | 0 | 0 | 0 | 0
F5_Commercial_Small Retail_Existing_Miscellaneous_Electric_Miscellaneous_E10 | F5 | Commercial | Small Retail | Existing | Miscellaneous | Electric | Miscellaneous | E10 | RIM BC Ratio | 0 | 0 | 0 | 0 | 0 | 0 | 0 | 0 | 0 | 0 | 0 | 0 | 0 | 0 | 0 | 0 | 0 | 0 | 0 | 0 | 0 | 0 | 0 | 0 | 0 | 0 | 0 | 0 | 0 | 0
F0_Commercial_Small Retail_Existing_Generation_Electric_Solar PV_E0 | F0 | Commercial | Small Retail | Existing | Generation | Electric | Solar PV | E0 | Economic Unit | 0 | 0 | 0 | 0 | 0 | 0 | 0 | 0 | 0 | 0 | 0 | 0 | 0 | 0 | 0 | 0 | 0 | 0 | 0 | 0 | 0 | 0 | 0 | 0 | 0 | 0 | 0 | 0 | 0 | 0
F1_Commercial_Small Retail_Existing_Generation_Electric_Solar PV_E1 | F1 | Commercial | Small Retail | Existing | Generation | Electric | Solar PV | E1 | CCE | 0 | 0 | 0 | 0 | 0 | 0 | 0 | 0 | 0 | 0 | 0 | 0 | 0 | 0 | 0 | 0 | 0 | 0 | 0 | 0 | 0 | 0 | 0 | 0 | 0 | 0 | 0 | 0 | 0 | 0
F1_Commercial_Small Retail_Existing_Generation_Electric_Solar PV_E2 | F1 | Commercial | Small Retail | Existing | Generation | Electric | Solar PV | E2 | CCE | 0 | 0 | 0 | 0 | 0 | 0 | 0 | 0 | 0 | 0 | 0 | 0 | 0 | 0 | 0 | 0 | 0 | 0 | 0 | 0 | 0 | 0 | 0 | 0 | 0 | 0 | 0 | 0 | 0 | 0
F1_Commercial_Small Retail_Existing_Generation_Electric_Solar PV_E3 | F1 | Commercial | Small Retail | Existing | Generation | Electric | Solar PV | E3 | CCE | 0 | 0 | 0 | 0 | 0 | 0 | 0 | 0 | 0 | 0 | 0 | 0 | 0 | 0 | 0 | 0 | 0 | 0 | 0 | 0 | 0 | 0 | 0 | 0 | 0 | 0 | 0 | 0 | 0 | 0
F1_Commercial_Small Retail_Existing_Generation_Electric_Solar PV_E4 | F1 | Commercial | Small Retail | Existing | Generation | Electric | Solar PV | E4 | CCE | 0 | 0 | 0 | 0 | 0 | 0 | 0 | 0 | 0 | 0 | 0 | 0 | 0 | 0 | 0 | 0 | 0 | 0 | 0 | 0 | 0 | 0 | 0 | 0 | 0 | 0 | 0 | 0 | 0 | 0
F1_Commercial_Small Retail_Existing_Generation_Electric_Solar PV_E5 | F1 | Commercial | Small Retail | Existing | Generation | Electric | Solar PV | E5 | CCE | 0 | 0 | 0 | 0 | 0 | 0 | 0 | 0 | 0 | 0 | 0 | 0 | 0 | 0 | 0 | 0 | 0 | 0 | 0 | 0 | 0 | 0 | 0 | 0 | 0 | 0 | 0 | 0 | 0 | 0
F1_Commercial_Small Retail_Existing_Generation_Electric_Solar PV_E6 | F1 | Commercial | Small Retail | Existing | Generation | Electric | Solar PV | E6 | CCE | 0 | 0 | 0 | 0 | 0 | 0 | 0 | 0 | 0 | 0 | 0 | 0 | 0 | 0 | 0 | 0 | 0 | 0 | 0 | 0 | 0 | 0 | 0 | 0 | 0 | 0 | 0 | 0 | 0 | 0
F1_Commercial_Small Retail_Existing_Generation_Electric_Solar PV_E7 | F1 | Commercial | Small Retail | Existing | Generation | Electric | Solar PV | E7 | CCE | 0 | 0 | 0 | 0 | 0 | 0 | 0 | 0 | 0 | 0 | 0 | 0 | 0 | 0 | 0 | 0 | 0 | 0 | 0 | 0 | 0 | 0 | 0 | 0 | 0 | 0 | 0 | 0 | 0 | 0
F1_Commercial_Small Retail_Existing_Generation_Electric_Solar PV_E8 | F1 | Commercial | Small Retail | Existing | Generation | Electric | Solar PV | E8 | CCE | 0 | 0 | 0 | 0 | 0 | 0 | 0 | 0 | 0 | 0 | 0 | 0 | 0 | 0 | 0 | 0 | 0 | 0 | 0 | 0 | 0 | 0 | 0 | 0 | 0 | 0 | 0 | 0 | 0 | 0
F1_Commercial_Small Retail_Existing_Generation_Electric_Solar PV_E9 | F1 | Commercial | Small Retail | Existing | Generation | Electric | Solar PV | E9 | CCE | 0 | 0 | 0 | 0 | 0 | 0 | 0 | 0 | 0 | 0 | 0 | 0 | 0 | 0 | 0 | 0 | 0 | 0 | 0 | 0 | 0 | 0 | 0 | 0 | 0 | 0 | 0 | 0 | 0 | 0
F1_Commercial_Small Retail_Existing_Generation_Electric_Solar PV_E10 | F1 | Commercial | Small Retail | Existing | Generation | Electric | Solar PV | E10 | CCE | 0 | 0 | 0 | 0 | 0 | 0 | 0 | 0 | 0 | 0 | 0 | 0 | 0 | 0 | 0 | 0 | 0 | 0 | 0 | 0 | 0 | 0 | 0 | 0 | 0 | 0 | 0 | 0 | 0 | 0
F2_Commercial_Small Retail_Existing_Generation_Electric_Solar PV_E1 | F2 | Commercial | Small Retail | Existing | Generation | Electric | Solar PV | E1 | TRC BC Ratio | 0 | 0 | 0 | 0 | 0 | 0 | 0 | 0 | 0 | 0 | 0 | 0 | 0 | 0 | 0 | 0 | 0 | 0 | 0 | 0 | 0 | 0 | 0 | 0 | 0 | 0 | 0 | 0 | 0 | 0
F2_Commercial_Small Retail_Existing_Generation_Electric_Solar PV_E2 | F2 | Commercial | Small Retail | Existing | Generation | Electric | Solar PV | E2 | TRC BC Ratio | 0 | 0 | 0 | 0 | 0 | 0 | 0 | 0 | 0 | 0 | 0 | 0 | 0 | 0 | 0 | 0 | 0 | 0 | 0 | 0 | 0 | 0 | 0 | 0 | 0 | 0 | 0 | 0 | 0 | 0
F2_Commercial_Small Retail_Existing_Generation_Electric_Solar PV_E3 | F2 | Commercial | Small Retail | Existing | Generation | Electric | Solar PV | E3 | TRC BC Ratio | 0 | 0 | 0 | 0 | 0 | 0 | 0 | 0 | 0 | 0 | 0 | 0 | 0 | 0 | 0 | 0 | 0 | 0 | 0 | 0 | 0 | 0 | 0 | 0 | 0 | 0 | 0 | 0 | 0 | 0
F2_Commercial_Small Retail_Existing_Generation_Electric_Solar PV_E4 | F2 | Commercial | Small Retail | Existing | Generation | Electric | Solar PV | E4 | TRC BC Ratio | 0 | 0 | 0 | 0 | 0 | 0 | 0 | 0 | 0 | 0 | 0 | 0 | 0 | 0 | 0 | 0 | 0 | 0 | 0 | 0 | 0 | 0 | 0 | 0 | 0 | 0 | 0 | 0 | 0 | 0
F2_Commercial_Small Retail_Existing_Generation_Electric_Solar PV_E5 | F2 | Commercial | Small Retail | Existing | Generation | Electric | Solar PV | E5 | TRC BC Ratio | 0 | 0 | 0 | 0 | 0 | 0 | 0 | 0 | 0 | 0 | 0 | 0 | 0 | 0 | 0 | 0 | 0 | 0 | 0 | 0 | 0 | 0 | 0 | 0 | 0 | 0 | 0 | 0 | 0 | 0
F2_Commercial_Small Retail_Existing_Generation_Electric_Solar PV_E6 | F2 | Commercial | Small Retail | Existing | Generation | Electric | Solar PV | E6 | TRC BC Ratio | 0 | 0 | 0 | 0 | 0 | 0 | 0 | 0 | 0 | 0 | 0 | 0 | 0 | 0 | 0 | 0 | 0 | 0 | 0 | 0 | 0 | 0 | 0 | 0 | 0 | 0 | 0 | 0 | 0 | 0
F2_Commercial_Small Retail_Existing_Generation_Electric_Solar PV_E7 | F2 | Commercial | Small Retail | Existing | Generation | Electric | Solar PV | E7 | TRC BC Ratio | 0 | 0 | 0 | 0 | 0 | 0 | 0 | 0 | 0 | 0 | 0 | 0 | 0 | 0 | 0 | 0 | 0 | 0 | 0 | 0 | 0 | 0 | 0 | 0 | 0 | 0 | 0 | 0 | 0 | 0
F2_Commercial_Small Retail_Existing_Generation_Electric_Solar PV_E8 | F2 | Commercial | Small Retail | Existing | Generation | Electric | Solar PV | E8 | TRC BC Ratio | 0 | 0 | 0 | 0 | 0 | 0 | 0 | 0 | 0 | 0 | 0 | 0 | 0 | 0 | 0 | 0 | 0 | 0 | 0 | 0 | 0 | 0 | 0 | 0 | 0 | 0 | 0 | 0 | 0 | 0
F2_Commercial_Small Retail_Existing_Generation_Electric_Solar PV_E9 | F2 | Commercial | Small Retail | Existing | Generation | Electric | Solar PV | E9 | TRC BC Ratio | 0 | 0 | 0 | 0 | 0 | 0 | 0 | 0 | 0 | 0 | 0 | 0 | 0 | 0 | 0 | 0 | 0 | 0 | 0 | 0 | 0 | 0 | 0 | 0 | 0 | 0 | 0 | 0 | 0 | 0
F2_Commercial_Small Retail_Existing_Generation_Electric_Solar PV_E10 | F2 | Commercial | Small Retail | Existing | Generation | Electric | Solar PV | E10 | TRC BC Ratio | 0 | 0 | 0 | 0 | 0 | 0 | 0 | 0 | 0 | 0 | 0 | 0 | 0 | 0 | 0 | 0 | 0 | 0 | 0 | 0 | 0 | 0 | 0 | 0 | 0 | 0 | 0 | 0 | 0 | 0
F3_Commercial_Small Retail_Existing_Generation_Electric_Solar PV_E1 | F3 | Commercial | Small Retail | Existing | Generation | Electric | Solar PV | E1 | PACT BC Ratio | 0 | 0 | 0 | 0 | 0 | 0 | 0 | 0 | 0 | 0 | 0 | 0 | 0 | 0 | 0 | 0 | 0 | 0 | 0 | 0 | 0 | 0 | 0 | 0 | 0 | 0 | 0 | 0 | 0 | 0
F3_Commercial_Small Retail_Existing_Generation_Electric_Solar PV_E2 | F3 | Commercial | Small Retail | Existing | Generation | Electric | Solar PV | E2 | PACT BC Ratio | 0 | 0 | 0 | 0 | 0 | 0 | 0 | 0 | 0 | 0 | 0 | 0 | 0 | 0 | 0 | 0 | 0 | 0 | 0 | 0 | 0 | 0 | 0 | 0 | 0 | 0 | 0 | 0 | 0 | 0
F3_Commercial_Small Retail_Existing_Generation_Electric_Solar PV_E3 | F3 | Commercial | Small Retail | Existing | Generation | Electric | Solar PV | E3 | PACT BC Ratio | 0 | 0 | 0 | 0 | 0 | 0 | 0 | 0 | 0 | 0 | 0 | 0 | 0 | 0 | 0 | 0 | 0 | 0 | 0 | 0 | 0 | 0 | 0 | 0 | 0 | 0 | 0 | 0 | 0 | 0
F3_Commercial_Small Retail_Existing_Generation_Electric_Solar PV_E4 | F3 | Commercial | Small Retail | Existing | Generation | Electric | Solar PV | E4 | PACT BC Ratio | 0 | 0 | 0 | 0 | 0 | 0 | 0 | 0 | 0 | 0 | 0 | 0 | 0 | 0 | 0 | 0 | 0 | 0 | 0 | 0 | 0 | 0 | 0 | 0 | 0 | 0 | 0 | 0 | 0 | 0
F3_Commercial_Small Retail_Existing_Generation_Electric_Solar PV_E5 | F3 | Commercial | Small Retail | Existing | Generation | Electric | Solar PV | E5 | PACT BC Ratio | 0 | 0 | 0 | 0 | 0 | 0 | 0 | 0 | 0 | 0 | 0 | 0 | 0 | 0 | 0 | 0 | 0 | 0 | 0 | 0 | 0 | 0 | 0 | 0 | 0 | 0 | 0 | 0 | 0 | 0
F3_Commercial_Small Retail_Existing_Generation_Electric_Solar PV_E6 | F3 | Commercial | Small Retail | Existing | Generation | Electric | Solar PV | E6 | PACT BC Ratio | 0 | 0 | 0 | 0 | 0 | 0 | 0 | 0 | 0 | 0 | 0 | 0 | 0 | 0 | 0 | 0 | 0 | 0 | 0 | 0 | 0 | 0 | 0 | 0 | 0 | 0 | 0 | 0 | 0 | 0
F3_Commercial_Small Retail_Existing_Generation_Electric_Solar PV_E7 | F3 | Commercial | Small Retail | Existing | Generation | Electric | Solar PV | E7 | PACT BC Ratio | 0 | 0 | 0 | 0 | 0 | 0 | 0 | 0 | 0 | 0 | 0 | 0 | 0 | 0 | 0 | 0 | 0 | 0 | 0 | 0 | 0 | 0 | 0 | 0 | 0 | 0 | 0 | 0 | 0 | 0
F3_Commercial_Small Retail_Existing_Generation_Electric_Solar PV_E8 | F3 | Commercial | Small Retail | Existing | Generation | Electric | Solar PV | E8 | PACT BC Ratio | 0 | 0 | 0 | 0 | 0 | 0 | 0 | 0 | 0 | 0 | 0 | 0 | 0 | 0 | 0 | 0 | 0 | 0 | 0 | 0 | 0 | 0 | 0 | 0 | 0 | 0 | 0 | 0 | 0 | 0
F3_Commercial_Small Retail_Existing_Generation_Electric_Solar PV_E9 | F3 | Commercial | Small Retail | Existing | Generation | Electric | Solar PV | E9 | PACT BC Ratio | 0 | 0 | 0 | 0 | 0 | 0 | 0 | 0 | 0 | 0 | 0 | 0 | 0 | 0 | 0 | 0 | 0 | 0 | 0 | 0 | 0 | 0 | 0 | 0 | 0 | 0 | 0 | 0 | 0 | 0
F3_Commercial_Small Retail_Existing_Generation_Electric_Solar PV_E10 | F3 | Commercial | Small Retail | Existing | Generation | Electric | Solar PV | E10 | PACT BC Ratio | 0 | 0 | 0 | 0 | 0 | 0 | 0 | 0 | 0 | 0 | 0 | 0 | 0 | 0 | 0 | 0 | 0 | 0 | 0 | 0 | 0 | 0 | 0 | 0 | 0 | 0 | 0 | 0 | 0 | 0
F4_Commercial_Small Retail_Existing_Generation_Electric_Solar PV_E1 | F4 | Commercial | Small Retail | Existing | Generation | Electric | Solar PV | E1 | RVT BC Ratio | 0 | 0 | 0 | 0 | 0 | 0 | 0 | 0 | 0 | 0 | 0 | 0 | 0 | 0 | 0 | 0 | 0 | 0 | 0 | 0 | 0 | 0 | 0 | 0 | 0 | 0 | 0 | 0 | 0 | 0
F4_Commercial_Small Retail_Existing_Generation_Electric_Solar PV_E2 | F4 | Commercial | Small Retail | Existing | Generation | Electric | Solar PV | E2 | RVT BC Ratio | 0 | 0 | 0 | 0 | 0 | 0 | 0 | 0 | 0 | 0 | 0 | 0 | 0 | 0 | 0 | 0 | 0 | 0 | 0 | 0 | 0 | 0 | 0 | 0 | 0 | 0 | 0 | 0 | 0 | 0
F4_Commercial_Small Retail_Existing_Generation_Electric_Solar PV_E3 | F4 | Commercial | Small Retail | Existing | Generation | Electric | Solar PV | E3 | RVT BC Ratio | 0 | 0 | 0 | 0 | 0 | 0 | 0 | 0 | 0 | 0 | 0 | 0 | 0 | 0 | 0 | 0 | 0 | 0 | 0 | 0 | 0 | 0 | 0 | 0 | 0 | 0 | 0 | 0 | 0 | 0
F4_Commercial_Small Retail_Existing_Generation_Electric_Solar PV_E4 | F4 | Commercial | Small Retail | Existing | Generation | Electric | Solar PV | E4 | RVT BC Ratio | 0 | 0 | 0 | 0 | 0 | 0 | 0 | 0 | 0 | 0 | 0 | 0 | 0 | 0 | 0 | 0 | 0 | 0 | 0 | 0 | 0 | 0 | 0 | 0 | 0 | 0 | 0 | 0 | 0 | 0
F4_Commercial_Small Retail_Existing_Generation_Electric_Solar PV_E5 | F4 | Commercial | Small Retail | Existing | Generation | Electric | Solar PV | E5 | RVT BC Ratio | 0 | 0 | 0 | 0 | 0 | 0 | 0 | 0 | 0 | 0 | 0 | 0 | 0 | 0 | 0 | 0 | 0 | 0 | 0 | 0 | 0 | 0 | 0 | 0 | 0 | 0 | 0 | 0 | 0 | 0
F4_Commercial_Small Retail_Existing_Generation_Electric_Solar PV_E6 | F4 | Commercial | Small Retail | Existing | Generation | Electric | Solar PV | E6 | RVT BC Ratio | 0 | 0 | 0 | 0 | 0 | 0 | 0 | 0 | 0 | 0 | 0 | 0 | 0 | 0 | 0 | 0 | 0 | 0 | 0 | 0 | 0 | 0 | 0 | 0 | 0 | 0 | 0 | 0 | 0 | 0
F4_Commercial_Small Retail_Existing_Generation_Electric_Solar PV_E7 | F4 | Commercial | Small Retail | Existing | Generation | Electric | Solar PV | E7 | RVT BC Ratio | 0 | 0 | 0 | 0 | 0 | 0 | 0 | 0 | 0 | 0 | 0 | 0 | 0 | 0 | 0 | 0 | 0 | 0 | 0 | 0 | 0 | 0 | 0 | 0 | 0 | 0 | 0 | 0 | 0 | 0
F4_Commercial_Small Retail_Existing_Generation_Electric_Solar PV_E8 | F4 | Commercial | Small Retail | Existing | Generation | Electric | Solar PV | E8 | RVT BC Ratio | 0 | 0 | 0 | 0 | 0 | 0 | 0 | 0 | 0 | 0 | 0 | 0 | 0 | 0 | 0 | 0 | 0 | 0 | 0 | 0 | 0 | 0 | 0 | 0 | 0 | 0 | 0 | 0 | 0 | 0
F4_Commercial_Small Retail_Existing_Generation_Electric_Solar PV_E9 | F4 | Commercial | Small Retail | Existing | Generation | Electric | Solar PV | E9 | RVT BC Ratio | 0 | 0 | 0 | 0 | 0 | 0 | 0 | 0 | 0 | 0 | 0 | 0 | 0 | 0 | 0 | 0 | 0 | 0 | 0 | 0 | 0 | 0 | 0 | 0 | 0 | 0 | 0 | 0 | 0 | 0
F4_Commercial_Small Retail_Existing_Generation_Electric_Solar PV_E10 | F4 | Commercial | Small Retail | Existing | Generation | Electric | Solar PV | E10 | RVT BC Ratio | 0 | 0 | 0 | 0 | 0 | 0 | 0 | 0 | 0 | 0 | 0 | 0 | 0 | 0 | 0 | 0 | 0 | 0 | 0 | 0 | 0 | 0 | 0 | 0 | 0 | 0 | 0 | 0 | 0 | 0
F5_Commercial_Small Retail_Existing_Generation_Electric_Solar PV_E1 | F5 | Commercial | Small Retail | Existing | Generation | Electric | Solar PV | E1 | RIM BC Ratio | 0 | 0 | 0 | 0 | 0 | 0 | 0 | 0 | 0 | 0 | 0 | 0 | 0 | 0 | 0 | 0 | 0 | 0 | 0 | 0 | 0 | 0 | 0 | 0 | 0 | 0 | 0 | 0 | 0 | 0
F5_Commercial_Small Retail_Existing_Generation_Electric_Solar PV_E2 | F5 | Commercial | Small Retail | Existing | Generation | Electric | Solar PV | E2 | RIM BC Ratio | 0 | 0 | 0 | 0 | 0 | 0 | 0 | 0 | 0 | 0 | 0 | 0 | 0 | 0 | 0 | 0 | 0 | 0 | 0 | 0 | 0 | 0 | 0 | 0 | 0 | 0 | 0 | 0 | 0 | 0
F5_Commercial_Small Retail_Existing_Generation_Electric_Solar PV_E3 | F5 | Commercial | Small Retail | Existing | Generation | Electric | Solar PV | E3 | RIM BC Ratio | 0 | 0 | 0 | 0 | 0 | 0 | 0 | 0 | 0 | 0 | 0 | 0 | 0 | 0 | 0 | 0 | 0 | 0 | 0 | 0 | 0 | 0 | 0 | 0 | 0 | 0 | 0 | 0 | 0 | 0
F5_Commercial_Small Retail_Existing_Generation_Electric_Solar PV_E4 | F5 | Commercial | Small Retail | Existing | Generation | Electric | Solar PV | E4 | RIM BC Ratio | 0 | 0 | 0 | 0 | 0 | 0 | 0 | 0 | 0 | 0 | 0 | 0 | 0 | 0 | 0 | 0 | 0 | 0 | 0 | 0 | 0 | 0 | 0 | 0 | 0 | 0 | 0 | 0 | 0 | 0
F5_Commercial_Small Retail_Existing_Generation_Electric_Solar PV_E5 | F5 | Commercial | Small Retail | Existing | Generation | Electric | Solar PV | E5 | RIM BC Ratio | 0 | 0 | 0 | 0 | 0 | 0 | 0 | 0 | 0 | 0 | 0 | 0 | 0 | 0 | 0 | 0 | 0 | 0 | 0 | 0 | 0 | 0 | 0 | 0 | 0 | 0 | 0 | 0 | 0 | 0
F5_Commercial_Small Retail_Existing_Generation_Electric_Solar PV_E6 | F5 | Commercial | Small Retail | Existing | Generation | Electric | Solar PV | E6 | RIM BC Ratio | 0 | 0 | 0 | 0 | 0 | 0 | 0 | 0 | 0 | 0 | 0 | 0 | 0 | 0 | 0 | 0 | 0 | 0 | 0 | 0 | 0 | 0 | 0 | 0 | 0 | 0 | 0 | 0 | 0 | 0
F5_Commercial_Small Retail_Existing_Generation_Electric_Solar PV_E7 | F5 | Commercial | Small Retail | Existing | Generation | Electric | Solar PV | E7 | RIM BC Ratio | 0 | 0 | 0 | 0 | 0 | 0 | 0 | 0 | 0 | 0 | 0 | 0 | 0 | 0 | 0 | 0 | 0 | 0 | 0 | 0 | 0 | 0 | 0 | 0 | 0 | 0 | 0 | 0 | 0 | 0
F5_Commercial_Small Retail_Existing_Generation_Electric_Solar PV_E8 | F5 | Commercial | Small Retail | Existing | Generation | Electric | Solar PV | E8 | RIM BC Ratio | 0 | 0 | 0 | 0 | 0 | 0 | 0 | 0 | 0 | 0 | 0 | 0 | 0 | 0 | 0 | 0 | 0 | 0 | 0 | 0 | 0 | 0 | 0 | 0 | 0 | 0 | 0 | 0 | 0 | 0
F5_Commercial_Small Retail_Existing_Generation_Electric_Solar PV_E9 | F5 | Commercial | Small Retail | Existing | Generation | Electric | Solar PV | E9 | RIM BC Ratio | 0 | 0 | 0 | 0 | 0 | 0 | 0 | 0 | 0 | 0 | 0 | 0 | 0 | 0 | 0 | 0 | 0 | 0 | 0 | 0 | 0 | 0 | 0 | 0 | 0 | 0 | 0 | 0 | 0 | 0
F5_Commercial_Small Retail_Existing_Generation_Electric_Solar PV_E10 | F5 | Commercial | Small Retail | Existing | Generation | Electric | Solar PV | E10 | RIM BC Ratio | 0 | 0 | 0 | 0 | 0 | 0 | 0 | 0 | 0 | 0 | 0 | 0 | 0 | 0 | 0 | 0 | 0 | 0 | 0 | 0 | 0 | 0 | 0 | 0 | 0 | 0 | 0 | 0 | 0 | 0
F0_Commercial_Small Retail_New_Cooling_Electric_Air-Cooled Chiller_E0 | F0 | Commercial | Small Retail | New | Cooling | Electric | Air-Cooled Chiller | E0 | Economic Unit | 0 | 0 | 0 | 0 | 0 | 0 | 0 | 0 | 0 | 0 | 0 | 0 | 0 | 0 | 0 | 0 | 0 | 0 | 0 | 0 | 0 | 0 | 0 | 0 | 0 | 0 | 0 | 0 | 0 | 0
F1_Commercial_Small Retail_New_Cooling_Electric_Air-Cooled Chiller_E1 | F1 | Commercial | Small Retail | New | Cooling | Electric | Air-Cooled Chiller | E1 | CCE | 0 | 0 | 0 | 0 | 0 | 0 | 0 | 0 | 0 | 0 | 0 | 0 | 0 | 0 | 0 | 0 | 0 | 0 | 0 | 0 | 0 | 0 | 0 | 0 | 0 | 0 | 0 | 0 | 0 | 0
F1_Commercial_Small Retail_New_Cooling_Electric_Air-Cooled Chiller_E2 | F1 | Commercial | Small Retail | New | Cooling | Electric | Air-Cooled Chiller | E2 | CCE | 0 | 0 | 0 | 0 | 0 | 0 | 0 | 0 | 0 | 0 | 0 | 0 | 0 | 0 | 0 | 0 | 0 | 0 | 0 | 0 | 0 | 0 | 0 | 0 | 0 | 0 | 0 | 0 | 0 | 0
F1_Commercial_Small Retail_New_Cooling_Electric_Air-Cooled Chiller_E3 | F1 | Commercial | Small Retail | New | Cooling | Electric | Air-Cooled Chiller | E3 | CCE | 0 | 0 | 0 | 0 | 0 | 0 | 0 | 0 | 0 | 0 | 0 | 0 | 0 | 0 | 0 | 0 | 0 | 0 | 0 | 0 | 0 | 0 | 0 | 0 | 0 | 0 | 0 | 0 | 0 | 0
F1_Commercial_Small Retail_New_Cooling_Electric_Air-Cooled Chiller_E4 | F1 | Commercial | Small Retail | New | Cooling | Electric | Air-Cooled Chiller | E4 | CCE | 0 | 0 | 0 | 0 | 0 | 0 | 0 | 0 | 0 | 0 | 0 | 0 | 0 | 0 | 0 | 0 | 0 | 0 | 0 | 0 | 0 | 0 | 0 | 0 | 0 | 0 | 0 | 0 | 0 | 0
F1_Commercial_Small Retail_New_Cooling_Electric_Air-Cooled Chiller_E5 | F1 | Commercial | Small Retail | New | Cooling | Electric | Air-Cooled Chiller | E5 | CCE | 0 | 0 | 0 | 0 | 0 | 0 | 0 | 0 | 0 | 0 | 0 | 0 | 0 | 0 | 0 | 0 | 0 | 0 | 0 | 0 | 0 | 0 | 0 | 0 | 0 | 0 | 0 | 0 | 0 | 0
F1_Commercial_Small Retail_New_Cooling_Electric_Air-Cooled Chiller_E6 | F1 | Commercial | Small Retail | New | Cooling | Electric | Air-Cooled Chiller | E6 | CCE | 0 | 0 | 0 | 0 | 0 | 0 | 0 | 0 | 0 | 0 | 0 | 0 | 0 | 0 | 0 | 0 | 0 | 0 | 0 | 0 | 0 | 0 | 0 | 0 | 0 | 0 | 0 | 0 | 0 | 0
F1_Commercial_Small Retail_New_Cooling_Electric_Air-Cooled Chiller_E7 | F1 | Commercial | Small Retail | New | Cooling | Electric | Air-Cooled Chiller | E7 | CCE | 0 | 0 | 0 | 0 | 0 | 0 | 0 | 0 | 0 | 0 | 0 | 0 | 0 | 0 | 0 | 0 | 0 | 0 | 0 | 0 | 0 | 0 | 0 | 0 | 0 | 0 | 0 | 0 | 0 | 0
F1_Commercial_Small Retail_New_Cooling_Electric_Air-Cooled Chiller_E8 | F1 | Commercial | Small Retail | New | Cooling | Electric | Air-Cooled Chiller | E8 | CCE | 0 | 0 | 0 | 0 | 0 | 0 | 0 | 0 | 0 | 0 | 0 | 0 | 0 | 0 | 0 | 0 | 0 | 0 | 0 | 0 | 0 | 0 | 0 | 0 | 0 | 0 | 0 | 0 | 0 | 0
F1_Commercial_Small Retail_New_Cooling_Electric_Air-Cooled Chiller_E9 | F1 | Commercial | Small Retail | New | Cooling | Electric | Air-Cooled Chiller | E9 | CCE | 0 | 0 | 0 | 0 | 0 | 0 | 0 | 0 | 0 | 0 | 0 | 0 | 0 | 0 | 0 | 0 | 0 | 0 | 0 | 0 | 0 | 0 | 0 | 0 | 0 | 0 | 0 | 0 | 0 | 0
F1_Commercial_Small Retail_New_Cooling_Electric_Air-Cooled Chiller_E10 | F1 | Commercial | Small Retail | New | Cooling | Electric | Air-Cooled Chiller | E10 | CCE | 0 | 0 | 0 | 0 | 0 | 0 | 0 | 0 | 0 | 0 | 0 | 0 | 0 | 0 | 0 | 0 | 0 | 0 | 0 | 0 | 0 | 0 | 0 | 0 | 0 | 0 | 0 | 0 | 0 | 0
F2_Commercial_Small Retail_New_Cooling_Electric_Air-Cooled Chiller_E1 | F2 | Commercial | Small Retail | New | Cooling | Electric | Air-Cooled Chiller | E1 | TRC BC Ratio | 0 | 0 | 0 | 0 | 0 | 0 | 0 | 0 | 0 | 0 | 0 | 0 | 0 | 0 | 0 | 0 | 0 | 0 | 0 | 0 | 0 | 0 | 0 | 0 | 0 | 0 | 0 | 0 | 0 | 0
F2_Commercial_Small Retail_New_Cooling_Electric_Air-Cooled Chiller_E2 | F2 | Commercial | Small Retail | New | Cooling | Electric | Air-Cooled Chiller | E2 | TRC BC Ratio | 0 | 0 | 0 | 0 | 0 | 0 | 0 | 0 | 0 | 0 | 0 | 0 | 0 | 0 | 0 | 0 | 0 | 0 | 0 | 0 | 0 | 0 | 0 | 0 | 0 | 0 | 0 | 0 | 0 | 0
F2_Commercial_Small Retail_New_Cooling_Electric_Air-Cooled Chiller_E3 | F2 | Commercial | Small Retail | New | Cooling | Electric | Air-Cooled Chiller | E3 | TRC BC Ratio | 0 | 0 | 0 | 0 | 0 | 0 | 0 | 0 | 0 | 0 | 0 | 0 | 0 | 0 | 0 | 0 | 0 | 0 | 0 | 0 | 0 | 0 | 0 | 0 | 0 | 0 | 0 | 0 | 0 | 0
F2_Commercial_Small Retail_New_Cooling_Electric_Air-Cooled Chiller_E4 | F2 | Commercial | Small Retail | New | Cooling | Electric | Air-Cooled Chiller | E4 | TRC BC Ratio | 0 | 0 | 0 | 0 | 0 | 0 | 0 | 0 | 0 | 0 | 0 | 0 | 0 | 0 | 0 | 0 | 0 | 0 | 0 | 0 | 0 | 0 | 0 | 0 | 0 | 0 | 0 | 0 | 0 | 0
F2_Commercial_Small Retail_New_Cooling_Electric_Air-Cooled Chiller_E5 | F2 | Commercial | Small Retail | New | Cooling | Electric | Air-Cooled Chiller | E5 | TRC BC Ratio | 0 | 0 | 0 | 0 | 0 | 0 | 0 | 0 | 0 | 0 | 0 | 0 | 0 | 0 | 0 | 0 | 0 | 0 | 0 | 0 | 0 | 0 | 0 | 0 | 0 | 0 | 0 | 0 | 0 | 0
F2_Commercial_Small Retail_New_Cooling_Electric_Air-Cooled Chiller_E6 | F2 | Commercial | Small Retail | New | Cooling | Electric | Air-Cooled Chiller | E6 | TRC BC Ratio | 0 | 0 | 0 | 0 | 0 | 0 | 0 | 0 | 0 | 0 | 0 | 0 | 0 | 0 | 0 | 0 | 0 | 0 | 0 | 0 | 0 | 0 | 0 | 0 | 0 | 0 | 0 | 0 | 0 | 0
F2_Commercial_Small Retail_New_Cooling_Electric_Air-Cooled Chiller_E7 | F2 | Commercial | Small Retail | New | Cooling | Electric | Air-Cooled Chiller | E7 | TRC BC Ratio | 0 | 0 | 0 | 0 | 0 | 0 | 0 | 0 | 0 | 0 | 0 | 0 | 0 | 0 | 0 | 0 | 0 | 0 | 0 | 0 | 0 | 0 | 0 | 0 | 0 | 0 | 0 | 0 | 0 | 0
F2_Commercial_Small Retail_New_Cooling_Electric_Air-Cooled Chiller_E8 | F2 | Commercial | Small Retail | New | Cooling | Electric | Air-Cooled Chiller | E8 | TRC BC Ratio | 0 | 0 | 0 | 0 | 0 | 0 | 0 | 0 | 0 | 0 | 0 | 0 | 0 | 0 | 0 | 0 | 0 | 0 | 0 | 0 | 0 | 0 | 0 | 0 | 0 | 0 | 0 | 0 | 0 | 0
F2_Commercial_Small Retail_New_Cooling_Electric_Air-Cooled Chiller_E9 | F2 | Commercial | Small Retail | New | Cooling | Electric | Air-Cooled Chiller | E9 | TRC BC Ratio | 0 | 0 | 0 | 0 | 0 | 0 | 0 | 0 | 0 | 0 | 0 | 0 | 0 | 0 | 0 | 0 | 0 | 0 | 0 | 0 | 0 | 0 | 0 | 0 | 0 | 0 | 0 | 0 | 0 | 0
F2_Commercial_Small Retail_New_Cooling_Electric_Air-Cooled Chiller_E10 | F2 | Commercial | Small Retail | New | Cooling | Electric | Air-Cooled Chiller | E10 | TRC BC Ratio | 0 | 0 | 0 | 0 | 0 | 0 | 0 | 0 | 0 | 0 | 0 | 0 | 0 | 0 | 0 | 0 | 0 | 0 | 0 | 0 | 0 | 0 | 0 | 0 | 0 | 0 | 0 | 0 | 0 | 0
F3_Commercial_Small Retail_New_Cooling_Electric_Air-Cooled Chiller_E1 | F3 | Commercial | Small Retail | New | Cooling | Electric | Air-Cooled Chiller | E1 | PACT BC Ratio | 0 | 0 | 0 | 0 | 0 | 0 | 0 | 0 | 0 | 0 | 0 | 0 | 0 | 0 | 0 | 0 | 0 | 0 | 0 | 0 | 0 | 0 | 0 | 0 | 0 | 0 | 0 | 0 | 0 | 0
F3_Commercial_Small Retail_New_Cooling_Electric_Air-Cooled Chiller_E2 | F3 | Commercial | Small Retail | New | Cooling | Electric | Air-Cooled Chiller | E2 | PACT BC Ratio | 0 | 0 | 0 | 0 | 0 | 0 | 0 | 0 | 0 | 0 | 0 | 0 | 0 | 0 | 0 | 0 | 0 | 0 | 0 | 0 | 0 | 0 | 0 | 0 | 0 | 0 | 0 | 0 | 0 | 0
F3_Commercial_Small Retail_New_Cooling_Electric_Air-Cooled Chiller_E3 | F3 | Commercial | Small Retail | New | Cooling | Electric | Air-Cooled Chiller | E3 | PACT BC Ratio | 0 | 0 | 0 | 0 | 0 | 0 | 0 | 0 | 0 | 0 | 0 | 0 | 0 | 0 | 0 | 0 | 0 | 0 | 0 | 0 | 0 | 0 | 0 | 0 | 0 | 0 | 0 | 0 | 0 | 0
F3_Commercial_Small Retail_New_Cooling_Electric_Air-Cooled Chiller_E4 | F3 | Commercial | Small Retail | New | Cooling | Electric | Air-Cooled Chiller | E4 | PACT BC Ratio | 0 | 0 | 0 | 0 | 0 | 0 | 0 | 0 | 0 | 0 | 0 | 0 | 0 | 0 | 0 | 0 | 0 | 0 | 0 | 0 | 0 | 0 | 0 | 0 | 0 | 0 | 0 | 0 | 0 | 0
F3_Commercial_Small Retail_New_Cooling_Electric_Air-Cooled Chiller_E5 | F3 | Commercial | Small Retail | New | Cooling | Electric | Air-Cooled Chiller | E5 | PACT BC Ratio | 0 | 0 | 0 | 0 | 0 | 0 | 0 | 0 | 0 | 0 | 0 | 0 | 0 | 0 | 0 | 0 | 0 | 0 | 0 | 0 | 0 | 0 | 0 | 0 | 0 | 0 | 0 | 0 | 0 | 0
F3_Commercial_Small Retail_New_Cooling_Electric_Air-Cooled Chiller_E6 | F3 | Commercial | Small Retail | New | Cooling | Electric | Air-Cooled Chiller | E6 | PACT BC Ratio | 0 | 0 | 0 | 0 | 0 | 0 | 0 | 0 | 0 | 0 | 0 | 0 | 0 | 0 | 0 | 0 | 0 | 0 | 0 | 0 | 0 | 0 | 0 | 0 | 0 | 0 | 0 | 0 | 0 | 0
F3_Commercial_Small Retail_New_Cooling_Electric_Air-Cooled Chiller_E7 | F3 | Commercial | Small Retail | New | Cooling | Electric | Air-Cooled Chiller | E7 | PACT BC Ratio | 0 | 0 | 0 | 0 | 0 | 0 | 0 | 0 | 0 | 0 | 0 | 0 | 0 | 0 | 0 | 0 | 0 | 0 | 0 | 0 | 0 | 0 | 0 | 0 | 0 | 0 | 0 | 0 | 0 | 0
F3_Commercial_Small Retail_New_Cooling_Electric_Air-Cooled Chiller_E8 | F3 | Commercial | Small Retail | New | Cooling | Electric | Air-Cooled Chiller | E8 | PACT BC Ratio | 0 | 0 | 0 | 0 | 0 | 0 | 0 | 0 | 0 | 0 | 0 | 0 | 0 | 0 | 0 | 0 | 0 | 0 | 0 | 0 | 0 | 0 | 0 | 0 | 0 | 0 | 0 | 0 | 0 | 0
F3_Commercial_Small Retail_New_Cooling_Electric_Air-Cooled Chiller_E9 | F3 | Commercial | Small Retail | New | Cooling | Electric | Air-Cooled Chiller | E9 | PACT BC Ratio | 0 | 0 | 0 | 0 | 0 | 0 | 0 | 0 | 0 | 0 | 0 | 0 | 0 | 0 | 0 | 0 | 0 | 0 | 0 | 0 | 0 | 0 | 0 | 0 | 0 | 0 | 0 | 0 | 0 | 0
F3_Commercial_Small Retail_New_Cooling_Electric_Air-Cooled Chiller_E10 | F3 | Commercial | Small Retail | New | Cooling | Electric | Air-Cooled Chiller | E10 | PACT BC Ratio | 0 | 0 | 0 | 0 | 0 | 0 | 0 | 0 | 0 | 0 | 0 | 0 | 0 | 0 | 0 | 0 | 0 | 0 | 0 | 0 | 0 | 0 | 0 | 0 | 0 | 0 | 0 | 0 | 0 | 0
F4_Commercial_Small Retail_New_Cooling_Electric_Air-Cooled Chiller_E1 | F4 | Commercial | Small Retail | New | Cooling | Electric | Air-Cooled Chiller | E1 | RVT BC Ratio | 0 | 0 | 0 | 0 | 0 | 0 | 0 | 0 | 0 | 0 | 0 | 0 | 0 | 0 | 0 | 0 | 0 | 0 | 0 | 0 | 0 | 0 | 0 | 0 | 0 | 0 | 0 | 0 | 0 | 0
F4_Commercial_Small Retail_New_Cooling_Electric_Air-Cooled Chiller_E2 | F4 | Commercial | Small Retail | New | Cooling | Electric | Air-Cooled Chiller | E2 | RVT BC Ratio | 0 | 0 | 0 | 0 | 0 | 0 | 0 | 0 | 0 | 0 | 0 | 0 | 0 | 0 | 0 | 0 | 0 | 0 | 0 | 0 | 0 | 0 | 0 | 0 | 0 | 0 | 0 | 0 | 0 | 0
F4_Commercial_Small Retail_New_Cooling_Electric_Air-Cooled Chiller_E3 | F4 | Commercial | Small Retail | New | Cooling | Electric | Air-Cooled Chiller | E3 | RVT BC Ratio | 0 | 0 | 0 | 0 | 0 | 0 | 0 | 0 | 0 | 0 | 0 | 0 | 0 | 0 | 0 | 0 | 0 | 0 | 0 | 0 | 0 | 0 | 0 | 0 | 0 | 0 | 0 | 0 | 0 | 0
F4_Commercial_Small Retail_New_Cooling_Electric_Air-Cooled Chiller_E4 | F4 | Commercial | Small Retail | New | Cooling | Electric | Air-Cooled Chiller | E4 | RVT BC Ratio | 0 | 0 | 0 | 0 | 0 | 0 | 0 | 0 | 0 | 0 | 0 | 0 | 0 | 0 | 0 | 0 | 0 | 0 | 0 | 0 | 0 | 0 | 0 | 0 | 0 | 0 | 0 | 0 | 0 | 0
F4_Commercial_Small Retail_New_Cooling_Electric_Air-Cooled Chiller_E5 | F4 | Commercial | Small Retail | New | Cooling | Electric | Air-Cooled Chiller | E5 | RVT BC Ratio | 0 | 0 | 0 | 0 | 0 | 0 | 0 | 0 | 0 | 0 | 0 | 0 | 0 | 0 | 0 | 0 | 0 | 0 | 0 | 0 | 0 | 0 | 0 | 0 | 0 | 0 | 0 | 0 | 0 | 0
F4_Commercial_Small Retail_New_Cooling_Electric_Air-Cooled Chiller_E6 | F4 | Commercial | Small Retail | New | Cooling | Electric | Air-Cooled Chiller | E6 | RVT BC Ratio | 0 | 0 | 0 | 0 | 0 | 0 | 0 | 0 | 0 | 0 | 0 | 0 | 0 | 0 | 0 | 0 | 0 | 0 | 0 | 0 | 0 | 0 | 0 | 0 | 0 | 0 | 0 | 0 | 0 | 0
F4_Commercial_Small Retail_New_Cooling_Electric_Air-Cooled Chiller_E7 | F4 | Commercial | Small Retail | New | Cooling | Electric | Air-Cooled Chiller | E7 | RVT BC Ratio | 0 | 0 | 0 | 0 | 0 | 0 | 0 | 0 | 0 | 0 | 0 | 0 | 0 | 0 | 0 | 0 | 0 | 0 | 0 | 0 | 0 | 0 | 0 | 0 | 0 | 0 | 0 | 0 | 0 | 0
F4_Commercial_Small Retail_New_Cooling_Electric_Air-Cooled Chiller_E8 | F4 | Commercial | Small Retail | New | Cooling | Electric | Air-Cooled Chiller | E8 | RVT BC Ratio | 0 | 0 | 0 | 0 | 0 | 0 | 0 | 0 | 0 | 0 | 0 | 0 | 0 | 0 | 0 | 0 | 0 | 0 | 0 | 0 | 0 | 0 | 0 | 0 | 0 | 0 | 0 | 0 | 0 | 0
F4_Commercial_Small Retail_New_Cooling_Electric_Air-Cooled Chiller_E9 | F4 | Commercial | Small Retail | New | Cooling | Electric | Air-Cooled Chiller | E9 | RVT BC Ratio | 0 | 0 | 0 | 0 | 0 | 0 | 0 | 0 | 0 | 0 | 0 | 0 | 0 | 0 | 0 | 0 | 0 | 0 | 0 | 0 | 0 | 0 | 0 | 0 | 0 | 0 | 0 | 0 | 0 | 0
F4_Commercial_Small Retail_New_Cooling_Electric_Air-Cooled Chiller_E10 | F4 | Commercial | Small Retail | New | Cooling | Electric | Air-Cooled Chiller | E10 | RVT BC Ratio | 0 | 0 | 0 | 0 | 0 | 0 | 0 | 0 | 0 | 0 | 0 | 0 | 0 | 0 | 0 | 0 | 0 | 0 | 0 | 0 | 0 | 0 | 0 | 0 | 0 | 0 | 0 | 0 | 0 | 0
F5_Commercial_Small Retail_New_Cooling_Electric_Air-Cooled Chiller_E1 | F5 | Commercial | Small Retail | New | Cooling | Electric | Air-Cooled Chiller | E1 | RIM BC Ratio | 0 | 0 | 0 | 0 | 0 | 0 | 0 | 0 | 0 | 0 | 0 | 0 | 0 | 0 | 0 | 0 | 0 | 0 | 0 | 0 | 0 | 0 | 0 | 0 | 0 | 0 | 0 | 0 | 0 | 0
F5_Commercial_Small Retail_New_Cooling_Electric_Air-Cooled Chiller_E2 | F5 | Commercial | Small Retail | New | Cooling | Electric | Air-Cooled Chiller | E2 | RIM BC Ratio | 0 | 0 | 0 | 0 | 0 | 0 | 0 | 0 | 0 | 0 | 0 | 0 | 0 | 0 | 0 | 0 | 0 | 0 | 0 | 0 | 0 | 0 | 0 | 0 | 0 | 0 | 0 | 0 | 0 | 0
F5_Commercial_Small Retail_New_Cooling_Electric_Air-Cooled Chiller_E3 | F5 | Commercial | Small Retail | New | Cooling | Electric | Air-Cooled Chiller | E3 | RIM BC Ratio | 0 | 0 | 0 | 0 | 0 | 0 | 0 | 0 | 0 | 0 | 0 | 0 | 0 | 0 | 0 | 0 | 0 | 0 | 0 | 0 | 0 | 0 | 0 | 0 | 0 | 0 | 0 | 0 | 0 | 0
F5_Commercial_Small Retail_New_Cooling_Electric_Air-Cooled Chiller_E4 | F5 | Commercial | Small Retail | New | Cooling | Electric | Air-Cooled Chiller | E4 | RIM BC Ratio | 0 | 0 | 0 | 0 | 0 | 0 | 0 | 0 | 0 | 0 | 0 | 0 | 0 | 0 | 0 | 0 | 0 | 0 | 0 | 0 | 0 | 0 | 0 | 0 | 0 | 0 | 0 | 0 | 0 | 0
F5_Commercial_Small Retail_New_Cooling_Electric_Air-Cooled Chiller_E5 | F5 | Commercial | Small Retail | New | Cooling | Electric | Air-Cooled Chiller | E5 | RIM BC Ratio | 0 | 0 | 0 | 0 | 0 | 0 | 0 | 0 | 0 | 0 | 0 | 0 | 0 | 0 | 0 | 0 | 0 | 0 | 0 | 0 | 0 | 0 | 0 | 0 | 0 | 0 | 0 | 0 | 0 | 0
F5_Commercial_Small Retail_New_Cooling_Electric_Air-Cooled Chiller_E6 | F5 | Commercial | Small Retail | New | Cooling | Electric | Air-Cooled Chiller | E6 | RIM BC Ratio | 0 | 0 | 0 | 0 | 0 | 0 | 0 | 0 | 0 | 0 | 0 | 0 | 0 | 0 | 0 | 0 | 0 | 0 | 0 | 0 | 0 | 0 | 0 | 0 | 0 | 0 | 0 | 0 | 0 | 0
F5_Commercial_Small Retail_New_Cooling_Electric_Air-Cooled Chiller_E7 | F5 | Commercial | Small Retail | New | Cooling | Electric | Air-Cooled Chiller | E7 | RIM BC Ratio | 0 | 0 | 0 | 0 | 0 | 0 | 0 | 0 | 0 | 0 | 0 | 0 | 0 | 0 | 0 | 0 | 0 | 0 | 0 | 0 | 0 | 0 | 0 | 0 | 0 | 0 | 0 | 0 | 0 | 0
F5_Commercial_Small Retail_New_Cooling_Electric_Air-Cooled Chiller_E8 | F5 | Commercial | Small Retail | New | Cooling | Electric | Air-Cooled Chiller | E8 | RIM BC Ratio | 0 | 0 | 0 | 0 | 0 | 0 | 0 | 0 | 0 | 0 | 0 | 0 | 0 | 0 | 0 | 0 | 0 | 0 | 0 | 0 | 0 | 0 | 0 | 0 | 0 | 0 | 0 | 0 | 0 | 0
F5_Commercial_Small Retail_New_Cooling_Electric_Air-Cooled Chiller_E9 | F5 | Commercial | Small Retail | New | Cooling | Electric | Air-Cooled Chiller | E9 | RIM BC Ratio | 0 | 0 | 0 | 0 | 0 | 0 | 0 | 0 | 0 | 0 | 0 | 0 | 0 | 0 | 0 | 0 | 0 | 0 | 0 | 0 | 0 | 0 | 0 | 0 | 0 | 0 | 0 | 0 | 0 | 0
F5_Commercial_Small Retail_New_Cooling_Electric_Air-Cooled Chiller_E10 | F5 | Commercial | Small Retail | New | Cooling | Electric | Air-Cooled Chiller | E10 | RIM BC Ratio | 0 | 0 | 0 | 0 | 0 | 0 | 0 | 0 | 0 | 0 | 0 | 0 | 0 | 0 | 0 | 0 | 0 | 0 | 0 | 0 | 0 | 0 | 0 | 0 | 0 | 0 | 0 | 0 | 0 | 0
F0_Commercial_Small Retail_New_Cooling_Electric_Water-Cooled Chiller_E0 | F0 | Commercial | Small Retail | New | Cooling | Electric | Water-Cooled Chiller | E0 | Economic Unit | 0 | 0 | 0 | 0 | 0 | 0 | 0 | 0 | 0 | 0 | 0 | 0 | 0 | 0 | 0 | 0 | 0 | 0 | 0 | 0 | 0 | 0 | 0 | 0 | 0 | 0 | 0 | 0 | 0 | 0
F1_Commercial_Small Retail_New_Cooling_Electric_Water-Cooled Chiller_E1 | F1 | Commercial | Small Retail | New | Cooling | Electric | Water-Cooled Chiller | E1 | CCE | 0 | 0 | 0 | 0 | 0 | 0 | 0 | 0 | 0 | 0 | 0 | 0 | 0 | 0 | 0 | 0 | 0 | 0 | 0 | 0 | 0 | 0 | 0 | 0 | 0 | 0 | 0 | 0 | 0 | 0
F1_Commercial_Small Retail_New_Cooling_Electric_Water-Cooled Chiller_E2 | F1 | Commercial | Small Retail | New | Cooling | Electric | Water-Cooled Chiller | E2 | CCE | 0 | 0 | 0 | 0 | 0 | 0 | 0 | 0 | 0 | 0 | 0 | 0 | 0 | 0 | 0 | 0 | 0 | 0 | 0 | 0 | 0 | 0 | 0 | 0 | 0 | 0 | 0 | 0 | 0 | 0
F1_Commercial_Small Retail_New_Cooling_Electric_Water-Cooled Chiller_E3 | F1 | Commercial | Small Retail | New | Cooling | Electric | Water-Cooled Chiller | E3 | CCE | 0 | 0 | 0 | 0 | 0 | 0 | 0 | 0 | 0 | 0 | 0 | 0 | 0 | 0 | 0 | 0 | 0 | 0 | 0 | 0 | 0 | 0 | 0 | 0 | 0 | 0 | 0 | 0 | 0 | 0
F1_Commercial_Small Retail_New_Cooling_Electric_Water-Cooled Chiller_E4 | F1 | Commercial | Small Retail | New | Cooling | Electric | Water-Cooled Chiller | E4 | CCE | 0 | 0 | 0 | 0 | 0 | 0 | 0 | 0 | 0 | 0 | 0 | 0 | 0 | 0 | 0 | 0 | 0 | 0 | 0 | 0 | 0 | 0 | 0 | 0 | 0 | 0 | 0 | 0 | 0 | 0
F1_Commercial_Small Retail_New_Cooling_Electric_Water-Cooled Chiller_E5 | F1 | Commercial | Small Retail | New | Cooling | Electric | Water-Cooled Chiller | E5 | CCE | 0 | 0 | 0 | 0 | 0 | 0 | 0 | 0 | 0 | 0 | 0 | 0 | 0 | 0 | 0 | 0 | 0 | 0 | 0 | 0 | 0 | 0 | 0 | 0 | 0 | 0 | 0 | 0 | 0 | 0
F1_Commercial_Small Retail_New_Cooling_Electric_Water-Cooled Chiller_E6 | F1 | Commercial | Small Retail | New | Cooling | Electric | Water-Cooled Chiller | E6 | CCE | 0 | 0 | 0 | 0 | 0 | 0 | 0 | 0 | 0 | 0 | 0 | 0 | 0 | 0 | 0 | 0 | 0 | 0 | 0 | 0 | 0 | 0 | 0 | 0 | 0 | 0 | 0 | 0 | 0 | 0
F1_Commercial_Small Retail_New_Cooling_Electric_Water-Cooled Chiller_E7 | F1 | Commercial | Small Retail | New | Cooling | Electric | Water-Cooled Chiller | E7 | CCE | 0 | 0 | 0 | 0 | 0 | 0 | 0 | 0 | 0 | 0 | 0 | 0 | 0 | 0 | 0 | 0 | 0 | 0 | 0 | 0 | 0 | 0 | 0 | 0 | 0 | 0 | 0 | 0 | 0 | 0
F1_Commercial_Small Retail_New_Cooling_Electric_Water-Cooled Chiller_E8 | F1 | Commercial | Small Retail | New | Cooling | Electric | Water-Cooled Chiller | E8 | CCE | 0 | 0 | 0 | 0 | 0 | 0 | 0 | 0 | 0 | 0 | 0 | 0 | 0 | 0 | 0 | 0 | 0 | 0 | 0 | 0 | 0 | 0 | 0 | 0 | 0 | 0 | 0 | 0 | 0 | 0
F1_Commercial_Small Retail_New_Cooling_Electric_Water-Cooled Chiller_E9 | F1 | Commercial | Small Retail | New | Cooling | Electric | Water-Cooled Chiller | E9 | CCE | 0 | 0 | 0 | 0 | 0 | 0 | 0 | 0 | 0 | 0 | 0 | 0 | 0 | 0 | 0 | 0 | 0 | 0 | 0 | 0 | 0 | 0 | 0 | 0 | 0 | 0 | 0 | 0 | 0 | 0
F1_Commercial_Small Retail_New_Cooling_Electric_Water-Cooled Chiller_E10 | F1 | Commercial | Small Retail | New | Cooling | Electric | Water-Cooled Chiller | E10 | CCE | 0 | 0 | 0 | 0 | 0 | 0 | 0 | 0 | 0 | 0 | 0 | 0 | 0 | 0 | 0 | 0 | 0 | 0 | 0 | 0 | 0 | 0 | 0 | 0 | 0 | 0 | 0 | 0 | 0 | 0
F2_Commercial_Small Retail_New_Cooling_Electric_Water-Cooled Chiller_E1 | F2 | Commercial | Small Retail | New | Cooling | Electric | Water-Cooled Chiller | E1 | TRC BC Ratio | 0 | 0 | 0 | 0 | 0 | 0 | 0 | 0 | 0 | 0 | 0 | 0 | 0 | 0 | 0 | 0 | 0 | 0 | 0 | 0 | 0 | 0 | 0 | 0 | 0 | 0 | 0 | 0 | 0 | 0
F2_Commercial_Small Retail_New_Cooling_Electric_Water-Cooled Chiller_E2 | F2 | Commercial | Small Retail | New | Cooling | Electric | Water-Cooled Chiller | E2 | TRC BC Ratio | 0 | 0 | 0 | 0 | 0 | 0 | 0 | 0 | 0 | 0 | 0 | 0 | 0 | 0 | 0 | 0 | 0 | 0 | 0 | 0 | 0 | 0 | 0 | 0 | 0 | 0 | 0 | 0 | 0 | 0
F2_Commercial_Small Retail_New_Cooling_Electric_Water-Cooled Chiller_E3 | F2 | Commercial | Small Retail | New | Cooling | Electric | Water-Cooled Chiller | E3 | TRC BC Ratio | 0 | 0 | 0 | 0 | 0 | 0 | 0 | 0 | 0 | 0 | 0 | 0 | 0 | 0 | 0 | 0 | 0 | 0 | 0 | 0 | 0 | 0 | 0 | 0 | 0 | 0 | 0 | 0 | 0 | 0
F2_Commercial_Small Retail_New_Cooling_Electric_Water-Cooled Chiller_E4 | F2 | Commercial | Small Retail | New | Cooling | Electric | Water-Cooled Chiller | E4 | TRC BC Ratio | 0 | 0 | 0 | 0 | 0 | 0 | 0 | 0 | 0 | 0 | 0 | 0 | 0 | 0 | 0 | 0 | 0 | 0 | 0 | 0 | 0 | 0 | 0 | 0 | 0 | 0 | 0 | 0 | 0 | 0
F2_Commercial_Small Retail_New_Cooling_Electric_Water-Cooled Chiller_E5 | F2 | Commercial | Small Retail | New | Cooling | Electric | Water-Cooled Chiller | E5 | TRC BC Ratio | 0 | 0 | 0 | 0 | 0 | 0 | 0 | 0 | 0 | 0 | 0 | 0 | 0 | 0 | 0 | 0 | 0 | 0 | 0 | 0 | 0 | 0 | 0 | 0 | 0 | 0 | 0 | 0 | 0 | 0
F2_Commercial_Small Retail_New_Cooling_Electric_Water-Cooled Chiller_E6 | F2 | Commercial | Small Retail | New | Cooling | Electric | Water-Cooled Chiller | E6 | TRC BC Ratio | 0 | 0 | 0 | 0 | 0 | 0 | 0 | 0 | 0 | 0 | 0 | 0 | 0 | 0 | 0 | 0 | 0 | 0 | 0 | 0 | 0 | 0 | 0 | 0 | 0 | 0 | 0 | 0 | 0 | 0
F2_Commercial_Small Retail_New_Cooling_Electric_Water-Cooled Chiller_E7 | F2 | Commercial | Small Retail | New | Cooling | Electric | Water-Cooled Chiller | E7 | TRC BC Ratio | 0 | 0 | 0 | 0 | 0 | 0 | 0 | 0 | 0 | 0 | 0 | 0 | 0 | 0 | 0 | 0 | 0 | 0 | 0 | 0 | 0 | 0 | 0 | 0 | 0 | 0 | 0 | 0 | 0 | 0
F2_Commercial_Small Retail_New_Cooling_Electric_Water-Cooled Chiller_E8 | F2 | Commercial | Small Retail | New | Cooling | Electric | Water-Cooled Chiller | E8 | TRC BC Ratio | 0 | 0 | 0 | 0 | 0 | 0 | 0 | 0 | 0 | 0 | 0 | 0 | 0 | 0 | 0 | 0 | 0 | 0 | 0 | 0 | 0 | 0 | 0 | 0 | 0 | 0 | 0 | 0 | 0 | 0
F2_Commercial_Small Retail_New_Cooling_Electric_Water-Cooled Chiller_E9 | F2 | Commercial | Small Retail | New | Cooling | Electric | Water-Cooled Chiller | E9 | TRC BC Ratio | 0 | 0 | 0 | 0 | 0 | 0 | 0 | 0 | 0 | 0 | 0 | 0 | 0 | 0 | 0 | 0 | 0 | 0 | 0 | 0 | 0 | 0 | 0 | 0 | 0 | 0 | 0 | 0 | 0 | 0
F2_Commercial_Small Retail_New_Cooling_Electric_Water-Cooled Chiller_E10 | F2 | Commercial | Small Retail | New | Cooling | Electric | Water-Cooled Chiller | E10 | TRC BC Ratio | 0 | 0 | 0 | 0 | 0 | 0 | 0 | 0 | 0 | 0 | 0 | 0 | 0 | 0 | 0 | 0 | 0 | 0 | 0 | 0 | 0 | 0 | 0 | 0 | 0 | 0 | 0 | 0 | 0 | 0
F3_Commercial_Small Retail_New_Cooling_Electric_Water-Cooled Chiller_E1 | F3 | Commercial | Small Retail | New | Cooling | Electric | Water-Cooled Chiller | E1 | PACT BC Ratio | 0 | 0 | 0 | 0 | 0 | 0 | 0 | 0 | 0 | 0 | 0 | 0 | 0 | 0 | 0 | 0 | 0 | 0 | 0 | 0 | 0 | 0 | 0 | 0 | 0 | 0 | 0 | 0 | 0 | 0
F3_Commercial_Small Retail_New_Cooling_Electric_Water-Cooled Chiller_E2 | F3 | Commercial | Small Retail | New | Cooling | Electric | Water-Cooled Chiller | E2 | PACT BC Ratio | 0 | 0 | 0 | 0 | 0 | 0 | 0 | 0 | 0 | 0 | 0 | 0 | 0 | 0 | 0 | 0 | 0 | 0 | 0 | 0 | 0 | 0 | 0 | 0 | 0 | 0 | 0 | 0 | 0 | 0
F3_Commercial_Small Retail_New_Cooling_Electric_Water-Cooled Chiller_E3 | F3 | Commercial | Small Retail | New | Cooling | Electric | Water-Cooled Chiller | E3 | PACT BC Ratio | 0 | 0 | 0 | 0 | 0 | 0 | 0 | 0 | 0 | 0 | 0 | 0 | 0 | 0 | 0 | 0 | 0 | 0 | 0 | 0 | 0 | 0 | 0 | 0 | 0 | 0 | 0 | 0 | 0 | 0
F3_Commercial_Small Retail_New_Cooling_Electric_Water-Cooled Chiller_E4 | F3 | Commercial | Small Retail | New | Cooling | Electric | Water-Cooled Chiller | E4 | PACT BC Ratio | 0 | 0 | 0 | 0 | 0 | 0 | 0 | 0 | 0 | 0 | 0 | 0 | 0 | 0 | 0 | 0 | 0 | 0 | 0 | 0 | 0 | 0 | 0 | 0 | 0 | 0 | 0 | 0 | 0 | 0
F3_Commercial_Small Retail_New_Cooling_Electric_Water-Cooled Chiller_E5 | F3 | Commercial | Small Retail | New | Cooling | Electric | Water-Cooled Chiller | E5 | PACT BC Ratio | 0 | 0 | 0 | 0 | 0 | 0 | 0 | 0 | 0 | 0 | 0 | 0 | 0 | 0 | 0 | 0 | 0 | 0 | 0 | 0 | 0 | 0 | 0 | 0 | 0 | 0 | 0 | 0 | 0 | 0
F3_Commercial_Small Retail_New_Cooling_Electric_Water-Cooled Chiller_E6 | F3 | Commercial | Small Retail | New | Cooling | Electric | Water-Cooled Chiller | E6 | PACT BC Ratio | 0 | 0 | 0 | 0 | 0 | 0 | 0 | 0 | 0 | 0 | 0 | 0 | 0 | 0 | 0 | 0 | 0 | 0 | 0 | 0 | 0 | 0 | 0 | 0 | 0 | 0 | 0 | 0 | 0 | 0
F3_Commercial_Small Retail_New_Cooling_Electric_Water-Cooled Chiller_E7 | F3 | Commercial | Small Retail | New | Cooling | Electric | Water-Cooled Chiller | E7 | PACT BC Ratio | 0 | 0 | 0 | 0 | 0 | 0 | 0 | 0 | 0 | 0 | 0 | 0 | 0 | 0 | 0 | 0 | 0 | 0 | 0 | 0 | 0 | 0 | 0 | 0 | 0 | 0 | 0 | 0 | 0 | 0
F3_Commercial_Small Retail_New_Cooling_Electric_Water-Cooled Chiller_E8 | F3 | Commercial | Small Retail | New | Cooling | Electric | Water-Cooled Chiller | E8 | PACT BC Ratio | 0 | 0 | 0 | 0 | 0 | 0 | 0 | 0 | 0 | 0 | 0 | 0 | 0 | 0 | 0 | 0 | 0 | 0 | 0 | 0 | 0 | 0 | 0 | 0 | 0 | 0 | 0 | 0 | 0 | 0
F3_Commercial_Small Retail_New_Cooling_Electric_Water-Cooled Chiller_E9 | F3 | Commercial | Small Retail | New | Cooling | Electric | Water-Cooled Chiller | E9 | PACT BC Ratio | 0 | 0 | 0 | 0 | 0 | 0 | 0 | 0 | 0 | 0 | 0 | 0 | 0 | 0 | 0 | 0 | 0 | 0 | 0 | 0 | 0 | 0 | 0 | 0 | 0 | 0 | 0 | 0 | 0 | 0
F3_Commercial_Small Retail_New_Cooling_Electric_Water-Cooled Chiller_E10 | F3 | Commercial | Small Retail | New | Cooling | Electric | Water-Cooled Chiller | E10 | PACT BC Ratio | 0 | 0 | 0 | 0 | 0 | 0 | 0 | 0 | 0 | 0 | 0 | 0 | 0 | 0 | 0 | 0 | 0 | 0 | 0 | 0 | 0 | 0 | 0 | 0 | 0 | 0 | 0 | 0 | 0 | 0
F4_Commercial_Small Retail_New_Cooling_Electric_Water-Cooled Chiller_E1 | F4 | Commercial | Small Retail | New | Cooling | Electric | Water-Cooled Chiller | E1 | RVT BC Ratio | 0 | 0 | 0 | 0 | 0 | 0 | 0 | 0 | 0 | 0 | 0 | 0 | 0 | 0 | 0 | 0 | 0 | 0 | 0 | 0 | 0 | 0 | 0 | 0 | 0 | 0 | 0 | 0 | 0 | 0
F4_Commercial_Small Retail_New_Cooling_Electric_Water-Cooled Chiller_E2 | F4 | Commercial | Small Retail | New | Cooling | Electric | Water-Cooled Chiller | E2 | RVT BC Ratio | 0 | 0 | 0 | 0 | 0 | 0 | 0 | 0 | 0 | 0 | 0 | 0 | 0 | 0 | 0 | 0 | 0 | 0 | 0 | 0 | 0 | 0 | 0 | 0 | 0 | 0 | 0 | 0 | 0 | 0
F4_Commercial_Small Retail_New_Cooling_Electric_Water-Cooled Chiller_E3 | F4 | Commercial | Small Retail | New | Cooling | Electric | Water-Cooled Chiller | E3 | RVT BC Ratio | 0 | 0 | 0 | 0 | 0 | 0 | 0 | 0 | 0 | 0 | 0 | 0 | 0 | 0 | 0 | 0 | 0 | 0 | 0 | 0 | 0 | 0 | 0 | 0 | 0 | 0 | 0 | 0 | 0 | 0
F4_Commercial_Small Retail_New_Cooling_Electric_Water-Cooled Chiller_E4 | F4 | Commercial | Small Retail | New | Cooling | Electric | Water-Cooled Chiller | E4 | RVT BC Ratio | 0 | 0 | 0 | 0 | 0 | 0 | 0 | 0 | 0 | 0 | 0 | 0 | 0 | 0 | 0 | 0 | 0 | 0 | 0 | 0 | 0 | 0 | 0 | 0 | 0 | 0 | 0 | 0 | 0 | 0
F4_Commercial_Small Retail_New_Cooling_Electric_Water-Cooled Chiller_E5 | F4 | Commercial | Small Retail | New | Cooling | Electric | Water-Cooled Chiller | E5 | RVT BC Ratio | 0 | 0 | 0 | 0 | 0 | 0 | 0 | 0 | 0 | 0 | 0 | 0 | 0 | 0 | 0 | 0 | 0 | 0 | 0 | 0 | 0 | 0 | 0 | 0 | 0 | 0 | 0 | 0 | 0 | 0
F4_Commercial_Small Retail_New_Cooling_Electric_Water-Cooled Chiller_E6 | F4 | Commercial | Small Retail | New | Cooling | Electric | Water-Cooled Chiller | E6 | RVT BC Ratio | 0 | 0 | 0 | 0 | 0 | 0 | 0 | 0 | 0 | 0 | 0 | 0 | 0 | 0 | 0 | 0 | 0 | 0 | 0 | 0 | 0 | 0 | 0 | 0 | 0 | 0 | 0 | 0 | 0 | 0
F4_Commercial_Small Retail_New_Cooling_Electric_Water-Cooled Chiller_E7 | F4 | Commercial | Small Retail | New | Cooling | Electric | Water-Cooled Chiller | E7 | RVT BC Ratio | 0 | 0 | 0 | 0 | 0 | 0 | 0 | 0 | 0 | 0 | 0 | 0 | 0 | 0 | 0 | 0 | 0 | 0 | 0 | 0 | 0 | 0 | 0 | 0 | 0 | 0 | 0 | 0 | 0 | 0
F4_Commercial_Small Retail_New_Cooling_Electric_Water-Cooled Chiller_E8 | F4 | Commercial | Small Retail | New | Cooling | Electric | Water-Cooled Chiller | E8 | RVT BC Ratio | 0 | 0 | 0 | 0 | 0 | 0 | 0 | 0 | 0 | 0 | 0 | 0 | 0 | 0 | 0 | 0 | 0 | 0 | 0 | 0 | 0 | 0 | 0 | 0 | 0 | 0 | 0 | 0 | 0 | 0
F4_Commercial_Small Retail_New_Cooling_Electric_Water-Cooled Chiller_E9 | F4 | Commercial | Small Retail | New | Cooling | Electric | Water-Cooled Chiller | E9 | RVT BC Ratio | 0 | 0 | 0 | 0 | 0 | 0 | 0 | 0 | 0 | 0 | 0 | 0 | 0 | 0 | 0 | 0 | 0 | 0 | 0 | 0 | 0 | 0 | 0 | 0 | 0 | 0 | 0 | 0 | 0 | 0
F4_Commercial_Small Retail_New_Cooling_Electric_Water-Cooled Chiller_E10 | F4 | Commercial | Small Retail | New | Cooling | Electric | Water-Cooled Chiller | E10 | RVT BC Ratio | 0 | 0 | 0 | 0 | 0 | 0 | 0 | 0 | 0 | 0 | 0 | 0 | 0 | 0 | 0 | 0 | 0 | 0 | 0 | 0 | 0 | 0 | 0 | 0 | 0 | 0 | 0 | 0 | 0 | 0
F5_Commercial_Small Retail_New_Cooling_Electric_Water-Cooled Chiller_E1 | F5 | Commercial | Small Retail | New | Cooling | Electric | Water-Cooled Chiller | E1 | RIM BC Ratio | 0 | 0 | 0 | 0 | 0 | 0 | 0 | 0 | 0 | 0 | 0 | 0 | 0 | 0 | 0 | 0 | 0 | 0 | 0 | 0 | 0 | 0 | 0 | 0 | 0 | 0 | 0 | 0 | 0 | 0
F5_Commercial_Small Retail_New_Cooling_Electric_Water-Cooled Chiller_E2 | F5 | Commercial | Small Retail | New | Cooling | Electric | Water-Cooled Chiller | E2 | RIM BC Ratio | 0 | 0 | 0 | 0 | 0 | 0 | 0 | 0 | 0 | 0 | 0 | 0 | 0 | 0 | 0 | 0 | 0 | 0 | 0 | 0 | 0 | 0 | 0 | 0 | 0 | 0 | 0 | 0 | 0 | 0
F5_Commercial_Small Retail_New_Cooling_Electric_Water-Cooled Chiller_E3 | F5 | Commercial | Small Retail | New | Cooling | Electric | Water-Cooled Chiller | E3 | RIM BC Ratio | 0 | 0 | 0 | 0 | 0 | 0 | 0 | 0 | 0 | 0 | 0 | 0 | 0 | 0 | 0 | 0 | 0 | 0 | 0 | 0 | 0 | 0 | 0 | 0 | 0 | 0 | 0 | 0 | 0 | 0
F5_Commercial_Small Retail_New_Cooling_Electric_Water-Cooled Chiller_E4 | F5 | Commercial | Small Retail | New | Cooling | Electric | Water-Cooled Chiller | E4 | RIM BC Ratio | 0 | 0 | 0 | 0 | 0 | 0 | 0 | 0 | 0 | 0 | 0 | 0 | 0 | 0 | 0 | 0 | 0 | 0 | 0 | 0 | 0 | 0 | 0 | 0 | 0 | 0 | 0 | 0 | 0 | 0
F5_Commercial_Small Retail_New_Cooling_Electric_Water-Cooled Chiller_E5 | F5 | Commercial | Small Retail | New | Cooling | Electric | Water-Cooled Chiller | E5 | RIM BC Ratio | 0 | 0 | 0 | 0 | 0 | 0 | 0 | 0 | 0 | 0 | 0 | 0 | 0 | 0 | 0 | 0 | 0 | 0 | 0 | 0 | 0 | 0 | 0 | 0 | 0 | 0 | 0 | 0 | 0 | 0
F5_Commercial_Small Retail_New_Cooling_Electric_Water-Cooled Chiller_E6 | F5 | Commercial | Small Retail | New | Cooling | Electric | Water-Cooled Chiller | E6 | RIM BC Ratio | 0 | 0 | 0 | 0 | 0 | 0 | 0 | 0 | 0 | 0 | 0 | 0 | 0 | 0 | 0 | 0 | 0 | 0 | 0 | 0 | 0 | 0 | 0 | 0 | 0 | 0 | 0 | 0 | 0 | 0
F5_Commercial_Small Retail_New_Cooling_Electric_Water-Cooled Chiller_E7 | F5 | Commercial | Small Retail | New | Cooling | Electric | Water-Cooled Chiller | E7 | RIM BC Ratio | 0 | 0 | 0 | 0 | 0 | 0 | 0 | 0 | 0 | 0 | 0 | 0 | 0 | 0 | 0 | 0 | 0 | 0 | 0 | 0 | 0 | 0 | 0 | 0 | 0 | 0 | 0 | 0 | 0 | 0
F5_Commercial_Small Retail_New_Cooling_Electric_Water-Cooled Chiller_E8 | F5 | Commercial | Small Retail | New | Cooling | Electric | Water-Cooled Chiller | E8 | RIM BC Ratio | 0 | 0 | 0 | 0 | 0 | 0 | 0 | 0 | 0 | 0 | 0 | 0 | 0 | 0 | 0 | 0 | 0 | 0 | 0 | 0 | 0 | 0 | 0 | 0 | 0 | 0 | 0 | 0 | 0 | 0
F5_Commercial_Small Retail_New_Cooling_Electric_Water-Cooled Chiller_E9 | F5 | Commercial | Small Retail | New | Cooling | Electric | Water-Cooled Chiller | E9 | RIM BC Ratio | 0 | 0 | 0 | 0 | 0 | 0 | 0 | 0 | 0 | 0 | 0 | 0 | 0 | 0 | 0 | 0 | 0 | 0 | 0 | 0 | 0 | 0 | 0 | 0 | 0 | 0 | 0 | 0 | 0 | 0
F5_Commercial_Small Retail_New_Cooling_Electric_Water-Cooled Chiller_E10 | F5 | Commercial | Small Retail | New | Cooling | Electric | Water-Cooled Chiller | E10 | RIM BC Ratio | 0 | 0 | 0 | 0 | 0 | 0 | 0 | 0 | 0 | 0 | 0 | 0 | 0 | 0 | 0 | 0 | 0 | 0 | 0 | 0 | 0 | 0 | 0 | 0 | 0 | 0 | 0 | 0 | 0 | 0
F0_Commercial_Small Retail_New_Cooling_Electric_RTU_E0 | F0 | Commercial | Small Retail | New | Cooling | Electric | RTU | E0 | Economic Unit | 0 | 0 | 0 | 0 | 0 | 0 | 0 | 0 | 0 | 0 | 0 | 0 | 0 | 0 | 0 | 0 | 0 | 0 | 0 | 0 | 0 | 0 | 0 | 0 | 0 | 0 | 0 | 0 | 0 | 0
F1_Commercial_Small Retail_New_Cooling_Electric_RTU_E1 | F1 | Commercial | Small Retail | New | Cooling | Electric | RTU | E1 | CCE | 0 | 0 | 0 | 0 | 0 | 0 | 0 | 0 | 0 | 0 | 0 | 0 | 0 | 0 | 0 | 0 | 0 | 0 | 0 | 0 | 0 | 0 | 0 | 0 | 0 | 0 | 0 | 0 | 0 | 0
F1_Commercial_Small Retail_New_Cooling_Electric_RTU_E2 | F1 | Commercial | Small Retail | New | Cooling | Electric | RTU | E2 | CCE | 0 | 0 | 0 | 0 | 0 | 0 | 0 | 0 | 0 | 0 | 0 | 0 | 0 | 0 | 0 | 0 | 0 | 0 | 0 | 0 | 0 | 0 | 0 | 0 | 0 | 0 | 0 | 0 | 0 | 0
F1_Commercial_Small Retail_New_Cooling_Electric_RTU_E3 | F1 | Commercial | Small Retail | New | Cooling | Electric | RTU | E3 | CCE | 0 | 0 | 0 | 0 | 0 | 0 | 0 | 0 | 0 | 0 | 0 | 0 | 0 | 0 | 0 | 0 | 0 | 0 | 0 | 0 | 0 | 0 | 0 | 0 | 0 | 0 | 0 | 0 | 0 | 0
F1_Commercial_Small Retail_New_Cooling_Electric_RTU_E4 | F1 | Commercial | Small Retail | New | Cooling | Electric | RTU | E4 | CCE | 0 | 0 | 0 | 0 | 0 | 0 | 0 | 0 | 0 | 0 | 0 | 0 | 0 | 0 | 0 | 0 | 0 | 0 | 0 | 0 | 0 | 0 | 0 | 0 | 0 | 0 | 0 | 0 | 0 | 0
F1_Commercial_Small Retail_New_Cooling_Electric_RTU_E5 | F1 | Commercial | Small Retail | New | Cooling | Electric | RTU | E5 | CCE | 0 | 0 | 0 | 0 | 0 | 0 | 0 | 0 | 0 | 0 | 0 | 0 | 0 | 0 | 0 | 0 | 0 | 0 | 0 | 0 | 0 | 0 | 0 | 0 | 0 | 0 | 0 | 0 | 0 | 0
F1_Commercial_Small Retail_New_Cooling_Electric_RTU_E6 | F1 | Commercial | Small Retail | New | Cooling | Electric | RTU | E6 | CCE | 0 | 0 | 0 | 0 | 0 | 0 | 0 | 0 | 0 | 0 | 0 | 0 | 0 | 0 | 0 | 0 | 0 | 0 | 0 | 0 | 0 | 0 | 0 | 0 | 0 | 0 | 0 | 0 | 0 | 0
F1_Commercial_Small Retail_New_Cooling_Electric_RTU_E7 | F1 | Commercial | Small Retail | New | Cooling | Electric | RTU | E7 | CCE | 0 | 0 | 0 | 0 | 0 | 0 | 0 | 0 | 0 | 0 | 0 | 0 | 0 | 0 | 0 | 0 | 0 | 0 | 0 | 0 | 0 | 0 | 0 | 0 | 0 | 0 | 0 | 0 | 0 | 0
F1_Commercial_Small Retail_New_Cooling_Electric_RTU_E8 | F1 | Commercial | Small Retail | New | Cooling | Electric | RTU | E8 | CCE | 0 | 0 | 0 | 0 | 0 | 0 | 0 | 0 | 0 | 0 | 0 | 0 | 0 | 0 | 0 | 0 | 0 | 0 | 0 | 0 | 0 | 0 | 0 | 0 | 0 | 0 | 0 | 0 | 0 | 0
F1_Commercial_Small Retail_New_Cooling_Electric_RTU_E9 | F1 | Commercial | Small Retail | New | Cooling | Electric | RTU | E9 | CCE | 0 | 0 | 0 | 0 | 0 | 0 | 0 | 0 | 0 | 0 | 0 | 0 | 0 | 0 | 0 | 0 | 0 | 0 | 0 | 0 | 0 | 0 | 0 | 0 | 0 | 0 | 0 | 0 | 0 | 0
F1_Commercial_Small Retail_New_Cooling_Electric_RTU_E10 | F1 | Commercial | Small Retail | New | Cooling | Electric | RTU | E10 | CCE | 0 | 0 | 0 | 0 | 0 | 0 | 0 | 0 | 0 | 0 | 0 | 0 | 0 | 0 | 0 | 0 | 0 | 0 | 0 | 0 | 0 | 0 | 0 | 0 | 0 | 0 | 0 | 0 | 0 | 0
F2_Commercial_Small Retail_New_Cooling_Electric_RTU_E1 | F2 | Commercial | Small Retail | New | Cooling | Electric | RTU | E1 | TRC BC Ratio | 0 | 0 | 0 | 0 | 0 | 0 | 0 | 0 | 0 | 0 | 0 | 0 | 0 | 0 | 0 | 0 | 0 | 0 | 0 | 0 | 0 | 0 | 0 | 0 | 0 | 0 | 0 | 0 | 0 | 0
F2_Commercial_Small Retail_New_Cooling_Electric_RTU_E2 | F2 | Commercial | Small Retail | New | Cooling | Electric | RTU | E2 | TRC BC Ratio | 0 | 0 | 0 | 0 | 0 | 0 | 0 | 0 | 0 | 0 | 0 | 0 | 0 | 0 | 0 | 0 | 0 | 0 | 0 | 0 | 0 | 0 | 0 | 0 | 0 | 0 | 0 | 0 | 0 | 0
F2_Commercial_Small Retail_New_Cooling_Electric_RTU_E3 | F2 | Commercial | Small Retail | New | Cooling | Electric | RTU | E3 | TRC BC Ratio | 0 | 0 | 0 | 0 | 0 | 0 | 0 | 0 | 0 | 0 | 0 | 0 | 0 | 0 | 0 | 0 | 0 | 0 | 0 | 0 | 0 | 0 | 0 | 0 | 0 | 0 | 0 | 0 | 0 | 0
F2_Commercial_Small Retail_New_Cooling_Electric_RTU_E4 | F2 | Commercial | Small Retail | New | Cooling | Electric | RTU | E4 | TRC BC Ratio | 0 | 0 | 0 | 0 | 0 | 0 | 0 | 0 | 0 | 0 | 0 | 0 | 0 | 0 | 0 | 0 | 0 | 0 | 0 | 0 | 0 | 0 | 0 | 0 | 0 | 0 | 0 | 0 | 0 | 0
F2_Commercial_Small Retail_New_Cooling_Electric_RTU_E5 | F2 | Commercial | Small Retail | New | Cooling | Electric | RTU | E5 | TRC BC Ratio | 0 | 0 | 0 | 0 | 0 | 0 | 0 | 0 | 0 | 0 | 0 | 0 | 0 | 0 | 0 | 0 | 0 | 0 | 0 | 0 | 0 | 0 | 0 | 0 | 0 | 0 | 0 | 0 | 0 | 0
F2_Commercial_Small Retail_New_Cooling_Electric_RTU_E6 | F2 | Commercial | Small Retail | New | Cooling | Electric | RTU | E6 | TRC BC Ratio | 0 | 0 | 0 | 0 | 0 | 0 | 0 | 0 | 0 | 0 | 0 | 0 | 0 | 0 | 0 | 0 | 0 | 0 | 0 | 0 | 0 | 0 | 0 | 0 | 0 | 0 | 0 | 0 | 0 | 0
F2_Commercial_Small Retail_New_Cooling_Electric_RTU_E7 | F2 | Commercial | Small Retail | New | Cooling | Electric | RTU | E7 | TRC BC Ratio | 0 | 0 | 0 | 0 | 0 | 0 | 0 | 0 | 0 | 0 | 0 | 0 | 0 | 0 | 0 | 0 | 0 | 0 | 0 | 0 | 0 | 0 | 0 | 0 | 0 | 0 | 0 | 0 | 0 | 0
F2_Commercial_Small Retail_New_Cooling_Electric_RTU_E8 | F2 | Commercial | Small Retail | New | Cooling | Electric | RTU | E8 | TRC BC Ratio | 0 | 0 | 0 | 0 | 0 | 0 | 0 | 0 | 0 | 0 | 0 | 0 | 0 | 0 | 0 | 0 | 0 | 0 | 0 | 0 | 0 | 0 | 0 | 0 | 0 | 0 | 0 | 0 | 0 | 0
F2_Commercial_Small Retail_New_Cooling_Electric_RTU_E9 | F2 | Commercial | Small Retail | New | Cooling | Electric | RTU | E9 | TRC BC Ratio | 0 | 0 | 0 | 0 | 0 | 0 | 0 | 0 | 0 | 0 | 0 | 0 | 0 | 0 | 0 | 0 | 0 | 0 | 0 | 0 | 0 | 0 | 0 | 0 | 0 | 0 | 0 | 0 | 0 | 0
F2_Commercial_Small Retail_New_Cooling_Electric_RTU_E10 | F2 | Commercial | Small Retail | New | Cooling | Electric | RTU | E10 | TRC BC Ratio | 0 | 0 | 0 | 0 | 0 | 0 | 0 | 0 | 0 | 0 | 0 | 0 | 0 | 0 | 0 | 0 | 0 | 0 | 0 | 0 | 0 | 0 | 0 | 0 | 0 | 0 | 0 | 0 | 0 | 0
F3_Commercial_Small Retail_New_Cooling_Electric_RTU_E1 | F3 | Commercial | Small Retail | New | Cooling | Electric | RTU | E1 | PACT BC Ratio | 0 | 0 | 0 | 0 | 0 | 0 | 0 | 0 | 0 | 0 | 0 | 0 | 0 | 0 | 0 | 0 | 0 | 0 | 0 | 0 | 0 | 0 | 0 | 0 | 0 | 0 | 0 | 0 | 0 | 0
F3_Commercial_Small Retail_New_Cooling_Electric_RTU_E2 | F3 | Commercial | Small Retail | New | Cooling | Electric | RTU | E2 | PACT BC Ratio | 0 | 0 | 0 | 0 | 0 | 0 | 0 | 0 | 0 | 0 | 0 | 0 | 0 | 0 | 0 | 0 | 0 | 0 | 0 | 0 | 0 | 0 | 0 | 0 | 0 | 0 | 0 | 0 | 0 | 0
F3_Commercial_Small Retail_New_Cooling_Electric_RTU_E3 | F3 | Commercial | Small Retail | New | Cooling | Electric | RTU | E3 | PACT BC Ratio | 0 | 0 | 0 | 0 | 0 | 0 | 0 | 0 | 0 | 0 | 0 | 0 | 0 | 0 | 0 | 0 | 0 | 0 | 0 | 0 | 0 | 0 | 0 | 0 | 0 | 0 | 0 | 0 | 0 | 0
F3_Commercial_Small Retail_New_Cooling_Electric_RTU_E4 | F3 | Commercial | Small Retail | New | Cooling | Electric | RTU | E4 | PACT BC Ratio | 0 | 0 | 0 | 0 | 0 | 0 | 0 | 0 | 0 | 0 | 0 | 0 | 0 | 0 | 0 | 0 | 0 | 0 | 0 | 0 | 0 | 0 | 0 | 0 | 0 | 0 | 0 | 0 | 0 | 0
F3_Commercial_Small Retail_New_Cooling_Electric_RTU_E5 | F3 | Commercial | Small Retail | New | Cooling | Electric | RTU | E5 | PACT BC Ratio | 0 | 0 | 0 | 0 | 0 | 0 | 0 | 0 | 0 | 0 | 0 | 0 | 0 | 0 | 0 | 0 | 0 | 0 | 0 | 0 | 0 | 0 | 0 | 0 | 0 | 0 | 0 | 0 | 0 | 0
F3_Commercial_Small Retail_New_Cooling_Electric_RTU_E6 | F3 | Commercial | Small Retail | New | Cooling | Electric | RTU | E6 | PACT BC Ratio | 0 | 0 | 0 | 0 | 0 | 0 | 0 | 0 | 0 | 0 | 0 | 0 | 0 | 0 | 0 | 0 | 0 | 0 | 0 | 0 | 0 | 0 | 0 | 0 | 0 | 0 | 0 | 0 | 0 | 0
F3_Commercial_Small Retail_New_Cooling_Electric_RTU_E7 | F3 | Commercial | Small Retail | New | Cooling | Electric | RTU | E7 | PACT BC Ratio | 0 | 0 | 0 | 0 | 0 | 0 | 0 | 0 | 0 | 0 | 0 | 0 | 0 | 0 | 0 | 0 | 0 | 0 | 0 | 0 | 0 | 0 | 0 | 0 | 0 | 0 | 0 | 0 | 0 | 0
F3_Commercial_Small Retail_New_Cooling_Electric_RTU_E8 | F3 | Commercial | Small Retail | New | Cooling | Electric | RTU | E8 | PACT BC Ratio | 0 | 0 | 0 | 0 | 0 | 0 | 0 | 0 | 0 | 0 | 0 | 0 | 0 | 0 | 0 | 0 | 0 | 0 | 0 | 0 | 0 | 0 | 0 | 0 | 0 | 0 | 0 | 0 | 0 | 0
F3_Commercial_Small Retail_New_Cooling_Electric_RTU_E9 | F3 | Commercial | Small Retail | New | Cooling | Electric | RTU | E9 | PACT BC Ratio | 0 | 0 | 0 | 0 | 0 | 0 | 0 | 0 | 0 | 0 | 0 | 0 | 0 | 0 | 0 | 0 | 0 | 0 | 0 | 0 | 0 | 0 | 0 | 0 | 0 | 0 | 0 | 0 | 0 | 0
F3_Commercial_Small Retail_New_Cooling_Electric_RTU_E10 | F3 | Commercial | Small Retail | New | Cooling | Electric | RTU | E10 | PACT BC Ratio | 0 | 0 | 0 | 0 | 0 | 0 | 0 | 0 | 0 | 0 | 0 | 0 | 0 | 0 | 0 | 0 | 0 | 0 | 0 | 0 | 0 | 0 | 0 | 0 | 0 | 0 | 0 | 0 | 0 | 0
F4_Commercial_Small Retail_New_Cooling_Electric_RTU_E1 | F4 | Commercial | Small Retail | New | Cooling | Electric | RTU | E1 | RVT BC Ratio | 0 | 0 | 0 | 0 | 0 | 0 | 0 | 0 | 0 | 0 | 0 | 0 | 0 | 0 | 0 | 0 | 0 | 0 | 0 | 0 | 0 | 0 | 0 | 0 | 0 | 0 | 0 | 0 | 0 | 0
F4_Commercial_Small Retail_New_Cooling_Electric_RTU_E2 | F4 | Commercial | Small Retail | New | Cooling | Electric | RTU | E2 | RVT BC Ratio | 0 | 0 | 0 | 0 | 0 | 0 | 0 | 0 | 0 | 0 | 0 | 0 | 0 | 0 | 0 | 0 | 0 | 0 | 0 | 0 | 0 | 0 | 0 | 0 | 0 | 0 | 0 | 0 | 0 | 0
F4_Commercial_Small Retail_New_Cooling_Electric_RTU_E3 | F4 | Commercial | Small Retail | New | Cooling | Electric | RTU | E3 | RVT BC Ratio | 0 | 0 | 0 | 0 | 0 | 0 | 0 | 0 | 0 | 0 | 0 | 0 | 0 | 0 | 0 | 0 | 0 | 0 | 0 | 0 | 0 | 0 | 0 | 0 | 0 | 0 | 0 | 0 | 0 | 0
F4_Commercial_Small Retail_New_Cooling_Electric_RTU_E4 | F4 | Commercial | Small Retail | New | Cooling | Electric | RTU | E4 | RVT BC Ratio | 0 | 0 | 0 | 0 | 0 | 0 | 0 | 0 | 0 | 0 | 0 | 0 | 0 | 0 | 0 | 0 | 0 | 0 | 0 | 0 | 0 | 0 | 0 | 0 | 0 | 0 | 0 | 0 | 0 | 0
F4_Commercial_Small Retail_New_Cooling_Electric_RTU_E5 | F4 | Commercial | Small Retail | New | Cooling | Electric | RTU | E5 | RVT BC Ratio | 0 | 0 | 0 | 0 | 0 | 0 | 0 | 0 | 0 | 0 | 0 | 0 | 0 | 0 | 0 | 0 | 0 | 0 | 0 | 0 | 0 | 0 | 0 | 0 | 0 | 0 | 0 | 0 | 0 | 0
F4_Commercial_Small Retail_New_Cooling_Electric_RTU_E6 | F4 | Commercial | Small Retail | New | Cooling | Electric | RTU | E6 | RVT BC Ratio | 0 | 0 | 0 | 0 | 0 | 0 | 0 | 0 | 0 | 0 | 0 | 0 | 0 | 0 | 0 | 0 | 0 | 0 | 0 | 0 | 0 | 0 | 0 | 0 | 0 | 0 | 0 | 0 | 0 | 0
F4_Commercial_Small Retail_New_Cooling_Electric_RTU_E7 | F4 | Commercial | Small Retail | New | Cooling | Electric | RTU | E7 | RVT BC Ratio | 0 | 0 | 0 | 0 | 0 | 0 | 0 | 0 | 0 | 0 | 0 | 0 | 0 | 0 | 0 | 0 | 0 | 0 | 0 | 0 | 0 | 0 | 0 | 0 | 0 | 0 | 0 | 0 | 0 | 0
F4_Commercial_Small Retail_New_Cooling_Electric_RTU_E8 | F4 | Commercial | Small Retail | New | Cooling | Electric | RTU | E8 | RVT BC Ratio | 0 | 0 | 0 | 0 | 0 | 0 | 0 | 0 | 0 | 0 | 0 | 0 | 0 | 0 | 0 | 0 | 0 | 0 | 0 | 0 | 0 | 0 | 0 | 0 | 0 | 0 | 0 | 0 | 0 | 0
F4_Commercial_Small Retail_New_Cooling_Electric_RTU_E9 | F4 | Commercial | Small Retail | New | Cooling | Electric | RTU | E9 | RVT BC Ratio | 0 | 0 | 0 | 0 | 0 | 0 | 0 | 0 | 0 | 0 | 0 | 0 | 0 | 0 | 0 | 0 | 0 | 0 | 0 | 0 | 0 | 0 | 0 | 0 | 0 | 0 | 0 | 0 | 0 | 0
F4_Commercial_Small Retail_New_Cooling_Electric_RTU_E10 | F4 | Commercial | Small Retail | New | Cooling | Electric | RTU | E10 | RVT BC Ratio | 0 | 0 | 0 | 0 | 0 | 0 | 0 | 0 | 0 | 0 | 0 | 0 | 0 | 0 | 0 | 0 | 0 | 0 | 0 | 0 | 0 | 0 | 0 | 0 | 0 | 0 | 0 | 0 | 0 | 0
F5_Commercial_Small Retail_New_Cooling_Electric_RTU_E1 | F5 | Commercial | Small Retail | New | Cooling | Electric | RTU | E1 | RIM BC Ratio | 0 | 0 | 0 | 0 | 0 | 0 | 0 | 0 | 0 | 0 | 0 | 0 | 0 | 0 | 0 | 0 | 0 | 0 | 0 | 0 | 0 | 0 | 0 | 0 | 0 | 0 | 0 | 0 | 0 | 0
F5_Commercial_Small Retail_New_Cooling_Electric_RTU_E2 | F5 | Commercial | Small Retail | New | Cooling | Electric | RTU | E2 | RIM BC Ratio | 0 | 0 | 0 | 0 | 0 | 0 | 0 | 0 | 0 | 0 | 0 | 0 | 0 | 0 | 0 | 0 | 0 | 0 | 0 | 0 | 0 | 0 | 0 | 0 | 0 | 0 | 0 | 0 | 0 | 0
F5_Commercial_Small Retail_New_Cooling_Electric_RTU_E3 | F5 | Commercial | Small Retail | New | Cooling | Electric | RTU | E3 | RIM BC Ratio | 0 | 0 | 0 | 0 | 0 | 0 | 0 | 0 | 0 | 0 | 0 | 0 | 0 | 0 | 0 | 0 | 0 | 0 | 0 | 0 | 0 | 0 | 0 | 0 | 0 | 0 | 0 | 0 | 0 | 0
F5_Commercial_Small Retail_New_Cooling_Electric_RTU_E4 | F5 | Commercial | Small Retail | New | Cooling | Electric | RTU | E4 | RIM BC Ratio | 0 | 0 | 0 | 0 | 0 | 0 | 0 | 0 | 0 | 0 | 0 | 0 | 0 | 0 | 0 | 0 | 0 | 0 | 0 | 0 | 0 | 0 | 0 | 0 | 0 | 0 | 0 | 0 | 0 | 0
F5_Commercial_Small Retail_New_Cooling_Electric_RTU_E5 | F5 | Commercial | Small Retail | New | Cooling | Electric | RTU | E5 | RIM BC Ratio | 0 | 0 | 0 | 0 | 0 | 0 | 0 | 0 | 0 | 0 | 0 | 0 | 0 | 0 | 0 | 0 | 0 | 0 | 0 | 0 | 0 | 0 | 0 | 0 | 0 | 0 | 0 | 0 | 0 | 0
F5_Commercial_Small Retail_New_Cooling_Electric_RTU_E6 | F5 | Commercial | Small Retail | New | Cooling | Electric | RTU | E6 | RIM BC Ratio | 0 | 0 | 0 | 0 | 0 | 0 | 0 | 0 | 0 | 0 | 0 | 0 | 0 | 0 | 0 | 0 | 0 | 0 | 0 | 0 | 0 | 0 | 0 | 0 | 0 | 0 | 0 | 0 | 0 | 0
F5_Commercial_Small Retail_New_Cooling_Electric_RTU_E7 | F5 | Commercial | Small Retail | New | Cooling | Electric | RTU | E7 | RIM BC Ratio | 0 | 0 | 0 | 0 | 0 | 0 | 0 | 0 | 0 | 0 | 0 | 0 | 0 | 0 | 0 | 0 | 0 | 0 | 0 | 0 | 0 | 0 | 0 | 0 | 0 | 0 | 0 | 0 | 0 | 0
F5_Commercial_Small Retail_New_Cooling_Electric_RTU_E8 | F5 | Commercial | Small Retail | New | Cooling | Electric | RTU | E8 | RIM BC Ratio | 0 | 0 | 0 | 0 | 0 | 0 | 0 | 0 | 0 | 0 | 0 | 0 | 0 | 0 | 0 | 0 | 0 | 0 | 0 | 0 | 0 | 0 | 0 | 0 | 0 | 0 | 0 | 0 | 0 | 0
F5_Commercial_Small Retail_New_Cooling_Electric_RTU_E9 | F5 | Commercial | Small Retail | New | Cooling | Electric | RTU | E9 | RIM BC Ratio | 0 | 0 | 0 | 0 | 0 | 0 | 0 | 0 | 0 | 0 | 0 | 0 | 0 | 0 | 0 | 0 | 0 | 0 | 0 | 0 | 0 | 0 | 0 | 0 | 0 | 0 | 0 | 0 | 0 | 0
F5_Commercial_Small Retail_New_Cooling_Electric_RTU_E10 | F5 | Commercial | Small Retail | New | Cooling | Electric | RTU | E10 | RIM BC Ratio | 0 | 0 | 0 | 0 | 0 | 0 | 0 | 0 | 0 | 0 | 0 | 0 | 0 | 0 | 0 | 0 | 0 | 0 | 0 | 0 | 0 | 0 | 0 | 0 | 0 | 0 | 0 | 0 | 0 | 0
F0_Commercial_Small Retail_New_Cooling_Electric_Packaged Terminal AC_E0 | F0 | Commercial | Small Retail | New | Cooling | Electric | Packaged Terminal AC | E0 | Economic Unit | 0 | 0 | 0 | 0 | 0 | 0 | 0 | 0 | 0 | 0 | 0 | 0 | 0 | 0 | 0 | 0 | 0 | 0 | 0 | 0 | 0 | 0 | 0 | 0 | 0 | 0 | 0 | 0 | 0 | 0
F1_Commercial_Small Retail_New_Cooling_Electric_Packaged Terminal AC_E1 | F1 | Commercial | Small Retail | New | Cooling | Electric | Packaged Terminal AC | E1 | CCE | 0 | 0 | 0 | 0 | 0 | 0 | 0 | 0 | 0 | 0 | 0 | 0 | 0 | 0 | 0 | 0 | 0 | 0 | 0 | 0 | 0 | 0 | 0 | 0 | 0 | 0 | 0 | 0 | 0 | 0
F1_Commercial_Small Retail_New_Cooling_Electric_Packaged Terminal AC_E2 | F1 | Commercial | Small Retail | New | Cooling | Electric | Packaged Terminal AC | E2 | CCE | 0 | 0 | 0 | 0 | 0 | 0 | 0 | 0 | 0 | 0 | 0 | 0 | 0 | 0 | 0 | 0 | 0 | 0 | 0 | 0 | 0 | 0 | 0 | 0 | 0 | 0 | 0 | 0 | 0 | 0
F1_Commercial_Small Retail_New_Cooling_Electric_Packaged Terminal AC_E3 | F1 | Commercial | Small Retail | New | Cooling | Electric | Packaged Terminal AC | E3 | CCE | 0 | 0 | 0 | 0 | 0 | 0 | 0 | 0 | 0 | 0 | 0 | 0 | 0 | 0 | 0 | 0 | 0 | 0 | 0 | 0 | 0 | 0 | 0 | 0 | 0 | 0 | 0 | 0 | 0 | 0
F1_Commercial_Small Retail_New_Cooling_Electric_Packaged Terminal AC_E4 | F1 | Commercial | Small Retail | New | Cooling | Electric | Packaged Terminal AC | E4 | CCE | 0 | 0 | 0 | 0 | 0 | 0 | 0 | 0 | 0 | 0 | 0 | 0 | 0 | 0 | 0 | 0 | 0 | 0 | 0 | 0 | 0 | 0 | 0 | 0 | 0 | 0 | 0 | 0 | 0 | 0
F1_Commercial_Small Retail_New_Cooling_Electric_Packaged Terminal AC_E5 | F1 | Commercial | Small Retail | New | Cooling | Electric | Packaged Terminal AC | E5 | CCE | 0 | 0 | 0 | 0 | 0 | 0 | 0 | 0 | 0 | 0 | 0 | 0 | 0 | 0 | 0 | 0 | 0 | 0 | 0 | 0 | 0 | 0 | 0 | 0 | 0 | 0 | 0 | 0 | 0 | 0
F1_Commercial_Small Retail_New_Cooling_Electric_Packaged Terminal AC_E6 | F1 | Commercial | Small Retail | New | Cooling | Electric | Packaged Terminal AC | E6 | CCE | 0 | 0 | 0 | 0 | 0 | 0 | 0 | 0 | 0 | 0 | 0 | 0 | 0 | 0 | 0 | 0 | 0 | 0 | 0 | 0 | 0 | 0 | 0 | 0 | 0 | 0 | 0 | 0 | 0 | 0
F1_Commercial_Small Retail_New_Cooling_Electric_Packaged Terminal AC_E7 | F1 | Commercial | Small Retail | New | Cooling | Electric | Packaged Terminal AC | E7 | CCE | 0 | 0 | 0 | 0 | 0 | 0 | 0 | 0 | 0 | 0 | 0 | 0 | 0 | 0 | 0 | 0 | 0 | 0 | 0 | 0 | 0 | 0 | 0 | 0 | 0 | 0 | 0 | 0 | 0 | 0
F1_Commercial_Small Retail_New_Cooling_Electric_Packaged Terminal AC_E8 | F1 | Commercial | Small Retail | New | Cooling | Electric | Packaged Terminal AC | E8 | CCE | 0 | 0 | 0 | 0 | 0 | 0 | 0 | 0 | 0 | 0 | 0 | 0 | 0 | 0 | 0 | 0 | 0 | 0 | 0 | 0 | 0 | 0 | 0 | 0 | 0 | 0 | 0 | 0 | 0 | 0
F1_Commercial_Small Retail_New_Cooling_Electric_Packaged Terminal AC_E9 | F1 | Commercial | Small Retail | New | Cooling | Electric | Packaged Terminal AC | E9 | CCE | 0 | 0 | 0 | 0 | 0 | 0 | 0 | 0 | 0 | 0 | 0 | 0 | 0 | 0 | 0 | 0 | 0 | 0 | 0 | 0 | 0 | 0 | 0 | 0 | 0 | 0 | 0 | 0 | 0 | 0
F1_Commercial_Small Retail_New_Cooling_Electric_Packaged Terminal AC_E10 | F1 | Commercial | Small Retail | New | Cooling | Electric | Packaged Terminal AC | E10 | CCE | 0 | 0 | 0 | 0 | 0 | 0 | 0 | 0 | 0 | 0 | 0 | 0 | 0 | 0 | 0 | 0 | 0 | 0 | 0 | 0 | 0 | 0 | 0 | 0 | 0 | 0 | 0 | 0 | 0 | 0
F2_Commercial_Small Retail_New_Cooling_Electric_Packaged Terminal AC_E1 | F2 | Commercial | Small Retail | New | Cooling | Electric | Packaged Terminal AC | E1 | TRC BC Ratio | 0 | 0 | 0 | 0 | 0 | 0 | 0 | 0 | 0 | 0 | 0 | 0 | 0 | 0 | 0 | 0 | 0 | 0 | 0 | 0 | 0 | 0 | 0 | 0 | 0 | 0 | 0 | 0 | 0 | 0
F2_Commercial_Small Retail_New_Cooling_Electric_Packaged Terminal AC_E2 | F2 | Commercial | Small Retail | New | Cooling | Electric | Packaged Terminal AC | E2 | TRC BC Ratio | 0 | 0 | 0 | 0 | 0 | 0 | 0 | 0 | 0 | 0 | 0 | 0 | 0 | 0 | 0 | 0 | 0 | 0 | 0 | 0 | 0 | 0 | 0 | 0 | 0 | 0 | 0 | 0 | 0 | 0
F2_Commercial_Small Retail_New_Cooling_Electric_Packaged Terminal AC_E3 | F2 | Commercial | Small Retail | New | Cooling | Electric | Packaged Terminal AC | E3 | TRC BC Ratio | 0 | 0 | 0 | 0 | 0 | 0 | 0 | 0 | 0 | 0 | 0 | 0 | 0 | 0 | 0 | 0 | 0 | 0 | 0 | 0 | 0 | 0 | 0 | 0 | 0 | 0 | 0 | 0 | 0 | 0
F2_Commercial_Small Retail_New_Cooling_Electric_Packaged Terminal AC_E4 | F2 | Commercial | Small Retail | New | Cooling | Electric | Packaged Terminal AC | E4 | TRC BC Ratio | 0 | 0 | 0 | 0 | 0 | 0 | 0 | 0 | 0 | 0 | 0 | 0 | 0 | 0 | 0 | 0 | 0 | 0 | 0 | 0 | 0 | 0 | 0 | 0 | 0 | 0 | 0 | 0 | 0 | 0
F2_Commercial_Small Retail_New_Cooling_Electric_Packaged Terminal AC_E5 | F2 | Commercial | Small Retail | New | Cooling | Electric | Packaged Terminal AC | E5 | TRC BC Ratio | 0 | 0 | 0 | 0 | 0 | 0 | 0 | 0 | 0 | 0 | 0 | 0 | 0 | 0 | 0 | 0 | 0 | 0 | 0 | 0 | 0 | 0 | 0 | 0 | 0 | 0 | 0 | 0 | 0 | 0
F2_Commercial_Small Retail_New_Cooling_Electric_Packaged Terminal AC_E6 | F2 | Commercial | Small Retail | New | Cooling | Electric | Packaged Terminal AC | E6 | TRC BC Ratio | 0 | 0 | 0 | 0 | 0 | 0 | 0 | 0 | 0 | 0 | 0 | 0 | 0 | 0 | 0 | 0 | 0 | 0 | 0 | 0 | 0 | 0 | 0 | 0 | 0 | 0 | 0 | 0 | 0 | 0
F2_Commercial_Small Retail_New_Cooling_Electric_Packaged Terminal AC_E7 | F2 | Commercial | Small Retail | New | Cooling | Electric | Packaged Terminal AC | E7 | TRC BC Ratio | 0 | 0 | 0 | 0 | 0 | 0 | 0 | 0 | 0 | 0 | 0 | 0 | 0 | 0 | 0 | 0 | 0 | 0 | 0 | 0 | 0 | 0 | 0 | 0 | 0 | 0 | 0 | 0 | 0 | 0
F2_Commercial_Small Retail_New_Cooling_Electric_Packaged Terminal AC_E8 | F2 | Commercial | Small Retail | New | Cooling | Electric | Packaged Terminal AC | E8 | TRC BC Ratio | 0 | 0 | 0 | 0 | 0 | 0 | 0 | 0 | 0 | 0 | 0 | 0 | 0 | 0 | 0 | 0 | 0 | 0 | 0 | 0 | 0 | 0 | 0 | 0 | 0 | 0 | 0 | 0 | 0 | 0
F2_Commercial_Small Retail_New_Cooling_Electric_Packaged Terminal AC_E9 | F2 | Commercial | Small Retail | New | Cooling | Electric | Packaged Terminal AC | E9 | TRC BC Ratio | 0 | 0 | 0 | 0 | 0 | 0 | 0 | 0 | 0 | 0 | 0 | 0 | 0 | 0 | 0 | 0 | 0 | 0 | 0 | 0 | 0 | 0 | 0 | 0 | 0 | 0 | 0 | 0 | 0 | 0
F2_Commercial_Small Retail_New_Cooling_Electric_Packaged Terminal AC_E10 | F2 | Commercial | Small Retail | New | Cooling | Electric | Packaged Terminal AC | E10 | TRC BC Ratio | 0 | 0 | 0 | 0 | 0 | 0 | 0 | 0 | 0 | 0 | 0 | 0 | 0 | 0 | 0 | 0 | 0 | 0 | 0 | 0 | 0 | 0 | 0 | 0 | 0 | 0 | 0 | 0 | 0 | 0
F3_Commercial_Small Retail_New_Cooling_Electric_Packaged Terminal AC_E1 | F3 | Commercial | Small Retail | New | Cooling | Electric | Packaged Terminal AC | E1 | PACT BC Ratio | 0 | 0 | 0 | 0 | 0 | 0 | 0 | 0 | 0 | 0 | 0 | 0 | 0 | 0 | 0 | 0 | 0 | 0 | 0 | 0 | 0 | 0 | 0 | 0 | 0 | 0 | 0 | 0 | 0 | 0
F3_Commercial_Small Retail_New_Cooling_Electric_Packaged Terminal AC_E2 | F3 | Commercial | Small Retail | New | Cooling | Electric | Packaged Terminal AC | E2 | PACT BC Ratio | 0 | 0 | 0 | 0 | 0 | 0 | 0 | 0 | 0 | 0 | 0 | 0 | 0 | 0 | 0 | 0 | 0 | 0 | 0 | 0 | 0 | 0 | 0 | 0 | 0 | 0 | 0 | 0 | 0 | 0
F3_Commercial_Small Retail_New_Cooling_Electric_Packaged Terminal AC_E3 | F3 | Commercial | Small Retail | New | Cooling | Electric | Packaged Terminal AC | E3 | PACT BC Ratio | 0 | 0 | 0 | 0 | 0 | 0 | 0 | 0 | 0 | 0 | 0 | 0 | 0 | 0 | 0 | 0 | 0 | 0 | 0 | 0 | 0 | 0 | 0 | 0 | 0 | 0 | 0 | 0 | 0 | 0
F3_Commercial_Small Retail_New_Cooling_Electric_Packaged Terminal AC_E4 | F3 | Commercial | Small Retail | New | Cooling | Electric | Packaged Terminal AC | E4 | PACT BC Ratio | 0 | 0 | 0 | 0 | 0 | 0 | 0 | 0 | 0 | 0 | 0 | 0 | 0 | 0 | 0 | 0 | 0 | 0 | 0 | 0 | 0 | 0 | 0 | 0 | 0 | 0 | 0 | 0 | 0 | 0
F3_Commercial_Small Retail_New_Cooling_Electric_Packaged Terminal AC_E5 | F3 | Commercial | Small Retail | New | Cooling | Electric | Packaged Terminal AC | E5 | PACT BC Ratio | 0 | 0 | 0 | 0 | 0 | 0 | 0 | 0 | 0 | 0 | 0 | 0 | 0 | 0 | 0 | 0 | 0 | 0 | 0 | 0 | 0 | 0 | 0 | 0 | 0 | 0 | 0 | 0 | 0 | 0
F3_Commercial_Small Retail_New_Cooling_Electric_Packaged Terminal AC_E6 | F3 | Commercial | Small Retail | New | Cooling | Electric | Packaged Terminal AC | E6 | PACT BC Ratio | 0 | 0 | 0 | 0 | 0 | 0 | 0 | 0 | 0 | 0 | 0 | 0 | 0 | 0 | 0 | 0 | 0 | 0 | 0 | 0 | 0 | 0 | 0 | 0 | 0 | 0 | 0 | 0 | 0 | 0
F3_Commercial_Small Retail_New_Cooling_Electric_Packaged Terminal AC_E7 | F3 | Commercial | Small Retail | New | Cooling | Electric | Packaged Terminal AC | E7 | PACT BC Ratio | 0 | 0 | 0 | 0 | 0 | 0 | 0 | 0 | 0 | 0 | 0 | 0 | 0 | 0 | 0 | 0 | 0 | 0 | 0 | 0 | 0 | 0 | 0 | 0 | 0 | 0 | 0 | 0 | 0 | 0
F3_Commercial_Small Retail_New_Cooling_Electric_Packaged Terminal AC_E8 | F3 | Commercial | Small Retail | New | Cooling | Electric | Packaged Terminal AC | E8 | PACT BC Ratio | 0 | 0 | 0 | 0 | 0 | 0 | 0 | 0 | 0 | 0 | 0 | 0 | 0 | 0 | 0 | 0 | 0 | 0 | 0 | 0 | 0 | 0 | 0 | 0 | 0 | 0 | 0 | 0 | 0 | 0
F3_Commercial_Small Retail_New_Cooling_Electric_Packaged Terminal AC_E9 | F3 | Commercial | Small Retail | New | Cooling | Electric | Packaged Terminal AC | E9 | PACT BC Ratio | 0 | 0 | 0 | 0 | 0 | 0 | 0 | 0 | 0 | 0 | 0 | 0 | 0 | 0 | 0 | 0 | 0 | 0 | 0 | 0 | 0 | 0 | 0 | 0 | 0 | 0 | 0 | 0 | 0 | 0
F3_Commercial_Small Retail_New_Cooling_Electric_Packaged Terminal AC_E10 | F3 | Commercial | Small Retail | New | Cooling | Electric | Packaged Terminal AC | E10 | PACT BC Ratio | 0 | 0 | 0 | 0 | 0 | 0 | 0 | 0 | 0 | 0 | 0 | 0 | 0 | 0 | 0 | 0 | 0 | 0 | 0 | 0 | 0 | 0 | 0 | 0 | 0 | 0 | 0 | 0 | 0 | 0
F4_Commercial_Small Retail_New_Cooling_Electric_Packaged Terminal AC_E1 | F4 | Commercial | Small Retail | New | Cooling | Electric | Packaged Terminal AC | E1 | RVT BC Ratio | 0 | 0 | 0 | 0 | 0 | 0 | 0 | 0 | 0 | 0 | 0 | 0 | 0 | 0 | 0 | 0 | 0 | 0 | 0 | 0 | 0 | 0 | 0 | 0 | 0 | 0 | 0 | 0 | 0 | 0
F4_Commercial_Small Retail_New_Cooling_Electric_Packaged Terminal AC_E2 | F4 | Commercial | Small Retail | New | Cooling | Electric | Packaged Terminal AC | E2 | RVT BC Ratio | 0 | 0 | 0 | 0 | 0 | 0 | 0 | 0 | 0 | 0 | 0 | 0 | 0 | 0 | 0 | 0 | 0 | 0 | 0 | 0 | 0 | 0 | 0 | 0 | 0 | 0 | 0 | 0 | 0 | 0
F4_Commercial_Small Retail_New_Cooling_Electric_Packaged Terminal AC_E3 | F4 | Commercial | Small Retail | New | Cooling | Electric | Packaged Terminal AC | E3 | RVT BC Ratio | 0 | 0 | 0 | 0 | 0 | 0 | 0 | 0 | 0 | 0 | 0 | 0 | 0 | 0 | 0 | 0 | 0 | 0 | 0 | 0 | 0 | 0 | 0 | 0 | 0 | 0 | 0 | 0 | 0 | 0
F4_Commercial_Small Retail_New_Cooling_Electric_Packaged Terminal AC_E4 | F4 | Commercial | Small Retail | New | Cooling | Electric | Packaged Terminal AC | E4 | RVT BC Ratio | 0 | 0 | 0 | 0 | 0 | 0 | 0 | 0 | 0 | 0 | 0 | 0 | 0 | 0 | 0 | 0 | 0 | 0 | 0 | 0 | 0 | 0 | 0 | 0 | 0 | 0 | 0 | 0 | 0 | 0
F4_Commercial_Small Retail_New_Cooling_Electric_Packaged Terminal AC_E5 | F4 | Commercial | Small Retail | New | Cooling | Electric | Packaged Terminal AC | E5 | RVT BC Ratio | 0 | 0 | 0 | 0 | 0 | 0 | 0 | 0 | 0 | 0 | 0 | 0 | 0 | 0 | 0 | 0 | 0 | 0 | 0 | 0 | 0 | 0 | 0 | 0 | 0 | 0 | 0 | 0 | 0 | 0
F4_Commercial_Small Retail_New_Cooling_Electric_Packaged Terminal AC_E6 | F4 | Commercial | Small Retail | New | Cooling | Electric | Packaged Terminal AC | E6 | RVT BC Ratio | 0 | 0 | 0 | 0 | 0 | 0 | 0 | 0 | 0 | 0 | 0 | 0 | 0 | 0 | 0 | 0 | 0 | 0 | 0 | 0 | 0 | 0 | 0 | 0 | 0 | 0 | 0 | 0 | 0 | 0
F4_Commercial_Small Retail_New_Cooling_Electric_Packaged Terminal AC_E7 | F4 | Commercial | Small Retail | New | Cooling | Electric | Packaged Terminal AC | E7 | RVT BC Ratio | 0 | 0 | 0 | 0 | 0 | 0 | 0 | 0 | 0 | 0 | 0 | 0 | 0 | 0 | 0 | 0 | 0 | 0 | 0 | 0 | 0 | 0 | 0 | 0 | 0 | 0 | 0 | 0 | 0 | 0
F4_Commercial_Small Retail_New_Cooling_Electric_Packaged Terminal AC_E8 | F4 | Commercial | Small Retail | New | Cooling | Electric | Packaged Terminal AC | E8 | RVT BC Ratio | 0 | 0 | 0 | 0 | 0 | 0 | 0 | 0 | 0 | 0 | 0 | 0 | 0 | 0 | 0 | 0 | 0 | 0 | 0 | 0 | 0 | 0 | 0 | 0 | 0 | 0 | 0 | 0 | 0 | 0
F4_Commercial_Small Retail_New_Cooling_Electric_Packaged Terminal AC_E9 | F4 | Commercial | Small Retail | New | Cooling | Electric | Packaged Terminal AC | E9 | RVT BC Ratio | 0 | 0 | 0 | 0 | 0 | 0 | 0 | 0 | 0 | 0 | 0 | 0 | 0 | 0 | 0 | 0 | 0 | 0 | 0 | 0 | 0 | 0 | 0 | 0 | 0 | 0 | 0 | 0 | 0 | 0
F4_Commercial_Small Retail_New_Cooling_Electric_Packaged Terminal AC_E10 | F4 | Commercial | Small Retail | New | Cooling | Electric | Packaged Terminal AC | E10 | RVT BC Ratio | 0 | 0 | 0 | 0 | 0 | 0 | 0 | 0 | 0 | 0 | 0 | 0 | 0 | 0 | 0 | 0 | 0 | 0 | 0 | 0 | 0 | 0 | 0 | 0 | 0 | 0 | 0 | 0 | 0 | 0
F5_Commercial_Small Retail_New_Cooling_Electric_Packaged Terminal AC_E1 | F5 | Commercial | Small Retail | New | Cooling | Electric | Packaged Terminal AC | E1 | RIM BC Ratio | 0 | 0 | 0 | 0 | 0 | 0 | 0 | 0 | 0 | 0 | 0 | 0 | 0 | 0 | 0 | 0 | 0 | 0 | 0 | 0 | 0 | 0 | 0 | 0 | 0 | 0 | 0 | 0 | 0 | 0
F5_Commercial_Small Retail_New_Cooling_Electric_Packaged Terminal AC_E2 | F5 | Commercial | Small Retail | New | Cooling | Electric | Packaged Terminal AC | E2 | RIM BC Ratio | 0 | 0 | 0 | 0 | 0 | 0 | 0 | 0 | 0 | 0 | 0 | 0 | 0 | 0 | 0 | 0 | 0 | 0 | 0 | 0 | 0 | 0 | 0 | 0 | 0 | 0 | 0 | 0 | 0 | 0
F5_Commercial_Small Retail_New_Cooling_Electric_Packaged Terminal AC_E3 | F5 | Commercial | Small Retail | New | Cooling | Electric | Packaged Terminal AC | E3 | RIM BC Ratio | 0 | 0 | 0 | 0 | 0 | 0 | 0 | 0 | 0 | 0 | 0 | 0 | 0 | 0 | 0 | 0 | 0 | 0 | 0 | 0 | 0 | 0 | 0 | 0 | 0 | 0 | 0 | 0 | 0 | 0
F5_Commercial_Small Retail_New_Cooling_Electric_Packaged Terminal AC_E4 | F5 | Commercial | Small Retail | New | Cooling | Electric | Packaged Terminal AC | E4 | RIM BC Ratio | 0 | 0 | 0 | 0 | 0 | 0 | 0 | 0 | 0 | 0 | 0 | 0 | 0 | 0 | 0 | 0 | 0 | 0 | 0 | 0 | 0 | 0 | 0 | 0 | 0 | 0 | 0 | 0 | 0 | 0
F5_Commercial_Small Retail_New_Cooling_Electric_Packaged Terminal AC_E5 | F5 | Commercial | Small Retail | New | Cooling | Electric | Packaged Terminal AC | E5 | RIM BC Ratio | 0 | 0 | 0 | 0 | 0 | 0 | 0 | 0 | 0 | 0 | 0 | 0 | 0 | 0 | 0 | 0 | 0 | 0 | 0 | 0 | 0 | 0 | 0 | 0 | 0 | 0 | 0 | 0 | 0 | 0
F5_Commercial_Small Retail_New_Cooling_Electric_Packaged Terminal AC_E6 | F5 | Commercial | Small Retail | New | Cooling | Electric | Packaged Terminal AC | E6 | RIM BC Ratio | 0 | 0 | 0 | 0 | 0 | 0 | 0 | 0 | 0 | 0 | 0 | 0 | 0 | 0 | 0 | 0 | 0 | 0 | 0 | 0 | 0 | 0 | 0 | 0 | 0 | 0 | 0 | 0 | 0 | 0
F5_Commercial_Small Retail_New_Cooling_Electric_Packaged Terminal AC_E7 | F5 | Commercial | Small Retail | New | Cooling | Electric | Packaged Terminal AC | E7 | RIM BC Ratio | 0 | 0 | 0 | 0 | 0 | 0 | 0 | 0 | 0 | 0 | 0 | 0 | 0 | 0 | 0 | 0 | 0 | 0 | 0 | 0 | 0 | 0 | 0 | 0 | 0 | 0 | 0 | 0 | 0 | 0
F5_Commercial_Small Retail_New_Cooling_Electric_Packaged Terminal AC_E8 | F5 | Commercial | Small Retail | New | Cooling | Electric | Packaged Terminal AC | E8 | RIM BC Ratio | 0 | 0 | 0 | 0 | 0 | 0 | 0 | 0 | 0 | 0 | 0 | 0 | 0 | 0 | 0 | 0 | 0 | 0 | 0 | 0 | 0 | 0 | 0 | 0 | 0 | 0 | 0 | 0 | 0 | 0
F5_Commercial_Small Retail_New_Cooling_Electric_Packaged Terminal AC_E9 | F5 | Commercial | Small Retail | New | Cooling | Electric | Packaged Terminal AC | E9 | RIM BC Ratio | 0 | 0 | 0 | 0 | 0 | 0 | 0 | 0 | 0 | 0 | 0 | 0 | 0 | 0 | 0 | 0 | 0 | 0 | 0 | 0 | 0 | 0 | 0 | 0 | 0 | 0 | 0 | 0 | 0 | 0
F5_Commercial_Small Retail_New_Cooling_Electric_Packaged Terminal AC_E10 | F5 | Commercial | Small Retail | New | Cooling | Electric | Packaged Terminal AC | E10 | RIM BC Ratio | 0 | 0 | 0 | 0 | 0 | 0 | 0 | 0 | 0 | 0 | 0 | 0 | 0 | 0 | 0 | 0 | 0 | 0 | 0 | 0 | 0 | 0 | 0 | 0 | 0 | 0 | 0 | 0 | 0 | 0
F0_Commercial_Small Retail_New_Cooling_Electric_Packaged Terminal HP_E0 | F0 | Commercial | Small Retail | New | Cooling | Electric | Packaged Terminal HP | E0 | Economic Unit | 0 | 0 | 0 | 0 | 0 | 0 | 0 | 0 | 0 | 0 | 0 | 0 | 0 | 0 | 0 | 0 | 0 | 0 | 0 | 0 | 0 | 0 | 0 | 0 | 0 | 0 | 0 | 0 | 0 | 0
F1_Commercial_Small Retail_New_Cooling_Electric_Packaged Terminal HP_E1 | F1 | Commercial | Small Retail | New | Cooling | Electric | Packaged Terminal HP | E1 | CCE | 0 | 0 | 0 | 0 | 0 | 0 | 0 | 0 | 0 | 0 | 0 | 0 | 0 | 0 | 0 | 0 | 0 | 0 | 0 | 0 | 0 | 0 | 0 | 0 | 0 | 0 | 0 | 0 | 0 | 0
F1_Commercial_Small Retail_New_Cooling_Electric_Packaged Terminal HP_E2 | F1 | Commercial | Small Retail | New | Cooling | Electric | Packaged Terminal HP | E2 | CCE | 0 | 0 | 0 | 0 | 0 | 0 | 0 | 0 | 0 | 0 | 0 | 0 | 0 | 0 | 0 | 0 | 0 | 0 | 0 | 0 | 0 | 0 | 0 | 0 | 0 | 0 | 0 | 0 | 0 | 0
F1_Commercial_Small Retail_New_Cooling_Electric_Packaged Terminal HP_E3 | F1 | Commercial | Small Retail | New | Cooling | Electric | Packaged Terminal HP | E3 | CCE | 0 | 0 | 0 | 0 | 0 | 0 | 0 | 0 | 0 | 0 | 0 | 0 | 0 | 0 | 0 | 0 | 0 | 0 | 0 | 0 | 0 | 0 | 0 | 0 | 0 | 0 | 0 | 0 | 0 | 0
F1_Commercial_Small Retail_New_Cooling_Electric_Packaged Terminal HP_E4 | F1 | Commercial | Small Retail | New | Cooling | Electric | Packaged Terminal HP | E4 | CCE | 0 | 0 | 0 | 0 | 0 | 0 | 0 | 0 | 0 | 0 | 0 | 0 | 0 | 0 | 0 | 0 | 0 | 0 | 0 | 0 | 0 | 0 | 0 | 0 | 0 | 0 | 0 | 0 | 0 | 0
F1_Commercial_Small Retail_New_Cooling_Electric_Packaged Terminal HP_E5 | F1 | Commercial | Small Retail | New | Cooling | Electric | Packaged Terminal HP | E5 | CCE | 0 | 0 | 0 | 0 | 0 | 0 | 0 | 0 | 0 | 0 | 0 | 0 | 0 | 0 | 0 | 0 | 0 | 0 | 0 | 0 | 0 | 0 | 0 | 0 | 0 | 0 | 0 | 0 | 0 | 0
F1_Commercial_Small Retail_New_Cooling_Electric_Packaged Terminal HP_E6 | F1 | Commercial | Small Retail | New | Cooling | Electric | Packaged Terminal HP | E6 | CCE | 0 | 0 | 0 | 0 | 0 | 0 | 0 | 0 | 0 | 0 | 0 | 0 | 0 | 0 | 0 | 0 | 0 | 0 | 0 | 0 | 0 | 0 | 0 | 0 | 0 | 0 | 0 | 0 | 0 | 0
F1_Commercial_Small Retail_New_Cooling_Electric_Packaged Terminal HP_E7 | F1 | Commercial | Small Retail | New | Cooling | Electric | Packaged Terminal HP | E7 | CCE | 0 | 0 | 0 | 0 | 0 | 0 | 0 | 0 | 0 | 0 | 0 | 0 | 0 | 0 | 0 | 0 | 0 | 0 | 0 | 0 | 0 | 0 | 0 | 0 | 0 | 0 | 0 | 0 | 0 | 0
F1_Commercial_Small Retail_New_Cooling_Electric_Packaged Terminal HP_E8 | F1 | Commercial | Small Retail | New | Cooling | Electric | Packaged Terminal HP | E8 | CCE | 0 | 0 | 0 | 0 | 0 | 0 | 0 | 0 | 0 | 0 | 0 | 0 | 0 | 0 | 0 | 0 | 0 | 0 | 0 | 0 | 0 | 0 | 0 | 0 | 0 | 0 | 0 | 0 | 0 | 0
F1_Commercial_Small Retail_New_Cooling_Electric_Packaged Terminal HP_E9 | F1 | Commercial | Small Retail | New | Cooling | Electric | Packaged Terminal HP | E9 | CCE | 0 | 0 | 0 | 0 | 0 | 0 | 0 | 0 | 0 | 0 | 0 | 0 | 0 | 0 | 0 | 0 | 0 | 0 | 0 | 0 | 0 | 0 | 0 | 0 | 0 | 0 | 0 | 0 | 0 | 0
F1_Commercial_Small Retail_New_Cooling_Electric_Packaged Terminal HP_E10 | F1 | Commercial | Small Retail | New | Cooling | Electric | Packaged Terminal HP | E10 | CCE | 0 | 0 | 0 | 0 | 0 | 0 | 0 | 0 | 0 | 0 | 0 | 0 | 0 | 0 | 0 | 0 | 0 | 0 | 0 | 0 | 0 | 0 | 0 | 0 | 0 | 0 | 0 | 0 | 0 | 0
F2_Commercial_Small Retail_New_Cooling_Electric_Packaged Terminal HP_E1 | F2 | Commercial | Small Retail | New | Cooling | Electric | Packaged Terminal HP | E1 | TRC BC Ratio | 0 | 0 | 0 | 0 | 0 | 0 | 0 | 0 | 0 | 0 | 0 | 0 | 0 | 0 | 0 | 0 | 0 | 0 | 0 | 0 | 0 | 0 | 0 | 0 | 0 | 0 | 0 | 0 | 0 | 0
F2_Commercial_Small Retail_New_Cooling_Electric_Packaged Terminal HP_E2 | F2 | Commercial | Small Retail | New | Cooling | Electric | Packaged Terminal HP | E2 | TRC BC Ratio | 0 | 0 | 0 | 0 | 0 | 0 | 0 | 0 | 0 | 0 | 0 | 0 | 0 | 0 | 0 | 0 | 0 | 0 | 0 | 0 | 0 | 0 | 0 | 0 | 0 | 0 | 0 | 0 | 0 | 0
F2_Commercial_Small Retail_New_Cooling_Electric_Packaged Terminal HP_E3 | F2 | Commercial | Small Retail | New | Cooling | Electric | Packaged Terminal HP | E3 | TRC BC Ratio | 0 | 0 | 0 | 0 | 0 | 0 | 0 | 0 | 0 | 0 | 0 | 0 | 0 | 0 | 0 | 0 | 0 | 0 | 0 | 0 | 0 | 0 | 0 | 0 | 0 | 0 | 0 | 0 | 0 | 0
F2_Commercial_Small Retail_New_Cooling_Electric_Packaged Terminal HP_E4 | F2 | Commercial | Small Retail | New | Cooling | Electric | Packaged Terminal HP | E4 | TRC BC Ratio | 0 | 0 | 0 | 0 | 0 | 0 | 0 | 0 | 0 | 0 | 0 | 0 | 0 | 0 | 0 | 0 | 0 | 0 | 0 | 0 | 0 | 0 | 0 | 0 | 0 | 0 | 0 | 0 | 0 | 0
F2_Commercial_Small Retail_New_Cooling_Electric_Packaged Terminal HP_E5 | F2 | Commercial | Small Retail | New | Cooling | Electric | Packaged Terminal HP | E5 | TRC BC Ratio | 0 | 0 | 0 | 0 | 0 | 0 | 0 | 0 | 0 | 0 | 0 | 0 | 0 | 0 | 0 | 0 | 0 | 0 | 0 | 0 | 0 | 0 | 0 | 0 | 0 | 0 | 0 | 0 | 0 | 0
F2_Commercial_Small Retail_New_Cooling_Electric_Packaged Terminal HP_E6 | F2 | Commercial | Small Retail | New | Cooling | Electric | Packaged Terminal HP | E6 | TRC BC Ratio | 0 | 0 | 0 | 0 | 0 | 0 | 0 | 0 | 0 | 0 | 0 | 0 | 0 | 0 | 0 | 0 | 0 | 0 | 0 | 0 | 0 | 0 | 0 | 0 | 0 | 0 | 0 | 0 | 0 | 0
F2_Commercial_Small Retail_New_Cooling_Electric_Packaged Terminal HP_E7 | F2 | Commercial | Small Retail | New | Cooling | Electric | Packaged Terminal HP | E7 | TRC BC Ratio | 0 | 0 | 0 | 0 | 0 | 0 | 0 | 0 | 0 | 0 | 0 | 0 | 0 | 0 | 0 | 0 | 0 | 0 | 0 | 0 | 0 | 0 | 0 | 0 | 0 | 0 | 0 | 0 | 0 | 0
F2_Commercial_Small Retail_New_Cooling_Electric_Packaged Terminal HP_E8 | F2 | Commercial | Small Retail | New | Cooling | Electric | Packaged Terminal HP | E8 | TRC BC Ratio | 0 | 0 | 0 | 0 | 0 | 0 | 0 | 0 | 0 | 0 | 0 | 0 | 0 | 0 | 0 | 0 | 0 | 0 | 0 | 0 | 0 | 0 | 0 | 0 | 0 | 0 | 0 | 0 | 0 | 0
F2_Commercial_Small Retail_New_Cooling_Electric_Packaged Terminal HP_E9 | F2 | Commercial | Small Retail | New | Cooling | Electric | Packaged Terminal HP | E9 | TRC BC Ratio | 0 | 0 | 0 | 0 | 0 | 0 | 0 | 0 | 0 | 0 | 0 | 0 | 0 | 0 | 0 | 0 | 0 | 0 | 0 | 0 | 0 | 0 | 0 | 0 | 0 | 0 | 0 | 0 | 0 | 0
F2_Commercial_Small Retail_New_Cooling_Electric_Packaged Terminal HP_E10 | F2 | Commercial | Small Retail | New | Cooling | Electric | Packaged Terminal HP | E10 | TRC BC Ratio | 0 | 0 | 0 | 0 | 0 | 0 | 0 | 0 | 0 | 0 | 0 | 0 | 0 | 0 | 0 | 0 | 0 | 0 | 0 | 0 | 0 | 0 | 0 | 0 | 0 | 0 | 0 | 0 | 0 | 0
F3_Commercial_Small Retail_New_Cooling_Electric_Packaged Terminal HP_E1 | F3 | Commercial | Small Retail | New | Cooling | Electric | Packaged Terminal HP | E1 | PACT BC Ratio | 0 | 0 | 0 | 0 | 0 | 0 | 0 | 0 | 0 | 0 | 0 | 0 | 0 | 0 | 0 | 0 | 0 | 0 | 0 | 0 | 0 | 0 | 0 | 0 | 0 | 0 | 0 | 0 | 0 | 0
F3_Commercial_Small Retail_New_Cooling_Electric_Packaged Terminal HP_E2 | F3 | Commercial | Small Retail | New | Cooling | Electric | Packaged Terminal HP | E2 | PACT BC Ratio | 0 | 0 | 0 | 0 | 0 | 0 | 0 | 0 | 0 | 0 | 0 | 0 | 0 | 0 | 0 | 0 | 0 | 0 | 0 | 0 | 0 | 0 | 0 | 0 | 0 | 0 | 0 | 0 | 0 | 0
F3_Commercial_Small Retail_New_Cooling_Electric_Packaged Terminal HP_E3 | F3 | Commercial | Small Retail | New | Cooling | Electric | Packaged Terminal HP | E3 | PACT BC Ratio | 0 | 0 | 0 | 0 | 0 | 0 | 0 | 0 | 0 | 0 | 0 | 0 | 0 | 0 | 0 | 0 | 0 | 0 | 0 | 0 | 0 | 0 | 0 | 0 | 0 | 0 | 0 | 0 | 0 | 0
F3_Commercial_Small Retail_New_Cooling_Electric_Packaged Terminal HP_E4 | F3 | Commercial | Small Retail | New | Cooling | Electric | Packaged Terminal HP | E4 | PACT BC Ratio | 0 | 0 | 0 | 0 | 0 | 0 | 0 | 0 | 0 | 0 | 0 | 0 | 0 | 0 | 0 | 0 | 0 | 0 | 0 | 0 | 0 | 0 | 0 | 0 | 0 | 0 | 0 | 0 | 0 | 0
F3_Commercial_Small Retail_New_Cooling_Electric_Packaged Terminal HP_E5 | F3 | Commercial | Small Retail | New | Cooling | Electric | Packaged Terminal HP | E5 | PACT BC Ratio | 0 | 0 | 0 | 0 | 0 | 0 | 0 | 0 | 0 | 0 | 0 | 0 | 0 | 0 | 0 | 0 | 0 | 0 | 0 | 0 | 0 | 0 | 0 | 0 | 0 | 0 | 0 | 0 | 0 | 0
F3_Commercial_Small Retail_New_Cooling_Electric_Packaged Terminal HP_E6 | F3 | Commercial | Small Retail | New | Cooling | Electric | Packaged Terminal HP | E6 | PACT BC Ratio | 0 | 0 | 0 | 0 | 0 | 0 | 0 | 0 | 0 | 0 | 0 | 0 | 0 | 0 | 0 | 0 | 0 | 0 | 0 | 0 | 0 | 0 | 0 | 0 | 0 | 0 | 0 | 0 | 0 | 0
F3_Commercial_Small Retail_New_Cooling_Electric_Packaged Terminal HP_E7 | F3 | Commercial | Small Retail | New | Cooling | Electric | Packaged Terminal HP | E7 | PACT BC Ratio | 0 | 0 | 0 | 0 | 0 | 0 | 0 | 0 | 0 | 0 | 0 | 0 | 0 | 0 | 0 | 0 | 0 | 0 | 0 | 0 | 0 | 0 | 0 | 0 | 0 | 0 | 0 | 0 | 0 | 0
F3_Commercial_Small Retail_New_Cooling_Electric_Packaged Terminal HP_E8 | F3 | Commercial | Small Retail | New | Cooling | Electric | Packaged Terminal HP | E8 | PACT BC Ratio | 0 | 0 | 0 | 0 | 0 | 0 | 0 | 0 | 0 | 0 | 0 | 0 | 0 | 0 | 0 | 0 | 0 | 0 | 0 | 0 | 0 | 0 | 0 | 0 | 0 | 0 | 0 | 0 | 0 | 0
F3_Commercial_Small Retail_New_Cooling_Electric_Packaged Terminal HP_E9 | F3 | Commercial | Small Retail | New | Cooling | Electric | Packaged Terminal HP | E9 | PACT BC Ratio | 0 | 0 | 0 | 0 | 0 | 0 | 0 | 0 | 0 | 0 | 0 | 0 | 0 | 0 | 0 | 0 | 0 | 0 | 0 | 0 | 0 | 0 | 0 | 0 | 0 | 0 | 0 | 0 | 0 | 0
F3_Commercial_Small Retail_New_Cooling_Electric_Packaged Terminal HP_E10 | F3 | Commercial | Small Retail | New | Cooling | Electric | Packaged Terminal HP | E10 | PACT BC Ratio | 0 | 0 | 0 | 0 | 0 | 0 | 0 | 0 | 0 | 0 | 0 | 0 | 0 | 0 | 0 | 0 | 0 | 0 | 0 | 0 | 0 | 0 | 0 | 0 | 0 | 0 | 0 | 0 | 0 | 0
F4_Commercial_Small Retail_New_Cooling_Electric_Packaged Terminal HP_E1 | F4 | Commercial | Small Retail | New | Cooling | Electric | Packaged Terminal HP | E1 | RVT BC Ratio | 0 | 0 | 0 | 0 | 0 | 0 | 0 | 0 | 0 | 0 | 0 | 0 | 0 | 0 | 0 | 0 | 0 | 0 | 0 | 0 | 0 | 0 | 0 | 0 | 0 | 0 | 0 | 0 | 0 | 0
F4_Commercial_Small Retail_New_Cooling_Electric_Packaged Terminal HP_E2 | F4 | Commercial | Small Retail | New | Cooling | Electric | Packaged Terminal HP | E2 | RVT BC Ratio | 0 | 0 | 0 | 0 | 0 | 0 | 0 | 0 | 0 | 0 | 0 | 0 | 0 | 0 | 0 | 0 | 0 | 0 | 0 | 0 | 0 | 0 | 0 | 0 | 0 | 0 | 0 | 0 | 0 | 0
F4_Commercial_Small Retail_New_Cooling_Electric_Packaged Terminal HP_E3 | F4 | Commercial | Small Retail | New | Cooling | Electric | Packaged Terminal HP | E3 | RVT BC Ratio | 0 | 0 | 0 | 0 | 0 | 0 | 0 | 0 | 0 | 0 | 0 | 0 | 0 | 0 | 0 | 0 | 0 | 0 | 0 | 0 | 0 | 0 | 0 | 0 | 0 | 0 | 0 | 0 | 0 | 0
F4_Commercial_Small Retail_New_Cooling_Electric_Packaged Terminal HP_E4 | F4 | Commercial | Small Retail | New | Cooling | Electric | Packaged Terminal HP | E4 | RVT BC Ratio | 0 | 0 | 0 | 0 | 0 | 0 | 0 | 0 | 0 | 0 | 0 | 0 | 0 | 0 | 0 | 0 | 0 | 0 | 0 | 0 | 0 | 0 | 0 | 0 | 0 | 0 | 0 | 0 | 0 | 0
F4_Commercial_Small Retail_New_Cooling_Electric_Packaged Terminal HP_E5 | F4 | Commercial | Small Retail | New | Cooling | Electric | Packaged Terminal HP | E5 | RVT BC Ratio | 0 | 0 | 0 | 0 | 0 | 0 | 0 | 0 | 0 | 0 | 0 | 0 | 0 | 0 | 0 | 0 | 0 | 0 | 0 | 0 | 0 | 0 | 0 | 0 | 0 | 0 | 0 | 0 | 0 | 0
F4_Commercial_Small Retail_New_Cooling_Electric_Packaged Terminal HP_E6 | F4 | Commercial | Small Retail | New | Cooling | Electric | Packaged Terminal HP | E6 | RVT BC Ratio | 0 | 0 | 0 | 0 | 0 | 0 | 0 | 0 | 0 | 0 | 0 | 0 | 0 | 0 | 0 | 0 | 0 | 0 | 0 | 0 | 0 | 0 | 0 | 0 | 0 | 0 | 0 | 0 | 0 | 0
F4_Commercial_Small Retail_New_Cooling_Electric_Packaged Terminal HP_E7 | F4 | Commercial | Small Retail | New | Cooling | Electric | Packaged Terminal HP | E7 | RVT BC Ratio | 0 | 0 | 0 | 0 | 0 | 0 | 0 | 0 | 0 | 0 | 0 | 0 | 0 | 0 | 0 | 0 | 0 | 0 | 0 | 0 | 0 | 0 | 0 | 0 | 0 | 0 | 0 | 0 | 0 | 0
F4_Commercial_Small Retail_New_Cooling_Electric_Packaged Terminal HP_E8 | F4 | Commercial | Small Retail | New | Cooling | Electric | Packaged Terminal HP | E8 | RVT BC Ratio | 0 | 0 | 0 | 0 | 0 | 0 | 0 | 0 | 0 | 0 | 0 | 0 | 0 | 0 | 0 | 0 | 0 | 0 | 0 | 0 | 0 | 0 | 0 | 0 | 0 | 0 | 0 | 0 | 0 | 0
F4_Commercial_Small Retail_New_Cooling_Electric_Packaged Terminal HP_E9 | F4 | Commercial | Small Retail | New | Cooling | Electric | Packaged Terminal HP | E9 | RVT BC Ratio | 0 | 0 | 0 | 0 | 0 | 0 | 0 | 0 | 0 | 0 | 0 | 0 | 0 | 0 | 0 | 0 | 0 | 0 | 0 | 0 | 0 | 0 | 0 | 0 | 0 | 0 | 0 | 0 | 0 | 0
F4_Commercial_Small Retail_New_Cooling_Electric_Packaged Terminal HP_E10 | F4 | Commercial | Small Retail | New | Cooling | Electric | Packaged Terminal HP | E10 | RVT BC Ratio | 0 | 0 | 0 | 0 | 0 | 0 | 0 | 0 | 0 | 0 | 0 | 0 | 0 | 0 | 0 | 0 | 0 | 0 | 0 | 0 | 0 | 0 | 0 | 0 | 0 | 0 | 0 | 0 | 0 | 0
F5_Commercial_Small Retail_New_Cooling_Electric_Packaged Terminal HP_E1 | F5 | Commercial | Small Retail | New | Cooling | Electric | Packaged Terminal HP | E1 | RIM BC Ratio | 0 | 0 | 0 | 0 | 0 | 0 | 0 | 0 | 0 | 0 | 0 | 0 | 0 | 0 | 0 | 0 | 0 | 0 | 0 | 0 | 0 | 0 | 0 | 0 | 0 | 0 | 0 | 0 | 0 | 0
F5_Commercial_Small Retail_New_Cooling_Electric_Packaged Terminal HP_E2 | F5 | Commercial | Small Retail | New | Cooling | Electric | Packaged Terminal HP | E2 | RIM BC Ratio | 0 | 0 | 0 | 0 | 0 | 0 | 0 | 0 | 0 | 0 | 0 | 0 | 0 | 0 | 0 | 0 | 0 | 0 | 0 | 0 | 0 | 0 | 0 | 0 | 0 | 0 | 0 | 0 | 0 | 0
F5_Commercial_Small Retail_New_Cooling_Electric_Packaged Terminal HP_E3 | F5 | Commercial | Small Retail | New | Cooling | Electric | Packaged Terminal HP | E3 | RIM BC Ratio | 0 | 0 | 0 | 0 | 0 | 0 | 0 | 0 | 0 | 0 | 0 | 0 | 0 | 0 | 0 | 0 | 0 | 0 | 0 | 0 | 0 | 0 | 0 | 0 | 0 | 0 | 0 | 0 | 0 | 0
F5_Commercial_Small Retail_New_Cooling_Electric_Packaged Terminal HP_E4 | F5 | Commercial | Small Retail | New | Cooling | Electric | Packaged Terminal HP | E4 | RIM BC Ratio | 0 | 0 | 0 | 0 | 0 | 0 | 0 | 0 | 0 | 0 | 0 | 0 | 0 | 0 | 0 | 0 | 0 | 0 | 0 | 0 | 0 | 0 | 0 | 0 | 0 | 0 | 0 | 0 | 0 | 0
F5_Commercial_Small Retail_New_Cooling_Electric_Packaged Terminal HP_E5 | F5 | Commercial | Small Retail | New | Cooling | Electric | Packaged Terminal HP | E5 | RIM BC Ratio | 0 | 0 | 0 | 0 | 0 | 0 | 0 | 0 | 0 | 0 | 0 | 0 | 0 | 0 | 0 | 0 | 0 | 0 | 0 | 0 | 0 | 0 | 0 | 0 | 0 | 0 | 0 | 0 | 0 | 0
F5_Commercial_Small Retail_New_Cooling_Electric_Packaged Terminal HP_E6 | F5 | Commercial | Small Retail | New | Cooling | Electric | Packaged Terminal HP | E6 | RIM BC Ratio | 0 | 0 | 0 | 0 | 0 | 0 | 0 | 0 | 0 | 0 | 0 | 0 | 0 | 0 | 0 | 0 | 0 | 0 | 0 | 0 | 0 | 0 | 0 | 0 | 0 | 0 | 0 | 0 | 0 | 0
F5_Commercial_Small Retail_New_Cooling_Electric_Packaged Terminal HP_E7 | F5 | Commercial | Small Retail | New | Cooling | Electric | Packaged Terminal HP | E7 | RIM BC Ratio | 0 | 0 | 0 | 0 | 0 | 0 | 0 | 0 | 0 | 0 | 0 | 0 | 0 | 0 | 0 | 0 | 0 | 0 | 0 | 0 | 0 | 0 | 0 | 0 | 0 | 0 | 0 | 0 | 0 | 0
F5_Commercial_Small Retail_New_Cooling_Electric_Packaged Terminal HP_E8 | F5 | Commercial | Small Retail | New | Cooling | Electric | Packaged Terminal HP | E8 | RIM BC Ratio | 0 | 0 | 0 | 0 | 0 | 0 | 0 | 0 | 0 | 0 | 0 | 0 | 0 | 0 | 0 | 0 | 0 | 0 | 0 | 0 | 0 | 0 | 0 | 0 | 0 | 0 | 0 | 0 | 0 | 0
F5_Commercial_Small Retail_New_Cooling_Electric_Packaged Terminal HP_E9 | F5 | Commercial | Small Retail | New | Cooling | Electric | Packaged Terminal HP | E9 | RIM BC Ratio | 0 | 0 | 0 | 0 | 0 | 0 | 0 | 0 | 0 | 0 | 0 | 0 | 0 | 0 | 0 | 0 | 0 | 0 | 0 | 0 | 0 | 0 | 0 | 0 | 0 | 0 | 0 | 0 | 0 | 0
F5_Commercial_Small Retail_New_Cooling_Electric_Packaged Terminal HP_E10 | F5 | Commercial | Small Retail | New | Cooling | Electric | Packaged Terminal HP | E10 | RIM BC Ratio | 0 | 0 | 0 | 0 | 0 | 0 | 0 | 0 | 0 | 0 | 0 | 0 | 0 | 0 | 0 | 0 | 0 | 0 | 0 | 0 | 0 | 0 | 0 | 0 | 0 | 0 | 0 | 0 | 0 | 0
F0_Commercial_Small Retail_New_Cooling_Electric_Evaporative Central AC_E0 | F0 | Commercial | Small Retail | New | Cooling | Electric | Evaporative Central AC | E0 | Economic Unit | 0 | 0 | 0 | 0 | 0 | 0 | 0 | 0 | 0 | 0 | 0 | 0 | 0 | 0 | 0 | 0 | 0 | 0 | 0 | 0 | 0 | 0 | 0 | 0 | 0 | 0 | 0 | 0 | 0 | 0
F1_Commercial_Small Retail_New_Cooling_Electric_Evaporative Central AC_E1 | F1 | Commercial | Small Retail | New | Cooling | Electric | Evaporative Central AC | E1 | CCE | 0 | 0 | 0 | 0 | 0 | 0 | 0 | 0 | 0 | 0 | 0 | 0 | 0 | 0 | 0 | 0 | 0 | 0 | 0 | 0 | 0 | 0 | 0 | 0 | 0 | 0 | 0 | 0 | 0 | 0
F1_Commercial_Small Retail_New_Cooling_Electric_Evaporative Central AC_E2 | F1 | Commercial | Small Retail | New | Cooling | Electric | Evaporative Central AC | E2 | CCE | 0 | 0 | 0 | 0 | 0 | 0 | 0 | 0 | 0 | 0 | 0 | 0 | 0 | 0 | 0 | 0 | 0 | 0 | 0 | 0 | 0 | 0 | 0 | 0 | 0 | 0 | 0 | 0 | 0 | 0
F1_Commercial_Small Retail_New_Cooling_Electric_Evaporative Central AC_E3 | F1 | Commercial | Small Retail | New | Cooling | Electric | Evaporative Central AC | E3 | CCE | 0 | 0 | 0 | 0 | 0 | 0 | 0 | 0 | 0 | 0 | 0 | 0 | 0 | 0 | 0 | 0 | 0 | 0 | 0 | 0 | 0 | 0 | 0 | 0 | 0 | 0 | 0 | 0 | 0 | 0
F1_Commercial_Small Retail_New_Cooling_Electric_Evaporative Central AC_E4 | F1 | Commercial | Small Retail | New | Cooling | Electric | Evaporative Central AC | E4 | CCE | 0 | 0 | 0 | 0 | 0 | 0 | 0 | 0 | 0 | 0 | 0 | 0 | 0 | 0 | 0 | 0 | 0 | 0 | 0 | 0 | 0 | 0 | 0 | 0 | 0 | 0 | 0 | 0 | 0 | 0
F1_Commercial_Small Retail_New_Cooling_Electric_Evaporative Central AC_E5 | F1 | Commercial | Small Retail | New | Cooling | Electric | Evaporative Central AC | E5 | CCE | 0 | 0 | 0 | 0 | 0 | 0 | 0 | 0 | 0 | 0 | 0 | 0 | 0 | 0 | 0 | 0 | 0 | 0 | 0 | 0 | 0 | 0 | 0 | 0 | 0 | 0 | 0 | 0 | 0 | 0
F1_Commercial_Small Retail_New_Cooling_Electric_Evaporative Central AC_E6 | F1 | Commercial | Small Retail | New | Cooling | Electric | Evaporative Central AC | E6 | CCE | 0 | 0 | 0 | 0 | 0 | 0 | 0 | 0 | 0 | 0 | 0 | 0 | 0 | 0 | 0 | 0 | 0 | 0 | 0 | 0 | 0 | 0 | 0 | 0 | 0 | 0 | 0 | 0 | 0 | 0
F1_Commercial_Small Retail_New_Cooling_Electric_Evaporative Central AC_E7 | F1 | Commercial | Small Retail | New | Cooling | Electric | Evaporative Central AC | E7 | CCE | 0 | 0 | 0 | 0 | 0 | 0 | 0 | 0 | 0 | 0 | 0 | 0 | 0 | 0 | 0 | 0 | 0 | 0 | 0 | 0 | 0 | 0 | 0 | 0 | 0 | 0 | 0 | 0 | 0 | 0
F1_Commercial_Small Retail_New_Cooling_Electric_Evaporative Central AC_E8 | F1 | Commercial | Small Retail | New | Cooling | Electric | Evaporative Central AC | E8 | CCE | 0 | 0 | 0 | 0 | 0 | 0 | 0 | 0 | 0 | 0 | 0 | 0 | 0 | 0 | 0 | 0 | 0 | 0 | 0 | 0 | 0 | 0 | 0 | 0 | 0 | 0 | 0 | 0 | 0 | 0
F1_Commercial_Small Retail_New_Cooling_Electric_Evaporative Central AC_E9 | F1 | Commercial | Small Retail | New | Cooling | Electric | Evaporative Central AC | E9 | CCE | 0 | 0 | 0 | 0 | 0 | 0 | 0 | 0 | 0 | 0 | 0 | 0 | 0 | 0 | 0 | 0 | 0 | 0 | 0 | 0 | 0 | 0 | 0 | 0 | 0 | 0 | 0 | 0 | 0 | 0
F1_Commercial_Small Retail_New_Cooling_Electric_Evaporative Central AC_E10 | F1 | Commercial | Small Retail | New | Cooling | Electric | Evaporative Central AC | E10 | CCE | 0 | 0 | 0 | 0 | 0 | 0 | 0 | 0 | 0 | 0 | 0 | 0 | 0 | 0 | 0 | 0 | 0 | 0 | 0 | 0 | 0 | 0 | 0 | 0 | 0 | 0 | 0 | 0 | 0 | 0
F2_Commercial_Small Retail_New_Cooling_Electric_Evaporative Central AC_E1 | F2 | Commercial | Small Retail | New | Cooling | Electric | Evaporative Central AC | E1 | TRC BC Ratio | 0 | 0 | 0 | 0 | 0 | 0 | 0 | 0 | 0 | 0 | 0 | 0 | 0 | 0 | 0 | 0 | 0 | 0 | 0 | 0 | 0 | 0 | 0 | 0 | 0 | 0 | 0 | 0 | 0 | 0
F2_Commercial_Small Retail_New_Cooling_Electric_Evaporative Central AC_E2 | F2 | Commercial | Small Retail | New | Cooling | Electric | Evaporative Central AC | E2 | TRC BC Ratio | 0 | 0 | 0 | 0 | 0 | 0 | 0 | 0 | 0 | 0 | 0 | 0 | 0 | 0 | 0 | 0 | 0 | 0 | 0 | 0 | 0 | 0 | 0 | 0 | 0 | 0 | 0 | 0 | 0 | 0
F2_Commercial_Small Retail_New_Cooling_Electric_Evaporative Central AC_E3 | F2 | Commercial | Small Retail | New | Cooling | Electric | Evaporative Central AC | E3 | TRC BC Ratio | 0 | 0 | 0 | 0 | 0 | 0 | 0 | 0 | 0 | 0 | 0 | 0 | 0 | 0 | 0 | 0 | 0 | 0 | 0 | 0 | 0 | 0 | 0 | 0 | 0 | 0 | 0 | 0 | 0 | 0
F2_Commercial_Small Retail_New_Cooling_Electric_Evaporative Central AC_E4 | F2 | Commercial | Small Retail | New | Cooling | Electric | Evaporative Central AC | E4 | TRC BC Ratio | 0 | 0 | 0 | 0 | 0 | 0 | 0 | 0 | 0 | 0 | 0 | 0 | 0 | 0 | 0 | 0 | 0 | 0 | 0 | 0 | 0 | 0 | 0 | 0 | 0 | 0 | 0 | 0 | 0 | 0
F2_Commercial_Small Retail_New_Cooling_Electric_Evaporative Central AC_E5 | F2 | Commercial | Small Retail | New | Cooling | Electric | Evaporative Central AC | E5 | TRC BC Ratio | 0 | 0 | 0 | 0 | 0 | 0 | 0 | 0 | 0 | 0 | 0 | 0 | 0 | 0 | 0 | 0 | 0 | 0 | 0 | 0 | 0 | 0 | 0 | 0 | 0 | 0 | 0 | 0 | 0 | 0
F2_Commercial_Small Retail_New_Cooling_Electric_Evaporative Central AC_E6 | F2 | Commercial | Small Retail | New | Cooling | Electric | Evaporative Central AC | E6 | TRC BC Ratio | 0 | 0 | 0 | 0 | 0 | 0 | 0 | 0 | 0 | 0 | 0 | 0 | 0 | 0 | 0 | 0 | 0 | 0 | 0 | 0 | 0 | 0 | 0 | 0 | 0 | 0 | 0 | 0 | 0 | 0
F2_Commercial_Small Retail_New_Cooling_Electric_Evaporative Central AC_E7 | F2 | Commercial | Small Retail | New | Cooling | Electric | Evaporative Central AC | E7 | TRC BC Ratio | 0 | 0 | 0 | 0 | 0 | 0 | 0 | 0 | 0 | 0 | 0 | 0 | 0 | 0 | 0 | 0 | 0 | 0 | 0 | 0 | 0 | 0 | 0 | 0 | 0 | 0 | 0 | 0 | 0 | 0
F2_Commercial_Small Retail_New_Cooling_Electric_Evaporative Central AC_E8 | F2 | Commercial | Small Retail | New | Cooling | Electric | Evaporative Central AC | E8 | TRC BC Ratio | 0 | 0 | 0 | 0 | 0 | 0 | 0 | 0 | 0 | 0 | 0 | 0 | 0 | 0 | 0 | 0 | 0 | 0 | 0 | 0 | 0 | 0 | 0 | 0 | 0 | 0 | 0 | 0 | 0 | 0
F2_Commercial_Small Retail_New_Cooling_Electric_Evaporative Central AC_E9 | F2 | Commercial | Small Retail | New | Cooling | Electric | Evaporative Central AC | E9 | TRC BC Ratio | 0 | 0 | 0 | 0 | 0 | 0 | 0 | 0 | 0 | 0 | 0 | 0 | 0 | 0 | 0 | 0 | 0 | 0 | 0 | 0 | 0 | 0 | 0 | 0 | 0 | 0 | 0 | 0 | 0 | 0
F2_Commercial_Small Retail_New_Cooling_Electric_Evaporative Central AC_E10 | F2 | Commercial | Small Retail | New | Cooling | Electric | Evaporative Central AC | E10 | TRC BC Ratio | 0 | 0 | 0 | 0 | 0 | 0 | 0 | 0 | 0 | 0 | 0 | 0 | 0 | 0 | 0 | 0 | 0 | 0 | 0 | 0 | 0 | 0 | 0 | 0 | 0 | 0 | 0 | 0 | 0 | 0
F3_Commercial_Small Retail_New_Cooling_Electric_Evaporative Central AC_E1 | F3 | Commercial | Small Retail | New | Cooling | Electric | Evaporative Central AC | E1 | PACT BC Ratio | 0 | 0 | 0 | 0 | 0 | 0 | 0 | 0 | 0 | 0 | 0 | 0 | 0 | 0 | 0 | 0 | 0 | 0 | 0 | 0 | 0 | 0 | 0 | 0 | 0 | 0 | 0 | 0 | 0 | 0
F3_Commercial_Small Retail_New_Cooling_Electric_Evaporative Central AC_E2 | F3 | Commercial | Small Retail | New | Cooling | Electric | Evaporative Central AC | E2 | PACT BC Ratio | 0 | 0 | 0 | 0 | 0 | 0 | 0 | 0 | 0 | 0 | 0 | 0 | 0 | 0 | 0 | 0 | 0 | 0 | 0 | 0 | 0 | 0 | 0 | 0 | 0 | 0 | 0 | 0 | 0 | 0
F3_Commercial_Small Retail_New_Cooling_Electric_Evaporative Central AC_E3 | F3 | Commercial | Small Retail | New | Cooling | Electric | Evaporative Central AC | E3 | PACT BC Ratio | 0 | 0 | 0 | 0 | 0 | 0 | 0 | 0 | 0 | 0 | 0 | 0 | 0 | 0 | 0 | 0 | 0 | 0 | 0 | 0 | 0 | 0 | 0 | 0 | 0 | 0 | 0 | 0 | 0 | 0
F3_Commercial_Small Retail_New_Cooling_Electric_Evaporative Central AC_E4 | F3 | Commercial | Small Retail | New | Cooling | Electric | Evaporative Central AC | E4 | PACT BC Ratio | 0 | 0 | 0 | 0 | 0 | 0 | 0 | 0 | 0 | 0 | 0 | 0 | 0 | 0 | 0 | 0 | 0 | 0 | 0 | 0 | 0 | 0 | 0 | 0 | 0 | 0 | 0 | 0 | 0 | 0
F3_Commercial_Small Retail_New_Cooling_Electric_Evaporative Central AC_E5 | F3 | Commercial | Small Retail | New | Cooling | Electric | Evaporative Central AC | E5 | PACT BC Ratio | 0 | 0 | 0 | 0 | 0 | 0 | 0 | 0 | 0 | 0 | 0 | 0 | 0 | 0 | 0 | 0 | 0 | 0 | 0 | 0 | 0 | 0 | 0 | 0 | 0 | 0 | 0 | 0 | 0 | 0
F3_Commercial_Small Retail_New_Cooling_Electric_Evaporative Central AC_E6 | F3 | Commercial | Small Retail | New | Cooling | Electric | Evaporative Central AC | E6 | PACT BC Ratio | 0 | 0 | 0 | 0 | 0 | 0 | 0 | 0 | 0 | 0 | 0 | 0 | 0 | 0 | 0 | 0 | 0 | 0 | 0 | 0 | 0 | 0 | 0 | 0 | 0 | 0 | 0 | 0 | 0 | 0
F3_Commercial_Small Retail_New_Cooling_Electric_Evaporative Central AC_E7 | F3 | Commercial | Small Retail | New | Cooling | Electric | Evaporative Central AC | E7 | PACT BC Ratio | 0 | 0 | 0 | 0 | 0 | 0 | 0 | 0 | 0 | 0 | 0 | 0 | 0 | 0 | 0 | 0 | 0 | 0 | 0 | 0 | 0 | 0 | 0 | 0 | 0 | 0 | 0 | 0 | 0 | 0
F3_Commercial_Small Retail_New_Cooling_Electric_Evaporative Central AC_E8 | F3 | Commercial | Small Retail | New | Cooling | Electric | Evaporative Central AC | E8 | PACT BC Ratio | 0 | 0 | 0 | 0 | 0 | 0 | 0 | 0 | 0 | 0 | 0 | 0 | 0 | 0 | 0 | 0 | 0 | 0 | 0 | 0 | 0 | 0 | 0 | 0 | 0 | 0 | 0 | 0 | 0 | 0
F3_Commercial_Small Retail_New_Cooling_Electric_Evaporative Central AC_E9 | F3 | Commercial | Small Retail | New | Cooling | Electric | Evaporative Central AC | E9 | PACT BC Ratio | 0 | 0 | 0 | 0 | 0 | 0 | 0 | 0 | 0 | 0 | 0 | 0 | 0 | 0 | 0 | 0 | 0 | 0 | 0 | 0 | 0 | 0 | 0 | 0 | 0 | 0 | 0 | 0 | 0 | 0
F3_Commercial_Small Retail_New_Cooling_Electric_Evaporative Central AC_E10 | F3 | Commercial | Small Retail | New | Cooling | Electric | Evaporative Central AC | E10 | PACT BC Ratio | 0 | 0 | 0 | 0 | 0 | 0 | 0 | 0 | 0 | 0 | 0 | 0 | 0 | 0 | 0 | 0 | 0 | 0 | 0 | 0 | 0 | 0 | 0 | 0 | 0 | 0 | 0 | 0 | 0 | 0
F4_Commercial_Small Retail_New_Cooling_Electric_Evaporative Central AC_E1 | F4 | Commercial | Small Retail | New | Cooling | Electric | Evaporative Central AC | E1 | RVT BC Ratio | 0 | 0 | 0 | 0 | 0 | 0 | 0 | 0 | 0 | 0 | 0 | 0 | 0 | 0 | 0 | 0 | 0 | 0 | 0 | 0 | 0 | 0 | 0 | 0 | 0 | 0 | 0 | 0 | 0 | 0
F4_Commercial_Small Retail_New_Cooling_Electric_Evaporative Central AC_E2 | F4 | Commercial | Small Retail | New | Cooling | Electric | Evaporative Central AC | E2 | RVT BC Ratio | 0 | 0 | 0 | 0 | 0 | 0 | 0 | 0 | 0 | 0 | 0 | 0 | 0 | 0 | 0 | 0 | 0 | 0 | 0 | 0 | 0 | 0 | 0 | 0 | 0 | 0 | 0 | 0 | 0 | 0
F4_Commercial_Small Retail_New_Cooling_Electric_Evaporative Central AC_E3 | F4 | Commercial | Small Retail | New | Cooling | Electric | Evaporative Central AC | E3 | RVT BC Ratio | 0 | 0 | 0 | 0 | 0 | 0 | 0 | 0 | 0 | 0 | 0 | 0 | 0 | 0 | 0 | 0 | 0 | 0 | 0 | 0 | 0 | 0 | 0 | 0 | 0 | 0 | 0 | 0 | 0 | 0
F4_Commercial_Small Retail_New_Cooling_Electric_Evaporative Central AC_E4 | F4 | Commercial | Small Retail | New | Cooling | Electric | Evaporative Central AC | E4 | RVT BC Ratio | 0 | 0 | 0 | 0 | 0 | 0 | 0 | 0 | 0 | 0 | 0 | 0 | 0 | 0 | 0 | 0 | 0 | 0 | 0 | 0 | 0 | 0 | 0 | 0 | 0 | 0 | 0 | 0 | 0 | 0
F4_Commercial_Small Retail_New_Cooling_Electric_Evaporative Central AC_E5 | F4 | Commercial | Small Retail | New | Cooling | Electric | Evaporative Central AC | E5 | RVT BC Ratio | 0 | 0 | 0 | 0 | 0 | 0 | 0 | 0 | 0 | 0 | 0 | 0 | 0 | 0 | 0 | 0 | 0 | 0 | 0 | 0 | 0 | 0 | 0 | 0 | 0 | 0 | 0 | 0 | 0 | 0
F4_Commercial_Small Retail_New_Cooling_Electric_Evaporative Central AC_E6 | F4 | Commercial | Small Retail | New | Cooling | Electric | Evaporative Central AC | E6 | RVT BC Ratio | 0 | 0 | 0 | 0 | 0 | 0 | 0 | 0 | 0 | 0 | 0 | 0 | 0 | 0 | 0 | 0 | 0 | 0 | 0 | 0 | 0 | 0 | 0 | 0 | 0 | 0 | 0 | 0 | 0 | 0
F4_Commercial_Small Retail_New_Cooling_Electric_Evaporative Central AC_E7 | F4 | Commercial | Small Retail | New | Cooling | Electric | Evaporative Central AC | E7 | RVT BC Ratio | 0 | 0 | 0 | 0 | 0 | 0 | 0 | 0 | 0 | 0 | 0 | 0 | 0 | 0 | 0 | 0 | 0 | 0 | 0 | 0 | 0 | 0 | 0 | 0 | 0 | 0 | 0 | 0 | 0 | 0
F4_Commercial_Small Retail_New_Cooling_Electric_Evaporative Central AC_E8 | F4 | Commercial | Small Retail | New | Cooling | Electric | Evaporative Central AC | E8 | RVT BC Ratio | 0 | 0 | 0 | 0 | 0 | 0 | 0 | 0 | 0 | 0 | 0 | 0 | 0 | 0 | 0 | 0 | 0 | 0 | 0 | 0 | 0 | 0 | 0 | 0 | 0 | 0 | 0 | 0 | 0 | 0
F4_Commercial_Small Retail_New_Cooling_Electric_Evaporative Central AC_E9 | F4 | Commercial | Small Retail | New | Cooling | Electric | Evaporative Central AC | E9 | RVT BC Ratio | 0 | 0 | 0 | 0 | 0 | 0 | 0 | 0 | 0 | 0 | 0 | 0 | 0 | 0 | 0 | 0 | 0 | 0 | 0 | 0 | 0 | 0 | 0 | 0 | 0 | 0 | 0 | 0 | 0 | 0
F4_Commercial_Small Retail_New_Cooling_Electric_Evaporative Central AC_E10 | F4 | Commercial | Small Retail | New | Cooling | Electric | Evaporative Central AC | E10 | RVT BC Ratio | 0 | 0 | 0 | 0 | 0 | 0 | 0 | 0 | 0 | 0 | 0 | 0 | 0 | 0 | 0 | 0 | 0 | 0 | 0 | 0 | 0 | 0 | 0 | 0 | 0 | 0 | 0 | 0 | 0 | 0
F5_Commercial_Small Retail_New_Cooling_Electric_Evaporative Central AC_E1 | F5 | Commercial | Small Retail | New | Cooling | Electric | Evaporative Central AC | E1 | RIM BC Ratio | 0 | 0 | 0 | 0 | 0 | 0 | 0 | 0 | 0 | 0 | 0 | 0 | 0 | 0 | 0 | 0 | 0 | 0 | 0 | 0 | 0 | 0 | 0 | 0 | 0 | 0 | 0 | 0 | 0 | 0
F5_Commercial_Small Retail_New_Cooling_Electric_Evaporative Central AC_E2 | F5 | Commercial | Small Retail | New | Cooling | Electric | Evaporative Central AC | E2 | RIM BC Ratio | 0 | 0 | 0 | 0 | 0 | 0 | 0 | 0 | 0 | 0 | 0 | 0 | 0 | 0 | 0 | 0 | 0 | 0 | 0 | 0 | 0 | 0 | 0 | 0 | 0 | 0 | 0 | 0 | 0 | 0
F5_Commercial_Small Retail_New_Cooling_Electric_Evaporative Central AC_E3 | F5 | Commercial | Small Retail | New | Cooling | Electric | Evaporative Central AC | E3 | RIM BC Ratio | 0 | 0 | 0 | 0 | 0 | 0 | 0 | 0 | 0 | 0 | 0 | 0 | 0 | 0 | 0 | 0 | 0 | 0 | 0 | 0 | 0 | 0 | 0 | 0 | 0 | 0 | 0 | 0 | 0 | 0
F5_Commercial_Small Retail_New_Cooling_Electric_Evaporative Central AC_E4 | F5 | Commercial | Small Retail | New | Cooling | Electric | Evaporative Central AC | E4 | RIM BC Ratio | 0 | 0 | 0 | 0 | 0 | 0 | 0 | 0 | 0 | 0 | 0 | 0 | 0 | 0 | 0 | 0 | 0 | 0 | 0 | 0 | 0 | 0 | 0 | 0 | 0 | 0 | 0 | 0 | 0 | 0
F5_Commercial_Small Retail_New_Cooling_Electric_Evaporative Central AC_E5 | F5 | Commercial | Small Retail | New | Cooling | Electric | Evaporative Central AC | E5 | RIM BC Ratio | 0 | 0 | 0 | 0 | 0 | 0 | 0 | 0 | 0 | 0 | 0 | 0 | 0 | 0 | 0 | 0 | 0 | 0 | 0 | 0 | 0 | 0 | 0 | 0 | 0 | 0 | 0 | 0 | 0 | 0
F5_Commercial_Small Retail_New_Cooling_Electric_Evaporative Central AC_E6 | F5 | Commercial | Small Retail | New | Cooling | Electric | Evaporative Central AC | E6 | RIM BC Ratio | 0 | 0 | 0 | 0 | 0 | 0 | 0 | 0 | 0 | 0 | 0 | 0 | 0 | 0 | 0 | 0 | 0 | 0 | 0 | 0 | 0 | 0 | 0 | 0 | 0 | 0 | 0 | 0 | 0 | 0
F5_Commercial_Small Retail_New_Cooling_Electric_Evaporative Central AC_E7 | F5 | Commercial | Small Retail | New | Cooling | Electric | Evaporative Central AC | E7 | RIM BC Ratio | 0 | 0 | 0 | 0 | 0 | 0 | 0 | 0 | 0 | 0 | 0 | 0 | 0 | 0 | 0 | 0 | 0 | 0 | 0 | 0 | 0 | 0 | 0 | 0 | 0 | 0 | 0 | 0 | 0 | 0
F5_Commercial_Small Retail_New_Cooling_Electric_Evaporative Central AC_E8 | F5 | Commercial | Small Retail | New | Cooling | Electric | Evaporative Central AC | E8 | RIM BC Ratio | 0 | 0 | 0 | 0 | 0 | 0 | 0 | 0 | 0 | 0 | 0 | 0 | 0 | 0 | 0 | 0 | 0 | 0 | 0 | 0 | 0 | 0 | 0 | 0 | 0 | 0 | 0 | 0 | 0 | 0
F5_Commercial_Small Retail_New_Cooling_Electric_Evaporative Central AC_E9 | F5 | Commercial | Small Retail | New | Cooling | Electric | Evaporative Central AC | E9 | RIM BC Ratio | 0 | 0 | 0 | 0 | 0 | 0 | 0 | 0 | 0 | 0 | 0 | 0 | 0 | 0 | 0 | 0 | 0 | 0 | 0 | 0 | 0 | 0 | 0 | 0 | 0 | 0 | 0 | 0 | 0 | 0
F5_Commercial_Small Retail_New_Cooling_Electric_Evaporative Central AC_E10 | F5 | Commercial | Small Retail | New | Cooling | Electric | Evaporative Central AC | E10 | RIM BC Ratio | 0 | 0 | 0 | 0 | 0 | 0 | 0 | 0 | 0 | 0 | 0 | 0 | 0 | 0 | 0 | 0 | 0 | 0 | 0 | 0 | 0 | 0 | 0 | 0 | 0 | 0 | 0 | 0 | 0 | 0
F0_Commercial_Small Retail_New_Cooling_Electric_Air-Source Heat Pump_E0 | F0 | Commercial | Small Retail | New | Cooling | Electric | Air-Source Heat Pump | E0 | Economic Unit | 0 | 0 | 0 | 0 | 0 | 0 | 0 | 0 | 0 | 0 | 0 | 0 | 0 | 0 | 0 | 0 | 0 | 0 | 0 | 0 | 0 | 0 | 0 | 0 | 0 | 0 | 0 | 0 | 0 | 0
F1_Commercial_Small Retail_New_Cooling_Electric_Air-Source Heat Pump_E1 | F1 | Commercial | Small Retail | New | Cooling | Electric | Air-Source Heat Pump | E1 | CCE | 0 | 0 | 0 | 0 | 0 | 0 | 0 | 0 | 0 | 0 | 0 | 0 | 0 | 0 | 0 | 0 | 0 | 0 | 0 | 0 | 0 | 0 | 0 | 0 | 0 | 0 | 0 | 0 | 0 | 0
F1_Commercial_Small Retail_New_Cooling_Electric_Air-Source Heat Pump_E2 | F1 | Commercial | Small Retail | New | Cooling | Electric | Air-Source Heat Pump | E2 | CCE | 0 | 0 | 0 | 0 | 0 | 0 | 0 | 0 | 0 | 0 | 0 | 0 | 0 | 0 | 0 | 0 | 0 | 0 | 0 | 0 | 0 | 0 | 0 | 0 | 0 | 0 | 0 | 0 | 0 | 0
F1_Commercial_Small Retail_New_Cooling_Electric_Air-Source Heat Pump_E3 | F1 | Commercial | Small Retail | New | Cooling | Electric | Air-Source Heat Pump | E3 | CCE | 0 | 0 | 0 | 0 | 0 | 0 | 0 | 0 | 0 | 0 | 0 | 0 | 0 | 0 | 0 | 0 | 0 | 0 | 0 | 0 | 0 | 0 | 0 | 0 | 0 | 0 | 0 | 0 | 0 | 0
F1_Commercial_Small Retail_New_Cooling_Electric_Air-Source Heat Pump_E4 | F1 | Commercial | Small Retail | New | Cooling | Electric | Air-Source Heat Pump | E4 | CCE | 0 | 0 | 0 | 0 | 0 | 0 | 0 | 0 | 0 | 0 | 0 | 0 | 0 | 0 | 0 | 0 | 0 | 0 | 0 | 0 | 0 | 0 | 0 | 0 | 0 | 0 | 0 | 0 | 0 | 0
F1_Commercial_Small Retail_New_Cooling_Electric_Air-Source Heat Pump_E5 | F1 | Commercial | Small Retail | New | Cooling | Electric | Air-Source Heat Pump | E5 | CCE | 0 | 0 | 0 | 0 | 0 | 0 | 0 | 0 | 0 | 0 | 0 | 0 | 0 | 0 | 0 | 0 | 0 | 0 | 0 | 0 | 0 | 0 | 0 | 0 | 0 | 0 | 0 | 0 | 0 | 0
F1_Commercial_Small Retail_New_Cooling_Electric_Air-Source Heat Pump_E6 | F1 | Commercial | Small Retail | New | Cooling | Electric | Air-Source Heat Pump | E6 | CCE | 0 | 0 | 0 | 0 | 0 | 0 | 0 | 0 | 0 | 0 | 0 | 0 | 0 | 0 | 0 | 0 | 0 | 0 | 0 | 0 | 0 | 0 | 0 | 0 | 0 | 0 | 0 | 0 | 0 | 0
F1_Commercial_Small Retail_New_Cooling_Electric_Air-Source Heat Pump_E7 | F1 | Commercial | Small Retail | New | Cooling | Electric | Air-Source Heat Pump | E7 | CCE | 0 | 0 | 0 | 0 | 0 | 0 | 0 | 0 | 0 | 0 | 0 | 0 | 0 | 0 | 0 | 0 | 0 | 0 | 0 | 0 | 0 | 0 | 0 | 0 | 0 | 0 | 0 | 0 | 0 | 0
F1_Commercial_Small Retail_New_Cooling_Electric_Air-Source Heat Pump_E8 | F1 | Commercial | Small Retail | New | Cooling | Electric | Air-Source Heat Pump | E8 | CCE | 0 | 0 | 0 | 0 | 0 | 0 | 0 | 0 | 0 | 0 | 0 | 0 | 0 | 0 | 0 | 0 | 0 | 0 | 0 | 0 | 0 | 0 | 0 | 0 | 0 | 0 | 0 | 0 | 0 | 0
F1_Commercial_Small Retail_New_Cooling_Electric_Air-Source Heat Pump_E9 | F1 | Commercial | Small Retail | New | Cooling | Electric | Air-Source Heat Pump | E9 | CCE | 0 | 0 | 0 | 0 | 0 | 0 | 0 | 0 | 0 | 0 | 0 | 0 | 0 | 0 | 0 | 0 | 0 | 0 | 0 | 0 | 0 | 0 | 0 | 0 | 0 | 0 | 0 | 0 | 0 | 0
F1_Commercial_Small Retail_New_Cooling_Electric_Air-Source Heat Pump_E10 | F1 | Commercial | Small Retail | New | Cooling | Electric | Air-Source Heat Pump | E10 | CCE | 0 | 0 | 0 | 0 | 0 | 0 | 0 | 0 | 0 | 0 | 0 | 0 | 0 | 0 | 0 | 0 | 0 | 0 | 0 | 0 | 0 | 0 | 0 | 0 | 0 | 0 | 0 | 0 | 0 | 0
F2_Commercial_Small Retail_New_Cooling_Electric_Air-Source Heat Pump_E1 | F2 | Commercial | Small Retail | New | Cooling | Electric | Air-Source Heat Pump | E1 | TRC BC Ratio | 0 | 0 | 0 | 0 | 0 | 0 | 0 | 0 | 0 | 0 | 0 | 0 | 0 | 0 | 0 | 0 | 0 | 0 | 0 | 0 | 0 | 0 | 0 | 0 | 0 | 0 | 0 | 0 | 0 | 0
F2_Commercial_Small Retail_New_Cooling_Electric_Air-Source Heat Pump_E2 | F2 | Commercial | Small Retail | New | Cooling | Electric | Air-Source Heat Pump | E2 | TRC BC Ratio | 0 | 0 | 0 | 0 | 0 | 0 | 0 | 0 | 0 | 0 | 0 | 0 | 0 | 0 | 0 | 0 | 0 | 0 | 0 | 0 | 0 | 0 | 0 | 0 | 0 | 0 | 0 | 0 | 0 | 0
F2_Commercial_Small Retail_New_Cooling_Electric_Air-Source Heat Pump_E3 | F2 | Commercial | Small Retail | New | Cooling | Electric | Air-Source Heat Pump | E3 | TRC BC Ratio | 0 | 0 | 0 | 0 | 0 | 0 | 0 | 0 | 0 | 0 | 0 | 0 | 0 | 0 | 0 | 0 | 0 | 0 | 0 | 0 | 0 | 0 | 0 | 0 | 0 | 0 | 0 | 0 | 0 | 0
F2_Commercial_Small Retail_New_Cooling_Electric_Air-Source Heat Pump_E4 | F2 | Commercial | Small Retail | New | Cooling | Electric | Air-Source Heat Pump | E4 | TRC BC Ratio | 0 | 0 | 0 | 0 | 0 | 0 | 0 | 0 | 0 | 0 | 0 | 0 | 0 | 0 | 0 | 0 | 0 | 0 | 0 | 0 | 0 | 0 | 0 | 0 | 0 | 0 | 0 | 0 | 0 | 0
F2_Commercial_Small Retail_New_Cooling_Electric_Air-Source Heat Pump_E5 | F2 | Commercial | Small Retail | New | Cooling | Electric | Air-Source Heat Pump | E5 | TRC BC Ratio | 0 | 0 | 0 | 0 | 0 | 0 | 0 | 0 | 0 | 0 | 0 | 0 | 0 | 0 | 0 | 0 | 0 | 0 | 0 | 0 | 0 | 0 | 0 | 0 | 0 | 0 | 0 | 0 | 0 | 0
F2_Commercial_Small Retail_New_Cooling_Electric_Air-Source Heat Pump_E6 | F2 | Commercial | Small Retail | New | Cooling | Electric | Air-Source Heat Pump | E6 | TRC BC Ratio | 0 | 0 | 0 | 0 | 0 | 0 | 0 | 0 | 0 | 0 | 0 | 0 | 0 | 0 | 0 | 0 | 0 | 0 | 0 | 0 | 0 | 0 | 0 | 0 | 0 | 0 | 0 | 0 | 0 | 0
F2_Commercial_Small Retail_New_Cooling_Electric_Air-Source Heat Pump_E7 | F2 | Commercial | Small Retail | New | Cooling | Electric | Air-Source Heat Pump | E7 | TRC BC Ratio | 0 | 0 | 0 | 0 | 0 | 0 | 0 | 0 | 0 | 0 | 0 | 0 | 0 | 0 | 0 | 0 | 0 | 0 | 0 | 0 | 0 | 0 | 0 | 0 | 0 | 0 | 0 | 0 | 0 | 0
F2_Commercial_Small Retail_New_Cooling_Electric_Air-Source Heat Pump_E8 | F2 | Commercial | Small Retail | New | Cooling | Electric | Air-Source Heat Pump | E8 | TRC BC Ratio | 0 | 0 | 0 | 0 | 0 | 0 | 0 | 0 | 0 | 0 | 0 | 0 | 0 | 0 | 0 | 0 | 0 | 0 | 0 | 0 | 0 | 0 | 0 | 0 | 0 | 0 | 0 | 0 | 0 | 0
F2_Commercial_Small Retail_New_Cooling_Electric_Air-Source Heat Pump_E9 | F2 | Commercial | Small Retail | New | Cooling | Electric | Air-Source Heat Pump | E9 | TRC BC Ratio | 0 | 0 | 0 | 0 | 0 | 0 | 0 | 0 | 0 | 0 | 0 | 0 | 0 | 0 | 0 | 0 | 0 | 0 | 0 | 0 | 0 | 0 | 0 | 0 | 0 | 0 | 0 | 0 | 0 | 0
F2_Commercial_Small Retail_New_Cooling_Electric_Air-Source Heat Pump_E10 | F2 | Commercial | Small Retail | New | Cooling | Electric | Air-Source Heat Pump | E10 | TRC BC Ratio | 0 | 0 | 0 | 0 | 0 | 0 | 0 | 0 | 0 | 0 | 0 | 0 | 0 | 0 | 0 | 0 | 0 | 0 | 0 | 0 | 0 | 0 | 0 | 0 | 0 | 0 | 0 | 0 | 0 | 0
F3_Commercial_Small Retail_New_Cooling_Electric_Air-Source Heat Pump_E1 | F3 | Commercial | Small Retail | New | Cooling | Electric | Air-Source Heat Pump | E1 | PACT BC Ratio | 0 | 0 | 0 | 0 | 0 | 0 | 0 | 0 | 0 | 0 | 0 | 0 | 0 | 0 | 0 | 0 | 0 | 0 | 0 | 0 | 0 | 0 | 0 | 0 | 0 | 0 | 0 | 0 | 0 | 0
F3_Commercial_Small Retail_New_Cooling_Electric_Air-Source Heat Pump_E2 | F3 | Commercial | Small Retail | New | Cooling | Electric | Air-Source Heat Pump | E2 | PACT BC Ratio | 0 | 0 | 0 | 0 | 0 | 0 | 0 | 0 | 0 | 0 | 0 | 0 | 0 | 0 | 0 | 0 | 0 | 0 | 0 | 0 | 0 | 0 | 0 | 0 | 0 | 0 | 0 | 0 | 0 | 0
F3_Commercial_Small Retail_New_Cooling_Electric_Air-Source Heat Pump_E3 | F3 | Commercial | Small Retail | New | Cooling | Electric | Air-Source Heat Pump | E3 | PACT BC Ratio | 0 | 0 | 0 | 0 | 0 | 0 | 0 | 0 | 0 | 0 | 0 | 0 | 0 | 0 | 0 | 0 | 0 | 0 | 0 | 0 | 0 | 0 | 0 | 0 | 0 | 0 | 0 | 0 | 0 | 0
F3_Commercial_Small Retail_New_Cooling_Electric_Air-Source Heat Pump_E4 | F3 | Commercial | Small Retail | New | Cooling | Electric | Air-Source Heat Pump | E4 | PACT BC Ratio | 0 | 0 | 0 | 0 | 0 | 0 | 0 | 0 | 0 | 0 | 0 | 0 | 0 | 0 | 0 | 0 | 0 | 0 | 0 | 0 | 0 | 0 | 0 | 0 | 0 | 0 | 0 | 0 | 0 | 0
F3_Commercial_Small Retail_New_Cooling_Electric_Air-Source Heat Pump_E5 | F3 | Commercial | Small Retail | New | Cooling | Electric | Air-Source Heat Pump | E5 | PACT BC Ratio | 0 | 0 | 0 | 0 | 0 | 0 | 0 | 0 | 0 | 0 | 0 | 0 | 0 | 0 | 0 | 0 | 0 | 0 | 0 | 0 | 0 | 0 | 0 | 0 | 0 | 0 | 0 | 0 | 0 | 0
F3_Commercial_Small Retail_New_Cooling_Electric_Air-Source Heat Pump_E6 | F3 | Commercial | Small Retail | New | Cooling | Electric | Air-Source Heat Pump | E6 | PACT BC Ratio | 0 | 0 | 0 | 0 | 0 | 0 | 0 | 0 | 0 | 0 | 0 | 0 | 0 | 0 | 0 | 0 | 0 | 0 | 0 | 0 | 0 | 0 | 0 | 0 | 0 | 0 | 0 | 0 | 0 | 0
F3_Commercial_Small Retail_New_Cooling_Electric_Air-Source Heat Pump_E7 | F3 | Commercial | Small Retail | New | Cooling | Electric | Air-Source Heat Pump | E7 | PACT BC Ratio | 0 | 0 | 0 | 0 | 0 | 0 | 0 | 0 | 0 | 0 | 0 | 0 | 0 | 0 | 0 | 0 | 0 | 0 | 0 | 0 | 0 | 0 | 0 | 0 | 0 | 0 | 0 | 0 | 0 | 0
F3_Commercial_Small Retail_New_Cooling_Electric_Air-Source Heat Pump_E8 | F3 | Commercial | Small Retail | New | Cooling | Electric | Air-Source Heat Pump | E8 | PACT BC Ratio | 0 | 0 | 0 | 0 | 0 | 0 | 0 | 0 | 0 | 0 | 0 | 0 | 0 | 0 | 0 | 0 | 0 | 0 | 0 | 0 | 0 | 0 | 0 | 0 | 0 | 0 | 0 | 0 | 0 | 0
F3_Commercial_Small Retail_New_Cooling_Electric_Air-Source Heat Pump_E9 | F3 | Commercial | Small Retail | New | Cooling | Electric | Air-Source Heat Pump | E9 | PACT BC Ratio | 0 | 0 | 0 | 0 | 0 | 0 | 0 | 0 | 0 | 0 | 0 | 0 | 0 | 0 | 0 | 0 | 0 | 0 | 0 | 0 | 0 | 0 | 0 | 0 | 0 | 0 | 0 | 0 | 0 | 0
F3_Commercial_Small Retail_New_Cooling_Electric_Air-Source Heat Pump_E10 | F3 | Commercial | Small Retail | New | Cooling | Electric | Air-Source Heat Pump | E10 | PACT BC Ratio | 0 | 0 | 0 | 0 | 0 | 0 | 0 | 0 | 0 | 0 | 0 | 0 | 0 | 0 | 0 | 0 | 0 | 0 | 0 | 0 | 0 | 0 | 0 | 0 | 0 | 0 | 0 | 0 | 0 | 0
F4_Commercial_Small Retail_New_Cooling_Electric_Air-Source Heat Pump_E1 | F4 | Commercial | Small Retail | New | Cooling | Electric | Air-Source Heat Pump | E1 | RVT BC Ratio | 0 | 0 | 0 | 0 | 0 | 0 | 0 | 0 | 0 | 0 | 0 | 0 | 0 | 0 | 0 | 0 | 0 | 0 | 0 | 0 | 0 | 0 | 0 | 0 | 0 | 0 | 0 | 0 | 0 | 0
F4_Commercial_Small Retail_New_Cooling_Electric_Air-Source Heat Pump_E2 | F4 | Commercial | Small Retail | New | Cooling | Electric | Air-Source Heat Pump | E2 | RVT BC Ratio | 0 | 0 | 0 | 0 | 0 | 0 | 0 | 0 | 0 | 0 | 0 | 0 | 0 | 0 | 0 | 0 | 0 | 0 | 0 | 0 | 0 | 0 | 0 | 0 | 0 | 0 | 0 | 0 | 0 | 0
F4_Commercial_Small Retail_New_Cooling_Electric_Air-Source Heat Pump_E3 | F4 | Commercial | Small Retail | New | Cooling | Electric | Air-Source Heat Pump | E3 | RVT BC Ratio | 0 | 0 | 0 | 0 | 0 | 0 | 0 | 0 | 0 | 0 | 0 | 0 | 0 | 0 | 0 | 0 | 0 | 0 | 0 | 0 | 0 | 0 | 0 | 0 | 0 | 0 | 0 | 0 | 0 | 0
F4_Commercial_Small Retail_New_Cooling_Electric_Air-Source Heat Pump_E4 | F4 | Commercial | Small Retail | New | Cooling | Electric | Air-Source Heat Pump | E4 | RVT BC Ratio | 0 | 0 | 0 | 0 | 0 | 0 | 0 | 0 | 0 | 0 | 0 | 0 | 0 | 0 | 0 | 0 | 0 | 0 | 0 | 0 | 0 | 0 | 0 | 0 | 0 | 0 | 0 | 0 | 0 | 0
F4_Commercial_Small Retail_New_Cooling_Electric_Air-Source Heat Pump_E5 | F4 | Commercial | Small Retail | New | Cooling | Electric | Air-Source Heat Pump | E5 | RVT BC Ratio | 0 | 0 | 0 | 0 | 0 | 0 | 0 | 0 | 0 | 0 | 0 | 0 | 0 | 0 | 0 | 0 | 0 | 0 | 0 | 0 | 0 | 0 | 0 | 0 | 0 | 0 | 0 | 0 | 0 | 0
F4_Commercial_Small Retail_New_Cooling_Electric_Air-Source Heat Pump_E6 | F4 | Commercial | Small Retail | New | Cooling | Electric | Air-Source Heat Pump | E6 | RVT BC Ratio | 0 | 0 | 0 | 0 | 0 | 0 | 0 | 0 | 0 | 0 | 0 | 0 | 0 | 0 | 0 | 0 | 0 | 0 | 0 | 0 | 0 | 0 | 0 | 0 | 0 | 0 | 0 | 0 | 0 | 0
F4_Commercial_Small Retail_New_Cooling_Electric_Air-Source Heat Pump_E7 | F4 | Commercial | Small Retail | New | Cooling | Electric | Air-Source Heat Pump | E7 | RVT BC Ratio | 0 | 0 | 0 | 0 | 0 | 0 | 0 | 0 | 0 | 0 | 0 | 0 | 0 | 0 | 0 | 0 | 0 | 0 | 0 | 0 | 0 | 0 | 0 | 0 | 0 | 0 | 0 | 0 | 0 | 0
F4_Commercial_Small Retail_New_Cooling_Electric_Air-Source Heat Pump_E8 | F4 | Commercial | Small Retail | New | Cooling | Electric | Air-Source Heat Pump | E8 | RVT BC Ratio | 0 | 0 | 0 | 0 | 0 | 0 | 0 | 0 | 0 | 0 | 0 | 0 | 0 | 0 | 0 | 0 | 0 | 0 | 0 | 0 | 0 | 0 | 0 | 0 | 0 | 0 | 0 | 0 | 0 | 0
F4_Commercial_Small Retail_New_Cooling_Electric_Air-Source Heat Pump_E9 | F4 | Commercial | Small Retail | New | Cooling | Electric | Air-Source Heat Pump | E9 | RVT BC Ratio | 0 | 0 | 0 | 0 | 0 | 0 | 0 | 0 | 0 | 0 | 0 | 0 | 0 | 0 | 0 | 0 | 0 | 0 | 0 | 0 | 0 | 0 | 0 | 0 | 0 | 0 | 0 | 0 | 0 | 0
F4_Commercial_Small Retail_New_Cooling_Electric_Air-Source Heat Pump_E10 | F4 | Commercial | Small Retail | New | Cooling | Electric | Air-Source Heat Pump | E10 | RVT BC Ratio | 0 | 0 | 0 | 0 | 0 | 0 | 0 | 0 | 0 | 0 | 0 | 0 | 0 | 0 | 0 | 0 | 0 | 0 | 0 | 0 | 0 | 0 | 0 | 0 | 0 | 0 | 0 | 0 | 0 | 0
F5_Commercial_Small Retail_New_Cooling_Electric_Air-Source Heat Pump_E1 | F5 | Commercial | Small Retail | New | Cooling | Electric | Air-Source Heat Pump | E1 | RIM BC Ratio | 0 | 0 | 0 | 0 | 0 | 0 | 0 | 0 | 0 | 0 | 0 | 0 | 0 | 0 | 0 | 0 | 0 | 0 | 0 | 0 | 0 | 0 | 0 | 0 | 0 | 0 | 0 | 0 | 0 | 0
F5_Commercial_Small Retail_New_Cooling_Electric_Air-Source Heat Pump_E2 | F5 | Commercial | Small Retail | New | Cooling | Electric | Air-Source Heat Pump | E2 | RIM BC Ratio | 0 | 0 | 0 | 0 | 0 | 0 | 0 | 0 | 0 | 0 | 0 | 0 | 0 | 0 | 0 | 0 | 0 | 0 | 0 | 0 | 0 | 0 | 0 | 0 | 0 | 0 | 0 | 0 | 0 | 0
F5_Commercial_Small Retail_New_Cooling_Electric_Air-Source Heat Pump_E3 | F5 | Commercial | Small Retail | New | Cooling | Electric | Air-Source Heat Pump | E3 | RIM BC Ratio | 0 | 0 | 0 | 0 | 0 | 0 | 0 | 0 | 0 | 0 | 0 | 0 | 0 | 0 | 0 | 0 | 0 | 0 | 0 | 0 | 0 | 0 | 0 | 0 | 0 | 0 | 0 | 0 | 0 | 0
F5_Commercial_Small Retail_New_Cooling_Electric_Air-Source Heat Pump_E4 | F5 | Commercial | Small Retail | New | Cooling | Electric | Air-Source Heat Pump | E4 | RIM BC Ratio | 0 | 0 | 0 | 0 | 0 | 0 | 0 | 0 | 0 | 0 | 0 | 0 | 0 | 0 | 0 | 0 | 0 | 0 | 0 | 0 | 0 | 0 | 0 | 0 | 0 | 0 | 0 | 0 | 0 | 0
F5_Commercial_Small Retail_New_Cooling_Electric_Air-Source Heat Pump_E5 | F5 | Commercial | Small Retail | New | Cooling | Electric | Air-Source Heat Pump | E5 | RIM BC Ratio | 0 | 0 | 0 | 0 | 0 | 0 | 0 | 0 | 0 | 0 | 0 | 0 | 0 | 0 | 0 | 0 | 0 | 0 | 0 | 0 | 0 | 0 | 0 | 0 | 0 | 0 | 0 | 0 | 0 | 0
F5_Commercial_Small Retail_New_Cooling_Electric_Air-Source Heat Pump_E6 | F5 | Commercial | Small Retail | New | Cooling | Electric | Air-Source Heat Pump | E6 | RIM BC Ratio | 0 | 0 | 0 | 0 | 0 | 0 | 0 | 0 | 0 | 0 | 0 | 0 | 0 | 0 | 0 | 0 | 0 | 0 | 0 | 0 | 0 | 0 | 0 | 0 | 0 | 0 | 0 | 0 | 0 | 0
F5_Commercial_Small Retail_New_Cooling_Electric_Air-Source Heat Pump_E7 | F5 | Commercial | Small Retail | New | Cooling | Electric | Air-Source Heat Pump | E7 | RIM BC Ratio | 0 | 0 | 0 | 0 | 0 | 0 | 0 | 0 | 0 | 0 | 0 | 0 | 0 | 0 | 0 | 0 | 0 | 0 | 0 | 0 | 0 | 0 | 0 | 0 | 0 | 0 | 0 | 0 | 0 | 0
F5_Commercial_Small Retail_New_Cooling_Electric_Air-Source Heat Pump_E8 | F5 | Commercial | Small Retail | New | Cooling | Electric | Air-Source Heat Pump | E8 | RIM BC Ratio | 0 | 0 | 0 | 0 | 0 | 0 | 0 | 0 | 0 | 0 | 0 | 0 | 0 | 0 | 0 | 0 | 0 | 0 | 0 | 0 | 0 | 0 | 0 | 0 | 0 | 0 | 0 | 0 | 0 | 0
F5_Commercial_Small Retail_New_Cooling_Electric_Air-Source Heat Pump_E9 | F5 | Commercial | Small Retail | New | Cooling | Electric | Air-Source Heat Pump | E9 | RIM BC Ratio | 0 | 0 | 0 | 0 | 0 | 0 | 0 | 0 | 0 | 0 | 0 | 0 | 0 | 0 | 0 | 0 | 0 | 0 | 0 | 0 | 0 | 0 | 0 | 0 | 0 | 0 | 0 | 0 | 0 | 0
F5_Commercial_Small Retail_New_Cooling_Electric_Air-Source Heat Pump_E10 | F5 | Commercial | Small Retail | New | Cooling | Electric | Air-Source Heat Pump | E10 | RIM BC Ratio | 0 | 0 | 0 | 0 | 0 | 0 | 0 | 0 | 0 | 0 | 0 | 0 | 0 | 0 | 0 | 0 | 0 | 0 | 0 | 0 | 0 | 0 | 0 | 0 | 0 | 0 | 0 | 0 | 0 | 0
F0_Commercial_Small Retail_New_Cooling_Electric_Geothermal Heat Pump_E0 | F0 | Commercial | Small Retail | New | Cooling | Electric | Geothermal Heat Pump | E0 | Economic Unit | 0 | 0 | 0 | 0 | 0 | 0 | 0 | 0 | 0 | 0 | 0 | 0 | 0 | 0 | 0 | 0 | 0 | 0 | 0 | 0 | 0 | 0 | 0 | 0 | 0 | 0 | 0 | 0 | 0 | 0
F1_Commercial_Small Retail_New_Cooling_Electric_Geothermal Heat Pump_E1 | F1 | Commercial | Small Retail | New | Cooling | Electric | Geothermal Heat Pump | E1 | CCE | 0 | 0 | 0 | 0 | 0 | 0 | 0 | 0 | 0 | 0 | 0 | 0 | 0 | 0 | 0 | 0 | 0 | 0 | 0 | 0 | 0 | 0 | 0 | 0 | 0 | 0 | 0 | 0 | 0 | 0
F1_Commercial_Small Retail_New_Cooling_Electric_Geothermal Heat Pump_E2 | F1 | Commercial | Small Retail | New | Cooling | Electric | Geothermal Heat Pump | E2 | CCE | 0 | 0 | 0 | 0 | 0 | 0 | 0 | 0 | 0 | 0 | 0 | 0 | 0 | 0 | 0 | 0 | 0 | 0 | 0 | 0 | 0 | 0 | 0 | 0 | 0 | 0 | 0 | 0 | 0 | 0
F1_Commercial_Small Retail_New_Cooling_Electric_Geothermal Heat Pump_E3 | F1 | Commercial | Small Retail | New | Cooling | Electric | Geothermal Heat Pump | E3 | CCE | 0 | 0 | 0 | 0 | 0 | 0 | 0 | 0 | 0 | 0 | 0 | 0 | 0 | 0 | 0 | 0 | 0 | 0 | 0 | 0 | 0 | 0 | 0 | 0 | 0 | 0 | 0 | 0 | 0 | 0
F1_Commercial_Small Retail_New_Cooling_Electric_Geothermal Heat Pump_E4 | F1 | Commercial | Small Retail | New | Cooling | Electric | Geothermal Heat Pump | E4 | CCE | 0 | 0 | 0 | 0 | 0 | 0 | 0 | 0 | 0 | 0 | 0 | 0 | 0 | 0 | 0 | 0 | 0 | 0 | 0 | 0 | 0 | 0 | 0 | 0 | 0 | 0 | 0 | 0 | 0 | 0
F1_Commercial_Small Retail_New_Cooling_Electric_Geothermal Heat Pump_E5 | F1 | Commercial | Small Retail | New | Cooling | Electric | Geothermal Heat Pump | E5 | CCE | 0 | 0 | 0 | 0 | 0 | 0 | 0 | 0 | 0 | 0 | 0 | 0 | 0 | 0 | 0 | 0 | 0 | 0 | 0 | 0 | 0 | 0 | 0 | 0 | 0 | 0 | 0 | 0 | 0 | 0
F1_Commercial_Small Retail_New_Cooling_Electric_Geothermal Heat Pump_E6 | F1 | Commercial | Small Retail | New | Cooling | Electric | Geothermal Heat Pump | E6 | CCE | 0 | 0 | 0 | 0 | 0 | 0 | 0 | 0 | 0 | 0 | 0 | 0 | 0 | 0 | 0 | 0 | 0 | 0 | 0 | 0 | 0 | 0 | 0 | 0 | 0 | 0 | 0 | 0 | 0 | 0
F1_Commercial_Small Retail_New_Cooling_Electric_Geothermal Heat Pump_E7 | F1 | Commercial | Small Retail | New | Cooling | Electric | Geothermal Heat Pump | E7 | CCE | 0 | 0 | 0 | 0 | 0 | 0 | 0 | 0 | 0 | 0 | 0 | 0 | 0 | 0 | 0 | 0 | 0 | 0 | 0 | 0 | 0 | 0 | 0 | 0 | 0 | 0 | 0 | 0 | 0 | 0
F1_Commercial_Small Retail_New_Cooling_Electric_Geothermal Heat Pump_E8 | F1 | Commercial | Small Retail | New | Cooling | Electric | Geothermal Heat Pump | E8 | CCE | 0 | 0 | 0 | 0 | 0 | 0 | 0 | 0 | 0 | 0 | 0 | 0 | 0 | 0 | 0 | 0 | 0 | 0 | 0 | 0 | 0 | 0 | 0 | 0 | 0 | 0 | 0 | 0 | 0 | 0
F1_Commercial_Small Retail_New_Cooling_Electric_Geothermal Heat Pump_E9 | F1 | Commercial | Small Retail | New | Cooling | Electric | Geothermal Heat Pump | E9 | CCE | 0 | 0 | 0 | 0 | 0 | 0 | 0 | 0 | 0 | 0 | 0 | 0 | 0 | 0 | 0 | 0 | 0 | 0 | 0 | 0 | 0 | 0 | 0 | 0 | 0 | 0 | 0 | 0 | 0 | 0
F1_Commercial_Small Retail_New_Cooling_Electric_Geothermal Heat Pump_E10 | F1 | Commercial | Small Retail | New | Cooling | Electric | Geothermal Heat Pump | E10 | CCE | 0 | 0 | 0 | 0 | 0 | 0 | 0 | 0 | 0 | 0 | 0 | 0 | 0 | 0 | 0 | 0 | 0 | 0 | 0 | 0 | 0 | 0 | 0 | 0 | 0 | 0 | 0 | 0 | 0 | 0
F2_Commercial_Small Retail_New_Cooling_Electric_Geothermal Heat Pump_E1 | F2 | Commercial | Small Retail | New | Cooling | Electric | Geothermal Heat Pump | E1 | TRC BC Ratio | 0 | 0 | 0 | 0 | 0 | 0 | 0 | 0 | 0 | 0 | 0 | 0 | 0 | 0 | 0 | 0 | 0 | 0 | 0 | 0 | 0 | 0 | 0 | 0 | 0 | 0 | 0 | 0 | 0 | 0
F2_Commercial_Small Retail_New_Cooling_Electric_Geothermal Heat Pump_E2 | F2 | Commercial | Small Retail | New | Cooling | Electric | Geothermal Heat Pump | E2 | TRC BC Ratio | 0 | 0 | 0 | 0 | 0 | 0 | 0 | 0 | 0 | 0 | 0 | 0 | 0 | 0 | 0 | 0 | 0 | 0 | 0 | 0 | 0 | 0 | 0 | 0 | 0 | 0 | 0 | 0 | 0 | 0
F2_Commercial_Small Retail_New_Cooling_Electric_Geothermal Heat Pump_E3 | F2 | Commercial | Small Retail | New | Cooling | Electric | Geothermal Heat Pump | E3 | TRC BC Ratio | 0 | 0 | 0 | 0 | 0 | 0 | 0 | 0 | 0 | 0 | 0 | 0 | 0 | 0 | 0 | 0 | 0 | 0 | 0 | 0 | 0 | 0 | 0 | 0 | 0 | 0 | 0 | 0 | 0 | 0
F2_Commercial_Small Retail_New_Cooling_Electric_Geothermal Heat Pump_E4 | F2 | Commercial | Small Retail | New | Cooling | Electric | Geothermal Heat Pump | E4 | TRC BC Ratio | 0 | 0 | 0 | 0 | 0 | 0 | 0 | 0 | 0 | 0 | 0 | 0 | 0 | 0 | 0 | 0 | 0 | 0 | 0 | 0 | 0 | 0 | 0 | 0 | 0 | 0 | 0 | 0 | 0 | 0
F2_Commercial_Small Retail_New_Cooling_Electric_Geothermal Heat Pump_E5 | F2 | Commercial | Small Retail | New | Cooling | Electric | Geothermal Heat Pump | E5 | TRC BC Ratio | 0 | 0 | 0 | 0 | 0 | 0 | 0 | 0 | 0 | 0 | 0 | 0 | 0 | 0 | 0 | 0 | 0 | 0 | 0 | 0 | 0 | 0 | 0 | 0 | 0 | 0 | 0 | 0 | 0 | 0
F2_Commercial_Small Retail_New_Cooling_Electric_Geothermal Heat Pump_E6 | F2 | Commercial | Small Retail | New | Cooling | Electric | Geothermal Heat Pump | E6 | TRC BC Ratio | 0 | 0 | 0 | 0 | 0 | 0 | 0 | 0 | 0 | 0 | 0 | 0 | 0 | 0 | 0 | 0 | 0 | 0 | 0 | 0 | 0 | 0 | 0 | 0 | 0 | 0 | 0 | 0 | 0 | 0
F2_Commercial_Small Retail_New_Cooling_Electric_Geothermal Heat Pump_E7 | F2 | Commercial | Small Retail | New | Cooling | Electric | Geothermal Heat Pump | E7 | TRC BC Ratio | 0 | 0 | 0 | 0 | 0 | 0 | 0 | 0 | 0 | 0 | 0 | 0 | 0 | 0 | 0 | 0 | 0 | 0 | 0 | 0 | 0 | 0 | 0 | 0 | 0 | 0 | 0 | 0 | 0 | 0
F2_Commercial_Small Retail_New_Cooling_Electric_Geothermal Heat Pump_E8 | F2 | Commercial | Small Retail | New | Cooling | Electric | Geothermal Heat Pump | E8 | TRC BC Ratio | 0 | 0 | 0 | 0 | 0 | 0 | 0 | 0 | 0 | 0 | 0 | 0 | 0 | 0 | 0 | 0 | 0 | 0 | 0 | 0 | 0 | 0 | 0 | 0 | 0 | 0 | 0 | 0 | 0 | 0
F2_Commercial_Small Retail_New_Cooling_Electric_Geothermal Heat Pump_E9 | F2 | Commercial | Small Retail | New | Cooling | Electric | Geothermal Heat Pump | E9 | TRC BC Ratio | 0 | 0 | 0 | 0 | 0 | 0 | 0 | 0 | 0 | 0 | 0 | 0 | 0 | 0 | 0 | 0 | 0 | 0 | 0 | 0 | 0 | 0 | 0 | 0 | 0 | 0 | 0 | 0 | 0 | 0
F2_Commercial_Small Retail_New_Cooling_Electric_Geothermal Heat Pump_E10 | F2 | Commercial | Small Retail | New | Cooling | Electric | Geothermal Heat Pump | E10 | TRC BC Ratio | 0 | 0 | 0 | 0 | 0 | 0 | 0 | 0 | 0 | 0 | 0 | 0 | 0 | 0 | 0 | 0 | 0 | 0 | 0 | 0 | 0 | 0 | 0 | 0 | 0 | 0 | 0 | 0 | 0 | 0
F3_Commercial_Small Retail_New_Cooling_Electric_Geothermal Heat Pump_E1 | F3 | Commercial | Small Retail | New | Cooling | Electric | Geothermal Heat Pump | E1 | PACT BC Ratio | 0 | 0 | 0 | 0 | 0 | 0 | 0 | 0 | 0 | 0 | 0 | 0 | 0 | 0 | 0 | 0 | 0 | 0 | 0 | 0 | 0 | 0 | 0 | 0 | 0 | 0 | 0 | 0 | 0 | 0
F3_Commercial_Small Retail_New_Cooling_Electric_Geothermal Heat Pump_E2 | F3 | Commercial | Small Retail | New | Cooling | Electric | Geothermal Heat Pump | E2 | PACT BC Ratio | 0 | 0 | 0 | 0 | 0 | 0 | 0 | 0 | 0 | 0 | 0 | 0 | 0 | 0 | 0 | 0 | 0 | 0 | 0 | 0 | 0 | 0 | 0 | 0 | 0 | 0 | 0 | 0 | 0 | 0
F3_Commercial_Small Retail_New_Cooling_Electric_Geothermal Heat Pump_E3 | F3 | Commercial | Small Retail | New | Cooling | Electric | Geothermal Heat Pump | E3 | PACT BC Ratio | 0 | 0 | 0 | 0 | 0 | 0 | 0 | 0 | 0 | 0 | 0 | 0 | 0 | 0 | 0 | 0 | 0 | 0 | 0 | 0 | 0 | 0 | 0 | 0 | 0 | 0 | 0 | 0 | 0 | 0
F3_Commercial_Small Retail_New_Cooling_Electric_Geothermal Heat Pump_E4 | F3 | Commercial | Small Retail | New | Cooling | Electric | Geothermal Heat Pump | E4 | PACT BC Ratio | 0 | 0 | 0 | 0 | 0 | 0 | 0 | 0 | 0 | 0 | 0 | 0 | 0 | 0 | 0 | 0 | 0 | 0 | 0 | 0 | 0 | 0 | 0 | 0 | 0 | 0 | 0 | 0 | 0 | 0
F3_Commercial_Small Retail_New_Cooling_Electric_Geothermal Heat Pump_E5 | F3 | Commercial | Small Retail | New | Cooling | Electric | Geothermal Heat Pump | E5 | PACT BC Ratio | 0 | 0 | 0 | 0 | 0 | 0 | 0 | 0 | 0 | 0 | 0 | 0 | 0 | 0 | 0 | 0 | 0 | 0 | 0 | 0 | 0 | 0 | 0 | 0 | 0 | 0 | 0 | 0 | 0 | 0
F3_Commercial_Small Retail_New_Cooling_Electric_Geothermal Heat Pump_E6 | F3 | Commercial | Small Retail | New | Cooling | Electric | Geothermal Heat Pump | E6 | PACT BC Ratio | 0 | 0 | 0 | 0 | 0 | 0 | 0 | 0 | 0 | 0 | 0 | 0 | 0 | 0 | 0 | 0 | 0 | 0 | 0 | 0 | 0 | 0 | 0 | 0 | 0 | 0 | 0 | 0 | 0 | 0
F3_Commercial_Small Retail_New_Cooling_Electric_Geothermal Heat Pump_E7 | F3 | Commercial | Small Retail | New | Cooling | Electric | Geothermal Heat Pump | E7 | PACT BC Ratio | 0 | 0 | 0 | 0 | 0 | 0 | 0 | 0 | 0 | 0 | 0 | 0 | 0 | 0 | 0 | 0 | 0 | 0 | 0 | 0 | 0 | 0 | 0 | 0 | 0 | 0 | 0 | 0 | 0 | 0
F3_Commercial_Small Retail_New_Cooling_Electric_Geothermal Heat Pump_E8 | F3 | Commercial | Small Retail | New | Cooling | Electric | Geothermal Heat Pump | E8 | PACT BC Ratio | 0 | 0 | 0 | 0 | 0 | 0 | 0 | 0 | 0 | 0 | 0 | 0 | 0 | 0 | 0 | 0 | 0 | 0 | 0 | 0 | 0 | 0 | 0 | 0 | 0 | 0 | 0 | 0 | 0 | 0
F3_Commercial_Small Retail_New_Cooling_Electric_Geothermal Heat Pump_E9 | F3 | Commercial | Small Retail | New | Cooling | Electric | Geothermal Heat Pump | E9 | PACT BC Ratio | 0 | 0 | 0 | 0 | 0 | 0 | 0 | 0 | 0 | 0 | 0 | 0 | 0 | 0 | 0 | 0 | 0 | 0 | 0 | 0 | 0 | 0 | 0 | 0 | 0 | 0 | 0 | 0 | 0 | 0
F3_Commercial_Small Retail_New_Cooling_Electric_Geothermal Heat Pump_E10 | F3 | Commercial | Small Retail | New | Cooling | Electric | Geothermal Heat Pump | E10 | PACT BC Ratio | 0 | 0 | 0 | 0 | 0 | 0 | 0 | 0 | 0 | 0 | 0 | 0 | 0 | 0 | 0 | 0 | 0 | 0 | 0 | 0 | 0 | 0 | 0 | 0 | 0 | 0 | 0 | 0 | 0 | 0
F4_Commercial_Small Retail_New_Cooling_Electric_Geothermal Heat Pump_E1 | F4 | Commercial | Small Retail | New | Cooling | Electric | Geothermal Heat Pump | E1 | RVT BC Ratio | 0 | 0 | 0 | 0 | 0 | 0 | 0 | 0 | 0 | 0 | 0 | 0 | 0 | 0 | 0 | 0 | 0 | 0 | 0 | 0 | 0 | 0 | 0 | 0 | 0 | 0 | 0 | 0 | 0 | 0
F4_Commercial_Small Retail_New_Cooling_Electric_Geothermal Heat Pump_E2 | F4 | Commercial | Small Retail | New | Cooling | Electric | Geothermal Heat Pump | E2 | RVT BC Ratio | 0 | 0 | 0 | 0 | 0 | 0 | 0 | 0 | 0 | 0 | 0 | 0 | 0 | 0 | 0 | 0 | 0 | 0 | 0 | 0 | 0 | 0 | 0 | 0 | 0 | 0 | 0 | 0 | 0 | 0
F4_Commercial_Small Retail_New_Cooling_Electric_Geothermal Heat Pump_E3 | F4 | Commercial | Small Retail | New | Cooling | Electric | Geothermal Heat Pump | E3 | RVT BC Ratio | 0 | 0 | 0 | 0 | 0 | 0 | 0 | 0 | 0 | 0 | 0 | 0 | 0 | 0 | 0 | 0 | 0 | 0 | 0 | 0 | 0 | 0 | 0 | 0 | 0 | 0 | 0 | 0 | 0 | 0
F4_Commercial_Small Retail_New_Cooling_Electric_Geothermal Heat Pump_E4 | F4 | Commercial | Small Retail | New | Cooling | Electric | Geothermal Heat Pump | E4 | RVT BC Ratio | 0 | 0 | 0 | 0 | 0 | 0 | 0 | 0 | 0 | 0 | 0 | 0 | 0 | 0 | 0 | 0 | 0 | 0 | 0 | 0 | 0 | 0 | 0 | 0 | 0 | 0 | 0 | 0 | 0 | 0
F4_Commercial_Small Retail_New_Cooling_Electric_Geothermal Heat Pump_E5 | F4 | Commercial | Small Retail | New | Cooling | Electric | Geothermal Heat Pump | E5 | RVT BC Ratio | 0 | 0 | 0 | 0 | 0 | 0 | 0 | 0 | 0 | 0 | 0 | 0 | 0 | 0 | 0 | 0 | 0 | 0 | 0 | 0 | 0 | 0 | 0 | 0 | 0 | 0 | 0 | 0 | 0 | 0
F4_Commercial_Small Retail_New_Cooling_Electric_Geothermal Heat Pump_E6 | F4 | Commercial | Small Retail | New | Cooling | Electric | Geothermal Heat Pump | E6 | RVT BC Ratio | 0 | 0 | 0 | 0 | 0 | 0 | 0 | 0 | 0 | 0 | 0 | 0 | 0 | 0 | 0 | 0 | 0 | 0 | 0 | 0 | 0 | 0 | 0 | 0 | 0 | 0 | 0 | 0 | 0 | 0
F4_Commercial_Small Retail_New_Cooling_Electric_Geothermal Heat Pump_E7 | F4 | Commercial | Small Retail | New | Cooling | Electric | Geothermal Heat Pump | E7 | RVT BC Ratio | 0 | 0 | 0 | 0 | 0 | 0 | 0 | 0 | 0 | 0 | 0 | 0 | 0 | 0 | 0 | 0 | 0 | 0 | 0 | 0 | 0 | 0 | 0 | 0 | 0 | 0 | 0 | 0 | 0 | 0
F4_Commercial_Small Retail_New_Cooling_Electric_Geothermal Heat Pump_E8 | F4 | Commercial | Small Retail | New | Cooling | Electric | Geothermal Heat Pump | E8 | RVT BC Ratio | 0 | 0 | 0 | 0 | 0 | 0 | 0 | 0 | 0 | 0 | 0 | 0 | 0 | 0 | 0 | 0 | 0 | 0 | 0 | 0 | 0 | 0 | 0 | 0 | 0 | 0 | 0 | 0 | 0 | 0
F4_Commercial_Small Retail_New_Cooling_Electric_Geothermal Heat Pump_E9 | F4 | Commercial | Small Retail | New | Cooling | Electric | Geothermal Heat Pump | E9 | RVT BC Ratio | 0 | 0 | 0 | 0 | 0 | 0 | 0 | 0 | 0 | 0 | 0 | 0 | 0 | 0 | 0 | 0 | 0 | 0 | 0 | 0 | 0 | 0 | 0 | 0 | 0 | 0 | 0 | 0 | 0 | 0
F4_Commercial_Small Retail_New_Cooling_Electric_Geothermal Heat Pump_E10 | F4 | Commercial | Small Retail | New | Cooling | Electric | Geothermal Heat Pump | E10 | RVT BC Ratio | 0 | 0 | 0 | 0 | 0 | 0 | 0 | 0 | 0 | 0 | 0 | 0 | 0 | 0 | 0 | 0 | 0 | 0 | 0 | 0 | 0 | 0 | 0 | 0 | 0 | 0 | 0 | 0 | 0 | 0
F5_Commercial_Small Retail_New_Cooling_Electric_Geothermal Heat Pump_E1 | F5 | Commercial | Small Retail | New | Cooling | Electric | Geothermal Heat Pump | E1 | RIM BC Ratio | 0 | 0 | 0 | 0 | 0 | 0 | 0 | 0 | 0 | 0 | 0 | 0 | 0 | 0 | 0 | 0 | 0 | 0 | 0 | 0 | 0 | 0 | 0 | 0 | 0 | 0 | 0 | 0 | 0 | 0
F5_Commercial_Small Retail_New_Cooling_Electric_Geothermal Heat Pump_E2 | F5 | Commercial | Small Retail | New | Cooling | Electric | Geothermal Heat Pump | E2 | RIM BC Ratio | 0 | 0 | 0 | 0 | 0 | 0 | 0 | 0 | 0 | 0 | 0 | 0 | 0 | 0 | 0 | 0 | 0 | 0 | 0 | 0 | 0 | 0 | 0 | 0 | 0 | 0 | 0 | 0 | 0 | 0
F5_Commercial_Small Retail_New_Cooling_Electric_Geothermal Heat Pump_E3 | F5 | Commercial | Small Retail | New | Cooling | Electric | Geothermal Heat Pump | E3 | RIM BC Ratio | 0 | 0 | 0 | 0 | 0 | 0 | 0 | 0 | 0 | 0 | 0 | 0 | 0 | 0 | 0 | 0 | 0 | 0 | 0 | 0 | 0 | 0 | 0 | 0 | 0 | 0 | 0 | 0 | 0 | 0
F5_Commercial_Small Retail_New_Cooling_Electric_Geothermal Heat Pump_E4 | F5 | Commercial | Small Retail | New | Cooling | Electric | Geothermal Heat Pump | E4 | RIM BC Ratio | 0 | 0 | 0 | 0 | 0 | 0 | 0 | 0 | 0 | 0 | 0 | 0 | 0 | 0 | 0 | 0 | 0 | 0 | 0 | 0 | 0 | 0 | 0 | 0 | 0 | 0 | 0 | 0 | 0 | 0
F5_Commercial_Small Retail_New_Cooling_Electric_Geothermal Heat Pump_E5 | F5 | Commercial | Small Retail | New | Cooling | Electric | Geothermal Heat Pump | E5 | RIM BC Ratio | 0 | 0 | 0 | 0 | 0 | 0 | 0 | 0 | 0 | 0 | 0 | 0 | 0 | 0 | 0 | 0 | 0 | 0 | 0 | 0 | 0 | 0 | 0 | 0 | 0 | 0 | 0 | 0 | 0 | 0
F5_Commercial_Small Retail_New_Cooling_Electric_Geothermal Heat Pump_E6 | F5 | Commercial | Small Retail | New | Cooling | Electric | Geothermal Heat Pump | E6 | RIM BC Ratio | 0 | 0 | 0 | 0 | 0 | 0 | 0 | 0 | 0 | 0 | 0 | 0 | 0 | 0 | 0 | 0 | 0 | 0 | 0 | 0 | 0 | 0 | 0 | 0 | 0 | 0 | 0 | 0 | 0 | 0
F5_Commercial_Small Retail_New_Cooling_Electric_Geothermal Heat Pump_E7 | F5 | Commercial | Small Retail | New | Cooling | Electric | Geothermal Heat Pump | E7 | RIM BC Ratio | 0 | 0 | 0 | 0 | 0 | 0 | 0 | 0 | 0 | 0 | 0 | 0 | 0 | 0 | 0 | 0 | 0 | 0 | 0 | 0 | 0 | 0 | 0 | 0 | 0 | 0 | 0 | 0 | 0 | 0
F5_Commercial_Small Retail_New_Cooling_Electric_Geothermal Heat Pump_E8 | F5 | Commercial | Small Retail | New | Cooling | Electric | Geothermal Heat Pump | E8 | RIM BC Ratio | 0 | 0 | 0 | 0 | 0 | 0 | 0 | 0 | 0 | 0 | 0 | 0 | 0 | 0 | 0 | 0 | 0 | 0 | 0 | 0 | 0 | 0 | 0 | 0 | 0 | 0 | 0 | 0 | 0 | 0
F5_Commercial_Small Retail_New_Cooling_Electric_Geothermal Heat Pump_E9 | F5 | Commercial | Small Retail | New | Cooling | Electric | Geothermal Heat Pump | E9 | RIM BC Ratio | 0 | 0 | 0 | 0 | 0 | 0 | 0 | 0 | 0 | 0 | 0 | 0 | 0 | 0 | 0 | 0 | 0 | 0 | 0 | 0 | 0 | 0 | 0 | 0 | 0 | 0 | 0 | 0 | 0 | 0
F5_Commercial_Small Retail_New_Cooling_Electric_Geothermal Heat Pump_E10 | F5 | Commercial | Small Retail | New | Cooling | Electric | Geothermal Heat Pump | E10 | RIM BC Ratio | 0 | 0 | 0 | 0 | 0 | 0 | 0 | 0 | 0 | 0 | 0 | 0 | 0 | 0 | 0 | 0 | 0 | 0 | 0 | 0 | 0 | 0 | 0 | 0 | 0 | 0 | 0 | 0 | 0 | 0
F0_Commercial_Small Retail_New_Space Heating_Electric_Electric Furnace_E0 | F0 | Commercial | Small Retail | New | Space Heating | Electric | Electric Furnace | E0 | Economic Unit | 0 | 0 | 0 | 0 | 0 | 0 | 0 | 0 | 0 | 0 | 0 | 0 | 0 | 0 | 0 | 0 | 0 | 0 | 0 | 0 | 0 | 0 | 0 | 0 | 0 | 0 | 0 | 0 | 0 | 0
F1_Commercial_Small Retail_New_Space Heating_Electric_Electric Furnace_E1 | F1 | Commercial | Small Retail | New | Space Heating | Electric | Electric Furnace | E1 | CCE | 0 | 0 | 0 | 0 | 0 | 0 | 0 | 0 | 0 | 0 | 0 | 0 | 0 | 0 | 0 | 0 | 0 | 0 | 0 | 0 | 0 | 0 | 0 | 0 | 0 | 0 | 0 | 0 | 0 | 0
F1_Commercial_Small Retail_New_Space Heating_Electric_Electric Furnace_E2 | F1 | Commercial | Small Retail | New | Space Heating | Electric | Electric Furnace | E2 | CCE | 0 | 0 | 0 | 0 | 0 | 0 | 0 | 0 | 0 | 0 | 0 | 0 | 0 | 0 | 0 | 0 | 0 | 0 | 0 | 0 | 0 | 0 | 0 | 0 | 0 | 0 | 0 | 0 | 0 | 0
F1_Commercial_Small Retail_New_Space Heating_Electric_Electric Furnace_E3 | F1 | Commercial | Small Retail | New | Space Heating | Electric | Electric Furnace | E3 | CCE | 0 | 0 | 0 | 0 | 0 | 0 | 0 | 0 | 0 | 0 | 0 | 0 | 0 | 0 | 0 | 0 | 0 | 0 | 0 | 0 | 0 | 0 | 0 | 0 | 0 | 0 | 0 | 0 | 0 | 0
F1_Commercial_Small Retail_New_Space Heating_Electric_Electric Furnace_E4 | F1 | Commercial | Small Retail | New | Space Heating | Electric | Electric Furnace | E4 | CCE | 0 | 0 | 0 | 0 | 0 | 0 | 0 | 0 | 0 | 0 | 0 | 0 | 0 | 0 | 0 | 0 | 0 | 0 | 0 | 0 | 0 | 0 | 0 | 0 | 0 | 0 | 0 | 0 | 0 | 0
F1_Commercial_Small Retail_New_Space Heating_Electric_Electric Furnace_E5 | F1 | Commercial | Small Retail | New | Space Heating | Electric | Electric Furnace | E5 | CCE | 0 | 0 | 0 | 0 | 0 | 0 | 0 | 0 | 0 | 0 | 0 | 0 | 0 | 0 | 0 | 0 | 0 | 0 | 0 | 0 | 0 | 0 | 0 | 0 | 0 | 0 | 0 | 0 | 0 | 0
F1_Commercial_Small Retail_New_Space Heating_Electric_Electric Furnace_E6 | F1 | Commercial | Small Retail | New | Space Heating | Electric | Electric Furnace | E6 | CCE | 0 | 0 | 0 | 0 | 0 | 0 | 0 | 0 | 0 | 0 | 0 | 0 | 0 | 0 | 0 | 0 | 0 | 0 | 0 | 0 | 0 | 0 | 0 | 0 | 0 | 0 | 0 | 0 | 0 | 0
F1_Commercial_Small Retail_New_Space Heating_Electric_Electric Furnace_E7 | F1 | Commercial | Small Retail | New | Space Heating | Electric | Electric Furnace | E7 | CCE | 0 | 0 | 0 | 0 | 0 | 0 | 0 | 0 | 0 | 0 | 0 | 0 | 0 | 0 | 0 | 0 | 0 | 0 | 0 | 0 | 0 | 0 | 0 | 0 | 0 | 0 | 0 | 0 | 0 | 0
F1_Commercial_Small Retail_New_Space Heating_Electric_Electric Furnace_E8 | F1 | Commercial | Small Retail | New | Space Heating | Electric | Electric Furnace | E8 | CCE | 0 | 0 | 0 | 0 | 0 | 0 | 0 | 0 | 0 | 0 | 0 | 0 | 0 | 0 | 0 | 0 | 0 | 0 | 0 | 0 | 0 | 0 | 0 | 0 | 0 | 0 | 0 | 0 | 0 | 0
F1_Commercial_Small Retail_New_Space Heating_Electric_Electric Furnace_E9 | F1 | Commercial | Small Retail | New | Space Heating | Electric | Electric Furnace | E9 | CCE | 0 | 0 | 0 | 0 | 0 | 0 | 0 | 0 | 0 | 0 | 0 | 0 | 0 | 0 | 0 | 0 | 0 | 0 | 0 | 0 | 0 | 0 | 0 | 0 | 0 | 0 | 0 | 0 | 0 | 0
F1_Commercial_Small Retail_New_Space Heating_Electric_Electric Furnace_E10 | F1 | Commercial | Small Retail | New | Space Heating | Electric | Electric Furnace | E10 | CCE | 0 | 0 | 0 | 0 | 0 | 0 | 0 | 0 | 0 | 0 | 0 | 0 | 0 | 0 | 0 | 0 | 0 | 0 | 0 | 0 | 0 | 0 | 0 | 0 | 0 | 0 | 0 | 0 | 0 | 0
F2_Commercial_Small Retail_New_Space Heating_Electric_Electric Furnace_E1 | F2 | Commercial | Small Retail | New | Space Heating | Electric | Electric Furnace | E1 | TRC BC Ratio | 0 | 0 | 0 | 0 | 0 | 0 | 0 | 0 | 0 | 0 | 0 | 0 | 0 | 0 | 0 | 0 | 0 | 0 | 0 | 0 | 0 | 0 | 0 | 0 | 0 | 0 | 0 | 0 | 0 | 0
F2_Commercial_Small Retail_New_Space Heating_Electric_Electric Furnace_E2 | F2 | Commercial | Small Retail | New | Space Heating | Electric | Electric Furnace | E2 | TRC BC Ratio | 0 | 0 | 0 | 0 | 0 | 0 | 0 | 0 | 0 | 0 | 0 | 0 | 0 | 0 | 0 | 0 | 0 | 0 | 0 | 0 | 0 | 0 | 0 | 0 | 0 | 0 | 0 | 0 | 0 | 0
F2_Commercial_Small Retail_New_Space Heating_Electric_Electric Furnace_E3 | F2 | Commercial | Small Retail | New | Space Heating | Electric | Electric Furnace | E3 | TRC BC Ratio | 0 | 0 | 0 | 0 | 0 | 0 | 0 | 0 | 0 | 0 | 0 | 0 | 0 | 0 | 0 | 0 | 0 | 0 | 0 | 0 | 0 | 0 | 0 | 0 | 0 | 0 | 0 | 0 | 0 | 0
F2_Commercial_Small Retail_New_Space Heating_Electric_Electric Furnace_E4 | F2 | Commercial | Small Retail | New | Space Heating | Electric | Electric Furnace | E4 | TRC BC Ratio | 0 | 0 | 0 | 0 | 0 | 0 | 0 | 0 | 0 | 0 | 0 | 0 | 0 | 0 | 0 | 0 | 0 | 0 | 0 | 0 | 0 | 0 | 0 | 0 | 0 | 0 | 0 | 0 | 0 | 0
F2_Commercial_Small Retail_New_Space Heating_Electric_Electric Furnace_E5 | F2 | Commercial | Small Retail | New | Space Heating | Electric | Electric Furnace | E5 | TRC BC Ratio | 0 | 0 | 0 | 0 | 0 | 0 | 0 | 0 | 0 | 0 | 0 | 0 | 0 | 0 | 0 | 0 | 0 | 0 | 0 | 0 | 0 | 0 | 0 | 0 | 0 | 0 | 0 | 0 | 0 | 0
F2_Commercial_Small Retail_New_Space Heating_Electric_Electric Furnace_E6 | F2 | Commercial | Small Retail | New | Space Heating | Electric | Electric Furnace | E6 | TRC BC Ratio | 0 | 0 | 0 | 0 | 0 | 0 | 0 | 0 | 0 | 0 | 0 | 0 | 0 | 0 | 0 | 0 | 0 | 0 | 0 | 0 | 0 | 0 | 0 | 0 | 0 | 0 | 0 | 0 | 0 | 0
F2_Commercial_Small Retail_New_Space Heating_Electric_Electric Furnace_E7 | F2 | Commercial | Small Retail | New | Space Heating | Electric | Electric Furnace | E7 | TRC BC Ratio | 0 | 0 | 0 | 0 | 0 | 0 | 0 | 0 | 0 | 0 | 0 | 0 | 0 | 0 | 0 | 0 | 0 | 0 | 0 | 0 | 0 | 0 | 0 | 0 | 0 | 0 | 0 | 0 | 0 | 0
F2_Commercial_Small Retail_New_Space Heating_Electric_Electric Furnace_E8 | F2 | Commercial | Small Retail | New | Space Heating | Electric | Electric Furnace | E8 | TRC BC Ratio | 0 | 0 | 0 | 0 | 0 | 0 | 0 | 0 | 0 | 0 | 0 | 0 | 0 | 0 | 0 | 0 | 0 | 0 | 0 | 0 | 0 | 0 | 0 | 0 | 0 | 0 | 0 | 0 | 0 | 0
F2_Commercial_Small Retail_New_Space Heating_Electric_Electric Furnace_E9 | F2 | Commercial | Small Retail | New | Space Heating | Electric | Electric Furnace | E9 | TRC BC Ratio | 0 | 0 | 0 | 0 | 0 | 0 | 0 | 0 | 0 | 0 | 0 | 0 | 0 | 0 | 0 | 0 | 0 | 0 | 0 | 0 | 0 | 0 | 0 | 0 | 0 | 0 | 0 | 0 | 0 | 0
F2_Commercial_Small Retail_New_Space Heating_Electric_Electric Furnace_E10 | F2 | Commercial | Small Retail | New | Space Heating | Electric | Electric Furnace | E10 | TRC BC Ratio | 0 | 0 | 0 | 0 | 0 | 0 | 0 | 0 | 0 | 0 | 0 | 0 | 0 | 0 | 0 | 0 | 0 | 0 | 0 | 0 | 0 | 0 | 0 | 0 | 0 | 0 | 0 | 0 | 0 | 0
F3_Commercial_Small Retail_New_Space Heating_Electric_Electric Furnace_E1 | F3 | Commercial | Small Retail | New | Space Heating | Electric | Electric Furnace | E1 | PACT BC Ratio | 0 | 0 | 0 | 0 | 0 | 0 | 0 | 0 | 0 | 0 | 0 | 0 | 0 | 0 | 0 | 0 | 0 | 0 | 0 | 0 | 0 | 0 | 0 | 0 | 0 | 0 | 0 | 0 | 0 | 0
F3_Commercial_Small Retail_New_Space Heating_Electric_Electric Furnace_E2 | F3 | Commercial | Small Retail | New | Space Heating | Electric | Electric Furnace | E2 | PACT BC Ratio | 0 | 0 | 0 | 0 | 0 | 0 | 0 | 0 | 0 | 0 | 0 | 0 | 0 | 0 | 0 | 0 | 0 | 0 | 0 | 0 | 0 | 0 | 0 | 0 | 0 | 0 | 0 | 0 | 0 | 0
F3_Commercial_Small Retail_New_Space Heating_Electric_Electric Furnace_E3 | F3 | Commercial | Small Retail | New | Space Heating | Electric | Electric Furnace | E3 | PACT BC Ratio | 0 | 0 | 0 | 0 | 0 | 0 | 0 | 0 | 0 | 0 | 0 | 0 | 0 | 0 | 0 | 0 | 0 | 0 | 0 | 0 | 0 | 0 | 0 | 0 | 0 | 0 | 0 | 0 | 0 | 0
F3_Commercial_Small Retail_New_Space Heating_Electric_Electric Furnace_E4 | F3 | Commercial | Small Retail | New | Space Heating | Electric | Electric Furnace | E4 | PACT BC Ratio | 0 | 0 | 0 | 0 | 0 | 0 | 0 | 0 | 0 | 0 | 0 | 0 | 0 | 0 | 0 | 0 | 0 | 0 | 0 | 0 | 0 | 0 | 0 | 0 | 0 | 0 | 0 | 0 | 0 | 0
F3_Commercial_Small Retail_New_Space Heating_Electric_Electric Furnace_E5 | F3 | Commercial | Small Retail | New | Space Heating | Electric | Electric Furnace | E5 | PACT BC Ratio | 0 | 0 | 0 | 0 | 0 | 0 | 0 | 0 | 0 | 0 | 0 | 0 | 0 | 0 | 0 | 0 | 0 | 0 | 0 | 0 | 0 | 0 | 0 | 0 | 0 | 0 | 0 | 0 | 0 | 0
F3_Commercial_Small Retail_New_Space Heating_Electric_Electric Furnace_E6 | F3 | Commercial | Small Retail | New | Space Heating | Electric | Electric Furnace | E6 | PACT BC Ratio | 0 | 0 | 0 | 0 | 0 | 0 | 0 | 0 | 0 | 0 | 0 | 0 | 0 | 0 | 0 | 0 | 0 | 0 | 0 | 0 | 0 | 0 | 0 | 0 | 0 | 0 | 0 | 0 | 0 | 0
F3_Commercial_Small Retail_New_Space Heating_Electric_Electric Furnace_E7 | F3 | Commercial | Small Retail | New | Space Heating | Electric | Electric Furnace | E7 | PACT BC Ratio | 0 | 0 | 0 | 0 | 0 | 0 | 0 | 0 | 0 | 0 | 0 | 0 | 0 | 0 | 0 | 0 | 0 | 0 | 0 | 0 | 0 | 0 | 0 | 0 | 0 | 0 | 0 | 0 | 0 | 0
F3_Commercial_Small Retail_New_Space Heating_Electric_Electric Furnace_E8 | F3 | Commercial | Small Retail | New | Space Heating | Electric | Electric Furnace | E8 | PACT BC Ratio | 0 | 0 | 0 | 0 | 0 | 0 | 0 | 0 | 0 | 0 | 0 | 0 | 0 | 0 | 0 | 0 | 0 | 0 | 0 | 0 | 0 | 0 | 0 | 0 | 0 | 0 | 0 | 0 | 0 | 0
F3_Commercial_Small Retail_New_Space Heating_Electric_Electric Furnace_E9 | F3 | Commercial | Small Retail | New | Space Heating | Electric | Electric Furnace | E9 | PACT BC Ratio | 0 | 0 | 0 | 0 | 0 | 0 | 0 | 0 | 0 | 0 | 0 | 0 | 0 | 0 | 0 | 0 | 0 | 0 | 0 | 0 | 0 | 0 | 0 | 0 | 0 | 0 | 0 | 0 | 0 | 0
F3_Commercial_Small Retail_New_Space Heating_Electric_Electric Furnace_E10 | F3 | Commercial | Small Retail | New | Space Heating | Electric | Electric Furnace | E10 | PACT BC Ratio | 0 | 0 | 0 | 0 | 0 | 0 | 0 | 0 | 0 | 0 | 0 | 0 | 0 | 0 | 0 | 0 | 0 | 0 | 0 | 0 | 0 | 0 | 0 | 0 | 0 | 0 | 0 | 0 | 0 | 0
F4_Commercial_Small Retail_New_Space Heating_Electric_Electric Furnace_E1 | F4 | Commercial | Small Retail | New | Space Heating | Electric | Electric Furnace | E1 | RVT BC Ratio | 0 | 0 | 0 | 0 | 0 | 0 | 0 | 0 | 0 | 0 | 0 | 0 | 0 | 0 | 0 | 0 | 0 | 0 | 0 | 0 | 0 | 0 | 0 | 0 | 0 | 0 | 0 | 0 | 0 | 0
F4_Commercial_Small Retail_New_Space Heating_Electric_Electric Furnace_E2 | F4 | Commercial | Small Retail | New | Space Heating | Electric | Electric Furnace | E2 | RVT BC Ratio | 0 | 0 | 0 | 0 | 0 | 0 | 0 | 0 | 0 | 0 | 0 | 0 | 0 | 0 | 0 | 0 | 0 | 0 | 0 | 0 | 0 | 0 | 0 | 0 | 0 | 0 | 0 | 0 | 0 | 0
F4_Commercial_Small Retail_New_Space Heating_Electric_Electric Furnace_E3 | F4 | Commercial | Small Retail | New | Space Heating | Electric | Electric Furnace | E3 | RVT BC Ratio | 0 | 0 | 0 | 0 | 0 | 0 | 0 | 0 | 0 | 0 | 0 | 0 | 0 | 0 | 0 | 0 | 0 | 0 | 0 | 0 | 0 | 0 | 0 | 0 | 0 | 0 | 0 | 0 | 0 | 0
F4_Commercial_Small Retail_New_Space Heating_Electric_Electric Furnace_E4 | F4 | Commercial | Small Retail | New | Space Heating | Electric | Electric Furnace | E4 | RVT BC Ratio | 0 | 0 | 0 | 0 | 0 | 0 | 0 | 0 | 0 | 0 | 0 | 0 | 0 | 0 | 0 | 0 | 0 | 0 | 0 | 0 | 0 | 0 | 0 | 0 | 0 | 0 | 0 | 0 | 0 | 0
F4_Commercial_Small Retail_New_Space Heating_Electric_Electric Furnace_E5 | F4 | Commercial | Small Retail | New | Space Heating | Electric | Electric Furnace | E5 | RVT BC Ratio | 0 | 0 | 0 | 0 | 0 | 0 | 0 | 0 | 0 | 0 | 0 | 0 | 0 | 0 | 0 | 0 | 0 | 0 | 0 | 0 | 0 | 0 | 0 | 0 | 0 | 0 | 0 | 0 | 0 | 0
F4_Commercial_Small Retail_New_Space Heating_Electric_Electric Furnace_E6 | F4 | Commercial | Small Retail | New | Space Heating | Electric | Electric Furnace | E6 | RVT BC Ratio | 0 | 0 | 0 | 0 | 0 | 0 | 0 | 0 | 0 | 0 | 0 | 0 | 0 | 0 | 0 | 0 | 0 | 0 | 0 | 0 | 0 | 0 | 0 | 0 | 0 | 0 | 0 | 0 | 0 | 0
F4_Commercial_Small Retail_New_Space Heating_Electric_Electric Furnace_E7 | F4 | Commercial | Small Retail | New | Space Heating | Electric | Electric Furnace | E7 | RVT BC Ratio | 0 | 0 | 0 | 0 | 0 | 0 | 0 | 0 | 0 | 0 | 0 | 0 | 0 | 0 | 0 | 0 | 0 | 0 | 0 | 0 | 0 | 0 | 0 | 0 | 0 | 0 | 0 | 0 | 0 | 0
F4_Commercial_Small Retail_New_Space Heating_Electric_Electric Furnace_E8 | F4 | Commercial | Small Retail | New | Space Heating | Electric | Electric Furnace | E8 | RVT BC Ratio | 0 | 0 | 0 | 0 | 0 | 0 | 0 | 0 | 0 | 0 | 0 | 0 | 0 | 0 | 0 | 0 | 0 | 0 | 0 | 0 | 0 | 0 | 0 | 0 | 0 | 0 | 0 | 0 | 0 | 0
F4_Commercial_Small Retail_New_Space Heating_Electric_Electric Furnace_E9 | F4 | Commercial | Small Retail | New | Space Heating | Electric | Electric Furnace | E9 | RVT BC Ratio | 0 | 0 | 0 | 0 | 0 | 0 | 0 | 0 | 0 | 0 | 0 | 0 | 0 | 0 | 0 | 0 | 0 | 0 | 0 | 0 | 0 | 0 | 0 | 0 | 0 | 0 | 0 | 0 | 0 | 0
F4_Commercial_Small Retail_New_Space Heating_Electric_Electric Furnace_E10 | F4 | Commercial | Small Retail | New | Space Heating | Electric | Electric Furnace | E10 | RVT BC Ratio | 0 | 0 | 0 | 0 | 0 | 0 | 0 | 0 | 0 | 0 | 0 | 0 | 0 | 0 | 0 | 0 | 0 | 0 | 0 | 0 | 0 | 0 | 0 | 0 | 0 | 0 | 0 | 0 | 0 | 0
F5_Commercial_Small Retail_New_Space Heating_Electric_Electric Furnace_E1 | F5 | Commercial | Small Retail | New | Space Heating | Electric | Electric Furnace | E1 | RIM BC Ratio | 0 | 0 | 0 | 0 | 0 | 0 | 0 | 0 | 0 | 0 | 0 | 0 | 0 | 0 | 0 | 0 | 0 | 0 | 0 | 0 | 0 | 0 | 0 | 0 | 0 | 0 | 0 | 0 | 0 | 0
F5_Commercial_Small Retail_New_Space Heating_Electric_Electric Furnace_E2 | F5 | Commercial | Small Retail | New | Space Heating | Electric | Electric Furnace | E2 | RIM BC Ratio | 0 | 0 | 0 | 0 | 0 | 0 | 0 | 0 | 0 | 0 | 0 | 0 | 0 | 0 | 0 | 0 | 0 | 0 | 0 | 0 | 0 | 0 | 0 | 0 | 0 | 0 | 0 | 0 | 0 | 0
F5_Commercial_Small Retail_New_Space Heating_Electric_Electric Furnace_E3 | F5 | Commercial | Small Retail | New | Space Heating | Electric | Electric Furnace | E3 | RIM BC Ratio | 0 | 0 | 0 | 0 | 0 | 0 | 0 | 0 | 0 | 0 | 0 | 0 | 0 | 0 | 0 | 0 | 0 | 0 | 0 | 0 | 0 | 0 | 0 | 0 | 0 | 0 | 0 | 0 | 0 | 0
F5_Commercial_Small Retail_New_Space Heating_Electric_Electric Furnace_E4 | F5 | Commercial | Small Retail | New | Space Heating | Electric | Electric Furnace | E4 | RIM BC Ratio | 0 | 0 | 0 | 0 | 0 | 0 | 0 | 0 | 0 | 0 | 0 | 0 | 0 | 0 | 0 | 0 | 0 | 0 | 0 | 0 | 0 | 0 | 0 | 0 | 0 | 0 | 0 | 0 | 0 | 0
F5_Commercial_Small Retail_New_Space Heating_Electric_Electric Furnace_E5 | F5 | Commercial | Small Retail | New | Space Heating | Electric | Electric Furnace | E5 | RIM BC Ratio | 0 | 0 | 0 | 0 | 0 | 0 | 0 | 0 | 0 | 0 | 0 | 0 | 0 | 0 | 0 | 0 | 0 | 0 | 0 | 0 | 0 | 0 | 0 | 0 | 0 | 0 | 0 | 0 | 0 | 0
F5_Commercial_Small Retail_New_Space Heating_Electric_Electric Furnace_E6 | F5 | Commercial | Small Retail | New | Space Heating | Electric | Electric Furnace | E6 | RIM BC Ratio | 0 | 0 | 0 | 0 | 0 | 0 | 0 | 0 | 0 | 0 | 0 | 0 | 0 | 0 | 0 | 0 | 0 | 0 | 0 | 0 | 0 | 0 | 0 | 0 | 0 | 0 | 0 | 0 | 0 | 0
F5_Commercial_Small Retail_New_Space Heating_Electric_Electric Furnace_E7 | F5 | Commercial | Small Retail | New | Space Heating | Electric | Electric Furnace | E7 | RIM BC Ratio | 0 | 0 | 0 | 0 | 0 | 0 | 0 | 0 | 0 | 0 | 0 | 0 | 0 | 0 | 0 | 0 | 0 | 0 | 0 | 0 | 0 | 0 | 0 | 0 | 0 | 0 | 0 | 0 | 0 | 0
F5_Commercial_Small Retail_New_Space Heating_Electric_Electric Furnace_E8 | F5 | Commercial | Small Retail | New | Space Heating | Electric | Electric Furnace | E8 | RIM BC Ratio | 0 | 0 | 0 | 0 | 0 | 0 | 0 | 0 | 0 | 0 | 0 | 0 | 0 | 0 | 0 | 0 | 0 | 0 | 0 | 0 | 0 | 0 | 0 | 0 | 0 | 0 | 0 | 0 | 0 | 0
F5_Commercial_Small Retail_New_Space Heating_Electric_Electric Furnace_E9 | F5 | Commercial | Small Retail | New | Space Heating | Electric | Electric Furnace | E9 | RIM BC Ratio | 0 | 0 | 0 | 0 | 0 | 0 | 0 | 0 | 0 | 0 | 0 | 0 | 0 | 0 | 0 | 0 | 0 | 0 | 0 | 0 | 0 | 0 | 0 | 0 | 0 | 0 | 0 | 0 | 0 | 0
F5_Commercial_Small Retail_New_Space Heating_Electric_Electric Furnace_E10 | F5 | Commercial | Small Retail | New | Space Heating | Electric | Electric Furnace | E10 | RIM BC Ratio | 0 | 0 | 0 | 0 | 0 | 0 | 0 | 0 | 0 | 0 | 0 | 0 | 0 | 0 | 0 | 0 | 0 | 0 | 0 | 0 | 0 | 0 | 0 | 0 | 0 | 0 | 0 | 0 | 0 | 0
F0_Commercial_Small Retail_New_Space Heating_Electric_Electric Room Heat_E0 | F0 | Commercial | Small Retail | New | Space Heating | Electric | Electric Room Heat | E0 | Economic Unit | 0 | 0 | 0 | 0 | 0 | 0 | 0 | 0 | 0 | 0 | 0 | 0 | 0 | 0 | 0 | 0 | 0 | 0 | 0 | 0 | 0 | 0 | 0 | 0 | 0 | 0 | 0 | 0 | 0 | 0
F1_Commercial_Small Retail_New_Space Heating_Electric_Electric Room Heat_E1 | F1 | Commercial | Small Retail | New | Space Heating | Electric | Electric Room Heat | E1 | CCE | 0 | 0 | 0 | 0 | 0 | 0 | 0 | 0 | 0 | 0 | 0 | 0 | 0 | 0 | 0 | 0 | 0 | 0 | 0 | 0 | 0 | 0 | 0 | 0 | 0 | 0 | 0 | 0 | 0 | 0
F1_Commercial_Small Retail_New_Space Heating_Electric_Electric Room Heat_E2 | F1 | Commercial | Small Retail | New | Space Heating | Electric | Electric Room Heat | E2 | CCE | 0 | 0 | 0 | 0 | 0 | 0 | 0 | 0 | 0 | 0 | 0 | 0 | 0 | 0 | 0 | 0 | 0 | 0 | 0 | 0 | 0 | 0 | 0 | 0 | 0 | 0 | 0 | 0 | 0 | 0
F1_Commercial_Small Retail_New_Space Heating_Electric_Electric Room Heat_E3 | F1 | Commercial | Small Retail | New | Space Heating | Electric | Electric Room Heat | E3 | CCE | 0 | 0 | 0 | 0 | 0 | 0 | 0 | 0 | 0 | 0 | 0 | 0 | 0 | 0 | 0 | 0 | 0 | 0 | 0 | 0 | 0 | 0 | 0 | 0 | 0 | 0 | 0 | 0 | 0 | 0
F1_Commercial_Small Retail_New_Space Heating_Electric_Electric Room Heat_E4 | F1 | Commercial | Small Retail | New | Space Heating | Electric | Electric Room Heat | E4 | CCE | 0 | 0 | 0 | 0 | 0 | 0 | 0 | 0 | 0 | 0 | 0 | 0 | 0 | 0 | 0 | 0 | 0 | 0 | 0 | 0 | 0 | 0 | 0 | 0 | 0 | 0 | 0 | 0 | 0 | 0
F1_Commercial_Small Retail_New_Space Heating_Electric_Electric Room Heat_E5 | F1 | Commercial | Small Retail | New | Space Heating | Electric | Electric Room Heat | E5 | CCE | 0 | 0 | 0 | 0 | 0 | 0 | 0 | 0 | 0 | 0 | 0 | 0 | 0 | 0 | 0 | 0 | 0 | 0 | 0 | 0 | 0 | 0 | 0 | 0 | 0 | 0 | 0 | 0 | 0 | 0
F1_Commercial_Small Retail_New_Space Heating_Electric_Electric Room Heat_E6 | F1 | Commercial | Small Retail | New | Space Heating | Electric | Electric Room Heat | E6 | CCE | 0 | 0 | 0 | 0 | 0 | 0 | 0 | 0 | 0 | 0 | 0 | 0 | 0 | 0 | 0 | 0 | 0 | 0 | 0 | 0 | 0 | 0 | 0 | 0 | 0 | 0 | 0 | 0 | 0 | 0
F1_Commercial_Small Retail_New_Space Heating_Electric_Electric Room Heat_E7 | F1 | Commercial | Small Retail | New | Space Heating | Electric | Electric Room Heat | E7 | CCE | 0 | 0 | 0 | 0 | 0 | 0 | 0 | 0 | 0 | 0 | 0 | 0 | 0 | 0 | 0 | 0 | 0 | 0 | 0 | 0 | 0 | 0 | 0 | 0 | 0 | 0 | 0 | 0 | 0 | 0
F1_Commercial_Small Retail_New_Space Heating_Electric_Electric Room Heat_E8 | F1 | Commercial | Small Retail | New | Space Heating | Electric | Electric Room Heat | E8 | CCE | 0 | 0 | 0 | 0 | 0 | 0 | 0 | 0 | 0 | 0 | 0 | 0 | 0 | 0 | 0 | 0 | 0 | 0 | 0 | 0 | 0 | 0 | 0 | 0 | 0 | 0 | 0 | 0 | 0 | 0
F1_Commercial_Small Retail_New_Space Heating_Electric_Electric Room Heat_E9 | F1 | Commercial | Small Retail | New | Space Heating | Electric | Electric Room Heat | E9 | CCE | 0 | 0 | 0 | 0 | 0 | 0 | 0 | 0 | 0 | 0 | 0 | 0 | 0 | 0 | 0 | 0 | 0 | 0 | 0 | 0 | 0 | 0 | 0 | 0 | 0 | 0 | 0 | 0 | 0 | 0
F1_Commercial_Small Retail_New_Space Heating_Electric_Electric Room Heat_E10 | F1 | Commercial | Small Retail | New | Space Heating | Electric | Electric Room Heat | E10 | CCE | 0 | 0 | 0 | 0 | 0 | 0 | 0 | 0 | 0 | 0 | 0 | 0 | 0 | 0 | 0 | 0 | 0 | 0 | 0 | 0 | 0 | 0 | 0 | 0 | 0 | 0 | 0 | 0 | 0 | 0
F2_Commercial_Small Retail_New_Space Heating_Electric_Electric Room Heat_E1 | F2 | Commercial | Small Retail | New | Space Heating | Electric | Electric Room Heat | E1 | TRC BC Ratio | 0 | 0 | 0 | 0 | 0 | 0 | 0 | 0 | 0 | 0 | 0 | 0 | 0 | 0 | 0 | 0 | 0 | 0 | 0 | 0 | 0 | 0 | 0 | 0 | 0 | 0 | 0 | 0 | 0 | 0
F2_Commercial_Small Retail_New_Space Heating_Electric_Electric Room Heat_E2 | F2 | Commercial | Small Retail | New | Space Heating | Electric | Electric Room Heat | E2 | TRC BC Ratio | 0 | 0 | 0 | 0 | 0 | 0 | 0 | 0 | 0 | 0 | 0 | 0 | 0 | 0 | 0 | 0 | 0 | 0 | 0 | 0 | 0 | 0 | 0 | 0 | 0 | 0 | 0 | 0 | 0 | 0
F2_Commercial_Small Retail_New_Space Heating_Electric_Electric Room Heat_E3 | F2 | Commercial | Small Retail | New | Space Heating | Electric | Electric Room Heat | E3 | TRC BC Ratio | 0 | 0 | 0 | 0 | 0 | 0 | 0 | 0 | 0 | 0 | 0 | 0 | 0 | 0 | 0 | 0 | 0 | 0 | 0 | 0 | 0 | 0 | 0 | 0 | 0 | 0 | 0 | 0 | 0 | 0
F2_Commercial_Small Retail_New_Space Heating_Electric_Electric Room Heat_E4 | F2 | Commercial | Small Retail | New | Space Heating | Electric | Electric Room Heat | E4 | TRC BC Ratio | 0 | 0 | 0 | 0 | 0 | 0 | 0 | 0 | 0 | 0 | 0 | 0 | 0 | 0 | 0 | 0 | 0 | 0 | 0 | 0 | 0 | 0 | 0 | 0 | 0 | 0 | 0 | 0 | 0 | 0
F2_Commercial_Small Retail_New_Space Heating_Electric_Electric Room Heat_E5 | F2 | Commercial | Small Retail | New | Space Heating | Electric | Electric Room Heat | E5 | TRC BC Ratio | 0 | 0 | 0 | 0 | 0 | 0 | 0 | 0 | 0 | 0 | 0 | 0 | 0 | 0 | 0 | 0 | 0 | 0 | 0 | 0 | 0 | 0 | 0 | 0 | 0 | 0 | 0 | 0 | 0 | 0
F2_Commercial_Small Retail_New_Space Heating_Electric_Electric Room Heat_E6 | F2 | Commercial | Small Retail | New | Space Heating | Electric | Electric Room Heat | E6 | TRC BC Ratio | 0 | 0 | 0 | 0 | 0 | 0 | 0 | 0 | 0 | 0 | 0 | 0 | 0 | 0 | 0 | 0 | 0 | 0 | 0 | 0 | 0 | 0 | 0 | 0 | 0 | 0 | 0 | 0 | 0 | 0
F2_Commercial_Small Retail_New_Space Heating_Electric_Electric Room Heat_E7 | F2 | Commercial | Small Retail | New | Space Heating | Electric | Electric Room Heat | E7 | TRC BC Ratio | 0 | 0 | 0 | 0 | 0 | 0 | 0 | 0 | 0 | 0 | 0 | 0 | 0 | 0 | 0 | 0 | 0 | 0 | 0 | 0 | 0 | 0 | 0 | 0 | 0 | 0 | 0 | 0 | 0 | 0
F2_Commercial_Small Retail_New_Space Heating_Electric_Electric Room Heat_E8 | F2 | Commercial | Small Retail | New | Space Heating | Electric | Electric Room Heat | E8 | TRC BC Ratio | 0 | 0 | 0 | 0 | 0 | 0 | 0 | 0 | 0 | 0 | 0 | 0 | 0 | 0 | 0 | 0 | 0 | 0 | 0 | 0 | 0 | 0 | 0 | 0 | 0 | 0 | 0 | 0 | 0 | 0
F2_Commercial_Small Retail_New_Space Heating_Electric_Electric Room Heat_E9 | F2 | Commercial | Small Retail | New | Space Heating | Electric | Electric Room Heat | E9 | TRC BC Ratio | 0 | 0 | 0 | 0 | 0 | 0 | 0 | 0 | 0 | 0 | 0 | 0 | 0 | 0 | 0 | 0 | 0 | 0 | 0 | 0 | 0 | 0 | 0 | 0 | 0 | 0 | 0 | 0 | 0 | 0
F2_Commercial_Small Retail_New_Space Heating_Electric_Electric Room Heat_E10 | F2 | Commercial | Small Retail | New | Space Heating | Electric | Electric Room Heat | E10 | TRC BC Ratio | 0 | 0 | 0 | 0 | 0 | 0 | 0 | 0 | 0 | 0 | 0 | 0 | 0 | 0 | 0 | 0 | 0 | 0 | 0 | 0 | 0 | 0 | 0 | 0 | 0 | 0 | 0 | 0 | 0 | 0
F3_Commercial_Small Retail_New_Space Heating_Electric_Electric Room Heat_E1 | F3 | Commercial | Small Retail | New | Space Heating | Electric | Electric Room Heat | E1 | PACT BC Ratio | 0 | 0 | 0 | 0 | 0 | 0 | 0 | 0 | 0 | 0 | 0 | 0 | 0 | 0 | 0 | 0 | 0 | 0 | 0 | 0 | 0 | 0 | 0 | 0 | 0 | 0 | 0 | 0 | 0 | 0
F3_Commercial_Small Retail_New_Space Heating_Electric_Electric Room Heat_E2 | F3 | Commercial | Small Retail | New | Space Heating | Electric | Electric Room Heat | E2 | PACT BC Ratio | 0 | 0 | 0 | 0 | 0 | 0 | 0 | 0 | 0 | 0 | 0 | 0 | 0 | 0 | 0 | 0 | 0 | 0 | 0 | 0 | 0 | 0 | 0 | 0 | 0 | 0 | 0 | 0 | 0 | 0
F3_Commercial_Small Retail_New_Space Heating_Electric_Electric Room Heat_E3 | F3 | Commercial | Small Retail | New | Space Heating | Electric | Electric Room Heat | E3 | PACT BC Ratio | 0 | 0 | 0 | 0 | 0 | 0 | 0 | 0 | 0 | 0 | 0 | 0 | 0 | 0 | 0 | 0 | 0 | 0 | 0 | 0 | 0 | 0 | 0 | 0 | 0 | 0 | 0 | 0 | 0 | 0
F3_Commercial_Small Retail_New_Space Heating_Electric_Electric Room Heat_E4 | F3 | Commercial | Small Retail | New | Space Heating | Electric | Electric Room Heat | E4 | PACT BC Ratio | 0 | 0 | 0 | 0 | 0 | 0 | 0 | 0 | 0 | 0 | 0 | 0 | 0 | 0 | 0 | 0 | 0 | 0 | 0 | 0 | 0 | 0 | 0 | 0 | 0 | 0 | 0 | 0 | 0 | 0
F3_Commercial_Small Retail_New_Space Heating_Electric_Electric Room Heat_E5 | F3 | Commercial | Small Retail | New | Space Heating | Electric | Electric Room Heat | E5 | PACT BC Ratio | 0 | 0 | 0 | 0 | 0 | 0 | 0 | 0 | 0 | 0 | 0 | 0 | 0 | 0 | 0 | 0 | 0 | 0 | 0 | 0 | 0 | 0 | 0 | 0 | 0 | 0 | 0 | 0 | 0 | 0
F3_Commercial_Small Retail_New_Space Heating_Electric_Electric Room Heat_E6 | F3 | Commercial | Small Retail | New | Space Heating | Electric | Electric Room Heat | E6 | PACT BC Ratio | 0 | 0 | 0 | 0 | 0 | 0 | 0 | 0 | 0 | 0 | 0 | 0 | 0 | 0 | 0 | 0 | 0 | 0 | 0 | 0 | 0 | 0 | 0 | 0 | 0 | 0 | 0 | 0 | 0 | 0
F3_Commercial_Small Retail_New_Space Heating_Electric_Electric Room Heat_E7 | F3 | Commercial | Small Retail | New | Space Heating | Electric | Electric Room Heat | E7 | PACT BC Ratio | 0 | 0 | 0 | 0 | 0 | 0 | 0 | 0 | 0 | 0 | 0 | 0 | 0 | 0 | 0 | 0 | 0 | 0 | 0 | 0 | 0 | 0 | 0 | 0 | 0 | 0 | 0 | 0 | 0 | 0
F3_Commercial_Small Retail_New_Space Heating_Electric_Electric Room Heat_E8 | F3 | Commercial | Small Retail | New | Space Heating | Electric | Electric Room Heat | E8 | PACT BC Ratio | 0 | 0 | 0 | 0 | 0 | 0 | 0 | 0 | 0 | 0 | 0 | 0 | 0 | 0 | 0 | 0 | 0 | 0 | 0 | 0 | 0 | 0 | 0 | 0 | 0 | 0 | 0 | 0 | 0 | 0
F3_Commercial_Small Retail_New_Space Heating_Electric_Electric Room Heat_E9 | F3 | Commercial | Small Retail | New | Space Heating | Electric | Electric Room Heat | E9 | PACT BC Ratio | 0 | 0 | 0 | 0 | 0 | 0 | 0 | 0 | 0 | 0 | 0 | 0 | 0 | 0 | 0 | 0 | 0 | 0 | 0 | 0 | 0 | 0 | 0 | 0 | 0 | 0 | 0 | 0 | 0 | 0
F3_Commercial_Small Retail_New_Space Heating_Electric_Electric Room Heat_E10 | F3 | Commercial | Small Retail | New | Space Heating | Electric | Electric Room Heat | E10 | PACT BC Ratio | 0 | 0 | 0 | 0 | 0 | 0 | 0 | 0 | 0 | 0 | 0 | 0 | 0 | 0 | 0 | 0 | 0 | 0 | 0 | 0 | 0 | 0 | 0 | 0 | 0 | 0 | 0 | 0 | 0 | 0
F4_Commercial_Small Retail_New_Space Heating_Electric_Electric Room Heat_E1 | F4 | Commercial | Small Retail | New | Space Heating | Electric | Electric Room Heat | E1 | RVT BC Ratio | 0 | 0 | 0 | 0 | 0 | 0 | 0 | 0 | 0 | 0 | 0 | 0 | 0 | 0 | 0 | 0 | 0 | 0 | 0 | 0 | 0 | 0 | 0 | 0 | 0 | 0 | 0 | 0 | 0 | 0
F4_Commercial_Small Retail_New_Space Heating_Electric_Electric Room Heat_E2 | F4 | Commercial | Small Retail | New | Space Heating | Electric | Electric Room Heat | E2 | RVT BC Ratio | 0 | 0 | 0 | 0 | 0 | 0 | 0 | 0 | 0 | 0 | 0 | 0 | 0 | 0 | 0 | 0 | 0 | 0 | 0 | 0 | 0 | 0 | 0 | 0 | 0 | 0 | 0 | 0 | 0 | 0
F4_Commercial_Small Retail_New_Space Heating_Electric_Electric Room Heat_E3 | F4 | Commercial | Small Retail | New | Space Heating | Electric | Electric Room Heat | E3 | RVT BC Ratio | 0 | 0 | 0 | 0 | 0 | 0 | 0 | 0 | 0 | 0 | 0 | 0 | 0 | 0 | 0 | 0 | 0 | 0 | 0 | 0 | 0 | 0 | 0 | 0 | 0 | 0 | 0 | 0 | 0 | 0
F4_Commercial_Small Retail_New_Space Heating_Electric_Electric Room Heat_E4 | F4 | Commercial | Small Retail | New | Space Heating | Electric | Electric Room Heat | E4 | RVT BC Ratio | 0 | 0 | 0 | 0 | 0 | 0 | 0 | 0 | 0 | 0 | 0 | 0 | 0 | 0 | 0 | 0 | 0 | 0 | 0 | 0 | 0 | 0 | 0 | 0 | 0 | 0 | 0 | 0 | 0 | 0
F4_Commercial_Small Retail_New_Space Heating_Electric_Electric Room Heat_E5 | F4 | Commercial | Small Retail | New | Space Heating | Electric | Electric Room Heat | E5 | RVT BC Ratio | 0 | 0 | 0 | 0 | 0 | 0 | 0 | 0 | 0 | 0 | 0 | 0 | 0 | 0 | 0 | 0 | 0 | 0 | 0 | 0 | 0 | 0 | 0 | 0 | 0 | 0 | 0 | 0 | 0 | 0
F4_Commercial_Small Retail_New_Space Heating_Electric_Electric Room Heat_E6 | F4 | Commercial | Small Retail | New | Space Heating | Electric | Electric Room Heat | E6 | RVT BC Ratio | 0 | 0 | 0 | 0 | 0 | 0 | 0 | 0 | 0 | 0 | 0 | 0 | 0 | 0 | 0 | 0 | 0 | 0 | 0 | 0 | 0 | 0 | 0 | 0 | 0 | 0 | 0 | 0 | 0 | 0
F4_Commercial_Small Retail_New_Space Heating_Electric_Electric Room Heat_E7 | F4 | Commercial | Small Retail | New | Space Heating | Electric | Electric Room Heat | E7 | RVT BC Ratio | 0 | 0 | 0 | 0 | 0 | 0 | 0 | 0 | 0 | 0 | 0 | 0 | 0 | 0 | 0 | 0 | 0 | 0 | 0 | 0 | 0 | 0 | 0 | 0 | 0 | 0 | 0 | 0 | 0 | 0
F4_Commercial_Small Retail_New_Space Heating_Electric_Electric Room Heat_E8 | F4 | Commercial | Small Retail | New | Space Heating | Electric | Electric Room Heat | E8 | RVT BC Ratio | 0 | 0 | 0 | 0 | 0 | 0 | 0 | 0 | 0 | 0 | 0 | 0 | 0 | 0 | 0 | 0 | 0 | 0 | 0 | 0 | 0 | 0 | 0 | 0 | 0 | 0 | 0 | 0 | 0 | 0
F4_Commercial_Small Retail_New_Space Heating_Electric_Electric Room Heat_E9 | F4 | Commercial | Small Retail | New | Space Heating | Electric | Electric Room Heat | E9 | RVT BC Ratio | 0 | 0 | 0 | 0 | 0 | 0 | 0 | 0 | 0 | 0 | 0 | 0 | 0 | 0 | 0 | 0 | 0 | 0 | 0 | 0 | 0 | 0 | 0 | 0 | 0 | 0 | 0 | 0 | 0 | 0
F4_Commercial_Small Retail_New_Space Heating_Electric_Electric Room Heat_E10 | F4 | Commercial | Small Retail | New | Space Heating | Electric | Electric Room Heat | E10 | RVT BC Ratio | 0 | 0 | 0 | 0 | 0 | 0 | 0 | 0 | 0 | 0 | 0 | 0 | 0 | 0 | 0 | 0 | 0 | 0 | 0 | 0 | 0 | 0 | 0 | 0 | 0 | 0 | 0 | 0 | 0 | 0
F5_Commercial_Small Retail_New_Space Heating_Electric_Electric Room Heat_E1 | F5 | Commercial | Small Retail | New | Space Heating | Electric | Electric Room Heat | E1 | RIM BC Ratio | 0 | 0 | 0 | 0 | 0 | 0 | 0 | 0 | 0 | 0 | 0 | 0 | 0 | 0 | 0 | 0 | 0 | 0 | 0 | 0 | 0 | 0 | 0 | 0 | 0 | 0 | 0 | 0 | 0 | 0
F5_Commercial_Small Retail_New_Space Heating_Electric_Electric Room Heat_E2 | F5 | Commercial | Small Retail | New | Space Heating | Electric | Electric Room Heat | E2 | RIM BC Ratio | 0 | 0 | 0 | 0 | 0 | 0 | 0 | 0 | 0 | 0 | 0 | 0 | 0 | 0 | 0 | 0 | 0 | 0 | 0 | 0 | 0 | 0 | 0 | 0 | 0 | 0 | 0 | 0 | 0 | 0
F5_Commercial_Small Retail_New_Space Heating_Electric_Electric Room Heat_E3 | F5 | Commercial | Small Retail | New | Space Heating | Electric | Electric Room Heat | E3 | RIM BC Ratio | 0 | 0 | 0 | 0 | 0 | 0 | 0 | 0 | 0 | 0 | 0 | 0 | 0 | 0 | 0 | 0 | 0 | 0 | 0 | 0 | 0 | 0 | 0 | 0 | 0 | 0 | 0 | 0 | 0 | 0
F5_Commercial_Small Retail_New_Space Heating_Electric_Electric Room Heat_E4 | F5 | Commercial | Small Retail | New | Space Heating | Electric | Electric Room Heat | E4 | RIM BC Ratio | 0 | 0 | 0 | 0 | 0 | 0 | 0 | 0 | 0 | 0 | 0 | 0 | 0 | 0 | 0 | 0 | 0 | 0 | 0 | 0 | 0 | 0 | 0 | 0 | 0 | 0 | 0 | 0 | 0 | 0
F5_Commercial_Small Retail_New_Space Heating_Electric_Electric Room Heat_E5 | F5 | Commercial | Small Retail | New | Space Heating | Electric | Electric Room Heat | E5 | RIM BC Ratio | 0 | 0 | 0 | 0 | 0 | 0 | 0 | 0 | 0 | 0 | 0 | 0 | 0 | 0 | 0 | 0 | 0 | 0 | 0 | 0 | 0 | 0 | 0 | 0 | 0 | 0 | 0 | 0 | 0 | 0
F5_Commercial_Small Retail_New_Space Heating_Electric_Electric Room Heat_E6 | F5 | Commercial | Small Retail | New | Space Heating | Electric | Electric Room Heat | E6 | RIM BC Ratio | 0 | 0 | 0 | 0 | 0 | 0 | 0 | 0 | 0 | 0 | 0 | 0 | 0 | 0 | 0 | 0 | 0 | 0 | 0 | 0 | 0 | 0 | 0 | 0 | 0 | 0 | 0 | 0 | 0 | 0
F5_Commercial_Small Retail_New_Space Heating_Electric_Electric Room Heat_E7 | F5 | Commercial | Small Retail | New | Space Heating | Electric | Electric Room Heat | E7 | RIM BC Ratio | 0 | 0 | 0 | 0 | 0 | 0 | 0 | 0 | 0 | 0 | 0 | 0 | 0 | 0 | 0 | 0 | 0 | 0 | 0 | 0 | 0 | 0 | 0 | 0 | 0 | 0 | 0 | 0 | 0 | 0
F5_Commercial_Small Retail_New_Space Heating_Electric_Electric Room Heat_E8 | F5 | Commercial | Small Retail | New | Space Heating | Electric | Electric Room Heat | E8 | RIM BC Ratio | 0 | 0 | 0 | 0 | 0 | 0 | 0 | 0 | 0 | 0 | 0 | 0 | 0 | 0 | 0 | 0 | 0 | 0 | 0 | 0 | 0 | 0 | 0 | 0 | 0 | 0 | 0 | 0 | 0 | 0
F5_Commercial_Small Retail_New_Space Heating_Electric_Electric Room Heat_E9 | F5 | Commercial | Small Retail | New | Space Heating | Electric | Electric Room Heat | E9 | RIM BC Ratio | 0 | 0 | 0 | 0 | 0 | 0 | 0 | 0 | 0 | 0 | 0 | 0 | 0 | 0 | 0 | 0 | 0 | 0 | 0 | 0 | 0 | 0 | 0 | 0 | 0 | 0 | 0 | 0 | 0 | 0
F5_Commercial_Small Retail_New_Space Heating_Electric_Electric Room Heat_E10 | F5 | Commercial | Small Retail | New | Space Heating | Electric | Electric Room Heat | E10 | RIM BC Ratio | 0 | 0 | 0 | 0 | 0 | 0 | 0 | 0 | 0 | 0 | 0 | 0 | 0 | 0 | 0 | 0 | 0 | 0 | 0 | 0 | 0 | 0 | 0 | 0 | 0 | 0 | 0 | 0 | 0 | 0
F0_Commercial_Small Retail_New_Space Heating_Electric_Packaged Terminal HP_E0 | F0 | Commercial | Small Retail | New | Space Heating | Electric | Packaged Terminal HP | E0 | Economic Unit | 0 | 0 | 0 | 0 | 0 | 0 | 0 | 0 | 0 | 0 | 0 | 0 | 0 | 0 | 0 | 0 | 0 | 0 | 0 | 0 | 0 | 0 | 0 | 0 | 0 | 0 | 0 | 0 | 0 | 0
F1_Commercial_Small Retail_New_Space Heating_Electric_Packaged Terminal HP_E1 | F1 | Commercial | Small Retail | New | Space Heating | Electric | Packaged Terminal HP | E1 | CCE | 0 | 0 | 0 | 0 | 0 | 0 | 0 | 0 | 0 | 0 | 0 | 0 | 0 | 0 | 0 | 0 | 0 | 0 | 0 | 0 | 0 | 0 | 0 | 0 | 0 | 0 | 0 | 0 | 0 | 0
F1_Commercial_Small Retail_New_Space Heating_Electric_Packaged Terminal HP_E2 | F1 | Commercial | Small Retail | New | Space Heating | Electric | Packaged Terminal HP | E2 | CCE | 0 | 0 | 0 | 0 | 0 | 0 | 0 | 0 | 0 | 0 | 0 | 0 | 0 | 0 | 0 | 0 | 0 | 0 | 0 | 0 | 0 | 0 | 0 | 0 | 0 | 0 | 0 | 0 | 0 | 0
F1_Commercial_Small Retail_New_Space Heating_Electric_Packaged Terminal HP_E3 | F1 | Commercial | Small Retail | New | Space Heating | Electric | Packaged Terminal HP | E3 | CCE | 0 | 0 | 0 | 0 | 0 | 0 | 0 | 0 | 0 | 0 | 0 | 0 | 0 | 0 | 0 | 0 | 0 | 0 | 0 | 0 | 0 | 0 | 0 | 0 | 0 | 0 | 0 | 0 | 0 | 0
F1_Commercial_Small Retail_New_Space Heating_Electric_Packaged Terminal HP_E4 | F1 | Commercial | Small Retail | New | Space Heating | Electric | Packaged Terminal HP | E4 | CCE | 0 | 0 | 0 | 0 | 0 | 0 | 0 | 0 | 0 | 0 | 0 | 0 | 0 | 0 | 0 | 0 | 0 | 0 | 0 | 0 | 0 | 0 | 0 | 0 | 0 | 0 | 0 | 0 | 0 | 0
F1_Commercial_Small Retail_New_Space Heating_Electric_Packaged Terminal HP_E5 | F1 | Commercial | Small Retail | New | Space Heating | Electric | Packaged Terminal HP | E5 | CCE | 0 | 0 | 0 | 0 | 0 | 0 | 0 | 0 | 0 | 0 | 0 | 0 | 0 | 0 | 0 | 0 | 0 | 0 | 0 | 0 | 0 | 0 | 0 | 0 | 0 | 0 | 0 | 0 | 0 | 0
F1_Commercial_Small Retail_New_Space Heating_Electric_Packaged Terminal HP_E6 | F1 | Commercial | Small Retail | New | Space Heating | Electric | Packaged Terminal HP | E6 | CCE | 0 | 0 | 0 | 0 | 0 | 0 | 0 | 0 | 0 | 0 | 0 | 0 | 0 | 0 | 0 | 0 | 0 | 0 | 0 | 0 | 0 | 0 | 0 | 0 | 0 | 0 | 0 | 0 | 0 | 0
F1_Commercial_Small Retail_New_Space Heating_Electric_Packaged Terminal HP_E7 | F1 | Commercial | Small Retail | New | Space Heating | Electric | Packaged Terminal HP | E7 | CCE | 0 | 0 | 0 | 0 | 0 | 0 | 0 | 0 | 0 | 0 | 0 | 0 | 0 | 0 | 0 | 0 | 0 | 0 | 0 | 0 | 0 | 0 | 0 | 0 | 0 | 0 | 0 | 0 | 0 | 0
F1_Commercial_Small Retail_New_Space Heating_Electric_Packaged Terminal HP_E8 | F1 | Commercial | Small Retail | New | Space Heating | Electric | Packaged Terminal HP | E8 | CCE | 0 | 0 | 0 | 0 | 0 | 0 | 0 | 0 | 0 | 0 | 0 | 0 | 0 | 0 | 0 | 0 | 0 | 0 | 0 | 0 | 0 | 0 | 0 | 0 | 0 | 0 | 0 | 0 | 0 | 0
F1_Commercial_Small Retail_New_Space Heating_Electric_Packaged Terminal HP_E9 | F1 | Commercial | Small Retail | New | Space Heating | Electric | Packaged Terminal HP | E9 | CCE | 0 | 0 | 0 | 0 | 0 | 0 | 0 | 0 | 0 | 0 | 0 | 0 | 0 | 0 | 0 | 0 | 0 | 0 | 0 | 0 | 0 | 0 | 0 | 0 | 0 | 0 | 0 | 0 | 0 | 0
F1_Commercial_Small Retail_New_Space Heating_Electric_Packaged Terminal HP_E10 | F1 | Commercial | Small Retail | New | Space Heating | Electric | Packaged Terminal HP | E10 | CCE | 0 | 0 | 0 | 0 | 0 | 0 | 0 | 0 | 0 | 0 | 0 | 0 | 0 | 0 | 0 | 0 | 0 | 0 | 0 | 0 | 0 | 0 | 0 | 0 | 0 | 0 | 0 | 0 | 0 | 0
F2_Commercial_Small Retail_New_Space Heating_Electric_Packaged Terminal HP_E1 | F2 | Commercial | Small Retail | New | Space Heating | Electric | Packaged Terminal HP | E1 | TRC BC Ratio | 0 | 0 | 0 | 0 | 0 | 0 | 0 | 0 | 0 | 0 | 0 | 0 | 0 | 0 | 0 | 0 | 0 | 0 | 0 | 0 | 0 | 0 | 0 | 0 | 0 | 0 | 0 | 0 | 0 | 0
F2_Commercial_Small Retail_New_Space Heating_Electric_Packaged Terminal HP_E2 | F2 | Commercial | Small Retail | New | Space Heating | Electric | Packaged Terminal HP | E2 | TRC BC Ratio | 0 | 0 | 0 | 0 | 0 | 0 | 0 | 0 | 0 | 0 | 0 | 0 | 0 | 0 | 0 | 0 | 0 | 0 | 0 | 0 | 0 | 0 | 0 | 0 | 0 | 0 | 0 | 0 | 0 | 0
F2_Commercial_Small Retail_New_Space Heating_Electric_Packaged Terminal HP_E3 | F2 | Commercial | Small Retail | New | Space Heating | Electric | Packaged Terminal HP | E3 | TRC BC Ratio | 0 | 0 | 0 | 0 | 0 | 0 | 0 | 0 | 0 | 0 | 0 | 0 | 0 | 0 | 0 | 0 | 0 | 0 | 0 | 0 | 0 | 0 | 0 | 0 | 0 | 0 | 0 | 0 | 0 | 0
F2_Commercial_Small Retail_New_Space Heating_Electric_Packaged Terminal HP_E4 | F2 | Commercial | Small Retail | New | Space Heating | Electric | Packaged Terminal HP | E4 | TRC BC Ratio | 0 | 0 | 0 | 0 | 0 | 0 | 0 | 0 | 0 | 0 | 0 | 0 | 0 | 0 | 0 | 0 | 0 | 0 | 0 | 0 | 0 | 0 | 0 | 0 | 0 | 0 | 0 | 0 | 0 | 0
F2_Commercial_Small Retail_New_Space Heating_Electric_Packaged Terminal HP_E5 | F2 | Commercial | Small Retail | New | Space Heating | Electric | Packaged Terminal HP | E5 | TRC BC Ratio | 0 | 0 | 0 | 0 | 0 | 0 | 0 | 0 | 0 | 0 | 0 | 0 | 0 | 0 | 0 | 0 | 0 | 0 | 0 | 0 | 0 | 0 | 0 | 0 | 0 | 0 | 0 | 0 | 0 | 0
F2_Commercial_Small Retail_New_Space Heating_Electric_Packaged Terminal HP_E6 | F2 | Commercial | Small Retail | New | Space Heating | Electric | Packaged Terminal HP | E6 | TRC BC Ratio | 0 | 0 | 0 | 0 | 0 | 0 | 0 | 0 | 0 | 0 | 0 | 0 | 0 | 0 | 0 | 0 | 0 | 0 | 0 | 0 | 0 | 0 | 0 | 0 | 0 | 0 | 0 | 0 | 0 | 0
F2_Commercial_Small Retail_New_Space Heating_Electric_Packaged Terminal HP_E7 | F2 | Commercial | Small Retail | New | Space Heating | Electric | Packaged Terminal HP | E7 | TRC BC Ratio | 0 | 0 | 0 | 0 | 0 | 0 | 0 | 0 | 0 | 0 | 0 | 0 | 0 | 0 | 0 | 0 | 0 | 0 | 0 | 0 | 0 | 0 | 0 | 0 | 0 | 0 | 0 | 0 | 0 | 0
F2_Commercial_Small Retail_New_Space Heating_Electric_Packaged Terminal HP_E8 | F2 | Commercial | Small Retail | New | Space Heating | Electric | Packaged Terminal HP | E8 | TRC BC Ratio | 0 | 0 | 0 | 0 | 0 | 0 | 0 | 0 | 0 | 0 | 0 | 0 | 0 | 0 | 0 | 0 | 0 | 0 | 0 | 0 | 0 | 0 | 0 | 0 | 0 | 0 | 0 | 0 | 0 | 0
F2_Commercial_Small Retail_New_Space Heating_Electric_Packaged Terminal HP_E9 | F2 | Commercial | Small Retail | New | Space Heating | Electric | Packaged Terminal HP | E9 | TRC BC Ratio | 0 | 0 | 0 | 0 | 0 | 0 | 0 | 0 | 0 | 0 | 0 | 0 | 0 | 0 | 0 | 0 | 0 | 0 | 0 | 0 | 0 | 0 | 0 | 0 | 0 | 0 | 0 | 0 | 0 | 0
F2_Commercial_Small Retail_New_Space Heating_Electric_Packaged Terminal HP_E10 | F2 | Commercial | Small Retail | New | Space Heating | Electric | Packaged Terminal HP | E10 | TRC BC Ratio | 0 | 0 | 0 | 0 | 0 | 0 | 0 | 0 | 0 | 0 | 0 | 0 | 0 | 0 | 0 | 0 | 0 | 0 | 0 | 0 | 0 | 0 | 0 | 0 | 0 | 0 | 0 | 0 | 0 | 0
F3_Commercial_Small Retail_New_Space Heating_Electric_Packaged Terminal HP_E1 | F3 | Commercial | Small Retail | New | Space Heating | Electric | Packaged Terminal HP | E1 | PACT BC Ratio | 0 | 0 | 0 | 0 | 0 | 0 | 0 | 0 | 0 | 0 | 0 | 0 | 0 | 0 | 0 | 0 | 0 | 0 | 0 | 0 | 0 | 0 | 0 | 0 | 0 | 0 | 0 | 0 | 0 | 0
F3_Commercial_Small Retail_New_Space Heating_Electric_Packaged Terminal HP_E2 | F3 | Commercial | Small Retail | New | Space Heating | Electric | Packaged Terminal HP | E2 | PACT BC Ratio | 0 | 0 | 0 | 0 | 0 | 0 | 0 | 0 | 0 | 0 | 0 | 0 | 0 | 0 | 0 | 0 | 0 | 0 | 0 | 0 | 0 | 0 | 0 | 0 | 0 | 0 | 0 | 0 | 0 | 0
F3_Commercial_Small Retail_New_Space Heating_Electric_Packaged Terminal HP_E3 | F3 | Commercial | Small Retail | New | Space Heating | Electric | Packaged Terminal HP | E3 | PACT BC Ratio | 0 | 0 | 0 | 0 | 0 | 0 | 0 | 0 | 0 | 0 | 0 | 0 | 0 | 0 | 0 | 0 | 0 | 0 | 0 | 0 | 0 | 0 | 0 | 0 | 0 | 0 | 0 | 0 | 0 | 0
F3_Commercial_Small Retail_New_Space Heating_Electric_Packaged Terminal HP_E4 | F3 | Commercial | Small Retail | New | Space Heating | Electric | Packaged Terminal HP | E4 | PACT BC Ratio | 0 | 0 | 0 | 0 | 0 | 0 | 0 | 0 | 0 | 0 | 0 | 0 | 0 | 0 | 0 | 0 | 0 | 0 | 0 | 0 | 0 | 0 | 0 | 0 | 0 | 0 | 0 | 0 | 0 | 0
F3_Commercial_Small Retail_New_Space Heating_Electric_Packaged Terminal HP_E5 | F3 | Commercial | Small Retail | New | Space Heating | Electric | Packaged Terminal HP | E5 | PACT BC Ratio | 0 | 0 | 0 | 0 | 0 | 0 | 0 | 0 | 0 | 0 | 0 | 0 | 0 | 0 | 0 | 0 | 0 | 0 | 0 | 0 | 0 | 0 | 0 | 0 | 0 | 0 | 0 | 0 | 0 | 0
F3_Commercial_Small Retail_New_Space Heating_Electric_Packaged Terminal HP_E6 | F3 | Commercial | Small Retail | New | Space Heating | Electric | Packaged Terminal HP | E6 | PACT BC Ratio | 0 | 0 | 0 | 0 | 0 | 0 | 0 | 0 | 0 | 0 | 0 | 0 | 0 | 0 | 0 | 0 | 0 | 0 | 0 | 0 | 0 | 0 | 0 | 0 | 0 | 0 | 0 | 0 | 0 | 0
F3_Commercial_Small Retail_New_Space Heating_Electric_Packaged Terminal HP_E7 | F3 | Commercial | Small Retail | New | Space Heating | Electric | Packaged Terminal HP | E7 | PACT BC Ratio | 0 | 0 | 0 | 0 | 0 | 0 | 0 | 0 | 0 | 0 | 0 | 0 | 0 | 0 | 0 | 0 | 0 | 0 | 0 | 0 | 0 | 0 | 0 | 0 | 0 | 0 | 0 | 0 | 0 | 0
F3_Commercial_Small Retail_New_Space Heating_Electric_Packaged Terminal HP_E8 | F3 | Commercial | Small Retail | New | Space Heating | Electric | Packaged Terminal HP | E8 | PACT BC Ratio | 0 | 0 | 0 | 0 | 0 | 0 | 0 | 0 | 0 | 0 | 0 | 0 | 0 | 0 | 0 | 0 | 0 | 0 | 0 | 0 | 0 | 0 | 0 | 0 | 0 | 0 | 0 | 0 | 0 | 0
F3_Commercial_Small Retail_New_Space Heating_Electric_Packaged Terminal HP_E9 | F3 | Commercial | Small Retail | New | Space Heating | Electric | Packaged Terminal HP | E9 | PACT BC Ratio | 0 | 0 | 0 | 0 | 0 | 0 | 0 | 0 | 0 | 0 | 0 | 0 | 0 | 0 | 0 | 0 | 0 | 0 | 0 | 0 | 0 | 0 | 0 | 0 | 0 | 0 | 0 | 0 | 0 | 0
F3_Commercial_Small Retail_New_Space Heating_Electric_Packaged Terminal HP_E10 | F3 | Commercial | Small Retail | New | Space Heating | Electric | Packaged Terminal HP | E10 | PACT BC Ratio | 0 | 0 | 0 | 0 | 0 | 0 | 0 | 0 | 0 | 0 | 0 | 0 | 0 | 0 | 0 | 0 | 0 | 0 | 0 | 0 | 0 | 0 | 0 | 0 | 0 | 0 | 0 | 0 | 0 | 0
F4_Commercial_Small Retail_New_Space Heating_Electric_Packaged Terminal HP_E1 | F4 | Commercial | Small Retail | New | Space Heating | Electric | Packaged Terminal HP | E1 | RVT BC Ratio | 0 | 0 | 0 | 0 | 0 | 0 | 0 | 0 | 0 | 0 | 0 | 0 | 0 | 0 | 0 | 0 | 0 | 0 | 0 | 0 | 0 | 0 | 0 | 0 | 0 | 0 | 0 | 0 | 0 | 0
F4_Commercial_Small Retail_New_Space Heating_Electric_Packaged Terminal HP_E2 | F4 | Commercial | Small Retail | New | Space Heating | Electric | Packaged Terminal HP | E2 | RVT BC Ratio | 0 | 0 | 0 | 0 | 0 | 0 | 0 | 0 | 0 | 0 | 0 | 0 | 0 | 0 | 0 | 0 | 0 | 0 | 0 | 0 | 0 | 0 | 0 | 0 | 0 | 0 | 0 | 0 | 0 | 0
F4_Commercial_Small Retail_New_Space Heating_Electric_Packaged Terminal HP_E3 | F4 | Commercial | Small Retail | New | Space Heating | Electric | Packaged Terminal HP | E3 | RVT BC Ratio | 0 | 0 | 0 | 0 | 0 | 0 | 0 | 0 | 0 | 0 | 0 | 0 | 0 | 0 | 0 | 0 | 0 | 0 | 0 | 0 | 0 | 0 | 0 | 0 | 0 | 0 | 0 | 0 | 0 | 0
F4_Commercial_Small Retail_New_Space Heating_Electric_Packaged Terminal HP_E4 | F4 | Commercial | Small Retail | New | Space Heating | Electric | Packaged Terminal HP | E4 | RVT BC Ratio | 0 | 0 | 0 | 0 | 0 | 0 | 0 | 0 | 0 | 0 | 0 | 0 | 0 | 0 | 0 | 0 | 0 | 0 | 0 | 0 | 0 | 0 | 0 | 0 | 0 | 0 | 0 | 0 | 0 | 0
F4_Commercial_Small Retail_New_Space Heating_Electric_Packaged Terminal HP_E5 | F4 | Commercial | Small Retail | New | Space Heating | Electric | Packaged Terminal HP | E5 | RVT BC Ratio | 0 | 0 | 0 | 0 | 0 | 0 | 0 | 0 | 0 | 0 | 0 | 0 | 0 | 0 | 0 | 0 | 0 | 0 | 0 | 0 | 0 | 0 | 0 | 0 | 0 | 0 | 0 | 0 | 0 | 0
F4_Commercial_Small Retail_New_Space Heating_Electric_Packaged Terminal HP_E6 | F4 | Commercial | Small Retail | New | Space Heating | Electric | Packaged Terminal HP | E6 | RVT BC Ratio | 0 | 0 | 0 | 0 | 0 | 0 | 0 | 0 | 0 | 0 | 0 | 0 | 0 | 0 | 0 | 0 | 0 | 0 | 0 | 0 | 0 | 0 | 0 | 0 | 0 | 0 | 0 | 0 | 0 | 0
F4_Commercial_Small Retail_New_Space Heating_Electric_Packaged Terminal HP_E7 | F4 | Commercial | Small Retail | New | Space Heating | Electric | Packaged Terminal HP | E7 | RVT BC Ratio | 0 | 0 | 0 | 0 | 0 | 0 | 0 | 0 | 0 | 0 | 0 | 0 | 0 | 0 | 0 | 0 | 0 | 0 | 0 | 0 | 0 | 0 | 0 | 0 | 0 | 0 | 0 | 0 | 0 | 0
F4_Commercial_Small Retail_New_Space Heating_Electric_Packaged Terminal HP_E8 | F4 | Commercial | Small Retail | New | Space Heating | Electric | Packaged Terminal HP | E8 | RVT BC Ratio | 0 | 0 | 0 | 0 | 0 | 0 | 0 | 0 | 0 | 0 | 0 | 0 | 0 | 0 | 0 | 0 | 0 | 0 | 0 | 0 | 0 | 0 | 0 | 0 | 0 | 0 | 0 | 0 | 0 | 0
F4_Commercial_Small Retail_New_Space Heating_Electric_Packaged Terminal HP_E9 | F4 | Commercial | Small Retail | New | Space Heating | Electric | Packaged Terminal HP | E9 | RVT BC Ratio | 0 | 0 | 0 | 0 | 0 | 0 | 0 | 0 | 0 | 0 | 0 | 0 | 0 | 0 | 0 | 0 | 0 | 0 | 0 | 0 | 0 | 0 | 0 | 0 | 0 | 0 | 0 | 0 | 0 | 0
F4_Commercial_Small Retail_New_Space Heating_Electric_Packaged Terminal HP_E10 | F4 | Commercial | Small Retail | New | Space Heating | Electric | Packaged Terminal HP | E10 | RVT BC Ratio | 0 | 0 | 0 | 0 | 0 | 0 | 0 | 0 | 0 | 0 | 0 | 0 | 0 | 0 | 0 | 0 | 0 | 0 | 0 | 0 | 0 | 0 | 0 | 0 | 0 | 0 | 0 | 0 | 0 | 0
F5_Commercial_Small Retail_New_Space Heating_Electric_Packaged Terminal HP_E1 | F5 | Commercial | Small Retail | New | Space Heating | Electric | Packaged Terminal HP | E1 | RIM BC Ratio | 0 | 0 | 0 | 0 | 0 | 0 | 0 | 0 | 0 | 0 | 0 | 0 | 0 | 0 | 0 | 0 | 0 | 0 | 0 | 0 | 0 | 0 | 0 | 0 | 0 | 0 | 0 | 0 | 0 | 0
F5_Commercial_Small Retail_New_Space Heating_Electric_Packaged Terminal HP_E2 | F5 | Commercial | Small Retail | New | Space Heating | Electric | Packaged Terminal HP | E2 | RIM BC Ratio | 0 | 0 | 0 | 0 | 0 | 0 | 0 | 0 | 0 | 0 | 0 | 0 | 0 | 0 | 0 | 0 | 0 | 0 | 0 | 0 | 0 | 0 | 0 | 0 | 0 | 0 | 0 | 0 | 0 | 0
F5_Commercial_Small Retail_New_Space Heating_Electric_Packaged Terminal HP_E3 | F5 | Commercial | Small Retail | New | Space Heating | Electric | Packaged Terminal HP | E3 | RIM BC Ratio | 0 | 0 | 0 | 0 | 0 | 0 | 0 | 0 | 0 | 0 | 0 | 0 | 0 | 0 | 0 | 0 | 0 | 0 | 0 | 0 | 0 | 0 | 0 | 0 | 0 | 0 | 0 | 0 | 0 | 0
F5_Commercial_Small Retail_New_Space Heating_Electric_Packaged Terminal HP_E4 | F5 | Commercial | Small Retail | New | Space Heating | Electric | Packaged Terminal HP | E4 | RIM BC Ratio | 0 | 0 | 0 | 0 | 0 | 0 | 0 | 0 | 0 | 0 | 0 | 0 | 0 | 0 | 0 | 0 | 0 | 0 | 0 | 0 | 0 | 0 | 0 | 0 | 0 | 0 | 0 | 0 | 0 | 0
F5_Commercial_Small Retail_New_Space Heating_Electric_Packaged Terminal HP_E5 | F5 | Commercial | Small Retail | New | Space Heating | Electric | Packaged Terminal HP | E5 | RIM BC Ratio | 0 | 0 | 0 | 0 | 0 | 0 | 0 | 0 | 0 | 0 | 0 | 0 | 0 | 0 | 0 | 0 | 0 | 0 | 0 | 0 | 0 | 0 | 0 | 0 | 0 | 0 | 0 | 0 | 0 | 0
F5_Commercial_Small Retail_New_Space Heating_Electric_Packaged Terminal HP_E6 | F5 | Commercial | Small Retail | New | Space Heating | Electric | Packaged Terminal HP | E6 | RIM BC Ratio | 0 | 0 | 0 | 0 | 0 | 0 | 0 | 0 | 0 | 0 | 0 | 0 | 0 | 0 | 0 | 0 | 0 | 0 | 0 | 0 | 0 | 0 | 0 | 0 | 0 | 0 | 0 | 0 | 0 | 0
F5_Commercial_Small Retail_New_Space Heating_Electric_Packaged Terminal HP_E7 | F5 | Commercial | Small Retail | New | Space Heating | Electric | Packaged Terminal HP | E7 | RIM BC Ratio | 0 | 0 | 0 | 0 | 0 | 0 | 0 | 0 | 0 | 0 | 0 | 0 | 0 | 0 | 0 | 0 | 0 | 0 | 0 | 0 | 0 | 0 | 0 | 0 | 0 | 0 | 0 | 0 | 0 | 0
F5_Commercial_Small Retail_New_Space Heating_Electric_Packaged Terminal HP_E8 | F5 | Commercial | Small Retail | New | Space Heating | Electric | Packaged Terminal HP | E8 | RIM BC Ratio | 0 | 0 | 0 | 0 | 0 | 0 | 0 | 0 | 0 | 0 | 0 | 0 | 0 | 0 | 0 | 0 | 0 | 0 | 0 | 0 | 0 | 0 | 0 | 0 | 0 | 0 | 0 | 0 | 0 | 0
F5_Commercial_Small Retail_New_Space Heating_Electric_Packaged Terminal HP_E9 | F5 | Commercial | Small Retail | New | Space Heating | Electric | Packaged Terminal HP | E9 | RIM BC Ratio | 0 | 0 | 0 | 0 | 0 | 0 | 0 | 0 | 0 | 0 | 0 | 0 | 0 | 0 | 0 | 0 | 0 | 0 | 0 | 0 | 0 | 0 | 0 | 0 | 0 | 0 | 0 | 0 | 0 | 0
F5_Commercial_Small Retail_New_Space Heating_Electric_Packaged Terminal HP_E10 | F5 | Commercial | Small Retail | New | Space Heating | Electric | Packaged Terminal HP | E10 | RIM BC Ratio | 0 | 0 | 0 | 0 | 0 | 0 | 0 | 0 | 0 | 0 | 0 | 0 | 0 | 0 | 0 | 0 | 0 | 0 | 0 | 0 | 0 | 0 | 0 | 0 | 0 | 0 | 0 | 0 | 0 | 0
F0_Commercial_Small Retail_New_Space Heating_Electric_Air-Source Heat Pump_E0 | F0 | Commercial | Small Retail | New | Space Heating | Electric | Air-Source Heat Pump | E0 | Economic Unit | 0 | 0 | 0 | 0 | 0 | 0 | 0 | 0 | 0 | 0 | 0 | 0 | 0 | 0 | 0 | 0 | 0 | 0 | 0 | 0 | 0 | 0 | 0 | 0 | 0 | 0 | 0 | 0 | 0 | 0
F1_Commercial_Small Retail_New_Space Heating_Electric_Air-Source Heat Pump_E1 | F1 | Commercial | Small Retail | New | Space Heating | Electric | Air-Source Heat Pump | E1 | CCE | 0 | 0 | 0 | 0 | 0 | 0 | 0 | 0 | 0 | 0 | 0 | 0 | 0 | 0 | 0 | 0 | 0 | 0 | 0 | 0 | 0 | 0 | 0 | 0 | 0 | 0 | 0 | 0 | 0 | 0
F1_Commercial_Small Retail_New_Space Heating_Electric_Air-Source Heat Pump_E2 | F1 | Commercial | Small Retail | New | Space Heating | Electric | Air-Source Heat Pump | E2 | CCE | 0 | 0 | 0 | 0 | 0 | 0 | 0 | 0 | 0 | 0 | 0 | 0 | 0 | 0 | 0 | 0 | 0 | 0 | 0 | 0 | 0 | 0 | 0 | 0 | 0 | 0 | 0 | 0 | 0 | 0
F1_Commercial_Small Retail_New_Space Heating_Electric_Air-Source Heat Pump_E3 | F1 | Commercial | Small Retail | New | Space Heating | Electric | Air-Source Heat Pump | E3 | CCE | 0 | 0 | 0 | 0 | 0 | 0 | 0 | 0 | 0 | 0 | 0 | 0 | 0 | 0 | 0 | 0 | 0 | 0 | 0 | 0 | 0 | 0 | 0 | 0 | 0 | 0 | 0 | 0 | 0 | 0
F1_Commercial_Small Retail_New_Space Heating_Electric_Air-Source Heat Pump_E4 | F1 | Commercial | Small Retail | New | Space Heating | Electric | Air-Source Heat Pump | E4 | CCE | 0 | 0 | 0 | 0 | 0 | 0 | 0 | 0 | 0 | 0 | 0 | 0 | 0 | 0 | 0 | 0 | 0 | 0 | 0 | 0 | 0 | 0 | 0 | 0 | 0 | 0 | 0 | 0 | 0 | 0
F1_Commercial_Small Retail_New_Space Heating_Electric_Air-Source Heat Pump_E5 | F1 | Commercial | Small Retail | New | Space Heating | Electric | Air-Source Heat Pump | E5 | CCE | 0 | 0 | 0 | 0 | 0 | 0 | 0 | 0 | 0 | 0 | 0 | 0 | 0 | 0 | 0 | 0 | 0 | 0 | 0 | 0 | 0 | 0 | 0 | 0 | 0 | 0 | 0 | 0 | 0 | 0
F1_Commercial_Small Retail_New_Space Heating_Electric_Air-Source Heat Pump_E6 | F1 | Commercial | Small Retail | New | Space Heating | Electric | Air-Source Heat Pump | E6 | CCE | 0 | 0 | 0 | 0 | 0 | 0 | 0 | 0 | 0 | 0 | 0 | 0 | 0 | 0 | 0 | 0 | 0 | 0 | 0 | 0 | 0 | 0 | 0 | 0 | 0 | 0 | 0 | 0 | 0 | 0
F1_Commercial_Small Retail_New_Space Heating_Electric_Air-Source Heat Pump_E7 | F1 | Commercial | Small Retail | New | Space Heating | Electric | Air-Source Heat Pump | E7 | CCE | 0 | 0 | 0 | 0 | 0 | 0 | 0 | 0 | 0 | 0 | 0 | 0 | 0 | 0 | 0 | 0 | 0 | 0 | 0 | 0 | 0 | 0 | 0 | 0 | 0 | 0 | 0 | 0 | 0 | 0
F1_Commercial_Small Retail_New_Space Heating_Electric_Air-Source Heat Pump_E8 | F1 | Commercial | Small Retail | New | Space Heating | Electric | Air-Source Heat Pump | E8 | CCE | 0 | 0 | 0 | 0 | 0 | 0 | 0 | 0 | 0 | 0 | 0 | 0 | 0 | 0 | 0 | 0 | 0 | 0 | 0 | 0 | 0 | 0 | 0 | 0 | 0 | 0 | 0 | 0 | 0 | 0
F1_Commercial_Small Retail_New_Space Heating_Electric_Air-Source Heat Pump_E9 | F1 | Commercial | Small Retail | New | Space Heating | Electric | Air-Source Heat Pump | E9 | CCE | 0 | 0 | 0 | 0 | 0 | 0 | 0 | 0 | 0 | 0 | 0 | 0 | 0 | 0 | 0 | 0 | 0 | 0 | 0 | 0 | 0 | 0 | 0 | 0 | 0 | 0 | 0 | 0 | 0 | 0
F1_Commercial_Small Retail_New_Space Heating_Electric_Air-Source Heat Pump_E10 | F1 | Commercial | Small Retail | New | Space Heating | Electric | Air-Source Heat Pump | E10 | CCE | 0 | 0 | 0 | 0 | 0 | 0 | 0 | 0 | 0 | 0 | 0 | 0 | 0 | 0 | 0 | 0 | 0 | 0 | 0 | 0 | 0 | 0 | 0 | 0 | 0 | 0 | 0 | 0 | 0 | 0
F2_Commercial_Small Retail_New_Space Heating_Electric_Air-Source Heat Pump_E1 | F2 | Commercial | Small Retail | New | Space Heating | Electric | Air-Source Heat Pump | E1 | TRC BC Ratio | 0 | 0 | 0 | 0 | 0 | 0 | 0 | 0 | 0 | 0 | 0 | 0 | 0 | 0 | 0 | 0 | 0 | 0 | 0 | 0 | 0 | 0 | 0 | 0 | 0 | 0 | 0 | 0 | 0 | 0
F2_Commercial_Small Retail_New_Space Heating_Electric_Air-Source Heat Pump_E2 | F2 | Commercial | Small Retail | New | Space Heating | Electric | Air-Source Heat Pump | E2 | TRC BC Ratio | 0 | 0 | 0 | 0 | 0 | 0 | 0 | 0 | 0 | 0 | 0 | 0 | 0 | 0 | 0 | 0 | 0 | 0 | 0 | 0 | 0 | 0 | 0 | 0 | 0 | 0 | 0 | 0 | 0 | 0
F2_Commercial_Small Retail_New_Space Heating_Electric_Air-Source Heat Pump_E3 | F2 | Commercial | Small Retail | New | Space Heating | Electric | Air-Source Heat Pump | E3 | TRC BC Ratio | 0 | 0 | 0 | 0 | 0 | 0 | 0 | 0 | 0 | 0 | 0 | 0 | 0 | 0 | 0 | 0 | 0 | 0 | 0 | 0 | 0 | 0 | 0 | 0 | 0 | 0 | 0 | 0 | 0 | 0
F2_Commercial_Small Retail_New_Space Heating_Electric_Air-Source Heat Pump_E4 | F2 | Commercial | Small Retail | New | Space Heating | Electric | Air-Source Heat Pump | E4 | TRC BC Ratio | 0 | 0 | 0 | 0 | 0 | 0 | 0 | 0 | 0 | 0 | 0 | 0 | 0 | 0 | 0 | 0 | 0 | 0 | 0 | 0 | 0 | 0 | 0 | 0 | 0 | 0 | 0 | 0 | 0 | 0
F2_Commercial_Small Retail_New_Space Heating_Electric_Air-Source Heat Pump_E5 | F2 | Commercial | Small Retail | New | Space Heating | Electric | Air-Source Heat Pump | E5 | TRC BC Ratio | 0 | 0 | 0 | 0 | 0 | 0 | 0 | 0 | 0 | 0 | 0 | 0 | 0 | 0 | 0 | 0 | 0 | 0 | 0 | 0 | 0 | 0 | 0 | 0 | 0 | 0 | 0 | 0 | 0 | 0
F2_Commercial_Small Retail_New_Space Heating_Electric_Air-Source Heat Pump_E6 | F2 | Commercial | Small Retail | New | Space Heating | Electric | Air-Source Heat Pump | E6 | TRC BC Ratio | 0 | 0 | 0 | 0 | 0 | 0 | 0 | 0 | 0 | 0 | 0 | 0 | 0 | 0 | 0 | 0 | 0 | 0 | 0 | 0 | 0 | 0 | 0 | 0 | 0 | 0 | 0 | 0 | 0 | 0
F2_Commercial_Small Retail_New_Space Heating_Electric_Air-Source Heat Pump_E7 | F2 | Commercial | Small Retail | New | Space Heating | Electric | Air-Source Heat Pump | E7 | TRC BC Ratio | 0 | 0 | 0 | 0 | 0 | 0 | 0 | 0 | 0 | 0 | 0 | 0 | 0 | 0 | 0 | 0 | 0 | 0 | 0 | 0 | 0 | 0 | 0 | 0 | 0 | 0 | 0 | 0 | 0 | 0
F2_Commercial_Small Retail_New_Space Heating_Electric_Air-Source Heat Pump_E8 | F2 | Commercial | Small Retail | New | Space Heating | Electric | Air-Source Heat Pump | E8 | TRC BC Ratio | 0 | 0 | 0 | 0 | 0 | 0 | 0 | 0 | 0 | 0 | 0 | 0 | 0 | 0 | 0 | 0 | 0 | 0 | 0 | 0 | 0 | 0 | 0 | 0 | 0 | 0 | 0 | 0 | 0 | 0
F2_Commercial_Small Retail_New_Space Heating_Electric_Air-Source Heat Pump_E9 | F2 | Commercial | Small Retail | New | Space Heating | Electric | Air-Source Heat Pump | E9 | TRC BC Ratio | 0 | 0 | 0 | 0 | 0 | 0 | 0 | 0 | 0 | 0 | 0 | 0 | 0 | 0 | 0 | 0 | 0 | 0 | 0 | 0 | 0 | 0 | 0 | 0 | 0 | 0 | 0 | 0 | 0 | 0
F2_Commercial_Small Retail_New_Space Heating_Electric_Air-Source Heat Pump_E10 | F2 | Commercial | Small Retail | New | Space Heating | Electric | Air-Source Heat Pump | E10 | TRC BC Ratio | 0 | 0 | 0 | 0 | 0 | 0 | 0 | 0 | 0 | 0 | 0 | 0 | 0 | 0 | 0 | 0 | 0 | 0 | 0 | 0 | 0 | 0 | 0 | 0 | 0 | 0 | 0 | 0 | 0 | 0
F3_Commercial_Small Retail_New_Space Heating_Electric_Air-Source Heat Pump_E1 | F3 | Commercial | Small Retail | New | Space Heating | Electric | Air-Source Heat Pump | E1 | PACT BC Ratio | 0 | 0 | 0 | 0 | 0 | 0 | 0 | 0 | 0 | 0 | 0 | 0 | 0 | 0 | 0 | 0 | 0 | 0 | 0 | 0 | 0 | 0 | 0 | 0 | 0 | 0 | 0 | 0 | 0 | 0
F3_Commercial_Small Retail_New_Space Heating_Electric_Air-Source Heat Pump_E2 | F3 | Commercial | Small Retail | New | Space Heating | Electric | Air-Source Heat Pump | E2 | PACT BC Ratio | 0 | 0 | 0 | 0 | 0 | 0 | 0 | 0 | 0 | 0 | 0 | 0 | 0 | 0 | 0 | 0 | 0 | 0 | 0 | 0 | 0 | 0 | 0 | 0 | 0 | 0 | 0 | 0 | 0 | 0
F3_Commercial_Small Retail_New_Space Heating_Electric_Air-Source Heat Pump_E3 | F3 | Commercial | Small Retail | New | Space Heating | Electric | Air-Source Heat Pump | E3 | PACT BC Ratio | 0 | 0 | 0 | 0 | 0 | 0 | 0 | 0 | 0 | 0 | 0 | 0 | 0 | 0 | 0 | 0 | 0 | 0 | 0 | 0 | 0 | 0 | 0 | 0 | 0 | 0 | 0 | 0 | 0 | 0
F3_Commercial_Small Retail_New_Space Heating_Electric_Air-Source Heat Pump_E4 | F3 | Commercial | Small Retail | New | Space Heating | Electric | Air-Source Heat Pump | E4 | PACT BC Ratio | 0 | 0 | 0 | 0 | 0 | 0 | 0 | 0 | 0 | 0 | 0 | 0 | 0 | 0 | 0 | 0 | 0 | 0 | 0 | 0 | 0 | 0 | 0 | 0 | 0 | 0 | 0 | 0 | 0 | 0
F3_Commercial_Small Retail_New_Space Heating_Electric_Air-Source Heat Pump_E5 | F3 | Commercial | Small Retail | New | Space Heating | Electric | Air-Source Heat Pump | E5 | PACT BC Ratio | 0 | 0 | 0 | 0 | 0 | 0 | 0 | 0 | 0 | 0 | 0 | 0 | 0 | 0 | 0 | 0 | 0 | 0 | 0 | 0 | 0 | 0 | 0 | 0 | 0 | 0 | 0 | 0 | 0 | 0
F3_Commercial_Small Retail_New_Space Heating_Electric_Air-Source Heat Pump_E6 | F3 | Commercial | Small Retail | New | Space Heating | Electric | Air-Source Heat Pump | E6 | PACT BC Ratio | 0 | 0 | 0 | 0 | 0 | 0 | 0 | 0 | 0 | 0 | 0 | 0 | 0 | 0 | 0 | 0 | 0 | 0 | 0 | 0 | 0 | 0 | 0 | 0 | 0 | 0 | 0 | 0 | 0 | 0
F3_Commercial_Small Retail_New_Space Heating_Electric_Air-Source Heat Pump_E7 | F3 | Commercial | Small Retail | New | Space Heating | Electric | Air-Source Heat Pump | E7 | PACT BC Ratio | 0 | 0 | 0 | 0 | 0 | 0 | 0 | 0 | 0 | 0 | 0 | 0 | 0 | 0 | 0 | 0 | 0 | 0 | 0 | 0 | 0 | 0 | 0 | 0 | 0 | 0 | 0 | 0 | 0 | 0
F3_Commercial_Small Retail_New_Space Heating_Electric_Air-Source Heat Pump_E8 | F3 | Commercial | Small Retail | New | Space Heating | Electric | Air-Source Heat Pump | E8 | PACT BC Ratio | 0 | 0 | 0 | 0 | 0 | 0 | 0 | 0 | 0 | 0 | 0 | 0 | 0 | 0 | 0 | 0 | 0 | 0 | 0 | 0 | 0 | 0 | 0 | 0 | 0 | 0 | 0 | 0 | 0 | 0
F3_Commercial_Small Retail_New_Space Heating_Electric_Air-Source Heat Pump_E9 | F3 | Commercial | Small Retail | New | Space Heating | Electric | Air-Source Heat Pump | E9 | PACT BC Ratio | 0 | 0 | 0 | 0 | 0 | 0 | 0 | 0 | 0 | 0 | 0 | 0 | 0 | 0 | 0 | 0 | 0 | 0 | 0 | 0 | 0 | 0 | 0 | 0 | 0 | 0 | 0 | 0 | 0 | 0
F3_Commercial_Small Retail_New_Space Heating_Electric_Air-Source Heat Pump_E10 | F3 | Commercial | Small Retail | New | Space Heating | Electric | Air-Source Heat Pump | E10 | PACT BC Ratio | 0 | 0 | 0 | 0 | 0 | 0 | 0 | 0 | 0 | 0 | 0 | 0 | 0 | 0 | 0 | 0 | 0 | 0 | 0 | 0 | 0 | 0 | 0 | 0 | 0 | 0 | 0 | 0 | 0 | 0
F4_Commercial_Small Retail_New_Space Heating_Electric_Air-Source Heat Pump_E1 | F4 | Commercial | Small Retail | New | Space Heating | Electric | Air-Source Heat Pump | E1 | RVT BC Ratio | 0 | 0 | 0 | 0 | 0 | 0 | 0 | 0 | 0 | 0 | 0 | 0 | 0 | 0 | 0 | 0 | 0 | 0 | 0 | 0 | 0 | 0 | 0 | 0 | 0 | 0 | 0 | 0 | 0 | 0
F4_Commercial_Small Retail_New_Space Heating_Electric_Air-Source Heat Pump_E2 | F4 | Commercial | Small Retail | New | Space Heating | Electric | Air-Source Heat Pump | E2 | RVT BC Ratio | 0 | 0 | 0 | 0 | 0 | 0 | 0 | 0 | 0 | 0 | 0 | 0 | 0 | 0 | 0 | 0 | 0 | 0 | 0 | 0 | 0 | 0 | 0 | 0 | 0 | 0 | 0 | 0 | 0 | 0
F4_Commercial_Small Retail_New_Space Heating_Electric_Air-Source Heat Pump_E3 | F4 | Commercial | Small Retail | New | Space Heating | Electric | Air-Source Heat Pump | E3 | RVT BC Ratio | 0 | 0 | 0 | 0 | 0 | 0 | 0 | 0 | 0 | 0 | 0 | 0 | 0 | 0 | 0 | 0 | 0 | 0 | 0 | 0 | 0 | 0 | 0 | 0 | 0 | 0 | 0 | 0 | 0 | 0
F4_Commercial_Small Retail_New_Space Heating_Electric_Air-Source Heat Pump_E4 | F4 | Commercial | Small Retail | New | Space Heating | Electric | Air-Source Heat Pump | E4 | RVT BC Ratio | 0 | 0 | 0 | 0 | 0 | 0 | 0 | 0 | 0 | 0 | 0 | 0 | 0 | 0 | 0 | 0 | 0 | 0 | 0 | 0 | 0 | 0 | 0 | 0 | 0 | 0 | 0 | 0 | 0 | 0
F4_Commercial_Small Retail_New_Space Heating_Electric_Air-Source Heat Pump_E5 | F4 | Commercial | Small Retail | New | Space Heating | Electric | Air-Source Heat Pump | E5 | RVT BC Ratio | 0 | 0 | 0 | 0 | 0 | 0 | 0 | 0 | 0 | 0 | 0 | 0 | 0 | 0 | 0 | 0 | 0 | 0 | 0 | 0 | 0 | 0 | 0 | 0 | 0 | 0 | 0 | 0 | 0 | 0
F4_Commercial_Small Retail_New_Space Heating_Electric_Air-Source Heat Pump_E6 | F4 | Commercial | Small Retail | New | Space Heating | Electric | Air-Source Heat Pump | E6 | RVT BC Ratio | 0 | 0 | 0 | 0 | 0 | 0 | 0 | 0 | 0 | 0 | 0 | 0 | 0 | 0 | 0 | 0 | 0 | 0 | 0 | 0 | 0 | 0 | 0 | 0 | 0 | 0 | 0 | 0 | 0 | 0
F4_Commercial_Small Retail_New_Space Heating_Electric_Air-Source Heat Pump_E7 | F4 | Commercial | Small Retail | New | Space Heating | Electric | Air-Source Heat Pump | E7 | RVT BC Ratio | 0 | 0 | 0 | 0 | 0 | 0 | 0 | 0 | 0 | 0 | 0 | 0 | 0 | 0 | 0 | 0 | 0 | 0 | 0 | 0 | 0 | 0 | 0 | 0 | 0 | 0 | 0 | 0 | 0 | 0
F4_Commercial_Small Retail_New_Space Heating_Electric_Air-Source Heat Pump_E8 | F4 | Commercial | Small Retail | New | Space Heating | Electric | Air-Source Heat Pump | E8 | RVT BC Ratio | 0 | 0 | 0 | 0 | 0 | 0 | 0 | 0 | 0 | 0 | 0 | 0 | 0 | 0 | 0 | 0 | 0 | 0 | 0 | 0 | 0 | 0 | 0 | 0 | 0 | 0 | 0 | 0 | 0 | 0
F4_Commercial_Small Retail_New_Space Heating_Electric_Air-Source Heat Pump_E9 | F4 | Commercial | Small Retail | New | Space Heating | Electric | Air-Source Heat Pump | E9 | RVT BC Ratio | 0 | 0 | 0 | 0 | 0 | 0 | 0 | 0 | 0 | 0 | 0 | 0 | 0 | 0 | 0 | 0 | 0 | 0 | 0 | 0 | 0 | 0 | 0 | 0 | 0 | 0 | 0 | 0 | 0 | 0
F4_Commercial_Small Retail_New_Space Heating_Electric_Air-Source Heat Pump_E10 | F4 | Commercial | Small Retail | New | Space Heating | Electric | Air-Source Heat Pump | E10 | RVT BC Ratio | 0 | 0 | 0 | 0 | 0 | 0 | 0 | 0 | 0 | 0 | 0 | 0 | 0 | 0 | 0 | 0 | 0 | 0 | 0 | 0 | 0 | 0 | 0 | 0 | 0 | 0 | 0 | 0 | 0 | 0
F5_Commercial_Small Retail_New_Space Heating_Electric_Air-Source Heat Pump_E1 | F5 | Commercial | Small Retail | New | Space Heating | Electric | Air-Source Heat Pump | E1 | RIM BC Ratio | 0 | 0 | 0 | 0 | 0 | 0 | 0 | 0 | 0 | 0 | 0 | 0 | 0 | 0 | 0 | 0 | 0 | 0 | 0 | 0 | 0 | 0 | 0 | 0 | 0 | 0 | 0 | 0 | 0 | 0
F5_Commercial_Small Retail_New_Space Heating_Electric_Air-Source Heat Pump_E2 | F5 | Commercial | Small Retail | New | Space Heating | Electric | Air-Source Heat Pump | E2 | RIM BC Ratio | 0 | 0 | 0 | 0 | 0 | 0 | 0 | 0 | 0 | 0 | 0 | 0 | 0 | 0 | 0 | 0 | 0 | 0 | 0 | 0 | 0 | 0 | 0 | 0 | 0 | 0 | 0 | 0 | 0 | 0
F5_Commercial_Small Retail_New_Space Heating_Electric_Air-Source Heat Pump_E3 | F5 | Commercial | Small Retail | New | Space Heating | Electric | Air-Source Heat Pump | E3 | RIM BC Ratio | 0 | 0 | 0 | 0 | 0 | 0 | 0 | 0 | 0 | 0 | 0 | 0 | 0 | 0 | 0 | 0 | 0 | 0 | 0 | 0 | 0 | 0 | 0 | 0 | 0 | 0 | 0 | 0 | 0 | 0
F5_Commercial_Small Retail_New_Space Heating_Electric_Air-Source Heat Pump_E4 | F5 | Commercial | Small Retail | New | Space Heating | Electric | Air-Source Heat Pump | E4 | RIM BC Ratio | 0 | 0 | 0 | 0 | 0 | 0 | 0 | 0 | 0 | 0 | 0 | 0 | 0 | 0 | 0 | 0 | 0 | 0 | 0 | 0 | 0 | 0 | 0 | 0 | 0 | 0 | 0 | 0 | 0 | 0
F5_Commercial_Small Retail_New_Space Heating_Electric_Air-Source Heat Pump_E5 | F5 | Commercial | Small Retail | New | Space Heating | Electric | Air-Source Heat Pump | E5 | RIM BC Ratio | 0 | 0 | 0 | 0 | 0 | 0 | 0 | 0 | 0 | 0 | 0 | 0 | 0 | 0 | 0 | 0 | 0 | 0 | 0 | 0 | 0 | 0 | 0 | 0 | 0 | 0 | 0 | 0 | 0 | 0
F5_Commercial_Small Retail_New_Space Heating_Electric_Air-Source Heat Pump_E6 | F5 | Commercial | Small Retail | New | Space Heating | Electric | Air-Source Heat Pump | E6 | RIM BC Ratio | 0 | 0 | 0 | 0 | 0 | 0 | 0 | 0 | 0 | 0 | 0 | 0 | 0 | 0 | 0 | 0 | 0 | 0 | 0 | 0 | 0 | 0 | 0 | 0 | 0 | 0 | 0 | 0 | 0 | 0
F5_Commercial_Small Retail_New_Space Heating_Electric_Air-Source Heat Pump_E7 | F5 | Commercial | Small Retail | New | Space Heating | Electric | Air-Source Heat Pump | E7 | RIM BC Ratio | 0 | 0 | 0 | 0 | 0 | 0 | 0 | 0 | 0 | 0 | 0 | 0 | 0 | 0 | 0 | 0 | 0 | 0 | 0 | 0 | 0 | 0 | 0 | 0 | 0 | 0 | 0 | 0 | 0 | 0
F5_Commercial_Small Retail_New_Space Heating_Electric_Air-Source Heat Pump_E8 | F5 | Commercial | Small Retail | New | Space Heating | Electric | Air-Source Heat Pump | E8 | RIM BC Ratio | 0 | 0 | 0 | 0 | 0 | 0 | 0 | 0 | 0 | 0 | 0 | 0 | 0 | 0 | 0 | 0 | 0 | 0 | 0 | 0 | 0 | 0 | 0 | 0 | 0 | 0 | 0 | 0 | 0 | 0
F5_Commercial_Small Retail_New_Space Heating_Electric_Air-Source Heat Pump_E9 | F5 | Commercial | Small Retail | New | Space Heating | Electric | Air-Source Heat Pump | E9 | RIM BC Ratio | 0 | 0 | 0 | 0 | 0 | 0 | 0 | 0 | 0 | 0 | 0 | 0 | 0 | 0 | 0 | 0 | 0 | 0 | 0 | 0 | 0 | 0 | 0 | 0 | 0 | 0 | 0 | 0 | 0 | 0
F5_Commercial_Small Retail_New_Space Heating_Electric_Air-Source Heat Pump_E10 | F5 | Commercial | Small Retail | New | Space Heating | Electric | Air-Source Heat Pump | E10 | RIM BC Ratio | 0 | 0 | 0 | 0 | 0 | 0 | 0 | 0 | 0 | 0 | 0 | 0 | 0 | 0 | 0 | 0 | 0 | 0 | 0 | 0 | 0 | 0 | 0 | 0 | 0 | 0 | 0 | 0 | 0 | 0
F0_Commercial_Small Retail_New_Space Heating_Electric_Geothermal Heat Pump_E0 | F0 | Commercial | Small Retail | New | Space Heating | Electric | Geothermal Heat Pump | E0 | Economic Unit | 0 | 0 | 0 | 0 | 0 | 0 | 0 | 0 | 0 | 0 | 0 | 0 | 0 | 0 | 0 | 0 | 0 | 0 | 0 | 0 | 0 | 0 | 0 | 0 | 0 | 0 | 0 | 0 | 0 | 0
F1_Commercial_Small Retail_New_Space Heating_Electric_Geothermal Heat Pump_E1 | F1 | Commercial | Small Retail | New | Space Heating | Electric | Geothermal Heat Pump | E1 | CCE | 0 | 0 | 0 | 0 | 0 | 0 | 0 | 0 | 0 | 0 | 0 | 0 | 0 | 0 | 0 | 0 | 0 | 0 | 0 | 0 | 0 | 0 | 0 | 0 | 0 | 0 | 0 | 0 | 0 | 0
F1_Commercial_Small Retail_New_Space Heating_Electric_Geothermal Heat Pump_E2 | F1 | Commercial | Small Retail | New | Space Heating | Electric | Geothermal Heat Pump | E2 | CCE | 0 | 0 | 0 | 0 | 0 | 0 | 0 | 0 | 0 | 0 | 0 | 0 | 0 | 0 | 0 | 0 | 0 | 0 | 0 | 0 | 0 | 0 | 0 | 0 | 0 | 0 | 0 | 0 | 0 | 0
F1_Commercial_Small Retail_New_Space Heating_Electric_Geothermal Heat Pump_E3 | F1 | Commercial | Small Retail | New | Space Heating | Electric | Geothermal Heat Pump | E3 | CCE | 0 | 0 | 0 | 0 | 0 | 0 | 0 | 0 | 0 | 0 | 0 | 0 | 0 | 0 | 0 | 0 | 0 | 0 | 0 | 0 | 0 | 0 | 0 | 0 | 0 | 0 | 0 | 0 | 0 | 0
F1_Commercial_Small Retail_New_Space Heating_Electric_Geothermal Heat Pump_E4 | F1 | Commercial | Small Retail | New | Space Heating | Electric | Geothermal Heat Pump | E4 | CCE | 0 | 0 | 0 | 0 | 0 | 0 | 0 | 0 | 0 | 0 | 0 | 0 | 0 | 0 | 0 | 0 | 0 | 0 | 0 | 0 | 0 | 0 | 0 | 0 | 0 | 0 | 0 | 0 | 0 | 0
F1_Commercial_Small Retail_New_Space Heating_Electric_Geothermal Heat Pump_E5 | F1 | Commercial | Small Retail | New | Space Heating | Electric | Geothermal Heat Pump | E5 | CCE | 0 | 0 | 0 | 0 | 0 | 0 | 0 | 0 | 0 | 0 | 0 | 0 | 0 | 0 | 0 | 0 | 0 | 0 | 0 | 0 | 0 | 0 | 0 | 0 | 0 | 0 | 0 | 0 | 0 | 0
F1_Commercial_Small Retail_New_Space Heating_Electric_Geothermal Heat Pump_E6 | F1 | Commercial | Small Retail | New | Space Heating | Electric | Geothermal Heat Pump | E6 | CCE | 0 | 0 | 0 | 0 | 0 | 0 | 0 | 0 | 0 | 0 | 0 | 0 | 0 | 0 | 0 | 0 | 0 | 0 | 0 | 0 | 0 | 0 | 0 | 0 | 0 | 0 | 0 | 0 | 0 | 0
F1_Commercial_Small Retail_New_Space Heating_Electric_Geothermal Heat Pump_E7 | F1 | Commercial | Small Retail | New | Space Heating | Electric | Geothermal Heat Pump | E7 | CCE | 0 | 0 | 0 | 0 | 0 | 0 | 0 | 0 | 0 | 0 | 0 | 0 | 0 | 0 | 0 | 0 | 0 | 0 | 0 | 0 | 0 | 0 | 0 | 0 | 0 | 0 | 0 | 0 | 0 | 0
F1_Commercial_Small Retail_New_Space Heating_Electric_Geothermal Heat Pump_E8 | F1 | Commercial | Small Retail | New | Space Heating | Electric | Geothermal Heat Pump | E8 | CCE | 0 | 0 | 0 | 0 | 0 | 0 | 0 | 0 | 0 | 0 | 0 | 0 | 0 | 0 | 0 | 0 | 0 | 0 | 0 | 0 | 0 | 0 | 0 | 0 | 0 | 0 | 0 | 0 | 0 | 0
F1_Commercial_Small Retail_New_Space Heating_Electric_Geothermal Heat Pump_E9 | F1 | Commercial | Small Retail | New | Space Heating | Electric | Geothermal Heat Pump | E9 | CCE | 0 | 0 | 0 | 0 | 0 | 0 | 0 | 0 | 0 | 0 | 0 | 0 | 0 | 0 | 0 | 0 | 0 | 0 | 0 | 0 | 0 | 0 | 0 | 0 | 0 | 0 | 0 | 0 | 0 | 0
F1_Commercial_Small Retail_New_Space Heating_Electric_Geothermal Heat Pump_E10 | F1 | Commercial | Small Retail | New | Space Heating | Electric | Geothermal Heat Pump | E10 | CCE | 0 | 0 | 0 | 0 | 0 | 0 | 0 | 0 | 0 | 0 | 0 | 0 | 0 | 0 | 0 | 0 | 0 | 0 | 0 | 0 | 0 | 0 | 0 | 0 | 0 | 0 | 0 | 0 | 0 | 0
F2_Commercial_Small Retail_New_Space Heating_Electric_Geothermal Heat Pump_E1 | F2 | Commercial | Small Retail | New | Space Heating | Electric | Geothermal Heat Pump | E1 | TRC BC Ratio | 0 | 0 | 0 | 0 | 0 | 0 | 0 | 0 | 0 | 0 | 0 | 0 | 0 | 0 | 0 | 0 | 0 | 0 | 0 | 0 | 0 | 0 | 0 | 0 | 0 | 0 | 0 | 0 | 0 | 0
F2_Commercial_Small Retail_New_Space Heating_Electric_Geothermal Heat Pump_E2 | F2 | Commercial | Small Retail | New | Space Heating | Electric | Geothermal Heat Pump | E2 | TRC BC Ratio | 0 | 0 | 0 | 0 | 0 | 0 | 0 | 0 | 0 | 0 | 0 | 0 | 0 | 0 | 0 | 0 | 0 | 0 | 0 | 0 | 0 | 0 | 0 | 0 | 0 | 0 | 0 | 0 | 0 | 0
F2_Commercial_Small Retail_New_Space Heating_Electric_Geothermal Heat Pump_E3 | F2 | Commercial | Small Retail | New | Space Heating | Electric | Geothermal Heat Pump | E3 | TRC BC Ratio | 0 | 0 | 0 | 0 | 0 | 0 | 0 | 0 | 0 | 0 | 0 | 0 | 0 | 0 | 0 | 0 | 0 | 0 | 0 | 0 | 0 | 0 | 0 | 0 | 0 | 0 | 0 | 0 | 0 | 0
F2_Commercial_Small Retail_New_Space Heating_Electric_Geothermal Heat Pump_E4 | F2 | Commercial | Small Retail | New | Space Heating | Electric | Geothermal Heat Pump | E4 | TRC BC Ratio | 0 | 0 | 0 | 0 | 0 | 0 | 0 | 0 | 0 | 0 | 0 | 0 | 0 | 0 | 0 | 0 | 0 | 0 | 0 | 0 | 0 | 0 | 0 | 0 | 0 | 0 | 0 | 0 | 0 | 0
F2_Commercial_Small Retail_New_Space Heating_Electric_Geothermal Heat Pump_E5 | F2 | Commercial | Small Retail | New | Space Heating | Electric | Geothermal Heat Pump | E5 | TRC BC Ratio | 0 | 0 | 0 | 0 | 0 | 0 | 0 | 0 | 0 | 0 | 0 | 0 | 0 | 0 | 0 | 0 | 0 | 0 | 0 | 0 | 0 | 0 | 0 | 0 | 0 | 0 | 0 | 0 | 0 | 0
F2_Commercial_Small Retail_New_Space Heating_Electric_Geothermal Heat Pump_E6 | F2 | Commercial | Small Retail | New | Space Heating | Electric | Geothermal Heat Pump | E6 | TRC BC Ratio | 0 | 0 | 0 | 0 | 0 | 0 | 0 | 0 | 0 | 0 | 0 | 0 | 0 | 0 | 0 | 0 | 0 | 0 | 0 | 0 | 0 | 0 | 0 | 0 | 0 | 0 | 0 | 0 | 0 | 0
F2_Commercial_Small Retail_New_Space Heating_Electric_Geothermal Heat Pump_E7 | F2 | Commercial | Small Retail | New | Space Heating | Electric | Geothermal Heat Pump | E7 | TRC BC Ratio | 0 | 0 | 0 | 0 | 0 | 0 | 0 | 0 | 0 | 0 | 0 | 0 | 0 | 0 | 0 | 0 | 0 | 0 | 0 | 0 | 0 | 0 | 0 | 0 | 0 | 0 | 0 | 0 | 0 | 0
F2_Commercial_Small Retail_New_Space Heating_Electric_Geothermal Heat Pump_E8 | F2 | Commercial | Small Retail | New | Space Heating | Electric | Geothermal Heat Pump | E8 | TRC BC Ratio | 0 | 0 | 0 | 0 | 0 | 0 | 0 | 0 | 0 | 0 | 0 | 0 | 0 | 0 | 0 | 0 | 0 | 0 | 0 | 0 | 0 | 0 | 0 | 0 | 0 | 0 | 0 | 0 | 0 | 0
F2_Commercial_Small Retail_New_Space Heating_Electric_Geothermal Heat Pump_E9 | F2 | Commercial | Small Retail | New | Space Heating | Electric | Geothermal Heat Pump | E9 | TRC BC Ratio | 0 | 0 | 0 | 0 | 0 | 0 | 0 | 0 | 0 | 0 | 0 | 0 | 0 | 0 | 0 | 0 | 0 | 0 | 0 | 0 | 0 | 0 | 0 | 0 | 0 | 0 | 0 | 0 | 0 | 0
F2_Commercial_Small Retail_New_Space Heating_Electric_Geothermal Heat Pump_E10 | F2 | Commercial | Small Retail | New | Space Heating | Electric | Geothermal Heat Pump | E10 | TRC BC Ratio | 0 | 0 | 0 | 0 | 0 | 0 | 0 | 0 | 0 | 0 | 0 | 0 | 0 | 0 | 0 | 0 | 0 | 0 | 0 | 0 | 0 | 0 | 0 | 0 | 0 | 0 | 0 | 0 | 0 | 0
F3_Commercial_Small Retail_New_Space Heating_Electric_Geothermal Heat Pump_E1 | F3 | Commercial | Small Retail | New | Space Heating | Electric | Geothermal Heat Pump | E1 | PACT BC Ratio | 0 | 0 | 0 | 0 | 0 | 0 | 0 | 0 | 0 | 0 | 0 | 0 | 0 | 0 | 0 | 0 | 0 | 0 | 0 | 0 | 0 | 0 | 0 | 0 | 0 | 0 | 0 | 0 | 0 | 0
F3_Commercial_Small Retail_New_Space Heating_Electric_Geothermal Heat Pump_E2 | F3 | Commercial | Small Retail | New | Space Heating | Electric | Geothermal Heat Pump | E2 | PACT BC Ratio | 0 | 0 | 0 | 0 | 0 | 0 | 0 | 0 | 0 | 0 | 0 | 0 | 0 | 0 | 0 | 0 | 0 | 0 | 0 | 0 | 0 | 0 | 0 | 0 | 0 | 0 | 0 | 0 | 0 | 0
F3_Commercial_Small Retail_New_Space Heating_Electric_Geothermal Heat Pump_E3 | F3 | Commercial | Small Retail | New | Space Heating | Electric | Geothermal Heat Pump | E3 | PACT BC Ratio | 0 | 0 | 0 | 0 | 0 | 0 | 0 | 0 | 0 | 0 | 0 | 0 | 0 | 0 | 0 | 0 | 0 | 0 | 0 | 0 | 0 | 0 | 0 | 0 | 0 | 0 | 0 | 0 | 0 | 0
F3_Commercial_Small Retail_New_Space Heating_Electric_Geothermal Heat Pump_E4 | F3 | Commercial | Small Retail | New | Space Heating | Electric | Geothermal Heat Pump | E4 | PACT BC Ratio | 0 | 0 | 0 | 0 | 0 | 0 | 0 | 0 | 0 | 0 | 0 | 0 | 0 | 0 | 0 | 0 | 0 | 0 | 0 | 0 | 0 | 0 | 0 | 0 | 0 | 0 | 0 | 0 | 0 | 0
F3_Commercial_Small Retail_New_Space Heating_Electric_Geothermal Heat Pump_E5 | F3 | Commercial | Small Retail | New | Space Heating | Electric | Geothermal Heat Pump | E5 | PACT BC Ratio | 0 | 0 | 0 | 0 | 0 | 0 | 0 | 0 | 0 | 0 | 0 | 0 | 0 | 0 | 0 | 0 | 0 | 0 | 0 | 0 | 0 | 0 | 0 | 0 | 0 | 0 | 0 | 0 | 0 | 0
F3_Commercial_Small Retail_New_Space Heating_Electric_Geothermal Heat Pump_E6 | F3 | Commercial | Small Retail | New | Space Heating | Electric | Geothermal Heat Pump | E6 | PACT BC Ratio | 0 | 0 | 0 | 0 | 0 | 0 | 0 | 0 | 0 | 0 | 0 | 0 | 0 | 0 | 0 | 0 | 0 | 0 | 0 | 0 | 0 | 0 | 0 | 0 | 0 | 0 | 0 | 0 | 0 | 0
F3_Commercial_Small Retail_New_Space Heating_Electric_Geothermal Heat Pump_E7 | F3 | Commercial | Small Retail | New | Space Heating | Electric | Geothermal Heat Pump | E7 | PACT BC Ratio | 0 | 0 | 0 | 0 | 0 | 0 | 0 | 0 | 0 | 0 | 0 | 0 | 0 | 0 | 0 | 0 | 0 | 0 | 0 | 0 | 0 | 0 | 0 | 0 | 0 | 0 | 0 | 0 | 0 | 0
F3_Commercial_Small Retail_New_Space Heating_Electric_Geothermal Heat Pump_E8 | F3 | Commercial | Small Retail | New | Space Heating | Electric | Geothermal Heat Pump | E8 | PACT BC Ratio | 0 | 0 | 0 | 0 | 0 | 0 | 0 | 0 | 0 | 0 | 0 | 0 | 0 | 0 | 0 | 0 | 0 | 0 | 0 | 0 | 0 | 0 | 0 | 0 | 0 | 0 | 0 | 0 | 0 | 0
F3_Commercial_Small Retail_New_Space Heating_Electric_Geothermal Heat Pump_E9 | F3 | Commercial | Small Retail | New | Space Heating | Electric | Geothermal Heat Pump | E9 | PACT BC Ratio | 0 | 0 | 0 | 0 | 0 | 0 | 0 | 0 | 0 | 0 | 0 | 0 | 0 | 0 | 0 | 0 | 0 | 0 | 0 | 0 | 0 | 0 | 0 | 0 | 0 | 0 | 0 | 0 | 0 | 0
F3_Commercial_Small Retail_New_Space Heating_Electric_Geothermal Heat Pump_E10 | F3 | Commercial | Small Retail | New | Space Heating | Electric | Geothermal Heat Pump | E10 | PACT BC Ratio | 0 | 0 | 0 | 0 | 0 | 0 | 0 | 0 | 0 | 0 | 0 | 0 | 0 | 0 | 0 | 0 | 0 | 0 | 0 | 0 | 0 | 0 | 0 | 0 | 0 | 0 | 0 | 0 | 0 | 0
F4_Commercial_Small Retail_New_Space Heating_Electric_Geothermal Heat Pump_E1 | F4 | Commercial | Small Retail | New | Space Heating | Electric | Geothermal Heat Pump | E1 | RVT BC Ratio | 0 | 0 | 0 | 0 | 0 | 0 | 0 | 0 | 0 | 0 | 0 | 0 | 0 | 0 | 0 | 0 | 0 | 0 | 0 | 0 | 0 | 0 | 0 | 0 | 0 | 0 | 0 | 0 | 0 | 0
F4_Commercial_Small Retail_New_Space Heating_Electric_Geothermal Heat Pump_E2 | F4 | Commercial | Small Retail | New | Space Heating | Electric | Geothermal Heat Pump | E2 | RVT BC Ratio | 0 | 0 | 0 | 0 | 0 | 0 | 0 | 0 | 0 | 0 | 0 | 0 | 0 | 0 | 0 | 0 | 0 | 0 | 0 | 0 | 0 | 0 | 0 | 0 | 0 | 0 | 0 | 0 | 0 | 0
F4_Commercial_Small Retail_New_Space Heating_Electric_Geothermal Heat Pump_E3 | F4 | Commercial | Small Retail | New | Space Heating | Electric | Geothermal Heat Pump | E3 | RVT BC Ratio | 0 | 0 | 0 | 0 | 0 | 0 | 0 | 0 | 0 | 0 | 0 | 0 | 0 | 0 | 0 | 0 | 0 | 0 | 0 | 0 | 0 | 0 | 0 | 0 | 0 | 0 | 0 | 0 | 0 | 0
F4_Commercial_Small Retail_New_Space Heating_Electric_Geothermal Heat Pump_E4 | F4 | Commercial | Small Retail | New | Space Heating | Electric | Geothermal Heat Pump | E4 | RVT BC Ratio | 0 | 0 | 0 | 0 | 0 | 0 | 0 | 0 | 0 | 0 | 0 | 0 | 0 | 0 | 0 | 0 | 0 | 0 | 0 | 0 | 0 | 0 | 0 | 0 | 0 | 0 | 0 | 0 | 0 | 0
F4_Commercial_Small Retail_New_Space Heating_Electric_Geothermal Heat Pump_E5 | F4 | Commercial | Small Retail | New | Space Heating | Electric | Geothermal Heat Pump | E5 | RVT BC Ratio | 0 | 0 | 0 | 0 | 0 | 0 | 0 | 0 | 0 | 0 | 0 | 0 | 0 | 0 | 0 | 0 | 0 | 0 | 0 | 0 | 0 | 0 | 0 | 0 | 0 | 0 | 0 | 0 | 0 | 0
F4_Commercial_Small Retail_New_Space Heating_Electric_Geothermal Heat Pump_E6 | F4 | Commercial | Small Retail | New | Space Heating | Electric | Geothermal Heat Pump | E6 | RVT BC Ratio | 0 | 0 | 0 | 0 | 0 | 0 | 0 | 0 | 0 | 0 | 0 | 0 | 0 | 0 | 0 | 0 | 0 | 0 | 0 | 0 | 0 | 0 | 0 | 0 | 0 | 0 | 0 | 0 | 0 | 0
F4_Commercial_Small Retail_New_Space Heating_Electric_Geothermal Heat Pump_E7 | F4 | Commercial | Small Retail | New | Space Heating | Electric | Geothermal Heat Pump | E7 | RVT BC Ratio | 0 | 0 | 0 | 0 | 0 | 0 | 0 | 0 | 0 | 0 | 0 | 0 | 0 | 0 | 0 | 0 | 0 | 0 | 0 | 0 | 0 | 0 | 0 | 0 | 0 | 0 | 0 | 0 | 0 | 0
F4_Commercial_Small Retail_New_Space Heating_Electric_Geothermal Heat Pump_E8 | F4 | Commercial | Small Retail | New | Space Heating | Electric | Geothermal Heat Pump | E8 | RVT BC Ratio | 0 | 0 | 0 | 0 | 0 | 0 | 0 | 0 | 0 | 0 | 0 | 0 | 0 | 0 | 0 | 0 | 0 | 0 | 0 | 0 | 0 | 0 | 0 | 0 | 0 | 0 | 0 | 0 | 0 | 0
F4_Commercial_Small Retail_New_Space Heating_Electric_Geothermal Heat Pump_E9 | F4 | Commercial | Small Retail | New | Space Heating | Electric | Geothermal Heat Pump | E9 | RVT BC Ratio | 0 | 0 | 0 | 0 | 0 | 0 | 0 | 0 | 0 | 0 | 0 | 0 | 0 | 0 | 0 | 0 | 0 | 0 | 0 | 0 | 0 | 0 | 0 | 0 | 0 | 0 | 0 | 0 | 0 | 0
F4_Commercial_Small Retail_New_Space Heating_Electric_Geothermal Heat Pump_E10 | F4 | Commercial | Small Retail | New | Space Heating | Electric | Geothermal Heat Pump | E10 | RVT BC Ratio | 0 | 0 | 0 | 0 | 0 | 0 | 0 | 0 | 0 | 0 | 0 | 0 | 0 | 0 | 0 | 0 | 0 | 0 | 0 | 0 | 0 | 0 | 0 | 0 | 0 | 0 | 0 | 0 | 0 | 0
F5_Commercial_Small Retail_New_Space Heating_Electric_Geothermal Heat Pump_E1 | F5 | Commercial | Small Retail | New | Space Heating | Electric | Geothermal Heat Pump | E1 | RIM BC Ratio | 0 | 0 | 0 | 0 | 0 | 0 | 0 | 0 | 0 | 0 | 0 | 0 | 0 | 0 | 0 | 0 | 0 | 0 | 0 | 0 | 0 | 0 | 0 | 0 | 0 | 0 | 0 | 0 | 0 | 0
F5_Commercial_Small Retail_New_Space Heating_Electric_Geothermal Heat Pump_E2 | F5 | Commercial | Small Retail | New | Space Heating | Electric | Geothermal Heat Pump | E2 | RIM BC Ratio | 0 | 0 | 0 | 0 | 0 | 0 | 0 | 0 | 0 | 0 | 0 | 0 | 0 | 0 | 0 | 0 | 0 | 0 | 0 | 0 | 0 | 0 | 0 | 0 | 0 | 0 | 0 | 0 | 0 | 0
F5_Commercial_Small Retail_New_Space Heating_Electric_Geothermal Heat Pump_E3 | F5 | Commercial | Small Retail | New | Space Heating | Electric | Geothermal Heat Pump | E3 | RIM BC Ratio | 0 | 0 | 0 | 0 | 0 | 0 | 0 | 0 | 0 | 0 | 0 | 0 | 0 | 0 | 0 | 0 | 0 | 0 | 0 | 0 | 0 | 0 | 0 | 0 | 0 | 0 | 0 | 0 | 0 | 0
F5_Commercial_Small Retail_New_Space Heating_Electric_Geothermal Heat Pump_E4 | F5 | Commercial | Small Retail | New | Space Heating | Electric | Geothermal Heat Pump | E4 | RIM BC Ratio | 0 | 0 | 0 | 0 | 0 | 0 | 0 | 0 | 0 | 0 | 0 | 0 | 0 | 0 | 0 | 0 | 0 | 0 | 0 | 0 | 0 | 0 | 0 | 0 | 0 | 0 | 0 | 0 | 0 | 0
F5_Commercial_Small Retail_New_Space Heating_Electric_Geothermal Heat Pump_E5 | F5 | Commercial | Small Retail | New | Space Heating | Electric | Geothermal Heat Pump | E5 | RIM BC Ratio | 0 | 0 | 0 | 0 | 0 | 0 | 0 | 0 | 0 | 0 | 0 | 0 | 0 | 0 | 0 | 0 | 0 | 0 | 0 | 0 | 0 | 0 | 0 | 0 | 0 | 0 | 0 | 0 | 0 | 0
F5_Commercial_Small Retail_New_Space Heating_Electric_Geothermal Heat Pump_E6 | F5 | Commercial | Small Retail | New | Space Heating | Electric | Geothermal Heat Pump | E6 | RIM BC Ratio | 0 | 0 | 0 | 0 | 0 | 0 | 0 | 0 | 0 | 0 | 0 | 0 | 0 | 0 | 0 | 0 | 0 | 0 | 0 | 0 | 0 | 0 | 0 | 0 | 0 | 0 | 0 | 0 | 0 | 0
F5_Commercial_Small Retail_New_Space Heating_Electric_Geothermal Heat Pump_E7 | F5 | Commercial | Small Retail | New | Space Heating | Electric | Geothermal Heat Pump | E7 | RIM BC Ratio | 0 | 0 | 0 | 0 | 0 | 0 | 0 | 0 | 0 | 0 | 0 | 0 | 0 | 0 | 0 | 0 | 0 | 0 | 0 | 0 | 0 | 0 | 0 | 0 | 0 | 0 | 0 | 0 | 0 | 0
F5_Commercial_Small Retail_New_Space Heating_Electric_Geothermal Heat Pump_E8 | F5 | Commercial | Small Retail | New | Space Heating | Electric | Geothermal Heat Pump | E8 | RIM BC Ratio | 0 | 0 | 0 | 0 | 0 | 0 | 0 | 0 | 0 | 0 | 0 | 0 | 0 | 0 | 0 | 0 | 0 | 0 | 0 | 0 | 0 | 0 | 0 | 0 | 0 | 0 | 0 | 0 | 0 | 0
F5_Commercial_Small Retail_New_Space Heating_Electric_Geothermal Heat Pump_E9 | F5 | Commercial | Small Retail | New | Space Heating | Electric | Geothermal Heat Pump | E9 | RIM BC Ratio | 0 | 0 | 0 | 0 | 0 | 0 | 0 | 0 | 0 | 0 | 0 | 0 | 0 | 0 | 0 | 0 | 0 | 0 | 0 | 0 | 0 | 0 | 0 | 0 | 0 | 0 | 0 | 0 | 0 | 0
F5_Commercial_Small Retail_New_Space Heating_Electric_Geothermal Heat Pump_E10 | F5 | Commercial | Small Retail | New | Space Heating | Electric | Geothermal Heat Pump | E10 | RIM BC Ratio | 0 | 0 | 0 | 0 | 0 | 0 | 0 | 0 | 0 | 0 | 0 | 0 | 0 | 0 | 0 | 0 | 0 | 0 | 0 | 0 | 0 | 0 | 0 | 0 | 0 | 0 | 0 | 0 | 0 | 0
F0_Commercial_Small Retail_New_Ventilation_Electric_Ventilation_E0 | F0 | Commercial | Small Retail | New | Ventilation | Electric | Ventilation | E0 | Economic Unit | 0 | 0 | 0 | 0 | 0 | 0 | 0 | 0 | 0 | 0 | 0 | 0 | 0 | 0 | 0 | 0 | 0 | 0 | 0 | 0 | 0 | 0 | 0 | 0 | 0 | 0 | 0 | 0 | 0 | 0
F1_Commercial_Small Retail_New_Ventilation_Electric_Ventilation_E1 | F1 | Commercial | Small Retail | New | Ventilation | Electric | Ventilation | E1 | CCE | 0 | 0 | 0 | 0 | 0 | 0 | 0 | 0 | 0 | 0 | 0 | 0 | 0 | 0 | 0 | 0 | 0 | 0 | 0 | 0 | 0 | 0 | 0 | 0 | 0 | 0 | 0 | 0 | 0 | 0
F1_Commercial_Small Retail_New_Ventilation_Electric_Ventilation_E2 | F1 | Commercial | Small Retail | New | Ventilation | Electric | Ventilation | E2 | CCE | 0 | 0 | 0 | 0 | 0 | 0 | 0 | 0 | 0 | 0 | 0 | 0 | 0 | 0 | 0 | 0 | 0 | 0 | 0 | 0 | 0 | 0 | 0 | 0 | 0 | 0 | 0 | 0 | 0 | 0
F1_Commercial_Small Retail_New_Ventilation_Electric_Ventilation_E3 | F1 | Commercial | Small Retail | New | Ventilation | Electric | Ventilation | E3 | CCE | 0 | 0 | 0 | 0 | 0 | 0 | 0 | 0 | 0 | 0 | 0 | 0 | 0 | 0 | 0 | 0 | 0 | 0 | 0 | 0 | 0 | 0 | 0 | 0 | 0 | 0 | 0 | 0 | 0 | 0
F1_Commercial_Small Retail_New_Ventilation_Electric_Ventilation_E4 | F1 | Commercial | Small Retail | New | Ventilation | Electric | Ventilation | E4 | CCE | 0 | 0 | 0 | 0 | 0 | 0 | 0 | 0 | 0 | 0 | 0 | 0 | 0 | 0 | 0 | 0 | 0 | 0 | 0 | 0 | 0 | 0 | 0 | 0 | 0 | 0 | 0 | 0 | 0 | 0
F1_Commercial_Small Retail_New_Ventilation_Electric_Ventilation_E5 | F1 | Commercial | Small Retail | New | Ventilation | Electric | Ventilation | E5 | CCE | 0 | 0 | 0 | 0 | 0 | 0 | 0 | 0 | 0 | 0 | 0 | 0 | 0 | 0 | 0 | 0 | 0 | 0 | 0 | 0 | 0 | 0 | 0 | 0 | 0 | 0 | 0 | 0 | 0 | 0
F1_Commercial_Small Retail_New_Ventilation_Electric_Ventilation_E6 | F1 | Commercial | Small Retail | New | Ventilation | Electric | Ventilation | E6 | CCE | 0 | 0 | 0 | 0 | 0 | 0 | 0 | 0 | 0 | 0 | 0 | 0 | 0 | 0 | 0 | 0 | 0 | 0 | 0 | 0 | 0 | 0 | 0 | 0 | 0 | 0 | 0 | 0 | 0 | 0
F1_Commercial_Small Retail_New_Ventilation_Electric_Ventilation_E7 | F1 | Commercial | Small Retail | New | Ventilation | Electric | Ventilation | E7 | CCE | 0 | 0 | 0 | 0 | 0 | 0 | 0 | 0 | 0 | 0 | 0 | 0 | 0 | 0 | 0 | 0 | 0 | 0 | 0 | 0 | 0 | 0 | 0 | 0 | 0 | 0 | 0 | 0 | 0 | 0
F1_Commercial_Small Retail_New_Ventilation_Electric_Ventilation_E8 | F1 | Commercial | Small Retail | New | Ventilation | Electric | Ventilation | E8 | CCE | 0 | 0 | 0 | 0 | 0 | 0 | 0 | 0 | 0 | 0 | 0 | 0 | 0 | 0 | 0 | 0 | 0 | 0 | 0 | 0 | 0 | 0 | 0 | 0 | 0 | 0 | 0 | 0 | 0 | 0
F1_Commercial_Small Retail_New_Ventilation_Electric_Ventilation_E9 | F1 | Commercial | Small Retail | New | Ventilation | Electric | Ventilation | E9 | CCE | 0 | 0 | 0 | 0 | 0 | 0 | 0 | 0 | 0 | 0 | 0 | 0 | 0 | 0 | 0 | 0 | 0 | 0 | 0 | 0 | 0 | 0 | 0 | 0 | 0 | 0 | 0 | 0 | 0 | 0
F1_Commercial_Small Retail_New_Ventilation_Electric_Ventilation_E10 | F1 | Commercial | Small Retail | New | Ventilation | Electric | Ventilation | E10 | CCE | 0 | 0 | 0 | 0 | 0 | 0 | 0 | 0 | 0 | 0 | 0 | 0 | 0 | 0 | 0 | 0 | 0 | 0 | 0 | 0 | 0 | 0 | 0 | 0 | 0 | 0 | 0 | 0 | 0 | 0
F2_Commercial_Small Retail_New_Ventilation_Electric_Ventilation_E1 | F2 | Commercial | Small Retail | New | Ventilation | Electric | Ventilation | E1 | TRC BC Ratio | 0 | 0 | 0 | 0 | 0 | 0 | 0 | 0 | 0 | 0 | 0 | 0 | 0 | 0 | 0 | 0 | 0 | 0 | 0 | 0 | 0 | 0 | 0 | 0 | 0 | 0 | 0 | 0 | 0 | 0
F2_Commercial_Small Retail_New_Ventilation_Electric_Ventilation_E2 | F2 | Commercial | Small Retail | New | Ventilation | Electric | Ventilation | E2 | TRC BC Ratio | 0 | 0 | 0 | 0 | 0 | 0 | 0 | 0 | 0 | 0 | 0 | 0 | 0 | 0 | 0 | 0 | 0 | 0 | 0 | 0 | 0 | 0 | 0 | 0 | 0 | 0 | 0 | 0 | 0 | 0
F2_Commercial_Small Retail_New_Ventilation_Electric_Ventilation_E3 | F2 | Commercial | Small Retail | New | Ventilation | Electric | Ventilation | E3 | TRC BC Ratio | 0 | 0 | 0 | 0 | 0 | 0 | 0 | 0 | 0 | 0 | 0 | 0 | 0 | 0 | 0 | 0 | 0 | 0 | 0 | 0 | 0 | 0 | 0 | 0 | 0 | 0 | 0 | 0 | 0 | 0
F2_Commercial_Small Retail_New_Ventilation_Electric_Ventilation_E4 | F2 | Commercial | Small Retail | New | Ventilation | Electric | Ventilation | E4 | TRC BC Ratio | 0 | 0 | 0 | 0 | 0 | 0 | 0 | 0 | 0 | 0 | 0 | 0 | 0 | 0 | 0 | 0 | 0 | 0 | 0 | 0 | 0 | 0 | 0 | 0 | 0 | 0 | 0 | 0 | 0 | 0
F2_Commercial_Small Retail_New_Ventilation_Electric_Ventilation_E5 | F2 | Commercial | Small Retail | New | Ventilation | Electric | Ventilation | E5 | TRC BC Ratio | 0 | 0 | 0 | 0 | 0 | 0 | 0 | 0 | 0 | 0 | 0 | 0 | 0 | 0 | 0 | 0 | 0 | 0 | 0 | 0 | 0 | 0 | 0 | 0 | 0 | 0 | 0 | 0 | 0 | 0
F2_Commercial_Small Retail_New_Ventilation_Electric_Ventilation_E6 | F2 | Commercial | Small Retail | New | Ventilation | Electric | Ventilation | E6 | TRC BC Ratio | 0 | 0 | 0 | 0 | 0 | 0 | 0 | 0 | 0 | 0 | 0 | 0 | 0 | 0 | 0 | 0 | 0 | 0 | 0 | 0 | 0 | 0 | 0 | 0 | 0 | 0 | 0 | 0 | 0 | 0
F2_Commercial_Small Retail_New_Ventilation_Electric_Ventilation_E7 | F2 | Commercial | Small Retail | New | Ventilation | Electric | Ventilation | E7 | TRC BC Ratio | 0 | 0 | 0 | 0 | 0 | 0 | 0 | 0 | 0 | 0 | 0 | 0 | 0 | 0 | 0 | 0 | 0 | 0 | 0 | 0 | 0 | 0 | 0 | 0 | 0 | 0 | 0 | 0 | 0 | 0
F2_Commercial_Small Retail_New_Ventilation_Electric_Ventilation_E8 | F2 | Commercial | Small Retail | New | Ventilation | Electric | Ventilation | E8 | TRC BC Ratio | 0 | 0 | 0 | 0 | 0 | 0 | 0 | 0 | 0 | 0 | 0 | 0 | 0 | 0 | 0 | 0 | 0 | 0 | 0 | 0 | 0 | 0 | 0 | 0 | 0 | 0 | 0 | 0 | 0 | 0
F2_Commercial_Small Retail_New_Ventilation_Electric_Ventilation_E9 | F2 | Commercial | Small Retail | New | Ventilation | Electric | Ventilation | E9 | TRC BC Ratio | 0 | 0 | 0 | 0 | 0 | 0 | 0 | 0 | 0 | 0 | 0 | 0 | 0 | 0 | 0 | 0 | 0 | 0 | 0 | 0 | 0 | 0 | 0 | 0 | 0 | 0 | 0 | 0 | 0 | 0
F2_Commercial_Small Retail_New_Ventilation_Electric_Ventilation_E10 | F2 | Commercial | Small Retail | New | Ventilation | Electric | Ventilation | E10 | TRC BC Ratio | 0 | 0 | 0 | 0 | 0 | 0 | 0 | 0 | 0 | 0 | 0 | 0 | 0 | 0 | 0 | 0 | 0 | 0 | 0 | 0 | 0 | 0 | 0 | 0 | 0 | 0 | 0 | 0 | 0 | 0
F3_Commercial_Small Retail_New_Ventilation_Electric_Ventilation_E1 | F3 | Commercial | Small Retail | New | Ventilation | Electric | Ventilation | E1 | PACT BC Ratio | 0 | 0 | 0 | 0 | 0 | 0 | 0 | 0 | 0 | 0 | 0 | 0 | 0 | 0 | 0 | 0 | 0 | 0 | 0 | 0 | 0 | 0 | 0 | 0 | 0 | 0 | 0 | 0 | 0 | 0
F3_Commercial_Small Retail_New_Ventilation_Electric_Ventilation_E2 | F3 | Commercial | Small Retail | New | Ventilation | Electric | Ventilation | E2 | PACT BC Ratio | 0 | 0 | 0 | 0 | 0 | 0 | 0 | 0 | 0 | 0 | 0 | 0 | 0 | 0 | 0 | 0 | 0 | 0 | 0 | 0 | 0 | 0 | 0 | 0 | 0 | 0 | 0 | 0 | 0 | 0
F3_Commercial_Small Retail_New_Ventilation_Electric_Ventilation_E3 | F3 | Commercial | Small Retail | New | Ventilation | Electric | Ventilation | E3 | PACT BC Ratio | 0 | 0 | 0 | 0 | 0 | 0 | 0 | 0 | 0 | 0 | 0 | 0 | 0 | 0 | 0 | 0 | 0 | 0 | 0 | 0 | 0 | 0 | 0 | 0 | 0 | 0 | 0 | 0 | 0 | 0
F3_Commercial_Small Retail_New_Ventilation_Electric_Ventilation_E4 | F3 | Commercial | Small Retail | New | Ventilation | Electric | Ventilation | E4 | PACT BC Ratio | 0 | 0 | 0 | 0 | 0 | 0 | 0 | 0 | 0 | 0 | 0 | 0 | 0 | 0 | 0 | 0 | 0 | 0 | 0 | 0 | 0 | 0 | 0 | 0 | 0 | 0 | 0 | 0 | 0 | 0
F3_Commercial_Small Retail_New_Ventilation_Electric_Ventilation_E5 | F3 | Commercial | Small Retail | New | Ventilation | Electric | Ventilation | E5 | PACT BC Ratio | 0 | 0 | 0 | 0 | 0 | 0 | 0 | 0 | 0 | 0 | 0 | 0 | 0 | 0 | 0 | 0 | 0 | 0 | 0 | 0 | 0 | 0 | 0 | 0 | 0 | 0 | 0 | 0 | 0 | 0
F3_Commercial_Small Retail_New_Ventilation_Electric_Ventilation_E6 | F3 | Commercial | Small Retail | New | Ventilation | Electric | Ventilation | E6 | PACT BC Ratio | 0 | 0 | 0 | 0 | 0 | 0 | 0 | 0 | 0 | 0 | 0 | 0 | 0 | 0 | 0 | 0 | 0 | 0 | 0 | 0 | 0 | 0 | 0 | 0 | 0 | 0 | 0 | 0 | 0 | 0
F3_Commercial_Small Retail_New_Ventilation_Electric_Ventilation_E7 | F3 | Commercial | Small Retail | New | Ventilation | Electric | Ventilation | E7 | PACT BC Ratio | 0 | 0 | 0 | 0 | 0 | 0 | 0 | 0 | 0 | 0 | 0 | 0 | 0 | 0 | 0 | 0 | 0 | 0 | 0 | 0 | 0 | 0 | 0 | 0 | 0 | 0 | 0 | 0 | 0 | 0
F3_Commercial_Small Retail_New_Ventilation_Electric_Ventilation_E8 | F3 | Commercial | Small Retail | New | Ventilation | Electric | Ventilation | E8 | PACT BC Ratio | 0 | 0 | 0 | 0 | 0 | 0 | 0 | 0 | 0 | 0 | 0 | 0 | 0 | 0 | 0 | 0 | 0 | 0 | 0 | 0 | 0 | 0 | 0 | 0 | 0 | 0 | 0 | 0 | 0 | 0
F3_Commercial_Small Retail_New_Ventilation_Electric_Ventilation_E9 | F3 | Commercial | Small Retail | New | Ventilation | Electric | Ventilation | E9 | PACT BC Ratio | 0 | 0 | 0 | 0 | 0 | 0 | 0 | 0 | 0 | 0 | 0 | 0 | 0 | 0 | 0 | 0 | 0 | 0 | 0 | 0 | 0 | 0 | 0 | 0 | 0 | 0 | 0 | 0 | 0 | 0
F3_Commercial_Small Retail_New_Ventilation_Electric_Ventilation_E10 | F3 | Commercial | Small Retail | New | Ventilation | Electric | Ventilation | E10 | PACT BC Ratio | 0 | 0 | 0 | 0 | 0 | 0 | 0 | 0 | 0 | 0 | 0 | 0 | 0 | 0 | 0 | 0 | 0 | 0 | 0 | 0 | 0 | 0 | 0 | 0 | 0 | 0 | 0 | 0 | 0 | 0
F4_Commercial_Small Retail_New_Ventilation_Electric_Ventilation_E1 | F4 | Commercial | Small Retail | New | Ventilation | Electric | Ventilation | E1 | RVT BC Ratio | 0 | 0 | 0 | 0 | 0 | 0 | 0 | 0 | 0 | 0 | 0 | 0 | 0 | 0 | 0 | 0 | 0 | 0 | 0 | 0 | 0 | 0 | 0 | 0 | 0 | 0 | 0 | 0 | 0 | 0
F4_Commercial_Small Retail_New_Ventilation_Electric_Ventilation_E2 | F4 | Commercial | Small Retail | New | Ventilation | Electric | Ventilation | E2 | RVT BC Ratio | 0 | 0 | 0 | 0 | 0 | 0 | 0 | 0 | 0 | 0 | 0 | 0 | 0 | 0 | 0 | 0 | 0 | 0 | 0 | 0 | 0 | 0 | 0 | 0 | 0 | 0 | 0 | 0 | 0 | 0
F4_Commercial_Small Retail_New_Ventilation_Electric_Ventilation_E3 | F4 | Commercial | Small Retail | New | Ventilation | Electric | Ventilation | E3 | RVT BC Ratio | 0 | 0 | 0 | 0 | 0 | 0 | 0 | 0 | 0 | 0 | 0 | 0 | 0 | 0 | 0 | 0 | 0 | 0 | 0 | 0 | 0 | 0 | 0 | 0 | 0 | 0 | 0 | 0 | 0 | 0
F4_Commercial_Small Retail_New_Ventilation_Electric_Ventilation_E4 | F4 | Commercial | Small Retail | New | Ventilation | Electric | Ventilation | E4 | RVT BC Ratio | 0 | 0 | 0 | 0 | 0 | 0 | 0 | 0 | 0 | 0 | 0 | 0 | 0 | 0 | 0 | 0 | 0 | 0 | 0 | 0 | 0 | 0 | 0 | 0 | 0 | 0 | 0 | 0 | 0 | 0
F4_Commercial_Small Retail_New_Ventilation_Electric_Ventilation_E5 | F4 | Commercial | Small Retail | New | Ventilation | Electric | Ventilation | E5 | RVT BC Ratio | 0 | 0 | 0 | 0 | 0 | 0 | 0 | 0 | 0 | 0 | 0 | 0 | 0 | 0 | 0 | 0 | 0 | 0 | 0 | 0 | 0 | 0 | 0 | 0 | 0 | 0 | 0 | 0 | 0 | 0
F4_Commercial_Small Retail_New_Ventilation_Electric_Ventilation_E6 | F4 | Commercial | Small Retail | New | Ventilation | Electric | Ventilation | E6 | RVT BC Ratio | 0 | 0 | 0 | 0 | 0 | 0 | 0 | 0 | 0 | 0 | 0 | 0 | 0 | 0 | 0 | 0 | 0 | 0 | 0 | 0 | 0 | 0 | 0 | 0 | 0 | 0 | 0 | 0 | 0 | 0
F4_Commercial_Small Retail_New_Ventilation_Electric_Ventilation_E7 | F4 | Commercial | Small Retail | New | Ventilation | Electric | Ventilation | E7 | RVT BC Ratio | 0 | 0 | 0 | 0 | 0 | 0 | 0 | 0 | 0 | 0 | 0 | 0 | 0 | 0 | 0 | 0 | 0 | 0 | 0 | 0 | 0 | 0 | 0 | 0 | 0 | 0 | 0 | 0 | 0 | 0
F4_Commercial_Small Retail_New_Ventilation_Electric_Ventilation_E8 | F4 | Commercial | Small Retail | New | Ventilation | Electric | Ventilation | E8 | RVT BC Ratio | 0 | 0 | 0 | 0 | 0 | 0 | 0 | 0 | 0 | 0 | 0 | 0 | 0 | 0 | 0 | 0 | 0 | 0 | 0 | 0 | 0 | 0 | 0 | 0 | 0 | 0 | 0 | 0 | 0 | 0
F4_Commercial_Small Retail_New_Ventilation_Electric_Ventilation_E9 | F4 | Commercial | Small Retail | New | Ventilation | Electric | Ventilation | E9 | RVT BC Ratio | 0 | 0 | 0 | 0 | 0 | 0 | 0 | 0 | 0 | 0 | 0 | 0 | 0 | 0 | 0 | 0 | 0 | 0 | 0 | 0 | 0 | 0 | 0 | 0 | 0 | 0 | 0 | 0 | 0 | 0
F4_Commercial_Small Retail_New_Ventilation_Electric_Ventilation_E10 | F4 | Commercial | Small Retail | New | Ventilation | Electric | Ventilation | E10 | RVT BC Ratio | 0 | 0 | 0 | 0 | 0 | 0 | 0 | 0 | 0 | 0 | 0 | 0 | 0 | 0 | 0 | 0 | 0 | 0 | 0 | 0 | 0 | 0 | 0 | 0 | 0 | 0 | 0 | 0 | 0 | 0
F5_Commercial_Small Retail_New_Ventilation_Electric_Ventilation_E1 | F5 | Commercial | Small Retail | New | Ventilation | Electric | Ventilation | E1 | RIM BC Ratio | 0 | 0 | 0 | 0 | 0 | 0 | 0 | 0 | 0 | 0 | 0 | 0 | 0 | 0 | 0 | 0 | 0 | 0 | 0 | 0 | 0 | 0 | 0 | 0 | 0 | 0 | 0 | 0 | 0 | 0
F5_Commercial_Small Retail_New_Ventilation_Electric_Ventilation_E2 | F5 | Commercial | Small Retail | New | Ventilation | Electric | Ventilation | E2 | RIM BC Ratio | 0 | 0 | 0 | 0 | 0 | 0 | 0 | 0 | 0 | 0 | 0 | 0 | 0 | 0 | 0 | 0 | 0 | 0 | 0 | 0 | 0 | 0 | 0 | 0 | 0 | 0 | 0 | 0 | 0 | 0
F5_Commercial_Small Retail_New_Ventilation_Electric_Ventilation_E3 | F5 | Commercial | Small Retail | New | Ventilation | Electric | Ventilation | E3 | RIM BC Ratio | 0 | 0 | 0 | 0 | 0 | 0 | 0 | 0 | 0 | 0 | 0 | 0 | 0 | 0 | 0 | 0 | 0 | 0 | 0 | 0 | 0 | 0 | 0 | 0 | 0 | 0 | 0 | 0 | 0 | 0
F5_Commercial_Small Retail_New_Ventilation_Electric_Ventilation_E4 | F5 | Commercial | Small Retail | New | Ventilation | Electric | Ventilation | E4 | RIM BC Ratio | 0 | 0 | 0 | 0 | 0 | 0 | 0 | 0 | 0 | 0 | 0 | 0 | 0 | 0 | 0 | 0 | 0 | 0 | 0 | 0 | 0 | 0 | 0 | 0 | 0 | 0 | 0 | 0 | 0 | 0
F5_Commercial_Small Retail_New_Ventilation_Electric_Ventilation_E5 | F5 | Commercial | Small Retail | New | Ventilation | Electric | Ventilation | E5 | RIM BC Ratio | 0 | 0 | 0 | 0 | 0 | 0 | 0 | 0 | 0 | 0 | 0 | 0 | 0 | 0 | 0 | 0 | 0 | 0 | 0 | 0 | 0 | 0 | 0 | 0 | 0 | 0 | 0 | 0 | 0 | 0
F5_Commercial_Small Retail_New_Ventilation_Electric_Ventilation_E6 | F5 | Commercial | Small Retail | New | Ventilation | Electric | Ventilation | E6 | RIM BC Ratio | 0 | 0 | 0 | 0 | 0 | 0 | 0 | 0 | 0 | 0 | 0 | 0 | 0 | 0 | 0 | 0 | 0 | 0 | 0 | 0 | 0 | 0 | 0 | 0 | 0 | 0 | 0 | 0 | 0 | 0
F5_Commercial_Small Retail_New_Ventilation_Electric_Ventilation_E7 | F5 | Commercial | Small Retail | New | Ventilation | Electric | Ventilation | E7 | RIM BC Ratio | 0 | 0 | 0 | 0 | 0 | 0 | 0 | 0 | 0 | 0 | 0 | 0 | 0 | 0 | 0 | 0 | 0 | 0 | 0 | 0 | 0 | 0 | 0 | 0 | 0 | 0 | 0 | 0 | 0 | 0
F5_Commercial_Small Retail_New_Ventilation_Electric_Ventilation_E8 | F5 | Commercial | Small Retail | New | Ventilation | Electric | Ventilation | E8 | RIM BC Ratio | 0 | 0 | 0 | 0 | 0 | 0 | 0 | 0 | 0 | 0 | 0 | 0 | 0 | 0 | 0 | 0 | 0 | 0 | 0 | 0 | 0 | 0 | 0 | 0 | 0 | 0 | 0 | 0 | 0 | 0
F5_Commercial_Small Retail_New_Ventilation_Electric_Ventilation_E9 | F5 | Commercial | Small Retail | New | Ventilation | Electric | Ventilation | E9 | RIM BC Ratio | 0 | 0 | 0 | 0 | 0 | 0 | 0 | 0 | 0 | 0 | 0 | 0 | 0 | 0 | 0 | 0 | 0 | 0 | 0 | 0 | 0 | 0 | 0 | 0 | 0 | 0 | 0 | 0 | 0 | 0
F5_Commercial_Small Retail_New_Ventilation_Electric_Ventilation_E10 | F5 | Commercial | Small Retail | New | Ventilation | Electric | Ventilation | E10 | RIM BC Ratio | 0 | 0 | 0 | 0 | 0 | 0 | 0 | 0 | 0 | 0 | 0 | 0 | 0 | 0 | 0 | 0 | 0 | 0 | 0 | 0 | 0 | 0 | 0 | 0 | 0 | 0 | 0 | 0 | 0 | 0
F0_Commercial_Small Retail_New_Water Heating_Electric_Water Heater_E0 | F0 | Commercial | Small Retail | New | Water Heating | Electric | Water Heater | E0 | Economic Unit | 0 | 0 | 0 | 0 | 0 | 0 | 0 | 0 | 0 | 0 | 0 | 0 | 0 | 0 | 0 | 0 | 0 | 0 | 0 | 0 | 0 | 0 | 0 | 0 | 0 | 0 | 0 | 0 | 0 | 0
F1_Commercial_Small Retail_New_Water Heating_Electric_Water Heater_E1 | F1 | Commercial | Small Retail | New | Water Heating | Electric | Water Heater | E1 | CCE | 0 | 0 | 0 | 0 | 0 | 0 | 0 | 0 | 0 | 0 | 0 | 0 | 0 | 0 | 0 | 0 | 0 | 0 | 0 | 0 | 0 | 0 | 0 | 0 | 0 | 0 | 0 | 0 | 0 | 0
F1_Commercial_Small Retail_New_Water Heating_Electric_Water Heater_E2 | F1 | Commercial | Small Retail | New | Water Heating | Electric | Water Heater | E2 | CCE | 0 | 0 | 0 | 0 | 0 | 0 | 0 | 0 | 0 | 0 | 0 | 0 | 0 | 0 | 0 | 0 | 0 | 0 | 0 | 0 | 0 | 0 | 0 | 0 | 0 | 0 | 0 | 0 | 0 | 0
F1_Commercial_Small Retail_New_Water Heating_Electric_Water Heater_E3 | F1 | Commercial | Small Retail | New | Water Heating | Electric | Water Heater | E3 | CCE | 0 | 0 | 0 | 0 | 0 | 0 | 0 | 0 | 0 | 0 | 0 | 0 | 0 | 0 | 0 | 0 | 0 | 0 | 0 | 0 | 0 | 0 | 0 | 0 | 0 | 0 | 0 | 0 | 0 | 0
F1_Commercial_Small Retail_New_Water Heating_Electric_Water Heater_E4 | F1 | Commercial | Small Retail | New | Water Heating | Electric | Water Heater | E4 | CCE | 0 | 0 | 0 | 0 | 0 | 0 | 0 | 0 | 0 | 0 | 0 | 0 | 0 | 0 | 0 | 0 | 0 | 0 | 0 | 0 | 0 | 0 | 0 | 0 | 0 | 0 | 0 | 0 | 0 | 0
F1_Commercial_Small Retail_New_Water Heating_Electric_Water Heater_E5 | F1 | Commercial | Small Retail | New | Water Heating | Electric | Water Heater | E5 | CCE | 0 | 0 | 0 | 0 | 0 | 0 | 0 | 0 | 0 | 0 | 0 | 0 | 0 | 0 | 0 | 0 | 0 | 0 | 0 | 0 | 0 | 0 | 0 | 0 | 0 | 0 | 0 | 0 | 0 | 0
F1_Commercial_Small Retail_New_Water Heating_Electric_Water Heater_E6 | F1 | Commercial | Small Retail | New | Water Heating | Electric | Water Heater | E6 | CCE | 0 | 0 | 0 | 0 | 0 | 0 | 0 | 0 | 0 | 0 | 0 | 0 | 0 | 0 | 0 | 0 | 0 | 0 | 0 | 0 | 0 | 0 | 0 | 0 | 0 | 0 | 0 | 0 | 0 | 0
F1_Commercial_Small Retail_New_Water Heating_Electric_Water Heater_E7 | F1 | Commercial | Small Retail | New | Water Heating | Electric | Water Heater | E7 | CCE | 0 | 0 | 0 | 0 | 0 | 0 | 0 | 0 | 0 | 0 | 0 | 0 | 0 | 0 | 0 | 0 | 0 | 0 | 0 | 0 | 0 | 0 | 0 | 0 | 0 | 0 | 0 | 0 | 0 | 0
F1_Commercial_Small Retail_New_Water Heating_Electric_Water Heater_E8 | F1 | Commercial | Small Retail | New | Water Heating | Electric | Water Heater | E8 | CCE | 0 | 0 | 0 | 0 | 0 | 0 | 0 | 0 | 0 | 0 | 0 | 0 | 0 | 0 | 0 | 0 | 0 | 0 | 0 | 0 | 0 | 0 | 0 | 0 | 0 | 0 | 0 | 0 | 0 | 0
F1_Commercial_Small Retail_New_Water Heating_Electric_Water Heater_E9 | F1 | Commercial | Small Retail | New | Water Heating | Electric | Water Heater | E9 | CCE | 0 | 0 | 0 | 0 | 0 | 0 | 0 | 0 | 0 | 0 | 0 | 0 | 0 | 0 | 0 | 0 | 0 | 0 | 0 | 0 | 0 | 0 | 0 | 0 | 0 | 0 | 0 | 0 | 0 | 0
F1_Commercial_Small Retail_New_Water Heating_Electric_Water Heater_E10 | F1 | Commercial | Small Retail | New | Water Heating | Electric | Water Heater | E10 | CCE | 0 | 0 | 0 | 0 | 0 | 0 | 0 | 0 | 0 | 0 | 0 | 0 | 0 | 0 | 0 | 0 | 0 | 0 | 0 | 0 | 0 | 0 | 0 | 0 | 0 | 0 | 0 | 0 | 0 | 0
F2_Commercial_Small Retail_New_Water Heating_Electric_Water Heater_E1 | F2 | Commercial | Small Retail | New | Water Heating | Electric | Water Heater | E1 | TRC BC Ratio | 0 | 0 | 0 | 0 | 0 | 0 | 0 | 0 | 0 | 0 | 0 | 0 | 0 | 0 | 0 | 0 | 0 | 0 | 0 | 0 | 0 | 0 | 0 | 0 | 0 | 0 | 0 | 0 | 0 | 0
F2_Commercial_Small Retail_New_Water Heating_Electric_Water Heater_E2 | F2 | Commercial | Small Retail | New | Water Heating | Electric | Water Heater | E2 | TRC BC Ratio | 0 | 0 | 0 | 0 | 0 | 0 | 0 | 0 | 0 | 0 | 0 | 0 | 0 | 0 | 0 | 0 | 0 | 0 | 0 | 0 | 0 | 0 | 0 | 0 | 0 | 0 | 0 | 0 | 0 | 0
F2_Commercial_Small Retail_New_Water Heating_Electric_Water Heater_E3 | F2 | Commercial | Small Retail | New | Water Heating | Electric | Water Heater | E3 | TRC BC Ratio | 0 | 0 | 0 | 0 | 0 | 0 | 0 | 0 | 0 | 0 | 0 | 0 | 0 | 0 | 0 | 0 | 0 | 0 | 0 | 0 | 0 | 0 | 0 | 0 | 0 | 0 | 0 | 0 | 0 | 0
F2_Commercial_Small Retail_New_Water Heating_Electric_Water Heater_E4 | F2 | Commercial | Small Retail | New | Water Heating | Electric | Water Heater | E4 | TRC BC Ratio | 0 | 0 | 0 | 0 | 0 | 0 | 0 | 0 | 0 | 0 | 0 | 0 | 0 | 0 | 0 | 0 | 0 | 0 | 0 | 0 | 0 | 0 | 0 | 0 | 0 | 0 | 0 | 0 | 0 | 0
F2_Commercial_Small Retail_New_Water Heating_Electric_Water Heater_E5 | F2 | Commercial | Small Retail | New | Water Heating | Electric | Water Heater | E5 | TRC BC Ratio | 0 | 0 | 0 | 0 | 0 | 0 | 0 | 0 | 0 | 0 | 0 | 0 | 0 | 0 | 0 | 0 | 0 | 0 | 0 | 0 | 0 | 0 | 0 | 0 | 0 | 0 | 0 | 0 | 0 | 0
F2_Commercial_Small Retail_New_Water Heating_Electric_Water Heater_E6 | F2 | Commercial | Small Retail | New | Water Heating | Electric | Water Heater | E6 | TRC BC Ratio | 0 | 0 | 0 | 0 | 0 | 0 | 0 | 0 | 0 | 0 | 0 | 0 | 0 | 0 | 0 | 0 | 0 | 0 | 0 | 0 | 0 | 0 | 0 | 0 | 0 | 0 | 0 | 0 | 0 | 0
F2_Commercial_Small Retail_New_Water Heating_Electric_Water Heater_E7 | F2 | Commercial | Small Retail | New | Water Heating | Electric | Water Heater | E7 | TRC BC Ratio | 0 | 0 | 0 | 0 | 0 | 0 | 0 | 0 | 0 | 0 | 0 | 0 | 0 | 0 | 0 | 0 | 0 | 0 | 0 | 0 | 0 | 0 | 0 | 0 | 0 | 0 | 0 | 0 | 0 | 0
F2_Commercial_Small Retail_New_Water Heating_Electric_Water Heater_E8 | F2 | Commercial | Small Retail | New | Water Heating | Electric | Water Heater | E8 | TRC BC Ratio | 0 | 0 | 0 | 0 | 0 | 0 | 0 | 0 | 0 | 0 | 0 | 0 | 0 | 0 | 0 | 0 | 0 | 0 | 0 | 0 | 0 | 0 | 0 | 0 | 0 | 0 | 0 | 0 | 0 | 0
F2_Commercial_Small Retail_New_Water Heating_Electric_Water Heater_E9 | F2 | Commercial | Small Retail | New | Water Heating | Electric | Water Heater | E9 | TRC BC Ratio | 0 | 0 | 0 | 0 | 0 | 0 | 0 | 0 | 0 | 0 | 0 | 0 | 0 | 0 | 0 | 0 | 0 | 0 | 0 | 0 | 0 | 0 | 0 | 0 | 0 | 0 | 0 | 0 | 0 | 0
F2_Commercial_Small Retail_New_Water Heating_Electric_Water Heater_E10 | F2 | Commercial | Small Retail | New | Water Heating | Electric | Water Heater | E10 | TRC BC Ratio | 0 | 0 | 0 | 0 | 0 | 0 | 0 | 0 | 0 | 0 | 0 | 0 | 0 | 0 | 0 | 0 | 0 | 0 | 0 | 0 | 0 | 0 | 0 | 0 | 0 | 0 | 0 | 0 | 0 | 0
F3_Commercial_Small Retail_New_Water Heating_Electric_Water Heater_E1 | F3 | Commercial | Small Retail | New | Water Heating | Electric | Water Heater | E1 | PACT BC Ratio | 0 | 0 | 0 | 0 | 0 | 0 | 0 | 0 | 0 | 0 | 0 | 0 | 0 | 0 | 0 | 0 | 0 | 0 | 0 | 0 | 0 | 0 | 0 | 0 | 0 | 0 | 0 | 0 | 0 | 0
F3_Commercial_Small Retail_New_Water Heating_Electric_Water Heater_E2 | F3 | Commercial | Small Retail | New | Water Heating | Electric | Water Heater | E2 | PACT BC Ratio | 0 | 0 | 0 | 0 | 0 | 0 | 0 | 0 | 0 | 0 | 0 | 0 | 0 | 0 | 0 | 0 | 0 | 0 | 0 | 0 | 0 | 0 | 0 | 0 | 0 | 0 | 0 | 0 | 0 | 0
F3_Commercial_Small Retail_New_Water Heating_Electric_Water Heater_E3 | F3 | Commercial | Small Retail | New | Water Heating | Electric | Water Heater | E3 | PACT BC Ratio | 0 | 0 | 0 | 0 | 0 | 0 | 0 | 0 | 0 | 0 | 0 | 0 | 0 | 0 | 0 | 0 | 0 | 0 | 0 | 0 | 0 | 0 | 0 | 0 | 0 | 0 | 0 | 0 | 0 | 0
F3_Commercial_Small Retail_New_Water Heating_Electric_Water Heater_E4 | F3 | Commercial | Small Retail | New | Water Heating | Electric | Water Heater | E4 | PACT BC Ratio | 0 | 0 | 0 | 0 | 0 | 0 | 0 | 0 | 0 | 0 | 0 | 0 | 0 | 0 | 0 | 0 | 0 | 0 | 0 | 0 | 0 | 0 | 0 | 0 | 0 | 0 | 0 | 0 | 0 | 0
F3_Commercial_Small Retail_New_Water Heating_Electric_Water Heater_E5 | F3 | Commercial | Small Retail | New | Water Heating | Electric | Water Heater | E5 | PACT BC Ratio | 0 | 0 | 0 | 0 | 0 | 0 | 0 | 0 | 0 | 0 | 0 | 0 | 0 | 0 | 0 | 0 | 0 | 0 | 0 | 0 | 0 | 0 | 0 | 0 | 0 | 0 | 0 | 0 | 0 | 0
F3_Commercial_Small Retail_New_Water Heating_Electric_Water Heater_E6 | F3 | Commercial | Small Retail | New | Water Heating | Electric | Water Heater | E6 | PACT BC Ratio | 0 | 0 | 0 | 0 | 0 | 0 | 0 | 0 | 0 | 0 | 0 | 0 | 0 | 0 | 0 | 0 | 0 | 0 | 0 | 0 | 0 | 0 | 0 | 0 | 0 | 0 | 0 | 0 | 0 | 0
F3_Commercial_Small Retail_New_Water Heating_Electric_Water Heater_E7 | F3 | Commercial | Small Retail | New | Water Heating | Electric | Water Heater | E7 | PACT BC Ratio | 0 | 0 | 0 | 0 | 0 | 0 | 0 | 0 | 0 | 0 | 0 | 0 | 0 | 0 | 0 | 0 | 0 | 0 | 0 | 0 | 0 | 0 | 0 | 0 | 0 | 0 | 0 | 0 | 0 | 0
F3_Commercial_Small Retail_New_Water Heating_Electric_Water Heater_E8 | F3 | Commercial | Small Retail | New | Water Heating | Electric | Water Heater | E8 | PACT BC Ratio | 0 | 0 | 0 | 0 | 0 | 0 | 0 | 0 | 0 | 0 | 0 | 0 | 0 | 0 | 0 | 0 | 0 | 0 | 0 | 0 | 0 | 0 | 0 | 0 | 0 | 0 | 0 | 0 | 0 | 0
F3_Commercial_Small Retail_New_Water Heating_Electric_Water Heater_E9 | F3 | Commercial | Small Retail | New | Water Heating | Electric | Water Heater | E9 | PACT BC Ratio | 0 | 0 | 0 | 0 | 0 | 0 | 0 | 0 | 0 | 0 | 0 | 0 | 0 | 0 | 0 | 0 | 0 | 0 | 0 | 0 | 0 | 0 | 0 | 0 | 0 | 0 | 0 | 0 | 0 | 0
F3_Commercial_Small Retail_New_Water Heating_Electric_Water Heater_E10 | F3 | Commercial | Small Retail | New | Water Heating | Electric | Water Heater | E10 | PACT BC Ratio | 0 | 0 | 0 | 0 | 0 | 0 | 0 | 0 | 0 | 0 | 0 | 0 | 0 | 0 | 0 | 0 | 0 | 0 | 0 | 0 | 0 | 0 | 0 | 0 | 0 | 0 | 0 | 0 | 0 | 0
F4_Commercial_Small Retail_New_Water Heating_Electric_Water Heater_E1 | F4 | Commercial | Small Retail | New | Water Heating | Electric | Water Heater | E1 | RVT BC Ratio | 0 | 0 | 0 | 0 | 0 | 0 | 0 | 0 | 0 | 0 | 0 | 0 | 0 | 0 | 0 | 0 | 0 | 0 | 0 | 0 | 0 | 0 | 0 | 0 | 0 | 0 | 0 | 0 | 0 | 0
F4_Commercial_Small Retail_New_Water Heating_Electric_Water Heater_E2 | F4 | Commercial | Small Retail | New | Water Heating | Electric | Water Heater | E2 | RVT BC Ratio | 0 | 0 | 0 | 0 | 0 | 0 | 0 | 0 | 0 | 0 | 0 | 0 | 0 | 0 | 0 | 0 | 0 | 0 | 0 | 0 | 0 | 0 | 0 | 0 | 0 | 0 | 0 | 0 | 0 | 0
F4_Commercial_Small Retail_New_Water Heating_Electric_Water Heater_E3 | F4 | Commercial | Small Retail | New | Water Heating | Electric | Water Heater | E3 | RVT BC Ratio | 0 | 0 | 0 | 0 | 0 | 0 | 0 | 0 | 0 | 0 | 0 | 0 | 0 | 0 | 0 | 0 | 0 | 0 | 0 | 0 | 0 | 0 | 0 | 0 | 0 | 0 | 0 | 0 | 0 | 0
F4_Commercial_Small Retail_New_Water Heating_Electric_Water Heater_E4 | F4 | Commercial | Small Retail | New | Water Heating | Electric | Water Heater | E4 | RVT BC Ratio | 0 | 0 | 0 | 0 | 0 | 0 | 0 | 0 | 0 | 0 | 0 | 0 | 0 | 0 | 0 | 0 | 0 | 0 | 0 | 0 | 0 | 0 | 0 | 0 | 0 | 0 | 0 | 0 | 0 | 0
F4_Commercial_Small Retail_New_Water Heating_Electric_Water Heater_E5 | F4 | Commercial | Small Retail | New | Water Heating | Electric | Water Heater | E5 | RVT BC Ratio | 0 | 0 | 0 | 0 | 0 | 0 | 0 | 0 | 0 | 0 | 0 | 0 | 0 | 0 | 0 | 0 | 0 | 0 | 0 | 0 | 0 | 0 | 0 | 0 | 0 | 0 | 0 | 0 | 0 | 0
F4_Commercial_Small Retail_New_Water Heating_Electric_Water Heater_E6 | F4 | Commercial | Small Retail | New | Water Heating | Electric | Water Heater | E6 | RVT BC Ratio | 0 | 0 | 0 | 0 | 0 | 0 | 0 | 0 | 0 | 0 | 0 | 0 | 0 | 0 | 0 | 0 | 0 | 0 | 0 | 0 | 0 | 0 | 0 | 0 | 0 | 0 | 0 | 0 | 0 | 0
F4_Commercial_Small Retail_New_Water Heating_Electric_Water Heater_E7 | F4 | Commercial | Small Retail | New | Water Heating | Electric | Water Heater | E7 | RVT BC Ratio | 0 | 0 | 0 | 0 | 0 | 0 | 0 | 0 | 0 | 0 | 0 | 0 | 0 | 0 | 0 | 0 | 0 | 0 | 0 | 0 | 0 | 0 | 0 | 0 | 0 | 0 | 0 | 0 | 0 | 0
F4_Commercial_Small Retail_New_Water Heating_Electric_Water Heater_E8 | F4 | Commercial | Small Retail | New | Water Heating | Electric | Water Heater | E8 | RVT BC Ratio | 0 | 0 | 0 | 0 | 0 | 0 | 0 | 0 | 0 | 0 | 0 | 0 | 0 | 0 | 0 | 0 | 0 | 0 | 0 | 0 | 0 | 0 | 0 | 0 | 0 | 0 | 0 | 0 | 0 | 0
F4_Commercial_Small Retail_New_Water Heating_Electric_Water Heater_E9 | F4 | Commercial | Small Retail | New | Water Heating | Electric | Water Heater | E9 | RVT BC Ratio | 0 | 0 | 0 | 0 | 0 | 0 | 0 | 0 | 0 | 0 | 0 | 0 | 0 | 0 | 0 | 0 | 0 | 0 | 0 | 0 | 0 | 0 | 0 | 0 | 0 | 0 | 0 | 0 | 0 | 0
F4_Commercial_Small Retail_New_Water Heating_Electric_Water Heater_E10 | F4 | Commercial | Small Retail | New | Water Heating | Electric | Water Heater | E10 | RVT BC Ratio | 0 | 0 | 0 | 0 | 0 | 0 | 0 | 0 | 0 | 0 | 0 | 0 | 0 | 0 | 0 | 0 | 0 | 0 | 0 | 0 | 0 | 0 | 0 | 0 | 0 | 0 | 0 | 0 | 0 | 0
F5_Commercial_Small Retail_New_Water Heating_Electric_Water Heater_E1 | F5 | Commercial | Small Retail | New | Water Heating | Electric | Water Heater | E1 | RIM BC Ratio | 0 | 0 | 0 | 0 | 0 | 0 | 0 | 0 | 0 | 0 | 0 | 0 | 0 | 0 | 0 | 0 | 0 | 0 | 0 | 0 | 0 | 0 | 0 | 0 | 0 | 0 | 0 | 0 | 0 | 0
F5_Commercial_Small Retail_New_Water Heating_Electric_Water Heater_E2 | F5 | Commercial | Small Retail | New | Water Heating | Electric | Water Heater | E2 | RIM BC Ratio | 0 | 0 | 0 | 0 | 0 | 0 | 0 | 0 | 0 | 0 | 0 | 0 | 0 | 0 | 0 | 0 | 0 | 0 | 0 | 0 | 0 | 0 | 0 | 0 | 0 | 0 | 0 | 0 | 0 | 0
F5_Commercial_Small Retail_New_Water Heating_Electric_Water Heater_E3 | F5 | Commercial | Small Retail | New | Water Heating | Electric | Water Heater | E3 | RIM BC Ratio | 0 | 0 | 0 | 0 | 0 | 0 | 0 | 0 | 0 | 0 | 0 | 0 | 0 | 0 | 0 | 0 | 0 | 0 | 0 | 0 | 0 | 0 | 0 | 0 | 0 | 0 | 0 | 0 | 0 | 0
F5_Commercial_Small Retail_New_Water Heating_Electric_Water Heater_E4 | F5 | Commercial | Small Retail | New | Water Heating | Electric | Water Heater | E4 | RIM BC Ratio | 0 | 0 | 0 | 0 | 0 | 0 | 0 | 0 | 0 | 0 | 0 | 0 | 0 | 0 | 0 | 0 | 0 | 0 | 0 | 0 | 0 | 0 | 0 | 0 | 0 | 0 | 0 | 0 | 0 | 0
F5_Commercial_Small Retail_New_Water Heating_Electric_Water Heater_E5 | F5 | Commercial | Small Retail | New | Water Heating | Electric | Water Heater | E5 | RIM BC Ratio | 0 | 0 | 0 | 0 | 0 | 0 | 0 | 0 | 0 | 0 | 0 | 0 | 0 | 0 | 0 | 0 | 0 | 0 | 0 | 0 | 0 | 0 | 0 | 0 | 0 | 0 | 0 | 0 | 0 | 0
F5_Commercial_Small Retail_New_Water Heating_Electric_Water Heater_E6 | F5 | Commercial | Small Retail | New | Water Heating | Electric | Water Heater | E6 | RIM BC Ratio | 0 | 0 | 0 | 0 | 0 | 0 | 0 | 0 | 0 | 0 | 0 | 0 | 0 | 0 | 0 | 0 | 0 | 0 | 0 | 0 | 0 | 0 | 0 | 0 | 0 | 0 | 0 | 0 | 0 | 0
F5_Commercial_Small Retail_New_Water Heating_Electric_Water Heater_E7 | F5 | Commercial | Small Retail | New | Water Heating | Electric | Water Heater | E7 | RIM BC Ratio | 0 | 0 | 0 | 0 | 0 | 0 | 0 | 0 | 0 | 0 | 0 | 0 | 0 | 0 | 0 | 0 | 0 | 0 | 0 | 0 | 0 | 0 | 0 | 0 | 0 | 0 | 0 | 0 | 0 | 0
F5_Commercial_Small Retail_New_Water Heating_Electric_Water Heater_E8 | F5 | Commercial | Small Retail | New | Water Heating | Electric | Water Heater | E8 | RIM BC Ratio | 0 | 0 | 0 | 0 | 0 | 0 | 0 | 0 | 0 | 0 | 0 | 0 | 0 | 0 | 0 | 0 | 0 | 0 | 0 | 0 | 0 | 0 | 0 | 0 | 0 | 0 | 0 | 0 | 0 | 0
F5_Commercial_Small Retail_New_Water Heating_Electric_Water Heater_E9 | F5 | Commercial | Small Retail | New | Water Heating | Electric | Water Heater | E9 | RIM BC Ratio | 0 | 0 | 0 | 0 | 0 | 0 | 0 | 0 | 0 | 0 | 0 | 0 | 0 | 0 | 0 | 0 | 0 | 0 | 0 | 0 | 0 | 0 | 0 | 0 | 0 | 0 | 0 | 0 | 0 | 0
F5_Commercial_Small Retail_New_Water Heating_Electric_Water Heater_E10 | F5 | Commercial | Small Retail | New | Water Heating | Electric | Water Heater | E10 | RIM BC Ratio | 0 | 0 | 0 | 0 | 0 | 0 | 0 | 0 | 0 | 0 | 0 | 0 | 0 | 0 | 0 | 0 | 0 | 0 | 0 | 0 | 0 | 0 | 0 | 0 | 0 | 0 | 0 | 0 | 0 | 0
F0_Commercial_Small Retail_New_Interior Lighting_Electric_General Service Lighting_E0 | F0 | Commercial | Small Retail | New | Interior Lighting | Electric | General Service Lighting | E0 | Economic Unit | 0 | 0 | 0 | 0 | 0 | 0 | 0 | 0 | 0 | 0 | 0 | 0 | 0 | 0 | 0 | 0 | 0 | 0 | 0 | 0 | 0 | 0 | 0 | 0 | 0 | 0 | 0 | 0 | 0 | 0
F1_Commercial_Small Retail_New_Interior Lighting_Electric_General Service Lighting_E1 | F1 | Commercial | Small Retail | New | Interior Lighting | Electric | General Service Lighting | E1 | CCE | 0 | 0 | 0 | 0 | 0 | 0 | 0 | 0 | 0 | 0 | 0 | 0 | 0 | 0 | 0 | 0 | 0 | 0 | 0 | 0 | 0 | 0 | 0 | 0 | 0 | 0 | 0 | 0 | 0 | 0
F1_Commercial_Small Retail_New_Interior Lighting_Electric_General Service Lighting_E2 | F1 | Commercial | Small Retail | New | Interior Lighting | Electric | General Service Lighting | E2 | CCE | 0 | 0 | 0 | 0 | 0 | 0 | 0 | 0 | 0 | 0 | 0 | 0 | 0 | 0 | 0 | 0 | 0 | 0 | 0 | 0 | 0 | 0 | 0 | 0 | 0 | 0 | 0 | 0 | 0 | 0
F1_Commercial_Small Retail_New_Interior Lighting_Electric_General Service Lighting_E3 | F1 | Commercial | Small Retail | New | Interior Lighting | Electric | General Service Lighting | E3 | CCE | 0 | 0 | 0 | 0 | 0 | 0 | 0 | 0 | 0 | 0 | 0 | 0 | 0 | 0 | 0 | 0 | 0 | 0 | 0 | 0 | 0 | 0 | 0 | 0 | 0 | 0 | 0 | 0 | 0 | 0
F1_Commercial_Small Retail_New_Interior Lighting_Electric_General Service Lighting_E4 | F1 | Commercial | Small Retail | New | Interior Lighting | Electric | General Service Lighting | E4 | CCE | 0 | 0 | 0 | 0 | 0 | 0 | 0 | 0 | 0 | 0 | 0 | 0 | 0 | 0 | 0 | 0 | 0 | 0 | 0 | 0 | 0 | 0 | 0 | 0 | 0 | 0 | 0 | 0 | 0 | 0
F1_Commercial_Small Retail_New_Interior Lighting_Electric_General Service Lighting_E5 | F1 | Commercial | Small Retail | New | Interior Lighting | Electric | General Service Lighting | E5 | CCE | 0 | 0 | 0 | 0 | 0 | 0 | 0 | 0 | 0 | 0 | 0 | 0 | 0 | 0 | 0 | 0 | 0 | 0 | 0 | 0 | 0 | 0 | 0 | 0 | 0 | 0 | 0 | 0 | 0 | 0
F1_Commercial_Small Retail_New_Interior Lighting_Electric_General Service Lighting_E6 | F1 | Commercial | Small Retail | New | Interior Lighting | Electric | General Service Lighting | E6 | CCE | 0 | 0 | 0 | 0 | 0 | 0 | 0 | 0 | 0 | 0 | 0 | 0 | 0 | 0 | 0 | 0 | 0 | 0 | 0 | 0 | 0 | 0 | 0 | 0 | 0 | 0 | 0 | 0 | 0 | 0
F1_Commercial_Small Retail_New_Interior Lighting_Electric_General Service Lighting_E7 | F1 | Commercial | Small Retail | New | Interior Lighting | Electric | General Service Lighting | E7 | CCE | 0 | 0 | 0 | 0 | 0 | 0 | 0 | 0 | 0 | 0 | 0 | 0 | 0 | 0 | 0 | 0 | 0 | 0 | 0 | 0 | 0 | 0 | 0 | 0 | 0 | 0 | 0 | 0 | 0 | 0
F1_Commercial_Small Retail_New_Interior Lighting_Electric_General Service Lighting_E8 | F1 | Commercial | Small Retail | New | Interior Lighting | Electric | General Service Lighting | E8 | CCE | 0 | 0 | 0 | 0 | 0 | 0 | 0 | 0 | 0 | 0 | 0 | 0 | 0 | 0 | 0 | 0 | 0 | 0 | 0 | 0 | 0 | 0 | 0 | 0 | 0 | 0 | 0 | 0 | 0 | 0
F1_Commercial_Small Retail_New_Interior Lighting_Electric_General Service Lighting_E9 | F1 | Commercial | Small Retail | New | Interior Lighting | Electric | General Service Lighting | E9 | CCE | 0 | 0 | 0 | 0 | 0 | 0 | 0 | 0 | 0 | 0 | 0 | 0 | 0 | 0 | 0 | 0 | 0 | 0 | 0 | 0 | 0 | 0 | 0 | 0 | 0 | 0 | 0 | 0 | 0 | 0
F1_Commercial_Small Retail_New_Interior Lighting_Electric_General Service Lighting_E10 | F1 | Commercial | Small Retail | New | Interior Lighting | Electric | General Service Lighting | E10 | CCE | 0 | 0 | 0 | 0 | 0 | 0 | 0 | 0 | 0 | 0 | 0 | 0 | 0 | 0 | 0 | 0 | 0 | 0 | 0 | 0 | 0 | 0 | 0 | 0 | 0 | 0 | 0 | 0 | 0 | 0
F2_Commercial_Small Retail_New_Interior Lighting_Electric_General Service Lighting_E1 | F2 | Commercial | Small Retail | New | Interior Lighting | Electric | General Service Lighting | E1 | TRC BC Ratio | 0 | 0 | 0 | 0 | 0 | 0 | 0 | 0 | 0 | 0 | 0 | 0 | 0 | 0 | 0 | 0 | 0 | 0 | 0 | 0 | 0 | 0 | 0 | 0 | 0 | 0 | 0 | 0 | 0 | 0
F2_Commercial_Small Retail_New_Interior Lighting_Electric_General Service Lighting_E2 | F2 | Commercial | Small Retail | New | Interior Lighting | Electric | General Service Lighting | E2 | TRC BC Ratio | 0 | 0 | 0 | 0 | 0 | 0 | 0 | 0 | 0 | 0 | 0 | 0 | 0 | 0 | 0 | 0 | 0 | 0 | 0 | 0 | 0 | 0 | 0 | 0 | 0 | 0 | 0 | 0 | 0 | 0
F2_Commercial_Small Retail_New_Interior Lighting_Electric_General Service Lighting_E3 | F2 | Commercial | Small Retail | New | Interior Lighting | Electric | General Service Lighting | E3 | TRC BC Ratio | 0 | 0 | 0 | 0 | 0 | 0 | 0 | 0 | 0 | 0 | 0 | 0 | 0 | 0 | 0 | 0 | 0 | 0 | 0 | 0 | 0 | 0 | 0 | 0 | 0 | 0 | 0 | 0 | 0 | 0
F2_Commercial_Small Retail_New_Interior Lighting_Electric_General Service Lighting_E4 | F2 | Commercial | Small Retail | New | Interior Lighting | Electric | General Service Lighting | E4 | TRC BC Ratio | 0 | 0 | 0 | 0 | 0 | 0 | 0 | 0 | 0 | 0 | 0 | 0 | 0 | 0 | 0 | 0 | 0 | 0 | 0 | 0 | 0 | 0 | 0 | 0 | 0 | 0 | 0 | 0 | 0 | 0
F2_Commercial_Small Retail_New_Interior Lighting_Electric_General Service Lighting_E5 | F2 | Commercial | Small Retail | New | Interior Lighting | Electric | General Service Lighting | E5 | TRC BC Ratio | 0 | 0 | 0 | 0 | 0 | 0 | 0 | 0 | 0 | 0 | 0 | 0 | 0 | 0 | 0 | 0 | 0 | 0 | 0 | 0 | 0 | 0 | 0 | 0 | 0 | 0 | 0 | 0 | 0 | 0
F2_Commercial_Small Retail_New_Interior Lighting_Electric_General Service Lighting_E6 | F2 | Commercial | Small Retail | New | Interior Lighting | Electric | General Service Lighting | E6 | TRC BC Ratio | 0 | 0 | 0 | 0 | 0 | 0 | 0 | 0 | 0 | 0 | 0 | 0 | 0 | 0 | 0 | 0 | 0 | 0 | 0 | 0 | 0 | 0 | 0 | 0 | 0 | 0 | 0 | 0 | 0 | 0
F2_Commercial_Small Retail_New_Interior Lighting_Electric_General Service Lighting_E7 | F2 | Commercial | Small Retail | New | Interior Lighting | Electric | General Service Lighting | E7 | TRC BC Ratio | 0 | 0 | 0 | 0 | 0 | 0 | 0 | 0 | 0 | 0 | 0 | 0 | 0 | 0 | 0 | 0 | 0 | 0 | 0 | 0 | 0 | 0 | 0 | 0 | 0 | 0 | 0 | 0 | 0 | 0
F2_Commercial_Small Retail_New_Interior Lighting_Electric_General Service Lighting_E8 | F2 | Commercial | Small Retail | New | Interior Lighting | Electric | General Service Lighting | E8 | TRC BC Ratio | 0 | 0 | 0 | 0 | 0 | 0 | 0 | 0 | 0 | 0 | 0 | 0 | 0 | 0 | 0 | 0 | 0 | 0 | 0 | 0 | 0 | 0 | 0 | 0 | 0 | 0 | 0 | 0 | 0 | 0
F2_Commercial_Small Retail_New_Interior Lighting_Electric_General Service Lighting_E9 | F2 | Commercial | Small Retail | New | Interior Lighting | Electric | General Service Lighting | E9 | TRC BC Ratio | 0 | 0 | 0 | 0 | 0 | 0 | 0 | 0 | 0 | 0 | 0 | 0 | 0 | 0 | 0 | 0 | 0 | 0 | 0 | 0 | 0 | 0 | 0 | 0 | 0 | 0 | 0 | 0 | 0 | 0
F2_Commercial_Small Retail_New_Interior Lighting_Electric_General Service Lighting_E10 | F2 | Commercial | Small Retail | New | Interior Lighting | Electric | General Service Lighting | E10 | TRC BC Ratio | 0 | 0 | 0 | 0 | 0 | 0 | 0 | 0 | 0 | 0 | 0 | 0 | 0 | 0 | 0 | 0 | 0 | 0 | 0 | 0 | 0 | 0 | 0 | 0 | 0 | 0 | 0 | 0 | 0 | 0
F3_Commercial_Small Retail_New_Interior Lighting_Electric_General Service Lighting_E1 | F3 | Commercial | Small Retail | New | Interior Lighting | Electric | General Service Lighting | E1 | PACT BC Ratio | 0 | 0 | 0 | 0 | 0 | 0 | 0 | 0 | 0 | 0 | 0 | 0 | 0 | 0 | 0 | 0 | 0 | 0 | 0 | 0 | 0 | 0 | 0 | 0 | 0 | 0 | 0 | 0 | 0 | 0
F3_Commercial_Small Retail_New_Interior Lighting_Electric_General Service Lighting_E2 | F3 | Commercial | Small Retail | New | Interior Lighting | Electric | General Service Lighting | E2 | PACT BC Ratio | 0 | 0 | 0 | 0 | 0 | 0 | 0 | 0 | 0 | 0 | 0 | 0 | 0 | 0 | 0 | 0 | 0 | 0 | 0 | 0 | 0 | 0 | 0 | 0 | 0 | 0 | 0 | 0 | 0 | 0
F3_Commercial_Small Retail_New_Interior Lighting_Electric_General Service Lighting_E3 | F3 | Commercial | Small Retail | New | Interior Lighting | Electric | General Service Lighting | E3 | PACT BC Ratio | 0 | 0 | 0 | 0 | 0 | 0 | 0 | 0 | 0 | 0 | 0 | 0 | 0 | 0 | 0 | 0 | 0 | 0 | 0 | 0 | 0 | 0 | 0 | 0 | 0 | 0 | 0 | 0 | 0 | 0
F3_Commercial_Small Retail_New_Interior Lighting_Electric_General Service Lighting_E4 | F3 | Commercial | Small Retail | New | Interior Lighting | Electric | General Service Lighting | E4 | PACT BC Ratio | 0 | 0 | 0 | 0 | 0 | 0 | 0 | 0 | 0 | 0 | 0 | 0 | 0 | 0 | 0 | 0 | 0 | 0 | 0 | 0 | 0 | 0 | 0 | 0 | 0 | 0 | 0 | 0 | 0 | 0
F3_Commercial_Small Retail_New_Interior Lighting_Electric_General Service Lighting_E5 | F3 | Commercial | Small Retail | New | Interior Lighting | Electric | General Service Lighting | E5 | PACT BC Ratio | 0 | 0 | 0 | 0 | 0 | 0 | 0 | 0 | 0 | 0 | 0 | 0 | 0 | 0 | 0 | 0 | 0 | 0 | 0 | 0 | 0 | 0 | 0 | 0 | 0 | 0 | 0 | 0 | 0 | 0
F3_Commercial_Small Retail_New_Interior Lighting_Electric_General Service Lighting_E6 | F3 | Commercial | Small Retail | New | Interior Lighting | Electric | General Service Lighting | E6 | PACT BC Ratio | 0 | 0 | 0 | 0 | 0 | 0 | 0 | 0 | 0 | 0 | 0 | 0 | 0 | 0 | 0 | 0 | 0 | 0 | 0 | 0 | 0 | 0 | 0 | 0 | 0 | 0 | 0 | 0 | 0 | 0
F3_Commercial_Small Retail_New_Interior Lighting_Electric_General Service Lighting_E7 | F3 | Commercial | Small Retail | New | Interior Lighting | Electric | General Service Lighting | E7 | PACT BC Ratio | 0 | 0 | 0 | 0 | 0 | 0 | 0 | 0 | 0 | 0 | 0 | 0 | 0 | 0 | 0 | 0 | 0 | 0 | 0 | 0 | 0 | 0 | 0 | 0 | 0 | 0 | 0 | 0 | 0 | 0
F3_Commercial_Small Retail_New_Interior Lighting_Electric_General Service Lighting_E8 | F3 | Commercial | Small Retail | New | Interior Lighting | Electric | General Service Lighting | E8 | PACT BC Ratio | 0 | 0 | 0 | 0 | 0 | 0 | 0 | 0 | 0 | 0 | 0 | 0 | 0 | 0 | 0 | 0 | 0 | 0 | 0 | 0 | 0 | 0 | 0 | 0 | 0 | 0 | 0 | 0 | 0 | 0
F3_Commercial_Small Retail_New_Interior Lighting_Electric_General Service Lighting_E9 | F3 | Commercial | Small Retail | New | Interior Lighting | Electric | General Service Lighting | E9 | PACT BC Ratio | 0 | 0 | 0 | 0 | 0 | 0 | 0 | 0 | 0 | 0 | 0 | 0 | 0 | 0 | 0 | 0 | 0 | 0 | 0 | 0 | 0 | 0 | 0 | 0 | 0 | 0 | 0 | 0 | 0 | 0
F3_Commercial_Small Retail_New_Interior Lighting_Electric_General Service Lighting_E10 | F3 | Commercial | Small Retail | New | Interior Lighting | Electric | General Service Lighting | E10 | PACT BC Ratio | 0 | 0 | 0 | 0 | 0 | 0 | 0 | 0 | 0 | 0 | 0 | 0 | 0 | 0 | 0 | 0 | 0 | 0 | 0 | 0 | 0 | 0 | 0 | 0 | 0 | 0 | 0 | 0 | 0 | 0
F4_Commercial_Small Retail_New_Interior Lighting_Electric_General Service Lighting_E1 | F4 | Commercial | Small Retail | New | Interior Lighting | Electric | General Service Lighting | E1 | RVT BC Ratio | 0 | 0 | 0 | 0 | 0 | 0 | 0 | 0 | 0 | 0 | 0 | 0 | 0 | 0 | 0 | 0 | 0 | 0 | 0 | 0 | 0 | 0 | 0 | 0 | 0 | 0 | 0 | 0 | 0 | 0
F4_Commercial_Small Retail_New_Interior Lighting_Electric_General Service Lighting_E2 | F4 | Commercial | Small Retail | New | Interior Lighting | Electric | General Service Lighting | E2 | RVT BC Ratio | 0 | 0 | 0 | 0 | 0 | 0 | 0 | 0 | 0 | 0 | 0 | 0 | 0 | 0 | 0 | 0 | 0 | 0 | 0 | 0 | 0 | 0 | 0 | 0 | 0 | 0 | 0 | 0 | 0 | 0
F4_Commercial_Small Retail_New_Interior Lighting_Electric_General Service Lighting_E3 | F4 | Commercial | Small Retail | New | Interior Lighting | Electric | General Service Lighting | E3 | RVT BC Ratio | 0 | 0 | 0 | 0 | 0 | 0 | 0 | 0 | 0 | 0 | 0 | 0 | 0 | 0 | 0 | 0 | 0 | 0 | 0 | 0 | 0 | 0 | 0 | 0 | 0 | 0 | 0 | 0 | 0 | 0
F4_Commercial_Small Retail_New_Interior Lighting_Electric_General Service Lighting_E4 | F4 | Commercial | Small Retail | New | Interior Lighting | Electric | General Service Lighting | E4 | RVT BC Ratio | 0 | 0 | 0 | 0 | 0 | 0 | 0 | 0 | 0 | 0 | 0 | 0 | 0 | 0 | 0 | 0 | 0 | 0 | 0 | 0 | 0 | 0 | 0 | 0 | 0 | 0 | 0 | 0 | 0 | 0
F4_Commercial_Small Retail_New_Interior Lighting_Electric_General Service Lighting_E5 | F4 | Commercial | Small Retail | New | Interior Lighting | Electric | General Service Lighting | E5 | RVT BC Ratio | 0 | 0 | 0 | 0 | 0 | 0 | 0 | 0 | 0 | 0 | 0 | 0 | 0 | 0 | 0 | 0 | 0 | 0 | 0 | 0 | 0 | 0 | 0 | 0 | 0 | 0 | 0 | 0 | 0 | 0
F4_Commercial_Small Retail_New_Interior Lighting_Electric_General Service Lighting_E6 | F4 | Commercial | Small Retail | New | Interior Lighting | Electric | General Service Lighting | E6 | RVT BC Ratio | 0 | 0 | 0 | 0 | 0 | 0 | 0 | 0 | 0 | 0 | 0 | 0 | 0 | 0 | 0 | 0 | 0 | 0 | 0 | 0 | 0 | 0 | 0 | 0 | 0 | 0 | 0 | 0 | 0 | 0
F4_Commercial_Small Retail_New_Interior Lighting_Electric_General Service Lighting_E7 | F4 | Commercial | Small Retail | New | Interior Lighting | Electric | General Service Lighting | E7 | RVT BC Ratio | 0 | 0 | 0 | 0 | 0 | 0 | 0 | 0 | 0 | 0 | 0 | 0 | 0 | 0 | 0 | 0 | 0 | 0 | 0 | 0 | 0 | 0 | 0 | 0 | 0 | 0 | 0 | 0 | 0 | 0
F4_Commercial_Small Retail_New_Interior Lighting_Electric_General Service Lighting_E8 | F4 | Commercial | Small Retail | New | Interior Lighting | Electric | General Service Lighting | E8 | RVT BC Ratio | 0 | 0 | 0 | 0 | 0 | 0 | 0 | 0 | 0 | 0 | 0 | 0 | 0 | 0 | 0 | 0 | 0 | 0 | 0 | 0 | 0 | 0 | 0 | 0 | 0 | 0 | 0 | 0 | 0 | 0
F4_Commercial_Small Retail_New_Interior Lighting_Electric_General Service Lighting_E9 | F4 | Commercial | Small Retail | New | Interior Lighting | Electric | General Service Lighting | E9 | RVT BC Ratio | 0 | 0 | 0 | 0 | 0 | 0 | 0 | 0 | 0 | 0 | 0 | 0 | 0 | 0 | 0 | 0 | 0 | 0 | 0 | 0 | 0 | 0 | 0 | 0 | 0 | 0 | 0 | 0 | 0 | 0
F4_Commercial_Small Retail_New_Interior Lighting_Electric_General Service Lighting_E10 | F4 | Commercial | Small Retail | New | Interior Lighting | Electric | General Service Lighting | E10 | RVT BC Ratio | 0 | 0 | 0 | 0 | 0 | 0 | 0 | 0 | 0 | 0 | 0 | 0 | 0 | 0 | 0 | 0 | 0 | 0 | 0 | 0 | 0 | 0 | 0 | 0 | 0 | 0 | 0 | 0 | 0 | 0
F5_Commercial_Small Retail_New_Interior Lighting_Electric_General Service Lighting_E1 | F5 | Commercial | Small Retail | New | Interior Lighting | Electric | General Service Lighting | E1 | RIM BC Ratio | 0 | 0 | 0 | 0 | 0 | 0 | 0 | 0 | 0 | 0 | 0 | 0 | 0 | 0 | 0 | 0 | 0 | 0 | 0 | 0 | 0 | 0 | 0 | 0 | 0 | 0 | 0 | 0 | 0 | 0
F5_Commercial_Small Retail_New_Interior Lighting_Electric_General Service Lighting_E2 | F5 | Commercial | Small Retail | New | Interior Lighting | Electric | General Service Lighting | E2 | RIM BC Ratio | 0 | 0 | 0 | 0 | 0 | 0 | 0 | 0 | 0 | 0 | 0 | 0 | 0 | 0 | 0 | 0 | 0 | 0 | 0 | 0 | 0 | 0 | 0 | 0 | 0 | 0 | 0 | 0 | 0 | 0
F5_Commercial_Small Retail_New_Interior Lighting_Electric_General Service Lighting_E3 | F5 | Commercial | Small Retail | New | Interior Lighting | Electric | General Service Lighting | E3 | RIM BC Ratio | 0 | 0 | 0 | 0 | 0 | 0 | 0 | 0 | 0 | 0 | 0 | 0 | 0 | 0 | 0 | 0 | 0 | 0 | 0 | 0 | 0 | 0 | 0 | 0 | 0 | 0 | 0 | 0 | 0 | 0
F5_Commercial_Small Retail_New_Interior Lighting_Electric_General Service Lighting_E4 | F5 | Commercial | Small Retail | New | Interior Lighting | Electric | General Service Lighting | E4 | RIM BC Ratio | 0 | 0 | 0 | 0 | 0 | 0 | 0 | 0 | 0 | 0 | 0 | 0 | 0 | 0 | 0 | 0 | 0 | 0 | 0 | 0 | 0 | 0 | 0 | 0 | 0 | 0 | 0 | 0 | 0 | 0
F5_Commercial_Small Retail_New_Interior Lighting_Electric_General Service Lighting_E5 | F5 | Commercial | Small Retail | New | Interior Lighting | Electric | General Service Lighting | E5 | RIM BC Ratio | 0 | 0 | 0 | 0 | 0 | 0 | 0 | 0 | 0 | 0 | 0 | 0 | 0 | 0 | 0 | 0 | 0 | 0 | 0 | 0 | 0 | 0 | 0 | 0 | 0 | 0 | 0 | 0 | 0 | 0
F5_Commercial_Small Retail_New_Interior Lighting_Electric_General Service Lighting_E6 | F5 | Commercial | Small Retail | New | Interior Lighting | Electric | General Service Lighting | E6 | RIM BC Ratio | 0 | 0 | 0 | 0 | 0 | 0 | 0 | 0 | 0 | 0 | 0 | 0 | 0 | 0 | 0 | 0 | 0 | 0 | 0 | 0 | 0 | 0 | 0 | 0 | 0 | 0 | 0 | 0 | 0 | 0
F5_Commercial_Small Retail_New_Interior Lighting_Electric_General Service Lighting_E7 | F5 | Commercial | Small Retail | New | Interior Lighting | Electric | General Service Lighting | E7 | RIM BC Ratio | 0 | 0 | 0 | 0 | 0 | 0 | 0 | 0 | 0 | 0 | 0 | 0 | 0 | 0 | 0 | 0 | 0 | 0 | 0 | 0 | 0 | 0 | 0 | 0 | 0 | 0 | 0 | 0 | 0 | 0
F5_Commercial_Small Retail_New_Interior Lighting_Electric_General Service Lighting_E8 | F5 | Commercial | Small Retail | New | Interior Lighting | Electric | General Service Lighting | E8 | RIM BC Ratio | 0 | 0 | 0 | 0 | 0 | 0 | 0 | 0 | 0 | 0 | 0 | 0 | 0 | 0 | 0 | 0 | 0 | 0 | 0 | 0 | 0 | 0 | 0 | 0 | 0 | 0 | 0 | 0 | 0 | 0
F5_Commercial_Small Retail_New_Interior Lighting_Electric_General Service Lighting_E9 | F5 | Commercial | Small Retail | New | Interior Lighting | Electric | General Service Lighting | E9 | RIM BC Ratio | 0 | 0 | 0 | 0 | 0 | 0 | 0 | 0 | 0 | 0 | 0 | 0 | 0 | 0 | 0 | 0 | 0 | 0 | 0 | 0 | 0 | 0 | 0 | 0 | 0 | 0 | 0 | 0 | 0 | 0
F5_Commercial_Small Retail_New_Interior Lighting_Electric_General Service Lighting_E10 | F5 | Commercial | Small Retail | New | Interior Lighting | Electric | General Service Lighting | E10 | RIM BC Ratio | 0 | 0 | 0 | 0 | 0 | 0 | 0 | 0 | 0 | 0 | 0 | 0 | 0 | 0 | 0 | 0 | 0 | 0 | 0 | 0 | 0 | 0 | 0 | 0 | 0 | 0 | 0 | 0 | 0 | 0
F0_Commercial_Small Retail_New_Interior Lighting_Electric_Exempted Lighting_E0 | F0 | Commercial | Small Retail | New | Interior Lighting | Electric | Exempted Lighting | E0 | Economic Unit | 0 | 0 | 0 | 0 | 0 | 0 | 0 | 0 | 0 | 0 | 0 | 0 | 0 | 0 | 0 | 0 | 0 | 0 | 0 | 0 | 0 | 0 | 0 | 0 | 0 | 0 | 0 | 0 | 0 | 0
F1_Commercial_Small Retail_New_Interior Lighting_Electric_Exempted Lighting_E1 | F1 | Commercial | Small Retail | New | Interior Lighting | Electric | Exempted Lighting | E1 | CCE | 0 | 0 | 0 | 0 | 0 | 0 | 0 | 0 | 0 | 0 | 0 | 0 | 0 | 0 | 0 | 0 | 0 | 0 | 0 | 0 | 0 | 0 | 0 | 0 | 0 | 0 | 0 | 0 | 0 | 0
F1_Commercial_Small Retail_New_Interior Lighting_Electric_Exempted Lighting_E2 | F1 | Commercial | Small Retail | New | Interior Lighting | Electric | Exempted Lighting | E2 | CCE | 0 | 0 | 0 | 0 | 0 | 0 | 0 | 0 | 0 | 0 | 0 | 0 | 0 | 0 | 0 | 0 | 0 | 0 | 0 | 0 | 0 | 0 | 0 | 0 | 0 | 0 | 0 | 0 | 0 | 0
F1_Commercial_Small Retail_New_Interior Lighting_Electric_Exempted Lighting_E3 | F1 | Commercial | Small Retail | New | Interior Lighting | Electric | Exempted Lighting | E3 | CCE | 0 | 0 | 0 | 0 | 0 | 0 | 0 | 0 | 0 | 0 | 0 | 0 | 0 | 0 | 0 | 0 | 0 | 0 | 0 | 0 | 0 | 0 | 0 | 0 | 0 | 0 | 0 | 0 | 0 | 0
F1_Commercial_Small Retail_New_Interior Lighting_Electric_Exempted Lighting_E4 | F1 | Commercial | Small Retail | New | Interior Lighting | Electric | Exempted Lighting | E4 | CCE | 0 | 0 | 0 | 0 | 0 | 0 | 0 | 0 | 0 | 0 | 0 | 0 | 0 | 0 | 0 | 0 | 0 | 0 | 0 | 0 | 0 | 0 | 0 | 0 | 0 | 0 | 0 | 0 | 0 | 0
F1_Commercial_Small Retail_New_Interior Lighting_Electric_Exempted Lighting_E5 | F1 | Commercial | Small Retail | New | Interior Lighting | Electric | Exempted Lighting | E5 | CCE | 0 | 0 | 0 | 0 | 0 | 0 | 0 | 0 | 0 | 0 | 0 | 0 | 0 | 0 | 0 | 0 | 0 | 0 | 0 | 0 | 0 | 0 | 0 | 0 | 0 | 0 | 0 | 0 | 0 | 0
F1_Commercial_Small Retail_New_Interior Lighting_Electric_Exempted Lighting_E6 | F1 | Commercial | Small Retail | New | Interior Lighting | Electric | Exempted Lighting | E6 | CCE | 0 | 0 | 0 | 0 | 0 | 0 | 0 | 0 | 0 | 0 | 0 | 0 | 0 | 0 | 0 | 0 | 0 | 0 | 0 | 0 | 0 | 0 | 0 | 0 | 0 | 0 | 0 | 0 | 0 | 0
F1_Commercial_Small Retail_New_Interior Lighting_Electric_Exempted Lighting_E7 | F1 | Commercial | Small Retail | New | Interior Lighting | Electric | Exempted Lighting | E7 | CCE | 0 | 0 | 0 | 0 | 0 | 0 | 0 | 0 | 0 | 0 | 0 | 0 | 0 | 0 | 0 | 0 | 0 | 0 | 0 | 0 | 0 | 0 | 0 | 0 | 0 | 0 | 0 | 0 | 0 | 0
F1_Commercial_Small Retail_New_Interior Lighting_Electric_Exempted Lighting_E8 | F1 | Commercial | Small Retail | New | Interior Lighting | Electric | Exempted Lighting | E8 | CCE | 0 | 0 | 0 | 0 | 0 | 0 | 0 | 0 | 0 | 0 | 0 | 0 | 0 | 0 | 0 | 0 | 0 | 0 | 0 | 0 | 0 | 0 | 0 | 0 | 0 | 0 | 0 | 0 | 0 | 0
F1_Commercial_Small Retail_New_Interior Lighting_Electric_Exempted Lighting_E9 | F1 | Commercial | Small Retail | New | Interior Lighting | Electric | Exempted Lighting | E9 | CCE | 0 | 0 | 0 | 0 | 0 | 0 | 0 | 0 | 0 | 0 | 0 | 0 | 0 | 0 | 0 | 0 | 0 | 0 | 0 | 0 | 0 | 0 | 0 | 0 | 0 | 0 | 0 | 0 | 0 | 0
F1_Commercial_Small Retail_New_Interior Lighting_Electric_Exempted Lighting_E10 | F1 | Commercial | Small Retail | New | Interior Lighting | Electric | Exempted Lighting | E10 | CCE | 0 | 0 | 0 | 0 | 0 | 0 | 0 | 0 | 0 | 0 | 0 | 0 | 0 | 0 | 0 | 0 | 0 | 0 | 0 | 0 | 0 | 0 | 0 | 0 | 0 | 0 | 0 | 0 | 0 | 0
F2_Commercial_Small Retail_New_Interior Lighting_Electric_Exempted Lighting_E1 | F2 | Commercial | Small Retail | New | Interior Lighting | Electric | Exempted Lighting | E1 | TRC BC Ratio | 0 | 0 | 0 | 0 | 0 | 0 | 0 | 0 | 0 | 0 | 0 | 0 | 0 | 0 | 0 | 0 | 0 | 0 | 0 | 0 | 0 | 0 | 0 | 0 | 0 | 0 | 0 | 0 | 0 | 0
F2_Commercial_Small Retail_New_Interior Lighting_Electric_Exempted Lighting_E2 | F2 | Commercial | Small Retail | New | Interior Lighting | Electric | Exempted Lighting | E2 | TRC BC Ratio | 0 | 0 | 0 | 0 | 0 | 0 | 0 | 0 | 0 | 0 | 0 | 0 | 0 | 0 | 0 | 0 | 0 | 0 | 0 | 0 | 0 | 0 | 0 | 0 | 0 | 0 | 0 | 0 | 0 | 0
F2_Commercial_Small Retail_New_Interior Lighting_Electric_Exempted Lighting_E3 | F2 | Commercial | Small Retail | New | Interior Lighting | Electric | Exempted Lighting | E3 | TRC BC Ratio | 0 | 0 | 0 | 0 | 0 | 0 | 0 | 0 | 0 | 0 | 0 | 0 | 0 | 0 | 0 | 0 | 0 | 0 | 0 | 0 | 0 | 0 | 0 | 0 | 0 | 0 | 0 | 0 | 0 | 0
F2_Commercial_Small Retail_New_Interior Lighting_Electric_Exempted Lighting_E4 | F2 | Commercial | Small Retail | New | Interior Lighting | Electric | Exempted Lighting | E4 | TRC BC Ratio | 0 | 0 | 0 | 0 | 0 | 0 | 0 | 0 | 0 | 0 | 0 | 0 | 0 | 0 | 0 | 0 | 0 | 0 | 0 | 0 | 0 | 0 | 0 | 0 | 0 | 0 | 0 | 0 | 0 | 0
F2_Commercial_Small Retail_New_Interior Lighting_Electric_Exempted Lighting_E5 | F2 | Commercial | Small Retail | New | Interior Lighting | Electric | Exempted Lighting | E5 | TRC BC Ratio | 0 | 0 | 0 | 0 | 0 | 0 | 0 | 0 | 0 | 0 | 0 | 0 | 0 | 0 | 0 | 0 | 0 | 0 | 0 | 0 | 0 | 0 | 0 | 0 | 0 | 0 | 0 | 0 | 0 | 0
F2_Commercial_Small Retail_New_Interior Lighting_Electric_Exempted Lighting_E6 | F2 | Commercial | Small Retail | New | Interior Lighting | Electric | Exempted Lighting | E6 | TRC BC Ratio | 0 | 0 | 0 | 0 | 0 | 0 | 0 | 0 | 0 | 0 | 0 | 0 | 0 | 0 | 0 | 0 | 0 | 0 | 0 | 0 | 0 | 0 | 0 | 0 | 0 | 0 | 0 | 0 | 0 | 0
F2_Commercial_Small Retail_New_Interior Lighting_Electric_Exempted Lighting_E7 | F2 | Commercial | Small Retail | New | Interior Lighting | Electric | Exempted Lighting | E7 | TRC BC Ratio | 0 | 0 | 0 | 0 | 0 | 0 | 0 | 0 | 0 | 0 | 0 | 0 | 0 | 0 | 0 | 0 | 0 | 0 | 0 | 0 | 0 | 0 | 0 | 0 | 0 | 0 | 0 | 0 | 0 | 0
F2_Commercial_Small Retail_New_Interior Lighting_Electric_Exempted Lighting_E8 | F2 | Commercial | Small Retail | New | Interior Lighting | Electric | Exempted Lighting | E8 | TRC BC Ratio | 0 | 0 | 0 | 0 | 0 | 0 | 0 | 0 | 0 | 0 | 0 | 0 | 0 | 0 | 0 | 0 | 0 | 0 | 0 | 0 | 0 | 0 | 0 | 0 | 0 | 0 | 0 | 0 | 0 | 0
F2_Commercial_Small Retail_New_Interior Lighting_Electric_Exempted Lighting_E9 | F2 | Commercial | Small Retail | New | Interior Lighting | Electric | Exempted Lighting | E9 | TRC BC Ratio | 0 | 0 | 0 | 0 | 0 | 0 | 0 | 0 | 0 | 0 | 0 | 0 | 0 | 0 | 0 | 0 | 0 | 0 | 0 | 0 | 0 | 0 | 0 | 0 | 0 | 0 | 0 | 0 | 0 | 0
F2_Commercial_Small Retail_New_Interior Lighting_Electric_Exempted Lighting_E10 | F2 | Commercial | Small Retail | New | Interior Lighting | Electric | Exempted Lighting | E10 | TRC BC Ratio | 0 | 0 | 0 | 0 | 0 | 0 | 0 | 0 | 0 | 0 | 0 | 0 | 0 | 0 | 0 | 0 | 0 | 0 | 0 | 0 | 0 | 0 | 0 | 0 | 0 | 0 | 0 | 0 | 0 | 0
F3_Commercial_Small Retail_New_Interior Lighting_Electric_Exempted Lighting_E1 | F3 | Commercial | Small Retail | New | Interior Lighting | Electric | Exempted Lighting | E1 | PACT BC Ratio | 0 | 0 | 0 | 0 | 0 | 0 | 0 | 0 | 0 | 0 | 0 | 0 | 0 | 0 | 0 | 0 | 0 | 0 | 0 | 0 | 0 | 0 | 0 | 0 | 0 | 0 | 0 | 0 | 0 | 0
F3_Commercial_Small Retail_New_Interior Lighting_Electric_Exempted Lighting_E2 | F3 | Commercial | Small Retail | New | Interior Lighting | Electric | Exempted Lighting | E2 | PACT BC Ratio | 0 | 0 | 0 | 0 | 0 | 0 | 0 | 0 | 0 | 0 | 0 | 0 | 0 | 0 | 0 | 0 | 0 | 0 | 0 | 0 | 0 | 0 | 0 | 0 | 0 | 0 | 0 | 0 | 0 | 0
F3_Commercial_Small Retail_New_Interior Lighting_Electric_Exempted Lighting_E3 | F3 | Commercial | Small Retail | New | Interior Lighting | Electric | Exempted Lighting | E3 | PACT BC Ratio | 0 | 0 | 0 | 0 | 0 | 0 | 0 | 0 | 0 | 0 | 0 | 0 | 0 | 0 | 0 | 0 | 0 | 0 | 0 | 0 | 0 | 0 | 0 | 0 | 0 | 0 | 0 | 0 | 0 | 0
F3_Commercial_Small Retail_New_Interior Lighting_Electric_Exempted Lighting_E4 | F3 | Commercial | Small Retail | New | Interior Lighting | Electric | Exempted Lighting | E4 | PACT BC Ratio | 0 | 0 | 0 | 0 | 0 | 0 | 0 | 0 | 0 | 0 | 0 | 0 | 0 | 0 | 0 | 0 | 0 | 0 | 0 | 0 | 0 | 0 | 0 | 0 | 0 | 0 | 0 | 0 | 0 | 0
F3_Commercial_Small Retail_New_Interior Lighting_Electric_Exempted Lighting_E5 | F3 | Commercial | Small Retail | New | Interior Lighting | Electric | Exempted Lighting | E5 | PACT BC Ratio | 0 | 0 | 0 | 0 | 0 | 0 | 0 | 0 | 0 | 0 | 0 | 0 | 0 | 0 | 0 | 0 | 0 | 0 | 0 | 0 | 0 | 0 | 0 | 0 | 0 | 0 | 0 | 0 | 0 | 0
F3_Commercial_Small Retail_New_Interior Lighting_Electric_Exempted Lighting_E6 | F3 | Commercial | Small Retail | New | Interior Lighting | Electric | Exempted Lighting | E6 | PACT BC Ratio | 0 | 0 | 0 | 0 | 0 | 0 | 0 | 0 | 0 | 0 | 0 | 0 | 0 | 0 | 0 | 0 | 0 | 0 | 0 | 0 | 0 | 0 | 0 | 0 | 0 | 0 | 0 | 0 | 0 | 0
F3_Commercial_Small Retail_New_Interior Lighting_Electric_Exempted Lighting_E7 | F3 | Commercial | Small Retail | New | Interior Lighting | Electric | Exempted Lighting | E7 | PACT BC Ratio | 0 | 0 | 0 | 0 | 0 | 0 | 0 | 0 | 0 | 0 | 0 | 0 | 0 | 0 | 0 | 0 | 0 | 0 | 0 | 0 | 0 | 0 | 0 | 0 | 0 | 0 | 0 | 0 | 0 | 0
F3_Commercial_Small Retail_New_Interior Lighting_Electric_Exempted Lighting_E8 | F3 | Commercial | Small Retail | New | Interior Lighting | Electric | Exempted Lighting | E8 | PACT BC Ratio | 0 | 0 | 0 | 0 | 0 | 0 | 0 | 0 | 0 | 0 | 0 | 0 | 0 | 0 | 0 | 0 | 0 | 0 | 0 | 0 | 0 | 0 | 0 | 0 | 0 | 0 | 0 | 0 | 0 | 0
F3_Commercial_Small Retail_New_Interior Lighting_Electric_Exempted Lighting_E9 | F3 | Commercial | Small Retail | New | Interior Lighting | Electric | Exempted Lighting | E9 | PACT BC Ratio | 0 | 0 | 0 | 0 | 0 | 0 | 0 | 0 | 0 | 0 | 0 | 0 | 0 | 0 | 0 | 0 | 0 | 0 | 0 | 0 | 0 | 0 | 0 | 0 | 0 | 0 | 0 | 0 | 0 | 0
F3_Commercial_Small Retail_New_Interior Lighting_Electric_Exempted Lighting_E10 | F3 | Commercial | Small Retail | New | Interior Lighting | Electric | Exempted Lighting | E10 | PACT BC Ratio | 0 | 0 | 0 | 0 | 0 | 0 | 0 | 0 | 0 | 0 | 0 | 0 | 0 | 0 | 0 | 0 | 0 | 0 | 0 | 0 | 0 | 0 | 0 | 0 | 0 | 0 | 0 | 0 | 0 | 0
F4_Commercial_Small Retail_New_Interior Lighting_Electric_Exempted Lighting_E1 | F4 | Commercial | Small Retail | New | Interior Lighting | Electric | Exempted Lighting | E1 | RVT BC Ratio | 0 | 0 | 0 | 0 | 0 | 0 | 0 | 0 | 0 | 0 | 0 | 0 | 0 | 0 | 0 | 0 | 0 | 0 | 0 | 0 | 0 | 0 | 0 | 0 | 0 | 0 | 0 | 0 | 0 | 0
F4_Commercial_Small Retail_New_Interior Lighting_Electric_Exempted Lighting_E2 | F4 | Commercial | Small Retail | New | Interior Lighting | Electric | Exempted Lighting | E2 | RVT BC Ratio | 0 | 0 | 0 | 0 | 0 | 0 | 0 | 0 | 0 | 0 | 0 | 0 | 0 | 0 | 0 | 0 | 0 | 0 | 0 | 0 | 0 | 0 | 0 | 0 | 0 | 0 | 0 | 0 | 0 | 0
F4_Commercial_Small Retail_New_Interior Lighting_Electric_Exempted Lighting_E3 | F4 | Commercial | Small Retail | New | Interior Lighting | Electric | Exempted Lighting | E3 | RVT BC Ratio | 0 | 0 | 0 | 0 | 0 | 0 | 0 | 0 | 0 | 0 | 0 | 0 | 0 | 0 | 0 | 0 | 0 | 0 | 0 | 0 | 0 | 0 | 0 | 0 | 0 | 0 | 0 | 0 | 0 | 0
F4_Commercial_Small Retail_New_Interior Lighting_Electric_Exempted Lighting_E4 | F4 | Commercial | Small Retail | New | Interior Lighting | Electric | Exempted Lighting | E4 | RVT BC Ratio | 0 | 0 | 0 | 0 | 0 | 0 | 0 | 0 | 0 | 0 | 0 | 0 | 0 | 0 | 0 | 0 | 0 | 0 | 0 | 0 | 0 | 0 | 0 | 0 | 0 | 0 | 0 | 0 | 0 | 0
F4_Commercial_Small Retail_New_Interior Lighting_Electric_Exempted Lighting_E5 | F4 | Commercial | Small Retail | New | Interior Lighting | Electric | Exempted Lighting | E5 | RVT BC Ratio | 0 | 0 | 0 | 0 | 0 | 0 | 0 | 0 | 0 | 0 | 0 | 0 | 0 | 0 | 0 | 0 | 0 | 0 | 0 | 0 | 0 | 0 | 0 | 0 | 0 | 0 | 0 | 0 | 0 | 0
F4_Commercial_Small Retail_New_Interior Lighting_Electric_Exempted Lighting_E6 | F4 | Commercial | Small Retail | New | Interior Lighting | Electric | Exempted Lighting | E6 | RVT BC Ratio | 0 | 0 | 0 | 0 | 0 | 0 | 0 | 0 | 0 | 0 | 0 | 0 | 0 | 0 | 0 | 0 | 0 | 0 | 0 | 0 | 0 | 0 | 0 | 0 | 0 | 0 | 0 | 0 | 0 | 0
F4_Commercial_Small Retail_New_Interior Lighting_Electric_Exempted Lighting_E7 | F4 | Commercial | Small Retail | New | Interior Lighting | Electric | Exempted Lighting | E7 | RVT BC Ratio | 0 | 0 | 0 | 0 | 0 | 0 | 0 | 0 | 0 | 0 | 0 | 0 | 0 | 0 | 0 | 0 | 0 | 0 | 0 | 0 | 0 | 0 | 0 | 0 | 0 | 0 | 0 | 0 | 0 | 0
F4_Commercial_Small Retail_New_Interior Lighting_Electric_Exempted Lighting_E8 | F4 | Commercial | Small Retail | New | Interior Lighting | Electric | Exempted Lighting | E8 | RVT BC Ratio | 0 | 0 | 0 | 0 | 0 | 0 | 0 | 0 | 0 | 0 | 0 | 0 | 0 | 0 | 0 | 0 | 0 | 0 | 0 | 0 | 0 | 0 | 0 | 0 | 0 | 0 | 0 | 0 | 0 | 0
F4_Commercial_Small Retail_New_Interior Lighting_Electric_Exempted Lighting_E9 | F4 | Commercial | Small Retail | New | Interior Lighting | Electric | Exempted Lighting | E9 | RVT BC Ratio | 0 | 0 | 0 | 0 | 0 | 0 | 0 | 0 | 0 | 0 | 0 | 0 | 0 | 0 | 0 | 0 | 0 | 0 | 0 | 0 | 0 | 0 | 0 | 0 | 0 | 0 | 0 | 0 | 0 | 0
F4_Commercial_Small Retail_New_Interior Lighting_Electric_Exempted Lighting_E10 | F4 | Commercial | Small Retail | New | Interior Lighting | Electric | Exempted Lighting | E10 | RVT BC Ratio | 0 | 0 | 0 | 0 | 0 | 0 | 0 | 0 | 0 | 0 | 0 | 0 | 0 | 0 | 0 | 0 | 0 | 0 | 0 | 0 | 0 | 0 | 0 | 0 | 0 | 0 | 0 | 0 | 0 | 0
F5_Commercial_Small Retail_New_Interior Lighting_Electric_Exempted Lighting_E1 | F5 | Commercial | Small Retail | New | Interior Lighting | Electric | Exempted Lighting | E1 | RIM BC Ratio | 0 | 0 | 0 | 0 | 0 | 0 | 0 | 0 | 0 | 0 | 0 | 0 | 0 | 0 | 0 | 0 | 0 | 0 | 0 | 0 | 0 | 0 | 0 | 0 | 0 | 0 | 0 | 0 | 0 | 0
F5_Commercial_Small Retail_New_Interior Lighting_Electric_Exempted Lighting_E2 | F5 | Commercial | Small Retail | New | Interior Lighting | Electric | Exempted Lighting | E2 | RIM BC Ratio | 0 | 0 | 0 | 0 | 0 | 0 | 0 | 0 | 0 | 0 | 0 | 0 | 0 | 0 | 0 | 0 | 0 | 0 | 0 | 0 | 0 | 0 | 0 | 0 | 0 | 0 | 0 | 0 | 0 | 0
F5_Commercial_Small Retail_New_Interior Lighting_Electric_Exempted Lighting_E3 | F5 | Commercial | Small Retail | New | Interior Lighting | Electric | Exempted Lighting | E3 | RIM BC Ratio | 0 | 0 | 0 | 0 | 0 | 0 | 0 | 0 | 0 | 0 | 0 | 0 | 0 | 0 | 0 | 0 | 0 | 0 | 0 | 0 | 0 | 0 | 0 | 0 | 0 | 0 | 0 | 0 | 0 | 0
F5_Commercial_Small Retail_New_Interior Lighting_Electric_Exempted Lighting_E4 | F5 | Commercial | Small Retail | New | Interior Lighting | Electric | Exempted Lighting | E4 | RIM BC Ratio | 0 | 0 | 0 | 0 | 0 | 0 | 0 | 0 | 0 | 0 | 0 | 0 | 0 | 0 | 0 | 0 | 0 | 0 | 0 | 0 | 0 | 0 | 0 | 0 | 0 | 0 | 0 | 0 | 0 | 0
F5_Commercial_Small Retail_New_Interior Lighting_Electric_Exempted Lighting_E5 | F5 | Commercial | Small Retail | New | Interior Lighting | Electric | Exempted Lighting | E5 | RIM BC Ratio | 0 | 0 | 0 | 0 | 0 | 0 | 0 | 0 | 0 | 0 | 0 | 0 | 0 | 0 | 0 | 0 | 0 | 0 | 0 | 0 | 0 | 0 | 0 | 0 | 0 | 0 | 0 | 0 | 0 | 0
F5_Commercial_Small Retail_New_Interior Lighting_Electric_Exempted Lighting_E6 | F5 | Commercial | Small Retail | New | Interior Lighting | Electric | Exempted Lighting | E6 | RIM BC Ratio | 0 | 0 | 0 | 0 | 0 | 0 | 0 | 0 | 0 | 0 | 0 | 0 | 0 | 0 | 0 | 0 | 0 | 0 | 0 | 0 | 0 | 0 | 0 | 0 | 0 | 0 | 0 | 0 | 0 | 0
F5_Commercial_Small Retail_New_Interior Lighting_Electric_Exempted Lighting_E7 | F5 | Commercial | Small Retail | New | Interior Lighting | Electric | Exempted Lighting | E7 | RIM BC Ratio | 0 | 0 | 0 | 0 | 0 | 0 | 0 | 0 | 0 | 0 | 0 | 0 | 0 | 0 | 0 | 0 | 0 | 0 | 0 | 0 | 0 | 0 | 0 | 0 | 0 | 0 | 0 | 0 | 0 | 0
F5_Commercial_Small Retail_New_Interior Lighting_Electric_Exempted Lighting_E8 | F5 | Commercial | Small Retail | New | Interior Lighting | Electric | Exempted Lighting | E8 | RIM BC Ratio | 0 | 0 | 0 | 0 | 0 | 0 | 0 | 0 | 0 | 0 | 0 | 0 | 0 | 0 | 0 | 0 | 0 | 0 | 0 | 0 | 0 | 0 | 0 | 0 | 0 | 0 | 0 | 0 | 0 | 0
F5_Commercial_Small Retail_New_Interior Lighting_Electric_Exempted Lighting_E9 | F5 | Commercial | Small Retail | New | Interior Lighting | Electric | Exempted Lighting | E9 | RIM BC Ratio | 0 | 0 | 0 | 0 | 0 | 0 | 0 | 0 | 0 | 0 | 0 | 0 | 0 | 0 | 0 | 0 | 0 | 0 | 0 | 0 | 0 | 0 | 0 | 0 | 0 | 0 | 0 | 0 | 0 | 0
F5_Commercial_Small Retail_New_Interior Lighting_Electric_Exempted Lighting_E10 | F5 | Commercial | Small Retail | New | Interior Lighting | Electric | Exempted Lighting | E10 | RIM BC Ratio | 0 | 0 | 0 | 0 | 0 | 0 | 0 | 0 | 0 | 0 | 0 | 0 | 0 | 0 | 0 | 0 | 0 | 0 | 0 | 0 | 0 | 0 | 0 | 0 | 0 | 0 | 0 | 0 | 0 | 0
F0_Commercial_Small Retail_New_Interior Lighting_Electric_High-Bay Lighting_E0 | F0 | Commercial | Small Retail | New | Interior Lighting | Electric | High-Bay Lighting | E0 | Economic Unit | 0 | 0 | 0 | 0 | 0 | 0 | 0 | 0 | 0 | 0 | 0 | 0 | 0 | 0 | 0 | 0 | 0 | 0 | 0 | 0 | 0 | 0 | 0 | 0 | 0 | 0 | 0 | 0 | 0 | 0
F1_Commercial_Small Retail_New_Interior Lighting_Electric_High-Bay Lighting_E1 | F1 | Commercial | Small Retail | New | Interior Lighting | Electric | High-Bay Lighting | E1 | CCE | 0 | 0 | 0 | 0 | 0 | 0 | 0 | 0 | 0 | 0 | 0 | 0 | 0 | 0 | 0 | 0 | 0 | 0 | 0 | 0 | 0 | 0 | 0 | 0 | 0 | 0 | 0 | 0 | 0 | 0
F1_Commercial_Small Retail_New_Interior Lighting_Electric_High-Bay Lighting_E2 | F1 | Commercial | Small Retail | New | Interior Lighting | Electric | High-Bay Lighting | E2 | CCE | 0 | 0 | 0 | 0 | 0 | 0 | 0 | 0 | 0 | 0 | 0 | 0 | 0 | 0 | 0 | 0 | 0 | 0 | 0 | 0 | 0 | 0 | 0 | 0 | 0 | 0 | 0 | 0 | 0 | 0
F1_Commercial_Small Retail_New_Interior Lighting_Electric_High-Bay Lighting_E3 | F1 | Commercial | Small Retail | New | Interior Lighting | Electric | High-Bay Lighting | E3 | CCE | 0 | 0 | 0 | 0 | 0 | 0 | 0 | 0 | 0 | 0 | 0 | 0 | 0 | 0 | 0 | 0 | 0 | 0 | 0 | 0 | 0 | 0 | 0 | 0 | 0 | 0 | 0 | 0 | 0 | 0
F1_Commercial_Small Retail_New_Interior Lighting_Electric_High-Bay Lighting_E4 | F1 | Commercial | Small Retail | New | Interior Lighting | Electric | High-Bay Lighting | E4 | CCE | 0 | 0 | 0 | 0 | 0 | 0 | 0 | 0 | 0 | 0 | 0 | 0 | 0 | 0 | 0 | 0 | 0 | 0 | 0 | 0 | 0 | 0 | 0 | 0 | 0 | 0 | 0 | 0 | 0 | 0
F1_Commercial_Small Retail_New_Interior Lighting_Electric_High-Bay Lighting_E5 | F1 | Commercial | Small Retail | New | Interior Lighting | Electric | High-Bay Lighting | E5 | CCE | 0 | 0 | 0 | 0 | 0 | 0 | 0 | 0 | 0 | 0 | 0 | 0 | 0 | 0 | 0 | 0 | 0 | 0 | 0 | 0 | 0 | 0 | 0 | 0 | 0 | 0 | 0 | 0 | 0 | 0
F1_Commercial_Small Retail_New_Interior Lighting_Electric_High-Bay Lighting_E6 | F1 | Commercial | Small Retail | New | Interior Lighting | Electric | High-Bay Lighting | E6 | CCE | 0 | 0 | 0 | 0 | 0 | 0 | 0 | 0 | 0 | 0 | 0 | 0 | 0 | 0 | 0 | 0 | 0 | 0 | 0 | 0 | 0 | 0 | 0 | 0 | 0 | 0 | 0 | 0 | 0 | 0
F1_Commercial_Small Retail_New_Interior Lighting_Electric_High-Bay Lighting_E7 | F1 | Commercial | Small Retail | New | Interior Lighting | Electric | High-Bay Lighting | E7 | CCE | 0 | 0 | 0 | 0 | 0 | 0 | 0 | 0 | 0 | 0 | 0 | 0 | 0 | 0 | 0 | 0 | 0 | 0 | 0 | 0 | 0 | 0 | 0 | 0 | 0 | 0 | 0 | 0 | 0 | 0
F1_Commercial_Small Retail_New_Interior Lighting_Electric_High-Bay Lighting_E8 | F1 | Commercial | Small Retail | New | Interior Lighting | Electric | High-Bay Lighting | E8 | CCE | 0 | 0 | 0 | 0 | 0 | 0 | 0 | 0 | 0 | 0 | 0 | 0 | 0 | 0 | 0 | 0 | 0 | 0 | 0 | 0 | 0 | 0 | 0 | 0 | 0 | 0 | 0 | 0 | 0 | 0
F1_Commercial_Small Retail_New_Interior Lighting_Electric_High-Bay Lighting_E9 | F1 | Commercial | Small Retail | New | Interior Lighting | Electric | High-Bay Lighting | E9 | CCE | 0 | 0 | 0 | 0 | 0 | 0 | 0 | 0 | 0 | 0 | 0 | 0 | 0 | 0 | 0 | 0 | 0 | 0 | 0 | 0 | 0 | 0 | 0 | 0 | 0 | 0 | 0 | 0 | 0 | 0
F1_Commercial_Small Retail_New_Interior Lighting_Electric_High-Bay Lighting_E10 | F1 | Commercial | Small Retail | New | Interior Lighting | Electric | High-Bay Lighting | E10 | CCE | 0 | 0 | 0 | 0 | 0 | 0 | 0 | 0 | 0 | 0 | 0 | 0 | 0 | 0 | 0 | 0 | 0 | 0 | 0 | 0 | 0 | 0 | 0 | 0 | 0 | 0 | 0 | 0 | 0 | 0
F2_Commercial_Small Retail_New_Interior Lighting_Electric_High-Bay Lighting_E1 | F2 | Commercial | Small Retail | New | Interior Lighting | Electric | High-Bay Lighting | E1 | TRC BC Ratio | 0 | 0 | 0 | 0 | 0 | 0 | 0 | 0 | 0 | 0 | 0 | 0 | 0 | 0 | 0 | 0 | 0 | 0 | 0 | 0 | 0 | 0 | 0 | 0 | 0 | 0 | 0 | 0 | 0 | 0
F2_Commercial_Small Retail_New_Interior Lighting_Electric_High-Bay Lighting_E2 | F2 | Commercial | Small Retail | New | Interior Lighting | Electric | High-Bay Lighting | E2 | TRC BC Ratio | 0 | 0 | 0 | 0 | 0 | 0 | 0 | 0 | 0 | 0 | 0 | 0 | 0 | 0 | 0 | 0 | 0 | 0 | 0 | 0 | 0 | 0 | 0 | 0 | 0 | 0 | 0 | 0 | 0 | 0
F2_Commercial_Small Retail_New_Interior Lighting_Electric_High-Bay Lighting_E3 | F2 | Commercial | Small Retail | New | Interior Lighting | Electric | High-Bay Lighting | E3 | TRC BC Ratio | 0 | 0 | 0 | 0 | 0 | 0 | 0 | 0 | 0 | 0 | 0 | 0 | 0 | 0 | 0 | 0 | 0 | 0 | 0 | 0 | 0 | 0 | 0 | 0 | 0 | 0 | 0 | 0 | 0 | 0
F2_Commercial_Small Retail_New_Interior Lighting_Electric_High-Bay Lighting_E4 | F2 | Commercial | Small Retail | New | Interior Lighting | Electric | High-Bay Lighting | E4 | TRC BC Ratio | 0 | 0 | 0 | 0 | 0 | 0 | 0 | 0 | 0 | 0 | 0 | 0 | 0 | 0 | 0 | 0 | 0 | 0 | 0 | 0 | 0 | 0 | 0 | 0 | 0 | 0 | 0 | 0 | 0 | 0
F2_Commercial_Small Retail_New_Interior Lighting_Electric_High-Bay Lighting_E5 | F2 | Commercial | Small Retail | New | Interior Lighting | Electric | High-Bay Lighting | E5 | TRC BC Ratio | 0 | 0 | 0 | 0 | 0 | 0 | 0 | 0 | 0 | 0 | 0 | 0 | 0 | 0 | 0 | 0 | 0 | 0 | 0 | 0 | 0 | 0 | 0 | 0 | 0 | 0 | 0 | 0 | 0 | 0
F2_Commercial_Small Retail_New_Interior Lighting_Electric_High-Bay Lighting_E6 | F2 | Commercial | Small Retail | New | Interior Lighting | Electric | High-Bay Lighting | E6 | TRC BC Ratio | 0 | 0 | 0 | 0 | 0 | 0 | 0 | 0 | 0 | 0 | 0 | 0 | 0 | 0 | 0 | 0 | 0 | 0 | 0 | 0 | 0 | 0 | 0 | 0 | 0 | 0 | 0 | 0 | 0 | 0
F2_Commercial_Small Retail_New_Interior Lighting_Electric_High-Bay Lighting_E7 | F2 | Commercial | Small Retail | New | Interior Lighting | Electric | High-Bay Lighting | E7 | TRC BC Ratio | 0 | 0 | 0 | 0 | 0 | 0 | 0 | 0 | 0 | 0 | 0 | 0 | 0 | 0 | 0 | 0 | 0 | 0 | 0 | 0 | 0 | 0 | 0 | 0 | 0 | 0 | 0 | 0 | 0 | 0
F2_Commercial_Small Retail_New_Interior Lighting_Electric_High-Bay Lighting_E8 | F2 | Commercial | Small Retail | New | Interior Lighting | Electric | High-Bay Lighting | E8 | TRC BC Ratio | 0 | 0 | 0 | 0 | 0 | 0 | 0 | 0 | 0 | 0 | 0 | 0 | 0 | 0 | 0 | 0 | 0 | 0 | 0 | 0 | 0 | 0 | 0 | 0 | 0 | 0 | 0 | 0 | 0 | 0
F2_Commercial_Small Retail_New_Interior Lighting_Electric_High-Bay Lighting_E9 | F2 | Commercial | Small Retail | New | Interior Lighting | Electric | High-Bay Lighting | E9 | TRC BC Ratio | 0 | 0 | 0 | 0 | 0 | 0 | 0 | 0 | 0 | 0 | 0 | 0 | 0 | 0 | 0 | 0 | 0 | 0 | 0 | 0 | 0 | 0 | 0 | 0 | 0 | 0 | 0 | 0 | 0 | 0
F2_Commercial_Small Retail_New_Interior Lighting_Electric_High-Bay Lighting_E10 | F2 | Commercial | Small Retail | New | Interior Lighting | Electric | High-Bay Lighting | E10 | TRC BC Ratio | 0 | 0 | 0 | 0 | 0 | 0 | 0 | 0 | 0 | 0 | 0 | 0 | 0 | 0 | 0 | 0 | 0 | 0 | 0 | 0 | 0 | 0 | 0 | 0 | 0 | 0 | 0 | 0 | 0 | 0
F3_Commercial_Small Retail_New_Interior Lighting_Electric_High-Bay Lighting_E1 | F3 | Commercial | Small Retail | New | Interior Lighting | Electric | High-Bay Lighting | E1 | PACT BC Ratio | 0 | 0 | 0 | 0 | 0 | 0 | 0 | 0 | 0 | 0 | 0 | 0 | 0 | 0 | 0 | 0 | 0 | 0 | 0 | 0 | 0 | 0 | 0 | 0 | 0 | 0 | 0 | 0 | 0 | 0
F3_Commercial_Small Retail_New_Interior Lighting_Electric_High-Bay Lighting_E2 | F3 | Commercial | Small Retail | New | Interior Lighting | Electric | High-Bay Lighting | E2 | PACT BC Ratio | 0 | 0 | 0 | 0 | 0 | 0 | 0 | 0 | 0 | 0 | 0 | 0 | 0 | 0 | 0 | 0 | 0 | 0 | 0 | 0 | 0 | 0 | 0 | 0 | 0 | 0 | 0 | 0 | 0 | 0
F3_Commercial_Small Retail_New_Interior Lighting_Electric_High-Bay Lighting_E3 | F3 | Commercial | Small Retail | New | Interior Lighting | Electric | High-Bay Lighting | E3 | PACT BC Ratio | 0 | 0 | 0 | 0 | 0 | 0 | 0 | 0 | 0 | 0 | 0 | 0 | 0 | 0 | 0 | 0 | 0 | 0 | 0 | 0 | 0 | 0 | 0 | 0 | 0 | 0 | 0 | 0 | 0 | 0
F3_Commercial_Small Retail_New_Interior Lighting_Electric_High-Bay Lighting_E4 | F3 | Commercial | Small Retail | New | Interior Lighting | Electric | High-Bay Lighting | E4 | PACT BC Ratio | 0 | 0 | 0 | 0 | 0 | 0 | 0 | 0 | 0 | 0 | 0 | 0 | 0 | 0 | 0 | 0 | 0 | 0 | 0 | 0 | 0 | 0 | 0 | 0 | 0 | 0 | 0 | 0 | 0 | 0
F3_Commercial_Small Retail_New_Interior Lighting_Electric_High-Bay Lighting_E5 | F3 | Commercial | Small Retail | New | Interior Lighting | Electric | High-Bay Lighting | E5 | PACT BC Ratio | 0 | 0 | 0 | 0 | 0 | 0 | 0 | 0 | 0 | 0 | 0 | 0 | 0 | 0 | 0 | 0 | 0 | 0 | 0 | 0 | 0 | 0 | 0 | 0 | 0 | 0 | 0 | 0 | 0 | 0
F3_Commercial_Small Retail_New_Interior Lighting_Electric_High-Bay Lighting_E6 | F3 | Commercial | Small Retail | New | Interior Lighting | Electric | High-Bay Lighting | E6 | PACT BC Ratio | 0 | 0 | 0 | 0 | 0 | 0 | 0 | 0 | 0 | 0 | 0 | 0 | 0 | 0 | 0 | 0 | 0 | 0 | 0 | 0 | 0 | 0 | 0 | 0 | 0 | 0 | 0 | 0 | 0 | 0
F3_Commercial_Small Retail_New_Interior Lighting_Electric_High-Bay Lighting_E7 | F3 | Commercial | Small Retail | New | Interior Lighting | Electric | High-Bay Lighting | E7 | PACT BC Ratio | 0 | 0 | 0 | 0 | 0 | 0 | 0 | 0 | 0 | 0 | 0 | 0 | 0 | 0 | 0 | 0 | 0 | 0 | 0 | 0 | 0 | 0 | 0 | 0 | 0 | 0 | 0 | 0 | 0 | 0
F3_Commercial_Small Retail_New_Interior Lighting_Electric_High-Bay Lighting_E8 | F3 | Commercial | Small Retail | New | Interior Lighting | Electric | High-Bay Lighting | E8 | PACT BC Ratio | 0 | 0 | 0 | 0 | 0 | 0 | 0 | 0 | 0 | 0 | 0 | 0 | 0 | 0 | 0 | 0 | 0 | 0 | 0 | 0 | 0 | 0 | 0 | 0 | 0 | 0 | 0 | 0 | 0 | 0
F3_Commercial_Small Retail_New_Interior Lighting_Electric_High-Bay Lighting_E9 | F3 | Commercial | Small Retail | New | Interior Lighting | Electric | High-Bay Lighting | E9 | PACT BC Ratio | 0 | 0 | 0 | 0 | 0 | 0 | 0 | 0 | 0 | 0 | 0 | 0 | 0 | 0 | 0 | 0 | 0 | 0 | 0 | 0 | 0 | 0 | 0 | 0 | 0 | 0 | 0 | 0 | 0 | 0
F3_Commercial_Small Retail_New_Interior Lighting_Electric_High-Bay Lighting_E10 | F3 | Commercial | Small Retail | New | Interior Lighting | Electric | High-Bay Lighting | E10 | PACT BC Ratio | 0 | 0 | 0 | 0 | 0 | 0 | 0 | 0 | 0 | 0 | 0 | 0 | 0 | 0 | 0 | 0 | 0 | 0 | 0 | 0 | 0 | 0 | 0 | 0 | 0 | 0 | 0 | 0 | 0 | 0
F4_Commercial_Small Retail_New_Interior Lighting_Electric_High-Bay Lighting_E1 | F4 | Commercial | Small Retail | New | Interior Lighting | Electric | High-Bay Lighting | E1 | RVT BC Ratio | 0 | 0 | 0 | 0 | 0 | 0 | 0 | 0 | 0 | 0 | 0 | 0 | 0 | 0 | 0 | 0 | 0 | 0 | 0 | 0 | 0 | 0 | 0 | 0 | 0 | 0 | 0 | 0 | 0 | 0
F4_Commercial_Small Retail_New_Interior Lighting_Electric_High-Bay Lighting_E2 | F4 | Commercial | Small Retail | New | Interior Lighting | Electric | High-Bay Lighting | E2 | RVT BC Ratio | 0 | 0 | 0 | 0 | 0 | 0 | 0 | 0 | 0 | 0 | 0 | 0 | 0 | 0 | 0 | 0 | 0 | 0 | 0 | 0 | 0 | 0 | 0 | 0 | 0 | 0 | 0 | 0 | 0 | 0
F4_Commercial_Small Retail_New_Interior Lighting_Electric_High-Bay Lighting_E3 | F4 | Commercial | Small Retail | New | Interior Lighting | Electric | High-Bay Lighting | E3 | RVT BC Ratio | 0 | 0 | 0 | 0 | 0 | 0 | 0 | 0 | 0 | 0 | 0 | 0 | 0 | 0 | 0 | 0 | 0 | 0 | 0 | 0 | 0 | 0 | 0 | 0 | 0 | 0 | 0 | 0 | 0 | 0
F4_Commercial_Small Retail_New_Interior Lighting_Electric_High-Bay Lighting_E4 | F4 | Commercial | Small Retail | New | Interior Lighting | Electric | High-Bay Lighting | E4 | RVT BC Ratio | 0 | 0 | 0 | 0 | 0 | 0 | 0 | 0 | 0 | 0 | 0 | 0 | 0 | 0 | 0 | 0 | 0 | 0 | 0 | 0 | 0 | 0 | 0 | 0 | 0 | 0 | 0 | 0 | 0 | 0
F4_Commercial_Small Retail_New_Interior Lighting_Electric_High-Bay Lighting_E5 | F4 | Commercial | Small Retail | New | Interior Lighting | Electric | High-Bay Lighting | E5 | RVT BC Ratio | 0 | 0 | 0 | 0 | 0 | 0 | 0 | 0 | 0 | 0 | 0 | 0 | 0 | 0 | 0 | 0 | 0 | 0 | 0 | 0 | 0 | 0 | 0 | 0 | 0 | 0 | 0 | 0 | 0 | 0
F4_Commercial_Small Retail_New_Interior Lighting_Electric_High-Bay Lighting_E6 | F4 | Commercial | Small Retail | New | Interior Lighting | Electric | High-Bay Lighting | E6 | RVT BC Ratio | 0 | 0 | 0 | 0 | 0 | 0 | 0 | 0 | 0 | 0 | 0 | 0 | 0 | 0 | 0 | 0 | 0 | 0 | 0 | 0 | 0 | 0 | 0 | 0 | 0 | 0 | 0 | 0 | 0 | 0
F4_Commercial_Small Retail_New_Interior Lighting_Electric_High-Bay Lighting_E7 | F4 | Commercial | Small Retail | New | Interior Lighting | Electric | High-Bay Lighting | E7 | RVT BC Ratio | 0 | 0 | 0 | 0 | 0 | 0 | 0 | 0 | 0 | 0 | 0 | 0 | 0 | 0 | 0 | 0 | 0 | 0 | 0 | 0 | 0 | 0 | 0 | 0 | 0 | 0 | 0 | 0 | 0 | 0
F4_Commercial_Small Retail_New_Interior Lighting_Electric_High-Bay Lighting_E8 | F4 | Commercial | Small Retail | New | Interior Lighting | Electric | High-Bay Lighting | E8 | RVT BC Ratio | 0 | 0 | 0 | 0 | 0 | 0 | 0 | 0 | 0 | 0 | 0 | 0 | 0 | 0 | 0 | 0 | 0 | 0 | 0 | 0 | 0 | 0 | 0 | 0 | 0 | 0 | 0 | 0 | 0 | 0
F4_Commercial_Small Retail_New_Interior Lighting_Electric_High-Bay Lighting_E9 | F4 | Commercial | Small Retail | New | Interior Lighting | Electric | High-Bay Lighting | E9 | RVT BC Ratio | 0 | 0 | 0 | 0 | 0 | 0 | 0 | 0 | 0 | 0 | 0 | 0 | 0 | 0 | 0 | 0 | 0 | 0 | 0 | 0 | 0 | 0 | 0 | 0 | 0 | 0 | 0 | 0 | 0 | 0
F4_Commercial_Small Retail_New_Interior Lighting_Electric_High-Bay Lighting_E10 | F4 | Commercial | Small Retail | New | Interior Lighting | Electric | High-Bay Lighting | E10 | RVT BC Ratio | 0 | 0 | 0 | 0 | 0 | 0 | 0 | 0 | 0 | 0 | 0 | 0 | 0 | 0 | 0 | 0 | 0 | 0 | 0 | 0 | 0 | 0 | 0 | 0 | 0 | 0 | 0 | 0 | 0 | 0
F5_Commercial_Small Retail_New_Interior Lighting_Electric_High-Bay Lighting_E1 | F5 | Commercial | Small Retail | New | Interior Lighting | Electric | High-Bay Lighting | E1 | RIM BC Ratio | 0 | 0 | 0 | 0 | 0 | 0 | 0 | 0 | 0 | 0 | 0 | 0 | 0 | 0 | 0 | 0 | 0 | 0 | 0 | 0 | 0 | 0 | 0 | 0 | 0 | 0 | 0 | 0 | 0 | 0
F5_Commercial_Small Retail_New_Interior Lighting_Electric_High-Bay Lighting_E2 | F5 | Commercial | Small Retail | New | Interior Lighting | Electric | High-Bay Lighting | E2 | RIM BC Ratio | 0 | 0 | 0 | 0 | 0 | 0 | 0 | 0 | 0 | 0 | 0 | 0 | 0 | 0 | 0 | 0 | 0 | 0 | 0 | 0 | 0 | 0 | 0 | 0 | 0 | 0 | 0 | 0 | 0 | 0
F5_Commercial_Small Retail_New_Interior Lighting_Electric_High-Bay Lighting_E3 | F5 | Commercial | Small Retail | New | Interior Lighting | Electric | High-Bay Lighting | E3 | RIM BC Ratio | 0 | 0 | 0 | 0 | 0 | 0 | 0 | 0 | 0 | 0 | 0 | 0 | 0 | 0 | 0 | 0 | 0 | 0 | 0 | 0 | 0 | 0 | 0 | 0 | 0 | 0 | 0 | 0 | 0 | 0
F5_Commercial_Small Retail_New_Interior Lighting_Electric_High-Bay Lighting_E4 | F5 | Commercial | Small Retail | New | Interior Lighting | Electric | High-Bay Lighting | E4 | RIM BC Ratio | 0 | 0 | 0 | 0 | 0 | 0 | 0 | 0 | 0 | 0 | 0 | 0 | 0 | 0 | 0 | 0 | 0 | 0 | 0 | 0 | 0 | 0 | 0 | 0 | 0 | 0 | 0 | 0 | 0 | 0
F5_Commercial_Small Retail_New_Interior Lighting_Electric_High-Bay Lighting_E5 | F5 | Commercial | Small Retail | New | Interior Lighting | Electric | High-Bay Lighting | E5 | RIM BC Ratio | 0 | 0 | 0 | 0 | 0 | 0 | 0 | 0 | 0 | 0 | 0 | 0 | 0 | 0 | 0 | 0 | 0 | 0 | 0 | 0 | 0 | 0 | 0 | 0 | 0 | 0 | 0 | 0 | 0 | 0
F5_Commercial_Small Retail_New_Interior Lighting_Electric_High-Bay Lighting_E6 | F5 | Commercial | Small Retail | New | Interior Lighting | Electric | High-Bay Lighting | E6 | RIM BC Ratio | 0 | 0 | 0 | 0 | 0 | 0 | 0 | 0 | 0 | 0 | 0 | 0 | 0 | 0 | 0 | 0 | 0 | 0 | 0 | 0 | 0 | 0 | 0 | 0 | 0 | 0 | 0 | 0 | 0 | 0
F5_Commercial_Small Retail_New_Interior Lighting_Electric_High-Bay Lighting_E7 | F5 | Commercial | Small Retail | New | Interior Lighting | Electric | High-Bay Lighting | E7 | RIM BC Ratio | 0 | 0 | 0 | 0 | 0 | 0 | 0 | 0 | 0 | 0 | 0 | 0 | 0 | 0 | 0 | 0 | 0 | 0 | 0 | 0 | 0 | 0 | 0 | 0 | 0 | 0 | 0 | 0 | 0 | 0
F5_Commercial_Small Retail_New_Interior Lighting_Electric_High-Bay Lighting_E8 | F5 | Commercial | Small Retail | New | Interior Lighting | Electric | High-Bay Lighting | E8 | RIM BC Ratio | 0 | 0 | 0 | 0 | 0 | 0 | 0 | 0 | 0 | 0 | 0 | 0 | 0 | 0 | 0 | 0 | 0 | 0 | 0 | 0 | 0 | 0 | 0 | 0 | 0 | 0 | 0 | 0 | 0 | 0
F5_Commercial_Small Retail_New_Interior Lighting_Electric_High-Bay Lighting_E9 | F5 | Commercial | Small Retail | New | Interior Lighting | Electric | High-Bay Lighting | E9 | RIM BC Ratio | 0 | 0 | 0 | 0 | 0 | 0 | 0 | 0 | 0 | 0 | 0 | 0 | 0 | 0 | 0 | 0 | 0 | 0 | 0 | 0 | 0 | 0 | 0 | 0 | 0 | 0 | 0 | 0 | 0 | 0
F5_Commercial_Small Retail_New_Interior Lighting_Electric_High-Bay Lighting_E10 | F5 | Commercial | Small Retail | New | Interior Lighting | Electric | High-Bay Lighting | E10 | RIM BC Ratio | 0 | 0 | 0 | 0 | 0 | 0 | 0 | 0 | 0 | 0 | 0 | 0 | 0 | 0 | 0 | 0 | 0 | 0 | 0 | 0 | 0 | 0 | 0 | 0 | 0 | 0 | 0 | 0 | 0 | 0
F0_Commercial_Small Retail_New_Interior Lighting_Electric_Linear Lighting_E0 | F0 | Commercial | Small Retail | New | Interior Lighting | Electric | Linear Lighting | E0 | Economic Unit | 0 | 0 | 0 | 0 | 0 | 0 | 0 | 0 | 0 | 0 | 0 | 0 | 0 | 0 | 0 | 0 | 0 | 0 | 0 | 0 | 0 | 0 | 0 | 0 | 0 | 0 | 0 | 0 | 0 | 0
F1_Commercial_Small Retail_New_Interior Lighting_Electric_Linear Lighting_E1 | F1 | Commercial | Small Retail | New | Interior Lighting | Electric | Linear Lighting | E1 | CCE | 0 | 0 | 0 | 0 | 0 | 0 | 0 | 0 | 0 | 0 | 0 | 0 | 0 | 0 | 0 | 0 | 0 | 0 | 0 | 0 | 0 | 0 | 0 | 0 | 0 | 0 | 0 | 0 | 0 | 0
F1_Commercial_Small Retail_New_Interior Lighting_Electric_Linear Lighting_E2 | F1 | Commercial | Small Retail | New | Interior Lighting | Electric | Linear Lighting | E2 | CCE | 0 | 0 | 0 | 0 | 0 | 0 | 0 | 0 | 0 | 0 | 0 | 0 | 0 | 0 | 0 | 0 | 0 | 0 | 0 | 0 | 0 | 0 | 0 | 0 | 0 | 0 | 0 | 0 | 0 | 0
F1_Commercial_Small Retail_New_Interior Lighting_Electric_Linear Lighting_E3 | F1 | Commercial | Small Retail | New | Interior Lighting | Electric | Linear Lighting | E3 | CCE | 0 | 0 | 0 | 0 | 0 | 0 | 0 | 0 | 0 | 0 | 0 | 0 | 0 | 0 | 0 | 0 | 0 | 0 | 0 | 0 | 0 | 0 | 0 | 0 | 0 | 0 | 0 | 0 | 0 | 0
F1_Commercial_Small Retail_New_Interior Lighting_Electric_Linear Lighting_E4 | F1 | Commercial | Small Retail | New | Interior Lighting | Electric | Linear Lighting | E4 | CCE | 0 | 0 | 0 | 0 | 0 | 0 | 0 | 0 | 0 | 0 | 0 | 0 | 0 | 0 | 0 | 0 | 0 | 0 | 0 | 0 | 0 | 0 | 0 | 0 | 0 | 0 | 0 | 0 | 0 | 0
F1_Commercial_Small Retail_New_Interior Lighting_Electric_Linear Lighting_E5 | F1 | Commercial | Small Retail | New | Interior Lighting | Electric | Linear Lighting | E5 | CCE | 0 | 0 | 0 | 0 | 0 | 0 | 0 | 0 | 0 | 0 | 0 | 0 | 0 | 0 | 0 | 0 | 0 | 0 | 0 | 0 | 0 | 0 | 0 | 0 | 0 | 0 | 0 | 0 | 0 | 0
F1_Commercial_Small Retail_New_Interior Lighting_Electric_Linear Lighting_E6 | F1 | Commercial | Small Retail | New | Interior Lighting | Electric | Linear Lighting | E6 | CCE | 0 | 0 | 0 | 0 | 0 | 0 | 0 | 0 | 0 | 0 | 0 | 0 | 0 | 0 | 0 | 0 | 0 | 0 | 0 | 0 | 0 | 0 | 0 | 0 | 0 | 0 | 0 | 0 | 0 | 0
F1_Commercial_Small Retail_New_Interior Lighting_Electric_Linear Lighting_E7 | F1 | Commercial | Small Retail | New | Interior Lighting | Electric | Linear Lighting | E7 | CCE | 0 | 0 | 0 | 0 | 0 | 0 | 0 | 0 | 0 | 0 | 0 | 0 | 0 | 0 | 0 | 0 | 0 | 0 | 0 | 0 | 0 | 0 | 0 | 0 | 0 | 0 | 0 | 0 | 0 | 0
F1_Commercial_Small Retail_New_Interior Lighting_Electric_Linear Lighting_E8 | F1 | Commercial | Small Retail | New | Interior Lighting | Electric | Linear Lighting | E8 | CCE | 0 | 0 | 0 | 0 | 0 | 0 | 0 | 0 | 0 | 0 | 0 | 0 | 0 | 0 | 0 | 0 | 0 | 0 | 0 | 0 | 0 | 0 | 0 | 0 | 0 | 0 | 0 | 0 | 0 | 0
F1_Commercial_Small Retail_New_Interior Lighting_Electric_Linear Lighting_E9 | F1 | Commercial | Small Retail | New | Interior Lighting | Electric | Linear Lighting | E9 | CCE | 0 | 0 | 0 | 0 | 0 | 0 | 0 | 0 | 0 | 0 | 0 | 0 | 0 | 0 | 0 | 0 | 0 | 0 | 0 | 0 | 0 | 0 | 0 | 0 | 0 | 0 | 0 | 0 | 0 | 0
F1_Commercial_Small Retail_New_Interior Lighting_Electric_Linear Lighting_E10 | F1 | Commercial | Small Retail | New | Interior Lighting | Electric | Linear Lighting | E10 | CCE | 0 | 0 | 0 | 0 | 0 | 0 | 0 | 0 | 0 | 0 | 0 | 0 | 0 | 0 | 0 | 0 | 0 | 0 | 0 | 0 | 0 | 0 | 0 | 0 | 0 | 0 | 0 | 0 | 0 | 0
F2_Commercial_Small Retail_New_Interior Lighting_Electric_Linear Lighting_E1 | F2 | Commercial | Small Retail | New | Interior Lighting | Electric | Linear Lighting | E1 | TRC BC Ratio | 0 | 0 | 0 | 0 | 0 | 0 | 0 | 0 | 0 | 0 | 0 | 0 | 0 | 0 | 0 | 0 | 0 | 0 | 0 | 0 | 0 | 0 | 0 | 0 | 0 | 0 | 0 | 0 | 0 | 0
F2_Commercial_Small Retail_New_Interior Lighting_Electric_Linear Lighting_E2 | F2 | Commercial | Small Retail | New | Interior Lighting | Electric | Linear Lighting | E2 | TRC BC Ratio | 0 | 0 | 0 | 0 | 0 | 0 | 0 | 0 | 0 | 0 | 0 | 0 | 0 | 0 | 0 | 0 | 0 | 0 | 0 | 0 | 0 | 0 | 0 | 0 | 0 | 0 | 0 | 0 | 0 | 0
F2_Commercial_Small Retail_New_Interior Lighting_Electric_Linear Lighting_E3 | F2 | Commercial | Small Retail | New | Interior Lighting | Electric | Linear Lighting | E3 | TRC BC Ratio | 0 | 0 | 0 | 0 | 0 | 0 | 0 | 0 | 0 | 0 | 0 | 0 | 0 | 0 | 0 | 0 | 0 | 0 | 0 | 0 | 0 | 0 | 0 | 0 | 0 | 0 | 0 | 0 | 0 | 0
F2_Commercial_Small Retail_New_Interior Lighting_Electric_Linear Lighting_E4 | F2 | Commercial | Small Retail | New | Interior Lighting | Electric | Linear Lighting | E4 | TRC BC Ratio | 0 | 0 | 0 | 0 | 0 | 0 | 0 | 0 | 0 | 0 | 0 | 0 | 0 | 0 | 0 | 0 | 0 | 0 | 0 | 0 | 0 | 0 | 0 | 0 | 0 | 0 | 0 | 0 | 0 | 0
F2_Commercial_Small Retail_New_Interior Lighting_Electric_Linear Lighting_E5 | F2 | Commercial | Small Retail | New | Interior Lighting | Electric | Linear Lighting | E5 | TRC BC Ratio | 0 | 0 | 0 | 0 | 0 | 0 | 0 | 0 | 0 | 0 | 0 | 0 | 0 | 0 | 0 | 0 | 0 | 0 | 0 | 0 | 0 | 0 | 0 | 0 | 0 | 0 | 0 | 0 | 0 | 0
F2_Commercial_Small Retail_New_Interior Lighting_Electric_Linear Lighting_E6 | F2 | Commercial | Small Retail | New | Interior Lighting | Electric | Linear Lighting | E6 | TRC BC Ratio | 0 | 0 | 0 | 0 | 0 | 0 | 0 | 0 | 0 | 0 | 0 | 0 | 0 | 0 | 0 | 0 | 0 | 0 | 0 | 0 | 0 | 0 | 0 | 0 | 0 | 0 | 0 | 0 | 0 | 0
F2_Commercial_Small Retail_New_Interior Lighting_Electric_Linear Lighting_E7 | F2 | Commercial | Small Retail | New | Interior Lighting | Electric | Linear Lighting | E7 | TRC BC Ratio | 0 | 0 | 0 | 0 | 0 | 0 | 0 | 0 | 0 | 0 | 0 | 0 | 0 | 0 | 0 | 0 | 0 | 0 | 0 | 0 | 0 | 0 | 0 | 0 | 0 | 0 | 0 | 0 | 0 | 0
F2_Commercial_Small Retail_New_Interior Lighting_Electric_Linear Lighting_E8 | F2 | Commercial | Small Retail | New | Interior Lighting | Electric | Linear Lighting | E8 | TRC BC Ratio | 0 | 0 | 0 | 0 | 0 | 0 | 0 | 0 | 0 | 0 | 0 | 0 | 0 | 0 | 0 | 0 | 0 | 0 | 0 | 0 | 0 | 0 | 0 | 0 | 0 | 0 | 0 | 0 | 0 | 0
F2_Commercial_Small Retail_New_Interior Lighting_Electric_Linear Lighting_E9 | F2 | Commercial | Small Retail | New | Interior Lighting | Electric | Linear Lighting | E9 | TRC BC Ratio | 0 | 0 | 0 | 0 | 0 | 0 | 0 | 0 | 0 | 0 | 0 | 0 | 0 | 0 | 0 | 0 | 0 | 0 | 0 | 0 | 0 | 0 | 0 | 0 | 0 | 0 | 0 | 0 | 0 | 0
F2_Commercial_Small Retail_New_Interior Lighting_Electric_Linear Lighting_E10 | F2 | Commercial | Small Retail | New | Interior Lighting | Electric | Linear Lighting | E10 | TRC BC Ratio | 0 | 0 | 0 | 0 | 0 | 0 | 0 | 0 | 0 | 0 | 0 | 0 | 0 | 0 | 0 | 0 | 0 | 0 | 0 | 0 | 0 | 0 | 0 | 0 | 0 | 0 | 0 | 0 | 0 | 0
F3_Commercial_Small Retail_New_Interior Lighting_Electric_Linear Lighting_E1 | F3 | Commercial | Small Retail | New | Interior Lighting | Electric | Linear Lighting | E1 | PACT BC Ratio | 0 | 0 | 0 | 0 | 0 | 0 | 0 | 0 | 0 | 0 | 0 | 0 | 0 | 0 | 0 | 0 | 0 | 0 | 0 | 0 | 0 | 0 | 0 | 0 | 0 | 0 | 0 | 0 | 0 | 0
F3_Commercial_Small Retail_New_Interior Lighting_Electric_Linear Lighting_E2 | F3 | Commercial | Small Retail | New | Interior Lighting | Electric | Linear Lighting | E2 | PACT BC Ratio | 0 | 0 | 0 | 0 | 0 | 0 | 0 | 0 | 0 | 0 | 0 | 0 | 0 | 0 | 0 | 0 | 0 | 0 | 0 | 0 | 0 | 0 | 0 | 0 | 0 | 0 | 0 | 0 | 0 | 0
F3_Commercial_Small Retail_New_Interior Lighting_Electric_Linear Lighting_E3 | F3 | Commercial | Small Retail | New | Interior Lighting | Electric | Linear Lighting | E3 | PACT BC Ratio | 0 | 0 | 0 | 0 | 0 | 0 | 0 | 0 | 0 | 0 | 0 | 0 | 0 | 0 | 0 | 0 | 0 | 0 | 0 | 0 | 0 | 0 | 0 | 0 | 0 | 0 | 0 | 0 | 0 | 0
F3_Commercial_Small Retail_New_Interior Lighting_Electric_Linear Lighting_E4 | F3 | Commercial | Small Retail | New | Interior Lighting | Electric | Linear Lighting | E4 | PACT BC Ratio | 0 | 0 | 0 | 0 | 0 | 0 | 0 | 0 | 0 | 0 | 0 | 0 | 0 | 0 | 0 | 0 | 0 | 0 | 0 | 0 | 0 | 0 | 0 | 0 | 0 | 0 | 0 | 0 | 0 | 0
F3_Commercial_Small Retail_New_Interior Lighting_Electric_Linear Lighting_E5 | F3 | Commercial | Small Retail | New | Interior Lighting | Electric | Linear Lighting | E5 | PACT BC Ratio | 0 | 0 | 0 | 0 | 0 | 0 | 0 | 0 | 0 | 0 | 0 | 0 | 0 | 0 | 0 | 0 | 0 | 0 | 0 | 0 | 0 | 0 | 0 | 0 | 0 | 0 | 0 | 0 | 0 | 0
F3_Commercial_Small Retail_New_Interior Lighting_Electric_Linear Lighting_E6 | F3 | Commercial | Small Retail | New | Interior Lighting | Electric | Linear Lighting | E6 | PACT BC Ratio | 0 | 0 | 0 | 0 | 0 | 0 | 0 | 0 | 0 | 0 | 0 | 0 | 0 | 0 | 0 | 0 | 0 | 0 | 0 | 0 | 0 | 0 | 0 | 0 | 0 | 0 | 0 | 0 | 0 | 0
F3_Commercial_Small Retail_New_Interior Lighting_Electric_Linear Lighting_E7 | F3 | Commercial | Small Retail | New | Interior Lighting | Electric | Linear Lighting | E7 | PACT BC Ratio | 0 | 0 | 0 | 0 | 0 | 0 | 0 | 0 | 0 | 0 | 0 | 0 | 0 | 0 | 0 | 0 | 0 | 0 | 0 | 0 | 0 | 0 | 0 | 0 | 0 | 0 | 0 | 0 | 0 | 0
F3_Commercial_Small Retail_New_Interior Lighting_Electric_Linear Lighting_E8 | F3 | Commercial | Small Retail | New | Interior Lighting | Electric | Linear Lighting | E8 | PACT BC Ratio | 0 | 0 | 0 | 0 | 0 | 0 | 0 | 0 | 0 | 0 | 0 | 0 | 0 | 0 | 0 | 0 | 0 | 0 | 0 | 0 | 0 | 0 | 0 | 0 | 0 | 0 | 0 | 0 | 0 | 0
F3_Commercial_Small Retail_New_Interior Lighting_Electric_Linear Lighting_E9 | F3 | Commercial | Small Retail | New | Interior Lighting | Electric | Linear Lighting | E9 | PACT BC Ratio | 0 | 0 | 0 | 0 | 0 | 0 | 0 | 0 | 0 | 0 | 0 | 0 | 0 | 0 | 0 | 0 | 0 | 0 | 0 | 0 | 0 | 0 | 0 | 0 | 0 | 0 | 0 | 0 | 0 | 0
F3_Commercial_Small Retail_New_Interior Lighting_Electric_Linear Lighting_E10 | F3 | Commercial | Small Retail | New | Interior Lighting | Electric | Linear Lighting | E10 | PACT BC Ratio | 0 | 0 | 0 | 0 | 0 | 0 | 0 | 0 | 0 | 0 | 0 | 0 | 0 | 0 | 0 | 0 | 0 | 0 | 0 | 0 | 0 | 0 | 0 | 0 | 0 | 0 | 0 | 0 | 0 | 0
F4_Commercial_Small Retail_New_Interior Lighting_Electric_Linear Lighting_E1 | F4 | Commercial | Small Retail | New | Interior Lighting | Electric | Linear Lighting | E1 | RVT BC Ratio | 0 | 0 | 0 | 0 | 0 | 0 | 0 | 0 | 0 | 0 | 0 | 0 | 0 | 0 | 0 | 0 | 0 | 0 | 0 | 0 | 0 | 0 | 0 | 0 | 0 | 0 | 0 | 0 | 0 | 0
F4_Commercial_Small Retail_New_Interior Lighting_Electric_Linear Lighting_E2 | F4 | Commercial | Small Retail | New | Interior Lighting | Electric | Linear Lighting | E2 | RVT BC Ratio | 0 | 0 | 0 | 0 | 0 | 0 | 0 | 0 | 0 | 0 | 0 | 0 | 0 | 0 | 0 | 0 | 0 | 0 | 0 | 0 | 0 | 0 | 0 | 0 | 0 | 0 | 0 | 0 | 0 | 0
F4_Commercial_Small Retail_New_Interior Lighting_Electric_Linear Lighting_E3 | F4 | Commercial | Small Retail | New | Interior Lighting | Electric | Linear Lighting | E3 | RVT BC Ratio | 0 | 0 | 0 | 0 | 0 | 0 | 0 | 0 | 0 | 0 | 0 | 0 | 0 | 0 | 0 | 0 | 0 | 0 | 0 | 0 | 0 | 0 | 0 | 0 | 0 | 0 | 0 | 0 | 0 | 0
F4_Commercial_Small Retail_New_Interior Lighting_Electric_Linear Lighting_E4 | F4 | Commercial | Small Retail | New | Interior Lighting | Electric | Linear Lighting | E4 | RVT BC Ratio | 0 | 0 | 0 | 0 | 0 | 0 | 0 | 0 | 0 | 0 | 0 | 0 | 0 | 0 | 0 | 0 | 0 | 0 | 0 | 0 | 0 | 0 | 0 | 0 | 0 | 0 | 0 | 0 | 0 | 0
F4_Commercial_Small Retail_New_Interior Lighting_Electric_Linear Lighting_E5 | F4 | Commercial | Small Retail | New | Interior Lighting | Electric | Linear Lighting | E5 | RVT BC Ratio | 0 | 0 | 0 | 0 | 0 | 0 | 0 | 0 | 0 | 0 | 0 | 0 | 0 | 0 | 0 | 0 | 0 | 0 | 0 | 0 | 0 | 0 | 0 | 0 | 0 | 0 | 0 | 0 | 0 | 0
F4_Commercial_Small Retail_New_Interior Lighting_Electric_Linear Lighting_E6 | F4 | Commercial | Small Retail | New | Interior Lighting | Electric | Linear Lighting | E6 | RVT BC Ratio | 0 | 0 | 0 | 0 | 0 | 0 | 0 | 0 | 0 | 0 | 0 | 0 | 0 | 0 | 0 | 0 | 0 | 0 | 0 | 0 | 0 | 0 | 0 | 0 | 0 | 0 | 0 | 0 | 0 | 0
F4_Commercial_Small Retail_New_Interior Lighting_Electric_Linear Lighting_E7 | F4 | Commercial | Small Retail | New | Interior Lighting | Electric | Linear Lighting | E7 | RVT BC Ratio | 0 | 0 | 0 | 0 | 0 | 0 | 0 | 0 | 0 | 0 | 0 | 0 | 0 | 0 | 0 | 0 | 0 | 0 | 0 | 0 | 0 | 0 | 0 | 0 | 0 | 0 | 0 | 0 | 0 | 0
F4_Commercial_Small Retail_New_Interior Lighting_Electric_Linear Lighting_E8 | F4 | Commercial | Small Retail | New | Interior Lighting | Electric | Linear Lighting | E8 | RVT BC Ratio | 0 | 0 | 0 | 0 | 0 | 0 | 0 | 0 | 0 | 0 | 0 | 0 | 0 | 0 | 0 | 0 | 0 | 0 | 0 | 0 | 0 | 0 | 0 | 0 | 0 | 0 | 0 | 0 | 0 | 0
F4_Commercial_Small Retail_New_Interior Lighting_Electric_Linear Lighting_E9 | F4 | Commercial | Small Retail | New | Interior Lighting | Electric | Linear Lighting | E9 | RVT BC Ratio | 0 | 0 | 0 | 0 | 0 | 0 | 0 | 0 | 0 | 0 | 0 | 0 | 0 | 0 | 0 | 0 | 0 | 0 | 0 | 0 | 0 | 0 | 0 | 0 | 0 | 0 | 0 | 0 | 0 | 0
F4_Commercial_Small Retail_New_Interior Lighting_Electric_Linear Lighting_E10 | F4 | Commercial | Small Retail | New | Interior Lighting | Electric | Linear Lighting | E10 | RVT BC Ratio | 0 | 0 | 0 | 0 | 0 | 0 | 0 | 0 | 0 | 0 | 0 | 0 | 0 | 0 | 0 | 0 | 0 | 0 | 0 | 0 | 0 | 0 | 0 | 0 | 0 | 0 | 0 | 0 | 0 | 0
F5_Commercial_Small Retail_New_Interior Lighting_Electric_Linear Lighting_E1 | F5 | Commercial | Small Retail | New | Interior Lighting | Electric | Linear Lighting | E1 | RIM BC Ratio | 0 | 0 | 0 | 0 | 0 | 0 | 0 | 0 | 0 | 0 | 0 | 0 | 0 | 0 | 0 | 0 | 0 | 0 | 0 | 0 | 0 | 0 | 0 | 0 | 0 | 0 | 0 | 0 | 0 | 0
F5_Commercial_Small Retail_New_Interior Lighting_Electric_Linear Lighting_E2 | F5 | Commercial | Small Retail | New | Interior Lighting | Electric | Linear Lighting | E2 | RIM BC Ratio | 0 | 0 | 0 | 0 | 0 | 0 | 0 | 0 | 0 | 0 | 0 | 0 | 0 | 0 | 0 | 0 | 0 | 0 | 0 | 0 | 0 | 0 | 0 | 0 | 0 | 0 | 0 | 0 | 0 | 0
F5_Commercial_Small Retail_New_Interior Lighting_Electric_Linear Lighting_E3 | F5 | Commercial | Small Retail | New | Interior Lighting | Electric | Linear Lighting | E3 | RIM BC Ratio | 0 | 0 | 0 | 0 | 0 | 0 | 0 | 0 | 0 | 0 | 0 | 0 | 0 | 0 | 0 | 0 | 0 | 0 | 0 | 0 | 0 | 0 | 0 | 0 | 0 | 0 | 0 | 0 | 0 | 0
F5_Commercial_Small Retail_New_Interior Lighting_Electric_Linear Lighting_E4 | F5 | Commercial | Small Retail | New | Interior Lighting | Electric | Linear Lighting | E4 | RIM BC Ratio | 0 | 0 | 0 | 0 | 0 | 0 | 0 | 0 | 0 | 0 | 0 | 0 | 0 | 0 | 0 | 0 | 0 | 0 | 0 | 0 | 0 | 0 | 0 | 0 | 0 | 0 | 0 | 0 | 0 | 0
F5_Commercial_Small Retail_New_Interior Lighting_Electric_Linear Lighting_E5 | F5 | Commercial | Small Retail | New | Interior Lighting | Electric | Linear Lighting | E5 | RIM BC Ratio | 0 | 0 | 0 | 0 | 0 | 0 | 0 | 0 | 0 | 0 | 0 | 0 | 0 | 0 | 0 | 0 | 0 | 0 | 0 | 0 | 0 | 0 | 0 | 0 | 0 | 0 | 0 | 0 | 0 | 0
F5_Commercial_Small Retail_New_Interior Lighting_Electric_Linear Lighting_E6 | F5 | Commercial | Small Retail | New | Interior Lighting | Electric | Linear Lighting | E6 | RIM BC Ratio | 0 | 0 | 0 | 0 | 0 | 0 | 0 | 0 | 0 | 0 | 0 | 0 | 0 | 0 | 0 | 0 | 0 | 0 | 0 | 0 | 0 | 0 | 0 | 0 | 0 | 0 | 0 | 0 | 0 | 0
F5_Commercial_Small Retail_New_Interior Lighting_Electric_Linear Lighting_E7 | F5 | Commercial | Small Retail | New | Interior Lighting | Electric | Linear Lighting | E7 | RIM BC Ratio | 0 | 0 | 0 | 0 | 0 | 0 | 0 | 0 | 0 | 0 | 0 | 0 | 0 | 0 | 0 | 0 | 0 | 0 | 0 | 0 | 0 | 0 | 0 | 0 | 0 | 0 | 0 | 0 | 0 | 0
F5_Commercial_Small Retail_New_Interior Lighting_Electric_Linear Lighting_E8 | F5 | Commercial | Small Retail | New | Interior Lighting | Electric | Linear Lighting | E8 | RIM BC Ratio | 0 | 0 | 0 | 0 | 0 | 0 | 0 | 0 | 0 | 0 | 0 | 0 | 0 | 0 | 0 | 0 | 0 | 0 | 0 | 0 | 0 | 0 | 0 | 0 | 0 | 0 | 0 | 0 | 0 | 0
F5_Commercial_Small Retail_New_Interior Lighting_Electric_Linear Lighting_E9 | F5 | Commercial | Small Retail | New | Interior Lighting | Electric | Linear Lighting | E9 | RIM BC Ratio | 0 | 0 | 0 | 0 | 0 | 0 | 0 | 0 | 0 | 0 | 0 | 0 | 0 | 0 | 0 | 0 | 0 | 0 | 0 | 0 | 0 | 0 | 0 | 0 | 0 | 0 | 0 | 0 | 0 | 0
F5_Commercial_Small Retail_New_Interior Lighting_Electric_Linear Lighting_E10 | F5 | Commercial | Small Retail | New | Interior Lighting | Electric | Linear Lighting | E10 | RIM BC Ratio | 0 | 0 | 0 | 0 | 0 | 0 | 0 | 0 | 0 | 0 | 0 | 0 | 0 | 0 | 0 | 0 | 0 | 0 | 0 | 0 | 0 | 0 | 0 | 0 | 0 | 0 | 0 | 0 | 0 | 0
F0_Commercial_Small Retail_New_Exterior Lighting_Electric_General Service Lighting_E0 | F0 | Commercial | Small Retail | New | Exterior Lighting | Electric | General Service Lighting | E0 | Economic Unit | 0 | 0 | 0 | 0 | 0 | 0 | 0 | 0 | 0 | 0 | 0 | 0 | 0 | 0 | 0 | 0 | 0 | 0 | 0 | 0 | 0 | 0 | 0 | 0 | 0 | 0 | 0 | 0 | 0 | 0
F1_Commercial_Small Retail_New_Exterior Lighting_Electric_General Service Lighting_E1 | F1 | Commercial | Small Retail | New | Exterior Lighting | Electric | General Service Lighting | E1 | CCE | 0 | 0 | 0 | 0 | 0 | 0 | 0 | 0 | 0 | 0 | 0 | 0 | 0 | 0 | 0 | 0 | 0 | 0 | 0 | 0 | 0 | 0 | 0 | 0 | 0 | 0 | 0 | 0 | 0 | 0
F1_Commercial_Small Retail_New_Exterior Lighting_Electric_General Service Lighting_E2 | F1 | Commercial | Small Retail | New | Exterior Lighting | Electric | General Service Lighting | E2 | CCE | 0 | 0 | 0 | 0 | 0 | 0 | 0 | 0 | 0 | 0 | 0 | 0 | 0 | 0 | 0 | 0 | 0 | 0 | 0 | 0 | 0 | 0 | 0 | 0 | 0 | 0 | 0 | 0 | 0 | 0
F1_Commercial_Small Retail_New_Exterior Lighting_Electric_General Service Lighting_E3 | F1 | Commercial | Small Retail | New | Exterior Lighting | Electric | General Service Lighting | E3 | CCE | 0 | 0 | 0 | 0 | 0 | 0 | 0 | 0 | 0 | 0 | 0 | 0 | 0 | 0 | 0 | 0 | 0 | 0 | 0 | 0 | 0 | 0 | 0 | 0 | 0 | 0 | 0 | 0 | 0 | 0
F1_Commercial_Small Retail_New_Exterior Lighting_Electric_General Service Lighting_E4 | F1 | Commercial | Small Retail | New | Exterior Lighting | Electric | General Service Lighting | E4 | CCE | 0 | 0 | 0 | 0 | 0 | 0 | 0 | 0 | 0 | 0 | 0 | 0 | 0 | 0 | 0 | 0 | 0 | 0 | 0 | 0 | 0 | 0 | 0 | 0 | 0 | 0 | 0 | 0 | 0 | 0
F1_Commercial_Small Retail_New_Exterior Lighting_Electric_General Service Lighting_E5 | F1 | Commercial | Small Retail | New | Exterior Lighting | Electric | General Service Lighting | E5 | CCE | 0 | 0 | 0 | 0 | 0 | 0 | 0 | 0 | 0 | 0 | 0 | 0 | 0 | 0 | 0 | 0 | 0 | 0 | 0 | 0 | 0 | 0 | 0 | 0 | 0 | 0 | 0 | 0 | 0 | 0
F1_Commercial_Small Retail_New_Exterior Lighting_Electric_General Service Lighting_E6 | F1 | Commercial | Small Retail | New | Exterior Lighting | Electric | General Service Lighting | E6 | CCE | 0 | 0 | 0 | 0 | 0 | 0 | 0 | 0 | 0 | 0 | 0 | 0 | 0 | 0 | 0 | 0 | 0 | 0 | 0 | 0 | 0 | 0 | 0 | 0 | 0 | 0 | 0 | 0 | 0 | 0
F1_Commercial_Small Retail_New_Exterior Lighting_Electric_General Service Lighting_E7 | F1 | Commercial | Small Retail | New | Exterior Lighting | Electric | General Service Lighting | E7 | CCE | 0 | 0 | 0 | 0 | 0 | 0 | 0 | 0 | 0 | 0 | 0 | 0 | 0 | 0 | 0 | 0 | 0 | 0 | 0 | 0 | 0 | 0 | 0 | 0 | 0 | 0 | 0 | 0 | 0 | 0
F1_Commercial_Small Retail_New_Exterior Lighting_Electric_General Service Lighting_E8 | F1 | Commercial | Small Retail | New | Exterior Lighting | Electric | General Service Lighting | E8 | CCE | 0 | 0 | 0 | 0 | 0 | 0 | 0 | 0 | 0 | 0 | 0 | 0 | 0 | 0 | 0 | 0 | 0 | 0 | 0 | 0 | 0 | 0 | 0 | 0 | 0 | 0 | 0 | 0 | 0 | 0
F1_Commercial_Small Retail_New_Exterior Lighting_Electric_General Service Lighting_E9 | F1 | Commercial | Small Retail | New | Exterior Lighting | Electric | General Service Lighting | E9 | CCE | 0 | 0 | 0 | 0 | 0 | 0 | 0 | 0 | 0 | 0 | 0 | 0 | 0 | 0 | 0 | 0 | 0 | 0 | 0 | 0 | 0 | 0 | 0 | 0 | 0 | 0 | 0 | 0 | 0 | 0
F1_Commercial_Small Retail_New_Exterior Lighting_Electric_General Service Lighting_E10 | F1 | Commercial | Small Retail | New | Exterior Lighting | Electric | General Service Lighting | E10 | CCE | 0 | 0 | 0 | 0 | 0 | 0 | 0 | 0 | 0 | 0 | 0 | 0 | 0 | 0 | 0 | 0 | 0 | 0 | 0 | 0 | 0 | 0 | 0 | 0 | 0 | 0 | 0 | 0 | 0 | 0
F2_Commercial_Small Retail_New_Exterior Lighting_Electric_General Service Lighting_E1 | F2 | Commercial | Small Retail | New | Exterior Lighting | Electric | General Service Lighting | E1 | TRC BC Ratio | 0 | 0 | 0 | 0 | 0 | 0 | 0 | 0 | 0 | 0 | 0 | 0 | 0 | 0 | 0 | 0 | 0 | 0 | 0 | 0 | 0 | 0 | 0 | 0 | 0 | 0 | 0 | 0 | 0 | 0
F2_Commercial_Small Retail_New_Exterior Lighting_Electric_General Service Lighting_E2 | F2 | Commercial | Small Retail | New | Exterior Lighting | Electric | General Service Lighting | E2 | TRC BC Ratio | 0 | 0 | 0 | 0 | 0 | 0 | 0 | 0 | 0 | 0 | 0 | 0 | 0 | 0 | 0 | 0 | 0 | 0 | 0 | 0 | 0 | 0 | 0 | 0 | 0 | 0 | 0 | 0 | 0 | 0
F2_Commercial_Small Retail_New_Exterior Lighting_Electric_General Service Lighting_E3 | F2 | Commercial | Small Retail | New | Exterior Lighting | Electric | General Service Lighting | E3 | TRC BC Ratio | 0 | 0 | 0 | 0 | 0 | 0 | 0 | 0 | 0 | 0 | 0 | 0 | 0 | 0 | 0 | 0 | 0 | 0 | 0 | 0 | 0 | 0 | 0 | 0 | 0 | 0 | 0 | 0 | 0 | 0
F2_Commercial_Small Retail_New_Exterior Lighting_Electric_General Service Lighting_E4 | F2 | Commercial | Small Retail | New | Exterior Lighting | Electric | General Service Lighting | E4 | TRC BC Ratio | 0 | 0 | 0 | 0 | 0 | 0 | 0 | 0 | 0 | 0 | 0 | 0 | 0 | 0 | 0 | 0 | 0 | 0 | 0 | 0 | 0 | 0 | 0 | 0 | 0 | 0 | 0 | 0 | 0 | 0
F2_Commercial_Small Retail_New_Exterior Lighting_Electric_General Service Lighting_E5 | F2 | Commercial | Small Retail | New | Exterior Lighting | Electric | General Service Lighting | E5 | TRC BC Ratio | 0 | 0 | 0 | 0 | 0 | 0 | 0 | 0 | 0 | 0 | 0 | 0 | 0 | 0 | 0 | 0 | 0 | 0 | 0 | 0 | 0 | 0 | 0 | 0 | 0 | 0 | 0 | 0 | 0 | 0
F2_Commercial_Small Retail_New_Exterior Lighting_Electric_General Service Lighting_E6 | F2 | Commercial | Small Retail | New | Exterior Lighting | Electric | General Service Lighting | E6 | TRC BC Ratio | 0 | 0 | 0 | 0 | 0 | 0 | 0 | 0 | 0 | 0 | 0 | 0 | 0 | 0 | 0 | 0 | 0 | 0 | 0 | 0 | 0 | 0 | 0 | 0 | 0 | 0 | 0 | 0 | 0 | 0
F2_Commercial_Small Retail_New_Exterior Lighting_Electric_General Service Lighting_E7 | F2 | Commercial | Small Retail | New | Exterior Lighting | Electric | General Service Lighting | E7 | TRC BC Ratio | 0 | 0 | 0 | 0 | 0 | 0 | 0 | 0 | 0 | 0 | 0 | 0 | 0 | 0 | 0 | 0 | 0 | 0 | 0 | 0 | 0 | 0 | 0 | 0 | 0 | 0 | 0 | 0 | 0 | 0
F2_Commercial_Small Retail_New_Exterior Lighting_Electric_General Service Lighting_E8 | F2 | Commercial | Small Retail | New | Exterior Lighting | Electric | General Service Lighting | E8 | TRC BC Ratio | 0 | 0 | 0 | 0 | 0 | 0 | 0 | 0 | 0 | 0 | 0 | 0 | 0 | 0 | 0 | 0 | 0 | 0 | 0 | 0 | 0 | 0 | 0 | 0 | 0 | 0 | 0 | 0 | 0 | 0
F2_Commercial_Small Retail_New_Exterior Lighting_Electric_General Service Lighting_E9 | F2 | Commercial | Small Retail | New | Exterior Lighting | Electric | General Service Lighting | E9 | TRC BC Ratio | 0 | 0 | 0 | 0 | 0 | 0 | 0 | 0 | 0 | 0 | 0 | 0 | 0 | 0 | 0 | 0 | 0 | 0 | 0 | 0 | 0 | 0 | 0 | 0 | 0 | 0 | 0 | 0 | 0 | 0
F2_Commercial_Small Retail_New_Exterior Lighting_Electric_General Service Lighting_E10 | F2 | Commercial | Small Retail | New | Exterior Lighting | Electric | General Service Lighting | E10 | TRC BC Ratio | 0 | 0 | 0 | 0 | 0 | 0 | 0 | 0 | 0 | 0 | 0 | 0 | 0 | 0 | 0 | 0 | 0 | 0 | 0 | 0 | 0 | 0 | 0 | 0 | 0 | 0 | 0 | 0 | 0 | 0
F3_Commercial_Small Retail_New_Exterior Lighting_Electric_General Service Lighting_E1 | F3 | Commercial | Small Retail | New | Exterior Lighting | Electric | General Service Lighting | E1 | PACT BC Ratio | 0 | 0 | 0 | 0 | 0 | 0 | 0 | 0 | 0 | 0 | 0 | 0 | 0 | 0 | 0 | 0 | 0 | 0 | 0 | 0 | 0 | 0 | 0 | 0 | 0 | 0 | 0 | 0 | 0 | 0
F3_Commercial_Small Retail_New_Exterior Lighting_Electric_General Service Lighting_E2 | F3 | Commercial | Small Retail | New | Exterior Lighting | Electric | General Service Lighting | E2 | PACT BC Ratio | 0 | 0 | 0 | 0 | 0 | 0 | 0 | 0 | 0 | 0 | 0 | 0 | 0 | 0 | 0 | 0 | 0 | 0 | 0 | 0 | 0 | 0 | 0 | 0 | 0 | 0 | 0 | 0 | 0 | 0
F3_Commercial_Small Retail_New_Exterior Lighting_Electric_General Service Lighting_E3 | F3 | Commercial | Small Retail | New | Exterior Lighting | Electric | General Service Lighting | E3 | PACT BC Ratio | 0 | 0 | 0 | 0 | 0 | 0 | 0 | 0 | 0 | 0 | 0 | 0 | 0 | 0 | 0 | 0 | 0 | 0 | 0 | 0 | 0 | 0 | 0 | 0 | 0 | 0 | 0 | 0 | 0 | 0
F3_Commercial_Small Retail_New_Exterior Lighting_Electric_General Service Lighting_E4 | F3 | Commercial | Small Retail | New | Exterior Lighting | Electric | General Service Lighting | E4 | PACT BC Ratio | 0 | 0 | 0 | 0 | 0 | 0 | 0 | 0 | 0 | 0 | 0 | 0 | 0 | 0 | 0 | 0 | 0 | 0 | 0 | 0 | 0 | 0 | 0 | 0 | 0 | 0 | 0 | 0 | 0 | 0
F3_Commercial_Small Retail_New_Exterior Lighting_Electric_General Service Lighting_E5 | F3 | Commercial | Small Retail | New | Exterior Lighting | Electric | General Service Lighting | E5 | PACT BC Ratio | 0 | 0 | 0 | 0 | 0 | 0 | 0 | 0 | 0 | 0 | 0 | 0 | 0 | 0 | 0 | 0 | 0 | 0 | 0 | 0 | 0 | 0 | 0 | 0 | 0 | 0 | 0 | 0 | 0 | 0
F3_Commercial_Small Retail_New_Exterior Lighting_Electric_General Service Lighting_E6 | F3 | Commercial | Small Retail | New | Exterior Lighting | Electric | General Service Lighting | E6 | PACT BC Ratio | 0 | 0 | 0 | 0 | 0 | 0 | 0 | 0 | 0 | 0 | 0 | 0 | 0 | 0 | 0 | 0 | 0 | 0 | 0 | 0 | 0 | 0 | 0 | 0 | 0 | 0 | 0 | 0 | 0 | 0
F3_Commercial_Small Retail_New_Exterior Lighting_Electric_General Service Lighting_E7 | F3 | Commercial | Small Retail | New | Exterior Lighting | Electric | General Service Lighting | E7 | PACT BC Ratio | 0 | 0 | 0 | 0 | 0 | 0 | 0 | 0 | 0 | 0 | 0 | 0 | 0 | 0 | 0 | 0 | 0 | 0 | 0 | 0 | 0 | 0 | 0 | 0 | 0 | 0 | 0 | 0 | 0 | 0
F3_Commercial_Small Retail_New_Exterior Lighting_Electric_General Service Lighting_E8 | F3 | Commercial | Small Retail | New | Exterior Lighting | Electric | General Service Lighting | E8 | PACT BC Ratio | 0 | 0 | 0 | 0 | 0 | 0 | 0 | 0 | 0 | 0 | 0 | 0 | 0 | 0 | 0 | 0 | 0 | 0 | 0 | 0 | 0 | 0 | 0 | 0 | 0 | 0 | 0 | 0 | 0 | 0
F3_Commercial_Small Retail_New_Exterior Lighting_Electric_General Service Lighting_E9 | F3 | Commercial | Small Retail | New | Exterior Lighting | Electric | General Service Lighting | E9 | PACT BC Ratio | 0 | 0 | 0 | 0 | 0 | 0 | 0 | 0 | 0 | 0 | 0 | 0 | 0 | 0 | 0 | 0 | 0 | 0 | 0 | 0 | 0 | 0 | 0 | 0 | 0 | 0 | 0 | 0 | 0 | 0
F3_Commercial_Small Retail_New_Exterior Lighting_Electric_General Service Lighting_E10 | F3 | Commercial | Small Retail | New | Exterior Lighting | Electric | General Service Lighting | E10 | PACT BC Ratio | 0 | 0 | 0 | 0 | 0 | 0 | 0 | 0 | 0 | 0 | 0 | 0 | 0 | 0 | 0 | 0 | 0 | 0 | 0 | 0 | 0 | 0 | 0 | 0 | 0 | 0 | 0 | 0 | 0 | 0
F4_Commercial_Small Retail_New_Exterior Lighting_Electric_General Service Lighting_E1 | F4 | Commercial | Small Retail | New | Exterior Lighting | Electric | General Service Lighting | E1 | RVT BC Ratio | 0 | 0 | 0 | 0 | 0 | 0 | 0 | 0 | 0 | 0 | 0 | 0 | 0 | 0 | 0 | 0 | 0 | 0 | 0 | 0 | 0 | 0 | 0 | 0 | 0 | 0 | 0 | 0 | 0 | 0
F4_Commercial_Small Retail_New_Exterior Lighting_Electric_General Service Lighting_E2 | F4 | Commercial | Small Retail | New | Exterior Lighting | Electric | General Service Lighting | E2 | RVT BC Ratio | 0 | 0 | 0 | 0 | 0 | 0 | 0 | 0 | 0 | 0 | 0 | 0 | 0 | 0 | 0 | 0 | 0 | 0 | 0 | 0 | 0 | 0 | 0 | 0 | 0 | 0 | 0 | 0 | 0 | 0
F4_Commercial_Small Retail_New_Exterior Lighting_Electric_General Service Lighting_E3 | F4 | Commercial | Small Retail | New | Exterior Lighting | Electric | General Service Lighting | E3 | RVT BC Ratio | 0 | 0 | 0 | 0 | 0 | 0 | 0 | 0 | 0 | 0 | 0 | 0 | 0 | 0 | 0 | 0 | 0 | 0 | 0 | 0 | 0 | 0 | 0 | 0 | 0 | 0 | 0 | 0 | 0 | 0
F4_Commercial_Small Retail_New_Exterior Lighting_Electric_General Service Lighting_E4 | F4 | Commercial | Small Retail | New | Exterior Lighting | Electric | General Service Lighting | E4 | RVT BC Ratio | 0 | 0 | 0 | 0 | 0 | 0 | 0 | 0 | 0 | 0 | 0 | 0 | 0 | 0 | 0 | 0 | 0 | 0 | 0 | 0 | 0 | 0 | 0 | 0 | 0 | 0 | 0 | 0 | 0 | 0
F4_Commercial_Small Retail_New_Exterior Lighting_Electric_General Service Lighting_E5 | F4 | Commercial | Small Retail | New | Exterior Lighting | Electric | General Service Lighting | E5 | RVT BC Ratio | 0 | 0 | 0 | 0 | 0 | 0 | 0 | 0 | 0 | 0 | 0 | 0 | 0 | 0 | 0 | 0 | 0 | 0 | 0 | 0 | 0 | 0 | 0 | 0 | 0 | 0 | 0 | 0 | 0 | 0
F4_Commercial_Small Retail_New_Exterior Lighting_Electric_General Service Lighting_E6 | F4 | Commercial | Small Retail | New | Exterior Lighting | Electric | General Service Lighting | E6 | RVT BC Ratio | 0 | 0 | 0 | 0 | 0 | 0 | 0 | 0 | 0 | 0 | 0 | 0 | 0 | 0 | 0 | 0 | 0 | 0 | 0 | 0 | 0 | 0 | 0 | 0 | 0 | 0 | 0 | 0 | 0 | 0
F4_Commercial_Small Retail_New_Exterior Lighting_Electric_General Service Lighting_E7 | F4 | Commercial | Small Retail | New | Exterior Lighting | Electric | General Service Lighting | E7 | RVT BC Ratio | 0 | 0 | 0 | 0 | 0 | 0 | 0 | 0 | 0 | 0 | 0 | 0 | 0 | 0 | 0 | 0 | 0 | 0 | 0 | 0 | 0 | 0 | 0 | 0 | 0 | 0 | 0 | 0 | 0 | 0
F4_Commercial_Small Retail_New_Exterior Lighting_Electric_General Service Lighting_E8 | F4 | Commercial | Small Retail | New | Exterior Lighting | Electric | General Service Lighting | E8 | RVT BC Ratio | 0 | 0 | 0 | 0 | 0 | 0 | 0 | 0 | 0 | 0 | 0 | 0 | 0 | 0 | 0 | 0 | 0 | 0 | 0 | 0 | 0 | 0 | 0 | 0 | 0 | 0 | 0 | 0 | 0 | 0
F4_Commercial_Small Retail_New_Exterior Lighting_Electric_General Service Lighting_E9 | F4 | Commercial | Small Retail | New | Exterior Lighting | Electric | General Service Lighting | E9 | RVT BC Ratio | 0 | 0 | 0 | 0 | 0 | 0 | 0 | 0 | 0 | 0 | 0 | 0 | 0 | 0 | 0 | 0 | 0 | 0 | 0 | 0 | 0 | 0 | 0 | 0 | 0 | 0 | 0 | 0 | 0 | 0
F4_Commercial_Small Retail_New_Exterior Lighting_Electric_General Service Lighting_E10 | F4 | Commercial | Small Retail | New | Exterior Lighting | Electric | General Service Lighting | E10 | RVT BC Ratio | 0 | 0 | 0 | 0 | 0 | 0 | 0 | 0 | 0 | 0 | 0 | 0 | 0 | 0 | 0 | 0 | 0 | 0 | 0 | 0 | 0 | 0 | 0 | 0 | 0 | 0 | 0 | 0 | 0 | 0
F5_Commercial_Small Retail_New_Exterior Lighting_Electric_General Service Lighting_E1 | F5 | Commercial | Small Retail | New | Exterior Lighting | Electric | General Service Lighting | E1 | RIM BC Ratio | 0 | 0 | 0 | 0 | 0 | 0 | 0 | 0 | 0 | 0 | 0 | 0 | 0 | 0 | 0 | 0 | 0 | 0 | 0 | 0 | 0 | 0 | 0 | 0 | 0 | 0 | 0 | 0 | 0 | 0
F5_Commercial_Small Retail_New_Exterior Lighting_Electric_General Service Lighting_E2 | F5 | Commercial | Small Retail | New | Exterior Lighting | Electric | General Service Lighting | E2 | RIM BC Ratio | 0 | 0 | 0 | 0 | 0 | 0 | 0 | 0 | 0 | 0 | 0 | 0 | 0 | 0 | 0 | 0 | 0 | 0 | 0 | 0 | 0 | 0 | 0 | 0 | 0 | 0 | 0 | 0 | 0 | 0
F5_Commercial_Small Retail_New_Exterior Lighting_Electric_General Service Lighting_E3 | F5 | Commercial | Small Retail | New | Exterior Lighting | Electric | General Service Lighting | E3 | RIM BC Ratio | 0 | 0 | 0 | 0 | 0 | 0 | 0 | 0 | 0 | 0 | 0 | 0 | 0 | 0 | 0 | 0 | 0 | 0 | 0 | 0 | 0 | 0 | 0 | 0 | 0 | 0 | 0 | 0 | 0 | 0
F5_Commercial_Small Retail_New_Exterior Lighting_Electric_General Service Lighting_E4 | F5 | Commercial | Small Retail | New | Exterior Lighting | Electric | General Service Lighting | E4 | RIM BC Ratio | 0 | 0 | 0 | 0 | 0 | 0 | 0 | 0 | 0 | 0 | 0 | 0 | 0 | 0 | 0 | 0 | 0 | 0 | 0 | 0 | 0 | 0 | 0 | 0 | 0 | 0 | 0 | 0 | 0 | 0
F5_Commercial_Small Retail_New_Exterior Lighting_Electric_General Service Lighting_E5 | F5 | Commercial | Small Retail | New | Exterior Lighting | Electric | General Service Lighting | E5 | RIM BC Ratio | 0 | 0 | 0 | 0 | 0 | 0 | 0 | 0 | 0 | 0 | 0 | 0 | 0 | 0 | 0 | 0 | 0 | 0 | 0 | 0 | 0 | 0 | 0 | 0 | 0 | 0 | 0 | 0 | 0 | 0
F5_Commercial_Small Retail_New_Exterior Lighting_Electric_General Service Lighting_E6 | F5 | Commercial | Small Retail | New | Exterior Lighting | Electric | General Service Lighting | E6 | RIM BC Ratio | 0 | 0 | 0 | 0 | 0 | 0 | 0 | 0 | 0 | 0 | 0 | 0 | 0 | 0 | 0 | 0 | 0 | 0 | 0 | 0 | 0 | 0 | 0 | 0 | 0 | 0 | 0 | 0 | 0 | 0
F5_Commercial_Small Retail_New_Exterior Lighting_Electric_General Service Lighting_E7 | F5 | Commercial | Small Retail | New | Exterior Lighting | Electric | General Service Lighting | E7 | RIM BC Ratio | 0 | 0 | 0 | 0 | 0 | 0 | 0 | 0 | 0 | 0 | 0 | 0 | 0 | 0 | 0 | 0 | 0 | 0 | 0 | 0 | 0 | 0 | 0 | 0 | 0 | 0 | 0 | 0 | 0 | 0
F5_Commercial_Small Retail_New_Exterior Lighting_Electric_General Service Lighting_E8 | F5 | Commercial | Small Retail | New | Exterior Lighting | Electric | General Service Lighting | E8 | RIM BC Ratio | 0 | 0 | 0 | 0 | 0 | 0 | 0 | 0 | 0 | 0 | 0 | 0 | 0 | 0 | 0 | 0 | 0 | 0 | 0 | 0 | 0 | 0 | 0 | 0 | 0 | 0 | 0 | 0 | 0 | 0
F5_Commercial_Small Retail_New_Exterior Lighting_Electric_General Service Lighting_E9 | F5 | Commercial | Small Retail | New | Exterior Lighting | Electric | General Service Lighting | E9 | RIM BC Ratio | 0 | 0 | 0 | 0 | 0 | 0 | 0 | 0 | 0 | 0 | 0 | 0 | 0 | 0 | 0 | 0 | 0 | 0 | 0 | 0 | 0 | 0 | 0 | 0 | 0 | 0 | 0 | 0 | 0 | 0
F5_Commercial_Small Retail_New_Exterior Lighting_Electric_General Service Lighting_E10 | F5 | Commercial | Small Retail | New | Exterior Lighting | Electric | General Service Lighting | E10 | RIM BC Ratio | 0 | 0 | 0 | 0 | 0 | 0 | 0 | 0 | 0 | 0 | 0 | 0 | 0 | 0 | 0 | 0 | 0 | 0 | 0 | 0 | 0 | 0 | 0 | 0 | 0 | 0 | 0 | 0 | 0 | 0
F0_Commercial_Small Retail_New_Exterior Lighting_Electric_Area Lighting_E0 | F0 | Commercial | Small Retail | New | Exterior Lighting | Electric | Area Lighting | E0 | Economic Unit | 0 | 0 | 0 | 0 | 0 | 0 | 0 | 0 | 0 | 0 | 0 | 0 | 0 | 0 | 0 | 0 | 0 | 0 | 0 | 0 | 0 | 0 | 0 | 0 | 0 | 0 | 0 | 0 | 0 | 0
F1_Commercial_Small Retail_New_Exterior Lighting_Electric_Area Lighting_E1 | F1 | Commercial | Small Retail | New | Exterior Lighting | Electric | Area Lighting | E1 | CCE | 0 | 0 | 0 | 0 | 0 | 0 | 0 | 0 | 0 | 0 | 0 | 0 | 0 | 0 | 0 | 0 | 0 | 0 | 0 | 0 | 0 | 0 | 0 | 0 | 0 | 0 | 0 | 0 | 0 | 0
F1_Commercial_Small Retail_New_Exterior Lighting_Electric_Area Lighting_E2 | F1 | Commercial | Small Retail | New | Exterior Lighting | Electric | Area Lighting | E2 | CCE | 0 | 0 | 0 | 0 | 0 | 0 | 0 | 0 | 0 | 0 | 0 | 0 | 0 | 0 | 0 | 0 | 0 | 0 | 0 | 0 | 0 | 0 | 0 | 0 | 0 | 0 | 0 | 0 | 0 | 0
F1_Commercial_Small Retail_New_Exterior Lighting_Electric_Area Lighting_E3 | F1 | Commercial | Small Retail | New | Exterior Lighting | Electric | Area Lighting | E3 | CCE | 0 | 0 | 0 | 0 | 0 | 0 | 0 | 0 | 0 | 0 | 0 | 0 | 0 | 0 | 0 | 0 | 0 | 0 | 0 | 0 | 0 | 0 | 0 | 0 | 0 | 0 | 0 | 0 | 0 | 0
F1_Commercial_Small Retail_New_Exterior Lighting_Electric_Area Lighting_E4 | F1 | Commercial | Small Retail | New | Exterior Lighting | Electric | Area Lighting | E4 | CCE | 0 | 0 | 0 | 0 | 0 | 0 | 0 | 0 | 0 | 0 | 0 | 0 | 0 | 0 | 0 | 0 | 0 | 0 | 0 | 0 | 0 | 0 | 0 | 0 | 0 | 0 | 0 | 0 | 0 | 0
F1_Commercial_Small Retail_New_Exterior Lighting_Electric_Area Lighting_E5 | F1 | Commercial | Small Retail | New | Exterior Lighting | Electric | Area Lighting | E5 | CCE | 0 | 0 | 0 | 0 | 0 | 0 | 0 | 0 | 0 | 0 | 0 | 0 | 0 | 0 | 0 | 0 | 0 | 0 | 0 | 0 | 0 | 0 | 0 | 0 | 0 | 0 | 0 | 0 | 0 | 0
F1_Commercial_Small Retail_New_Exterior Lighting_Electric_Area Lighting_E6 | F1 | Commercial | Small Retail | New | Exterior Lighting | Electric | Area Lighting | E6 | CCE | 0 | 0 | 0 | 0 | 0 | 0 | 0 | 0 | 0 | 0 | 0 | 0 | 0 | 0 | 0 | 0 | 0 | 0 | 0 | 0 | 0 | 0 | 0 | 0 | 0 | 0 | 0 | 0 | 0 | 0
F1_Commercial_Small Retail_New_Exterior Lighting_Electric_Area Lighting_E7 | F1 | Commercial | Small Retail | New | Exterior Lighting | Electric | Area Lighting | E7 | CCE | 0 | 0 | 0 | 0 | 0 | 0 | 0 | 0 | 0 | 0 | 0 | 0 | 0 | 0 | 0 | 0 | 0 | 0 | 0 | 0 | 0 | 0 | 0 | 0 | 0 | 0 | 0 | 0 | 0 | 0
F1_Commercial_Small Retail_New_Exterior Lighting_Electric_Area Lighting_E8 | F1 | Commercial | Small Retail | New | Exterior Lighting | Electric | Area Lighting | E8 | CCE | 0 | 0 | 0 | 0 | 0 | 0 | 0 | 0 | 0 | 0 | 0 | 0 | 0 | 0 | 0 | 0 | 0 | 0 | 0 | 0 | 0 | 0 | 0 | 0 | 0 | 0 | 0 | 0 | 0 | 0
F1_Commercial_Small Retail_New_Exterior Lighting_Electric_Area Lighting_E9 | F1 | Commercial | Small Retail | New | Exterior Lighting | Electric | Area Lighting | E9 | CCE | 0 | 0 | 0 | 0 | 0 | 0 | 0 | 0 | 0 | 0 | 0 | 0 | 0 | 0 | 0 | 0 | 0 | 0 | 0 | 0 | 0 | 0 | 0 | 0 | 0 | 0 | 0 | 0 | 0 | 0
F1_Commercial_Small Retail_New_Exterior Lighting_Electric_Area Lighting_E10 | F1 | Commercial | Small Retail | New | Exterior Lighting | Electric | Area Lighting | E10 | CCE | 0 | 0 | 0 | 0 | 0 | 0 | 0 | 0 | 0 | 0 | 0 | 0 | 0 | 0 | 0 | 0 | 0 | 0 | 0 | 0 | 0 | 0 | 0 | 0 | 0 | 0 | 0 | 0 | 0 | 0
F2_Commercial_Small Retail_New_Exterior Lighting_Electric_Area Lighting_E1 | F2 | Commercial | Small Retail | New | Exterior Lighting | Electric | Area Lighting | E1 | TRC BC Ratio | 0 | 0 | 0 | 0 | 0 | 0 | 0 | 0 | 0 | 0 | 0 | 0 | 0 | 0 | 0 | 0 | 0 | 0 | 0 | 0 | 0 | 0 | 0 | 0 | 0 | 0 | 0 | 0 | 0 | 0
F2_Commercial_Small Retail_New_Exterior Lighting_Electric_Area Lighting_E2 | F2 | Commercial | Small Retail | New | Exterior Lighting | Electric | Area Lighting | E2 | TRC BC Ratio | 0 | 0 | 0 | 0 | 0 | 0 | 0 | 0 | 0 | 0 | 0 | 0 | 0 | 0 | 0 | 0 | 0 | 0 | 0 | 0 | 0 | 0 | 0 | 0 | 0 | 0 | 0 | 0 | 0 | 0
F2_Commercial_Small Retail_New_Exterior Lighting_Electric_Area Lighting_E3 | F2 | Commercial | Small Retail | New | Exterior Lighting | Electric | Area Lighting | E3 | TRC BC Ratio | 0 | 0 | 0 | 0 | 0 | 0 | 0 | 0 | 0 | 0 | 0 | 0 | 0 | 0 | 0 | 0 | 0 | 0 | 0 | 0 | 0 | 0 | 0 | 0 | 0 | 0 | 0 | 0 | 0 | 0
F2_Commercial_Small Retail_New_Exterior Lighting_Electric_Area Lighting_E4 | F2 | Commercial | Small Retail | New | Exterior Lighting | Electric | Area Lighting | E4 | TRC BC Ratio | 0 | 0 | 0 | 0 | 0 | 0 | 0 | 0 | 0 | 0 | 0 | 0 | 0 | 0 | 0 | 0 | 0 | 0 | 0 | 0 | 0 | 0 | 0 | 0 | 0 | 0 | 0 | 0 | 0 | 0
F2_Commercial_Small Retail_New_Exterior Lighting_Electric_Area Lighting_E5 | F2 | Commercial | Small Retail | New | Exterior Lighting | Electric | Area Lighting | E5 | TRC BC Ratio | 0 | 0 | 0 | 0 | 0 | 0 | 0 | 0 | 0 | 0 | 0 | 0 | 0 | 0 | 0 | 0 | 0 | 0 | 0 | 0 | 0 | 0 | 0 | 0 | 0 | 0 | 0 | 0 | 0 | 0
F2_Commercial_Small Retail_New_Exterior Lighting_Electric_Area Lighting_E6 | F2 | Commercial | Small Retail | New | Exterior Lighting | Electric | Area Lighting | E6 | TRC BC Ratio | 0 | 0 | 0 | 0 | 0 | 0 | 0 | 0 | 0 | 0 | 0 | 0 | 0 | 0 | 0 | 0 | 0 | 0 | 0 | 0 | 0 | 0 | 0 | 0 | 0 | 0 | 0 | 0 | 0 | 0
F2_Commercial_Small Retail_New_Exterior Lighting_Electric_Area Lighting_E7 | F2 | Commercial | Small Retail | New | Exterior Lighting | Electric | Area Lighting | E7 | TRC BC Ratio | 0 | 0 | 0 | 0 | 0 | 0 | 0 | 0 | 0 | 0 | 0 | 0 | 0 | 0 | 0 | 0 | 0 | 0 | 0 | 0 | 0 | 0 | 0 | 0 | 0 | 0 | 0 | 0 | 0 | 0
F2_Commercial_Small Retail_New_Exterior Lighting_Electric_Area Lighting_E8 | F2 | Commercial | Small Retail | New | Exterior Lighting | Electric | Area Lighting | E8 | TRC BC Ratio | 0 | 0 | 0 | 0 | 0 | 0 | 0 | 0 | 0 | 0 | 0 | 0 | 0 | 0 | 0 | 0 | 0 | 0 | 0 | 0 | 0 | 0 | 0 | 0 | 0 | 0 | 0 | 0 | 0 | 0
F2_Commercial_Small Retail_New_Exterior Lighting_Electric_Area Lighting_E9 | F2 | Commercial | Small Retail | New | Exterior Lighting | Electric | Area Lighting | E9 | TRC BC Ratio | 0 | 0 | 0 | 0 | 0 | 0 | 0 | 0 | 0 | 0 | 0 | 0 | 0 | 0 | 0 | 0 | 0 | 0 | 0 | 0 | 0 | 0 | 0 | 0 | 0 | 0 | 0 | 0 | 0 | 0
F2_Commercial_Small Retail_New_Exterior Lighting_Electric_Area Lighting_E10 | F2 | Commercial | Small Retail | New | Exterior Lighting | Electric | Area Lighting | E10 | TRC BC Ratio | 0 | 0 | 0 | 0 | 0 | 0 | 0 | 0 | 0 | 0 | 0 | 0 | 0 | 0 | 0 | 0 | 0 | 0 | 0 | 0 | 0 | 0 | 0 | 0 | 0 | 0 | 0 | 0 | 0 | 0
F3_Commercial_Small Retail_New_Exterior Lighting_Electric_Area Lighting_E1 | F3 | Commercial | Small Retail | New | Exterior Lighting | Electric | Area Lighting | E1 | PACT BC Ratio | 0 | 0 | 0 | 0 | 0 | 0 | 0 | 0 | 0 | 0 | 0 | 0 | 0 | 0 | 0 | 0 | 0 | 0 | 0 | 0 | 0 | 0 | 0 | 0 | 0 | 0 | 0 | 0 | 0 | 0
F3_Commercial_Small Retail_New_Exterior Lighting_Electric_Area Lighting_E2 | F3 | Commercial | Small Retail | New | Exterior Lighting | Electric | Area Lighting | E2 | PACT BC Ratio | 0 | 0 | 0 | 0 | 0 | 0 | 0 | 0 | 0 | 0 | 0 | 0 | 0 | 0 | 0 | 0 | 0 | 0 | 0 | 0 | 0 | 0 | 0 | 0 | 0 | 0 | 0 | 0 | 0 | 0
F3_Commercial_Small Retail_New_Exterior Lighting_Electric_Area Lighting_E3 | F3 | Commercial | Small Retail | New | Exterior Lighting | Electric | Area Lighting | E3 | PACT BC Ratio | 0 | 0 | 0 | 0 | 0 | 0 | 0 | 0 | 0 | 0 | 0 | 0 | 0 | 0 | 0 | 0 | 0 | 0 | 0 | 0 | 0 | 0 | 0 | 0 | 0 | 0 | 0 | 0 | 0 | 0
F3_Commercial_Small Retail_New_Exterior Lighting_Electric_Area Lighting_E4 | F3 | Commercial | Small Retail | New | Exterior Lighting | Electric | Area Lighting | E4 | PACT BC Ratio | 0 | 0 | 0 | 0 | 0 | 0 | 0 | 0 | 0 | 0 | 0 | 0 | 0 | 0 | 0 | 0 | 0 | 0 | 0 | 0 | 0 | 0 | 0 | 0 | 0 | 0 | 0 | 0 | 0 | 0
F3_Commercial_Small Retail_New_Exterior Lighting_Electric_Area Lighting_E5 | F3 | Commercial | Small Retail | New | Exterior Lighting | Electric | Area Lighting | E5 | PACT BC Ratio | 0 | 0 | 0 | 0 | 0 | 0 | 0 | 0 | 0 | 0 | 0 | 0 | 0 | 0 | 0 | 0 | 0 | 0 | 0 | 0 | 0 | 0 | 0 | 0 | 0 | 0 | 0 | 0 | 0 | 0
F3_Commercial_Small Retail_New_Exterior Lighting_Electric_Area Lighting_E6 | F3 | Commercial | Small Retail | New | Exterior Lighting | Electric | Area Lighting | E6 | PACT BC Ratio | 0 | 0 | 0 | 0 | 0 | 0 | 0 | 0 | 0 | 0 | 0 | 0 | 0 | 0 | 0 | 0 | 0 | 0 | 0 | 0 | 0 | 0 | 0 | 0 | 0 | 0 | 0 | 0 | 0 | 0
F3_Commercial_Small Retail_New_Exterior Lighting_Electric_Area Lighting_E7 | F3 | Commercial | Small Retail | New | Exterior Lighting | Electric | Area Lighting | E7 | PACT BC Ratio | 0 | 0 | 0 | 0 | 0 | 0 | 0 | 0 | 0 | 0 | 0 | 0 | 0 | 0 | 0 | 0 | 0 | 0 | 0 | 0 | 0 | 0 | 0 | 0 | 0 | 0 | 0 | 0 | 0 | 0
F3_Commercial_Small Retail_New_Exterior Lighting_Electric_Area Lighting_E8 | F3 | Commercial | Small Retail | New | Exterior Lighting | Electric | Area Lighting | E8 | PACT BC Ratio | 0 | 0 | 0 | 0 | 0 | 0 | 0 | 0 | 0 | 0 | 0 | 0 | 0 | 0 | 0 | 0 | 0 | 0 | 0 | 0 | 0 | 0 | 0 | 0 | 0 | 0 | 0 | 0 | 0 | 0
F3_Commercial_Small Retail_New_Exterior Lighting_Electric_Area Lighting_E9 | F3 | Commercial | Small Retail | New | Exterior Lighting | Electric | Area Lighting | E9 | PACT BC Ratio | 0 | 0 | 0 | 0 | 0 | 0 | 0 | 0 | 0 | 0 | 0 | 0 | 0 | 0 | 0 | 0 | 0 | 0 | 0 | 0 | 0 | 0 | 0 | 0 | 0 | 0 | 0 | 0 | 0 | 0
F3_Commercial_Small Retail_New_Exterior Lighting_Electric_Area Lighting_E10 | F3 | Commercial | Small Retail | New | Exterior Lighting | Electric | Area Lighting | E10 | PACT BC Ratio | 0 | 0 | 0 | 0 | 0 | 0 | 0 | 0 | 0 | 0 | 0 | 0 | 0 | 0 | 0 | 0 | 0 | 0 | 0 | 0 | 0 | 0 | 0 | 0 | 0 | 0 | 0 | 0 | 0 | 0
F4_Commercial_Small Retail_New_Exterior Lighting_Electric_Area Lighting_E1 | F4 | Commercial | Small Retail | New | Exterior Lighting | Electric | Area Lighting | E1 | RVT BC Ratio | 0 | 0 | 0 | 0 | 0 | 0 | 0 | 0 | 0 | 0 | 0 | 0 | 0 | 0 | 0 | 0 | 0 | 0 | 0 | 0 | 0 | 0 | 0 | 0 | 0 | 0 | 0 | 0 | 0 | 0
F4_Commercial_Small Retail_New_Exterior Lighting_Electric_Area Lighting_E2 | F4 | Commercial | Small Retail | New | Exterior Lighting | Electric | Area Lighting | E2 | RVT BC Ratio | 0 | 0 | 0 | 0 | 0 | 0 | 0 | 0 | 0 | 0 | 0 | 0 | 0 | 0 | 0 | 0 | 0 | 0 | 0 | 0 | 0 | 0 | 0 | 0 | 0 | 0 | 0 | 0 | 0 | 0
F4_Commercial_Small Retail_New_Exterior Lighting_Electric_Area Lighting_E3 | F4 | Commercial | Small Retail | New | Exterior Lighting | Electric | Area Lighting | E3 | RVT BC Ratio | 0 | 0 | 0 | 0 | 0 | 0 | 0 | 0 | 0 | 0 | 0 | 0 | 0 | 0 | 0 | 0 | 0 | 0 | 0 | 0 | 0 | 0 | 0 | 0 | 0 | 0 | 0 | 0 | 0 | 0
F4_Commercial_Small Retail_New_Exterior Lighting_Electric_Area Lighting_E4 | F4 | Commercial | Small Retail | New | Exterior Lighting | Electric | Area Lighting | E4 | RVT BC Ratio | 0 | 0 | 0 | 0 | 0 | 0 | 0 | 0 | 0 | 0 | 0 | 0 | 0 | 0 | 0 | 0 | 0 | 0 | 0 | 0 | 0 | 0 | 0 | 0 | 0 | 0 | 0 | 0 | 0 | 0
F4_Commercial_Small Retail_New_Exterior Lighting_Electric_Area Lighting_E5 | F4 | Commercial | Small Retail | New | Exterior Lighting | Electric | Area Lighting | E5 | RVT BC Ratio | 0 | 0 | 0 | 0 | 0 | 0 | 0 | 0 | 0 | 0 | 0 | 0 | 0 | 0 | 0 | 0 | 0 | 0 | 0 | 0 | 0 | 0 | 0 | 0 | 0 | 0 | 0 | 0 | 0 | 0
F4_Commercial_Small Retail_New_Exterior Lighting_Electric_Area Lighting_E6 | F4 | Commercial | Small Retail | New | Exterior Lighting | Electric | Area Lighting | E6 | RVT BC Ratio | 0 | 0 | 0 | 0 | 0 | 0 | 0 | 0 | 0 | 0 | 0 | 0 | 0 | 0 | 0 | 0 | 0 | 0 | 0 | 0 | 0 | 0 | 0 | 0 | 0 | 0 | 0 | 0 | 0 | 0
F4_Commercial_Small Retail_New_Exterior Lighting_Electric_Area Lighting_E7 | F4 | Commercial | Small Retail | New | Exterior Lighting | Electric | Area Lighting | E7 | RVT BC Ratio | 0 | 0 | 0 | 0 | 0 | 0 | 0 | 0 | 0 | 0 | 0 | 0 | 0 | 0 | 0 | 0 | 0 | 0 | 0 | 0 | 0 | 0 | 0 | 0 | 0 | 0 | 0 | 0 | 0 | 0
F4_Commercial_Small Retail_New_Exterior Lighting_Electric_Area Lighting_E8 | F4 | Commercial | Small Retail | New | Exterior Lighting | Electric | Area Lighting | E8 | RVT BC Ratio | 0 | 0 | 0 | 0 | 0 | 0 | 0 | 0 | 0 | 0 | 0 | 0 | 0 | 0 | 0 | 0 | 0 | 0 | 0 | 0 | 0 | 0 | 0 | 0 | 0 | 0 | 0 | 0 | 0 | 0
F4_Commercial_Small Retail_New_Exterior Lighting_Electric_Area Lighting_E9 | F4 | Commercial | Small Retail | New | Exterior Lighting | Electric | Area Lighting | E9 | RVT BC Ratio | 0 | 0 | 0 | 0 | 0 | 0 | 0 | 0 | 0 | 0 | 0 | 0 | 0 | 0 | 0 | 0 | 0 | 0 | 0 | 0 | 0 | 0 | 0 | 0 | 0 | 0 | 0 | 0 | 0 | 0
F4_Commercial_Small Retail_New_Exterior Lighting_Electric_Area Lighting_E10 | F4 | Commercial | Small Retail | New | Exterior Lighting | Electric | Area Lighting | E10 | RVT BC Ratio | 0 | 0 | 0 | 0 | 0 | 0 | 0 | 0 | 0 | 0 | 0 | 0 | 0 | 0 | 0 | 0 | 0 | 0 | 0 | 0 | 0 | 0 | 0 | 0 | 0 | 0 | 0 | 0 | 0 | 0
F5_Commercial_Small Retail_New_Exterior Lighting_Electric_Area Lighting_E1 | F5 | Commercial | Small Retail | New | Exterior Lighting | Electric | Area Lighting | E1 | RIM BC Ratio | 0 | 0 | 0 | 0 | 0 | 0 | 0 | 0 | 0 | 0 | 0 | 0 | 0 | 0 | 0 | 0 | 0 | 0 | 0 | 0 | 0 | 0 | 0 | 0 | 0 | 0 | 0 | 0 | 0 | 0
F5_Commercial_Small Retail_New_Exterior Lighting_Electric_Area Lighting_E2 | F5 | Commercial | Small Retail | New | Exterior Lighting | Electric | Area Lighting | E2 | RIM BC Ratio | 0 | 0 | 0 | 0 | 0 | 0 | 0 | 0 | 0 | 0 | 0 | 0 | 0 | 0 | 0 | 0 | 0 | 0 | 0 | 0 | 0 | 0 | 0 | 0 | 0 | 0 | 0 | 0 | 0 | 0
F5_Commercial_Small Retail_New_Exterior Lighting_Electric_Area Lighting_E3 | F5 | Commercial | Small Retail | New | Exterior Lighting | Electric | Area Lighting | E3 | RIM BC Ratio | 0 | 0 | 0 | 0 | 0 | 0 | 0 | 0 | 0 | 0 | 0 | 0 | 0 | 0 | 0 | 0 | 0 | 0 | 0 | 0 | 0 | 0 | 0 | 0 | 0 | 0 | 0 | 0 | 0 | 0
F5_Commercial_Small Retail_New_Exterior Lighting_Electric_Area Lighting_E4 | F5 | Commercial | Small Retail | New | Exterior Lighting | Electric | Area Lighting | E4 | RIM BC Ratio | 0 | 0 | 0 | 0 | 0 | 0 | 0 | 0 | 0 | 0 | 0 | 0 | 0 | 0 | 0 | 0 | 0 | 0 | 0 | 0 | 0 | 0 | 0 | 0 | 0 | 0 | 0 | 0 | 0 | 0
F5_Commercial_Small Retail_New_Exterior Lighting_Electric_Area Lighting_E5 | F5 | Commercial | Small Retail | New | Exterior Lighting | Electric | Area Lighting | E5 | RIM BC Ratio | 0 | 0 | 0 | 0 | 0 | 0 | 0 | 0 | 0 | 0 | 0 | 0 | 0 | 0 | 0 | 0 | 0 | 0 | 0 | 0 | 0 | 0 | 0 | 0 | 0 | 0 | 0 | 0 | 0 | 0
F5_Commercial_Small Retail_New_Exterior Lighting_Electric_Area Lighting_E6 | F5 | Commercial | Small Retail | New | Exterior Lighting | Electric | Area Lighting | E6 | RIM BC Ratio | 0 | 0 | 0 | 0 | 0 | 0 | 0 | 0 | 0 | 0 | 0 | 0 | 0 | 0 | 0 | 0 | 0 | 0 | 0 | 0 | 0 | 0 | 0 | 0 | 0 | 0 | 0 | 0 | 0 | 0
F5_Commercial_Small Retail_New_Exterior Lighting_Electric_Area Lighting_E7 | F5 | Commercial | Small Retail | New | Exterior Lighting | Electric | Area Lighting | E7 | RIM BC Ratio | 0 | 0 | 0 | 0 | 0 | 0 | 0 | 0 | 0 | 0 | 0 | 0 | 0 | 0 | 0 | 0 | 0 | 0 | 0 | 0 | 0 | 0 | 0 | 0 | 0 | 0 | 0 | 0 | 0 | 0
F5_Commercial_Small Retail_New_Exterior Lighting_Electric_Area Lighting_E8 | F5 | Commercial | Small Retail | New | Exterior Lighting | Electric | Area Lighting | E8 | RIM BC Ratio | 0 | 0 | 0 | 0 | 0 | 0 | 0 | 0 | 0 | 0 | 0 | 0 | 0 | 0 | 0 | 0 | 0 | 0 | 0 | 0 | 0 | 0 | 0 | 0 | 0 | 0 | 0 | 0 | 0 | 0
F5_Commercial_Small Retail_New_Exterior Lighting_Electric_Area Lighting_E9 | F5 | Commercial | Small Retail | New | Exterior Lighting | Electric | Area Lighting | E9 | RIM BC Ratio | 0 | 0 | 0 | 0 | 0 | 0 | 0 | 0 | 0 | 0 | 0 | 0 | 0 | 0 | 0 | 0 | 0 | 0 | 0 | 0 | 0 | 0 | 0 | 0 | 0 | 0 | 0 | 0 | 0 | 0
F5_Commercial_Small Retail_New_Exterior Lighting_Electric_Area Lighting_E10 | F5 | Commercial | Small Retail | New | Exterior Lighting | Electric | Area Lighting | E10 | RIM BC Ratio | 0 | 0 | 0 | 0 | 0 | 0 | 0 | 0 | 0 | 0 | 0 | 0 | 0 | 0 | 0 | 0 | 0 | 0 | 0 | 0 | 0 | 0 | 0 | 0 | 0 | 0 | 0 | 0 | 0 | 0
F0_Commercial_Small Retail_New_Exterior Lighting_Electric_Linear Lighting_E0 | F0 | Commercial | Small Retail | New | Exterior Lighting | Electric | Linear Lighting | E0 | Economic Unit | 0 | 0 | 0 | 0 | 0 | 0 | 0 | 0 | 0 | 0 | 0 | 0 | 0 | 0 | 0 | 0 | 0 | 0 | 0 | 0 | 0 | 0 | 0 | 0 | 0 | 0 | 0 | 0 | 0 | 0
F1_Commercial_Small Retail_New_Exterior Lighting_Electric_Linear Lighting_E1 | F1 | Commercial | Small Retail | New | Exterior Lighting | Electric | Linear Lighting | E1 | CCE | 0 | 0 | 0 | 0 | 0 | 0 | 0 | 0 | 0 | 0 | 0 | 0 | 0 | 0 | 0 | 0 | 0 | 0 | 0 | 0 | 0 | 0 | 0 | 0 | 0 | 0 | 0 | 0 | 0 | 0
F1_Commercial_Small Retail_New_Exterior Lighting_Electric_Linear Lighting_E2 | F1 | Commercial | Small Retail | New | Exterior Lighting | Electric | Linear Lighting | E2 | CCE | 0 | 0 | 0 | 0 | 0 | 0 | 0 | 0 | 0 | 0 | 0 | 0 | 0 | 0 | 0 | 0 | 0 | 0 | 0 | 0 | 0 | 0 | 0 | 0 | 0 | 0 | 0 | 0 | 0 | 0
F1_Commercial_Small Retail_New_Exterior Lighting_Electric_Linear Lighting_E3 | F1 | Commercial | Small Retail | New | Exterior Lighting | Electric | Linear Lighting | E3 | CCE | 0 | 0 | 0 | 0 | 0 | 0 | 0 | 0 | 0 | 0 | 0 | 0 | 0 | 0 | 0 | 0 | 0 | 0 | 0 | 0 | 0 | 0 | 0 | 0 | 0 | 0 | 0 | 0 | 0 | 0
F1_Commercial_Small Retail_New_Exterior Lighting_Electric_Linear Lighting_E4 | F1 | Commercial | Small Retail | New | Exterior Lighting | Electric | Linear Lighting | E4 | CCE | 0 | 0 | 0 | 0 | 0 | 0 | 0 | 0 | 0 | 0 | 0 | 0 | 0 | 0 | 0 | 0 | 0 | 0 | 0 | 0 | 0 | 0 | 0 | 0 | 0 | 0 | 0 | 0 | 0 | 0
F1_Commercial_Small Retail_New_Exterior Lighting_Electric_Linear Lighting_E5 | F1 | Commercial | Small Retail | New | Exterior Lighting | Electric | Linear Lighting | E5 | CCE | 0 | 0 | 0 | 0 | 0 | 0 | 0 | 0 | 0 | 0 | 0 | 0 | 0 | 0 | 0 | 0 | 0 | 0 | 0 | 0 | 0 | 0 | 0 | 0 | 0 | 0 | 0 | 0 | 0 | 0
F1_Commercial_Small Retail_New_Exterior Lighting_Electric_Linear Lighting_E6 | F1 | Commercial | Small Retail | New | Exterior Lighting | Electric | Linear Lighting | E6 | CCE | 0 | 0 | 0 | 0 | 0 | 0 | 0 | 0 | 0 | 0 | 0 | 0 | 0 | 0 | 0 | 0 | 0 | 0 | 0 | 0 | 0 | 0 | 0 | 0 | 0 | 0 | 0 | 0 | 0 | 0
F1_Commercial_Small Retail_New_Exterior Lighting_Electric_Linear Lighting_E7 | F1 | Commercial | Small Retail | New | Exterior Lighting | Electric | Linear Lighting | E7 | CCE | 0 | 0 | 0 | 0 | 0 | 0 | 0 | 0 | 0 | 0 | 0 | 0 | 0 | 0 | 0 | 0 | 0 | 0 | 0 | 0 | 0 | 0 | 0 | 0 | 0 | 0 | 0 | 0 | 0 | 0
F1_Commercial_Small Retail_New_Exterior Lighting_Electric_Linear Lighting_E8 | F1 | Commercial | Small Retail | New | Exterior Lighting | Electric | Linear Lighting | E8 | CCE | 0 | 0 | 0 | 0 | 0 | 0 | 0 | 0 | 0 | 0 | 0 | 0 | 0 | 0 | 0 | 0 | 0 | 0 | 0 | 0 | 0 | 0 | 0 | 0 | 0 | 0 | 0 | 0 | 0 | 0
F1_Commercial_Small Retail_New_Exterior Lighting_Electric_Linear Lighting_E9 | F1 | Commercial | Small Retail | New | Exterior Lighting | Electric | Linear Lighting | E9 | CCE | 0 | 0 | 0 | 0 | 0 | 0 | 0 | 0 | 0 | 0 | 0 | 0 | 0 | 0 | 0 | 0 | 0 | 0 | 0 | 0 | 0 | 0 | 0 | 0 | 0 | 0 | 0 | 0 | 0 | 0
F1_Commercial_Small Retail_New_Exterior Lighting_Electric_Linear Lighting_E10 | F1 | Commercial | Small Retail | New | Exterior Lighting | Electric | Linear Lighting | E10 | CCE | 0 | 0 | 0 | 0 | 0 | 0 | 0 | 0 | 0 | 0 | 0 | 0 | 0 | 0 | 0 | 0 | 0 | 0 | 0 | 0 | 0 | 0 | 0 | 0 | 0 | 0 | 0 | 0 | 0 | 0
F2_Commercial_Small Retail_New_Exterior Lighting_Electric_Linear Lighting_E1 | F2 | Commercial | Small Retail | New | Exterior Lighting | Electric | Linear Lighting | E1 | TRC BC Ratio | 0 | 0 | 0 | 0 | 0 | 0 | 0 | 0 | 0 | 0 | 0 | 0 | 0 | 0 | 0 | 0 | 0 | 0 | 0 | 0 | 0 | 0 | 0 | 0 | 0 | 0 | 0 | 0 | 0 | 0
F2_Commercial_Small Retail_New_Exterior Lighting_Electric_Linear Lighting_E2 | F2 | Commercial | Small Retail | New | Exterior Lighting | Electric | Linear Lighting | E2 | TRC BC Ratio | 0 | 0 | 0 | 0 | 0 | 0 | 0 | 0 | 0 | 0 | 0 | 0 | 0 | 0 | 0 | 0 | 0 | 0 | 0 | 0 | 0 | 0 | 0 | 0 | 0 | 0 | 0 | 0 | 0 | 0
F2_Commercial_Small Retail_New_Exterior Lighting_Electric_Linear Lighting_E3 | F2 | Commercial | Small Retail | New | Exterior Lighting | Electric | Linear Lighting | E3 | TRC BC Ratio | 0 | 0 | 0 | 0 | 0 | 0 | 0 | 0 | 0 | 0 | 0 | 0 | 0 | 0 | 0 | 0 | 0 | 0 | 0 | 0 | 0 | 0 | 0 | 0 | 0 | 0 | 0 | 0 | 0 | 0
F2_Commercial_Small Retail_New_Exterior Lighting_Electric_Linear Lighting_E4 | F2 | Commercial | Small Retail | New | Exterior Lighting | Electric | Linear Lighting | E4 | TRC BC Ratio | 0 | 0 | 0 | 0 | 0 | 0 | 0 | 0 | 0 | 0 | 0 | 0 | 0 | 0 | 0 | 0 | 0 | 0 | 0 | 0 | 0 | 0 | 0 | 0 | 0 | 0 | 0 | 0 | 0 | 0
F2_Commercial_Small Retail_New_Exterior Lighting_Electric_Linear Lighting_E5 | F2 | Commercial | Small Retail | New | Exterior Lighting | Electric | Linear Lighting | E5 | TRC BC Ratio | 0 | 0 | 0 | 0 | 0 | 0 | 0 | 0 | 0 | 0 | 0 | 0 | 0 | 0 | 0 | 0 | 0 | 0 | 0 | 0 | 0 | 0 | 0 | 0 | 0 | 0 | 0 | 0 | 0 | 0
F2_Commercial_Small Retail_New_Exterior Lighting_Electric_Linear Lighting_E6 | F2 | Commercial | Small Retail | New | Exterior Lighting | Electric | Linear Lighting | E6 | TRC BC Ratio | 0 | 0 | 0 | 0 | 0 | 0 | 0 | 0 | 0 | 0 | 0 | 0 | 0 | 0 | 0 | 0 | 0 | 0 | 0 | 0 | 0 | 0 | 0 | 0 | 0 | 0 | 0 | 0 | 0 | 0
F2_Commercial_Small Retail_New_Exterior Lighting_Electric_Linear Lighting_E7 | F2 | Commercial | Small Retail | New | Exterior Lighting | Electric | Linear Lighting | E7 | TRC BC Ratio | 0 | 0 | 0 | 0 | 0 | 0 | 0 | 0 | 0 | 0 | 0 | 0 | 0 | 0 | 0 | 0 | 0 | 0 | 0 | 0 | 0 | 0 | 0 | 0 | 0 | 0 | 0 | 0 | 0 | 0
F2_Commercial_Small Retail_New_Exterior Lighting_Electric_Linear Lighting_E8 | F2 | Commercial | Small Retail | New | Exterior Lighting | Electric | Linear Lighting | E8 | TRC BC Ratio | 0 | 0 | 0 | 0 | 0 | 0 | 0 | 0 | 0 | 0 | 0 | 0 | 0 | 0 | 0 | 0 | 0 | 0 | 0 | 0 | 0 | 0 | 0 | 0 | 0 | 0 | 0 | 0 | 0 | 0
F2_Commercial_Small Retail_New_Exterior Lighting_Electric_Linear Lighting_E9 | F2 | Commercial | Small Retail | New | Exterior Lighting | Electric | Linear Lighting | E9 | TRC BC Ratio | 0 | 0 | 0 | 0 | 0 | 0 | 0 | 0 | 0 | 0 | 0 | 0 | 0 | 0 | 0 | 0 | 0 | 0 | 0 | 0 | 0 | 0 | 0 | 0 | 0 | 0 | 0 | 0 | 0 | 0
F2_Commercial_Small Retail_New_Exterior Lighting_Electric_Linear Lighting_E10 | F2 | Commercial | Small Retail | New | Exterior Lighting | Electric | Linear Lighting | E10 | TRC BC Ratio | 0 | 0 | 0 | 0 | 0 | 0 | 0 | 0 | 0 | 0 | 0 | 0 | 0 | 0 | 0 | 0 | 0 | 0 | 0 | 0 | 0 | 0 | 0 | 0 | 0 | 0 | 0 | 0 | 0 | 0
F3_Commercial_Small Retail_New_Exterior Lighting_Electric_Linear Lighting_E1 | F3 | Commercial | Small Retail | New | Exterior Lighting | Electric | Linear Lighting | E1 | PACT BC Ratio | 0 | 0 | 0 | 0 | 0 | 0 | 0 | 0 | 0 | 0 | 0 | 0 | 0 | 0 | 0 | 0 | 0 | 0 | 0 | 0 | 0 | 0 | 0 | 0 | 0 | 0 | 0 | 0 | 0 | 0
F3_Commercial_Small Retail_New_Exterior Lighting_Electric_Linear Lighting_E2 | F3 | Commercial | Small Retail | New | Exterior Lighting | Electric | Linear Lighting | E2 | PACT BC Ratio | 0 | 0 | 0 | 0 | 0 | 0 | 0 | 0 | 0 | 0 | 0 | 0 | 0 | 0 | 0 | 0 | 0 | 0 | 0 | 0 | 0 | 0 | 0 | 0 | 0 | 0 | 0 | 0 | 0 | 0
F3_Commercial_Small Retail_New_Exterior Lighting_Electric_Linear Lighting_E3 | F3 | Commercial | Small Retail | New | Exterior Lighting | Electric | Linear Lighting | E3 | PACT BC Ratio | 0 | 0 | 0 | 0 | 0 | 0 | 0 | 0 | 0 | 0 | 0 | 0 | 0 | 0 | 0 | 0 | 0 | 0 | 0 | 0 | 0 | 0 | 0 | 0 | 0 | 0 | 0 | 0 | 0 | 0
F3_Commercial_Small Retail_New_Exterior Lighting_Electric_Linear Lighting_E4 | F3 | Commercial | Small Retail | New | Exterior Lighting | Electric | Linear Lighting | E4 | PACT BC Ratio | 0 | 0 | 0 | 0 | 0 | 0 | 0 | 0 | 0 | 0 | 0 | 0 | 0 | 0 | 0 | 0 | 0 | 0 | 0 | 0 | 0 | 0 | 0 | 0 | 0 | 0 | 0 | 0 | 0 | 0
F3_Commercial_Small Retail_New_Exterior Lighting_Electric_Linear Lighting_E5 | F3 | Commercial | Small Retail | New | Exterior Lighting | Electric | Linear Lighting | E5 | PACT BC Ratio | 0 | 0 | 0 | 0 | 0 | 0 | 0 | 0 | 0 | 0 | 0 | 0 | 0 | 0 | 0 | 0 | 0 | 0 | 0 | 0 | 0 | 0 | 0 | 0 | 0 | 0 | 0 | 0 | 0 | 0
F3_Commercial_Small Retail_New_Exterior Lighting_Electric_Linear Lighting_E6 | F3 | Commercial | Small Retail | New | Exterior Lighting | Electric | Linear Lighting | E6 | PACT BC Ratio | 0 | 0 | 0 | 0 | 0 | 0 | 0 | 0 | 0 | 0 | 0 | 0 | 0 | 0 | 0 | 0 | 0 | 0 | 0 | 0 | 0 | 0 | 0 | 0 | 0 | 0 | 0 | 0 | 0 | 0
F3_Commercial_Small Retail_New_Exterior Lighting_Electric_Linear Lighting_E7 | F3 | Commercial | Small Retail | New | Exterior Lighting | Electric | Linear Lighting | E7 | PACT BC Ratio | 0 | 0 | 0 | 0 | 0 | 0 | 0 | 0 | 0 | 0 | 0 | 0 | 0 | 0 | 0 | 0 | 0 | 0 | 0 | 0 | 0 | 0 | 0 | 0 | 0 | 0 | 0 | 0 | 0 | 0
F3_Commercial_Small Retail_New_Exterior Lighting_Electric_Linear Lighting_E8 | F3 | Commercial | Small Retail | New | Exterior Lighting | Electric | Linear Lighting | E8 | PACT BC Ratio | 0 | 0 | 0 | 0 | 0 | 0 | 0 | 0 | 0 | 0 | 0 | 0 | 0 | 0 | 0 | 0 | 0 | 0 | 0 | 0 | 0 | 0 | 0 | 0 | 0 | 0 | 0 | 0 | 0 | 0
F3_Commercial_Small Retail_New_Exterior Lighting_Electric_Linear Lighting_E9 | F3 | Commercial | Small Retail | New | Exterior Lighting | Electric | Linear Lighting | E9 | PACT BC Ratio | 0 | 0 | 0 | 0 | 0 | 0 | 0 | 0 | 0 | 0 | 0 | 0 | 0 | 0 | 0 | 0 | 0 | 0 | 0 | 0 | 0 | 0 | 0 | 0 | 0 | 0 | 0 | 0 | 0 | 0
F3_Commercial_Small Retail_New_Exterior Lighting_Electric_Linear Lighting_E10 | F3 | Commercial | Small Retail | New | Exterior Lighting | Electric | Linear Lighting | E10 | PACT BC Ratio | 0 | 0 | 0 | 0 | 0 | 0 | 0 | 0 | 0 | 0 | 0 | 0 | 0 | 0 | 0 | 0 | 0 | 0 | 0 | 0 | 0 | 0 | 0 | 0 | 0 | 0 | 0 | 0 | 0 | 0
F4_Commercial_Small Retail_New_Exterior Lighting_Electric_Linear Lighting_E1 | F4 | Commercial | Small Retail | New | Exterior Lighting | Electric | Linear Lighting | E1 | RVT BC Ratio | 0 | 0 | 0 | 0 | 0 | 0 | 0 | 0 | 0 | 0 | 0 | 0 | 0 | 0 | 0 | 0 | 0 | 0 | 0 | 0 | 0 | 0 | 0 | 0 | 0 | 0 | 0 | 0 | 0 | 0
F4_Commercial_Small Retail_New_Exterior Lighting_Electric_Linear Lighting_E2 | F4 | Commercial | Small Retail | New | Exterior Lighting | Electric | Linear Lighting | E2 | RVT BC Ratio | 0 | 0 | 0 | 0 | 0 | 0 | 0 | 0 | 0 | 0 | 0 | 0 | 0 | 0 | 0 | 0 | 0 | 0 | 0 | 0 | 0 | 0 | 0 | 0 | 0 | 0 | 0 | 0 | 0 | 0
F4_Commercial_Small Retail_New_Exterior Lighting_Electric_Linear Lighting_E3 | F4 | Commercial | Small Retail | New | Exterior Lighting | Electric | Linear Lighting | E3 | RVT BC Ratio | 0 | 0 | 0 | 0 | 0 | 0 | 0 | 0 | 0 | 0 | 0 | 0 | 0 | 0 | 0 | 0 | 0 | 0 | 0 | 0 | 0 | 0 | 0 | 0 | 0 | 0 | 0 | 0 | 0 | 0
F4_Commercial_Small Retail_New_Exterior Lighting_Electric_Linear Lighting_E4 | F4 | Commercial | Small Retail | New | Exterior Lighting | Electric | Linear Lighting | E4 | RVT BC Ratio | 0 | 0 | 0 | 0 | 0 | 0 | 0 | 0 | 0 | 0 | 0 | 0 | 0 | 0 | 0 | 0 | 0 | 0 | 0 | 0 | 0 | 0 | 0 | 0 | 0 | 0 | 0 | 0 | 0 | 0
F4_Commercial_Small Retail_New_Exterior Lighting_Electric_Linear Lighting_E5 | F4 | Commercial | Small Retail | New | Exterior Lighting | Electric | Linear Lighting | E5 | RVT BC Ratio | 0 | 0 | 0 | 0 | 0 | 0 | 0 | 0 | 0 | 0 | 0 | 0 | 0 | 0 | 0 | 0 | 0 | 0 | 0 | 0 | 0 | 0 | 0 | 0 | 0 | 0 | 0 | 0 | 0 | 0
F4_Commercial_Small Retail_New_Exterior Lighting_Electric_Linear Lighting_E6 | F4 | Commercial | Small Retail | New | Exterior Lighting | Electric | Linear Lighting | E6 | RVT BC Ratio | 0 | 0 | 0 | 0 | 0 | 0 | 0 | 0 | 0 | 0 | 0 | 0 | 0 | 0 | 0 | 0 | 0 | 0 | 0 | 0 | 0 | 0 | 0 | 0 | 0 | 0 | 0 | 0 | 0 | 0
F4_Commercial_Small Retail_New_Exterior Lighting_Electric_Linear Lighting_E7 | F4 | Commercial | Small Retail | New | Exterior Lighting | Electric | Linear Lighting | E7 | RVT BC Ratio | 0 | 0 | 0 | 0 | 0 | 0 | 0 | 0 | 0 | 0 | 0 | 0 | 0 | 0 | 0 | 0 | 0 | 0 | 0 | 0 | 0 | 0 | 0 | 0 | 0 | 0 | 0 | 0 | 0 | 0
F4_Commercial_Small Retail_New_Exterior Lighting_Electric_Linear Lighting_E8 | F4 | Commercial | Small Retail | New | Exterior Lighting | Electric | Linear Lighting | E8 | RVT BC Ratio | 0 | 0 | 0 | 0 | 0 | 0 | 0 | 0 | 0 | 0 | 0 | 0 | 0 | 0 | 0 | 0 | 0 | 0 | 0 | 0 | 0 | 0 | 0 | 0 | 0 | 0 | 0 | 0 | 0 | 0
F4_Commercial_Small Retail_New_Exterior Lighting_Electric_Linear Lighting_E9 | F4 | Commercial | Small Retail | New | Exterior Lighting | Electric | Linear Lighting | E9 | RVT BC Ratio | 0 | 0 | 0 | 0 | 0 | 0 | 0 | 0 | 0 | 0 | 0 | 0 | 0 | 0 | 0 | 0 | 0 | 0 | 0 | 0 | 0 | 0 | 0 | 0 | 0 | 0 | 0 | 0 | 0 | 0
F4_Commercial_Small Retail_New_Exterior Lighting_Electric_Linear Lighting_E10 | F4 | Commercial | Small Retail | New | Exterior Lighting | Electric | Linear Lighting | E10 | RVT BC Ratio | 0 | 0 | 0 | 0 | 0 | 0 | 0 | 0 | 0 | 0 | 0 | 0 | 0 | 0 | 0 | 0 | 0 | 0 | 0 | 0 | 0 | 0 | 0 | 0 | 0 | 0 | 0 | 0 | 0 | 0
F5_Commercial_Small Retail_New_Exterior Lighting_Electric_Linear Lighting_E1 | F5 | Commercial | Small Retail | New | Exterior Lighting | Electric | Linear Lighting | E1 | RIM BC Ratio | 0 | 0 | 0 | 0 | 0 | 0 | 0 | 0 | 0 | 0 | 0 | 0 | 0 | 0 | 0 | 0 | 0 | 0 | 0 | 0 | 0 | 0 | 0 | 0 | 0 | 0 | 0 | 0 | 0 | 0
F5_Commercial_Small Retail_New_Exterior Lighting_Electric_Linear Lighting_E2 | F5 | Commercial | Small Retail | New | Exterior Lighting | Electric | Linear Lighting | E2 | RIM BC Ratio | 0 | 0 | 0 | 0 | 0 | 0 | 0 | 0 | 0 | 0 | 0 | 0 | 0 | 0 | 0 | 0 | 0 | 0 | 0 | 0 | 0 | 0 | 0 | 0 | 0 | 0 | 0 | 0 | 0 | 0
F5_Commercial_Small Retail_New_Exterior Lighting_Electric_Linear Lighting_E3 | F5 | Commercial | Small Retail | New | Exterior Lighting | Electric | Linear Lighting | E3 | RIM BC Ratio | 0 | 0 | 0 | 0 | 0 | 0 | 0 | 0 | 0 | 0 | 0 | 0 | 0 | 0 | 0 | 0 | 0 | 0 | 0 | 0 | 0 | 0 | 0 | 0 | 0 | 0 | 0 | 0 | 0 | 0
F5_Commercial_Small Retail_New_Exterior Lighting_Electric_Linear Lighting_E4 | F5 | Commercial | Small Retail | New | Exterior Lighting | Electric | Linear Lighting | E4 | RIM BC Ratio | 0 | 0 | 0 | 0 | 0 | 0 | 0 | 0 | 0 | 0 | 0 | 0 | 0 | 0 | 0 | 0 | 0 | 0 | 0 | 0 | 0 | 0 | 0 | 0 | 0 | 0 | 0 | 0 | 0 | 0
F5_Commercial_Small Retail_New_Exterior Lighting_Electric_Linear Lighting_E5 | F5 | Commercial | Small Retail | New | Exterior Lighting | Electric | Linear Lighting | E5 | RIM BC Ratio | 0 | 0 | 0 | 0 | 0 | 0 | 0 | 0 | 0 | 0 | 0 | 0 | 0 | 0 | 0 | 0 | 0 | 0 | 0 | 0 | 0 | 0 | 0 | 0 | 0 | 0 | 0 | 0 | 0 | 0
F5_Commercial_Small Retail_New_Exterior Lighting_Electric_Linear Lighting_E6 | F5 | Commercial | Small Retail | New | Exterior Lighting | Electric | Linear Lighting | E6 | RIM BC Ratio | 0 | 0 | 0 | 0 | 0 | 0 | 0 | 0 | 0 | 0 | 0 | 0 | 0 | 0 | 0 | 0 | 0 | 0 | 0 | 0 | 0 | 0 | 0 | 0 | 0 | 0 | 0 | 0 | 0 | 0
F5_Commercial_Small Retail_New_Exterior Lighting_Electric_Linear Lighting_E7 | F5 | Commercial | Small Retail | New | Exterior Lighting | Electric | Linear Lighting | E7 | RIM BC Ratio | 0 | 0 | 0 | 0 | 0 | 0 | 0 | 0 | 0 | 0 | 0 | 0 | 0 | 0 | 0 | 0 | 0 | 0 | 0 | 0 | 0 | 0 | 0 | 0 | 0 | 0 | 0 | 0 | 0 | 0
F5_Commercial_Small Retail_New_Exterior Lighting_Electric_Linear Lighting_E8 | F5 | Commercial | Small Retail | New | Exterior Lighting | Electric | Linear Lighting | E8 | RIM BC Ratio | 0 | 0 | 0 | 0 | 0 | 0 | 0 | 0 | 0 | 0 | 0 | 0 | 0 | 0 | 0 | 0 | 0 | 0 | 0 | 0 | 0 | 0 | 0 | 0 | 0 | 0 | 0 | 0 | 0 | 0
F5_Commercial_Small Retail_New_Exterior Lighting_Electric_Linear Lighting_E9 | F5 | Commercial | Small Retail | New | Exterior Lighting | Electric | Linear Lighting | E9 | RIM BC Ratio | 0 | 0 | 0 | 0 | 0 | 0 | 0 | 0 | 0 | 0 | 0 | 0 | 0 | 0 | 0 | 0 | 0 | 0 | 0 | 0 | 0 | 0 | 0 | 0 | 0 | 0 | 0 | 0 | 0 | 0
F5_Commercial_Small Retail_New_Exterior Lighting_Electric_Linear Lighting_E10 | F5 | Commercial | Small Retail | New | Exterior Lighting | Electric | Linear Lighting | E10 | RIM BC Ratio | 0 | 0 | 0 | 0 | 0 | 0 | 0 | 0 | 0 | 0 | 0 | 0 | 0 | 0 | 0 | 0 | 0 | 0 | 0 | 0 | 0 | 0 | 0 | 0 | 0 | 0 | 0 | 0 | 0 | 0
F0_Commercial_Small Retail_New_Refrigeration_Electric_Walk-in Refrigerator/Freezer_E0 | F0 | Commercial | Small Retail | New | Refrigeration | Electric | Walk-in Refrigerator/Freezer | E0 | Economic Unit | 0 | 0 | 0 | 0 | 0 | 0 | 0 | 0 | 0 | 0 | 0 | 0 | 0 | 0 | 0 | 0 | 0 | 0 | 0 | 0 | 0 | 0 | 0 | 0 | 0 | 0 | 0 | 0 | 0 | 0
F1_Commercial_Small Retail_New_Refrigeration_Electric_Walk-in Refrigerator/Freezer_E1 | F1 | Commercial | Small Retail | New | Refrigeration | Electric | Walk-in Refrigerator/Freezer | E1 | CCE | 0 | 0 | 0 | 0 | 0 | 0 | 0 | 0 | 0 | 0 | 0 | 0 | 0 | 0 | 0 | 0 | 0 | 0 | 0 | 0 | 0 | 0 | 0 | 0 | 0 | 0 | 0 | 0 | 0 | 0
F1_Commercial_Small Retail_New_Refrigeration_Electric_Walk-in Refrigerator/Freezer_E2 | F1 | Commercial | Small Retail | New | Refrigeration | Electric | Walk-in Refrigerator/Freezer | E2 | CCE | 0 | 0 | 0 | 0 | 0 | 0 | 0 | 0 | 0 | 0 | 0 | 0 | 0 | 0 | 0 | 0 | 0 | 0 | 0 | 0 | 0 | 0 | 0 | 0 | 0 | 0 | 0 | 0 | 0 | 0
F1_Commercial_Small Retail_New_Refrigeration_Electric_Walk-in Refrigerator/Freezer_E3 | F1 | Commercial | Small Retail | New | Refrigeration | Electric | Walk-in Refrigerator/Freezer | E3 | CCE | 0 | 0 | 0 | 0 | 0 | 0 | 0 | 0 | 0 | 0 | 0 | 0 | 0 | 0 | 0 | 0 | 0 | 0 | 0 | 0 | 0 | 0 | 0 | 0 | 0 | 0 | 0 | 0 | 0 | 0
F1_Commercial_Small Retail_New_Refrigeration_Electric_Walk-in Refrigerator/Freezer_E4 | F1 | Commercial | Small Retail | New | Refrigeration | Electric | Walk-in Refrigerator/Freezer | E4 | CCE | 0 | 0 | 0 | 0 | 0 | 0 | 0 | 0 | 0 | 0 | 0 | 0 | 0 | 0 | 0 | 0 | 0 | 0 | 0 | 0 | 0 | 0 | 0 | 0 | 0 | 0 | 0 | 0 | 0 | 0
F1_Commercial_Small Retail_New_Refrigeration_Electric_Walk-in Refrigerator/Freezer_E5 | F1 | Commercial | Small Retail | New | Refrigeration | Electric | Walk-in Refrigerator/Freezer | E5 | CCE | 0 | 0 | 0 | 0 | 0 | 0 | 0 | 0 | 0 | 0 | 0 | 0 | 0 | 0 | 0 | 0 | 0 | 0 | 0 | 0 | 0 | 0 | 0 | 0 | 0 | 0 | 0 | 0 | 0 | 0
F1_Commercial_Small Retail_New_Refrigeration_Electric_Walk-in Refrigerator/Freezer_E6 | F1 | Commercial | Small Retail | New | Refrigeration | Electric | Walk-in Refrigerator/Freezer | E6 | CCE | 0 | 0 | 0 | 0 | 0 | 0 | 0 | 0 | 0 | 0 | 0 | 0 | 0 | 0 | 0 | 0 | 0 | 0 | 0 | 0 | 0 | 0 | 0 | 0 | 0 | 0 | 0 | 0 | 0 | 0
F1_Commercial_Small Retail_New_Refrigeration_Electric_Walk-in Refrigerator/Freezer_E7 | F1 | Commercial | Small Retail | New | Refrigeration | Electric | Walk-in Refrigerator/Freezer | E7 | CCE | 0 | 0 | 0 | 0 | 0 | 0 | 0 | 0 | 0 | 0 | 0 | 0 | 0 | 0 | 0 | 0 | 0 | 0 | 0 | 0 | 0 | 0 | 0 | 0 | 0 | 0 | 0 | 0 | 0 | 0
F1_Commercial_Small Retail_New_Refrigeration_Electric_Walk-in Refrigerator/Freezer_E8 | F1 | Commercial | Small Retail | New | Refrigeration | Electric | Walk-in Refrigerator/Freezer | E8 | CCE | 0 | 0 | 0 | 0 | 0 | 0 | 0 | 0 | 0 | 0 | 0 | 0 | 0 | 0 | 0 | 0 | 0 | 0 | 0 | 0 | 0 | 0 | 0 | 0 | 0 | 0 | 0 | 0 | 0 | 0
F1_Commercial_Small Retail_New_Refrigeration_Electric_Walk-in Refrigerator/Freezer_E9 | F1 | Commercial | Small Retail | New | Refrigeration | Electric | Walk-in Refrigerator/Freezer | E9 | CCE | 0 | 0 | 0 | 0 | 0 | 0 | 0 | 0 | 0 | 0 | 0 | 0 | 0 | 0 | 0 | 0 | 0 | 0 | 0 | 0 | 0 | 0 | 0 | 0 | 0 | 0 | 0 | 0 | 0 | 0
F1_Commercial_Small Retail_New_Refrigeration_Electric_Walk-in Refrigerator/Freezer_E10 | F1 | Commercial | Small Retail | New | Refrigeration | Electric | Walk-in Refrigerator/Freezer | E10 | CCE | 0 | 0 | 0 | 0 | 0 | 0 | 0 | 0 | 0 | 0 | 0 | 0 | 0 | 0 | 0 | 0 | 0 | 0 | 0 | 0 | 0 | 0 | 0 | 0 | 0 | 0 | 0 | 0 | 0 | 0
F2_Commercial_Small Retail_New_Refrigeration_Electric_Walk-in Refrigerator/Freezer_E1 | F2 | Commercial | Small Retail | New | Refrigeration | Electric | Walk-in Refrigerator/Freezer | E1 | TRC BC Ratio | 0 | 0 | 0 | 0 | 0 | 0 | 0 | 0 | 0 | 0 | 0 | 0 | 0 | 0 | 0 | 0 | 0 | 0 | 0 | 0 | 0 | 0 | 0 | 0 | 0 | 0 | 0 | 0 | 0 | 0
F2_Commercial_Small Retail_New_Refrigeration_Electric_Walk-in Refrigerator/Freezer_E2 | F2 | Commercial | Small Retail | New | Refrigeration | Electric | Walk-in Refrigerator/Freezer | E2 | TRC BC Ratio | 0 | 0 | 0 | 0 | 0 | 0 | 0 | 0 | 0 | 0 | 0 | 0 | 0 | 0 | 0 | 0 | 0 | 0 | 0 | 0 | 0 | 0 | 0 | 0 | 0 | 0 | 0 | 0 | 0 | 0
F2_Commercial_Small Retail_New_Refrigeration_Electric_Walk-in Refrigerator/Freezer_E3 | F2 | Commercial | Small Retail | New | Refrigeration | Electric | Walk-in Refrigerator/Freezer | E3 | TRC BC Ratio | 0 | 0 | 0 | 0 | 0 | 0 | 0 | 0 | 0 | 0 | 0 | 0 | 0 | 0 | 0 | 0 | 0 | 0 | 0 | 0 | 0 | 0 | 0 | 0 | 0 | 0 | 0 | 0 | 0 | 0
F2_Commercial_Small Retail_New_Refrigeration_Electric_Walk-in Refrigerator/Freezer_E4 | F2 | Commercial | Small Retail | New | Refrigeration | Electric | Walk-in Refrigerator/Freezer | E4 | TRC BC Ratio | 0 | 0 | 0 | 0 | 0 | 0 | 0 | 0 | 0 | 0 | 0 | 0 | 0 | 0 | 0 | 0 | 0 | 0 | 0 | 0 | 0 | 0 | 0 | 0 | 0 | 0 | 0 | 0 | 0 | 0
F2_Commercial_Small Retail_New_Refrigeration_Electric_Walk-in Refrigerator/Freezer_E5 | F2 | Commercial | Small Retail | New | Refrigeration | Electric | Walk-in Refrigerator/Freezer | E5 | TRC BC Ratio | 0 | 0 | 0 | 0 | 0 | 0 | 0 | 0 | 0 | 0 | 0 | 0 | 0 | 0 | 0 | 0 | 0 | 0 | 0 | 0 | 0 | 0 | 0 | 0 | 0 | 0 | 0 | 0 | 0 | 0
F2_Commercial_Small Retail_New_Refrigeration_Electric_Walk-in Refrigerator/Freezer_E6 | F2 | Commercial | Small Retail | New | Refrigeration | Electric | Walk-in Refrigerator/Freezer | E6 | TRC BC Ratio | 0 | 0 | 0 | 0 | 0 | 0 | 0 | 0 | 0 | 0 | 0 | 0 | 0 | 0 | 0 | 0 | 0 | 0 | 0 | 0 | 0 | 0 | 0 | 0 | 0 | 0 | 0 | 0 | 0 | 0
F2_Commercial_Small Retail_New_Refrigeration_Electric_Walk-in Refrigerator/Freezer_E7 | F2 | Commercial | Small Retail | New | Refrigeration | Electric | Walk-in Refrigerator/Freezer | E7 | TRC BC Ratio | 0 | 0 | 0 | 0 | 0 | 0 | 0 | 0 | 0 | 0 | 0 | 0 | 0 | 0 | 0 | 0 | 0 | 0 | 0 | 0 | 0 | 0 | 0 | 0 | 0 | 0 | 0 | 0 | 0 | 0
F2_Commercial_Small Retail_New_Refrigeration_Electric_Walk-in Refrigerator/Freezer_E8 | F2 | Commercial | Small Retail | New | Refrigeration | Electric | Walk-in Refrigerator/Freezer | E8 | TRC BC Ratio | 0 | 0 | 0 | 0 | 0 | 0 | 0 | 0 | 0 | 0 | 0 | 0 | 0 | 0 | 0 | 0 | 0 | 0 | 0 | 0 | 0 | 0 | 0 | 0 | 0 | 0 | 0 | 0 | 0 | 0
F2_Commercial_Small Retail_New_Refrigeration_Electric_Walk-in Refrigerator/Freezer_E9 | F2 | Commercial | Small Retail | New | Refrigeration | Electric | Walk-in Refrigerator/Freezer | E9 | TRC BC Ratio | 0 | 0 | 0 | 0 | 0 | 0 | 0 | 0 | 0 | 0 | 0 | 0 | 0 | 0 | 0 | 0 | 0 | 0 | 0 | 0 | 0 | 0 | 0 | 0 | 0 | 0 | 0 | 0 | 0 | 0
F2_Commercial_Small Retail_New_Refrigeration_Electric_Walk-in Refrigerator/Freezer_E10 | F2 | Commercial | Small Retail | New | Refrigeration | Electric | Walk-in Refrigerator/Freezer | E10 | TRC BC Ratio | 0 | 0 | 0 | 0 | 0 | 0 | 0 | 0 | 0 | 0 | 0 | 0 | 0 | 0 | 0 | 0 | 0 | 0 | 0 | 0 | 0 | 0 | 0 | 0 | 0 | 0 | 0 | 0 | 0 | 0
F3_Commercial_Small Retail_New_Refrigeration_Electric_Walk-in Refrigerator/Freezer_E1 | F3 | Commercial | Small Retail | New | Refrigeration | Electric | Walk-in Refrigerator/Freezer | E1 | PACT BC Ratio | 0 | 0 | 0 | 0 | 0 | 0 | 0 | 0 | 0 | 0 | 0 | 0 | 0 | 0 | 0 | 0 | 0 | 0 | 0 | 0 | 0 | 0 | 0 | 0 | 0 | 0 | 0 | 0 | 0 | 0
F3_Commercial_Small Retail_New_Refrigeration_Electric_Walk-in Refrigerator/Freezer_E2 | F3 | Commercial | Small Retail | New | Refrigeration | Electric | Walk-in Refrigerator/Freezer | E2 | PACT BC Ratio | 0 | 0 | 0 | 0 | 0 | 0 | 0 | 0 | 0 | 0 | 0 | 0 | 0 | 0 | 0 | 0 | 0 | 0 | 0 | 0 | 0 | 0 | 0 | 0 | 0 | 0 | 0 | 0 | 0 | 0
F3_Commercial_Small Retail_New_Refrigeration_Electric_Walk-in Refrigerator/Freezer_E3 | F3 | Commercial | Small Retail | New | Refrigeration | Electric | Walk-in Refrigerator/Freezer | E3 | PACT BC Ratio | 0 | 0 | 0 | 0 | 0 | 0 | 0 | 0 | 0 | 0 | 0 | 0 | 0 | 0 | 0 | 0 | 0 | 0 | 0 | 0 | 0 | 0 | 0 | 0 | 0 | 0 | 0 | 0 | 0 | 0
F3_Commercial_Small Retail_New_Refrigeration_Electric_Walk-in Refrigerator/Freezer_E4 | F3 | Commercial | Small Retail | New | Refrigeration | Electric | Walk-in Refrigerator/Freezer | E4 | PACT BC Ratio | 0 | 0 | 0 | 0 | 0 | 0 | 0 | 0 | 0 | 0 | 0 | 0 | 0 | 0 | 0 | 0 | 0 | 0 | 0 | 0 | 0 | 0 | 0 | 0 | 0 | 0 | 0 | 0 | 0 | 0
F3_Commercial_Small Retail_New_Refrigeration_Electric_Walk-in Refrigerator/Freezer_E5 | F3 | Commercial | Small Retail | New | Refrigeration | Electric | Walk-in Refrigerator/Freezer | E5 | PACT BC Ratio | 0 | 0 | 0 | 0 | 0 | 0 | 0 | 0 | 0 | 0 | 0 | 0 | 0 | 0 | 0 | 0 | 0 | 0 | 0 | 0 | 0 | 0 | 0 | 0 | 0 | 0 | 0 | 0 | 0 | 0
F3_Commercial_Small Retail_New_Refrigeration_Electric_Walk-in Refrigerator/Freezer_E6 | F3 | Commercial | Small Retail | New | Refrigeration | Electric | Walk-in Refrigerator/Freezer | E6 | PACT BC Ratio | 0 | 0 | 0 | 0 | 0 | 0 | 0 | 0 | 0 | 0 | 0 | 0 | 0 | 0 | 0 | 0 | 0 | 0 | 0 | 0 | 0 | 0 | 0 | 0 | 0 | 0 | 0 | 0 | 0 | 0
F3_Commercial_Small Retail_New_Refrigeration_Electric_Walk-in Refrigerator/Freezer_E7 | F3 | Commercial | Small Retail | New | Refrigeration | Electric | Walk-in Refrigerator/Freezer | E7 | PACT BC Ratio | 0 | 0 | 0 | 0 | 0 | 0 | 0 | 0 | 0 | 0 | 0 | 0 | 0 | 0 | 0 | 0 | 0 | 0 | 0 | 0 | 0 | 0 | 0 | 0 | 0 | 0 | 0 | 0 | 0 | 0
F3_Commercial_Small Retail_New_Refrigeration_Electric_Walk-in Refrigerator/Freezer_E8 | F3 | Commercial | Small Retail | New | Refrigeration | Electric | Walk-in Refrigerator/Freezer | E8 | PACT BC Ratio | 0 | 0 | 0 | 0 | 0 | 0 | 0 | 0 | 0 | 0 | 0 | 0 | 0 | 0 | 0 | 0 | 0 | 0 | 0 | 0 | 0 | 0 | 0 | 0 | 0 | 0 | 0 | 0 | 0 | 0
F3_Commercial_Small Retail_New_Refrigeration_Electric_Walk-in Refrigerator/Freezer_E9 | F3 | Commercial | Small Retail | New | Refrigeration | Electric | Walk-in Refrigerator/Freezer | E9 | PACT BC Ratio | 0 | 0 | 0 | 0 | 0 | 0 | 0 | 0 | 0 | 0 | 0 | 0 | 0 | 0 | 0 | 0 | 0 | 0 | 0 | 0 | 0 | 0 | 0 | 0 | 0 | 0 | 0 | 0 | 0 | 0
F3_Commercial_Small Retail_New_Refrigeration_Electric_Walk-in Refrigerator/Freezer_E10 | F3 | Commercial | Small Retail | New | Refrigeration | Electric | Walk-in Refrigerator/Freezer | E10 | PACT BC Ratio | 0 | 0 | 0 | 0 | 0 | 0 | 0 | 0 | 0 | 0 | 0 | 0 | 0 | 0 | 0 | 0 | 0 | 0 | 0 | 0 | 0 | 0 | 0 | 0 | 0 | 0 | 0 | 0 | 0 | 0
F4_Commercial_Small Retail_New_Refrigeration_Electric_Walk-in Refrigerator/Freezer_E1 | F4 | Commercial | Small Retail | New | Refrigeration | Electric | Walk-in Refrigerator/Freezer | E1 | RVT BC Ratio | 0 | 0 | 0 | 0 | 0 | 0 | 0 | 0 | 0 | 0 | 0 | 0 | 0 | 0 | 0 | 0 | 0 | 0 | 0 | 0 | 0 | 0 | 0 | 0 | 0 | 0 | 0 | 0 | 0 | 0
F4_Commercial_Small Retail_New_Refrigeration_Electric_Walk-in Refrigerator/Freezer_E2 | F4 | Commercial | Small Retail | New | Refrigeration | Electric | Walk-in Refrigerator/Freezer | E2 | RVT BC Ratio | 0 | 0 | 0 | 0 | 0 | 0 | 0 | 0 | 0 | 0 | 0 | 0 | 0 | 0 | 0 | 0 | 0 | 0 | 0 | 0 | 0 | 0 | 0 | 0 | 0 | 0 | 0 | 0 | 0 | 0
F4_Commercial_Small Retail_New_Refrigeration_Electric_Walk-in Refrigerator/Freezer_E3 | F4 | Commercial | Small Retail | New | Refrigeration | Electric | Walk-in Refrigerator/Freezer | E3 | RVT BC Ratio | 0 | 0 | 0 | 0 | 0 | 0 | 0 | 0 | 0 | 0 | 0 | 0 | 0 | 0 | 0 | 0 | 0 | 0 | 0 | 0 | 0 | 0 | 0 | 0 | 0 | 0 | 0 | 0 | 0 | 0
F4_Commercial_Small Retail_New_Refrigeration_Electric_Walk-in Refrigerator/Freezer_E4 | F4 | Commercial | Small Retail | New | Refrigeration | Electric | Walk-in Refrigerator/Freezer | E4 | RVT BC Ratio | 0 | 0 | 0 | 0 | 0 | 0 | 0 | 0 | 0 | 0 | 0 | 0 | 0 | 0 | 0 | 0 | 0 | 0 | 0 | 0 | 0 | 0 | 0 | 0 | 0 | 0 | 0 | 0 | 0 | 0
F4_Commercial_Small Retail_New_Refrigeration_Electric_Walk-in Refrigerator/Freezer_E5 | F4 | Commercial | Small Retail | New | Refrigeration | Electric | Walk-in Refrigerator/Freezer | E5 | RVT BC Ratio | 0 | 0 | 0 | 0 | 0 | 0 | 0 | 0 | 0 | 0 | 0 | 0 | 0 | 0 | 0 | 0 | 0 | 0 | 0 | 0 | 0 | 0 | 0 | 0 | 0 | 0 | 0 | 0 | 0 | 0
F4_Commercial_Small Retail_New_Refrigeration_Electric_Walk-in Refrigerator/Freezer_E6 | F4 | Commercial | Small Retail | New | Refrigeration | Electric | Walk-in Refrigerator/Freezer | E6 | RVT BC Ratio | 0 | 0 | 0 | 0 | 0 | 0 | 0 | 0 | 0 | 0 | 0 | 0 | 0 | 0 | 0 | 0 | 0 | 0 | 0 | 0 | 0 | 0 | 0 | 0 | 0 | 0 | 0 | 0 | 0 | 0
F4_Commercial_Small Retail_New_Refrigeration_Electric_Walk-in Refrigerator/Freezer_E7 | F4 | Commercial | Small Retail | New | Refrigeration | Electric | Walk-in Refrigerator/Freezer | E7 | RVT BC Ratio | 0 | 0 | 0 | 0 | 0 | 0 | 0 | 0 | 0 | 0 | 0 | 0 | 0 | 0 | 0 | 0 | 0 | 0 | 0 | 0 | 0 | 0 | 0 | 0 | 0 | 0 | 0 | 0 | 0 | 0
F4_Commercial_Small Retail_New_Refrigeration_Electric_Walk-in Refrigerator/Freezer_E8 | F4 | Commercial | Small Retail | New | Refrigeration | Electric | Walk-in Refrigerator/Freezer | E8 | RVT BC Ratio | 0 | 0 | 0 | 0 | 0 | 0 | 0 | 0 | 0 | 0 | 0 | 0 | 0 | 0 | 0 | 0 | 0 | 0 | 0 | 0 | 0 | 0 | 0 | 0 | 0 | 0 | 0 | 0 | 0 | 0
F4_Commercial_Small Retail_New_Refrigeration_Electric_Walk-in Refrigerator/Freezer_E9 | F4 | Commercial | Small Retail | New | Refrigeration | Electric | Walk-in Refrigerator/Freezer | E9 | RVT BC Ratio | 0 | 0 | 0 | 0 | 0 | 0 | 0 | 0 | 0 | 0 | 0 | 0 | 0 | 0 | 0 | 0 | 0 | 0 | 0 | 0 | 0 | 0 | 0 | 0 | 0 | 0 | 0 | 0 | 0 | 0
F4_Commercial_Small Retail_New_Refrigeration_Electric_Walk-in Refrigerator/Freezer_E10 | F4 | Commercial | Small Retail | New | Refrigeration | Electric | Walk-in Refrigerator/Freezer | E10 | RVT BC Ratio | 0 | 0 | 0 | 0 | 0 | 0 | 0 | 0 | 0 | 0 | 0 | 0 | 0 | 0 | 0 | 0 | 0 | 0 | 0 | 0 | 0 | 0 | 0 | 0 | 0 | 0 | 0 | 0 | 0 | 0
F5_Commercial_Small Retail_New_Refrigeration_Electric_Walk-in Refrigerator/Freezer_E1 | F5 | Commercial | Small Retail | New | Refrigeration | Electric | Walk-in Refrigerator/Freezer | E1 | RIM BC Ratio | 0 | 0 | 0 | 0 | 0 | 0 | 0 | 0 | 0 | 0 | 0 | 0 | 0 | 0 | 0 | 0 | 0 | 0 | 0 | 0 | 0 | 0 | 0 | 0 | 0 | 0 | 0 | 0 | 0 | 0
F5_Commercial_Small Retail_New_Refrigeration_Electric_Walk-in Refrigerator/Freezer_E2 | F5 | Commercial | Small Retail | New | Refrigeration | Electric | Walk-in Refrigerator/Freezer | E2 | RIM BC Ratio | 0 | 0 | 0 | 0 | 0 | 0 | 0 | 0 | 0 | 0 | 0 | 0 | 0 | 0 | 0 | 0 | 0 | 0 | 0 | 0 | 0 | 0 | 0 | 0 | 0 | 0 | 0 | 0 | 0 | 0
F5_Commercial_Small Retail_New_Refrigeration_Electric_Walk-in Refrigerator/Freezer_E3 | F5 | Commercial | Small Retail | New | Refrigeration | Electric | Walk-in Refrigerator/Freezer | E3 | RIM BC Ratio | 0 | 0 | 0 | 0 | 0 | 0 | 0 | 0 | 0 | 0 | 0 | 0 | 0 | 0 | 0 | 0 | 0 | 0 | 0 | 0 | 0 | 0 | 0 | 0 | 0 | 0 | 0 | 0 | 0 | 0
F5_Commercial_Small Retail_New_Refrigeration_Electric_Walk-in Refrigerator/Freezer_E4 | F5 | Commercial | Small Retail | New | Refrigeration | Electric | Walk-in Refrigerator/Freezer | E4 | RIM BC Ratio | 0 | 0 | 0 | 0 | 0 | 0 | 0 | 0 | 0 | 0 | 0 | 0 | 0 | 0 | 0 | 0 | 0 | 0 | 0 | 0 | 0 | 0 | 0 | 0 | 0 | 0 | 0 | 0 | 0 | 0
F5_Commercial_Small Retail_New_Refrigeration_Electric_Walk-in Refrigerator/Freezer_E5 | F5 | Commercial | Small Retail | New | Refrigeration | Electric | Walk-in Refrigerator/Freezer | E5 | RIM BC Ratio | 0 | 0 | 0 | 0 | 0 | 0 | 0 | 0 | 0 | 0 | 0 | 0 | 0 | 0 | 0 | 0 | 0 | 0 | 0 | 0 | 0 | 0 | 0 | 0 | 0 | 0 | 0 | 0 | 0 | 0
F5_Commercial_Small Retail_New_Refrigeration_Electric_Walk-in Refrigerator/Freezer_E6 | F5 | Commercial | Small Retail | New | Refrigeration | Electric | Walk-in Refrigerator/Freezer | E6 | RIM BC Ratio | 0 | 0 | 0 | 0 | 0 | 0 | 0 | 0 | 0 | 0 | 0 | 0 | 0 | 0 | 0 | 0 | 0 | 0 | 0 | 0 | 0 | 0 | 0 | 0 | 0 | 0 | 0 | 0 | 0 | 0
F5_Commercial_Small Retail_New_Refrigeration_Electric_Walk-in Refrigerator/Freezer_E7 | F5 | Commercial | Small Retail | New | Refrigeration | Electric | Walk-in Refrigerator/Freezer | E7 | RIM BC Ratio | 0 | 0 | 0 | 0 | 0 | 0 | 0 | 0 | 0 | 0 | 0 | 0 | 0 | 0 | 0 | 0 | 0 | 0 | 0 | 0 | 0 | 0 | 0 | 0 | 0 | 0 | 0 | 0 | 0 | 0
F5_Commercial_Small Retail_New_Refrigeration_Electric_Walk-in Refrigerator/Freezer_E8 | F5 | Commercial | Small Retail | New | Refrigeration | Electric | Walk-in Refrigerator/Freezer | E8 | RIM BC Ratio | 0 | 0 | 0 | 0 | 0 | 0 | 0 | 0 | 0 | 0 | 0 | 0 | 0 | 0 | 0 | 0 | 0 | 0 | 0 | 0 | 0 | 0 | 0 | 0 | 0 | 0 | 0 | 0 | 0 | 0
F5_Commercial_Small Retail_New_Refrigeration_Electric_Walk-in Refrigerator/Freezer_E9 | F5 | Commercial | Small Retail | New | Refrigeration | Electric | Walk-in Refrigerator/Freezer | E9 | RIM BC Ratio | 0 | 0 | 0 | 0 | 0 | 0 | 0 | 0 | 0 | 0 | 0 | 0 | 0 | 0 | 0 | 0 | 0 | 0 | 0 | 0 | 0 | 0 | 0 | 0 | 0 | 0 | 0 | 0 | 0 | 0
F5_Commercial_Small Retail_New_Refrigeration_Electric_Walk-in Refrigerator/Freezer_E10 | F5 | Commercial | Small Retail | New | Refrigeration | Electric | Walk-in Refrigerator/Freezer | E10 | RIM BC Ratio | 0 | 0 | 0 | 0 | 0 | 0 | 0 | 0 | 0 | 0 | 0 | 0 | 0 | 0 | 0 | 0 | 0 | 0 | 0 | 0 | 0 | 0 | 0 | 0 | 0 | 0 | 0 | 0 | 0 | 0
F0_Commercial_Small Retail_New_Refrigeration_Electric_Reach-in Refrigerator/Freezer_E0 | F0 | Commercial | Small Retail | New | Refrigeration | Electric | Reach-in Refrigerator/Freezer | E0 | Economic Unit | 0 | 0 | 0 | 0 | 0 | 0 | 0 | 0 | 0 | 0 | 0 | 0 | 0 | 0 | 0 | 0 | 0 | 0 | 0 | 0 | 0 | 0 | 0 | 0 | 0 | 0 | 0 | 0 | 0 | 0
F1_Commercial_Small Retail_New_Refrigeration_Electric_Reach-in Refrigerator/Freezer_E1 | F1 | Commercial | Small Retail | New | Refrigeration | Electric | Reach-in Refrigerator/Freezer | E1 | CCE | 0 | 0 | 0 | 0 | 0 | 0 | 0 | 0 | 0 | 0 | 0 | 0 | 0 | 0 | 0 | 0 | 0 | 0 | 0 | 0 | 0 | 0 | 0 | 0 | 0 | 0 | 0 | 0 | 0 | 0
F1_Commercial_Small Retail_New_Refrigeration_Electric_Reach-in Refrigerator/Freezer_E2 | F1 | Commercial | Small Retail | New | Refrigeration | Electric | Reach-in Refrigerator/Freezer | E2 | CCE | 0 | 0 | 0 | 0 | 0 | 0 | 0 | 0 | 0 | 0 | 0 | 0 | 0 | 0 | 0 | 0 | 0 | 0 | 0 | 0 | 0 | 0 | 0 | 0 | 0 | 0 | 0 | 0 | 0 | 0
F1_Commercial_Small Retail_New_Refrigeration_Electric_Reach-in Refrigerator/Freezer_E3 | F1 | Commercial | Small Retail | New | Refrigeration | Electric | Reach-in Refrigerator/Freezer | E3 | CCE | 0 | 0 | 0 | 0 | 0 | 0 | 0 | 0 | 0 | 0 | 0 | 0 | 0 | 0 | 0 | 0 | 0 | 0 | 0 | 0 | 0 | 0 | 0 | 0 | 0 | 0 | 0 | 0 | 0 | 0
F1_Commercial_Small Retail_New_Refrigeration_Electric_Reach-in Refrigerator/Freezer_E4 | F1 | Commercial | Small Retail | New | Refrigeration | Electric | Reach-in Refrigerator/Freezer | E4 | CCE | 0 | 0 | 0 | 0 | 0 | 0 | 0 | 0 | 0 | 0 | 0 | 0 | 0 | 0 | 0 | 0 | 0 | 0 | 0 | 0 | 0 | 0 | 0 | 0 | 0 | 0 | 0 | 0 | 0 | 0
F1_Commercial_Small Retail_New_Refrigeration_Electric_Reach-in Refrigerator/Freezer_E5 | F1 | Commercial | Small Retail | New | Refrigeration | Electric | Reach-in Refrigerator/Freezer | E5 | CCE | 0 | 0 | 0 | 0 | 0 | 0 | 0 | 0 | 0 | 0 | 0 | 0 | 0 | 0 | 0 | 0 | 0 | 0 | 0 | 0 | 0 | 0 | 0 | 0 | 0 | 0 | 0 | 0 | 0 | 0
F1_Commercial_Small Retail_New_Refrigeration_Electric_Reach-in Refrigerator/Freezer_E6 | F1 | Commercial | Small Retail | New | Refrigeration | Electric | Reach-in Refrigerator/Freezer | E6 | CCE | 0 | 0 | 0 | 0 | 0 | 0 | 0 | 0 | 0 | 0 | 0 | 0 | 0 | 0 | 0 | 0 | 0 | 0 | 0 | 0 | 0 | 0 | 0 | 0 | 0 | 0 | 0 | 0 | 0 | 0
F1_Commercial_Small Retail_New_Refrigeration_Electric_Reach-in Refrigerator/Freezer_E7 | F1 | Commercial | Small Retail | New | Refrigeration | Electric | Reach-in Refrigerator/Freezer | E7 | CCE | 0 | 0 | 0 | 0 | 0 | 0 | 0 | 0 | 0 | 0 | 0 | 0 | 0 | 0 | 0 | 0 | 0 | 0 | 0 | 0 | 0 | 0 | 0 | 0 | 0 | 0 | 0 | 0 | 0 | 0
F1_Commercial_Small Retail_New_Refrigeration_Electric_Reach-in Refrigerator/Freezer_E8 | F1 | Commercial | Small Retail | New | Refrigeration | Electric | Reach-in Refrigerator/Freezer | E8 | CCE | 0 | 0 | 0 | 0 | 0 | 0 | 0 | 0 | 0 | 0 | 0 | 0 | 0 | 0 | 0 | 0 | 0 | 0 | 0 | 0 | 0 | 0 | 0 | 0 | 0 | 0 | 0 | 0 | 0 | 0
F1_Commercial_Small Retail_New_Refrigeration_Electric_Reach-in Refrigerator/Freezer_E9 | F1 | Commercial | Small Retail | New | Refrigeration | Electric | Reach-in Refrigerator/Freezer | E9 | CCE | 0 | 0 | 0 | 0 | 0 | 0 | 0 | 0 | 0 | 0 | 0 | 0 | 0 | 0 | 0 | 0 | 0 | 0 | 0 | 0 | 0 | 0 | 0 | 0 | 0 | 0 | 0 | 0 | 0 | 0
F1_Commercial_Small Retail_New_Refrigeration_Electric_Reach-in Refrigerator/Freezer_E10 | F1 | Commercial | Small Retail | New | Refrigeration | Electric | Reach-in Refrigerator/Freezer | E10 | CCE | 0 | 0 | 0 | 0 | 0 | 0 | 0 | 0 | 0 | 0 | 0 | 0 | 0 | 0 | 0 | 0 | 0 | 0 | 0 | 0 | 0 | 0 | 0 | 0 | 0 | 0 | 0 | 0 | 0 | 0
F2_Commercial_Small Retail_New_Refrigeration_Electric_Reach-in Refrigerator/Freezer_E1 | F2 | Commercial | Small Retail | New | Refrigeration | Electric | Reach-in Refrigerator/Freezer | E1 | TRC BC Ratio | 0 | 0 | 0 | 0 | 0 | 0 | 0 | 0 | 0 | 0 | 0 | 0 | 0 | 0 | 0 | 0 | 0 | 0 | 0 | 0 | 0 | 0 | 0 | 0 | 0 | 0 | 0 | 0 | 0 | 0
F2_Commercial_Small Retail_New_Refrigeration_Electric_Reach-in Refrigerator/Freezer_E2 | F2 | Commercial | Small Retail | New | Refrigeration | Electric | Reach-in Refrigerator/Freezer | E2 | TRC BC Ratio | 0 | 0 | 0 | 0 | 0 | 0 | 0 | 0 | 0 | 0 | 0 | 0 | 0 | 0 | 0 | 0 | 0 | 0 | 0 | 0 | 0 | 0 | 0 | 0 | 0 | 0 | 0 | 0 | 0 | 0
F2_Commercial_Small Retail_New_Refrigeration_Electric_Reach-in Refrigerator/Freezer_E3 | F2 | Commercial | Small Retail | New | Refrigeration | Electric | Reach-in Refrigerator/Freezer | E3 | TRC BC Ratio | 0 | 0 | 0 | 0 | 0 | 0 | 0 | 0 | 0 | 0 | 0 | 0 | 0 | 0 | 0 | 0 | 0 | 0 | 0 | 0 | 0 | 0 | 0 | 0 | 0 | 0 | 0 | 0 | 0 | 0
F2_Commercial_Small Retail_New_Refrigeration_Electric_Reach-in Refrigerator/Freezer_E4 | F2 | Commercial | Small Retail | New | Refrigeration | Electric | Reach-in Refrigerator/Freezer | E4 | TRC BC Ratio | 0 | 0 | 0 | 0 | 0 | 0 | 0 | 0 | 0 | 0 | 0 | 0 | 0 | 0 | 0 | 0 | 0 | 0 | 0 | 0 | 0 | 0 | 0 | 0 | 0 | 0 | 0 | 0 | 0 | 0
F2_Commercial_Small Retail_New_Refrigeration_Electric_Reach-in Refrigerator/Freezer_E5 | F2 | Commercial | Small Retail | New | Refrigeration | Electric | Reach-in Refrigerator/Freezer | E5 | TRC BC Ratio | 0 | 0 | 0 | 0 | 0 | 0 | 0 | 0 | 0 | 0 | 0 | 0 | 0 | 0 | 0 | 0 | 0 | 0 | 0 | 0 | 0 | 0 | 0 | 0 | 0 | 0 | 0 | 0 | 0 | 0
F2_Commercial_Small Retail_New_Refrigeration_Electric_Reach-in Refrigerator/Freezer_E6 | F2 | Commercial | Small Retail | New | Refrigeration | Electric | Reach-in Refrigerator/Freezer | E6 | TRC BC Ratio | 0 | 0 | 0 | 0 | 0 | 0 | 0 | 0 | 0 | 0 | 0 | 0 | 0 | 0 | 0 | 0 | 0 | 0 | 0 | 0 | 0 | 0 | 0 | 0 | 0 | 0 | 0 | 0 | 0 | 0
F2_Commercial_Small Retail_New_Refrigeration_Electric_Reach-in Refrigerator/Freezer_E7 | F2 | Commercial | Small Retail | New | Refrigeration | Electric | Reach-in Refrigerator/Freezer | E7 | TRC BC Ratio | 0 | 0 | 0 | 0 | 0 | 0 | 0 | 0 | 0 | 0 | 0 | 0 | 0 | 0 | 0 | 0 | 0 | 0 | 0 | 0 | 0 | 0 | 0 | 0 | 0 | 0 | 0 | 0 | 0 | 0
F2_Commercial_Small Retail_New_Refrigeration_Electric_Reach-in Refrigerator/Freezer_E8 | F2 | Commercial | Small Retail | New | Refrigeration | Electric | Reach-in Refrigerator/Freezer | E8 | TRC BC Ratio | 0 | 0 | 0 | 0 | 0 | 0 | 0 | 0 | 0 | 0 | 0 | 0 | 0 | 0 | 0 | 0 | 0 | 0 | 0 | 0 | 0 | 0 | 0 | 0 | 0 | 0 | 0 | 0 | 0 | 0
F2_Commercial_Small Retail_New_Refrigeration_Electric_Reach-in Refrigerator/Freezer_E9 | F2 | Commercial | Small Retail | New | Refrigeration | Electric | Reach-in Refrigerator/Freezer | E9 | TRC BC Ratio | 0 | 0 | 0 | 0 | 0 | 0 | 0 | 0 | 0 | 0 | 0 | 0 | 0 | 0 | 0 | 0 | 0 | 0 | 0 | 0 | 0 | 0 | 0 | 0 | 0 | 0 | 0 | 0 | 0 | 0
F2_Commercial_Small Retail_New_Refrigeration_Electric_Reach-in Refrigerator/Freezer_E10 | F2 | Commercial | Small Retail | New | Refrigeration | Electric | Reach-in Refrigerator/Freezer | E10 | TRC BC Ratio | 0 | 0 | 0 | 0 | 0 | 0 | 0 | 0 | 0 | 0 | 0 | 0 | 0 | 0 | 0 | 0 | 0 | 0 | 0 | 0 | 0 | 0 | 0 | 0 | 0 | 0 | 0 | 0 | 0 | 0
F3_Commercial_Small Retail_New_Refrigeration_Electric_Reach-in Refrigerator/Freezer_E1 | F3 | Commercial | Small Retail | New | Refrigeration | Electric | Reach-in Refrigerator/Freezer | E1 | PACT BC Ratio | 0 | 0 | 0 | 0 | 0 | 0 | 0 | 0 | 0 | 0 | 0 | 0 | 0 | 0 | 0 | 0 | 0 | 0 | 0 | 0 | 0 | 0 | 0 | 0 | 0 | 0 | 0 | 0 | 0 | 0
F3_Commercial_Small Retail_New_Refrigeration_Electric_Reach-in Refrigerator/Freezer_E2 | F3 | Commercial | Small Retail | New | Refrigeration | Electric | Reach-in Refrigerator/Freezer | E2 | PACT BC Ratio | 0 | 0 | 0 | 0 | 0 | 0 | 0 | 0 | 0 | 0 | 0 | 0 | 0 | 0 | 0 | 0 | 0 | 0 | 0 | 0 | 0 | 0 | 0 | 0 | 0 | 0 | 0 | 0 | 0 | 0
F3_Commercial_Small Retail_New_Refrigeration_Electric_Reach-in Refrigerator/Freezer_E3 | F3 | Commercial | Small Retail | New | Refrigeration | Electric | Reach-in Refrigerator/Freezer | E3 | PACT BC Ratio | 0 | 0 | 0 | 0 | 0 | 0 | 0 | 0 | 0 | 0 | 0 | 0 | 0 | 0 | 0 | 0 | 0 | 0 | 0 | 0 | 0 | 0 | 0 | 0 | 0 | 0 | 0 | 0 | 0 | 0
F3_Commercial_Small Retail_New_Refrigeration_Electric_Reach-in Refrigerator/Freezer_E4 | F3 | Commercial | Small Retail | New | Refrigeration | Electric | Reach-in Refrigerator/Freezer | E4 | PACT BC Ratio | 0 | 0 | 0 | 0 | 0 | 0 | 0 | 0 | 0 | 0 | 0 | 0 | 0 | 0 | 0 | 0 | 0 | 0 | 0 | 0 | 0 | 0 | 0 | 0 | 0 | 0 | 0 | 0 | 0 | 0
F3_Commercial_Small Retail_New_Refrigeration_Electric_Reach-in Refrigerator/Freezer_E5 | F3 | Commercial | Small Retail | New | Refrigeration | Electric | Reach-in Refrigerator/Freezer | E5 | PACT BC Ratio | 0 | 0 | 0 | 0 | 0 | 0 | 0 | 0 | 0 | 0 | 0 | 0 | 0 | 0 | 0 | 0 | 0 | 0 | 0 | 0 | 0 | 0 | 0 | 0 | 0 | 0 | 0 | 0 | 0 | 0
F3_Commercial_Small Retail_New_Refrigeration_Electric_Reach-in Refrigerator/Freezer_E6 | F3 | Commercial | Small Retail | New | Refrigeration | Electric | Reach-in Refrigerator/Freezer | E6 | PACT BC Ratio | 0 | 0 | 0 | 0 | 0 | 0 | 0 | 0 | 0 | 0 | 0 | 0 | 0 | 0 | 0 | 0 | 0 | 0 | 0 | 0 | 0 | 0 | 0 | 0 | 0 | 0 | 0 | 0 | 0 | 0
F3_Commercial_Small Retail_New_Refrigeration_Electric_Reach-in Refrigerator/Freezer_E7 | F3 | Commercial | Small Retail | New | Refrigeration | Electric | Reach-in Refrigerator/Freezer | E7 | PACT BC Ratio | 0 | 0 | 0 | 0 | 0 | 0 | 0 | 0 | 0 | 0 | 0 | 0 | 0 | 0 | 0 | 0 | 0 | 0 | 0 | 0 | 0 | 0 | 0 | 0 | 0 | 0 | 0 | 0 | 0 | 0
F3_Commercial_Small Retail_New_Refrigeration_Electric_Reach-in Refrigerator/Freezer_E8 | F3 | Commercial | Small Retail | New | Refrigeration | Electric | Reach-in Refrigerator/Freezer | E8 | PACT BC Ratio | 0 | 0 | 0 | 0 | 0 | 0 | 0 | 0 | 0 | 0 | 0 | 0 | 0 | 0 | 0 | 0 | 0 | 0 | 0 | 0 | 0 | 0 | 0 | 0 | 0 | 0 | 0 | 0 | 0 | 0
F3_Commercial_Small Retail_New_Refrigeration_Electric_Reach-in Refrigerator/Freezer_E9 | F3 | Commercial | Small Retail | New | Refrigeration | Electric | Reach-in Refrigerator/Freezer | E9 | PACT BC Ratio | 0 | 0 | 0 | 0 | 0 | 0 | 0 | 0 | 0 | 0 | 0 | 0 | 0 | 0 | 0 | 0 | 0 | 0 | 0 | 0 | 0 | 0 | 0 | 0 | 0 | 0 | 0 | 0 | 0 | 0
F3_Commercial_Small Retail_New_Refrigeration_Electric_Reach-in Refrigerator/Freezer_E10 | F3 | Commercial | Small Retail | New | Refrigeration | Electric | Reach-in Refrigerator/Freezer | E10 | PACT BC Ratio | 0 | 0 | 0 | 0 | 0 | 0 | 0 | 0 | 0 | 0 | 0 | 0 | 0 | 0 | 0 | 0 | 0 | 0 | 0 | 0 | 0 | 0 | 0 | 0 | 0 | 0 | 0 | 0 | 0 | 0
F4_Commercial_Small Retail_New_Refrigeration_Electric_Reach-in Refrigerator/Freezer_E1 | F4 | Commercial | Small Retail | New | Refrigeration | Electric | Reach-in Refrigerator/Freezer | E1 | RVT BC Ratio | 0 | 0 | 0 | 0 | 0 | 0 | 0 | 0 | 0 | 0 | 0 | 0 | 0 | 0 | 0 | 0 | 0 | 0 | 0 | 0 | 0 | 0 | 0 | 0 | 0 | 0 | 0 | 0 | 0 | 0
F4_Commercial_Small Retail_New_Refrigeration_Electric_Reach-in Refrigerator/Freezer_E2 | F4 | Commercial | Small Retail | New | Refrigeration | Electric | Reach-in Refrigerator/Freezer | E2 | RVT BC Ratio | 0 | 0 | 0 | 0 | 0 | 0 | 0 | 0 | 0 | 0 | 0 | 0 | 0 | 0 | 0 | 0 | 0 | 0 | 0 | 0 | 0 | 0 | 0 | 0 | 0 | 0 | 0 | 0 | 0 | 0
F4_Commercial_Small Retail_New_Refrigeration_Electric_Reach-in Refrigerator/Freezer_E3 | F4 | Commercial | Small Retail | New | Refrigeration | Electric | Reach-in Refrigerator/Freezer | E3 | RVT BC Ratio | 0 | 0 | 0 | 0 | 0 | 0 | 0 | 0 | 0 | 0 | 0 | 0 | 0 | 0 | 0 | 0 | 0 | 0 | 0 | 0 | 0 | 0 | 0 | 0 | 0 | 0 | 0 | 0 | 0 | 0
F4_Commercial_Small Retail_New_Refrigeration_Electric_Reach-in Refrigerator/Freezer_E4 | F4 | Commercial | Small Retail | New | Refrigeration | Electric | Reach-in Refrigerator/Freezer | E4 | RVT BC Ratio | 0 | 0 | 0 | 0 | 0 | 0 | 0 | 0 | 0 | 0 | 0 | 0 | 0 | 0 | 0 | 0 | 0 | 0 | 0 | 0 | 0 | 0 | 0 | 0 | 0 | 0 | 0 | 0 | 0 | 0
F4_Commercial_Small Retail_New_Refrigeration_Electric_Reach-in Refrigerator/Freezer_E5 | F4 | Commercial | Small Retail | New | Refrigeration | Electric | Reach-in Refrigerator/Freezer | E5 | RVT BC Ratio | 0 | 0 | 0 | 0 | 0 | 0 | 0 | 0 | 0 | 0 | 0 | 0 | 0 | 0 | 0 | 0 | 0 | 0 | 0 | 0 | 0 | 0 | 0 | 0 | 0 | 0 | 0 | 0 | 0 | 0
F4_Commercial_Small Retail_New_Refrigeration_Electric_Reach-in Refrigerator/Freezer_E6 | F4 | Commercial | Small Retail | New | Refrigeration | Electric | Reach-in Refrigerator/Freezer | E6 | RVT BC Ratio | 0 | 0 | 0 | 0 | 0 | 0 | 0 | 0 | 0 | 0 | 0 | 0 | 0 | 0 | 0 | 0 | 0 | 0 | 0 | 0 | 0 | 0 | 0 | 0 | 0 | 0 | 0 | 0 | 0 | 0
F4_Commercial_Small Retail_New_Refrigeration_Electric_Reach-in Refrigerator/Freezer_E7 | F4 | Commercial | Small Retail | New | Refrigeration | Electric | Reach-in Refrigerator/Freezer | E7 | RVT BC Ratio | 0 | 0 | 0 | 0 | 0 | 0 | 0 | 0 | 0 | 0 | 0 | 0 | 0 | 0 | 0 | 0 | 0 | 0 | 0 | 0 | 0 | 0 | 0 | 0 | 0 | 0 | 0 | 0 | 0 | 0
F4_Commercial_Small Retail_New_Refrigeration_Electric_Reach-in Refrigerator/Freezer_E8 | F4 | Commercial | Small Retail | New | Refrigeration | Electric | Reach-in Refrigerator/Freezer | E8 | RVT BC Ratio | 0 | 0 | 0 | 0 | 0 | 0 | 0 | 0 | 0 | 0 | 0 | 0 | 0 | 0 | 0 | 0 | 0 | 0 | 0 | 0 | 0 | 0 | 0 | 0 | 0 | 0 | 0 | 0 | 0 | 0
F4_Commercial_Small Retail_New_Refrigeration_Electric_Reach-in Refrigerator/Freezer_E9 | F4 | Commercial | Small Retail | New | Refrigeration | Electric | Reach-in Refrigerator/Freezer | E9 | RVT BC Ratio | 0 | 0 | 0 | 0 | 0 | 0 | 0 | 0 | 0 | 0 | 0 | 0 | 0 | 0 | 0 | 0 | 0 | 0 | 0 | 0 | 0 | 0 | 0 | 0 | 0 | 0 | 0 | 0 | 0 | 0
F4_Commercial_Small Retail_New_Refrigeration_Electric_Reach-in Refrigerator/Freezer_E10 | F4 | Commercial | Small Retail | New | Refrigeration | Electric | Reach-in Refrigerator/Freezer | E10 | RVT BC Ratio | 0 | 0 | 0 | 0 | 0 | 0 | 0 | 0 | 0 | 0 | 0 | 0 | 0 | 0 | 0 | 0 | 0 | 0 | 0 | 0 | 0 | 0 | 0 | 0 | 0 | 0 | 0 | 0 | 0 | 0
F5_Commercial_Small Retail_New_Refrigeration_Electric_Reach-in Refrigerator/Freezer_E1 | F5 | Commercial | Small Retail | New | Refrigeration | Electric | Reach-in Refrigerator/Freezer | E1 | RIM BC Ratio | 0 | 0 | 0 | 0 | 0 | 0 | 0 | 0 | 0 | 0 | 0 | 0 | 0 | 0 | 0 | 0 | 0 | 0 | 0 | 0 | 0 | 0 | 0 | 0 | 0 | 0 | 0 | 0 | 0 | 0
F5_Commercial_Small Retail_New_Refrigeration_Electric_Reach-in Refrigerator/Freezer_E2 | F5 | Commercial | Small Retail | New | Refrigeration | Electric | Reach-in Refrigerator/Freezer | E2 | RIM BC Ratio | 0 | 0 | 0 | 0 | 0 | 0 | 0 | 0 | 0 | 0 | 0 | 0 | 0 | 0 | 0 | 0 | 0 | 0 | 0 | 0 | 0 | 0 | 0 | 0 | 0 | 0 | 0 | 0 | 0 | 0
F5_Commercial_Small Retail_New_Refrigeration_Electric_Reach-in Refrigerator/Freezer_E3 | F5 | Commercial | Small Retail | New | Refrigeration | Electric | Reach-in Refrigerator/Freezer | E3 | RIM BC Ratio | 0 | 0 | 0 | 0 | 0 | 0 | 0 | 0 | 0 | 0 | 0 | 0 | 0 | 0 | 0 | 0 | 0 | 0 | 0 | 0 | 0 | 0 | 0 | 0 | 0 | 0 | 0 | 0 | 0 | 0
F5_Commercial_Small Retail_New_Refrigeration_Electric_Reach-in Refrigerator/Freezer_E4 | F5 | Commercial | Small Retail | New | Refrigeration | Electric | Reach-in Refrigerator/Freezer | E4 | RIM BC Ratio | 0 | 0 | 0 | 0 | 0 | 0 | 0 | 0 | 0 | 0 | 0 | 0 | 0 | 0 | 0 | 0 | 0 | 0 | 0 | 0 | 0 | 0 | 0 | 0 | 0 | 0 | 0 | 0 | 0 | 0
F5_Commercial_Small Retail_New_Refrigeration_Electric_Reach-in Refrigerator/Freezer_E5 | F5 | Commercial | Small Retail | New | Refrigeration | Electric | Reach-in Refrigerator/Freezer | E5 | RIM BC Ratio | 0 | 0 | 0 | 0 | 0 | 0 | 0 | 0 | 0 | 0 | 0 | 0 | 0 | 0 | 0 | 0 | 0 | 0 | 0 | 0 | 0 | 0 | 0 | 0 | 0 | 0 | 0 | 0 | 0 | 0
F5_Commercial_Small Retail_New_Refrigeration_Electric_Reach-in Refrigerator/Freezer_E6 | F5 | Commercial | Small Retail | New | Refrigeration | Electric | Reach-in Refrigerator/Freezer | E6 | RIM BC Ratio | 0 | 0 | 0 | 0 | 0 | 0 | 0 | 0 | 0 | 0 | 0 | 0 | 0 | 0 | 0 | 0 | 0 | 0 | 0 | 0 | 0 | 0 | 0 | 0 | 0 | 0 | 0 | 0 | 0 | 0
F5_Commercial_Small Retail_New_Refrigeration_Electric_Reach-in Refrigerator/Freezer_E7 | F5 | Commercial | Small Retail | New | Refrigeration | Electric | Reach-in Refrigerator/Freezer | E7 | RIM BC Ratio | 0 | 0 | 0 | 0 | 0 | 0 | 0 | 0 | 0 | 0 | 0 | 0 | 0 | 0 | 0 | 0 | 0 | 0 | 0 | 0 | 0 | 0 | 0 | 0 | 0 | 0 | 0 | 0 | 0 | 0
F5_Commercial_Small Retail_New_Refrigeration_Electric_Reach-in Refrigerator/Freezer_E8 | F5 | Commercial | Small Retail | New | Refrigeration | Electric | Reach-in Refrigerator/Freezer | E8 | RIM BC Ratio | 0 | 0 | 0 | 0 | 0 | 0 | 0 | 0 | 0 | 0 | 0 | 0 | 0 | 0 | 0 | 0 | 0 | 0 | 0 | 0 | 0 | 0 | 0 | 0 | 0 | 0 | 0 | 0 | 0 | 0
F5_Commercial_Small Retail_New_Refrigeration_Electric_Reach-in Refrigerator/Freezer_E9 | F5 | Commercial | Small Retail | New | Refrigeration | Electric | Reach-in Refrigerator/Freezer | E9 | RIM BC Ratio | 0 | 0 | 0 | 0 | 0 | 0 | 0 | 0 | 0 | 0 | 0 | 0 | 0 | 0 | 0 | 0 | 0 | 0 | 0 | 0 | 0 | 0 | 0 | 0 | 0 | 0 | 0 | 0 | 0 | 0
F5_Commercial_Small Retail_New_Refrigeration_Electric_Reach-in Refrigerator/Freezer_E10 | F5 | Commercial | Small Retail | New | Refrigeration | Electric | Reach-in Refrigerator/Freezer | E10 | RIM BC Ratio | 0 | 0 | 0 | 0 | 0 | 0 | 0 | 0 | 0 | 0 | 0 | 0 | 0 | 0 | 0 | 0 | 0 | 0 | 0 | 0 | 0 | 0 | 0 | 0 | 0 | 0 | 0 | 0 | 0 | 0
F0_Commercial_Small Retail_New_Refrigeration_Electric_Glass Door Display_E0 | F0 | Commercial | Small Retail | New | Refrigeration | Electric | Glass Door Display | E0 | Economic Unit | 0 | 0 | 0 | 0 | 0 | 0 | 0 | 0 | 0 | 0 | 0 | 0 | 0 | 0 | 0 | 0 | 0 | 0 | 0 | 0 | 0 | 0 | 0 | 0 | 0 | 0 | 0 | 0 | 0 | 0
F1_Commercial_Small Retail_New_Refrigeration_Electric_Glass Door Display_E1 | F1 | Commercial | Small Retail | New | Refrigeration | Electric | Glass Door Display | E1 | CCE | 0 | 0 | 0 | 0 | 0 | 0 | 0 | 0 | 0 | 0 | 0 | 0 | 0 | 0 | 0 | 0 | 0 | 0 | 0 | 0 | 0 | 0 | 0 | 0 | 0 | 0 | 0 | 0 | 0 | 0
F1_Commercial_Small Retail_New_Refrigeration_Electric_Glass Door Display_E2 | F1 | Commercial | Small Retail | New | Refrigeration | Electric | Glass Door Display | E2 | CCE | 0 | 0 | 0 | 0 | 0 | 0 | 0 | 0 | 0 | 0 | 0 | 0 | 0 | 0 | 0 | 0 | 0 | 0 | 0 | 0 | 0 | 0 | 0 | 0 | 0 | 0 | 0 | 0 | 0 | 0
F1_Commercial_Small Retail_New_Refrigeration_Electric_Glass Door Display_E3 | F1 | Commercial | Small Retail | New | Refrigeration | Electric | Glass Door Display | E3 | CCE | 0 | 0 | 0 | 0 | 0 | 0 | 0 | 0 | 0 | 0 | 0 | 0 | 0 | 0 | 0 | 0 | 0 | 0 | 0 | 0 | 0 | 0 | 0 | 0 | 0 | 0 | 0 | 0 | 0 | 0
F1_Commercial_Small Retail_New_Refrigeration_Electric_Glass Door Display_E4 | F1 | Commercial | Small Retail | New | Refrigeration | Electric | Glass Door Display | E4 | CCE | 0 | 0 | 0 | 0 | 0 | 0 | 0 | 0 | 0 | 0 | 0 | 0 | 0 | 0 | 0 | 0 | 0 | 0 | 0 | 0 | 0 | 0 | 0 | 0 | 0 | 0 | 0 | 0 | 0 | 0
F1_Commercial_Small Retail_New_Refrigeration_Electric_Glass Door Display_E5 | F1 | Commercial | Small Retail | New | Refrigeration | Electric | Glass Door Display | E5 | CCE | 0 | 0 | 0 | 0 | 0 | 0 | 0 | 0 | 0 | 0 | 0 | 0 | 0 | 0 | 0 | 0 | 0 | 0 | 0 | 0 | 0 | 0 | 0 | 0 | 0 | 0 | 0 | 0 | 0 | 0
F1_Commercial_Small Retail_New_Refrigeration_Electric_Glass Door Display_E6 | F1 | Commercial | Small Retail | New | Refrigeration | Electric | Glass Door Display | E6 | CCE | 0 | 0 | 0 | 0 | 0 | 0 | 0 | 0 | 0 | 0 | 0 | 0 | 0 | 0 | 0 | 0 | 0 | 0 | 0 | 0 | 0 | 0 | 0 | 0 | 0 | 0 | 0 | 0 | 0 | 0
F1_Commercial_Small Retail_New_Refrigeration_Electric_Glass Door Display_E7 | F1 | Commercial | Small Retail | New | Refrigeration | Electric | Glass Door Display | E7 | CCE | 0 | 0 | 0 | 0 | 0 | 0 | 0 | 0 | 0 | 0 | 0 | 0 | 0 | 0 | 0 | 0 | 0 | 0 | 0 | 0 | 0 | 0 | 0 | 0 | 0 | 0 | 0 | 0 | 0 | 0
F1_Commercial_Small Retail_New_Refrigeration_Electric_Glass Door Display_E8 | F1 | Commercial | Small Retail | New | Refrigeration | Electric | Glass Door Display | E8 | CCE | 0 | 0 | 0 | 0 | 0 | 0 | 0 | 0 | 0 | 0 | 0 | 0 | 0 | 0 | 0 | 0 | 0 | 0 | 0 | 0 | 0 | 0 | 0 | 0 | 0 | 0 | 0 | 0 | 0 | 0
F1_Commercial_Small Retail_New_Refrigeration_Electric_Glass Door Display_E9 | F1 | Commercial | Small Retail | New | Refrigeration | Electric | Glass Door Display | E9 | CCE | 0 | 0 | 0 | 0 | 0 | 0 | 0 | 0 | 0 | 0 | 0 | 0 | 0 | 0 | 0 | 0 | 0 | 0 | 0 | 0 | 0 | 0 | 0 | 0 | 0 | 0 | 0 | 0 | 0 | 0
F1_Commercial_Small Retail_New_Refrigeration_Electric_Glass Door Display_E10 | F1 | Commercial | Small Retail | New | Refrigeration | Electric | Glass Door Display | E10 | CCE | 0 | 0 | 0 | 0 | 0 | 0 | 0 | 0 | 0 | 0 | 0 | 0 | 0 | 0 | 0 | 0 | 0 | 0 | 0 | 0 | 0 | 0 | 0 | 0 | 0 | 0 | 0 | 0 | 0 | 0
F2_Commercial_Small Retail_New_Refrigeration_Electric_Glass Door Display_E1 | F2 | Commercial | Small Retail | New | Refrigeration | Electric | Glass Door Display | E1 | TRC BC Ratio | 0 | 0 | 0 | 0 | 0 | 0 | 0 | 0 | 0 | 0 | 0 | 0 | 0 | 0 | 0 | 0 | 0 | 0 | 0 | 0 | 0 | 0 | 0 | 0 | 0 | 0 | 0 | 0 | 0 | 0
F2_Commercial_Small Retail_New_Refrigeration_Electric_Glass Door Display_E2 | F2 | Commercial | Small Retail | New | Refrigeration | Electric | Glass Door Display | E2 | TRC BC Ratio | 0 | 0 | 0 | 0 | 0 | 0 | 0 | 0 | 0 | 0 | 0 | 0 | 0 | 0 | 0 | 0 | 0 | 0 | 0 | 0 | 0 | 0 | 0 | 0 | 0 | 0 | 0 | 0 | 0 | 0
F2_Commercial_Small Retail_New_Refrigeration_Electric_Glass Door Display_E3 | F2 | Commercial | Small Retail | New | Refrigeration | Electric | Glass Door Display | E3 | TRC BC Ratio | 0 | 0 | 0 | 0 | 0 | 0 | 0 | 0 | 0 | 0 | 0 | 0 | 0 | 0 | 0 | 0 | 0 | 0 | 0 | 0 | 0 | 0 | 0 | 0 | 0 | 0 | 0 | 0 | 0 | 0
F2_Commercial_Small Retail_New_Refrigeration_Electric_Glass Door Display_E4 | F2 | Commercial | Small Retail | New | Refrigeration | Electric | Glass Door Display | E4 | TRC BC Ratio | 0 | 0 | 0 | 0 | 0 | 0 | 0 | 0 | 0 | 0 | 0 | 0 | 0 | 0 | 0 | 0 | 0 | 0 | 0 | 0 | 0 | 0 | 0 | 0 | 0 | 0 | 0 | 0 | 0 | 0
F2_Commercial_Small Retail_New_Refrigeration_Electric_Glass Door Display_E5 | F2 | Commercial | Small Retail | New | Refrigeration | Electric | Glass Door Display | E5 | TRC BC Ratio | 0 | 0 | 0 | 0 | 0 | 0 | 0 | 0 | 0 | 0 | 0 | 0 | 0 | 0 | 0 | 0 | 0 | 0 | 0 | 0 | 0 | 0 | 0 | 0 | 0 | 0 | 0 | 0 | 0 | 0
F2_Commercial_Small Retail_New_Refrigeration_Electric_Glass Door Display_E6 | F2 | Commercial | Small Retail | New | Refrigeration | Electric | Glass Door Display | E6 | TRC BC Ratio | 0 | 0 | 0 | 0 | 0 | 0 | 0 | 0 | 0 | 0 | 0 | 0 | 0 | 0 | 0 | 0 | 0 | 0 | 0 | 0 | 0 | 0 | 0 | 0 | 0 | 0 | 0 | 0 | 0 | 0
F2_Commercial_Small Retail_New_Refrigeration_Electric_Glass Door Display_E7 | F2 | Commercial | Small Retail | New | Refrigeration | Electric | Glass Door Display | E7 | TRC BC Ratio | 0 | 0 | 0 | 0 | 0 | 0 | 0 | 0 | 0 | 0 | 0 | 0 | 0 | 0 | 0 | 0 | 0 | 0 | 0 | 0 | 0 | 0 | 0 | 0 | 0 | 0 | 0 | 0 | 0 | 0
F2_Commercial_Small Retail_New_Refrigeration_Electric_Glass Door Display_E8 | F2 | Commercial | Small Retail | New | Refrigeration | Electric | Glass Door Display | E8 | TRC BC Ratio | 0 | 0 | 0 | 0 | 0 | 0 | 0 | 0 | 0 | 0 | 0 | 0 | 0 | 0 | 0 | 0 | 0 | 0 | 0 | 0 | 0 | 0 | 0 | 0 | 0 | 0 | 0 | 0 | 0 | 0
F2_Commercial_Small Retail_New_Refrigeration_Electric_Glass Door Display_E9 | F2 | Commercial | Small Retail | New | Refrigeration | Electric | Glass Door Display | E9 | TRC BC Ratio | 0 | 0 | 0 | 0 | 0 | 0 | 0 | 0 | 0 | 0 | 0 | 0 | 0 | 0 | 0 | 0 | 0 | 0 | 0 | 0 | 0 | 0 | 0 | 0 | 0 | 0 | 0 | 0 | 0 | 0
F2_Commercial_Small Retail_New_Refrigeration_Electric_Glass Door Display_E10 | F2 | Commercial | Small Retail | New | Refrigeration | Electric | Glass Door Display | E10 | TRC BC Ratio | 0 | 0 | 0 | 0 | 0 | 0 | 0 | 0 | 0 | 0 | 0 | 0 | 0 | 0 | 0 | 0 | 0 | 0 | 0 | 0 | 0 | 0 | 0 | 0 | 0 | 0 | 0 | 0 | 0 | 0
F3_Commercial_Small Retail_New_Refrigeration_Electric_Glass Door Display_E1 | F3 | Commercial | Small Retail | New | Refrigeration | Electric | Glass Door Display | E1 | PACT BC Ratio | 0 | 0 | 0 | 0 | 0 | 0 | 0 | 0 | 0 | 0 | 0 | 0 | 0 | 0 | 0 | 0 | 0 | 0 | 0 | 0 | 0 | 0 | 0 | 0 | 0 | 0 | 0 | 0 | 0 | 0
F3_Commercial_Small Retail_New_Refrigeration_Electric_Glass Door Display_E2 | F3 | Commercial | Small Retail | New | Refrigeration | Electric | Glass Door Display | E2 | PACT BC Ratio | 0 | 0 | 0 | 0 | 0 | 0 | 0 | 0 | 0 | 0 | 0 | 0 | 0 | 0 | 0 | 0 | 0 | 0 | 0 | 0 | 0 | 0 | 0 | 0 | 0 | 0 | 0 | 0 | 0 | 0
F3_Commercial_Small Retail_New_Refrigeration_Electric_Glass Door Display_E3 | F3 | Commercial | Small Retail | New | Refrigeration | Electric | Glass Door Display | E3 | PACT BC Ratio | 0 | 0 | 0 | 0 | 0 | 0 | 0 | 0 | 0 | 0 | 0 | 0 | 0 | 0 | 0 | 0 | 0 | 0 | 0 | 0 | 0 | 0 | 0 | 0 | 0 | 0 | 0 | 0 | 0 | 0
F3_Commercial_Small Retail_New_Refrigeration_Electric_Glass Door Display_E4 | F3 | Commercial | Small Retail | New | Refrigeration | Electric | Glass Door Display | E4 | PACT BC Ratio | 0 | 0 | 0 | 0 | 0 | 0 | 0 | 0 | 0 | 0 | 0 | 0 | 0 | 0 | 0 | 0 | 0 | 0 | 0 | 0 | 0 | 0 | 0 | 0 | 0 | 0 | 0 | 0 | 0 | 0
F3_Commercial_Small Retail_New_Refrigeration_Electric_Glass Door Display_E5 | F3 | Commercial | Small Retail | New | Refrigeration | Electric | Glass Door Display | E5 | PACT BC Ratio | 0 | 0 | 0 | 0 | 0 | 0 | 0 | 0 | 0 | 0 | 0 | 0 | 0 | 0 | 0 | 0 | 0 | 0 | 0 | 0 | 0 | 0 | 0 | 0 | 0 | 0 | 0 | 0 | 0 | 0
F3_Commercial_Small Retail_New_Refrigeration_Electric_Glass Door Display_E6 | F3 | Commercial | Small Retail | New | Refrigeration | Electric | Glass Door Display | E6 | PACT BC Ratio | 0 | 0 | 0 | 0 | 0 | 0 | 0 | 0 | 0 | 0 | 0 | 0 | 0 | 0 | 0 | 0 | 0 | 0 | 0 | 0 | 0 | 0 | 0 | 0 | 0 | 0 | 0 | 0 | 0 | 0
F3_Commercial_Small Retail_New_Refrigeration_Electric_Glass Door Display_E7 | F3 | Commercial | Small Retail | New | Refrigeration | Electric | Glass Door Display | E7 | PACT BC Ratio | 0 | 0 | 0 | 0 | 0 | 0 | 0 | 0 | 0 | 0 | 0 | 0 | 0 | 0 | 0 | 0 | 0 | 0 | 0 | 0 | 0 | 0 | 0 | 0 | 0 | 0 | 0 | 0 | 0 | 0
F3_Commercial_Small Retail_New_Refrigeration_Electric_Glass Door Display_E8 | F3 | Commercial | Small Retail | New | Refrigeration | Electric | Glass Door Display | E8 | PACT BC Ratio | 0 | 0 | 0 | 0 | 0 | 0 | 0 | 0 | 0 | 0 | 0 | 0 | 0 | 0 | 0 | 0 | 0 | 0 | 0 | 0 | 0 | 0 | 0 | 0 | 0 | 0 | 0 | 0 | 0 | 0
F3_Commercial_Small Retail_New_Refrigeration_Electric_Glass Door Display_E9 | F3 | Commercial | Small Retail | New | Refrigeration | Electric | Glass Door Display | E9 | PACT BC Ratio | 0 | 0 | 0 | 0 | 0 | 0 | 0 | 0 | 0 | 0 | 0 | 0 | 0 | 0 | 0 | 0 | 0 | 0 | 0 | 0 | 0 | 0 | 0 | 0 | 0 | 0 | 0 | 0 | 0 | 0
F3_Commercial_Small Retail_New_Refrigeration_Electric_Glass Door Display_E10 | F3 | Commercial | Small Retail | New | Refrigeration | Electric | Glass Door Display | E10 | PACT BC Ratio | 0 | 0 | 0 | 0 | 0 | 0 | 0 | 0 | 0 | 0 | 0 | 0 | 0 | 0 | 0 | 0 | 0 | 0 | 0 | 0 | 0 | 0 | 0 | 0 | 0 | 0 | 0 | 0 | 0 | 0
F4_Commercial_Small Retail_New_Refrigeration_Electric_Glass Door Display_E1 | F4 | Commercial | Small Retail | New | Refrigeration | Electric | Glass Door Display | E1 | RVT BC Ratio | 0 | 0 | 0 | 0 | 0 | 0 | 0 | 0 | 0 | 0 | 0 | 0 | 0 | 0 | 0 | 0 | 0 | 0 | 0 | 0 | 0 | 0 | 0 | 0 | 0 | 0 | 0 | 0 | 0 | 0
F4_Commercial_Small Retail_New_Refrigeration_Electric_Glass Door Display_E2 | F4 | Commercial | Small Retail | New | Refrigeration | Electric | Glass Door Display | E2 | RVT BC Ratio | 0 | 0 | 0 | 0 | 0 | 0 | 0 | 0 | 0 | 0 | 0 | 0 | 0 | 0 | 0 | 0 | 0 | 0 | 0 | 0 | 0 | 0 | 0 | 0 | 0 | 0 | 0 | 0 | 0 | 0
F4_Commercial_Small Retail_New_Refrigeration_Electric_Glass Door Display_E3 | F4 | Commercial | Small Retail | New | Refrigeration | Electric | Glass Door Display | E3 | RVT BC Ratio | 0 | 0 | 0 | 0 | 0 | 0 | 0 | 0 | 0 | 0 | 0 | 0 | 0 | 0 | 0 | 0 | 0 | 0 | 0 | 0 | 0 | 0 | 0 | 0 | 0 | 0 | 0 | 0 | 0 | 0
F4_Commercial_Small Retail_New_Refrigeration_Electric_Glass Door Display_E4 | F4 | Commercial | Small Retail | New | Refrigeration | Electric | Glass Door Display | E4 | RVT BC Ratio | 0 | 0 | 0 | 0 | 0 | 0 | 0 | 0 | 0 | 0 | 0 | 0 | 0 | 0 | 0 | 0 | 0 | 0 | 0 | 0 | 0 | 0 | 0 | 0 | 0 | 0 | 0 | 0 | 0 | 0
F4_Commercial_Small Retail_New_Refrigeration_Electric_Glass Door Display_E5 | F4 | Commercial | Small Retail | New | Refrigeration | Electric | Glass Door Display | E5 | RVT BC Ratio | 0 | 0 | 0 | 0 | 0 | 0 | 0 | 0 | 0 | 0 | 0 | 0 | 0 | 0 | 0 | 0 | 0 | 0 | 0 | 0 | 0 | 0 | 0 | 0 | 0 | 0 | 0 | 0 | 0 | 0
F4_Commercial_Small Retail_New_Refrigeration_Electric_Glass Door Display_E6 | F4 | Commercial | Small Retail | New | Refrigeration | Electric | Glass Door Display | E6 | RVT BC Ratio | 0 | 0 | 0 | 0 | 0 | 0 | 0 | 0 | 0 | 0 | 0 | 0 | 0 | 0 | 0 | 0 | 0 | 0 | 0 | 0 | 0 | 0 | 0 | 0 | 0 | 0 | 0 | 0 | 0 | 0
F4_Commercial_Small Retail_New_Refrigeration_Electric_Glass Door Display_E7 | F4 | Commercial | Small Retail | New | Refrigeration | Electric | Glass Door Display | E7 | RVT BC Ratio | 0 | 0 | 0 | 0 | 0 | 0 | 0 | 0 | 0 | 0 | 0 | 0 | 0 | 0 | 0 | 0 | 0 | 0 | 0 | 0 | 0 | 0 | 0 | 0 | 0 | 0 | 0 | 0 | 0 | 0
F4_Commercial_Small Retail_New_Refrigeration_Electric_Glass Door Display_E8 | F4 | Commercial | Small Retail | New | Refrigeration | Electric | Glass Door Display | E8 | RVT BC Ratio | 0 | 0 | 0 | 0 | 0 | 0 | 0 | 0 | 0 | 0 | 0 | 0 | 0 | 0 | 0 | 0 | 0 | 0 | 0 | 0 | 0 | 0 | 0 | 0 | 0 | 0 | 0 | 0 | 0 | 0
F4_Commercial_Small Retail_New_Refrigeration_Electric_Glass Door Display_E9 | F4 | Commercial | Small Retail | New | Refrigeration | Electric | Glass Door Display | E9 | RVT BC Ratio | 0 | 0 | 0 | 0 | 0 | 0 | 0 | 0 | 0 | 0 | 0 | 0 | 0 | 0 | 0 | 0 | 0 | 0 | 0 | 0 | 0 | 0 | 0 | 0 | 0 | 0 | 0 | 0 | 0 | 0
F4_Commercial_Small Retail_New_Refrigeration_Electric_Glass Door Display_E10 | F4 | Commercial | Small Retail | New | Refrigeration | Electric | Glass Door Display | E10 | RVT BC Ratio | 0 | 0 | 0 | 0 | 0 | 0 | 0 | 0 | 0 | 0 | 0 | 0 | 0 | 0 | 0 | 0 | 0 | 0 | 0 | 0 | 0 | 0 | 0 | 0 | 0 | 0 | 0 | 0 | 0 | 0
F5_Commercial_Small Retail_New_Refrigeration_Electric_Glass Door Display_E1 | F5 | Commercial | Small Retail | New | Refrigeration | Electric | Glass Door Display | E1 | RIM BC Ratio | 0 | 0 | 0 | 0 | 0 | 0 | 0 | 0 | 0 | 0 | 0 | 0 | 0 | 0 | 0 | 0 | 0 | 0 | 0 | 0 | 0 | 0 | 0 | 0 | 0 | 0 | 0 | 0 | 0 | 0
F5_Commercial_Small Retail_New_Refrigeration_Electric_Glass Door Display_E2 | F5 | Commercial | Small Retail | New | Refrigeration | Electric | Glass Door Display | E2 | RIM BC Ratio | 0 | 0 | 0 | 0 | 0 | 0 | 0 | 0 | 0 | 0 | 0 | 0 | 0 | 0 | 0 | 0 | 0 | 0 | 0 | 0 | 0 | 0 | 0 | 0 | 0 | 0 | 0 | 0 | 0 | 0
F5_Commercial_Small Retail_New_Refrigeration_Electric_Glass Door Display_E3 | F5 | Commercial | Small Retail | New | Refrigeration | Electric | Glass Door Display | E3 | RIM BC Ratio | 0 | 0 | 0 | 0 | 0 | 0 | 0 | 0 | 0 | 0 | 0 | 0 | 0 | 0 | 0 | 0 | 0 | 0 | 0 | 0 | 0 | 0 | 0 | 0 | 0 | 0 | 0 | 0 | 0 | 0
F5_Commercial_Small Retail_New_Refrigeration_Electric_Glass Door Display_E4 | F5 | Commercial | Small Retail | New | Refrigeration | Electric | Glass Door Display | E4 | RIM BC Ratio | 0 | 0 | 0 | 0 | 0 | 0 | 0 | 0 | 0 | 0 | 0 | 0 | 0 | 0 | 0 | 0 | 0 | 0 | 0 | 0 | 0 | 0 | 0 | 0 | 0 | 0 | 0 | 0 | 0 | 0
F5_Commercial_Small Retail_New_Refrigeration_Electric_Glass Door Display_E5 | F5 | Commercial | Small Retail | New | Refrigeration | Electric | Glass Door Display | E5 | RIM BC Ratio | 0 | 0 | 0 | 0 | 0 | 0 | 0 | 0 | 0 | 0 | 0 | 0 | 0 | 0 | 0 | 0 | 0 | 0 | 0 | 0 | 0 | 0 | 0 | 0 | 0 | 0 | 0 | 0 | 0 | 0
F5_Commercial_Small Retail_New_Refrigeration_Electric_Glass Door Display_E6 | F5 | Commercial | Small Retail | New | Refrigeration | Electric | Glass Door Display | E6 | RIM BC Ratio | 0 | 0 | 0 | 0 | 0 | 0 | 0 | 0 | 0 | 0 | 0 | 0 | 0 | 0 | 0 | 0 | 0 | 0 | 0 | 0 | 0 | 0 | 0 | 0 | 0 | 0 | 0 | 0 | 0 | 0
F5_Commercial_Small Retail_New_Refrigeration_Electric_Glass Door Display_E7 | F5 | Commercial | Small Retail | New | Refrigeration | Electric | Glass Door Display | E7 | RIM BC Ratio | 0 | 0 | 0 | 0 | 0 | 0 | 0 | 0 | 0 | 0 | 0 | 0 | 0 | 0 | 0 | 0 | 0 | 0 | 0 | 0 | 0 | 0 | 0 | 0 | 0 | 0 | 0 | 0 | 0 | 0
F5_Commercial_Small Retail_New_Refrigeration_Electric_Glass Door Display_E8 | F5 | Commercial | Small Retail | New | Refrigeration | Electric | Glass Door Display | E8 | RIM BC Ratio | 0 | 0 | 0 | 0 | 0 | 0 | 0 | 0 | 0 | 0 | 0 | 0 | 0 | 0 | 0 | 0 | 0 | 0 | 0 | 0 | 0 | 0 | 0 | 0 | 0 | 0 | 0 | 0 | 0 | 0
F5_Commercial_Small Retail_New_Refrigeration_Electric_Glass Door Display_E9 | F5 | Commercial | Small Retail | New | Refrigeration | Electric | Glass Door Display | E9 | RIM BC Ratio | 0 | 0 | 0 | 0 | 0 | 0 | 0 | 0 | 0 | 0 | 0 | 0 | 0 | 0 | 0 | 0 | 0 | 0 | 0 | 0 | 0 | 0 | 0 | 0 | 0 | 0 | 0 | 0 | 0 | 0
F5_Commercial_Small Retail_New_Refrigeration_Electric_Glass Door Display_E10 | F5 | Commercial | Small Retail | New | Refrigeration | Electric | Glass Door Display | E10 | RIM BC Ratio | 0 | 0 | 0 | 0 | 0 | 0 | 0 | 0 | 0 | 0 | 0 | 0 | 0 | 0 | 0 | 0 | 0 | 0 | 0 | 0 | 0 | 0 | 0 | 0 | 0 | 0 | 0 | 0 | 0 | 0
F0_Commercial_Small Retail_New_Refrigeration_Electric_Open Display Case_E0 | F0 | Commercial | Small Retail | New | Refrigeration | Electric | Open Display Case | E0 | Economic Unit | 0 | 0 | 0 | 0 | 0 | 0 | 0 | 0 | 0 | 0 | 0 | 0 | 0 | 0 | 0 | 0 | 0 | 0 | 0 | 0 | 0 | 0 | 0 | 0 | 0 | 0 | 0 | 0 | 0 | 0
F1_Commercial_Small Retail_New_Refrigeration_Electric_Open Display Case_E1 | F1 | Commercial | Small Retail | New | Refrigeration | Electric | Open Display Case | E1 | CCE | 0 | 0 | 0 | 0 | 0 | 0 | 0 | 0 | 0 | 0 | 0 | 0 | 0 | 0 | 0 | 0 | 0 | 0 | 0 | 0 | 0 | 0 | 0 | 0 | 0 | 0 | 0 | 0 | 0 | 0
F1_Commercial_Small Retail_New_Refrigeration_Electric_Open Display Case_E2 | F1 | Commercial | Small Retail | New | Refrigeration | Electric | Open Display Case | E2 | CCE | 0 | 0 | 0 | 0 | 0 | 0 | 0 | 0 | 0 | 0 | 0 | 0 | 0 | 0 | 0 | 0 | 0 | 0 | 0 | 0 | 0 | 0 | 0 | 0 | 0 | 0 | 0 | 0 | 0 | 0
F1_Commercial_Small Retail_New_Refrigeration_Electric_Open Display Case_E3 | F1 | Commercial | Small Retail | New | Refrigeration | Electric | Open Display Case | E3 | CCE | 0 | 0 | 0 | 0 | 0 | 0 | 0 | 0 | 0 | 0 | 0 | 0 | 0 | 0 | 0 | 0 | 0 | 0 | 0 | 0 | 0 | 0 | 0 | 0 | 0 | 0 | 0 | 0 | 0 | 0
F1_Commercial_Small Retail_New_Refrigeration_Electric_Open Display Case_E4 | F1 | Commercial | Small Retail | New | Refrigeration | Electric | Open Display Case | E4 | CCE | 0 | 0 | 0 | 0 | 0 | 0 | 0 | 0 | 0 | 0 | 0 | 0 | 0 | 0 | 0 | 0 | 0 | 0 | 0 | 0 | 0 | 0 | 0 | 0 | 0 | 0 | 0 | 0 | 0 | 0
F1_Commercial_Small Retail_New_Refrigeration_Electric_Open Display Case_E5 | F1 | Commercial | Small Retail | New | Refrigeration | Electric | Open Display Case | E5 | CCE | 0 | 0 | 0 | 0 | 0 | 0 | 0 | 0 | 0 | 0 | 0 | 0 | 0 | 0 | 0 | 0 | 0 | 0 | 0 | 0 | 0 | 0 | 0 | 0 | 0 | 0 | 0 | 0 | 0 | 0
F1_Commercial_Small Retail_New_Refrigeration_Electric_Open Display Case_E6 | F1 | Commercial | Small Retail | New | Refrigeration | Electric | Open Display Case | E6 | CCE | 0 | 0 | 0 | 0 | 0 | 0 | 0 | 0 | 0 | 0 | 0 | 0 | 0 | 0 | 0 | 0 | 0 | 0 | 0 | 0 | 0 | 0 | 0 | 0 | 0 | 0 | 0 | 0 | 0 | 0
F1_Commercial_Small Retail_New_Refrigeration_Electric_Open Display Case_E7 | F1 | Commercial | Small Retail | New | Refrigeration | Electric | Open Display Case | E7 | CCE | 0 | 0 | 0 | 0 | 0 | 0 | 0 | 0 | 0 | 0 | 0 | 0 | 0 | 0 | 0 | 0 | 0 | 0 | 0 | 0 | 0 | 0 | 0 | 0 | 0 | 0 | 0 | 0 | 0 | 0
F1_Commercial_Small Retail_New_Refrigeration_Electric_Open Display Case_E8 | F1 | Commercial | Small Retail | New | Refrigeration | Electric | Open Display Case | E8 | CCE | 0 | 0 | 0 | 0 | 0 | 0 | 0 | 0 | 0 | 0 | 0 | 0 | 0 | 0 | 0 | 0 | 0 | 0 | 0 | 0 | 0 | 0 | 0 | 0 | 0 | 0 | 0 | 0 | 0 | 0
F1_Commercial_Small Retail_New_Refrigeration_Electric_Open Display Case_E9 | F1 | Commercial | Small Retail | New | Refrigeration | Electric | Open Display Case | E9 | CCE | 0 | 0 | 0 | 0 | 0 | 0 | 0 | 0 | 0 | 0 | 0 | 0 | 0 | 0 | 0 | 0 | 0 | 0 | 0 | 0 | 0 | 0 | 0 | 0 | 0 | 0 | 0 | 0 | 0 | 0
F1_Commercial_Small Retail_New_Refrigeration_Electric_Open Display Case_E10 | F1 | Commercial | Small Retail | New | Refrigeration | Electric | Open Display Case | E10 | CCE | 0 | 0 | 0 | 0 | 0 | 0 | 0 | 0 | 0 | 0 | 0 | 0 | 0 | 0 | 0 | 0 | 0 | 0 | 0 | 0 | 0 | 0 | 0 | 0 | 0 | 0 | 0 | 0 | 0 | 0
F2_Commercial_Small Retail_New_Refrigeration_Electric_Open Display Case_E1 | F2 | Commercial | Small Retail | New | Refrigeration | Electric | Open Display Case | E1 | TRC BC Ratio | 0 | 0 | 0 | 0 | 0 | 0 | 0 | 0 | 0 | 0 | 0 | 0 | 0 | 0 | 0 | 0 | 0 | 0 | 0 | 0 | 0 | 0 | 0 | 0 | 0 | 0 | 0 | 0 | 0 | 0
F2_Commercial_Small Retail_New_Refrigeration_Electric_Open Display Case_E2 | F2 | Commercial | Small Retail | New | Refrigeration | Electric | Open Display Case | E2 | TRC BC Ratio | 0 | 0 | 0 | 0 | 0 | 0 | 0 | 0 | 0 | 0 | 0 | 0 | 0 | 0 | 0 | 0 | 0 | 0 | 0 | 0 | 0 | 0 | 0 | 0 | 0 | 0 | 0 | 0 | 0 | 0
F2_Commercial_Small Retail_New_Refrigeration_Electric_Open Display Case_E3 | F2 | Commercial | Small Retail | New | Refrigeration | Electric | Open Display Case | E3 | TRC BC Ratio | 0 | 0 | 0 | 0 | 0 | 0 | 0 | 0 | 0 | 0 | 0 | 0 | 0 | 0 | 0 | 0 | 0 | 0 | 0 | 0 | 0 | 0 | 0 | 0 | 0 | 0 | 0 | 0 | 0 | 0
F2_Commercial_Small Retail_New_Refrigeration_Electric_Open Display Case_E4 | F2 | Commercial | Small Retail | New | Refrigeration | Electric | Open Display Case | E4 | TRC BC Ratio | 0 | 0 | 0 | 0 | 0 | 0 | 0 | 0 | 0 | 0 | 0 | 0 | 0 | 0 | 0 | 0 | 0 | 0 | 0 | 0 | 0 | 0 | 0 | 0 | 0 | 0 | 0 | 0 | 0 | 0
F2_Commercial_Small Retail_New_Refrigeration_Electric_Open Display Case_E5 | F2 | Commercial | Small Retail | New | Refrigeration | Electric | Open Display Case | E5 | TRC BC Ratio | 0 | 0 | 0 | 0 | 0 | 0 | 0 | 0 | 0 | 0 | 0 | 0 | 0 | 0 | 0 | 0 | 0 | 0 | 0 | 0 | 0 | 0 | 0 | 0 | 0 | 0 | 0 | 0 | 0 | 0
F2_Commercial_Small Retail_New_Refrigeration_Electric_Open Display Case_E6 | F2 | Commercial | Small Retail | New | Refrigeration | Electric | Open Display Case | E6 | TRC BC Ratio | 0 | 0 | 0 | 0 | 0 | 0 | 0 | 0 | 0 | 0 | 0 | 0 | 0 | 0 | 0 | 0 | 0 | 0 | 0 | 0 | 0 | 0 | 0 | 0 | 0 | 0 | 0 | 0 | 0 | 0
F2_Commercial_Small Retail_New_Refrigeration_Electric_Open Display Case_E7 | F2 | Commercial | Small Retail | New | Refrigeration | Electric | Open Display Case | E7 | TRC BC Ratio | 0 | 0 | 0 | 0 | 0 | 0 | 0 | 0 | 0 | 0 | 0 | 0 | 0 | 0 | 0 | 0 | 0 | 0 | 0 | 0 | 0 | 0 | 0 | 0 | 0 | 0 | 0 | 0 | 0 | 0
F2_Commercial_Small Retail_New_Refrigeration_Electric_Open Display Case_E8 | F2 | Commercial | Small Retail | New | Refrigeration | Electric | Open Display Case | E8 | TRC BC Ratio | 0 | 0 | 0 | 0 | 0 | 0 | 0 | 0 | 0 | 0 | 0 | 0 | 0 | 0 | 0 | 0 | 0 | 0 | 0 | 0 | 0 | 0 | 0 | 0 | 0 | 0 | 0 | 0 | 0 | 0
F2_Commercial_Small Retail_New_Refrigeration_Electric_Open Display Case_E9 | F2 | Commercial | Small Retail | New | Refrigeration | Electric | Open Display Case | E9 | TRC BC Ratio | 0 | 0 | 0 | 0 | 0 | 0 | 0 | 0 | 0 | 0 | 0 | 0 | 0 | 0 | 0 | 0 | 0 | 0 | 0 | 0 | 0 | 0 | 0 | 0 | 0 | 0 | 0 | 0 | 0 | 0
F2_Commercial_Small Retail_New_Refrigeration_Electric_Open Display Case_E10 | F2 | Commercial | Small Retail | New | Refrigeration | Electric | Open Display Case | E10 | TRC BC Ratio | 0 | 0 | 0 | 0 | 0 | 0 | 0 | 0 | 0 | 0 | 0 | 0 | 0 | 0 | 0 | 0 | 0 | 0 | 0 | 0 | 0 | 0 | 0 | 0 | 0 | 0 | 0 | 0 | 0 | 0
F3_Commercial_Small Retail_New_Refrigeration_Electric_Open Display Case_E1 | F3 | Commercial | Small Retail | New | Refrigeration | Electric | Open Display Case | E1 | PACT BC Ratio | 0 | 0 | 0 | 0 | 0 | 0 | 0 | 0 | 0 | 0 | 0 | 0 | 0 | 0 | 0 | 0 | 0 | 0 | 0 | 0 | 0 | 0 | 0 | 0 | 0 | 0 | 0 | 0 | 0 | 0
F3_Commercial_Small Retail_New_Refrigeration_Electric_Open Display Case_E2 | F3 | Commercial | Small Retail | New | Refrigeration | Electric | Open Display Case | E2 | PACT BC Ratio | 0 | 0 | 0 | 0 | 0 | 0 | 0 | 0 | 0 | 0 | 0 | 0 | 0 | 0 | 0 | 0 | 0 | 0 | 0 | 0 | 0 | 0 | 0 | 0 | 0 | 0 | 0 | 0 | 0 | 0
F3_Commercial_Small Retail_New_Refrigeration_Electric_Open Display Case_E3 | F3 | Commercial | Small Retail | New | Refrigeration | Electric | Open Display Case | E3 | PACT BC Ratio | 0 | 0 | 0 | 0 | 0 | 0 | 0 | 0 | 0 | 0 | 0 | 0 | 0 | 0 | 0 | 0 | 0 | 0 | 0 | 0 | 0 | 0 | 0 | 0 | 0 | 0 | 0 | 0 | 0 | 0
F3_Commercial_Small Retail_New_Refrigeration_Electric_Open Display Case_E4 | F3 | Commercial | Small Retail | New | Refrigeration | Electric | Open Display Case | E4 | PACT BC Ratio | 0 | 0 | 0 | 0 | 0 | 0 | 0 | 0 | 0 | 0 | 0 | 0 | 0 | 0 | 0 | 0 | 0 | 0 | 0 | 0 | 0 | 0 | 0 | 0 | 0 | 0 | 0 | 0 | 0 | 0
F3_Commercial_Small Retail_New_Refrigeration_Electric_Open Display Case_E5 | F3 | Commercial | Small Retail | New | Refrigeration | Electric | Open Display Case | E5 | PACT BC Ratio | 0 | 0 | 0 | 0 | 0 | 0 | 0 | 0 | 0 | 0 | 0 | 0 | 0 | 0 | 0 | 0 | 0 | 0 | 0 | 0 | 0 | 0 | 0 | 0 | 0 | 0 | 0 | 0 | 0 | 0
F3_Commercial_Small Retail_New_Refrigeration_Electric_Open Display Case_E6 | F3 | Commercial | Small Retail | New | Refrigeration | Electric | Open Display Case | E6 | PACT BC Ratio | 0 | 0 | 0 | 0 | 0 | 0 | 0 | 0 | 0 | 0 | 0 | 0 | 0 | 0 | 0 | 0 | 0 | 0 | 0 | 0 | 0 | 0 | 0 | 0 | 0 | 0 | 0 | 0 | 0 | 0
F3_Commercial_Small Retail_New_Refrigeration_Electric_Open Display Case_E7 | F3 | Commercial | Small Retail | New | Refrigeration | Electric | Open Display Case | E7 | PACT BC Ratio | 0 | 0 | 0 | 0 | 0 | 0 | 0 | 0 | 0 | 0 | 0 | 0 | 0 | 0 | 0 | 0 | 0 | 0 | 0 | 0 | 0 | 0 | 0 | 0 | 0 | 0 | 0 | 0 | 0 | 0
F3_Commercial_Small Retail_New_Refrigeration_Electric_Open Display Case_E8 | F3 | Commercial | Small Retail | New | Refrigeration | Electric | Open Display Case | E8 | PACT BC Ratio | 0 | 0 | 0 | 0 | 0 | 0 | 0 | 0 | 0 | 0 | 0 | 0 | 0 | 0 | 0 | 0 | 0 | 0 | 0 | 0 | 0 | 0 | 0 | 0 | 0 | 0 | 0 | 0 | 0 | 0
F3_Commercial_Small Retail_New_Refrigeration_Electric_Open Display Case_E9 | F3 | Commercial | Small Retail | New | Refrigeration | Electric | Open Display Case | E9 | PACT BC Ratio | 0 | 0 | 0 | 0 | 0 | 0 | 0 | 0 | 0 | 0 | 0 | 0 | 0 | 0 | 0 | 0 | 0 | 0 | 0 | 0 | 0 | 0 | 0 | 0 | 0 | 0 | 0 | 0 | 0 | 0
F3_Commercial_Small Retail_New_Refrigeration_Electric_Open Display Case_E10 | F3 | Commercial | Small Retail | New | Refrigeration | Electric | Open Display Case | E10 | PACT BC Ratio | 0 | 0 | 0 | 0 | 0 | 0 | 0 | 0 | 0 | 0 | 0 | 0 | 0 | 0 | 0 | 0 | 0 | 0 | 0 | 0 | 0 | 0 | 0 | 0 | 0 | 0 | 0 | 0 | 0 | 0
F4_Commercial_Small Retail_New_Refrigeration_Electric_Open Display Case_E1 | F4 | Commercial | Small Retail | New | Refrigeration | Electric | Open Display Case | E1 | RVT BC Ratio | 0 | 0 | 0 | 0 | 0 | 0 | 0 | 0 | 0 | 0 | 0 | 0 | 0 | 0 | 0 | 0 | 0 | 0 | 0 | 0 | 0 | 0 | 0 | 0 | 0 | 0 | 0 | 0 | 0 | 0
F4_Commercial_Small Retail_New_Refrigeration_Electric_Open Display Case_E2 | F4 | Commercial | Small Retail | New | Refrigeration | Electric | Open Display Case | E2 | RVT BC Ratio | 0 | 0 | 0 | 0 | 0 | 0 | 0 | 0 | 0 | 0 | 0 | 0 | 0 | 0 | 0 | 0 | 0 | 0 | 0 | 0 | 0 | 0 | 0 | 0 | 0 | 0 | 0 | 0 | 0 | 0
F4_Commercial_Small Retail_New_Refrigeration_Electric_Open Display Case_E3 | F4 | Commercial | Small Retail | New | Refrigeration | Electric | Open Display Case | E3 | RVT BC Ratio | 0 | 0 | 0 | 0 | 0 | 0 | 0 | 0 | 0 | 0 | 0 | 0 | 0 | 0 | 0 | 0 | 0 | 0 | 0 | 0 | 0 | 0 | 0 | 0 | 0 | 0 | 0 | 0 | 0 | 0
F4_Commercial_Small Retail_New_Refrigeration_Electric_Open Display Case_E4 | F4 | Commercial | Small Retail | New | Refrigeration | Electric | Open Display Case | E4 | RVT BC Ratio | 0 | 0 | 0 | 0 | 0 | 0 | 0 | 0 | 0 | 0 | 0 | 0 | 0 | 0 | 0 | 0 | 0 | 0 | 0 | 0 | 0 | 0 | 0 | 0 | 0 | 0 | 0 | 0 | 0 | 0
F4_Commercial_Small Retail_New_Refrigeration_Electric_Open Display Case_E5 | F4 | Commercial | Small Retail | New | Refrigeration | Electric | Open Display Case | E5 | RVT BC Ratio | 0 | 0 | 0 | 0 | 0 | 0 | 0 | 0 | 0 | 0 | 0 | 0 | 0 | 0 | 0 | 0 | 0 | 0 | 0 | 0 | 0 | 0 | 0 | 0 | 0 | 0 | 0 | 0 | 0 | 0
F4_Commercial_Small Retail_New_Refrigeration_Electric_Open Display Case_E6 | F4 | Commercial | Small Retail | New | Refrigeration | Electric | Open Display Case | E6 | RVT BC Ratio | 0 | 0 | 0 | 0 | 0 | 0 | 0 | 0 | 0 | 0 | 0 | 0 | 0 | 0 | 0 | 0 | 0 | 0 | 0 | 0 | 0 | 0 | 0 | 0 | 0 | 0 | 0 | 0 | 0 | 0
F4_Commercial_Small Retail_New_Refrigeration_Electric_Open Display Case_E7 | F4 | Commercial | Small Retail | New | Refrigeration | Electric | Open Display Case | E7 | RVT BC Ratio | 0 | 0 | 0 | 0 | 0 | 0 | 0 | 0 | 0 | 0 | 0 | 0 | 0 | 0 | 0 | 0 | 0 | 0 | 0 | 0 | 0 | 0 | 0 | 0 | 0 | 0 | 0 | 0 | 0 | 0
F4_Commercial_Small Retail_New_Refrigeration_Electric_Open Display Case_E8 | F4 | Commercial | Small Retail | New | Refrigeration | Electric | Open Display Case | E8 | RVT BC Ratio | 0 | 0 | 0 | 0 | 0 | 0 | 0 | 0 | 0 | 0 | 0 | 0 | 0 | 0 | 0 | 0 | 0 | 0 | 0 | 0 | 0 | 0 | 0 | 0 | 0 | 0 | 0 | 0 | 0 | 0
F4_Commercial_Small Retail_New_Refrigeration_Electric_Open Display Case_E9 | F4 | Commercial | Small Retail | New | Refrigeration | Electric | Open Display Case | E9 | RVT BC Ratio | 0 | 0 | 0 | 0 | 0 | 0 | 0 | 0 | 0 | 0 | 0 | 0 | 0 | 0 | 0 | 0 | 0 | 0 | 0 | 0 | 0 | 0 | 0 | 0 | 0 | 0 | 0 | 0 | 0 | 0
F4_Commercial_Small Retail_New_Refrigeration_Electric_Open Display Case_E10 | F4 | Commercial | Small Retail | New | Refrigeration | Electric | Open Display Case | E10 | RVT BC Ratio | 0 | 0 | 0 | 0 | 0 | 0 | 0 | 0 | 0 | 0 | 0 | 0 | 0 | 0 | 0 | 0 | 0 | 0 | 0 | 0 | 0 | 0 | 0 | 0 | 0 | 0 | 0 | 0 | 0 | 0
F5_Commercial_Small Retail_New_Refrigeration_Electric_Open Display Case_E1 | F5 | Commercial | Small Retail | New | Refrigeration | Electric | Open Display Case | E1 | RIM BC Ratio | 0 | 0 | 0 | 0 | 0 | 0 | 0 | 0 | 0 | 0 | 0 | 0 | 0 | 0 | 0 | 0 | 0 | 0 | 0 | 0 | 0 | 0 | 0 | 0 | 0 | 0 | 0 | 0 | 0 | 0
F5_Commercial_Small Retail_New_Refrigeration_Electric_Open Display Case_E2 | F5 | Commercial | Small Retail | New | Refrigeration | Electric | Open Display Case | E2 | RIM BC Ratio | 0 | 0 | 0 | 0 | 0 | 0 | 0 | 0 | 0 | 0 | 0 | 0 | 0 | 0 | 0 | 0 | 0 | 0 | 0 | 0 | 0 | 0 | 0 | 0 | 0 | 0 | 0 | 0 | 0 | 0
F5_Commercial_Small Retail_New_Refrigeration_Electric_Open Display Case_E3 | F5 | Commercial | Small Retail | New | Refrigeration | Electric | Open Display Case | E3 | RIM BC Ratio | 0 | 0 | 0 | 0 | 0 | 0 | 0 | 0 | 0 | 0 | 0 | 0 | 0 | 0 | 0 | 0 | 0 | 0 | 0 | 0 | 0 | 0 | 0 | 0 | 0 | 0 | 0 | 0 | 0 | 0
F5_Commercial_Small Retail_New_Refrigeration_Electric_Open Display Case_E4 | F5 | Commercial | Small Retail | New | Refrigeration | Electric | Open Display Case | E4 | RIM BC Ratio | 0 | 0 | 0 | 0 | 0 | 0 | 0 | 0 | 0 | 0 | 0 | 0 | 0 | 0 | 0 | 0 | 0 | 0 | 0 | 0 | 0 | 0 | 0 | 0 | 0 | 0 | 0 | 0 | 0 | 0
F5_Commercial_Small Retail_New_Refrigeration_Electric_Open Display Case_E5 | F5 | Commercial | Small Retail | New | Refrigeration | Electric | Open Display Case | E5 | RIM BC Ratio | 0 | 0 | 0 | 0 | 0 | 0 | 0 | 0 | 0 | 0 | 0 | 0 | 0 | 0 | 0 | 0 | 0 | 0 | 0 | 0 | 0 | 0 | 0 | 0 | 0 | 0 | 0 | 0 | 0 | 0
F5_Commercial_Small Retail_New_Refrigeration_Electric_Open Display Case_E6 | F5 | Commercial | Small Retail | New | Refrigeration | Electric | Open Display Case | E6 | RIM BC Ratio | 0 | 0 | 0 | 0 | 0 | 0 | 0 | 0 | 0 | 0 | 0 | 0 | 0 | 0 | 0 | 0 | 0 | 0 | 0 | 0 | 0 | 0 | 0 | 0 | 0 | 0 | 0 | 0 | 0 | 0
F5_Commercial_Small Retail_New_Refrigeration_Electric_Open Display Case_E7 | F5 | Commercial | Small Retail | New | Refrigeration | Electric | Open Display Case | E7 | RIM BC Ratio | 0 | 0 | 0 | 0 | 0 | 0 | 0 | 0 | 0 | 0 | 0 | 0 | 0 | 0 | 0 | 0 | 0 | 0 | 0 | 0 | 0 | 0 | 0 | 0 | 0 | 0 | 0 | 0 | 0 | 0
F5_Commercial_Small Retail_New_Refrigeration_Electric_Open Display Case_E8 | F5 | Commercial | Small Retail | New | Refrigeration | Electric | Open Display Case | E8 | RIM BC Ratio | 0 | 0 | 0 | 0 | 0 | 0 | 0 | 0 | 0 | 0 | 0 | 0 | 0 | 0 | 0 | 0 | 0 | 0 | 0 | 0 | 0 | 0 | 0 | 0 | 0 | 0 | 0 | 0 | 0 | 0
F5_Commercial_Small Retail_New_Refrigeration_Electric_Open Display Case_E9 | F5 | Commercial | Small Retail | New | Refrigeration | Electric | Open Display Case | E9 | RIM BC Ratio | 0 | 0 | 0 | 0 | 0 | 0 | 0 | 0 | 0 | 0 | 0 | 0 | 0 | 0 | 0 | 0 | 0 | 0 | 0 | 0 | 0 | 0 | 0 | 0 | 0 | 0 | 0 | 0 | 0 | 0
F5_Commercial_Small Retail_New_Refrigeration_Electric_Open Display Case_E10 | F5 | Commercial | Small Retail | New | Refrigeration | Electric | Open Display Case | E10 | RIM BC Ratio | 0 | 0 | 0 | 0 | 0 | 0 | 0 | 0 | 0 | 0 | 0 | 0 | 0 | 0 | 0 | 0 | 0 | 0 | 0 | 0 | 0 | 0 | 0 | 0 | 0 | 0 | 0 | 0 | 0 | 0
F0_Commercial_Small Retail_New_Refrigeration_Electric_Icemaker_E0 | F0 | Commercial | Small Retail | New | Refrigeration | Electric | Icemaker | E0 | Economic Unit | 0 | 0 | 0 | 0 | 0 | 0 | 0 | 0 | 0 | 0 | 0 | 0 | 0 | 0 | 0 | 0 | 0 | 0 | 0 | 0 | 0 | 0 | 0 | 0 | 0 | 0 | 0 | 0 | 0 | 0
F1_Commercial_Small Retail_New_Refrigeration_Electric_Icemaker_E1 | F1 | Commercial | Small Retail | New | Refrigeration | Electric | Icemaker | E1 | CCE | 0 | 0 | 0 | 0 | 0 | 0 | 0 | 0 | 0 | 0 | 0 | 0 | 0 | 0 | 0 | 0 | 0 | 0 | 0 | 0 | 0 | 0 | 0 | 0 | 0 | 0 | 0 | 0 | 0 | 0
F1_Commercial_Small Retail_New_Refrigeration_Electric_Icemaker_E2 | F1 | Commercial | Small Retail | New | Refrigeration | Electric | Icemaker | E2 | CCE | 0 | 0 | 0 | 0 | 0 | 0 | 0 | 0 | 0 | 0 | 0 | 0 | 0 | 0 | 0 | 0 | 0 | 0 | 0 | 0 | 0 | 0 | 0 | 0 | 0 | 0 | 0 | 0 | 0 | 0
F1_Commercial_Small Retail_New_Refrigeration_Electric_Icemaker_E3 | F1 | Commercial | Small Retail | New | Refrigeration | Electric | Icemaker | E3 | CCE | 0 | 0 | 0 | 0 | 0 | 0 | 0 | 0 | 0 | 0 | 0 | 0 | 0 | 0 | 0 | 0 | 0 | 0 | 0 | 0 | 0 | 0 | 0 | 0 | 0 | 0 | 0 | 0 | 0 | 0
F1_Commercial_Small Retail_New_Refrigeration_Electric_Icemaker_E4 | F1 | Commercial | Small Retail | New | Refrigeration | Electric | Icemaker | E4 | CCE | 0 | 0 | 0 | 0 | 0 | 0 | 0 | 0 | 0 | 0 | 0 | 0 | 0 | 0 | 0 | 0 | 0 | 0 | 0 | 0 | 0 | 0 | 0 | 0 | 0 | 0 | 0 | 0 | 0 | 0
F1_Commercial_Small Retail_New_Refrigeration_Electric_Icemaker_E5 | F1 | Commercial | Small Retail | New | Refrigeration | Electric | Icemaker | E5 | CCE | 0 | 0 | 0 | 0 | 0 | 0 | 0 | 0 | 0 | 0 | 0 | 0 | 0 | 0 | 0 | 0 | 0 | 0 | 0 | 0 | 0 | 0 | 0 | 0 | 0 | 0 | 0 | 0 | 0 | 0
F1_Commercial_Small Retail_New_Refrigeration_Electric_Icemaker_E6 | F1 | Commercial | Small Retail | New | Refrigeration | Electric | Icemaker | E6 | CCE | 0 | 0 | 0 | 0 | 0 | 0 | 0 | 0 | 0 | 0 | 0 | 0 | 0 | 0 | 0 | 0 | 0 | 0 | 0 | 0 | 0 | 0 | 0 | 0 | 0 | 0 | 0 | 0 | 0 | 0
F1_Commercial_Small Retail_New_Refrigeration_Electric_Icemaker_E7 | F1 | Commercial | Small Retail | New | Refrigeration | Electric | Icemaker | E7 | CCE | 0 | 0 | 0 | 0 | 0 | 0 | 0 | 0 | 0 | 0 | 0 | 0 | 0 | 0 | 0 | 0 | 0 | 0 | 0 | 0 | 0 | 0 | 0 | 0 | 0 | 0 | 0 | 0 | 0 | 0
F1_Commercial_Small Retail_New_Refrigeration_Electric_Icemaker_E8 | F1 | Commercial | Small Retail | New | Refrigeration | Electric | Icemaker | E8 | CCE | 0 | 0 | 0 | 0 | 0 | 0 | 0 | 0 | 0 | 0 | 0 | 0 | 0 | 0 | 0 | 0 | 0 | 0 | 0 | 0 | 0 | 0 | 0 | 0 | 0 | 0 | 0 | 0 | 0 | 0
F1_Commercial_Small Retail_New_Refrigeration_Electric_Icemaker_E9 | F1 | Commercial | Small Retail | New | Refrigeration | Electric | Icemaker | E9 | CCE | 0 | 0 | 0 | 0 | 0 | 0 | 0 | 0 | 0 | 0 | 0 | 0 | 0 | 0 | 0 | 0 | 0 | 0 | 0 | 0 | 0 | 0 | 0 | 0 | 0 | 0 | 0 | 0 | 0 | 0
F1_Commercial_Small Retail_New_Refrigeration_Electric_Icemaker_E10 | F1 | Commercial | Small Retail | New | Refrigeration | Electric | Icemaker | E10 | CCE | 0 | 0 | 0 | 0 | 0 | 0 | 0 | 0 | 0 | 0 | 0 | 0 | 0 | 0 | 0 | 0 | 0 | 0 | 0 | 0 | 0 | 0 | 0 | 0 | 0 | 0 | 0 | 0 | 0 | 0
F2_Commercial_Small Retail_New_Refrigeration_Electric_Icemaker_E1 | F2 | Commercial | Small Retail | New | Refrigeration | Electric | Icemaker | E1 | TRC BC Ratio | 0 | 0 | 0 | 0 | 0 | 0 | 0 | 0 | 0 | 0 | 0 | 0 | 0 | 0 | 0 | 0 | 0 | 0 | 0 | 0 | 0 | 0 | 0 | 0 | 0 | 0 | 0 | 0 | 0 | 0
F2_Commercial_Small Retail_New_Refrigeration_Electric_Icemaker_E2 | F2 | Commercial | Small Retail | New | Refrigeration | Electric | Icemaker | E2 | TRC BC Ratio | 0 | 0 | 0 | 0 | 0 | 0 | 0 | 0 | 0 | 0 | 0 | 0 | 0 | 0 | 0 | 0 | 0 | 0 | 0 | 0 | 0 | 0 | 0 | 0 | 0 | 0 | 0 | 0 | 0 | 0
F2_Commercial_Small Retail_New_Refrigeration_Electric_Icemaker_E3 | F2 | Commercial | Small Retail | New | Refrigeration | Electric | Icemaker | E3 | TRC BC Ratio | 0 | 0 | 0 | 0 | 0 | 0 | 0 | 0 | 0 | 0 | 0 | 0 | 0 | 0 | 0 | 0 | 0 | 0 | 0 | 0 | 0 | 0 | 0 | 0 | 0 | 0 | 0 | 0 | 0 | 0
F2_Commercial_Small Retail_New_Refrigeration_Electric_Icemaker_E4 | F2 | Commercial | Small Retail | New | Refrigeration | Electric | Icemaker | E4 | TRC BC Ratio | 0 | 0 | 0 | 0 | 0 | 0 | 0 | 0 | 0 | 0 | 0 | 0 | 0 | 0 | 0 | 0 | 0 | 0 | 0 | 0 | 0 | 0 | 0 | 0 | 0 | 0 | 0 | 0 | 0 | 0
F2_Commercial_Small Retail_New_Refrigeration_Electric_Icemaker_E5 | F2 | Commercial | Small Retail | New | Refrigeration | Electric | Icemaker | E5 | TRC BC Ratio | 0 | 0 | 0 | 0 | 0 | 0 | 0 | 0 | 0 | 0 | 0 | 0 | 0 | 0 | 0 | 0 | 0 | 0 | 0 | 0 | 0 | 0 | 0 | 0 | 0 | 0 | 0 | 0 | 0 | 0
F2_Commercial_Small Retail_New_Refrigeration_Electric_Icemaker_E6 | F2 | Commercial | Small Retail | New | Refrigeration | Electric | Icemaker | E6 | TRC BC Ratio | 0 | 0 | 0 | 0 | 0 | 0 | 0 | 0 | 0 | 0 | 0 | 0 | 0 | 0 | 0 | 0 | 0 | 0 | 0 | 0 | 0 | 0 | 0 | 0 | 0 | 0 | 0 | 0 | 0 | 0
F2_Commercial_Small Retail_New_Refrigeration_Electric_Icemaker_E7 | F2 | Commercial | Small Retail | New | Refrigeration | Electric | Icemaker | E7 | TRC BC Ratio | 0 | 0 | 0 | 0 | 0 | 0 | 0 | 0 | 0 | 0 | 0 | 0 | 0 | 0 | 0 | 0 | 0 | 0 | 0 | 0 | 0 | 0 | 0 | 0 | 0 | 0 | 0 | 0 | 0 | 0
F2_Commercial_Small Retail_New_Refrigeration_Electric_Icemaker_E8 | F2 | Commercial | Small Retail | New | Refrigeration | Electric | Icemaker | E8 | TRC BC Ratio | 0 | 0 | 0 | 0 | 0 | 0 | 0 | 0 | 0 | 0 | 0 | 0 | 0 | 0 | 0 | 0 | 0 | 0 | 0 | 0 | 0 | 0 | 0 | 0 | 0 | 0 | 0 | 0 | 0 | 0
F2_Commercial_Small Retail_New_Refrigeration_Electric_Icemaker_E9 | F2 | Commercial | Small Retail | New | Refrigeration | Electric | Icemaker | E9 | TRC BC Ratio | 0 | 0 | 0 | 0 | 0 | 0 | 0 | 0 | 0 | 0 | 0 | 0 | 0 | 0 | 0 | 0 | 0 | 0 | 0 | 0 | 0 | 0 | 0 | 0 | 0 | 0 | 0 | 0 | 0 | 0
F2_Commercial_Small Retail_New_Refrigeration_Electric_Icemaker_E10 | F2 | Commercial | Small Retail | New | Refrigeration | Electric | Icemaker | E10 | TRC BC Ratio | 0 | 0 | 0 | 0 | 0 | 0 | 0 | 0 | 0 | 0 | 0 | 0 | 0 | 0 | 0 | 0 | 0 | 0 | 0 | 0 | 0 | 0 | 0 | 0 | 0 | 0 | 0 | 0 | 0 | 0
F3_Commercial_Small Retail_New_Refrigeration_Electric_Icemaker_E1 | F3 | Commercial | Small Retail | New | Refrigeration | Electric | Icemaker | E1 | PACT BC Ratio | 0 | 0 | 0 | 0 | 0 | 0 | 0 | 0 | 0 | 0 | 0 | 0 | 0 | 0 | 0 | 0 | 0 | 0 | 0 | 0 | 0 | 0 | 0 | 0 | 0 | 0 | 0 | 0 | 0 | 0
F3_Commercial_Small Retail_New_Refrigeration_Electric_Icemaker_E2 | F3 | Commercial | Small Retail | New | Refrigeration | Electric | Icemaker | E2 | PACT BC Ratio | 0 | 0 | 0 | 0 | 0 | 0 | 0 | 0 | 0 | 0 | 0 | 0 | 0 | 0 | 0 | 0 | 0 | 0 | 0 | 0 | 0 | 0 | 0 | 0 | 0 | 0 | 0 | 0 | 0 | 0
F3_Commercial_Small Retail_New_Refrigeration_Electric_Icemaker_E3 | F3 | Commercial | Small Retail | New | Refrigeration | Electric | Icemaker | E3 | PACT BC Ratio | 0 | 0 | 0 | 0 | 0 | 0 | 0 | 0 | 0 | 0 | 0 | 0 | 0 | 0 | 0 | 0 | 0 | 0 | 0 | 0 | 0 | 0 | 0 | 0 | 0 | 0 | 0 | 0 | 0 | 0
F3_Commercial_Small Retail_New_Refrigeration_Electric_Icemaker_E4 | F3 | Commercial | Small Retail | New | Refrigeration | Electric | Icemaker | E4 | PACT BC Ratio | 0 | 0 | 0 | 0 | 0 | 0 | 0 | 0 | 0 | 0 | 0 | 0 | 0 | 0 | 0 | 0 | 0 | 0 | 0 | 0 | 0 | 0 | 0 | 0 | 0 | 0 | 0 | 0 | 0 | 0
F3_Commercial_Small Retail_New_Refrigeration_Electric_Icemaker_E5 | F3 | Commercial | Small Retail | New | Refrigeration | Electric | Icemaker | E5 | PACT BC Ratio | 0 | 0 | 0 | 0 | 0 | 0 | 0 | 0 | 0 | 0 | 0 | 0 | 0 | 0 | 0 | 0 | 0 | 0 | 0 | 0 | 0 | 0 | 0 | 0 | 0 | 0 | 0 | 0 | 0 | 0
F3_Commercial_Small Retail_New_Refrigeration_Electric_Icemaker_E6 | F3 | Commercial | Small Retail | New | Refrigeration | Electric | Icemaker | E6 | PACT BC Ratio | 0 | 0 | 0 | 0 | 0 | 0 | 0 | 0 | 0 | 0 | 0 | 0 | 0 | 0 | 0 | 0 | 0 | 0 | 0 | 0 | 0 | 0 | 0 | 0 | 0 | 0 | 0 | 0 | 0 | 0
F3_Commercial_Small Retail_New_Refrigeration_Electric_Icemaker_E7 | F3 | Commercial | Small Retail | New | Refrigeration | Electric | Icemaker | E7 | PACT BC Ratio | 0 | 0 | 0 | 0 | 0 | 0 | 0 | 0 | 0 | 0 | 0 | 0 | 0 | 0 | 0 | 0 | 0 | 0 | 0 | 0 | 0 | 0 | 0 | 0 | 0 | 0 | 0 | 0 | 0 | 0
F3_Commercial_Small Retail_New_Refrigeration_Electric_Icemaker_E8 | F3 | Commercial | Small Retail | New | Refrigeration | Electric | Icemaker | E8 | PACT BC Ratio | 0 | 0 | 0 | 0 | 0 | 0 | 0 | 0 | 0 | 0 | 0 | 0 | 0 | 0 | 0 | 0 | 0 | 0 | 0 | 0 | 0 | 0 | 0 | 0 | 0 | 0 | 0 | 0 | 0 | 0
F3_Commercial_Small Retail_New_Refrigeration_Electric_Icemaker_E9 | F3 | Commercial | Small Retail | New | Refrigeration | Electric | Icemaker | E9 | PACT BC Ratio | 0 | 0 | 0 | 0 | 0 | 0 | 0 | 0 | 0 | 0 | 0 | 0 | 0 | 0 | 0 | 0 | 0 | 0 | 0 | 0 | 0 | 0 | 0 | 0 | 0 | 0 | 0 | 0 | 0 | 0
F3_Commercial_Small Retail_New_Refrigeration_Electric_Icemaker_E10 | F3 | Commercial | Small Retail | New | Refrigeration | Electric | Icemaker | E10 | PACT BC Ratio | 0 | 0 | 0 | 0 | 0 | 0 | 0 | 0 | 0 | 0 | 0 | 0 | 0 | 0 | 0 | 0 | 0 | 0 | 0 | 0 | 0 | 0 | 0 | 0 | 0 | 0 | 0 | 0 | 0 | 0
F4_Commercial_Small Retail_New_Refrigeration_Electric_Icemaker_E1 | F4 | Commercial | Small Retail | New | Refrigeration | Electric | Icemaker | E1 | RVT BC Ratio | 0 | 0 | 0 | 0 | 0 | 0 | 0 | 0 | 0 | 0 | 0 | 0 | 0 | 0 | 0 | 0 | 0 | 0 | 0 | 0 | 0 | 0 | 0 | 0 | 0 | 0 | 0 | 0 | 0 | 0
F4_Commercial_Small Retail_New_Refrigeration_Electric_Icemaker_E2 | F4 | Commercial | Small Retail | New | Refrigeration | Electric | Icemaker | E2 | RVT BC Ratio | 0 | 0 | 0 | 0 | 0 | 0 | 0 | 0 | 0 | 0 | 0 | 0 | 0 | 0 | 0 | 0 | 0 | 0 | 0 | 0 | 0 | 0 | 0 | 0 | 0 | 0 | 0 | 0 | 0 | 0
F4_Commercial_Small Retail_New_Refrigeration_Electric_Icemaker_E3 | F4 | Commercial | Small Retail | New | Refrigeration | Electric | Icemaker | E3 | RVT BC Ratio | 0 | 0 | 0 | 0 | 0 | 0 | 0 | 0 | 0 | 0 | 0 | 0 | 0 | 0 | 0 | 0 | 0 | 0 | 0 | 0 | 0 | 0 | 0 | 0 | 0 | 0 | 0 | 0 | 0 | 0
F4_Commercial_Small Retail_New_Refrigeration_Electric_Icemaker_E4 | F4 | Commercial | Small Retail | New | Refrigeration | Electric | Icemaker | E4 | RVT BC Ratio | 0 | 0 | 0 | 0 | 0 | 0 | 0 | 0 | 0 | 0 | 0 | 0 | 0 | 0 | 0 | 0 | 0 | 0 | 0 | 0 | 0 | 0 | 0 | 0 | 0 | 0 | 0 | 0 | 0 | 0
F4_Commercial_Small Retail_New_Refrigeration_Electric_Icemaker_E5 | F4 | Commercial | Small Retail | New | Refrigeration | Electric | Icemaker | E5 | RVT BC Ratio | 0 | 0 | 0 | 0 | 0 | 0 | 0 | 0 | 0 | 0 | 0 | 0 | 0 | 0 | 0 | 0 | 0 | 0 | 0 | 0 | 0 | 0 | 0 | 0 | 0 | 0 | 0 | 0 | 0 | 0
F4_Commercial_Small Retail_New_Refrigeration_Electric_Icemaker_E6 | F4 | Commercial | Small Retail | New | Refrigeration | Electric | Icemaker | E6 | RVT BC Ratio | 0 | 0 | 0 | 0 | 0 | 0 | 0 | 0 | 0 | 0 | 0 | 0 | 0 | 0 | 0 | 0 | 0 | 0 | 0 | 0 | 0 | 0 | 0 | 0 | 0 | 0 | 0 | 0 | 0 | 0
F4_Commercial_Small Retail_New_Refrigeration_Electric_Icemaker_E7 | F4 | Commercial | Small Retail | New | Refrigeration | Electric | Icemaker | E7 | RVT BC Ratio | 0 | 0 | 0 | 0 | 0 | 0 | 0 | 0 | 0 | 0 | 0 | 0 | 0 | 0 | 0 | 0 | 0 | 0 | 0 | 0 | 0 | 0 | 0 | 0 | 0 | 0 | 0 | 0 | 0 | 0
F4_Commercial_Small Retail_New_Refrigeration_Electric_Icemaker_E8 | F4 | Commercial | Small Retail | New | Refrigeration | Electric | Icemaker | E8 | RVT BC Ratio | 0 | 0 | 0 | 0 | 0 | 0 | 0 | 0 | 0 | 0 | 0 | 0 | 0 | 0 | 0 | 0 | 0 | 0 | 0 | 0 | 0 | 0 | 0 | 0 | 0 | 0 | 0 | 0 | 0 | 0
F4_Commercial_Small Retail_New_Refrigeration_Electric_Icemaker_E9 | F4 | Commercial | Small Retail | New | Refrigeration | Electric | Icemaker | E9 | RVT BC Ratio | 0 | 0 | 0 | 0 | 0 | 0 | 0 | 0 | 0 | 0 | 0 | 0 | 0 | 0 | 0 | 0 | 0 | 0 | 0 | 0 | 0 | 0 | 0 | 0 | 0 | 0 | 0 | 0 | 0 | 0
F4_Commercial_Small Retail_New_Refrigeration_Electric_Icemaker_E10 | F4 | Commercial | Small Retail | New | Refrigeration | Electric | Icemaker | E10 | RVT BC Ratio | 0 | 0 | 0 | 0 | 0 | 0 | 0 | 0 | 0 | 0 | 0 | 0 | 0 | 0 | 0 | 0 | 0 | 0 | 0 | 0 | 0 | 0 | 0 | 0 | 0 | 0 | 0 | 0 | 0 | 0
F5_Commercial_Small Retail_New_Refrigeration_Electric_Icemaker_E1 | F5 | Commercial | Small Retail | New | Refrigeration | Electric | Icemaker | E1 | RIM BC Ratio | 0 | 0 | 0 | 0 | 0 | 0 | 0 | 0 | 0 | 0 | 0 | 0 | 0 | 0 | 0 | 0 | 0 | 0 | 0 | 0 | 0 | 0 | 0 | 0 | 0 | 0 | 0 | 0 | 0 | 0
F5_Commercial_Small Retail_New_Refrigeration_Electric_Icemaker_E2 | F5 | Commercial | Small Retail | New | Refrigeration | Electric | Icemaker | E2 | RIM BC Ratio | 0 | 0 | 0 | 0 | 0 | 0 | 0 | 0 | 0 | 0 | 0 | 0 | 0 | 0 | 0 | 0 | 0 | 0 | 0 | 0 | 0 | 0 | 0 | 0 | 0 | 0 | 0 | 0 | 0 | 0
F5_Commercial_Small Retail_New_Refrigeration_Electric_Icemaker_E3 | F5 | Commercial | Small Retail | New | Refrigeration | Electric | Icemaker | E3 | RIM BC Ratio | 0 | 0 | 0 | 0 | 0 | 0 | 0 | 0 | 0 | 0 | 0 | 0 | 0 | 0 | 0 | 0 | 0 | 0 | 0 | 0 | 0 | 0 | 0 | 0 | 0 | 0 | 0 | 0 | 0 | 0
F5_Commercial_Small Retail_New_Refrigeration_Electric_Icemaker_E4 | F5 | Commercial | Small Retail | New | Refrigeration | Electric | Icemaker | E4 | RIM BC Ratio | 0 | 0 | 0 | 0 | 0 | 0 | 0 | 0 | 0 | 0 | 0 | 0 | 0 | 0 | 0 | 0 | 0 | 0 | 0 | 0 | 0 | 0 | 0 | 0 | 0 | 0 | 0 | 0 | 0 | 0
F5_Commercial_Small Retail_New_Refrigeration_Electric_Icemaker_E5 | F5 | Commercial | Small Retail | New | Refrigeration | Electric | Icemaker | E5 | RIM BC Ratio | 0 | 0 | 0 | 0 | 0 | 0 | 0 | 0 | 0 | 0 | 0 | 0 | 0 | 0 | 0 | 0 | 0 | 0 | 0 | 0 | 0 | 0 | 0 | 0 | 0 | 0 | 0 | 0 | 0 | 0
F5_Commercial_Small Retail_New_Refrigeration_Electric_Icemaker_E6 | F5 | Commercial | Small Retail | New | Refrigeration | Electric | Icemaker | E6 | RIM BC Ratio | 0 | 0 | 0 | 0 | 0 | 0 | 0 | 0 | 0 | 0 | 0 | 0 | 0 | 0 | 0 | 0 | 0 | 0 | 0 | 0 | 0 | 0 | 0 | 0 | 0 | 0 | 0 | 0 | 0 | 0
F5_Commercial_Small Retail_New_Refrigeration_Electric_Icemaker_E7 | F5 | Commercial | Small Retail | New | Refrigeration | Electric | Icemaker | E7 | RIM BC Ratio | 0 | 0 | 0 | 0 | 0 | 0 | 0 | 0 | 0 | 0 | 0 | 0 | 0 | 0 | 0 | 0 | 0 | 0 | 0 | 0 | 0 | 0 | 0 | 0 | 0 | 0 | 0 | 0 | 0 | 0
F5_Commercial_Small Retail_New_Refrigeration_Electric_Icemaker_E8 | F5 | Commercial | Small Retail | New | Refrigeration | Electric | Icemaker | E8 | RIM BC Ratio | 0 | 0 | 0 | 0 | 0 | 0 | 0 | 0 | 0 | 0 | 0 | 0 | 0 | 0 | 0 | 0 | 0 | 0 | 0 | 0 | 0 | 0 | 0 | 0 | 0 | 0 | 0 | 0 | 0 | 0
F5_Commercial_Small Retail_New_Refrigeration_Electric_Icemaker_E9 | F5 | Commercial | Small Retail | New | Refrigeration | Electric | Icemaker | E9 | RIM BC Ratio | 0 | 0 | 0 | 0 | 0 | 0 | 0 | 0 | 0 | 0 | 0 | 0 | 0 | 0 | 0 | 0 | 0 | 0 | 0 | 0 | 0 | 0 | 0 | 0 | 0 | 0 | 0 | 0 | 0 | 0
F5_Commercial_Small Retail_New_Refrigeration_Electric_Icemaker_E10 | F5 | Commercial | Small Retail | New | Refrigeration | Electric | Icemaker | E10 | RIM BC Ratio | 0 | 0 | 0 | 0 | 0 | 0 | 0 | 0 | 0 | 0 | 0 | 0 | 0 | 0 | 0 | 0 | 0 | 0 | 0 | 0 | 0 | 0 | 0 | 0 | 0 | 0 | 0 | 0 | 0 | 0
F0_Commercial_Small Retail_New_Refrigeration_Electric_Vending Machine_E0 | F0 | Commercial | Small Retail | New | Refrigeration | Electric | Vending Machine | E0 | Economic Unit | 0 | 0 | 0 | 0 | 0 | 0 | 0 | 0 | 0 | 0 | 0 | 0 | 0 | 0 | 0 | 0 | 0 | 0 | 0 | 0 | 0 | 0 | 0 | 0 | 0 | 0 | 0 | 0 | 0 | 0
F1_Commercial_Small Retail_New_Refrigeration_Electric_Vending Machine_E1 | F1 | Commercial | Small Retail | New | Refrigeration | Electric | Vending Machine | E1 | CCE | 0 | 0 | 0 | 0 | 0 | 0 | 0 | 0 | 0 | 0 | 0 | 0 | 0 | 0 | 0 | 0 | 0 | 0 | 0 | 0 | 0 | 0 | 0 | 0 | 0 | 0 | 0 | 0 | 0 | 0
F1_Commercial_Small Retail_New_Refrigeration_Electric_Vending Machine_E2 | F1 | Commercial | Small Retail | New | Refrigeration | Electric | Vending Machine | E2 | CCE | 0 | 0 | 0 | 0 | 0 | 0 | 0 | 0 | 0 | 0 | 0 | 0 | 0 | 0 | 0 | 0 | 0 | 0 | 0 | 0 | 0 | 0 | 0 | 0 | 0 | 0 | 0 | 0 | 0 | 0
F1_Commercial_Small Retail_New_Refrigeration_Electric_Vending Machine_E3 | F1 | Commercial | Small Retail | New | Refrigeration | Electric | Vending Machine | E3 | CCE | 0 | 0 | 0 | 0 | 0 | 0 | 0 | 0 | 0 | 0 | 0 | 0 | 0 | 0 | 0 | 0 | 0 | 0 | 0 | 0 | 0 | 0 | 0 | 0 | 0 | 0 | 0 | 0 | 0 | 0
F1_Commercial_Small Retail_New_Refrigeration_Electric_Vending Machine_E4 | F1 | Commercial | Small Retail | New | Refrigeration | Electric | Vending Machine | E4 | CCE | 0 | 0 | 0 | 0 | 0 | 0 | 0 | 0 | 0 | 0 | 0 | 0 | 0 | 0 | 0 | 0 | 0 | 0 | 0 | 0 | 0 | 0 | 0 | 0 | 0 | 0 | 0 | 0 | 0 | 0
F1_Commercial_Small Retail_New_Refrigeration_Electric_Vending Machine_E5 | F1 | Commercial | Small Retail | New | Refrigeration | Electric | Vending Machine | E5 | CCE | 0 | 0 | 0 | 0 | 0 | 0 | 0 | 0 | 0 | 0 | 0 | 0 | 0 | 0 | 0 | 0 | 0 | 0 | 0 | 0 | 0 | 0 | 0 | 0 | 0 | 0 | 0 | 0 | 0 | 0
F1_Commercial_Small Retail_New_Refrigeration_Electric_Vending Machine_E6 | F1 | Commercial | Small Retail | New | Refrigeration | Electric | Vending Machine | E6 | CCE | 0 | 0 | 0 | 0 | 0 | 0 | 0 | 0 | 0 | 0 | 0 | 0 | 0 | 0 | 0 | 0 | 0 | 0 | 0 | 0 | 0 | 0 | 0 | 0 | 0 | 0 | 0 | 0 | 0 | 0
F1_Commercial_Small Retail_New_Refrigeration_Electric_Vending Machine_E7 | F1 | Commercial | Small Retail | New | Refrigeration | Electric | Vending Machine | E7 | CCE | 0 | 0 | 0 | 0 | 0 | 0 | 0 | 0 | 0 | 0 | 0 | 0 | 0 | 0 | 0 | 0 | 0 | 0 | 0 | 0 | 0 | 0 | 0 | 0 | 0 | 0 | 0 | 0 | 0 | 0
F1_Commercial_Small Retail_New_Refrigeration_Electric_Vending Machine_E8 | F1 | Commercial | Small Retail | New | Refrigeration | Electric | Vending Machine | E8 | CCE | 0 | 0 | 0 | 0 | 0 | 0 | 0 | 0 | 0 | 0 | 0 | 0 | 0 | 0 | 0 | 0 | 0 | 0 | 0 | 0 | 0 | 0 | 0 | 0 | 0 | 0 | 0 | 0 | 0 | 0
F1_Commercial_Small Retail_New_Refrigeration_Electric_Vending Machine_E9 | F1 | Commercial | Small Retail | New | Refrigeration | Electric | Vending Machine | E9 | CCE | 0 | 0 | 0 | 0 | 0 | 0 | 0 | 0 | 0 | 0 | 0 | 0 | 0 | 0 | 0 | 0 | 0 | 0 | 0 | 0 | 0 | 0 | 0 | 0 | 0 | 0 | 0 | 0 | 0 | 0
F1_Commercial_Small Retail_New_Refrigeration_Electric_Vending Machine_E10 | F1 | Commercial | Small Retail | New | Refrigeration | Electric | Vending Machine | E10 | CCE | 0 | 0 | 0 | 0 | 0 | 0 | 0 | 0 | 0 | 0 | 0 | 0 | 0 | 0 | 0 | 0 | 0 | 0 | 0 | 0 | 0 | 0 | 0 | 0 | 0 | 0 | 0 | 0 | 0 | 0
F2_Commercial_Small Retail_New_Refrigeration_Electric_Vending Machine_E1 | F2 | Commercial | Small Retail | New | Refrigeration | Electric | Vending Machine | E1 | TRC BC Ratio | 0 | 0 | 0 | 0 | 0 | 0 | 0 | 0 | 0 | 0 | 0 | 0 | 0 | 0 | 0 | 0 | 0 | 0 | 0 | 0 | 0 | 0 | 0 | 0 | 0 | 0 | 0 | 0 | 0 | 0
F2_Commercial_Small Retail_New_Refrigeration_Electric_Vending Machine_E2 | F2 | Commercial | Small Retail | New | Refrigeration | Electric | Vending Machine | E2 | TRC BC Ratio | 0 | 0 | 0 | 0 | 0 | 0 | 0 | 0 | 0 | 0 | 0 | 0 | 0 | 0 | 0 | 0 | 0 | 0 | 0 | 0 | 0 | 0 | 0 | 0 | 0 | 0 | 0 | 0 | 0 | 0
F2_Commercial_Small Retail_New_Refrigeration_Electric_Vending Machine_E3 | F2 | Commercial | Small Retail | New | Refrigeration | Electric | Vending Machine | E3 | TRC BC Ratio | 0 | 0 | 0 | 0 | 0 | 0 | 0 | 0 | 0 | 0 | 0 | 0 | 0 | 0 | 0 | 0 | 0 | 0 | 0 | 0 | 0 | 0 | 0 | 0 | 0 | 0 | 0 | 0 | 0 | 0
F2_Commercial_Small Retail_New_Refrigeration_Electric_Vending Machine_E4 | F2 | Commercial | Small Retail | New | Refrigeration | Electric | Vending Machine | E4 | TRC BC Ratio | 0 | 0 | 0 | 0 | 0 | 0 | 0 | 0 | 0 | 0 | 0 | 0 | 0 | 0 | 0 | 0 | 0 | 0 | 0 | 0 | 0 | 0 | 0 | 0 | 0 | 0 | 0 | 0 | 0 | 0
F2_Commercial_Small Retail_New_Refrigeration_Electric_Vending Machine_E5 | F2 | Commercial | Small Retail | New | Refrigeration | Electric | Vending Machine | E5 | TRC BC Ratio | 0 | 0 | 0 | 0 | 0 | 0 | 0 | 0 | 0 | 0 | 0 | 0 | 0 | 0 | 0 | 0 | 0 | 0 | 0 | 0 | 0 | 0 | 0 | 0 | 0 | 0 | 0 | 0 | 0 | 0
F2_Commercial_Small Retail_New_Refrigeration_Electric_Vending Machine_E6 | F2 | Commercial | Small Retail | New | Refrigeration | Electric | Vending Machine | E6 | TRC BC Ratio | 0 | 0 | 0 | 0 | 0 | 0 | 0 | 0 | 0 | 0 | 0 | 0 | 0 | 0 | 0 | 0 | 0 | 0 | 0 | 0 | 0 | 0 | 0 | 0 | 0 | 0 | 0 | 0 | 0 | 0
F2_Commercial_Small Retail_New_Refrigeration_Electric_Vending Machine_E7 | F2 | Commercial | Small Retail | New | Refrigeration | Electric | Vending Machine | E7 | TRC BC Ratio | 0 | 0 | 0 | 0 | 0 | 0 | 0 | 0 | 0 | 0 | 0 | 0 | 0 | 0 | 0 | 0 | 0 | 0 | 0 | 0 | 0 | 0 | 0 | 0 | 0 | 0 | 0 | 0 | 0 | 0
F2_Commercial_Small Retail_New_Refrigeration_Electric_Vending Machine_E8 | F2 | Commercial | Small Retail | New | Refrigeration | Electric | Vending Machine | E8 | TRC BC Ratio | 0 | 0 | 0 | 0 | 0 | 0 | 0 | 0 | 0 | 0 | 0 | 0 | 0 | 0 | 0 | 0 | 0 | 0 | 0 | 0 | 0 | 0 | 0 | 0 | 0 | 0 | 0 | 0 | 0 | 0
F2_Commercial_Small Retail_New_Refrigeration_Electric_Vending Machine_E9 | F2 | Commercial | Small Retail | New | Refrigeration | Electric | Vending Machine | E9 | TRC BC Ratio | 0 | 0 | 0 | 0 | 0 | 0 | 0 | 0 | 0 | 0 | 0 | 0 | 0 | 0 | 0 | 0 | 0 | 0 | 0 | 0 | 0 | 0 | 0 | 0 | 0 | 0 | 0 | 0 | 0 | 0
F2_Commercial_Small Retail_New_Refrigeration_Electric_Vending Machine_E10 | F2 | Commercial | Small Retail | New | Refrigeration | Electric | Vending Machine | E10 | TRC BC Ratio | 0 | 0 | 0 | 0 | 0 | 0 | 0 | 0 | 0 | 0 | 0 | 0 | 0 | 0 | 0 | 0 | 0 | 0 | 0 | 0 | 0 | 0 | 0 | 0 | 0 | 0 | 0 | 0 | 0 | 0
F3_Commercial_Small Retail_New_Refrigeration_Electric_Vending Machine_E1 | F3 | Commercial | Small Retail | New | Refrigeration | Electric | Vending Machine | E1 | PACT BC Ratio | 0 | 0 | 0 | 0 | 0 | 0 | 0 | 0 | 0 | 0 | 0 | 0 | 0 | 0 | 0 | 0 | 0 | 0 | 0 | 0 | 0 | 0 | 0 | 0 | 0 | 0 | 0 | 0 | 0 | 0
F3_Commercial_Small Retail_New_Refrigeration_Electric_Vending Machine_E2 | F3 | Commercial | Small Retail | New | Refrigeration | Electric | Vending Machine | E2 | PACT BC Ratio | 0 | 0 | 0 | 0 | 0 | 0 | 0 | 0 | 0 | 0 | 0 | 0 | 0 | 0 | 0 | 0 | 0 | 0 | 0 | 0 | 0 | 0 | 0 | 0 | 0 | 0 | 0 | 0 | 0 | 0
F3_Commercial_Small Retail_New_Refrigeration_Electric_Vending Machine_E3 | F3 | Commercial | Small Retail | New | Refrigeration | Electric | Vending Machine | E3 | PACT BC Ratio | 0 | 0 | 0 | 0 | 0 | 0 | 0 | 0 | 0 | 0 | 0 | 0 | 0 | 0 | 0 | 0 | 0 | 0 | 0 | 0 | 0 | 0 | 0 | 0 | 0 | 0 | 0 | 0 | 0 | 0
F3_Commercial_Small Retail_New_Refrigeration_Electric_Vending Machine_E4 | F3 | Commercial | Small Retail | New | Refrigeration | Electric | Vending Machine | E4 | PACT BC Ratio | 0 | 0 | 0 | 0 | 0 | 0 | 0 | 0 | 0 | 0 | 0 | 0 | 0 | 0 | 0 | 0 | 0 | 0 | 0 | 0 | 0 | 0 | 0 | 0 | 0 | 0 | 0 | 0 | 0 | 0
F3_Commercial_Small Retail_New_Refrigeration_Electric_Vending Machine_E5 | F3 | Commercial | Small Retail | New | Refrigeration | Electric | Vending Machine | E5 | PACT BC Ratio | 0 | 0 | 0 | 0 | 0 | 0 | 0 | 0 | 0 | 0 | 0 | 0 | 0 | 0 | 0 | 0 | 0 | 0 | 0 | 0 | 0 | 0 | 0 | 0 | 0 | 0 | 0 | 0 | 0 | 0
F3_Commercial_Small Retail_New_Refrigeration_Electric_Vending Machine_E6 | F3 | Commercial | Small Retail | New | Refrigeration | Electric | Vending Machine | E6 | PACT BC Ratio | 0 | 0 | 0 | 0 | 0 | 0 | 0 | 0 | 0 | 0 | 0 | 0 | 0 | 0 | 0 | 0 | 0 | 0 | 0 | 0 | 0 | 0 | 0 | 0 | 0 | 0 | 0 | 0 | 0 | 0
F3_Commercial_Small Retail_New_Refrigeration_Electric_Vending Machine_E7 | F3 | Commercial | Small Retail | New | Refrigeration | Electric | Vending Machine | E7 | PACT BC Ratio | 0 | 0 | 0 | 0 | 0 | 0 | 0 | 0 | 0 | 0 | 0 | 0 | 0 | 0 | 0 | 0 | 0 | 0 | 0 | 0 | 0 | 0 | 0 | 0 | 0 | 0 | 0 | 0 | 0 | 0
F3_Commercial_Small Retail_New_Refrigeration_Electric_Vending Machine_E8 | F3 | Commercial | Small Retail | New | Refrigeration | Electric | Vending Machine | E8 | PACT BC Ratio | 0 | 0 | 0 | 0 | 0 | 0 | 0 | 0 | 0 | 0 | 0 | 0 | 0 | 0 | 0 | 0 | 0 | 0 | 0 | 0 | 0 | 0 | 0 | 0 | 0 | 0 | 0 | 0 | 0 | 0
F3_Commercial_Small Retail_New_Refrigeration_Electric_Vending Machine_E9 | F3 | Commercial | Small Retail | New | Refrigeration | Electric | Vending Machine | E9 | PACT BC Ratio | 0 | 0 | 0 | 0 | 0 | 0 | 0 | 0 | 0 | 0 | 0 | 0 | 0 | 0 | 0 | 0 | 0 | 0 | 0 | 0 | 0 | 0 | 0 | 0 | 0 | 0 | 0 | 0 | 0 | 0
F3_Commercial_Small Retail_New_Refrigeration_Electric_Vending Machine_E10 | F3 | Commercial | Small Retail | New | Refrigeration | Electric | Vending Machine | E10 | PACT BC Ratio | 0 | 0 | 0 | 0 | 0 | 0 | 0 | 0 | 0 | 0 | 0 | 0 | 0 | 0 | 0 | 0 | 0 | 0 | 0 | 0 | 0 | 0 | 0 | 0 | 0 | 0 | 0 | 0 | 0 | 0
F4_Commercial_Small Retail_New_Refrigeration_Electric_Vending Machine_E1 | F4 | Commercial | Small Retail | New | Refrigeration | Electric | Vending Machine | E1 | RVT BC Ratio | 0 | 0 | 0 | 0 | 0 | 0 | 0 | 0 | 0 | 0 | 0 | 0 | 0 | 0 | 0 | 0 | 0 | 0 | 0 | 0 | 0 | 0 | 0 | 0 | 0 | 0 | 0 | 0 | 0 | 0
F4_Commercial_Small Retail_New_Refrigeration_Electric_Vending Machine_E2 | F4 | Commercial | Small Retail | New | Refrigeration | Electric | Vending Machine | E2 | RVT BC Ratio | 0 | 0 | 0 | 0 | 0 | 0 | 0 | 0 | 0 | 0 | 0 | 0 | 0 | 0 | 0 | 0 | 0 | 0 | 0 | 0 | 0 | 0 | 0 | 0 | 0 | 0 | 0 | 0 | 0 | 0
F4_Commercial_Small Retail_New_Refrigeration_Electric_Vending Machine_E3 | F4 | Commercial | Small Retail | New | Refrigeration | Electric | Vending Machine | E3 | RVT BC Ratio | 0 | 0 | 0 | 0 | 0 | 0 | 0 | 0 | 0 | 0 | 0 | 0 | 0 | 0 | 0 | 0 | 0 | 0 | 0 | 0 | 0 | 0 | 0 | 0 | 0 | 0 | 0 | 0 | 0 | 0
F4_Commercial_Small Retail_New_Refrigeration_Electric_Vending Machine_E4 | F4 | Commercial | Small Retail | New | Refrigeration | Electric | Vending Machine | E4 | RVT BC Ratio | 0 | 0 | 0 | 0 | 0 | 0 | 0 | 0 | 0 | 0 | 0 | 0 | 0 | 0 | 0 | 0 | 0 | 0 | 0 | 0 | 0 | 0 | 0 | 0 | 0 | 0 | 0 | 0 | 0 | 0
F4_Commercial_Small Retail_New_Refrigeration_Electric_Vending Machine_E5 | F4 | Commercial | Small Retail | New | Refrigeration | Electric | Vending Machine | E5 | RVT BC Ratio | 0 | 0 | 0 | 0 | 0 | 0 | 0 | 0 | 0 | 0 | 0 | 0 | 0 | 0 | 0 | 0 | 0 | 0 | 0 | 0 | 0 | 0 | 0 | 0 | 0 | 0 | 0 | 0 | 0 | 0
F4_Commercial_Small Retail_New_Refrigeration_Electric_Vending Machine_E6 | F4 | Commercial | Small Retail | New | Refrigeration | Electric | Vending Machine | E6 | RVT BC Ratio | 0 | 0 | 0 | 0 | 0 | 0 | 0 | 0 | 0 | 0 | 0 | 0 | 0 | 0 | 0 | 0 | 0 | 0 | 0 | 0 | 0 | 0 | 0 | 0 | 0 | 0 | 0 | 0 | 0 | 0
F4_Commercial_Small Retail_New_Refrigeration_Electric_Vending Machine_E7 | F4 | Commercial | Small Retail | New | Refrigeration | Electric | Vending Machine | E7 | RVT BC Ratio | 0 | 0 | 0 | 0 | 0 | 0 | 0 | 0 | 0 | 0 | 0 | 0 | 0 | 0 | 0 | 0 | 0 | 0 | 0 | 0 | 0 | 0 | 0 | 0 | 0 | 0 | 0 | 0 | 0 | 0
F4_Commercial_Small Retail_New_Refrigeration_Electric_Vending Machine_E8 | F4 | Commercial | Small Retail | New | Refrigeration | Electric | Vending Machine | E8 | RVT BC Ratio | 0 | 0 | 0 | 0 | 0 | 0 | 0 | 0 | 0 | 0 | 0 | 0 | 0 | 0 | 0 | 0 | 0 | 0 | 0 | 0 | 0 | 0 | 0 | 0 | 0 | 0 | 0 | 0 | 0 | 0
F4_Commercial_Small Retail_New_Refrigeration_Electric_Vending Machine_E9 | F4 | Commercial | Small Retail | New | Refrigeration | Electric | Vending Machine | E9 | RVT BC Ratio | 0 | 0 | 0 | 0 | 0 | 0 | 0 | 0 | 0 | 0 | 0 | 0 | 0 | 0 | 0 | 0 | 0 | 0 | 0 | 0 | 0 | 0 | 0 | 0 | 0 | 0 | 0 | 0 | 0 | 0
F4_Commercial_Small Retail_New_Refrigeration_Electric_Vending Machine_E10 | F4 | Commercial | Small Retail | New | Refrigeration | Electric | Vending Machine | E10 | RVT BC Ratio | 0 | 0 | 0 | 0 | 0 | 0 | 0 | 0 | 0 | 0 | 0 | 0 | 0 | 0 | 0 | 0 | 0 | 0 | 0 | 0 | 0 | 0 | 0 | 0 | 0 | 0 | 0 | 0 | 0 | 0
F5_Commercial_Small Retail_New_Refrigeration_Electric_Vending Machine_E1 | F5 | Commercial | Small Retail | New | Refrigeration | Electric | Vending Machine | E1 | RIM BC Ratio | 0 | 0 | 0 | 0 | 0 | 0 | 0 | 0 | 0 | 0 | 0 | 0 | 0 | 0 | 0 | 0 | 0 | 0 | 0 | 0 | 0 | 0 | 0 | 0 | 0 | 0 | 0 | 0 | 0 | 0
F5_Commercial_Small Retail_New_Refrigeration_Electric_Vending Machine_E2 | F5 | Commercial | Small Retail | New | Refrigeration | Electric | Vending Machine | E2 | RIM BC Ratio | 0 | 0 | 0 | 0 | 0 | 0 | 0 | 0 | 0 | 0 | 0 | 0 | 0 | 0 | 0 | 0 | 0 | 0 | 0 | 0 | 0 | 0 | 0 | 0 | 0 | 0 | 0 | 0 | 0 | 0
F5_Commercial_Small Retail_New_Refrigeration_Electric_Vending Machine_E3 | F5 | Commercial | Small Retail | New | Refrigeration | Electric | Vending Machine | E3 | RIM BC Ratio | 0 | 0 | 0 | 0 | 0 | 0 | 0 | 0 | 0 | 0 | 0 | 0 | 0 | 0 | 0 | 0 | 0 | 0 | 0 | 0 | 0 | 0 | 0 | 0 | 0 | 0 | 0 | 0 | 0 | 0
F5_Commercial_Small Retail_New_Refrigeration_Electric_Vending Machine_E4 | F5 | Commercial | Small Retail | New | Refrigeration | Electric | Vending Machine | E4 | RIM BC Ratio | 0 | 0 | 0 | 0 | 0 | 0 | 0 | 0 | 0 | 0 | 0 | 0 | 0 | 0 | 0 | 0 | 0 | 0 | 0 | 0 | 0 | 0 | 0 | 0 | 0 | 0 | 0 | 0 | 0 | 0
F5_Commercial_Small Retail_New_Refrigeration_Electric_Vending Machine_E5 | F5 | Commercial | Small Retail | New | Refrigeration | Electric | Vending Machine | E5 | RIM BC Ratio | 0 | 0 | 0 | 0 | 0 | 0 | 0 | 0 | 0 | 0 | 0 | 0 | 0 | 0 | 0 | 0 | 0 | 0 | 0 | 0 | 0 | 0 | 0 | 0 | 0 | 0 | 0 | 0 | 0 | 0
F5_Commercial_Small Retail_New_Refrigeration_Electric_Vending Machine_E6 | F5 | Commercial | Small Retail | New | Refrigeration | Electric | Vending Machine | E6 | RIM BC Ratio | 0 | 0 | 0 | 0 | 0 | 0 | 0 | 0 | 0 | 0 | 0 | 0 | 0 | 0 | 0 | 0 | 0 | 0 | 0 | 0 | 0 | 0 | 0 | 0 | 0 | 0 | 0 | 0 | 0 | 0
F5_Commercial_Small Retail_New_Refrigeration_Electric_Vending Machine_E7 | F5 | Commercial | Small Retail | New | Refrigeration | Electric | Vending Machine | E7 | RIM BC Ratio | 0 | 0 | 0 | 0 | 0 | 0 | 0 | 0 | 0 | 0 | 0 | 0 | 0 | 0 | 0 | 0 | 0 | 0 | 0 | 0 | 0 | 0 | 0 | 0 | 0 | 0 | 0 | 0 | 0 | 0
F5_Commercial_Small Retail_New_Refrigeration_Electric_Vending Machine_E8 | F5 | Commercial | Small Retail | New | Refrigeration | Electric | Vending Machine | E8 | RIM BC Ratio | 0 | 0 | 0 | 0 | 0 | 0 | 0 | 0 | 0 | 0 | 0 | 0 | 0 | 0 | 0 | 0 | 0 | 0 | 0 | 0 | 0 | 0 | 0 | 0 | 0 | 0 | 0 | 0 | 0 | 0
F5_Commercial_Small Retail_New_Refrigeration_Electric_Vending Machine_E9 | F5 | Commercial | Small Retail | New | Refrigeration | Electric | Vending Machine | E9 | RIM BC Ratio | 0 | 0 | 0 | 0 | 0 | 0 | 0 | 0 | 0 | 0 | 0 | 0 | 0 | 0 | 0 | 0 | 0 | 0 | 0 | 0 | 0 | 0 | 0 | 0 | 0 | 0 | 0 | 0 | 0 | 0
F5_Commercial_Small Retail_New_Refrigeration_Electric_Vending Machine_E10 | F5 | Commercial | Small Retail | New | Refrigeration | Electric | Vending Machine | E10 | RIM BC Ratio | 0 | 0 | 0 | 0 | 0 | 0 | 0 | 0 | 0 | 0 | 0 | 0 | 0 | 0 | 0 | 0 | 0 | 0 | 0 | 0 | 0 | 0 | 0 | 0 | 0 | 0 | 0 | 0 | 0 | 0
F0_Commercial_Small Retail_New_Food Preparation_Electric_Oven_E0 | F0 | Commercial | Small Retail | New | Food Preparation | Electric | Oven | E0 | Economic Unit | 0 | 0 | 0 | 0 | 0 | 0 | 0 | 0 | 0 | 0 | 0 | 0 | 0 | 0 | 0 | 0 | 0 | 0 | 0 | 0 | 0 | 0 | 0 | 0 | 0 | 0 | 0 | 0 | 0 | 0
F1_Commercial_Small Retail_New_Food Preparation_Electric_Oven_E1 | F1 | Commercial | Small Retail | New | Food Preparation | Electric | Oven | E1 | CCE | 0 | 0 | 0 | 0 | 0 | 0 | 0 | 0 | 0 | 0 | 0 | 0 | 0 | 0 | 0 | 0 | 0 | 0 | 0 | 0 | 0 | 0 | 0 | 0 | 0 | 0 | 0 | 0 | 0 | 0
F1_Commercial_Small Retail_New_Food Preparation_Electric_Oven_E2 | F1 | Commercial | Small Retail | New | Food Preparation | Electric | Oven | E2 | CCE | 0 | 0 | 0 | 0 | 0 | 0 | 0 | 0 | 0 | 0 | 0 | 0 | 0 | 0 | 0 | 0 | 0 | 0 | 0 | 0 | 0 | 0 | 0 | 0 | 0 | 0 | 0 | 0 | 0 | 0
F1_Commercial_Small Retail_New_Food Preparation_Electric_Oven_E3 | F1 | Commercial | Small Retail | New | Food Preparation | Electric | Oven | E3 | CCE | 0 | 0 | 0 | 0 | 0 | 0 | 0 | 0 | 0 | 0 | 0 | 0 | 0 | 0 | 0 | 0 | 0 | 0 | 0 | 0 | 0 | 0 | 0 | 0 | 0 | 0 | 0 | 0 | 0 | 0
F1_Commercial_Small Retail_New_Food Preparation_Electric_Oven_E4 | F1 | Commercial | Small Retail | New | Food Preparation | Electric | Oven | E4 | CCE | 0 | 0 | 0 | 0 | 0 | 0 | 0 | 0 | 0 | 0 | 0 | 0 | 0 | 0 | 0 | 0 | 0 | 0 | 0 | 0 | 0 | 0 | 0 | 0 | 0 | 0 | 0 | 0 | 0 | 0
F1_Commercial_Small Retail_New_Food Preparation_Electric_Oven_E5 | F1 | Commercial | Small Retail | New | Food Preparation | Electric | Oven | E5 | CCE | 0 | 0 | 0 | 0 | 0 | 0 | 0 | 0 | 0 | 0 | 0 | 0 | 0 | 0 | 0 | 0 | 0 | 0 | 0 | 0 | 0 | 0 | 0 | 0 | 0 | 0 | 0 | 0 | 0 | 0
F1_Commercial_Small Retail_New_Food Preparation_Electric_Oven_E6 | F1 | Commercial | Small Retail | New | Food Preparation | Electric | Oven | E6 | CCE | 0 | 0 | 0 | 0 | 0 | 0 | 0 | 0 | 0 | 0 | 0 | 0 | 0 | 0 | 0 | 0 | 0 | 0 | 0 | 0 | 0 | 0 | 0 | 0 | 0 | 0 | 0 | 0 | 0 | 0
F1_Commercial_Small Retail_New_Food Preparation_Electric_Oven_E7 | F1 | Commercial | Small Retail | New | Food Preparation | Electric | Oven | E7 | CCE | 0 | 0 | 0 | 0 | 0 | 0 | 0 | 0 | 0 | 0 | 0 | 0 | 0 | 0 | 0 | 0 | 0 | 0 | 0 | 0 | 0 | 0 | 0 | 0 | 0 | 0 | 0 | 0 | 0 | 0
F1_Commercial_Small Retail_New_Food Preparation_Electric_Oven_E8 | F1 | Commercial | Small Retail | New | Food Preparation | Electric | Oven | E8 | CCE | 0 | 0 | 0 | 0 | 0 | 0 | 0 | 0 | 0 | 0 | 0 | 0 | 0 | 0 | 0 | 0 | 0 | 0 | 0 | 0 | 0 | 0 | 0 | 0 | 0 | 0 | 0 | 0 | 0 | 0
F1_Commercial_Small Retail_New_Food Preparation_Electric_Oven_E9 | F1 | Commercial | Small Retail | New | Food Preparation | Electric | Oven | E9 | CCE | 0 | 0 | 0 | 0 | 0 | 0 | 0 | 0 | 0 | 0 | 0 | 0 | 0 | 0 | 0 | 0 | 0 | 0 | 0 | 0 | 0 | 0 | 0 | 0 | 0 | 0 | 0 | 0 | 0 | 0
F1_Commercial_Small Retail_New_Food Preparation_Electric_Oven_E10 | F1 | Commercial | Small Retail | New | Food Preparation | Electric | Oven | E10 | CCE | 0 | 0 | 0 | 0 | 0 | 0 | 0 | 0 | 0 | 0 | 0 | 0 | 0 | 0 | 0 | 0 | 0 | 0 | 0 | 0 | 0 | 0 | 0 | 0 | 0 | 0 | 0 | 0 | 0 | 0
F2_Commercial_Small Retail_New_Food Preparation_Electric_Oven_E1 | F2 | Commercial | Small Retail | New | Food Preparation | Electric | Oven | E1 | TRC BC Ratio | 0 | 0 | 0 | 0 | 0 | 0 | 0 | 0 | 0 | 0 | 0 | 0 | 0 | 0 | 0 | 0 | 0 | 0 | 0 | 0 | 0 | 0 | 0 | 0 | 0 | 0 | 0 | 0 | 0 | 0
F2_Commercial_Small Retail_New_Food Preparation_Electric_Oven_E2 | F2 | Commercial | Small Retail | New | Food Preparation | Electric | Oven | E2 | TRC BC Ratio | 0 | 0 | 0 | 0 | 0 | 0 | 0 | 0 | 0 | 0 | 0 | 0 | 0 | 0 | 0 | 0 | 0 | 0 | 0 | 0 | 0 | 0 | 0 | 0 | 0 | 0 | 0 | 0 | 0 | 0
F2_Commercial_Small Retail_New_Food Preparation_Electric_Oven_E3 | F2 | Commercial | Small Retail | New | Food Preparation | Electric | Oven | E3 | TRC BC Ratio | 0 | 0 | 0 | 0 | 0 | 0 | 0 | 0 | 0 | 0 | 0 | 0 | 0 | 0 | 0 | 0 | 0 | 0 | 0 | 0 | 0 | 0 | 0 | 0 | 0 | 0 | 0 | 0 | 0 | 0
F2_Commercial_Small Retail_New_Food Preparation_Electric_Oven_E4 | F2 | Commercial | Small Retail | New | Food Preparation | Electric | Oven | E4 | TRC BC Ratio | 0 | 0 | 0 | 0 | 0 | 0 | 0 | 0 | 0 | 0 | 0 | 0 | 0 | 0 | 0 | 0 | 0 | 0 | 0 | 0 | 0 | 0 | 0 | 0 | 0 | 0 | 0 | 0 | 0 | 0
F2_Commercial_Small Retail_New_Food Preparation_Electric_Oven_E5 | F2 | Commercial | Small Retail | New | Food Preparation | Electric | Oven | E5 | TRC BC Ratio | 0 | 0 | 0 | 0 | 0 | 0 | 0 | 0 | 0 | 0 | 0 | 0 | 0 | 0 | 0 | 0 | 0 | 0 | 0 | 0 | 0 | 0 | 0 | 0 | 0 | 0 | 0 | 0 | 0 | 0
F2_Commercial_Small Retail_New_Food Preparation_Electric_Oven_E6 | F2 | Commercial | Small Retail | New | Food Preparation | Electric | Oven | E6 | TRC BC Ratio | 0 | 0 | 0 | 0 | 0 | 0 | 0 | 0 | 0 | 0 | 0 | 0 | 0 | 0 | 0 | 0 | 0 | 0 | 0 | 0 | 0 | 0 | 0 | 0 | 0 | 0 | 0 | 0 | 0 | 0
F2_Commercial_Small Retail_New_Food Preparation_Electric_Oven_E7 | F2 | Commercial | Small Retail | New | Food Preparation | Electric | Oven | E7 | TRC BC Ratio | 0 | 0 | 0 | 0 | 0 | 0 | 0 | 0 | 0 | 0 | 0 | 0 | 0 | 0 | 0 | 0 | 0 | 0 | 0 | 0 | 0 | 0 | 0 | 0 | 0 | 0 | 0 | 0 | 0 | 0
F2_Commercial_Small Retail_New_Food Preparation_Electric_Oven_E8 | F2 | Commercial | Small Retail | New | Food Preparation | Electric | Oven | E8 | TRC BC Ratio | 0 | 0 | 0 | 0 | 0 | 0 | 0 | 0 | 0 | 0 | 0 | 0 | 0 | 0 | 0 | 0 | 0 | 0 | 0 | 0 | 0 | 0 | 0 | 0 | 0 | 0 | 0 | 0 | 0 | 0
F2_Commercial_Small Retail_New_Food Preparation_Electric_Oven_E9 | F2 | Commercial | Small Retail | New | Food Preparation | Electric | Oven | E9 | TRC BC Ratio | 0 | 0 | 0 | 0 | 0 | 0 | 0 | 0 | 0 | 0 | 0 | 0 | 0 | 0 | 0 | 0 | 0 | 0 | 0 | 0 | 0 | 0 | 0 | 0 | 0 | 0 | 0 | 0 | 0 | 0
F2_Commercial_Small Retail_New_Food Preparation_Electric_Oven_E10 | F2 | Commercial | Small Retail | New | Food Preparation | Electric | Oven | E10 | TRC BC Ratio | 0 | 0 | 0 | 0 | 0 | 0 | 0 | 0 | 0 | 0 | 0 | 0 | 0 | 0 | 0 | 0 | 0 | 0 | 0 | 0 | 0 | 0 | 0 | 0 | 0 | 0 | 0 | 0 | 0 | 0
F3_Commercial_Small Retail_New_Food Preparation_Electric_Oven_E1 | F3 | Commercial | Small Retail | New | Food Preparation | Electric | Oven | E1 | PACT BC Ratio | 0 | 0 | 0 | 0 | 0 | 0 | 0 | 0 | 0 | 0 | 0 | 0 | 0 | 0 | 0 | 0 | 0 | 0 | 0 | 0 | 0 | 0 | 0 | 0 | 0 | 0 | 0 | 0 | 0 | 0
F3_Commercial_Small Retail_New_Food Preparation_Electric_Oven_E2 | F3 | Commercial | Small Retail | New | Food Preparation | Electric | Oven | E2 | PACT BC Ratio | 0 | 0 | 0 | 0 | 0 | 0 | 0 | 0 | 0 | 0 | 0 | 0 | 0 | 0 | 0 | 0 | 0 | 0 | 0 | 0 | 0 | 0 | 0 | 0 | 0 | 0 | 0 | 0 | 0 | 0
F3_Commercial_Small Retail_New_Food Preparation_Electric_Oven_E3 | F3 | Commercial | Small Retail | New | Food Preparation | Electric | Oven | E3 | PACT BC Ratio | 0 | 0 | 0 | 0 | 0 | 0 | 0 | 0 | 0 | 0 | 0 | 0 | 0 | 0 | 0 | 0 | 0 | 0 | 0 | 0 | 0 | 0 | 0 | 0 | 0 | 0 | 0 | 0 | 0 | 0
F3_Commercial_Small Retail_New_Food Preparation_Electric_Oven_E4 | F3 | Commercial | Small Retail | New | Food Preparation | Electric | Oven | E4 | PACT BC Ratio | 0 | 0 | 0 | 0 | 0 | 0 | 0 | 0 | 0 | 0 | 0 | 0 | 0 | 0 | 0 | 0 | 0 | 0 | 0 | 0 | 0 | 0 | 0 | 0 | 0 | 0 | 0 | 0 | 0 | 0
F3_Commercial_Small Retail_New_Food Preparation_Electric_Oven_E5 | F3 | Commercial | Small Retail | New | Food Preparation | Electric | Oven | E5 | PACT BC Ratio | 0 | 0 | 0 | 0 | 0 | 0 | 0 | 0 | 0 | 0 | 0 | 0 | 0 | 0 | 0 | 0 | 0 | 0 | 0 | 0 | 0 | 0 | 0 | 0 | 0 | 0 | 0 | 0 | 0 | 0
F3_Commercial_Small Retail_New_Food Preparation_Electric_Oven_E6 | F3 | Commercial | Small Retail | New | Food Preparation | Electric | Oven | E6 | PACT BC Ratio | 0 | 0 | 0 | 0 | 0 | 0 | 0 | 0 | 0 | 0 | 0 | 0 | 0 | 0 | 0 | 0 | 0 | 0 | 0 | 0 | 0 | 0 | 0 | 0 | 0 | 0 | 0 | 0 | 0 | 0
F3_Commercial_Small Retail_New_Food Preparation_Electric_Oven_E7 | F3 | Commercial | Small Retail | New | Food Preparation | Electric | Oven | E7 | PACT BC Ratio | 0 | 0 | 0 | 0 | 0 | 0 | 0 | 0 | 0 | 0 | 0 | 0 | 0 | 0 | 0 | 0 | 0 | 0 | 0 | 0 | 0 | 0 | 0 | 0 | 0 | 0 | 0 | 0 | 0 | 0
F3_Commercial_Small Retail_New_Food Preparation_Electric_Oven_E8 | F3 | Commercial | Small Retail | New | Food Preparation | Electric | Oven | E8 | PACT BC Ratio | 0 | 0 | 0 | 0 | 0 | 0 | 0 | 0 | 0 | 0 | 0 | 0 | 0 | 0 | 0 | 0 | 0 | 0 | 0 | 0 | 0 | 0 | 0 | 0 | 0 | 0 | 0 | 0 | 0 | 0
F3_Commercial_Small Retail_New_Food Preparation_Electric_Oven_E9 | F3 | Commercial | Small Retail | New | Food Preparation | Electric | Oven | E9 | PACT BC Ratio | 0 | 0 | 0 | 0 | 0 | 0 | 0 | 0 | 0 | 0 | 0 | 0 | 0 | 0 | 0 | 0 | 0 | 0 | 0 | 0 | 0 | 0 | 0 | 0 | 0 | 0 | 0 | 0 | 0 | 0
F3_Commercial_Small Retail_New_Food Preparation_Electric_Oven_E10 | F3 | Commercial | Small Retail | New | Food Preparation | Electric | Oven | E10 | PACT BC Ratio | 0 | 0 | 0 | 0 | 0 | 0 | 0 | 0 | 0 | 0 | 0 | 0 | 0 | 0 | 0 | 0 | 0 | 0 | 0 | 0 | 0 | 0 | 0 | 0 | 0 | 0 | 0 | 0 | 0 | 0
F4_Commercial_Small Retail_New_Food Preparation_Electric_Oven_E1 | F4 | Commercial | Small Retail | New | Food Preparation | Electric | Oven | E1 | RVT BC Ratio | 0 | 0 | 0 | 0 | 0 | 0 | 0 | 0 | 0 | 0 | 0 | 0 | 0 | 0 | 0 | 0 | 0 | 0 | 0 | 0 | 0 | 0 | 0 | 0 | 0 | 0 | 0 | 0 | 0 | 0
F4_Commercial_Small Retail_New_Food Preparation_Electric_Oven_E2 | F4 | Commercial | Small Retail | New | Food Preparation | Electric | Oven | E2 | RVT BC Ratio | 0 | 0 | 0 | 0 | 0 | 0 | 0 | 0 | 0 | 0 | 0 | 0 | 0 | 0 | 0 | 0 | 0 | 0 | 0 | 0 | 0 | 0 | 0 | 0 | 0 | 0 | 0 | 0 | 0 | 0
F4_Commercial_Small Retail_New_Food Preparation_Electric_Oven_E3 | F4 | Commercial | Small Retail | New | Food Preparation | Electric | Oven | E3 | RVT BC Ratio | 0 | 0 | 0 | 0 | 0 | 0 | 0 | 0 | 0 | 0 | 0 | 0 | 0 | 0 | 0 | 0 | 0 | 0 | 0 | 0 | 0 | 0 | 0 | 0 | 0 | 0 | 0 | 0 | 0 | 0
F4_Commercial_Small Retail_New_Food Preparation_Electric_Oven_E4 | F4 | Commercial | Small Retail | New | Food Preparation | Electric | Oven | E4 | RVT BC Ratio | 0 | 0 | 0 | 0 | 0 | 0 | 0 | 0 | 0 | 0 | 0 | 0 | 0 | 0 | 0 | 0 | 0 | 0 | 0 | 0 | 0 | 0 | 0 | 0 | 0 | 0 | 0 | 0 | 0 | 0
F4_Commercial_Small Retail_New_Food Preparation_Electric_Oven_E5 | F4 | Commercial | Small Retail | New | Food Preparation | Electric | Oven | E5 | RVT BC Ratio | 0 | 0 | 0 | 0 | 0 | 0 | 0 | 0 | 0 | 0 | 0 | 0 | 0 | 0 | 0 | 0 | 0 | 0 | 0 | 0 | 0 | 0 | 0 | 0 | 0 | 0 | 0 | 0 | 0 | 0
F4_Commercial_Small Retail_New_Food Preparation_Electric_Oven_E6 | F4 | Commercial | Small Retail | New | Food Preparation | Electric | Oven | E6 | RVT BC Ratio | 0 | 0 | 0 | 0 | 0 | 0 | 0 | 0 | 0 | 0 | 0 | 0 | 0 | 0 | 0 | 0 | 0 | 0 | 0 | 0 | 0 | 0 | 0 | 0 | 0 | 0 | 0 | 0 | 0 | 0
F4_Commercial_Small Retail_New_Food Preparation_Electric_Oven_E7 | F4 | Commercial | Small Retail | New | Food Preparation | Electric | Oven | E7 | RVT BC Ratio | 0 | 0 | 0 | 0 | 0 | 0 | 0 | 0 | 0 | 0 | 0 | 0 | 0 | 0 | 0 | 0 | 0 | 0 | 0 | 0 | 0 | 0 | 0 | 0 | 0 | 0 | 0 | 0 | 0 | 0
F4_Commercial_Small Retail_New_Food Preparation_Electric_Oven_E8 | F4 | Commercial | Small Retail | New | Food Preparation | Electric | Oven | E8 | RVT BC Ratio | 0 | 0 | 0 | 0 | 0 | 0 | 0 | 0 | 0 | 0 | 0 | 0 | 0 | 0 | 0 | 0 | 0 | 0 | 0 | 0 | 0 | 0 | 0 | 0 | 0 | 0 | 0 | 0 | 0 | 0
F4_Commercial_Small Retail_New_Food Preparation_Electric_Oven_E9 | F4 | Commercial | Small Retail | New | Food Preparation | Electric | Oven | E9 | RVT BC Ratio | 0 | 0 | 0 | 0 | 0 | 0 | 0 | 0 | 0 | 0 | 0 | 0 | 0 | 0 | 0 | 0 | 0 | 0 | 0 | 0 | 0 | 0 | 0 | 0 | 0 | 0 | 0 | 0 | 0 | 0
F4_Commercial_Small Retail_New_Food Preparation_Electric_Oven_E10 | F4 | Commercial | Small Retail | New | Food Preparation | Electric | Oven | E10 | RVT BC Ratio | 0 | 0 | 0 | 0 | 0 | 0 | 0 | 0 | 0 | 0 | 0 | 0 | 0 | 0 | 0 | 0 | 0 | 0 | 0 | 0 | 0 | 0 | 0 | 0 | 0 | 0 | 0 | 0 | 0 | 0
F5_Commercial_Small Retail_New_Food Preparation_Electric_Oven_E1 | F5 | Commercial | Small Retail | New | Food Preparation | Electric | Oven | E1 | RIM BC Ratio | 0 | 0 | 0 | 0 | 0 | 0 | 0 | 0 | 0 | 0 | 0 | 0 | 0 | 0 | 0 | 0 | 0 | 0 | 0 | 0 | 0 | 0 | 0 | 0 | 0 | 0 | 0 | 0 | 0 | 0
F5_Commercial_Small Retail_New_Food Preparation_Electric_Oven_E2 | F5 | Commercial | Small Retail | New | Food Preparation | Electric | Oven | E2 | RIM BC Ratio | 0 | 0 | 0 | 0 | 0 | 0 | 0 | 0 | 0 | 0 | 0 | 0 | 0 | 0 | 0 | 0 | 0 | 0 | 0 | 0 | 0 | 0 | 0 | 0 | 0 | 0 | 0 | 0 | 0 | 0
F5_Commercial_Small Retail_New_Food Preparation_Electric_Oven_E3 | F5 | Commercial | Small Retail | New | Food Preparation | Electric | Oven | E3 | RIM BC Ratio | 0 | 0 | 0 | 0 | 0 | 0 | 0 | 0 | 0 | 0 | 0 | 0 | 0 | 0 | 0 | 0 | 0 | 0 | 0 | 0 | 0 | 0 | 0 | 0 | 0 | 0 | 0 | 0 | 0 | 0
F5_Commercial_Small Retail_New_Food Preparation_Electric_Oven_E4 | F5 | Commercial | Small Retail | New | Food Preparation | Electric | Oven | E4 | RIM BC Ratio | 0 | 0 | 0 | 0 | 0 | 0 | 0 | 0 | 0 | 0 | 0 | 0 | 0 | 0 | 0 | 0 | 0 | 0 | 0 | 0 | 0 | 0 | 0 | 0 | 0 | 0 | 0 | 0 | 0 | 0
F5_Commercial_Small Retail_New_Food Preparation_Electric_Oven_E5 | F5 | Commercial | Small Retail | New | Food Preparation | Electric | Oven | E5 | RIM BC Ratio | 0 | 0 | 0 | 0 | 0 | 0 | 0 | 0 | 0 | 0 | 0 | 0 | 0 | 0 | 0 | 0 | 0 | 0 | 0 | 0 | 0 | 0 | 0 | 0 | 0 | 0 | 0 | 0 | 0 | 0
F5_Commercial_Small Retail_New_Food Preparation_Electric_Oven_E6 | F5 | Commercial | Small Retail | New | Food Preparation | Electric | Oven | E6 | RIM BC Ratio | 0 | 0 | 0 | 0 | 0 | 0 | 0 | 0 | 0 | 0 | 0 | 0 | 0 | 0 | 0 | 0 | 0 | 0 | 0 | 0 | 0 | 0 | 0 | 0 | 0 | 0 | 0 | 0 | 0 | 0
F5_Commercial_Small Retail_New_Food Preparation_Electric_Oven_E7 | F5 | Commercial | Small Retail | New | Food Preparation | Electric | Oven | E7 | RIM BC Ratio | 0 | 0 | 0 | 0 | 0 | 0 | 0 | 0 | 0 | 0 | 0 | 0 | 0 | 0 | 0 | 0 | 0 | 0 | 0 | 0 | 0 | 0 | 0 | 0 | 0 | 0 | 0 | 0 | 0 | 0
F5_Commercial_Small Retail_New_Food Preparation_Electric_Oven_E8 | F5 | Commercial | Small Retail | New | Food Preparation | Electric | Oven | E8 | RIM BC Ratio | 0 | 0 | 0 | 0 | 0 | 0 | 0 | 0 | 0 | 0 | 0 | 0 | 0 | 0 | 0 | 0 | 0 | 0 | 0 | 0 | 0 | 0 | 0 | 0 | 0 | 0 | 0 | 0 | 0 | 0
F5_Commercial_Small Retail_New_Food Preparation_Electric_Oven_E9 | F5 | Commercial | Small Retail | New | Food Preparation | Electric | Oven | E9 | RIM BC Ratio | 0 | 0 | 0 | 0 | 0 | 0 | 0 | 0 | 0 | 0 | 0 | 0 | 0 | 0 | 0 | 0 | 0 | 0 | 0 | 0 | 0 | 0 | 0 | 0 | 0 | 0 | 0 | 0 | 0 | 0
F5_Commercial_Small Retail_New_Food Preparation_Electric_Oven_E10 | F5 | Commercial | Small Retail | New | Food Preparation | Electric | Oven | E10 | RIM BC Ratio | 0 | 0 | 0 | 0 | 0 | 0 | 0 | 0 | 0 | 0 | 0 | 0 | 0 | 0 | 0 | 0 | 0 | 0 | 0 | 0 | 0 | 0 | 0 | 0 | 0 | 0 | 0 | 0 | 0 | 0
F0_Commercial_Small Retail_New_Food Preparation_Electric_Fryer_E0 | F0 | Commercial | Small Retail | New | Food Preparation | Electric | Fryer | E0 | Economic Unit | 0 | 0 | 0 | 0 | 0 | 0 | 0 | 0 | 0 | 0 | 0 | 0 | 0 | 0 | 0 | 0 | 0 | 0 | 0 | 0 | 0 | 0 | 0 | 0 | 0 | 0 | 0 | 0 | 0 | 0
F1_Commercial_Small Retail_New_Food Preparation_Electric_Fryer_E1 | F1 | Commercial | Small Retail | New | Food Preparation | Electric | Fryer | E1 | CCE | 0 | 0 | 0 | 0 | 0 | 0 | 0 | 0 | 0 | 0 | 0 | 0 | 0 | 0 | 0 | 0 | 0 | 0 | 0 | 0 | 0 | 0 | 0 | 0 | 0 | 0 | 0 | 0 | 0 | 0
F1_Commercial_Small Retail_New_Food Preparation_Electric_Fryer_E2 | F1 | Commercial | Small Retail | New | Food Preparation | Electric | Fryer | E2 | CCE | 0 | 0 | 0 | 0 | 0 | 0 | 0 | 0 | 0 | 0 | 0 | 0 | 0 | 0 | 0 | 0 | 0 | 0 | 0 | 0 | 0 | 0 | 0 | 0 | 0 | 0 | 0 | 0 | 0 | 0
F1_Commercial_Small Retail_New_Food Preparation_Electric_Fryer_E3 | F1 | Commercial | Small Retail | New | Food Preparation | Electric | Fryer | E3 | CCE | 0 | 0 | 0 | 0 | 0 | 0 | 0 | 0 | 0 | 0 | 0 | 0 | 0 | 0 | 0 | 0 | 0 | 0 | 0 | 0 | 0 | 0 | 0 | 0 | 0 | 0 | 0 | 0 | 0 | 0
F1_Commercial_Small Retail_New_Food Preparation_Electric_Fryer_E4 | F1 | Commercial | Small Retail | New | Food Preparation | Electric | Fryer | E4 | CCE | 0 | 0 | 0 | 0 | 0 | 0 | 0 | 0 | 0 | 0 | 0 | 0 | 0 | 0 | 0 | 0 | 0 | 0 | 0 | 0 | 0 | 0 | 0 | 0 | 0 | 0 | 0 | 0 | 0 | 0
F1_Commercial_Small Retail_New_Food Preparation_Electric_Fryer_E5 | F1 | Commercial | Small Retail | New | Food Preparation | Electric | Fryer | E5 | CCE | 0 | 0 | 0 | 0 | 0 | 0 | 0 | 0 | 0 | 0 | 0 | 0 | 0 | 0 | 0 | 0 | 0 | 0 | 0 | 0 | 0 | 0 | 0 | 0 | 0 | 0 | 0 | 0 | 0 | 0
F1_Commercial_Small Retail_New_Food Preparation_Electric_Fryer_E6 | F1 | Commercial | Small Retail | New | Food Preparation | Electric | Fryer | E6 | CCE | 0 | 0 | 0 | 0 | 0 | 0 | 0 | 0 | 0 | 0 | 0 | 0 | 0 | 0 | 0 | 0 | 0 | 0 | 0 | 0 | 0 | 0 | 0 | 0 | 0 | 0 | 0 | 0 | 0 | 0
F1_Commercial_Small Retail_New_Food Preparation_Electric_Fryer_E7 | F1 | Commercial | Small Retail | New | Food Preparation | Electric | Fryer | E7 | CCE | 0 | 0 | 0 | 0 | 0 | 0 | 0 | 0 | 0 | 0 | 0 | 0 | 0 | 0 | 0 | 0 | 0 | 0 | 0 | 0 | 0 | 0 | 0 | 0 | 0 | 0 | 0 | 0 | 0 | 0
F1_Commercial_Small Retail_New_Food Preparation_Electric_Fryer_E8 | F1 | Commercial | Small Retail | New | Food Preparation | Electric | Fryer | E8 | CCE | 0 | 0 | 0 | 0 | 0 | 0 | 0 | 0 | 0 | 0 | 0 | 0 | 0 | 0 | 0 | 0 | 0 | 0 | 0 | 0 | 0 | 0 | 0 | 0 | 0 | 0 | 0 | 0 | 0 | 0
F1_Commercial_Small Retail_New_Food Preparation_Electric_Fryer_E9 | F1 | Commercial | Small Retail | New | Food Preparation | Electric | Fryer | E9 | CCE | 0 | 0 | 0 | 0 | 0 | 0 | 0 | 0 | 0 | 0 | 0 | 0 | 0 | 0 | 0 | 0 | 0 | 0 | 0 | 0 | 0 | 0 | 0 | 0 | 0 | 0 | 0 | 0 | 0 | 0
F1_Commercial_Small Retail_New_Food Preparation_Electric_Fryer_E10 | F1 | Commercial | Small Retail | New | Food Preparation | Electric | Fryer | E10 | CCE | 0 | 0 | 0 | 0 | 0 | 0 | 0 | 0 | 0 | 0 | 0 | 0 | 0 | 0 | 0 | 0 | 0 | 0 | 0 | 0 | 0 | 0 | 0 | 0 | 0 | 0 | 0 | 0 | 0 | 0
F2_Commercial_Small Retail_New_Food Preparation_Electric_Fryer_E1 | F2 | Commercial | Small Retail | New | Food Preparation | Electric | Fryer | E1 | TRC BC Ratio | 0 | 0 | 0 | 0 | 0 | 0 | 0 | 0 | 0 | 0 | 0 | 0 | 0 | 0 | 0 | 0 | 0 | 0 | 0 | 0 | 0 | 0 | 0 | 0 | 0 | 0 | 0 | 0 | 0 | 0
F2_Commercial_Small Retail_New_Food Preparation_Electric_Fryer_E2 | F2 | Commercial | Small Retail | New | Food Preparation | Electric | Fryer | E2 | TRC BC Ratio | 0 | 0 | 0 | 0 | 0 | 0 | 0 | 0 | 0 | 0 | 0 | 0 | 0 | 0 | 0 | 0 | 0 | 0 | 0 | 0 | 0 | 0 | 0 | 0 | 0 | 0 | 0 | 0 | 0 | 0
F2_Commercial_Small Retail_New_Food Preparation_Electric_Fryer_E3 | F2 | Commercial | Small Retail | New | Food Preparation | Electric | Fryer | E3 | TRC BC Ratio | 0 | 0 | 0 | 0 | 0 | 0 | 0 | 0 | 0 | 0 | 0 | 0 | 0 | 0 | 0 | 0 | 0 | 0 | 0 | 0 | 0 | 0 | 0 | 0 | 0 | 0 | 0 | 0 | 0 | 0
F2_Commercial_Small Retail_New_Food Preparation_Electric_Fryer_E4 | F2 | Commercial | Small Retail | New | Food Preparation | Electric | Fryer | E4 | TRC BC Ratio | 0 | 0 | 0 | 0 | 0 | 0 | 0 | 0 | 0 | 0 | 0 | 0 | 0 | 0 | 0 | 0 | 0 | 0 | 0 | 0 | 0 | 0 | 0 | 0 | 0 | 0 | 0 | 0 | 0 | 0
F2_Commercial_Small Retail_New_Food Preparation_Electric_Fryer_E5 | F2 | Commercial | Small Retail | New | Food Preparation | Electric | Fryer | E5 | TRC BC Ratio | 0 | 0 | 0 | 0 | 0 | 0 | 0 | 0 | 0 | 0 | 0 | 0 | 0 | 0 | 0 | 0 | 0 | 0 | 0 | 0 | 0 | 0 | 0 | 0 | 0 | 0 | 0 | 0 | 0 | 0
F2_Commercial_Small Retail_New_Food Preparation_Electric_Fryer_E6 | F2 | Commercial | Small Retail | New | Food Preparation | Electric | Fryer | E6 | TRC BC Ratio | 0 | 0 | 0 | 0 | 0 | 0 | 0 | 0 | 0 | 0 | 0 | 0 | 0 | 0 | 0 | 0 | 0 | 0 | 0 | 0 | 0 | 0 | 0 | 0 | 0 | 0 | 0 | 0 | 0 | 0
F2_Commercial_Small Retail_New_Food Preparation_Electric_Fryer_E7 | F2 | Commercial | Small Retail | New | Food Preparation | Electric | Fryer | E7 | TRC BC Ratio | 0 | 0 | 0 | 0 | 0 | 0 | 0 | 0 | 0 | 0 | 0 | 0 | 0 | 0 | 0 | 0 | 0 | 0 | 0 | 0 | 0 | 0 | 0 | 0 | 0 | 0 | 0 | 0 | 0 | 0
F2_Commercial_Small Retail_New_Food Preparation_Electric_Fryer_E8 | F2 | Commercial | Small Retail | New | Food Preparation | Electric | Fryer | E8 | TRC BC Ratio | 0 | 0 | 0 | 0 | 0 | 0 | 0 | 0 | 0 | 0 | 0 | 0 | 0 | 0 | 0 | 0 | 0 | 0 | 0 | 0 | 0 | 0 | 0 | 0 | 0 | 0 | 0 | 0 | 0 | 0
F2_Commercial_Small Retail_New_Food Preparation_Electric_Fryer_E9 | F2 | Commercial | Small Retail | New | Food Preparation | Electric | Fryer | E9 | TRC BC Ratio | 0 | 0 | 0 | 0 | 0 | 0 | 0 | 0 | 0 | 0 | 0 | 0 | 0 | 0 | 0 | 0 | 0 | 0 | 0 | 0 | 0 | 0 | 0 | 0 | 0 | 0 | 0 | 0 | 0 | 0
F2_Commercial_Small Retail_New_Food Preparation_Electric_Fryer_E10 | F2 | Commercial | Small Retail | New | Food Preparation | Electric | Fryer | E10 | TRC BC Ratio | 0 | 0 | 0 | 0 | 0 | 0 | 0 | 0 | 0 | 0 | 0 | 0 | 0 | 0 | 0 | 0 | 0 | 0 | 0 | 0 | 0 | 0 | 0 | 0 | 0 | 0 | 0 | 0 | 0 | 0
F3_Commercial_Small Retail_New_Food Preparation_Electric_Fryer_E1 | F3 | Commercial | Small Retail | New | Food Preparation | Electric | Fryer | E1 | PACT BC Ratio | 0 | 0 | 0 | 0 | 0 | 0 | 0 | 0 | 0 | 0 | 0 | 0 | 0 | 0 | 0 | 0 | 0 | 0 | 0 | 0 | 0 | 0 | 0 | 0 | 0 | 0 | 0 | 0 | 0 | 0
F3_Commercial_Small Retail_New_Food Preparation_Electric_Fryer_E2 | F3 | Commercial | Small Retail | New | Food Preparation | Electric | Fryer | E2 | PACT BC Ratio | 0 | 0 | 0 | 0 | 0 | 0 | 0 | 0 | 0 | 0 | 0 | 0 | 0 | 0 | 0 | 0 | 0 | 0 | 0 | 0 | 0 | 0 | 0 | 0 | 0 | 0 | 0 | 0 | 0 | 0
F3_Commercial_Small Retail_New_Food Preparation_Electric_Fryer_E3 | F3 | Commercial | Small Retail | New | Food Preparation | Electric | Fryer | E3 | PACT BC Ratio | 0 | 0 | 0 | 0 | 0 | 0 | 0 | 0 | 0 | 0 | 0 | 0 | 0 | 0 | 0 | 0 | 0 | 0 | 0 | 0 | 0 | 0 | 0 | 0 | 0 | 0 | 0 | 0 | 0 | 0
F3_Commercial_Small Retail_New_Food Preparation_Electric_Fryer_E4 | F3 | Commercial | Small Retail | New | Food Preparation | Electric | Fryer | E4 | PACT BC Ratio | 0 | 0 | 0 | 0 | 0 | 0 | 0 | 0 | 0 | 0 | 0 | 0 | 0 | 0 | 0 | 0 | 0 | 0 | 0 | 0 | 0 | 0 | 0 | 0 | 0 | 0 | 0 | 0 | 0 | 0
F3_Commercial_Small Retail_New_Food Preparation_Electric_Fryer_E5 | F3 | Commercial | Small Retail | New | Food Preparation | Electric | Fryer | E5 | PACT BC Ratio | 0 | 0 | 0 | 0 | 0 | 0 | 0 | 0 | 0 | 0 | 0 | 0 | 0 | 0 | 0 | 0 | 0 | 0 | 0 | 0 | 0 | 0 | 0 | 0 | 0 | 0 | 0 | 0 | 0 | 0
F3_Commercial_Small Retail_New_Food Preparation_Electric_Fryer_E6 | F3 | Commercial | Small Retail | New | Food Preparation | Electric | Fryer | E6 | PACT BC Ratio | 0 | 0 | 0 | 0 | 0 | 0 | 0 | 0 | 0 | 0 | 0 | 0 | 0 | 0 | 0 | 0 | 0 | 0 | 0 | 0 | 0 | 0 | 0 | 0 | 0 | 0 | 0 | 0 | 0 | 0
F3_Commercial_Small Retail_New_Food Preparation_Electric_Fryer_E7 | F3 | Commercial | Small Retail | New | Food Preparation | Electric | Fryer | E7 | PACT BC Ratio | 0 | 0 | 0 | 0 | 0 | 0 | 0 | 0 | 0 | 0 | 0 | 0 | 0 | 0 | 0 | 0 | 0 | 0 | 0 | 0 | 0 | 0 | 0 | 0 | 0 | 0 | 0 | 0 | 0 | 0
F3_Commercial_Small Retail_New_Food Preparation_Electric_Fryer_E8 | F3 | Commercial | Small Retail | New | Food Preparation | Electric | Fryer | E8 | PACT BC Ratio | 0 | 0 | 0 | 0 | 0 | 0 | 0 | 0 | 0 | 0 | 0 | 0 | 0 | 0 | 0 | 0 | 0 | 0 | 0 | 0 | 0 | 0 | 0 | 0 | 0 | 0 | 0 | 0 | 0 | 0
F3_Commercial_Small Retail_New_Food Preparation_Electric_Fryer_E9 | F3 | Commercial | Small Retail | New | Food Preparation | Electric | Fryer | E9 | PACT BC Ratio | 0 | 0 | 0 | 0 | 0 | 0 | 0 | 0 | 0 | 0 | 0 | 0 | 0 | 0 | 0 | 0 | 0 | 0 | 0 | 0 | 0 | 0 | 0 | 0 | 0 | 0 | 0 | 0 | 0 | 0
F3_Commercial_Small Retail_New_Food Preparation_Electric_Fryer_E10 | F3 | Commercial | Small Retail | New | Food Preparation | Electric | Fryer | E10 | PACT BC Ratio | 0 | 0 | 0 | 0 | 0 | 0 | 0 | 0 | 0 | 0 | 0 | 0 | 0 | 0 | 0 | 0 | 0 | 0 | 0 | 0 | 0 | 0 | 0 | 0 | 0 | 0 | 0 | 0 | 0 | 0
F4_Commercial_Small Retail_New_Food Preparation_Electric_Fryer_E1 | F4 | Commercial | Small Retail | New | Food Preparation | Electric | Fryer | E1 | RVT BC Ratio | 0 | 0 | 0 | 0 | 0 | 0 | 0 | 0 | 0 | 0 | 0 | 0 | 0 | 0 | 0 | 0 | 0 | 0 | 0 | 0 | 0 | 0 | 0 | 0 | 0 | 0 | 0 | 0 | 0 | 0
F4_Commercial_Small Retail_New_Food Preparation_Electric_Fryer_E2 | F4 | Commercial | Small Retail | New | Food Preparation | Electric | Fryer | E2 | RVT BC Ratio | 0 | 0 | 0 | 0 | 0 | 0 | 0 | 0 | 0 | 0 | 0 | 0 | 0 | 0 | 0 | 0 | 0 | 0 | 0 | 0 | 0 | 0 | 0 | 0 | 0 | 0 | 0 | 0 | 0 | 0
F4_Commercial_Small Retail_New_Food Preparation_Electric_Fryer_E3 | F4 | Commercial | Small Retail | New | Food Preparation | Electric | Fryer | E3 | RVT BC Ratio | 0 | 0 | 0 | 0 | 0 | 0 | 0 | 0 | 0 | 0 | 0 | 0 | 0 | 0 | 0 | 0 | 0 | 0 | 0 | 0 | 0 | 0 | 0 | 0 | 0 | 0 | 0 | 0 | 0 | 0
F4_Commercial_Small Retail_New_Food Preparation_Electric_Fryer_E4 | F4 | Commercial | Small Retail | New | Food Preparation | Electric | Fryer | E4 | RVT BC Ratio | 0 | 0 | 0 | 0 | 0 | 0 | 0 | 0 | 0 | 0 | 0 | 0 | 0 | 0 | 0 | 0 | 0 | 0 | 0 | 0 | 0 | 0 | 0 | 0 | 0 | 0 | 0 | 0 | 0 | 0
F4_Commercial_Small Retail_New_Food Preparation_Electric_Fryer_E5 | F4 | Commercial | Small Retail | New | Food Preparation | Electric | Fryer | E5 | RVT BC Ratio | 0 | 0 | 0 | 0 | 0 | 0 | 0 | 0 | 0 | 0 | 0 | 0 | 0 | 0 | 0 | 0 | 0 | 0 | 0 | 0 | 0 | 0 | 0 | 0 | 0 | 0 | 0 | 0 | 0 | 0
F4_Commercial_Small Retail_New_Food Preparation_Electric_Fryer_E6 | F4 | Commercial | Small Retail | New | Food Preparation | Electric | Fryer | E6 | RVT BC Ratio | 0 | 0 | 0 | 0 | 0 | 0 | 0 | 0 | 0 | 0 | 0 | 0 | 0 | 0 | 0 | 0 | 0 | 0 | 0 | 0 | 0 | 0 | 0 | 0 | 0 | 0 | 0 | 0 | 0 | 0
F4_Commercial_Small Retail_New_Food Preparation_Electric_Fryer_E7 | F4 | Commercial | Small Retail | New | Food Preparation | Electric | Fryer | E7 | RVT BC Ratio | 0 | 0 | 0 | 0 | 0 | 0 | 0 | 0 | 0 | 0 | 0 | 0 | 0 | 0 | 0 | 0 | 0 | 0 | 0 | 0 | 0 | 0 | 0 | 0 | 0 | 0 | 0 | 0 | 0 | 0
F4_Commercial_Small Retail_New_Food Preparation_Electric_Fryer_E8 | F4 | Commercial | Small Retail | New | Food Preparation | Electric | Fryer | E8 | RVT BC Ratio | 0 | 0 | 0 | 0 | 0 | 0 | 0 | 0 | 0 | 0 | 0 | 0 | 0 | 0 | 0 | 0 | 0 | 0 | 0 | 0 | 0 | 0 | 0 | 0 | 0 | 0 | 0 | 0 | 0 | 0
F4_Commercial_Small Retail_New_Food Preparation_Electric_Fryer_E9 | F4 | Commercial | Small Retail | New | Food Preparation | Electric | Fryer | E9 | RVT BC Ratio | 0 | 0 | 0 | 0 | 0 | 0 | 0 | 0 | 0 | 0 | 0 | 0 | 0 | 0 | 0 | 0 | 0 | 0 | 0 | 0 | 0 | 0 | 0 | 0 | 0 | 0 | 0 | 0 | 0 | 0
F4_Commercial_Small Retail_New_Food Preparation_Electric_Fryer_E10 | F4 | Commercial | Small Retail | New | Food Preparation | Electric | Fryer | E10 | RVT BC Ratio | 0 | 0 | 0 | 0 | 0 | 0 | 0 | 0 | 0 | 0 | 0 | 0 | 0 | 0 | 0 | 0 | 0 | 0 | 0 | 0 | 0 | 0 | 0 | 0 | 0 | 0 | 0 | 0 | 0 | 0
F5_Commercial_Small Retail_New_Food Preparation_Electric_Fryer_E1 | F5 | Commercial | Small Retail | New | Food Preparation | Electric | Fryer | E1 | RIM BC Ratio | 0 | 0 | 0 | 0 | 0 | 0 | 0 | 0 | 0 | 0 | 0 | 0 | 0 | 0 | 0 | 0 | 0 | 0 | 0 | 0 | 0 | 0 | 0 | 0 | 0 | 0 | 0 | 0 | 0 | 0
F5_Commercial_Small Retail_New_Food Preparation_Electric_Fryer_E2 | F5 | Commercial | Small Retail | New | Food Preparation | Electric | Fryer | E2 | RIM BC Ratio | 0 | 0 | 0 | 0 | 0 | 0 | 0 | 0 | 0 | 0 | 0 | 0 | 0 | 0 | 0 | 0 | 0 | 0 | 0 | 0 | 0 | 0 | 0 | 0 | 0 | 0 | 0 | 0 | 0 | 0
F5_Commercial_Small Retail_New_Food Preparation_Electric_Fryer_E3 | F5 | Commercial | Small Retail | New | Food Preparation | Electric | Fryer | E3 | RIM BC Ratio | 0 | 0 | 0 | 0 | 0 | 0 | 0 | 0 | 0 | 0 | 0 | 0 | 0 | 0 | 0 | 0 | 0 | 0 | 0 | 0 | 0 | 0 | 0 | 0 | 0 | 0 | 0 | 0 | 0 | 0
F5_Commercial_Small Retail_New_Food Preparation_Electric_Fryer_E4 | F5 | Commercial | Small Retail | New | Food Preparation | Electric | Fryer | E4 | RIM BC Ratio | 0 | 0 | 0 | 0 | 0 | 0 | 0 | 0 | 0 | 0 | 0 | 0 | 0 | 0 | 0 | 0 | 0 | 0 | 0 | 0 | 0 | 0 | 0 | 0 | 0 | 0 | 0 | 0 | 0 | 0
F5_Commercial_Small Retail_New_Food Preparation_Electric_Fryer_E5 | F5 | Commercial | Small Retail | New | Food Preparation | Electric | Fryer | E5 | RIM BC Ratio | 0 | 0 | 0 | 0 | 0 | 0 | 0 | 0 | 0 | 0 | 0 | 0 | 0 | 0 | 0 | 0 | 0 | 0 | 0 | 0 | 0 | 0 | 0 | 0 | 0 | 0 | 0 | 0 | 0 | 0
F5_Commercial_Small Retail_New_Food Preparation_Electric_Fryer_E6 | F5 | Commercial | Small Retail | New | Food Preparation | Electric | Fryer | E6 | RIM BC Ratio | 0 | 0 | 0 | 0 | 0 | 0 | 0 | 0 | 0 | 0 | 0 | 0 | 0 | 0 | 0 | 0 | 0 | 0 | 0 | 0 | 0 | 0 | 0 | 0 | 0 | 0 | 0 | 0 | 0 | 0
F5_Commercial_Small Retail_New_Food Preparation_Electric_Fryer_E7 | F5 | Commercial | Small Retail | New | Food Preparation | Electric | Fryer | E7 | RIM BC Ratio | 0 | 0 | 0 | 0 | 0 | 0 | 0 | 0 | 0 | 0 | 0 | 0 | 0 | 0 | 0 | 0 | 0 | 0 | 0 | 0 | 0 | 0 | 0 | 0 | 0 | 0 | 0 | 0 | 0 | 0
F5_Commercial_Small Retail_New_Food Preparation_Electric_Fryer_E8 | F5 | Commercial | Small Retail | New | Food Preparation | Electric | Fryer | E8 | RIM BC Ratio | 0 | 0 | 0 | 0 | 0 | 0 | 0 | 0 | 0 | 0 | 0 | 0 | 0 | 0 | 0 | 0 | 0 | 0 | 0 | 0 | 0 | 0 | 0 | 0 | 0 | 0 | 0 | 0 | 0 | 0
F5_Commercial_Small Retail_New_Food Preparation_Electric_Fryer_E9 | F5 | Commercial | Small Retail | New | Food Preparation | Electric | Fryer | E9 | RIM BC Ratio | 0 | 0 | 0 | 0 | 0 | 0 | 0 | 0 | 0 | 0 | 0 | 0 | 0 | 0 | 0 | 0 | 0 | 0 | 0 | 0 | 0 | 0 | 0 | 0 | 0 | 0 | 0 | 0 | 0 | 0
F5_Commercial_Small Retail_New_Food Preparation_Electric_Fryer_E10 | F5 | Commercial | Small Retail | New | Food Preparation | Electric | Fryer | E10 | RIM BC Ratio | 0 | 0 | 0 | 0 | 0 | 0 | 0 | 0 | 0 | 0 | 0 | 0 | 0 | 0 | 0 | 0 | 0 | 0 | 0 | 0 | 0 | 0 | 0 | 0 | 0 | 0 | 0 | 0 | 0 | 0
F0_Commercial_Small Retail_New_Food Preparation_Electric_Dishwasher_E0 | F0 | Commercial | Small Retail | New | Food Preparation | Electric | Dishwasher | E0 | Economic Unit | 0 | 0 | 0 | 0 | 0 | 0 | 0 | 0 | 0 | 0 | 0 | 0 | 0 | 0 | 0 | 0 | 0 | 0 | 0 | 0 | 0 | 0 | 0 | 0 | 0 | 0 | 0 | 0 | 0 | 0
F1_Commercial_Small Retail_New_Food Preparation_Electric_Dishwasher_E1 | F1 | Commercial | Small Retail | New | Food Preparation | Electric | Dishwasher | E1 | CCE | 0 | 0 | 0 | 0 | 0 | 0 | 0 | 0 | 0 | 0 | 0 | 0 | 0 | 0 | 0 | 0 | 0 | 0 | 0 | 0 | 0 | 0 | 0 | 0 | 0 | 0 | 0 | 0 | 0 | 0
F1_Commercial_Small Retail_New_Food Preparation_Electric_Dishwasher_E2 | F1 | Commercial | Small Retail | New | Food Preparation | Electric | Dishwasher | E2 | CCE | 0 | 0 | 0 | 0 | 0 | 0 | 0 | 0 | 0 | 0 | 0 | 0 | 0 | 0 | 0 | 0 | 0 | 0 | 0 | 0 | 0 | 0 | 0 | 0 | 0 | 0 | 0 | 0 | 0 | 0
F1_Commercial_Small Retail_New_Food Preparation_Electric_Dishwasher_E3 | F1 | Commercial | Small Retail | New | Food Preparation | Electric | Dishwasher | E3 | CCE | 0 | 0 | 0 | 0 | 0 | 0 | 0 | 0 | 0 | 0 | 0 | 0 | 0 | 0 | 0 | 0 | 0 | 0 | 0 | 0 | 0 | 0 | 0 | 0 | 0 | 0 | 0 | 0 | 0 | 0
F1_Commercial_Small Retail_New_Food Preparation_Electric_Dishwasher_E4 | F1 | Commercial | Small Retail | New | Food Preparation | Electric | Dishwasher | E4 | CCE | 0 | 0 | 0 | 0 | 0 | 0 | 0 | 0 | 0 | 0 | 0 | 0 | 0 | 0 | 0 | 0 | 0 | 0 | 0 | 0 | 0 | 0 | 0 | 0 | 0 | 0 | 0 | 0 | 0 | 0
F1_Commercial_Small Retail_New_Food Preparation_Electric_Dishwasher_E5 | F1 | Commercial | Small Retail | New | Food Preparation | Electric | Dishwasher | E5 | CCE | 0 | 0 | 0 | 0 | 0 | 0 | 0 | 0 | 0 | 0 | 0 | 0 | 0 | 0 | 0 | 0 | 0 | 0 | 0 | 0 | 0 | 0 | 0 | 0 | 0 | 0 | 0 | 0 | 0 | 0
F1_Commercial_Small Retail_New_Food Preparation_Electric_Dishwasher_E6 | F1 | Commercial | Small Retail | New | Food Preparation | Electric | Dishwasher | E6 | CCE | 0 | 0 | 0 | 0 | 0 | 0 | 0 | 0 | 0 | 0 | 0 | 0 | 0 | 0 | 0 | 0 | 0 | 0 | 0 | 0 | 0 | 0 | 0 | 0 | 0 | 0 | 0 | 0 | 0 | 0
F1_Commercial_Small Retail_New_Food Preparation_Electric_Dishwasher_E7 | F1 | Commercial | Small Retail | New | Food Preparation | Electric | Dishwasher | E7 | CCE | 0 | 0 | 0 | 0 | 0 | 0 | 0 | 0 | 0 | 0 | 0 | 0 | 0 | 0 | 0 | 0 | 0 | 0 | 0 | 0 | 0 | 0 | 0 | 0 | 0 | 0 | 0 | 0 | 0 | 0
F1_Commercial_Small Retail_New_Food Preparation_Electric_Dishwasher_E8 | F1 | Commercial | Small Retail | New | Food Preparation | Electric | Dishwasher | E8 | CCE | 0 | 0 | 0 | 0 | 0 | 0 | 0 | 0 | 0 | 0 | 0 | 0 | 0 | 0 | 0 | 0 | 0 | 0 | 0 | 0 | 0 | 0 | 0 | 0 | 0 | 0 | 0 | 0 | 0 | 0
F1_Commercial_Small Retail_New_Food Preparation_Electric_Dishwasher_E9 | F1 | Commercial | Small Retail | New | Food Preparation | Electric | Dishwasher | E9 | CCE | 0 | 0 | 0 | 0 | 0 | 0 | 0 | 0 | 0 | 0 | 0 | 0 | 0 | 0 | 0 | 0 | 0 | 0 | 0 | 0 | 0 | 0 | 0 | 0 | 0 | 0 | 0 | 0 | 0 | 0
F1_Commercial_Small Retail_New_Food Preparation_Electric_Dishwasher_E10 | F1 | Commercial | Small Retail | New | Food Preparation | Electric | Dishwasher | E10 | CCE | 0 | 0 | 0 | 0 | 0 | 0 | 0 | 0 | 0 | 0 | 0 | 0 | 0 | 0 | 0 | 0 | 0 | 0 | 0 | 0 | 0 | 0 | 0 | 0 | 0 | 0 | 0 | 0 | 0 | 0
F2_Commercial_Small Retail_New_Food Preparation_Electric_Dishwasher_E1 | F2 | Commercial | Small Retail | New | Food Preparation | Electric | Dishwasher | E1 | TRC BC Ratio | 0 | 0 | 0 | 0 | 0 | 0 | 0 | 0 | 0 | 0 | 0 | 0 | 0 | 0 | 0 | 0 | 0 | 0 | 0 | 0 | 0 | 0 | 0 | 0 | 0 | 0 | 0 | 0 | 0 | 0
F2_Commercial_Small Retail_New_Food Preparation_Electric_Dishwasher_E2 | F2 | Commercial | Small Retail | New | Food Preparation | Electric | Dishwasher | E2 | TRC BC Ratio | 0 | 0 | 0 | 0 | 0 | 0 | 0 | 0 | 0 | 0 | 0 | 0 | 0 | 0 | 0 | 0 | 0 | 0 | 0 | 0 | 0 | 0 | 0 | 0 | 0 | 0 | 0 | 0 | 0 | 0
F2_Commercial_Small Retail_New_Food Preparation_Electric_Dishwasher_E3 | F2 | Commercial | Small Retail | New | Food Preparation | Electric | Dishwasher | E3 | TRC BC Ratio | 0 | 0 | 0 | 0 | 0 | 0 | 0 | 0 | 0 | 0 | 0 | 0 | 0 | 0 | 0 | 0 | 0 | 0 | 0 | 0 | 0 | 0 | 0 | 0 | 0 | 0 | 0 | 0 | 0 | 0
F2_Commercial_Small Retail_New_Food Preparation_Electric_Dishwasher_E4 | F2 | Commercial | Small Retail | New | Food Preparation | Electric | Dishwasher | E4 | TRC BC Ratio | 0 | 0 | 0 | 0 | 0 | 0 | 0 | 0 | 0 | 0 | 0 | 0 | 0 | 0 | 0 | 0 | 0 | 0 | 0 | 0 | 0 | 0 | 0 | 0 | 0 | 0 | 0 | 0 | 0 | 0
F2_Commercial_Small Retail_New_Food Preparation_Electric_Dishwasher_E5 | F2 | Commercial | Small Retail | New | Food Preparation | Electric | Dishwasher | E5 | TRC BC Ratio | 0 | 0 | 0 | 0 | 0 | 0 | 0 | 0 | 0 | 0 | 0 | 0 | 0 | 0 | 0 | 0 | 0 | 0 | 0 | 0 | 0 | 0 | 0 | 0 | 0 | 0 | 0 | 0 | 0 | 0
F2_Commercial_Small Retail_New_Food Preparation_Electric_Dishwasher_E6 | F2 | Commercial | Small Retail | New | Food Preparation | Electric | Dishwasher | E6 | TRC BC Ratio | 0 | 0 | 0 | 0 | 0 | 0 | 0 | 0 | 0 | 0 | 0 | 0 | 0 | 0 | 0 | 0 | 0 | 0 | 0 | 0 | 0 | 0 | 0 | 0 | 0 | 0 | 0 | 0 | 0 | 0
F2_Commercial_Small Retail_New_Food Preparation_Electric_Dishwasher_E7 | F2 | Commercial | Small Retail | New | Food Preparation | Electric | Dishwasher | E7 | TRC BC Ratio | 0 | 0 | 0 | 0 | 0 | 0 | 0 | 0 | 0 | 0 | 0 | 0 | 0 | 0 | 0 | 0 | 0 | 0 | 0 | 0 | 0 | 0 | 0 | 0 | 0 | 0 | 0 | 0 | 0 | 0
F2_Commercial_Small Retail_New_Food Preparation_Electric_Dishwasher_E8 | F2 | Commercial | Small Retail | New | Food Preparation | Electric | Dishwasher | E8 | TRC BC Ratio | 0 | 0 | 0 | 0 | 0 | 0 | 0 | 0 | 0 | 0 | 0 | 0 | 0 | 0 | 0 | 0 | 0 | 0 | 0 | 0 | 0 | 0 | 0 | 0 | 0 | 0 | 0 | 0 | 0 | 0
F2_Commercial_Small Retail_New_Food Preparation_Electric_Dishwasher_E9 | F2 | Commercial | Small Retail | New | Food Preparation | Electric | Dishwasher | E9 | TRC BC Ratio | 0 | 0 | 0 | 0 | 0 | 0 | 0 | 0 | 0 | 0 | 0 | 0 | 0 | 0 | 0 | 0 | 0 | 0 | 0 | 0 | 0 | 0 | 0 | 0 | 0 | 0 | 0 | 0 | 0 | 0
F2_Commercial_Small Retail_New_Food Preparation_Electric_Dishwasher_E10 | F2 | Commercial | Small Retail | New | Food Preparation | Electric | Dishwasher | E10 | TRC BC Ratio | 0 | 0 | 0 | 0 | 0 | 0 | 0 | 0 | 0 | 0 | 0 | 0 | 0 | 0 | 0 | 0 | 0 | 0 | 0 | 0 | 0 | 0 | 0 | 0 | 0 | 0 | 0 | 0 | 0 | 0
F3_Commercial_Small Retail_New_Food Preparation_Electric_Dishwasher_E1 | F3 | Commercial | Small Retail | New | Food Preparation | Electric | Dishwasher | E1 | PACT BC Ratio | 0 | 0 | 0 | 0 | 0 | 0 | 0 | 0 | 0 | 0 | 0 | 0 | 0 | 0 | 0 | 0 | 0 | 0 | 0 | 0 | 0 | 0 | 0 | 0 | 0 | 0 | 0 | 0 | 0 | 0
F3_Commercial_Small Retail_New_Food Preparation_Electric_Dishwasher_E2 | F3 | Commercial | Small Retail | New | Food Preparation | Electric | Dishwasher | E2 | PACT BC Ratio | 0 | 0 | 0 | 0 | 0 | 0 | 0 | 0 | 0 | 0 | 0 | 0 | 0 | 0 | 0 | 0 | 0 | 0 | 0 | 0 | 0 | 0 | 0 | 0 | 0 | 0 | 0 | 0 | 0 | 0
F3_Commercial_Small Retail_New_Food Preparation_Electric_Dishwasher_E3 | F3 | Commercial | Small Retail | New | Food Preparation | Electric | Dishwasher | E3 | PACT BC Ratio | 0 | 0 | 0 | 0 | 0 | 0 | 0 | 0 | 0 | 0 | 0 | 0 | 0 | 0 | 0 | 0 | 0 | 0 | 0 | 0 | 0 | 0 | 0 | 0 | 0 | 0 | 0 | 0 | 0 | 0
F3_Commercial_Small Retail_New_Food Preparation_Electric_Dishwasher_E4 | F3 | Commercial | Small Retail | New | Food Preparation | Electric | Dishwasher | E4 | PACT BC Ratio | 0 | 0 | 0 | 0 | 0 | 0 | 0 | 0 | 0 | 0 | 0 | 0 | 0 | 0 | 0 | 0 | 0 | 0 | 0 | 0 | 0 | 0 | 0 | 0 | 0 | 0 | 0 | 0 | 0 | 0
F3_Commercial_Small Retail_New_Food Preparation_Electric_Dishwasher_E5 | F3 | Commercial | Small Retail | New | Food Preparation | Electric | Dishwasher | E5 | PACT BC Ratio | 0 | 0 | 0 | 0 | 0 | 0 | 0 | 0 | 0 | 0 | 0 | 0 | 0 | 0 | 0 | 0 | 0 | 0 | 0 | 0 | 0 | 0 | 0 | 0 | 0 | 0 | 0 | 0 | 0 | 0
F3_Commercial_Small Retail_New_Food Preparation_Electric_Dishwasher_E6 | F3 | Commercial | Small Retail | New | Food Preparation | Electric | Dishwasher | E6 | PACT BC Ratio | 0 | 0 | 0 | 0 | 0 | 0 | 0 | 0 | 0 | 0 | 0 | 0 | 0 | 0 | 0 | 0 | 0 | 0 | 0 | 0 | 0 | 0 | 0 | 0 | 0 | 0 | 0 | 0 | 0 | 0
F3_Commercial_Small Retail_New_Food Preparation_Electric_Dishwasher_E7 | F3 | Commercial | Small Retail | New | Food Preparation | Electric | Dishwasher | E7 | PACT BC Ratio | 0 | 0 | 0 | 0 | 0 | 0 | 0 | 0 | 0 | 0 | 0 | 0 | 0 | 0 | 0 | 0 | 0 | 0 | 0 | 0 | 0 | 0 | 0 | 0 | 0 | 0 | 0 | 0 | 0 | 0
F3_Commercial_Small Retail_New_Food Preparation_Electric_Dishwasher_E8 | F3 | Commercial | Small Retail | New | Food Preparation | Electric | Dishwasher | E8 | PACT BC Ratio | 0 | 0 | 0 | 0 | 0 | 0 | 0 | 0 | 0 | 0 | 0 | 0 | 0 | 0 | 0 | 0 | 0 | 0 | 0 | 0 | 0 | 0 | 0 | 0 | 0 | 0 | 0 | 0 | 0 | 0
F3_Commercial_Small Retail_New_Food Preparation_Electric_Dishwasher_E9 | F3 | Commercial | Small Retail | New | Food Preparation | Electric | Dishwasher | E9 | PACT BC Ratio | 0 | 0 | 0 | 0 | 0 | 0 | 0 | 0 | 0 | 0 | 0 | 0 | 0 | 0 | 0 | 0 | 0 | 0 | 0 | 0 | 0 | 0 | 0 | 0 | 0 | 0 | 0 | 0 | 0 | 0
F3_Commercial_Small Retail_New_Food Preparation_Electric_Dishwasher_E10 | F3 | Commercial | Small Retail | New | Food Preparation | Electric | Dishwasher | E10 | PACT BC Ratio | 0 | 0 | 0 | 0 | 0 | 0 | 0 | 0 | 0 | 0 | 0 | 0 | 0 | 0 | 0 | 0 | 0 | 0 | 0 | 0 | 0 | 0 | 0 | 0 | 0 | 0 | 0 | 0 | 0 | 0
F4_Commercial_Small Retail_New_Food Preparation_Electric_Dishwasher_E1 | F4 | Commercial | Small Retail | New | Food Preparation | Electric | Dishwasher | E1 | RVT BC Ratio | 0 | 0 | 0 | 0 | 0 | 0 | 0 | 0 | 0 | 0 | 0 | 0 | 0 | 0 | 0 | 0 | 0 | 0 | 0 | 0 | 0 | 0 | 0 | 0 | 0 | 0 | 0 | 0 | 0 | 0
F4_Commercial_Small Retail_New_Food Preparation_Electric_Dishwasher_E2 | F4 | Commercial | Small Retail | New | Food Preparation | Electric | Dishwasher | E2 | RVT BC Ratio | 0 | 0 | 0 | 0 | 0 | 0 | 0 | 0 | 0 | 0 | 0 | 0 | 0 | 0 | 0 | 0 | 0 | 0 | 0 | 0 | 0 | 0 | 0 | 0 | 0 | 0 | 0 | 0 | 0 | 0
F4_Commercial_Small Retail_New_Food Preparation_Electric_Dishwasher_E3 | F4 | Commercial | Small Retail | New | Food Preparation | Electric | Dishwasher | E3 | RVT BC Ratio | 0 | 0 | 0 | 0 | 0 | 0 | 0 | 0 | 0 | 0 | 0 | 0 | 0 | 0 | 0 | 0 | 0 | 0 | 0 | 0 | 0 | 0 | 0 | 0 | 0 | 0 | 0 | 0 | 0 | 0
F4_Commercial_Small Retail_New_Food Preparation_Electric_Dishwasher_E4 | F4 | Commercial | Small Retail | New | Food Preparation | Electric | Dishwasher | E4 | RVT BC Ratio | 0 | 0 | 0 | 0 | 0 | 0 | 0 | 0 | 0 | 0 | 0 | 0 | 0 | 0 | 0 | 0 | 0 | 0 | 0 | 0 | 0 | 0 | 0 | 0 | 0 | 0 | 0 | 0 | 0 | 0
F4_Commercial_Small Retail_New_Food Preparation_Electric_Dishwasher_E5 | F4 | Commercial | Small Retail | New | Food Preparation | Electric | Dishwasher | E5 | RVT BC Ratio | 0 | 0 | 0 | 0 | 0 | 0 | 0 | 0 | 0 | 0 | 0 | 0 | 0 | 0 | 0 | 0 | 0 | 0 | 0 | 0 | 0 | 0 | 0 | 0 | 0 | 0 | 0 | 0 | 0 | 0
F4_Commercial_Small Retail_New_Food Preparation_Electric_Dishwasher_E6 | F4 | Commercial | Small Retail | New | Food Preparation | Electric | Dishwasher | E6 | RVT BC Ratio | 0 | 0 | 0 | 0 | 0 | 0 | 0 | 0 | 0 | 0 | 0 | 0 | 0 | 0 | 0 | 0 | 0 | 0 | 0 | 0 | 0 | 0 | 0 | 0 | 0 | 0 | 0 | 0 | 0 | 0
F4_Commercial_Small Retail_New_Food Preparation_Electric_Dishwasher_E7 | F4 | Commercial | Small Retail | New | Food Preparation | Electric | Dishwasher | E7 | RVT BC Ratio | 0 | 0 | 0 | 0 | 0 | 0 | 0 | 0 | 0 | 0 | 0 | 0 | 0 | 0 | 0 | 0 | 0 | 0 | 0 | 0 | 0 | 0 | 0 | 0 | 0 | 0 | 0 | 0 | 0 | 0
F4_Commercial_Small Retail_New_Food Preparation_Electric_Dishwasher_E8 | F4 | Commercial | Small Retail | New | Food Preparation | Electric | Dishwasher | E8 | RVT BC Ratio | 0 | 0 | 0 | 0 | 0 | 0 | 0 | 0 | 0 | 0 | 0 | 0 | 0 | 0 | 0 | 0 | 0 | 0 | 0 | 0 | 0 | 0 | 0 | 0 | 0 | 0 | 0 | 0 | 0 | 0
F4_Commercial_Small Retail_New_Food Preparation_Electric_Dishwasher_E9 | F4 | Commercial | Small Retail | New | Food Preparation | Electric | Dishwasher | E9 | RVT BC Ratio | 0 | 0 | 0 | 0 | 0 | 0 | 0 | 0 | 0 | 0 | 0 | 0 | 0 | 0 | 0 | 0 | 0 | 0 | 0 | 0 | 0 | 0 | 0 | 0 | 0 | 0 | 0 | 0 | 0 | 0
F4_Commercial_Small Retail_New_Food Preparation_Electric_Dishwasher_E10 | F4 | Commercial | Small Retail | New | Food Preparation | Electric | Dishwasher | E10 | RVT BC Ratio | 0 | 0 | 0 | 0 | 0 | 0 | 0 | 0 | 0 | 0 | 0 | 0 | 0 | 0 | 0 | 0 | 0 | 0 | 0 | 0 | 0 | 0 | 0 | 0 | 0 | 0 | 0 | 0 | 0 | 0
F5_Commercial_Small Retail_New_Food Preparation_Electric_Dishwasher_E1 | F5 | Commercial | Small Retail | New | Food Preparation | Electric | Dishwasher | E1 | RIM BC Ratio | 0 | 0 | 0 | 0 | 0 | 0 | 0 | 0 | 0 | 0 | 0 | 0 | 0 | 0 | 0 | 0 | 0 | 0 | 0 | 0 | 0 | 0 | 0 | 0 | 0 | 0 | 0 | 0 | 0 | 0
F5_Commercial_Small Retail_New_Food Preparation_Electric_Dishwasher_E2 | F5 | Commercial | Small Retail | New | Food Preparation | Electric | Dishwasher | E2 | RIM BC Ratio | 0 | 0 | 0 | 0 | 0 | 0 | 0 | 0 | 0 | 0 | 0 | 0 | 0 | 0 | 0 | 0 | 0 | 0 | 0 | 0 | 0 | 0 | 0 | 0 | 0 | 0 | 0 | 0 | 0 | 0
F5_Commercial_Small Retail_New_Food Preparation_Electric_Dishwasher_E3 | F5 | Commercial | Small Retail | New | Food Preparation | Electric | Dishwasher | E3 | RIM BC Ratio | 0 | 0 | 0 | 0 | 0 | 0 | 0 | 0 | 0 | 0 | 0 | 0 | 0 | 0 | 0 | 0 | 0 | 0 | 0 | 0 | 0 | 0 | 0 | 0 | 0 | 0 | 0 | 0 | 0 | 0
F5_Commercial_Small Retail_New_Food Preparation_Electric_Dishwasher_E4 | F5 | Commercial | Small Retail | New | Food Preparation | Electric | Dishwasher | E4 | RIM BC Ratio | 0 | 0 | 0 | 0 | 0 | 0 | 0 | 0 | 0 | 0 | 0 | 0 | 0 | 0 | 0 | 0 | 0 | 0 | 0 | 0 | 0 | 0 | 0 | 0 | 0 | 0 | 0 | 0 | 0 | 0
F5_Commercial_Small Retail_New_Food Preparation_Electric_Dishwasher_E5 | F5 | Commercial | Small Retail | New | Food Preparation | Electric | Dishwasher | E5 | RIM BC Ratio | 0 | 0 | 0 | 0 | 0 | 0 | 0 | 0 | 0 | 0 | 0 | 0 | 0 | 0 | 0 | 0 | 0 | 0 | 0 | 0 | 0 | 0 | 0 | 0 | 0 | 0 | 0 | 0 | 0 | 0
F5_Commercial_Small Retail_New_Food Preparation_Electric_Dishwasher_E6 | F5 | Commercial | Small Retail | New | Food Preparation | Electric | Dishwasher | E6 | RIM BC Ratio | 0 | 0 | 0 | 0 | 0 | 0 | 0 | 0 | 0 | 0 | 0 | 0 | 0 | 0 | 0 | 0 | 0 | 0 | 0 | 0 | 0 | 0 | 0 | 0 | 0 | 0 | 0 | 0 | 0 | 0
F5_Commercial_Small Retail_New_Food Preparation_Electric_Dishwasher_E7 | F5 | Commercial | Small Retail | New | Food Preparation | Electric | Dishwasher | E7 | RIM BC Ratio | 0 | 0 | 0 | 0 | 0 | 0 | 0 | 0 | 0 | 0 | 0 | 0 | 0 | 0 | 0 | 0 | 0 | 0 | 0 | 0 | 0 | 0 | 0 | 0 | 0 | 0 | 0 | 0 | 0 | 0
F5_Commercial_Small Retail_New_Food Preparation_Electric_Dishwasher_E8 | F5 | Commercial | Small Retail | New | Food Preparation | Electric | Dishwasher | E8 | RIM BC Ratio | 0 | 0 | 0 | 0 | 0 | 0 | 0 | 0 | 0 | 0 | 0 | 0 | 0 | 0 | 0 | 0 | 0 | 0 | 0 | 0 | 0 | 0 | 0 | 0 | 0 | 0 | 0 | 0 | 0 | 0
F5_Commercial_Small Retail_New_Food Preparation_Electric_Dishwasher_E9 | F5 | Commercial | Small Retail | New | Food Preparation | Electric | Dishwasher | E9 | RIM BC Ratio | 0 | 0 | 0 | 0 | 0 | 0 | 0 | 0 | 0 | 0 | 0 | 0 | 0 | 0 | 0 | 0 | 0 | 0 | 0 | 0 | 0 | 0 | 0 | 0 | 0 | 0 | 0 | 0 | 0 | 0
F5_Commercial_Small Retail_New_Food Preparation_Electric_Dishwasher_E10 | F5 | Commercial | Small Retail | New | Food Preparation | Electric | Dishwasher | E10 | RIM BC Ratio | 0 | 0 | 0 | 0 | 0 | 0 | 0 | 0 | 0 | 0 | 0 | 0 | 0 | 0 | 0 | 0 | 0 | 0 | 0 | 0 | 0 | 0 | 0 | 0 | 0 | 0 | 0 | 0 | 0 | 0
F0_Commercial_Small Retail_New_Food Preparation_Electric_Hot Food Container_E0 | F0 | Commercial | Small Retail | New | Food Preparation | Electric | Hot Food Container | E0 | Economic Unit | 0 | 0 | 0 | 0 | 0 | 0 | 0 | 0 | 0 | 0 | 0 | 0 | 0 | 0 | 0 | 0 | 0 | 0 | 0 | 0 | 0 | 0 | 0 | 0 | 0 | 0 | 0 | 0 | 0 | 0
F1_Commercial_Small Retail_New_Food Preparation_Electric_Hot Food Container_E1 | F1 | Commercial | Small Retail | New | Food Preparation | Electric | Hot Food Container | E1 | CCE | 0 | 0 | 0 | 0 | 0 | 0 | 0 | 0 | 0 | 0 | 0 | 0 | 0 | 0 | 0 | 0 | 0 | 0 | 0 | 0 | 0 | 0 | 0 | 0 | 0 | 0 | 0 | 0 | 0 | 0
F1_Commercial_Small Retail_New_Food Preparation_Electric_Hot Food Container_E2 | F1 | Commercial | Small Retail | New | Food Preparation | Electric | Hot Food Container | E2 | CCE | 0 | 0 | 0 | 0 | 0 | 0 | 0 | 0 | 0 | 0 | 0 | 0 | 0 | 0 | 0 | 0 | 0 | 0 | 0 | 0 | 0 | 0 | 0 | 0 | 0 | 0 | 0 | 0 | 0 | 0
F1_Commercial_Small Retail_New_Food Preparation_Electric_Hot Food Container_E3 | F1 | Commercial | Small Retail | New | Food Preparation | Electric | Hot Food Container | E3 | CCE | 0 | 0 | 0 | 0 | 0 | 0 | 0 | 0 | 0 | 0 | 0 | 0 | 0 | 0 | 0 | 0 | 0 | 0 | 0 | 0 | 0 | 0 | 0 | 0 | 0 | 0 | 0 | 0 | 0 | 0
F1_Commercial_Small Retail_New_Food Preparation_Electric_Hot Food Container_E4 | F1 | Commercial | Small Retail | New | Food Preparation | Electric | Hot Food Container | E4 | CCE | 0 | 0 | 0 | 0 | 0 | 0 | 0 | 0 | 0 | 0 | 0 | 0 | 0 | 0 | 0 | 0 | 0 | 0 | 0 | 0 | 0 | 0 | 0 | 0 | 0 | 0 | 0 | 0 | 0 | 0
F1_Commercial_Small Retail_New_Food Preparation_Electric_Hot Food Container_E5 | F1 | Commercial | Small Retail | New | Food Preparation | Electric | Hot Food Container | E5 | CCE | 0 | 0 | 0 | 0 | 0 | 0 | 0 | 0 | 0 | 0 | 0 | 0 | 0 | 0 | 0 | 0 | 0 | 0 | 0 | 0 | 0 | 0 | 0 | 0 | 0 | 0 | 0 | 0 | 0 | 0
F1_Commercial_Small Retail_New_Food Preparation_Electric_Hot Food Container_E6 | F1 | Commercial | Small Retail | New | Food Preparation | Electric | Hot Food Container | E6 | CCE | 0 | 0 | 0 | 0 | 0 | 0 | 0 | 0 | 0 | 0 | 0 | 0 | 0 | 0 | 0 | 0 | 0 | 0 | 0 | 0 | 0 | 0 | 0 | 0 | 0 | 0 | 0 | 0 | 0 | 0
F1_Commercial_Small Retail_New_Food Preparation_Electric_Hot Food Container_E7 | F1 | Commercial | Small Retail | New | Food Preparation | Electric | Hot Food Container | E7 | CCE | 0 | 0 | 0 | 0 | 0 | 0 | 0 | 0 | 0 | 0 | 0 | 0 | 0 | 0 | 0 | 0 | 0 | 0 | 0 | 0 | 0 | 0 | 0 | 0 | 0 | 0 | 0 | 0 | 0 | 0
F1_Commercial_Small Retail_New_Food Preparation_Electric_Hot Food Container_E8 | F1 | Commercial | Small Retail | New | Food Preparation | Electric | Hot Food Container | E8 | CCE | 0 | 0 | 0 | 0 | 0 | 0 | 0 | 0 | 0 | 0 | 0 | 0 | 0 | 0 | 0 | 0 | 0 | 0 | 0 | 0 | 0 | 0 | 0 | 0 | 0 | 0 | 0 | 0 | 0 | 0
F1_Commercial_Small Retail_New_Food Preparation_Electric_Hot Food Container_E9 | F1 | Commercial | Small Retail | New | Food Preparation | Electric | Hot Food Container | E9 | CCE | 0 | 0 | 0 | 0 | 0 | 0 | 0 | 0 | 0 | 0 | 0 | 0 | 0 | 0 | 0 | 0 | 0 | 0 | 0 | 0 | 0 | 0 | 0 | 0 | 0 | 0 | 0 | 0 | 0 | 0
F1_Commercial_Small Retail_New_Food Preparation_Electric_Hot Food Container_E10 | F1 | Commercial | Small Retail | New | Food Preparation | Electric | Hot Food Container | E10 | CCE | 0 | 0 | 0 | 0 | 0 | 0 | 0 | 0 | 0 | 0 | 0 | 0 | 0 | 0 | 0 | 0 | 0 | 0 | 0 | 0 | 0 | 0 | 0 | 0 | 0 | 0 | 0 | 0 | 0 | 0
F2_Commercial_Small Retail_New_Food Preparation_Electric_Hot Food Container_E1 | F2 | Commercial | Small Retail | New | Food Preparation | Electric | Hot Food Container | E1 | TRC BC Ratio | 0 | 0 | 0 | 0 | 0 | 0 | 0 | 0 | 0 | 0 | 0 | 0 | 0 | 0 | 0 | 0 | 0 | 0 | 0 | 0 | 0 | 0 | 0 | 0 | 0 | 0 | 0 | 0 | 0 | 0
F2_Commercial_Small Retail_New_Food Preparation_Electric_Hot Food Container_E2 | F2 | Commercial | Small Retail | New | Food Preparation | Electric | Hot Food Container | E2 | TRC BC Ratio | 0 | 0 | 0 | 0 | 0 | 0 | 0 | 0 | 0 | 0 | 0 | 0 | 0 | 0 | 0 | 0 | 0 | 0 | 0 | 0 | 0 | 0 | 0 | 0 | 0 | 0 | 0 | 0 | 0 | 0
F2_Commercial_Small Retail_New_Food Preparation_Electric_Hot Food Container_E3 | F2 | Commercial | Small Retail | New | Food Preparation | Electric | Hot Food Container | E3 | TRC BC Ratio | 0 | 0 | 0 | 0 | 0 | 0 | 0 | 0 | 0 | 0 | 0 | 0 | 0 | 0 | 0 | 0 | 0 | 0 | 0 | 0 | 0 | 0 | 0 | 0 | 0 | 0 | 0 | 0 | 0 | 0
F2_Commercial_Small Retail_New_Food Preparation_Electric_Hot Food Container_E4 | F2 | Commercial | Small Retail | New | Food Preparation | Electric | Hot Food Container | E4 | TRC BC Ratio | 0 | 0 | 0 | 0 | 0 | 0 | 0 | 0 | 0 | 0 | 0 | 0 | 0 | 0 | 0 | 0 | 0 | 0 | 0 | 0 | 0 | 0 | 0 | 0 | 0 | 0 | 0 | 0 | 0 | 0
F2_Commercial_Small Retail_New_Food Preparation_Electric_Hot Food Container_E5 | F2 | Commercial | Small Retail | New | Food Preparation | Electric | Hot Food Container | E5 | TRC BC Ratio | 0 | 0 | 0 | 0 | 0 | 0 | 0 | 0 | 0 | 0 | 0 | 0 | 0 | 0 | 0 | 0 | 0 | 0 | 0 | 0 | 0 | 0 | 0 | 0 | 0 | 0 | 0 | 0 | 0 | 0
F2_Commercial_Small Retail_New_Food Preparation_Electric_Hot Food Container_E6 | F2 | Commercial | Small Retail | New | Food Preparation | Electric | Hot Food Container | E6 | TRC BC Ratio | 0 | 0 | 0 | 0 | 0 | 0 | 0 | 0 | 0 | 0 | 0 | 0 | 0 | 0 | 0 | 0 | 0 | 0 | 0 | 0 | 0 | 0 | 0 | 0 | 0 | 0 | 0 | 0 | 0 | 0
F2_Commercial_Small Retail_New_Food Preparation_Electric_Hot Food Container_E7 | F2 | Commercial | Small Retail | New | Food Preparation | Electric | Hot Food Container | E7 | TRC BC Ratio | 0 | 0 | 0 | 0 | 0 | 0 | 0 | 0 | 0 | 0 | 0 | 0 | 0 | 0 | 0 | 0 | 0 | 0 | 0 | 0 | 0 | 0 | 0 | 0 | 0 | 0 | 0 | 0 | 0 | 0
F2_Commercial_Small Retail_New_Food Preparation_Electric_Hot Food Container_E8 | F2 | Commercial | Small Retail | New | Food Preparation | Electric | Hot Food Container | E8 | TRC BC Ratio | 0 | 0 | 0 | 0 | 0 | 0 | 0 | 0 | 0 | 0 | 0 | 0 | 0 | 0 | 0 | 0 | 0 | 0 | 0 | 0 | 0 | 0 | 0 | 0 | 0 | 0 | 0 | 0 | 0 | 0
F2_Commercial_Small Retail_New_Food Preparation_Electric_Hot Food Container_E9 | F2 | Commercial | Small Retail | New | Food Preparation | Electric | Hot Food Container | E9 | TRC BC Ratio | 0 | 0 | 0 | 0 | 0 | 0 | 0 | 0 | 0 | 0 | 0 | 0 | 0 | 0 | 0 | 0 | 0 | 0 | 0 | 0 | 0 | 0 | 0 | 0 | 0 | 0 | 0 | 0 | 0 | 0
F2_Commercial_Small Retail_New_Food Preparation_Electric_Hot Food Container_E10 | F2 | Commercial | Small Retail | New | Food Preparation | Electric | Hot Food Container | E10 | TRC BC Ratio | 0 | 0 | 0 | 0 | 0 | 0 | 0 | 0 | 0 | 0 | 0 | 0 | 0 | 0 | 0 | 0 | 0 | 0 | 0 | 0 | 0 | 0 | 0 | 0 | 0 | 0 | 0 | 0 | 0 | 0
F3_Commercial_Small Retail_New_Food Preparation_Electric_Hot Food Container_E1 | F3 | Commercial | Small Retail | New | Food Preparation | Electric | Hot Food Container | E1 | PACT BC Ratio | 0 | 0 | 0 | 0 | 0 | 0 | 0 | 0 | 0 | 0 | 0 | 0 | 0 | 0 | 0 | 0 | 0 | 0 | 0 | 0 | 0 | 0 | 0 | 0 | 0 | 0 | 0 | 0 | 0 | 0
F3_Commercial_Small Retail_New_Food Preparation_Electric_Hot Food Container_E2 | F3 | Commercial | Small Retail | New | Food Preparation | Electric | Hot Food Container | E2 | PACT BC Ratio | 0 | 0 | 0 | 0 | 0 | 0 | 0 | 0 | 0 | 0 | 0 | 0 | 0 | 0 | 0 | 0 | 0 | 0 | 0 | 0 | 0 | 0 | 0 | 0 | 0 | 0 | 0 | 0 | 0 | 0
F3_Commercial_Small Retail_New_Food Preparation_Electric_Hot Food Container_E3 | F3 | Commercial | Small Retail | New | Food Preparation | Electric | Hot Food Container | E3 | PACT BC Ratio | 0 | 0 | 0 | 0 | 0 | 0 | 0 | 0 | 0 | 0 | 0 | 0 | 0 | 0 | 0 | 0 | 0 | 0 | 0 | 0 | 0 | 0 | 0 | 0 | 0 | 0 | 0 | 0 | 0 | 0
F3_Commercial_Small Retail_New_Food Preparation_Electric_Hot Food Container_E4 | F3 | Commercial | Small Retail | New | Food Preparation | Electric | Hot Food Container | E4 | PACT BC Ratio | 0 | 0 | 0 | 0 | 0 | 0 | 0 | 0 | 0 | 0 | 0 | 0 | 0 | 0 | 0 | 0 | 0 | 0 | 0 | 0 | 0 | 0 | 0 | 0 | 0 | 0 | 0 | 0 | 0 | 0
F3_Commercial_Small Retail_New_Food Preparation_Electric_Hot Food Container_E5 | F3 | Commercial | Small Retail | New | Food Preparation | Electric | Hot Food Container | E5 | PACT BC Ratio | 0 | 0 | 0 | 0 | 0 | 0 | 0 | 0 | 0 | 0 | 0 | 0 | 0 | 0 | 0 | 0 | 0 | 0 | 0 | 0 | 0 | 0 | 0 | 0 | 0 | 0 | 0 | 0 | 0 | 0
F3_Commercial_Small Retail_New_Food Preparation_Electric_Hot Food Container_E6 | F3 | Commercial | Small Retail | New | Food Preparation | Electric | Hot Food Container | E6 | PACT BC Ratio | 0 | 0 | 0 | 0 | 0 | 0 | 0 | 0 | 0 | 0 | 0 | 0 | 0 | 0 | 0 | 0 | 0 | 0 | 0 | 0 | 0 | 0 | 0 | 0 | 0 | 0 | 0 | 0 | 0 | 0
F3_Commercial_Small Retail_New_Food Preparation_Electric_Hot Food Container_E7 | F3 | Commercial | Small Retail | New | Food Preparation | Electric | Hot Food Container | E7 | PACT BC Ratio | 0 | 0 | 0 | 0 | 0 | 0 | 0 | 0 | 0 | 0 | 0 | 0 | 0 | 0 | 0 | 0 | 0 | 0 | 0 | 0 | 0 | 0 | 0 | 0 | 0 | 0 | 0 | 0 | 0 | 0
F3_Commercial_Small Retail_New_Food Preparation_Electric_Hot Food Container_E8 | F3 | Commercial | Small Retail | New | Food Preparation | Electric | Hot Food Container | E8 | PACT BC Ratio | 0 | 0 | 0 | 0 | 0 | 0 | 0 | 0 | 0 | 0 | 0 | 0 | 0 | 0 | 0 | 0 | 0 | 0 | 0 | 0 | 0 | 0 | 0 | 0 | 0 | 0 | 0 | 0 | 0 | 0
F3_Commercial_Small Retail_New_Food Preparation_Electric_Hot Food Container_E9 | F3 | Commercial | Small Retail | New | Food Preparation | Electric | Hot Food Container | E9 | PACT BC Ratio | 0 | 0 | 0 | 0 | 0 | 0 | 0 | 0 | 0 | 0 | 0 | 0 | 0 | 0 | 0 | 0 | 0 | 0 | 0 | 0 | 0 | 0 | 0 | 0 | 0 | 0 | 0 | 0 | 0 | 0
F3_Commercial_Small Retail_New_Food Preparation_Electric_Hot Food Container_E10 | F3 | Commercial | Small Retail | New | Food Preparation | Electric | Hot Food Container | E10 | PACT BC Ratio | 0 | 0 | 0 | 0 | 0 | 0 | 0 | 0 | 0 | 0 | 0 | 0 | 0 | 0 | 0 | 0 | 0 | 0 | 0 | 0 | 0 | 0 | 0 | 0 | 0 | 0 | 0 | 0 | 0 | 0
F4_Commercial_Small Retail_New_Food Preparation_Electric_Hot Food Container_E1 | F4 | Commercial | Small Retail | New | Food Preparation | Electric | Hot Food Container | E1 | RVT BC Ratio | 0 | 0 | 0 | 0 | 0 | 0 | 0 | 0 | 0 | 0 | 0 | 0 | 0 | 0 | 0 | 0 | 0 | 0 | 0 | 0 | 0 | 0 | 0 | 0 | 0 | 0 | 0 | 0 | 0 | 0
F4_Commercial_Small Retail_New_Food Preparation_Electric_Hot Food Container_E2 | F4 | Commercial | Small Retail | New | Food Preparation | Electric | Hot Food Container | E2 | RVT BC Ratio | 0 | 0 | 0 | 0 | 0 | 0 | 0 | 0 | 0 | 0 | 0 | 0 | 0 | 0 | 0 | 0 | 0 | 0 | 0 | 0 | 0 | 0 | 0 | 0 | 0 | 0 | 0 | 0 | 0 | 0
F4_Commercial_Small Retail_New_Food Preparation_Electric_Hot Food Container_E3 | F4 | Commercial | Small Retail | New | Food Preparation | Electric | Hot Food Container | E3 | RVT BC Ratio | 0 | 0 | 0 | 0 | 0 | 0 | 0 | 0 | 0 | 0 | 0 | 0 | 0 | 0 | 0 | 0 | 0 | 0 | 0 | 0 | 0 | 0 | 0 | 0 | 0 | 0 | 0 | 0 | 0 | 0
F4_Commercial_Small Retail_New_Food Preparation_Electric_Hot Food Container_E4 | F4 | Commercial | Small Retail | New | Food Preparation | Electric | Hot Food Container | E4 | RVT BC Ratio | 0 | 0 | 0 | 0 | 0 | 0 | 0 | 0 | 0 | 0 | 0 | 0 | 0 | 0 | 0 | 0 | 0 | 0 | 0 | 0 | 0 | 0 | 0 | 0 | 0 | 0 | 0 | 0 | 0 | 0
F4_Commercial_Small Retail_New_Food Preparation_Electric_Hot Food Container_E5 | F4 | Commercial | Small Retail | New | Food Preparation | Electric | Hot Food Container | E5 | RVT BC Ratio | 0 | 0 | 0 | 0 | 0 | 0 | 0 | 0 | 0 | 0 | 0 | 0 | 0 | 0 | 0 | 0 | 0 | 0 | 0 | 0 | 0 | 0 | 0 | 0 | 0 | 0 | 0 | 0 | 0 | 0
F4_Commercial_Small Retail_New_Food Preparation_Electric_Hot Food Container_E6 | F4 | Commercial | Small Retail | New | Food Preparation | Electric | Hot Food Container | E6 | RVT BC Ratio | 0 | 0 | 0 | 0 | 0 | 0 | 0 | 0 | 0 | 0 | 0 | 0 | 0 | 0 | 0 | 0 | 0 | 0 | 0 | 0 | 0 | 0 | 0 | 0 | 0 | 0 | 0 | 0 | 0 | 0
F4_Commercial_Small Retail_New_Food Preparation_Electric_Hot Food Container_E7 | F4 | Commercial | Small Retail | New | Food Preparation | Electric | Hot Food Container | E7 | RVT BC Ratio | 0 | 0 | 0 | 0 | 0 | 0 | 0 | 0 | 0 | 0 | 0 | 0 | 0 | 0 | 0 | 0 | 0 | 0 | 0 | 0 | 0 | 0 | 0 | 0 | 0 | 0 | 0 | 0 | 0 | 0
F4_Commercial_Small Retail_New_Food Preparation_Electric_Hot Food Container_E8 | F4 | Commercial | Small Retail | New | Food Preparation | Electric | Hot Food Container | E8 | RVT BC Ratio | 0 | 0 | 0 | 0 | 0 | 0 | 0 | 0 | 0 | 0 | 0 | 0 | 0 | 0 | 0 | 0 | 0 | 0 | 0 | 0 | 0 | 0 | 0 | 0 | 0 | 0 | 0 | 0 | 0 | 0
F4_Commercial_Small Retail_New_Food Preparation_Electric_Hot Food Container_E9 | F4 | Commercial | Small Retail | New | Food Preparation | Electric | Hot Food Container | E9 | RVT BC Ratio | 0 | 0 | 0 | 0 | 0 | 0 | 0 | 0 | 0 | 0 | 0 | 0 | 0 | 0 | 0 | 0 | 0 | 0 | 0 | 0 | 0 | 0 | 0 | 0 | 0 | 0 | 0 | 0 | 0 | 0
F4_Commercial_Small Retail_New_Food Preparation_Electric_Hot Food Container_E10 | F4 | Commercial | Small Retail | New | Food Preparation | Electric | Hot Food Container | E10 | RVT BC Ratio | 0 | 0 | 0 | 0 | 0 | 0 | 0 | 0 | 0 | 0 | 0 | 0 | 0 | 0 | 0 | 0 | 0 | 0 | 0 | 0 | 0 | 0 | 0 | 0 | 0 | 0 | 0 | 0 | 0 | 0
F5_Commercial_Small Retail_New_Food Preparation_Electric_Hot Food Container_E1 | F5 | Commercial | Small Retail | New | Food Preparation | Electric | Hot Food Container | E1 | RIM BC Ratio | 0 | 0 | 0 | 0 | 0 | 0 | 0 | 0 | 0 | 0 | 0 | 0 | 0 | 0 | 0 | 0 | 0 | 0 | 0 | 0 | 0 | 0 | 0 | 0 | 0 | 0 | 0 | 0 | 0 | 0
F5_Commercial_Small Retail_New_Food Preparation_Electric_Hot Food Container_E2 | F5 | Commercial | Small Retail | New | Food Preparation | Electric | Hot Food Container | E2 | RIM BC Ratio | 0 | 0 | 0 | 0 | 0 | 0 | 0 | 0 | 0 | 0 | 0 | 0 | 0 | 0 | 0 | 0 | 0 | 0 | 0 | 0 | 0 | 0 | 0 | 0 | 0 | 0 | 0 | 0 | 0 | 0
F5_Commercial_Small Retail_New_Food Preparation_Electric_Hot Food Container_E3 | F5 | Commercial | Small Retail | New | Food Preparation | Electric | Hot Food Container | E3 | RIM BC Ratio | 0 | 0 | 0 | 0 | 0 | 0 | 0 | 0 | 0 | 0 | 0 | 0 | 0 | 0 | 0 | 0 | 0 | 0 | 0 | 0 | 0 | 0 | 0 | 0 | 0 | 0 | 0 | 0 | 0 | 0
F5_Commercial_Small Retail_New_Food Preparation_Electric_Hot Food Container_E4 | F5 | Commercial | Small Retail | New | Food Preparation | Electric | Hot Food Container | E4 | RIM BC Ratio | 0 | 0 | 0 | 0 | 0 | 0 | 0 | 0 | 0 | 0 | 0 | 0 | 0 | 0 | 0 | 0 | 0 | 0 | 0 | 0 | 0 | 0 | 0 | 0 | 0 | 0 | 0 | 0 | 0 | 0
F5_Commercial_Small Retail_New_Food Preparation_Electric_Hot Food Container_E5 | F5 | Commercial | Small Retail | New | Food Preparation | Electric | Hot Food Container | E5 | RIM BC Ratio | 0 | 0 | 0 | 0 | 0 | 0 | 0 | 0 | 0 | 0 | 0 | 0 | 0 | 0 | 0 | 0 | 0 | 0 | 0 | 0 | 0 | 0 | 0 | 0 | 0 | 0 | 0 | 0 | 0 | 0
F5_Commercial_Small Retail_New_Food Preparation_Electric_Hot Food Container_E6 | F5 | Commercial | Small Retail | New | Food Preparation | Electric | Hot Food Container | E6 | RIM BC Ratio | 0 | 0 | 0 | 0 | 0 | 0 | 0 | 0 | 0 | 0 | 0 | 0 | 0 | 0 | 0 | 0 | 0 | 0 | 0 | 0 | 0 | 0 | 0 | 0 | 0 | 0 | 0 | 0 | 0 | 0
F5_Commercial_Small Retail_New_Food Preparation_Electric_Hot Food Container_E7 | F5 | Commercial | Small Retail | New | Food Preparation | Electric | Hot Food Container | E7 | RIM BC Ratio | 0 | 0 | 0 | 0 | 0 | 0 | 0 | 0 | 0 | 0 | 0 | 0 | 0 | 0 | 0 | 0 | 0 | 0 | 0 | 0 | 0 | 0 | 0 | 0 | 0 | 0 | 0 | 0 | 0 | 0
F5_Commercial_Small Retail_New_Food Preparation_Electric_Hot Food Container_E8 | F5 | Commercial | Small Retail | New | Food Preparation | Electric | Hot Food Container | E8 | RIM BC Ratio | 0 | 0 | 0 | 0 | 0 | 0 | 0 | 0 | 0 | 0 | 0 | 0 | 0 | 0 | 0 | 0 | 0 | 0 | 0 | 0 | 0 | 0 | 0 | 0 | 0 | 0 | 0 | 0 | 0 | 0
F5_Commercial_Small Retail_New_Food Preparation_Electric_Hot Food Container_E9 | F5 | Commercial | Small Retail | New | Food Preparation | Electric | Hot Food Container | E9 | RIM BC Ratio | 0 | 0 | 0 | 0 | 0 | 0 | 0 | 0 | 0 | 0 | 0 | 0 | 0 | 0 | 0 | 0 | 0 | 0 | 0 | 0 | 0 | 0 | 0 | 0 | 0 | 0 | 0 | 0 | 0 | 0
F5_Commercial_Small Retail_New_Food Preparation_Electric_Hot Food Container_E10 | F5 | Commercial | Small Retail | New | Food Preparation | Electric | Hot Food Container | E10 | RIM BC Ratio | 0 | 0 | 0 | 0 | 0 | 0 | 0 | 0 | 0 | 0 | 0 | 0 | 0 | 0 | 0 | 0 | 0 | 0 | 0 | 0 | 0 | 0 | 0 | 0 | 0 | 0 | 0 | 0 | 0 | 0
F0_Commercial_Small Retail_New_Food Preparation_Electric_Steamer_E0 | F0 | Commercial | Small Retail | New | Food Preparation | Electric | Steamer | E0 | Economic Unit | 0 | 0 | 0 | 0 | 0 | 0 | 0 | 0 | 0 | 0 | 0 | 0 | 0 | 0 | 0 | 0 | 0 | 0 | 0 | 0 | 0 | 0 | 0 | 0 | 0 | 0 | 0 | 0 | 0 | 0
F1_Commercial_Small Retail_New_Food Preparation_Electric_Steamer_E1 | F1 | Commercial | Small Retail | New | Food Preparation | Electric | Steamer | E1 | CCE | 0 | 0 | 0 | 0 | 0 | 0 | 0 | 0 | 0 | 0 | 0 | 0 | 0 | 0 | 0 | 0 | 0 | 0 | 0 | 0 | 0 | 0 | 0 | 0 | 0 | 0 | 0 | 0 | 0 | 0
F1_Commercial_Small Retail_New_Food Preparation_Electric_Steamer_E2 | F1 | Commercial | Small Retail | New | Food Preparation | Electric | Steamer | E2 | CCE | 0 | 0 | 0 | 0 | 0 | 0 | 0 | 0 | 0 | 0 | 0 | 0 | 0 | 0 | 0 | 0 | 0 | 0 | 0 | 0 | 0 | 0 | 0 | 0 | 0 | 0 | 0 | 0 | 0 | 0
F1_Commercial_Small Retail_New_Food Preparation_Electric_Steamer_E3 | F1 | Commercial | Small Retail | New | Food Preparation | Electric | Steamer | E3 | CCE | 0 | 0 | 0 | 0 | 0 | 0 | 0 | 0 | 0 | 0 | 0 | 0 | 0 | 0 | 0 | 0 | 0 | 0 | 0 | 0 | 0 | 0 | 0 | 0 | 0 | 0 | 0 | 0 | 0 | 0
F1_Commercial_Small Retail_New_Food Preparation_Electric_Steamer_E4 | F1 | Commercial | Small Retail | New | Food Preparation | Electric | Steamer | E4 | CCE | 0 | 0 | 0 | 0 | 0 | 0 | 0 | 0 | 0 | 0 | 0 | 0 | 0 | 0 | 0 | 0 | 0 | 0 | 0 | 0 | 0 | 0 | 0 | 0 | 0 | 0 | 0 | 0 | 0 | 0
F1_Commercial_Small Retail_New_Food Preparation_Electric_Steamer_E5 | F1 | Commercial | Small Retail | New | Food Preparation | Electric | Steamer | E5 | CCE | 0 | 0 | 0 | 0 | 0 | 0 | 0 | 0 | 0 | 0 | 0 | 0 | 0 | 0 | 0 | 0 | 0 | 0 | 0 | 0 | 0 | 0 | 0 | 0 | 0 | 0 | 0 | 0 | 0 | 0
F1_Commercial_Small Retail_New_Food Preparation_Electric_Steamer_E6 | F1 | Commercial | Small Retail | New | Food Preparation | Electric | Steamer | E6 | CCE | 0 | 0 | 0 | 0 | 0 | 0 | 0 | 0 | 0 | 0 | 0 | 0 | 0 | 0 | 0 | 0 | 0 | 0 | 0 | 0 | 0 | 0 | 0 | 0 | 0 | 0 | 0 | 0 | 0 | 0
F1_Commercial_Small Retail_New_Food Preparation_Electric_Steamer_E7 | F1 | Commercial | Small Retail | New | Food Preparation | Electric | Steamer | E7 | CCE | 0 | 0 | 0 | 0 | 0 | 0 | 0 | 0 | 0 | 0 | 0 | 0 | 0 | 0 | 0 | 0 | 0 | 0 | 0 | 0 | 0 | 0 | 0 | 0 | 0 | 0 | 0 | 0 | 0 | 0
F1_Commercial_Small Retail_New_Food Preparation_Electric_Steamer_E8 | F1 | Commercial | Small Retail | New | Food Preparation | Electric | Steamer | E8 | CCE | 0 | 0 | 0 | 0 | 0 | 0 | 0 | 0 | 0 | 0 | 0 | 0 | 0 | 0 | 0 | 0 | 0 | 0 | 0 | 0 | 0 | 0 | 0 | 0 | 0 | 0 | 0 | 0 | 0 | 0
F1_Commercial_Small Retail_New_Food Preparation_Electric_Steamer_E9 | F1 | Commercial | Small Retail | New | Food Preparation | Electric | Steamer | E9 | CCE | 0 | 0 | 0 | 0 | 0 | 0 | 0 | 0 | 0 | 0 | 0 | 0 | 0 | 0 | 0 | 0 | 0 | 0 | 0 | 0 | 0 | 0 | 0 | 0 | 0 | 0 | 0 | 0 | 0 | 0
F1_Commercial_Small Retail_New_Food Preparation_Electric_Steamer_E10 | F1 | Commercial | Small Retail | New | Food Preparation | Electric | Steamer | E10 | CCE | 0 | 0 | 0 | 0 | 0 | 0 | 0 | 0 | 0 | 0 | 0 | 0 | 0 | 0 | 0 | 0 | 0 | 0 | 0 | 0 | 0 | 0 | 0 | 0 | 0 | 0 | 0 | 0 | 0 | 0
F2_Commercial_Small Retail_New_Food Preparation_Electric_Steamer_E1 | F2 | Commercial | Small Retail | New | Food Preparation | Electric | Steamer | E1 | TRC BC Ratio | 0 | 0 | 0 | 0 | 0 | 0 | 0 | 0 | 0 | 0 | 0 | 0 | 0 | 0 | 0 | 0 | 0 | 0 | 0 | 0 | 0 | 0 | 0 | 0 | 0 | 0 | 0 | 0 | 0 | 0
F2_Commercial_Small Retail_New_Food Preparation_Electric_Steamer_E2 | F2 | Commercial | Small Retail | New | Food Preparation | Electric | Steamer | E2 | TRC BC Ratio | 0 | 0 | 0 | 0 | 0 | 0 | 0 | 0 | 0 | 0 | 0 | 0 | 0 | 0 | 0 | 0 | 0 | 0 | 0 | 0 | 0 | 0 | 0 | 0 | 0 | 0 | 0 | 0 | 0 | 0
F2_Commercial_Small Retail_New_Food Preparation_Electric_Steamer_E3 | F2 | Commercial | Small Retail | New | Food Preparation | Electric | Steamer | E3 | TRC BC Ratio | 0 | 0 | 0 | 0 | 0 | 0 | 0 | 0 | 0 | 0 | 0 | 0 | 0 | 0 | 0 | 0 | 0 | 0 | 0 | 0 | 0 | 0 | 0 | 0 | 0 | 0 | 0 | 0 | 0 | 0
F2_Commercial_Small Retail_New_Food Preparation_Electric_Steamer_E4 | F2 | Commercial | Small Retail | New | Food Preparation | Electric | Steamer | E4 | TRC BC Ratio | 0 | 0 | 0 | 0 | 0 | 0 | 0 | 0 | 0 | 0 | 0 | 0 | 0 | 0 | 0 | 0 | 0 | 0 | 0 | 0 | 0 | 0 | 0 | 0 | 0 | 0 | 0 | 0 | 0 | 0
F2_Commercial_Small Retail_New_Food Preparation_Electric_Steamer_E5 | F2 | Commercial | Small Retail | New | Food Preparation | Electric | Steamer | E5 | TRC BC Ratio | 0 | 0 | 0 | 0 | 0 | 0 | 0 | 0 | 0 | 0 | 0 | 0 | 0 | 0 | 0 | 0 | 0 | 0 | 0 | 0 | 0 | 0 | 0 | 0 | 0 | 0 | 0 | 0 | 0 | 0
F2_Commercial_Small Retail_New_Food Preparation_Electric_Steamer_E6 | F2 | Commercial | Small Retail | New | Food Preparation | Electric | Steamer | E6 | TRC BC Ratio | 0 | 0 | 0 | 0 | 0 | 0 | 0 | 0 | 0 | 0 | 0 | 0 | 0 | 0 | 0 | 0 | 0 | 0 | 0 | 0 | 0 | 0 | 0 | 0 | 0 | 0 | 0 | 0 | 0 | 0
F2_Commercial_Small Retail_New_Food Preparation_Electric_Steamer_E7 | F2 | Commercial | Small Retail | New | Food Preparation | Electric | Steamer | E7 | TRC BC Ratio | 0 | 0 | 0 | 0 | 0 | 0 | 0 | 0 | 0 | 0 | 0 | 0 | 0 | 0 | 0 | 0 | 0 | 0 | 0 | 0 | 0 | 0 | 0 | 0 | 0 | 0 | 0 | 0 | 0 | 0
F2_Commercial_Small Retail_New_Food Preparation_Electric_Steamer_E8 | F2 | Commercial | Small Retail | New | Food Preparation | Electric | Steamer | E8 | TRC BC Ratio | 0 | 0 | 0 | 0 | 0 | 0 | 0 | 0 | 0 | 0 | 0 | 0 | 0 | 0 | 0 | 0 | 0 | 0 | 0 | 0 | 0 | 0 | 0 | 0 | 0 | 0 | 0 | 0 | 0 | 0
F2_Commercial_Small Retail_New_Food Preparation_Electric_Steamer_E9 | F2 | Commercial | Small Retail | New | Food Preparation | Electric | Steamer | E9 | TRC BC Ratio | 0 | 0 | 0 | 0 | 0 | 0 | 0 | 0 | 0 | 0 | 0 | 0 | 0 | 0 | 0 | 0 | 0 | 0 | 0 | 0 | 0 | 0 | 0 | 0 | 0 | 0 | 0 | 0 | 0 | 0
F2_Commercial_Small Retail_New_Food Preparation_Electric_Steamer_E10 | F2 | Commercial | Small Retail | New | Food Preparation | Electric | Steamer | E10 | TRC BC Ratio | 0 | 0 | 0 | 0 | 0 | 0 | 0 | 0 | 0 | 0 | 0 | 0 | 0 | 0 | 0 | 0 | 0 | 0 | 0 | 0 | 0 | 0 | 0 | 0 | 0 | 0 | 0 | 0 | 0 | 0
F3_Commercial_Small Retail_New_Food Preparation_Electric_Steamer_E1 | F3 | Commercial | Small Retail | New | Food Preparation | Electric | Steamer | E1 | PACT BC Ratio | 0 | 0 | 0 | 0 | 0 | 0 | 0 | 0 | 0 | 0 | 0 | 0 | 0 | 0 | 0 | 0 | 0 | 0 | 0 | 0 | 0 | 0 | 0 | 0 | 0 | 0 | 0 | 0 | 0 | 0
F3_Commercial_Small Retail_New_Food Preparation_Electric_Steamer_E2 | F3 | Commercial | Small Retail | New | Food Preparation | Electric | Steamer | E2 | PACT BC Ratio | 0 | 0 | 0 | 0 | 0 | 0 | 0 | 0 | 0 | 0 | 0 | 0 | 0 | 0 | 0 | 0 | 0 | 0 | 0 | 0 | 0 | 0 | 0 | 0 | 0 | 0 | 0 | 0 | 0 | 0
F3_Commercial_Small Retail_New_Food Preparation_Electric_Steamer_E3 | F3 | Commercial | Small Retail | New | Food Preparation | Electric | Steamer | E3 | PACT BC Ratio | 0 | 0 | 0 | 0 | 0 | 0 | 0 | 0 | 0 | 0 | 0 | 0 | 0 | 0 | 0 | 0 | 0 | 0 | 0 | 0 | 0 | 0 | 0 | 0 | 0 | 0 | 0 | 0 | 0 | 0
F3_Commercial_Small Retail_New_Food Preparation_Electric_Steamer_E4 | F3 | Commercial | Small Retail | New | Food Preparation | Electric | Steamer | E4 | PACT BC Ratio | 0 | 0 | 0 | 0 | 0 | 0 | 0 | 0 | 0 | 0 | 0 | 0 | 0 | 0 | 0 | 0 | 0 | 0 | 0 | 0 | 0 | 0 | 0 | 0 | 0 | 0 | 0 | 0 | 0 | 0
F3_Commercial_Small Retail_New_Food Preparation_Electric_Steamer_E5 | F3 | Commercial | Small Retail | New | Food Preparation | Electric | Steamer | E5 | PACT BC Ratio | 0 | 0 | 0 | 0 | 0 | 0 | 0 | 0 | 0 | 0 | 0 | 0 | 0 | 0 | 0 | 0 | 0 | 0 | 0 | 0 | 0 | 0 | 0 | 0 | 0 | 0 | 0 | 0 | 0 | 0
F3_Commercial_Small Retail_New_Food Preparation_Electric_Steamer_E6 | F3 | Commercial | Small Retail | New | Food Preparation | Electric | Steamer | E6 | PACT BC Ratio | 0 | 0 | 0 | 0 | 0 | 0 | 0 | 0 | 0 | 0 | 0 | 0 | 0 | 0 | 0 | 0 | 0 | 0 | 0 | 0 | 0 | 0 | 0 | 0 | 0 | 0 | 0 | 0 | 0 | 0
F3_Commercial_Small Retail_New_Food Preparation_Electric_Steamer_E7 | F3 | Commercial | Small Retail | New | Food Preparation | Electric | Steamer | E7 | PACT BC Ratio | 0 | 0 | 0 | 0 | 0 | 0 | 0 | 0 | 0 | 0 | 0 | 0 | 0 | 0 | 0 | 0 | 0 | 0 | 0 | 0 | 0 | 0 | 0 | 0 | 0 | 0 | 0 | 0 | 0 | 0
F3_Commercial_Small Retail_New_Food Preparation_Electric_Steamer_E8 | F3 | Commercial | Small Retail | New | Food Preparation | Electric | Steamer | E8 | PACT BC Ratio | 0 | 0 | 0 | 0 | 0 | 0 | 0 | 0 | 0 | 0 | 0 | 0 | 0 | 0 | 0 | 0 | 0 | 0 | 0 | 0 | 0 | 0 | 0 | 0 | 0 | 0 | 0 | 0 | 0 | 0
F3_Commercial_Small Retail_New_Food Preparation_Electric_Steamer_E9 | F3 | Commercial | Small Retail | New | Food Preparation | Electric | Steamer | E9 | PACT BC Ratio | 0 | 0 | 0 | 0 | 0 | 0 | 0 | 0 | 0 | 0 | 0 | 0 | 0 | 0 | 0 | 0 | 0 | 0 | 0 | 0 | 0 | 0 | 0 | 0 | 0 | 0 | 0 | 0 | 0 | 0
F3_Commercial_Small Retail_New_Food Preparation_Electric_Steamer_E10 | F3 | Commercial | Small Retail | New | Food Preparation | Electric | Steamer | E10 | PACT BC Ratio | 0 | 0 | 0 | 0 | 0 | 0 | 0 | 0 | 0 | 0 | 0 | 0 | 0 | 0 | 0 | 0 | 0 | 0 | 0 | 0 | 0 | 0 | 0 | 0 | 0 | 0 | 0 | 0 | 0 | 0
F4_Commercial_Small Retail_New_Food Preparation_Electric_Steamer_E1 | F4 | Commercial | Small Retail | New | Food Preparation | Electric | Steamer | E1 | RVT BC Ratio | 0 | 0 | 0 | 0 | 0 | 0 | 0 | 0 | 0 | 0 | 0 | 0 | 0 | 0 | 0 | 0 | 0 | 0 | 0 | 0 | 0 | 0 | 0 | 0 | 0 | 0 | 0 | 0 | 0 | 0
F4_Commercial_Small Retail_New_Food Preparation_Electric_Steamer_E2 | F4 | Commercial | Small Retail | New | Food Preparation | Electric | Steamer | E2 | RVT BC Ratio | 0 | 0 | 0 | 0 | 0 | 0 | 0 | 0 | 0 | 0 | 0 | 0 | 0 | 0 | 0 | 0 | 0 | 0 | 0 | 0 | 0 | 0 | 0 | 0 | 0 | 0 | 0 | 0 | 0 | 0
F4_Commercial_Small Retail_New_Food Preparation_Electric_Steamer_E3 | F4 | Commercial | Small Retail | New | Food Preparation | Electric | Steamer | E3 | RVT BC Ratio | 0 | 0 | 0 | 0 | 0 | 0 | 0 | 0 | 0 | 0 | 0 | 0 | 0 | 0 | 0 | 0 | 0 | 0 | 0 | 0 | 0 | 0 | 0 | 0 | 0 | 0 | 0 | 0 | 0 | 0
F4_Commercial_Small Retail_New_Food Preparation_Electric_Steamer_E4 | F4 | Commercial | Small Retail | New | Food Preparation | Electric | Steamer | E4 | RVT BC Ratio | 0 | 0 | 0 | 0 | 0 | 0 | 0 | 0 | 0 | 0 | 0 | 0 | 0 | 0 | 0 | 0 | 0 | 0 | 0 | 0 | 0 | 0 | 0 | 0 | 0 | 0 | 0 | 0 | 0 | 0
F4_Commercial_Small Retail_New_Food Preparation_Electric_Steamer_E5 | F4 | Commercial | Small Retail | New | Food Preparation | Electric | Steamer | E5 | RVT BC Ratio | 0 | 0 | 0 | 0 | 0 | 0 | 0 | 0 | 0 | 0 | 0 | 0 | 0 | 0 | 0 | 0 | 0 | 0 | 0 | 0 | 0 | 0 | 0 | 0 | 0 | 0 | 0 | 0 | 0 | 0
F4_Commercial_Small Retail_New_Food Preparation_Electric_Steamer_E6 | F4 | Commercial | Small Retail | New | Food Preparation | Electric | Steamer | E6 | RVT BC Ratio | 0 | 0 | 0 | 0 | 0 | 0 | 0 | 0 | 0 | 0 | 0 | 0 | 0 | 0 | 0 | 0 | 0 | 0 | 0 | 0 | 0 | 0 | 0 | 0 | 0 | 0 | 0 | 0 | 0 | 0
F4_Commercial_Small Retail_New_Food Preparation_Electric_Steamer_E7 | F4 | Commercial | Small Retail | New | Food Preparation | Electric | Steamer | E7 | RVT BC Ratio | 0 | 0 | 0 | 0 | 0 | 0 | 0 | 0 | 0 | 0 | 0 | 0 | 0 | 0 | 0 | 0 | 0 | 0 | 0 | 0 | 0 | 0 | 0 | 0 | 0 | 0 | 0 | 0 | 0 | 0
F4_Commercial_Small Retail_New_Food Preparation_Electric_Steamer_E8 | F4 | Commercial | Small Retail | New | Food Preparation | Electric | Steamer | E8 | RVT BC Ratio | 0 | 0 | 0 | 0 | 0 | 0 | 0 | 0 | 0 | 0 | 0 | 0 | 0 | 0 | 0 | 0 | 0 | 0 | 0 | 0 | 0 | 0 | 0 | 0 | 0 | 0 | 0 | 0 | 0 | 0
F4_Commercial_Small Retail_New_Food Preparation_Electric_Steamer_E9 | F4 | Commercial | Small Retail | New | Food Preparation | Electric | Steamer | E9 | RVT BC Ratio | 0 | 0 | 0 | 0 | 0 | 0 | 0 | 0 | 0 | 0 | 0 | 0 | 0 | 0 | 0 | 0 | 0 | 0 | 0 | 0 | 0 | 0 | 0 | 0 | 0 | 0 | 0 | 0 | 0 | 0
F4_Commercial_Small Retail_New_Food Preparation_Electric_Steamer_E10 | F4 | Commercial | Small Retail | New | Food Preparation | Electric | Steamer | E10 | RVT BC Ratio | 0 | 0 | 0 | 0 | 0 | 0 | 0 | 0 | 0 | 0 | 0 | 0 | 0 | 0 | 0 | 0 | 0 | 0 | 0 | 0 | 0 | 0 | 0 | 0 | 0 | 0 | 0 | 0 | 0 | 0
F5_Commercial_Small Retail_New_Food Preparation_Electric_Steamer_E1 | F5 | Commercial | Small Retail | New | Food Preparation | Electric | Steamer | E1 | RIM BC Ratio | 0 | 0 | 0 | 0 | 0 | 0 | 0 | 0 | 0 | 0 | 0 | 0 | 0 | 0 | 0 | 0 | 0 | 0 | 0 | 0 | 0 | 0 | 0 | 0 | 0 | 0 | 0 | 0 | 0 | 0
F5_Commercial_Small Retail_New_Food Preparation_Electric_Steamer_E2 | F5 | Commercial | Small Retail | New | Food Preparation | Electric | Steamer | E2 | RIM BC Ratio | 0 | 0 | 0 | 0 | 0 | 0 | 0 | 0 | 0 | 0 | 0 | 0 | 0 | 0 | 0 | 0 | 0 | 0 | 0 | 0 | 0 | 0 | 0 | 0 | 0 | 0 | 0 | 0 | 0 | 0
F5_Commercial_Small Retail_New_Food Preparation_Electric_Steamer_E3 | F5 | Commercial | Small Retail | New | Food Preparation | Electric | Steamer | E3 | RIM BC Ratio | 0 | 0 | 0 | 0 | 0 | 0 | 0 | 0 | 0 | 0 | 0 | 0 | 0 | 0 | 0 | 0 | 0 | 0 | 0 | 0 | 0 | 0 | 0 | 0 | 0 | 0 | 0 | 0 | 0 | 0
F5_Commercial_Small Retail_New_Food Preparation_Electric_Steamer_E4 | F5 | Commercial | Small Retail | New | Food Preparation | Electric | Steamer | E4 | RIM BC Ratio | 0 | 0 | 0 | 0 | 0 | 0 | 0 | 0 | 0 | 0 | 0 | 0 | 0 | 0 | 0 | 0 | 0 | 0 | 0 | 0 | 0 | 0 | 0 | 0 | 0 | 0 | 0 | 0 | 0 | 0
F5_Commercial_Small Retail_New_Food Preparation_Electric_Steamer_E5 | F5 | Commercial | Small Retail | New | Food Preparation | Electric | Steamer | E5 | RIM BC Ratio | 0 | 0 | 0 | 0 | 0 | 0 | 0 | 0 | 0 | 0 | 0 | 0 | 0 | 0 | 0 | 0 | 0 | 0 | 0 | 0 | 0 | 0 | 0 | 0 | 0 | 0 | 0 | 0 | 0 | 0
F5_Commercial_Small Retail_New_Food Preparation_Electric_Steamer_E6 | F5 | Commercial | Small Retail | New | Food Preparation | Electric | Steamer | E6 | RIM BC Ratio | 0 | 0 | 0 | 0 | 0 | 0 | 0 | 0 | 0 | 0 | 0 | 0 | 0 | 0 | 0 | 0 | 0 | 0 | 0 | 0 | 0 | 0 | 0 | 0 | 0 | 0 | 0 | 0 | 0 | 0
F5_Commercial_Small Retail_New_Food Preparation_Electric_Steamer_E7 | F5 | Commercial | Small Retail | New | Food Preparation | Electric | Steamer | E7 | RIM BC Ratio | 0 | 0 | 0 | 0 | 0 | 0 | 0 | 0 | 0 | 0 | 0 | 0 | 0 | 0 | 0 | 0 | 0 | 0 | 0 | 0 | 0 | 0 | 0 | 0 | 0 | 0 | 0 | 0 | 0 | 0
F5_Commercial_Small Retail_New_Food Preparation_Electric_Steamer_E8 | F5 | Commercial | Small Retail | New | Food Preparation | Electric | Steamer | E8 | RIM BC Ratio | 0 | 0 | 0 | 0 | 0 | 0 | 0 | 0 | 0 | 0 | 0 | 0 | 0 | 0 | 0 | 0 | 0 | 0 | 0 | 0 | 0 | 0 | 0 | 0 | 0 | 0 | 0 | 0 | 0 | 0
F5_Commercial_Small Retail_New_Food Preparation_Electric_Steamer_E9 | F5 | Commercial | Small Retail | New | Food Preparation | Electric | Steamer | E9 | RIM BC Ratio | 0 | 0 | 0 | 0 | 0 | 0 | 0 | 0 | 0 | 0 | 0 | 0 | 0 | 0 | 0 | 0 | 0 | 0 | 0 | 0 | 0 | 0 | 0 | 0 | 0 | 0 | 0 | 0 | 0 | 0
F5_Commercial_Small Retail_New_Food Preparation_Electric_Steamer_E10 | F5 | Commercial | Small Retail | New | Food Preparation | Electric | Steamer | E10 | RIM BC Ratio | 0 | 0 | 0 | 0 | 0 | 0 | 0 | 0 | 0 | 0 | 0 | 0 | 0 | 0 | 0 | 0 | 0 | 0 | 0 | 0 | 0 | 0 | 0 | 0 | 0 | 0 | 0 | 0 | 0 | 0
F0_Commercial_Small Retail_New_Food Preparation_Electric_Griddle_E0 | F0 | Commercial | Small Retail | New | Food Preparation | Electric | Griddle | E0 | Economic Unit | 0 | 0 | 0 | 0 | 0 | 0 | 0 | 0 | 0 | 0 | 0 | 0 | 0 | 0 | 0 | 0 | 0 | 0 | 0 | 0 | 0 | 0 | 0 | 0 | 0 | 0 | 0 | 0 | 0 | 0
F1_Commercial_Small Retail_New_Food Preparation_Electric_Griddle_E1 | F1 | Commercial | Small Retail | New | Food Preparation | Electric | Griddle | E1 | CCE | 0 | 0 | 0 | 0 | 0 | 0 | 0 | 0 | 0 | 0 | 0 | 0 | 0 | 0 | 0 | 0 | 0 | 0 | 0 | 0 | 0 | 0 | 0 | 0 | 0 | 0 | 0 | 0 | 0 | 0
F1_Commercial_Small Retail_New_Food Preparation_Electric_Griddle_E2 | F1 | Commercial | Small Retail | New | Food Preparation | Electric | Griddle | E2 | CCE | 0 | 0 | 0 | 0 | 0 | 0 | 0 | 0 | 0 | 0 | 0 | 0 | 0 | 0 | 0 | 0 | 0 | 0 | 0 | 0 | 0 | 0 | 0 | 0 | 0 | 0 | 0 | 0 | 0 | 0
F1_Commercial_Small Retail_New_Food Preparation_Electric_Griddle_E3 | F1 | Commercial | Small Retail | New | Food Preparation | Electric | Griddle | E3 | CCE | 0 | 0 | 0 | 0 | 0 | 0 | 0 | 0 | 0 | 0 | 0 | 0 | 0 | 0 | 0 | 0 | 0 | 0 | 0 | 0 | 0 | 0 | 0 | 0 | 0 | 0 | 0 | 0 | 0 | 0
F1_Commercial_Small Retail_New_Food Preparation_Electric_Griddle_E4 | F1 | Commercial | Small Retail | New | Food Preparation | Electric | Griddle | E4 | CCE | 0 | 0 | 0 | 0 | 0 | 0 | 0 | 0 | 0 | 0 | 0 | 0 | 0 | 0 | 0 | 0 | 0 | 0 | 0 | 0 | 0 | 0 | 0 | 0 | 0 | 0 | 0 | 0 | 0 | 0
F1_Commercial_Small Retail_New_Food Preparation_Electric_Griddle_E5 | F1 | Commercial | Small Retail | New | Food Preparation | Electric | Griddle | E5 | CCE | 0 | 0 | 0 | 0 | 0 | 0 | 0 | 0 | 0 | 0 | 0 | 0 | 0 | 0 | 0 | 0 | 0 | 0 | 0 | 0 | 0 | 0 | 0 | 0 | 0 | 0 | 0 | 0 | 0 | 0
F1_Commercial_Small Retail_New_Food Preparation_Electric_Griddle_E6 | F1 | Commercial | Small Retail | New | Food Preparation | Electric | Griddle | E6 | CCE | 0 | 0 | 0 | 0 | 0 | 0 | 0 | 0 | 0 | 0 | 0 | 0 | 0 | 0 | 0 | 0 | 0 | 0 | 0 | 0 | 0 | 0 | 0 | 0 | 0 | 0 | 0 | 0 | 0 | 0
F1_Commercial_Small Retail_New_Food Preparation_Electric_Griddle_E7 | F1 | Commercial | Small Retail | New | Food Preparation | Electric | Griddle | E7 | CCE | 0 | 0 | 0 | 0 | 0 | 0 | 0 | 0 | 0 | 0 | 0 | 0 | 0 | 0 | 0 | 0 | 0 | 0 | 0 | 0 | 0 | 0 | 0 | 0 | 0 | 0 | 0 | 0 | 0 | 0
F1_Commercial_Small Retail_New_Food Preparation_Electric_Griddle_E8 | F1 | Commercial | Small Retail | New | Food Preparation | Electric | Griddle | E8 | CCE | 0 | 0 | 0 | 0 | 0 | 0 | 0 | 0 | 0 | 0 | 0 | 0 | 0 | 0 | 0 | 0 | 0 | 0 | 0 | 0 | 0 | 0 | 0 | 0 | 0 | 0 | 0 | 0 | 0 | 0
F1_Commercial_Small Retail_New_Food Preparation_Electric_Griddle_E9 | F1 | Commercial | Small Retail | New | Food Preparation | Electric | Griddle | E9 | CCE | 0 | 0 | 0 | 0 | 0 | 0 | 0 | 0 | 0 | 0 | 0 | 0 | 0 | 0 | 0 | 0 | 0 | 0 | 0 | 0 | 0 | 0 | 0 | 0 | 0 | 0 | 0 | 0 | 0 | 0
F1_Commercial_Small Retail_New_Food Preparation_Electric_Griddle_E10 | F1 | Commercial | Small Retail | New | Food Preparation | Electric | Griddle | E10 | CCE | 0 | 0 | 0 | 0 | 0 | 0 | 0 | 0 | 0 | 0 | 0 | 0 | 0 | 0 | 0 | 0 | 0 | 0 | 0 | 0 | 0 | 0 | 0 | 0 | 0 | 0 | 0 | 0 | 0 | 0
F2_Commercial_Small Retail_New_Food Preparation_Electric_Griddle_E1 | F2 | Commercial | Small Retail | New | Food Preparation | Electric | Griddle | E1 | TRC BC Ratio | 0 | 0 | 0 | 0 | 0 | 0 | 0 | 0 | 0 | 0 | 0 | 0 | 0 | 0 | 0 | 0 | 0 | 0 | 0 | 0 | 0 | 0 | 0 | 0 | 0 | 0 | 0 | 0 | 0 | 0
F2_Commercial_Small Retail_New_Food Preparation_Electric_Griddle_E2 | F2 | Commercial | Small Retail | New | Food Preparation | Electric | Griddle | E2 | TRC BC Ratio | 0 | 0 | 0 | 0 | 0 | 0 | 0 | 0 | 0 | 0 | 0 | 0 | 0 | 0 | 0 | 0 | 0 | 0 | 0 | 0 | 0 | 0 | 0 | 0 | 0 | 0 | 0 | 0 | 0 | 0
F2_Commercial_Small Retail_New_Food Preparation_Electric_Griddle_E3 | F2 | Commercial | Small Retail | New | Food Preparation | Electric | Griddle | E3 | TRC BC Ratio | 0 | 0 | 0 | 0 | 0 | 0 | 0 | 0 | 0 | 0 | 0 | 0 | 0 | 0 | 0 | 0 | 0 | 0 | 0 | 0 | 0 | 0 | 0 | 0 | 0 | 0 | 0 | 0 | 0 | 0
F2_Commercial_Small Retail_New_Food Preparation_Electric_Griddle_E4 | F2 | Commercial | Small Retail | New | Food Preparation | Electric | Griddle | E4 | TRC BC Ratio | 0 | 0 | 0 | 0 | 0 | 0 | 0 | 0 | 0 | 0 | 0 | 0 | 0 | 0 | 0 | 0 | 0 | 0 | 0 | 0 | 0 | 0 | 0 | 0 | 0 | 0 | 0 | 0 | 0 | 0
F2_Commercial_Small Retail_New_Food Preparation_Electric_Griddle_E5 | F2 | Commercial | Small Retail | New | Food Preparation | Electric | Griddle | E5 | TRC BC Ratio | 0 | 0 | 0 | 0 | 0 | 0 | 0 | 0 | 0 | 0 | 0 | 0 | 0 | 0 | 0 | 0 | 0 | 0 | 0 | 0 | 0 | 0 | 0 | 0 | 0 | 0 | 0 | 0 | 0 | 0
F2_Commercial_Small Retail_New_Food Preparation_Electric_Griddle_E6 | F2 | Commercial | Small Retail | New | Food Preparation | Electric | Griddle | E6 | TRC BC Ratio | 0 | 0 | 0 | 0 | 0 | 0 | 0 | 0 | 0 | 0 | 0 | 0 | 0 | 0 | 0 | 0 | 0 | 0 | 0 | 0 | 0 | 0 | 0 | 0 | 0 | 0 | 0 | 0 | 0 | 0
F2_Commercial_Small Retail_New_Food Preparation_Electric_Griddle_E7 | F2 | Commercial | Small Retail | New | Food Preparation | Electric | Griddle | E7 | TRC BC Ratio | 0 | 0 | 0 | 0 | 0 | 0 | 0 | 0 | 0 | 0 | 0 | 0 | 0 | 0 | 0 | 0 | 0 | 0 | 0 | 0 | 0 | 0 | 0 | 0 | 0 | 0 | 0 | 0 | 0 | 0
F2_Commercial_Small Retail_New_Food Preparation_Electric_Griddle_E8 | F2 | Commercial | Small Retail | New | Food Preparation | Electric | Griddle | E8 | TRC BC Ratio | 0 | 0 | 0 | 0 | 0 | 0 | 0 | 0 | 0 | 0 | 0 | 0 | 0 | 0 | 0 | 0 | 0 | 0 | 0 | 0 | 0 | 0 | 0 | 0 | 0 | 0 | 0 | 0 | 0 | 0
F2_Commercial_Small Retail_New_Food Preparation_Electric_Griddle_E9 | F2 | Commercial | Small Retail | New | Food Preparation | Electric | Griddle | E9 | TRC BC Ratio | 0 | 0 | 0 | 0 | 0 | 0 | 0 | 0 | 0 | 0 | 0 | 0 | 0 | 0 | 0 | 0 | 0 | 0 | 0 | 0 | 0 | 0 | 0 | 0 | 0 | 0 | 0 | 0 | 0 | 0
F2_Commercial_Small Retail_New_Food Preparation_Electric_Griddle_E10 | F2 | Commercial | Small Retail | New | Food Preparation | Electric | Griddle | E10 | TRC BC Ratio | 0 | 0 | 0 | 0 | 0 | 0 | 0 | 0 | 0 | 0 | 0 | 0 | 0 | 0 | 0 | 0 | 0 | 0 | 0 | 0 | 0 | 0 | 0 | 0 | 0 | 0 | 0 | 0 | 0 | 0
F3_Commercial_Small Retail_New_Food Preparation_Electric_Griddle_E1 | F3 | Commercial | Small Retail | New | Food Preparation | Electric | Griddle | E1 | PACT BC Ratio | 0 | 0 | 0 | 0 | 0 | 0 | 0 | 0 | 0 | 0 | 0 | 0 | 0 | 0 | 0 | 0 | 0 | 0 | 0 | 0 | 0 | 0 | 0 | 0 | 0 | 0 | 0 | 0 | 0 | 0
F3_Commercial_Small Retail_New_Food Preparation_Electric_Griddle_E2 | F3 | Commercial | Small Retail | New | Food Preparation | Electric | Griddle | E2 | PACT BC Ratio | 0 | 0 | 0 | 0 | 0 | 0 | 0 | 0 | 0 | 0 | 0 | 0 | 0 | 0 | 0 | 0 | 0 | 0 | 0 | 0 | 0 | 0 | 0 | 0 | 0 | 0 | 0 | 0 | 0 | 0
F3_Commercial_Small Retail_New_Food Preparation_Electric_Griddle_E3 | F3 | Commercial | Small Retail | New | Food Preparation | Electric | Griddle | E3 | PACT BC Ratio | 0 | 0 | 0 | 0 | 0 | 0 | 0 | 0 | 0 | 0 | 0 | 0 | 0 | 0 | 0 | 0 | 0 | 0 | 0 | 0 | 0 | 0 | 0 | 0 | 0 | 0 | 0 | 0 | 0 | 0
F3_Commercial_Small Retail_New_Food Preparation_Electric_Griddle_E4 | F3 | Commercial | Small Retail | New | Food Preparation | Electric | Griddle | E4 | PACT BC Ratio | 0 | 0 | 0 | 0 | 0 | 0 | 0 | 0 | 0 | 0 | 0 | 0 | 0 | 0 | 0 | 0 | 0 | 0 | 0 | 0 | 0 | 0 | 0 | 0 | 0 | 0 | 0 | 0 | 0 | 0
F3_Commercial_Small Retail_New_Food Preparation_Electric_Griddle_E5 | F3 | Commercial | Small Retail | New | Food Preparation | Electric | Griddle | E5 | PACT BC Ratio | 0 | 0 | 0 | 0 | 0 | 0 | 0 | 0 | 0 | 0 | 0 | 0 | 0 | 0 | 0 | 0 | 0 | 0 | 0 | 0 | 0 | 0 | 0 | 0 | 0 | 0 | 0 | 0 | 0 | 0
F3_Commercial_Small Retail_New_Food Preparation_Electric_Griddle_E6 | F3 | Commercial | Small Retail | New | Food Preparation | Electric | Griddle | E6 | PACT BC Ratio | 0 | 0 | 0 | 0 | 0 | 0 | 0 | 0 | 0 | 0 | 0 | 0 | 0 | 0 | 0 | 0 | 0 | 0 | 0 | 0 | 0 | 0 | 0 | 0 | 0 | 0 | 0 | 0 | 0 | 0
F3_Commercial_Small Retail_New_Food Preparation_Electric_Griddle_E7 | F3 | Commercial | Small Retail | New | Food Preparation | Electric | Griddle | E7 | PACT BC Ratio | 0 | 0 | 0 | 0 | 0 | 0 | 0 | 0 | 0 | 0 | 0 | 0 | 0 | 0 | 0 | 0 | 0 | 0 | 0 | 0 | 0 | 0 | 0 | 0 | 0 | 0 | 0 | 0 | 0 | 0
F3_Commercial_Small Retail_New_Food Preparation_Electric_Griddle_E8 | F3 | Commercial | Small Retail | New | Food Preparation | Electric | Griddle | E8 | PACT BC Ratio | 0 | 0 | 0 | 0 | 0 | 0 | 0 | 0 | 0 | 0 | 0 | 0 | 0 | 0 | 0 | 0 | 0 | 0 | 0 | 0 | 0 | 0 | 0 | 0 | 0 | 0 | 0 | 0 | 0 | 0
F3_Commercial_Small Retail_New_Food Preparation_Electric_Griddle_E9 | F3 | Commercial | Small Retail | New | Food Preparation | Electric | Griddle | E9 | PACT BC Ratio | 0 | 0 | 0 | 0 | 0 | 0 | 0 | 0 | 0 | 0 | 0 | 0 | 0 | 0 | 0 | 0 | 0 | 0 | 0 | 0 | 0 | 0 | 0 | 0 | 0 | 0 | 0 | 0 | 0 | 0
F3_Commercial_Small Retail_New_Food Preparation_Electric_Griddle_E10 | F3 | Commercial | Small Retail | New | Food Preparation | Electric | Griddle | E10 | PACT BC Ratio | 0 | 0 | 0 | 0 | 0 | 0 | 0 | 0 | 0 | 0 | 0 | 0 | 0 | 0 | 0 | 0 | 0 | 0 | 0 | 0 | 0 | 0 | 0 | 0 | 0 | 0 | 0 | 0 | 0 | 0
F4_Commercial_Small Retail_New_Food Preparation_Electric_Griddle_E1 | F4 | Commercial | Small Retail | New | Food Preparation | Electric | Griddle | E1 | RVT BC Ratio | 0 | 0 | 0 | 0 | 0 | 0 | 0 | 0 | 0 | 0 | 0 | 0 | 0 | 0 | 0 | 0 | 0 | 0 | 0 | 0 | 0 | 0 | 0 | 0 | 0 | 0 | 0 | 0 | 0 | 0
F4_Commercial_Small Retail_New_Food Preparation_Electric_Griddle_E2 | F4 | Commercial | Small Retail | New | Food Preparation | Electric | Griddle | E2 | RVT BC Ratio | 0 | 0 | 0 | 0 | 0 | 0 | 0 | 0 | 0 | 0 | 0 | 0 | 0 | 0 | 0 | 0 | 0 | 0 | 0 | 0 | 0 | 0 | 0 | 0 | 0 | 0 | 0 | 0 | 0 | 0
F4_Commercial_Small Retail_New_Food Preparation_Electric_Griddle_E3 | F4 | Commercial | Small Retail | New | Food Preparation | Electric | Griddle | E3 | RVT BC Ratio | 0 | 0 | 0 | 0 | 0 | 0 | 0 | 0 | 0 | 0 | 0 | 0 | 0 | 0 | 0 | 0 | 0 | 0 | 0 | 0 | 0 | 0 | 0 | 0 | 0 | 0 | 0 | 0 | 0 | 0
F4_Commercial_Small Retail_New_Food Preparation_Electric_Griddle_E4 | F4 | Commercial | Small Retail | New | Food Preparation | Electric | Griddle | E4 | RVT BC Ratio | 0 | 0 | 0 | 0 | 0 | 0 | 0 | 0 | 0 | 0 | 0 | 0 | 0 | 0 | 0 | 0 | 0 | 0 | 0 | 0 | 0 | 0 | 0 | 0 | 0 | 0 | 0 | 0 | 0 | 0
F4_Commercial_Small Retail_New_Food Preparation_Electric_Griddle_E5 | F4 | Commercial | Small Retail | New | Food Preparation | Electric | Griddle | E5 | RVT BC Ratio | 0 | 0 | 0 | 0 | 0 | 0 | 0 | 0 | 0 | 0 | 0 | 0 | 0 | 0 | 0 | 0 | 0 | 0 | 0 | 0 | 0 | 0 | 0 | 0 | 0 | 0 | 0 | 0 | 0 | 0
F4_Commercial_Small Retail_New_Food Preparation_Electric_Griddle_E6 | F4 | Commercial | Small Retail | New | Food Preparation | Electric | Griddle | E6 | RVT BC Ratio | 0 | 0 | 0 | 0 | 0 | 0 | 0 | 0 | 0 | 0 | 0 | 0 | 0 | 0 | 0 | 0 | 0 | 0 | 0 | 0 | 0 | 0 | 0 | 0 | 0 | 0 | 0 | 0 | 0 | 0
F4_Commercial_Small Retail_New_Food Preparation_Electric_Griddle_E7 | F4 | Commercial | Small Retail | New | Food Preparation | Electric | Griddle | E7 | RVT BC Ratio | 0 | 0 | 0 | 0 | 0 | 0 | 0 | 0 | 0 | 0 | 0 | 0 | 0 | 0 | 0 | 0 | 0 | 0 | 0 | 0 | 0 | 0 | 0 | 0 | 0 | 0 | 0 | 0 | 0 | 0
F4_Commercial_Small Retail_New_Food Preparation_Electric_Griddle_E8 | F4 | Commercial | Small Retail | New | Food Preparation | Electric | Griddle | E8 | RVT BC Ratio | 0 | 0 | 0 | 0 | 0 | 0 | 0 | 0 | 0 | 0 | 0 | 0 | 0 | 0 | 0 | 0 | 0 | 0 | 0 | 0 | 0 | 0 | 0 | 0 | 0 | 0 | 0 | 0 | 0 | 0
F4_Commercial_Small Retail_New_Food Preparation_Electric_Griddle_E9 | F4 | Commercial | Small Retail | New | Food Preparation | Electric | Griddle | E9 | RVT BC Ratio | 0 | 0 | 0 | 0 | 0 | 0 | 0 | 0 | 0 | 0 | 0 | 0 | 0 | 0 | 0 | 0 | 0 | 0 | 0 | 0 | 0 | 0 | 0 | 0 | 0 | 0 | 0 | 0 | 0 | 0
F4_Commercial_Small Retail_New_Food Preparation_Electric_Griddle_E10 | F4 | Commercial | Small Retail | New | Food Preparation | Electric | Griddle | E10 | RVT BC Ratio | 0 | 0 | 0 | 0 | 0 | 0 | 0 | 0 | 0 | 0 | 0 | 0 | 0 | 0 | 0 | 0 | 0 | 0 | 0 | 0 | 0 | 0 | 0 | 0 | 0 | 0 | 0 | 0 | 0 | 0
F5_Commercial_Small Retail_New_Food Preparation_Electric_Griddle_E1 | F5 | Commercial | Small Retail | New | Food Preparation | Electric | Griddle | E1 | RIM BC Ratio | 0 | 0 | 0 | 0 | 0 | 0 | 0 | 0 | 0 | 0 | 0 | 0 | 0 | 0 | 0 | 0 | 0 | 0 | 0 | 0 | 0 | 0 | 0 | 0 | 0 | 0 | 0 | 0 | 0 | 0
F5_Commercial_Small Retail_New_Food Preparation_Electric_Griddle_E2 | F5 | Commercial | Small Retail | New | Food Preparation | Electric | Griddle | E2 | RIM BC Ratio | 0 | 0 | 0 | 0 | 0 | 0 | 0 | 0 | 0 | 0 | 0 | 0 | 0 | 0 | 0 | 0 | 0 | 0 | 0 | 0 | 0 | 0 | 0 | 0 | 0 | 0 | 0 | 0 | 0 | 0
F5_Commercial_Small Retail_New_Food Preparation_Electric_Griddle_E3 | F5 | Commercial | Small Retail | New | Food Preparation | Electric | Griddle | E3 | RIM BC Ratio | 0 | 0 | 0 | 0 | 0 | 0 | 0 | 0 | 0 | 0 | 0 | 0 | 0 | 0 | 0 | 0 | 0 | 0 | 0 | 0 | 0 | 0 | 0 | 0 | 0 | 0 | 0 | 0 | 0 | 0
F5_Commercial_Small Retail_New_Food Preparation_Electric_Griddle_E4 | F5 | Commercial | Small Retail | New | Food Preparation | Electric | Griddle | E4 | RIM BC Ratio | 0 | 0 | 0 | 0 | 0 | 0 | 0 | 0 | 0 | 0 | 0 | 0 | 0 | 0 | 0 | 0 | 0 | 0 | 0 | 0 | 0 | 0 | 0 | 0 | 0 | 0 | 0 | 0 | 0 | 0
F5_Commercial_Small Retail_New_Food Preparation_Electric_Griddle_E5 | F5 | Commercial | Small Retail | New | Food Preparation | Electric | Griddle | E5 | RIM BC Ratio | 0 | 0 | 0 | 0 | 0 | 0 | 0 | 0 | 0 | 0 | 0 | 0 | 0 | 0 | 0 | 0 | 0 | 0 | 0 | 0 | 0 | 0 | 0 | 0 | 0 | 0 | 0 | 0 | 0 | 0
F5_Commercial_Small Retail_New_Food Preparation_Electric_Griddle_E6 | F5 | Commercial | Small Retail | New | Food Preparation | Electric | Griddle | E6 | RIM BC Ratio | 0 | 0 | 0 | 0 | 0 | 0 | 0 | 0 | 0 | 0 | 0 | 0 | 0 | 0 | 0 | 0 | 0 | 0 | 0 | 0 | 0 | 0 | 0 | 0 | 0 | 0 | 0 | 0 | 0 | 0
F5_Commercial_Small Retail_New_Food Preparation_Electric_Griddle_E7 | F5 | Commercial | Small Retail | New | Food Preparation | Electric | Griddle | E7 | RIM BC Ratio | 0 | 0 | 0 | 0 | 0 | 0 | 0 | 0 | 0 | 0 | 0 | 0 | 0 | 0 | 0 | 0 | 0 | 0 | 0 | 0 | 0 | 0 | 0 | 0 | 0 | 0 | 0 | 0 | 0 | 0
F5_Commercial_Small Retail_New_Food Preparation_Electric_Griddle_E8 | F5 | Commercial | Small Retail | New | Food Preparation | Electric | Griddle | E8 | RIM BC Ratio | 0 | 0 | 0 | 0 | 0 | 0 | 0 | 0 | 0 | 0 | 0 | 0 | 0 | 0 | 0 | 0 | 0 | 0 | 0 | 0 | 0 | 0 | 0 | 0 | 0 | 0 | 0 | 0 | 0 | 0
F5_Commercial_Small Retail_New_Food Preparation_Electric_Griddle_E9 | F5 | Commercial | Small Retail | New | Food Preparation | Electric | Griddle | E9 | RIM BC Ratio | 0 | 0 | 0 | 0 | 0 | 0 | 0 | 0 | 0 | 0 | 0 | 0 | 0 | 0 | 0 | 0 | 0 | 0 | 0 | 0 | 0 | 0 | 0 | 0 | 0 | 0 | 0 | 0 | 0 | 0
F5_Commercial_Small Retail_New_Food Preparation_Electric_Griddle_E10 | F5 | Commercial | Small Retail | New | Food Preparation | Electric | Griddle | E10 | RIM BC Ratio | 0 | 0 | 0 | 0 | 0 | 0 | 0 | 0 | 0 | 0 | 0 | 0 | 0 | 0 | 0 | 0 | 0 | 0 | 0 | 0 | 0 | 0 | 0 | 0 | 0 | 0 | 0 | 0 | 0 | 0
F0_Commercial_Small Retail_New_Office Equipment_Electric_Desktop Computer_E0 | F0 | Commercial | Small Retail | New | Office Equipment | Electric | Desktop Computer | E0 | Economic Unit | 0 | 0 | 0 | 0 | 0 | 0 | 0 | 0 | 0 | 0 | 0 | 0 | 0 | 0 | 0 | 0 | 0 | 0 | 0 | 0 | 0 | 0 | 0 | 0 | 0 | 0 | 0 | 0 | 0 | 0
F1_Commercial_Small Retail_New_Office Equipment_Electric_Desktop Computer_E1 | F1 | Commercial | Small Retail | New | Office Equipment | Electric | Desktop Computer | E1 | CCE | 0 | 0 | 0 | 0 | 0 | 0 | 0 | 0 | 0 | 0 | 0 | 0 | 0 | 0 | 0 | 0 | 0 | 0 | 0 | 0 | 0 | 0 | 0 | 0 | 0 | 0 | 0 | 0 | 0 | 0
F1_Commercial_Small Retail_New_Office Equipment_Electric_Desktop Computer_E2 | F1 | Commercial | Small Retail | New | Office Equipment | Electric | Desktop Computer | E2 | CCE | 0 | 0 | 0 | 0 | 0 | 0 | 0 | 0 | 0 | 0 | 0 | 0 | 0 | 0 | 0 | 0 | 0 | 0 | 0 | 0 | 0 | 0 | 0 | 0 | 0 | 0 | 0 | 0 | 0 | 0
F1_Commercial_Small Retail_New_Office Equipment_Electric_Desktop Computer_E3 | F1 | Commercial | Small Retail | New | Office Equipment | Electric | Desktop Computer | E3 | CCE | 0 | 0 | 0 | 0 | 0 | 0 | 0 | 0 | 0 | 0 | 0 | 0 | 0 | 0 | 0 | 0 | 0 | 0 | 0 | 0 | 0 | 0 | 0 | 0 | 0 | 0 | 0 | 0 | 0 | 0
F1_Commercial_Small Retail_New_Office Equipment_Electric_Desktop Computer_E4 | F1 | Commercial | Small Retail | New | Office Equipment | Electric | Desktop Computer | E4 | CCE | 0 | 0 | 0 | 0 | 0 | 0 | 0 | 0 | 0 | 0 | 0 | 0 | 0 | 0 | 0 | 0 | 0 | 0 | 0 | 0 | 0 | 0 | 0 | 0 | 0 | 0 | 0 | 0 | 0 | 0
F1_Commercial_Small Retail_New_Office Equipment_Electric_Desktop Computer_E5 | F1 | Commercial | Small Retail | New | Office Equipment | Electric | Desktop Computer | E5 | CCE | 0 | 0 | 0 | 0 | 0 | 0 | 0 | 0 | 0 | 0 | 0 | 0 | 0 | 0 | 0 | 0 | 0 | 0 | 0 | 0 | 0 | 0 | 0 | 0 | 0 | 0 | 0 | 0 | 0 | 0
F1_Commercial_Small Retail_New_Office Equipment_Electric_Desktop Computer_E6 | F1 | Commercial | Small Retail | New | Office Equipment | Electric | Desktop Computer | E6 | CCE | 0 | 0 | 0 | 0 | 0 | 0 | 0 | 0 | 0 | 0 | 0 | 0 | 0 | 0 | 0 | 0 | 0 | 0 | 0 | 0 | 0 | 0 | 0 | 0 | 0 | 0 | 0 | 0 | 0 | 0
F1_Commercial_Small Retail_New_Office Equipment_Electric_Desktop Computer_E7 | F1 | Commercial | Small Retail | New | Office Equipment | Electric | Desktop Computer | E7 | CCE | 0 | 0 | 0 | 0 | 0 | 0 | 0 | 0 | 0 | 0 | 0 | 0 | 0 | 0 | 0 | 0 | 0 | 0 | 0 | 0 | 0 | 0 | 0 | 0 | 0 | 0 | 0 | 0 | 0 | 0
F1_Commercial_Small Retail_New_Office Equipment_Electric_Desktop Computer_E8 | F1 | Commercial | Small Retail | New | Office Equipment | Electric | Desktop Computer | E8 | CCE | 0 | 0 | 0 | 0 | 0 | 0 | 0 | 0 | 0 | 0 | 0 | 0 | 0 | 0 | 0 | 0 | 0 | 0 | 0 | 0 | 0 | 0 | 0 | 0 | 0 | 0 | 0 | 0 | 0 | 0
F1_Commercial_Small Retail_New_Office Equipment_Electric_Desktop Computer_E9 | F1 | Commercial | Small Retail | New | Office Equipment | Electric | Desktop Computer | E9 | CCE | 0 | 0 | 0 | 0 | 0 | 0 | 0 | 0 | 0 | 0 | 0 | 0 | 0 | 0 | 0 | 0 | 0 | 0 | 0 | 0 | 0 | 0 | 0 | 0 | 0 | 0 | 0 | 0 | 0 | 0
F1_Commercial_Small Retail_New_Office Equipment_Electric_Desktop Computer_E10 | F1 | Commercial | Small Retail | New | Office Equipment | Electric | Desktop Computer | E10 | CCE | 0 | 0 | 0 | 0 | 0 | 0 | 0 | 0 | 0 | 0 | 0 | 0 | 0 | 0 | 0 | 0 | 0 | 0 | 0 | 0 | 0 | 0 | 0 | 0 | 0 | 0 | 0 | 0 | 0 | 0
F2_Commercial_Small Retail_New_Office Equipment_Electric_Desktop Computer_E1 | F2 | Commercial | Small Retail | New | Office Equipment | Electric | Desktop Computer | E1 | TRC BC Ratio | 0 | 0 | 0 | 0 | 0 | 0 | 0 | 0 | 0 | 0 | 0 | 0 | 0 | 0 | 0 | 0 | 0 | 0 | 0 | 0 | 0 | 0 | 0 | 0 | 0 | 0 | 0 | 0 | 0 | 0
F2_Commercial_Small Retail_New_Office Equipment_Electric_Desktop Computer_E2 | F2 | Commercial | Small Retail | New | Office Equipment | Electric | Desktop Computer | E2 | TRC BC Ratio | 0 | 0 | 0 | 0 | 0 | 0 | 0 | 0 | 0 | 0 | 0 | 0 | 0 | 0 | 0 | 0 | 0 | 0 | 0 | 0 | 0 | 0 | 0 | 0 | 0 | 0 | 0 | 0 | 0 | 0
F2_Commercial_Small Retail_New_Office Equipment_Electric_Desktop Computer_E3 | F2 | Commercial | Small Retail | New | Office Equipment | Electric | Desktop Computer | E3 | TRC BC Ratio | 0 | 0 | 0 | 0 | 0 | 0 | 0 | 0 | 0 | 0 | 0 | 0 | 0 | 0 | 0 | 0 | 0 | 0 | 0 | 0 | 0 | 0 | 0 | 0 | 0 | 0 | 0 | 0 | 0 | 0
F2_Commercial_Small Retail_New_Office Equipment_Electric_Desktop Computer_E4 | F2 | Commercial | Small Retail | New | Office Equipment | Electric | Desktop Computer | E4 | TRC BC Ratio | 0 | 0 | 0 | 0 | 0 | 0 | 0 | 0 | 0 | 0 | 0 | 0 | 0 | 0 | 0 | 0 | 0 | 0 | 0 | 0 | 0 | 0 | 0 | 0 | 0 | 0 | 0 | 0 | 0 | 0
F2_Commercial_Small Retail_New_Office Equipment_Electric_Desktop Computer_E5 | F2 | Commercial | Small Retail | New | Office Equipment | Electric | Desktop Computer | E5 | TRC BC Ratio | 0 | 0 | 0 | 0 | 0 | 0 | 0 | 0 | 0 | 0 | 0 | 0 | 0 | 0 | 0 | 0 | 0 | 0 | 0 | 0 | 0 | 0 | 0 | 0 | 0 | 0 | 0 | 0 | 0 | 0
F2_Commercial_Small Retail_New_Office Equipment_Electric_Desktop Computer_E6 | F2 | Commercial | Small Retail | New | Office Equipment | Electric | Desktop Computer | E6 | TRC BC Ratio | 0 | 0 | 0 | 0 | 0 | 0 | 0 | 0 | 0 | 0 | 0 | 0 | 0 | 0 | 0 | 0 | 0 | 0 | 0 | 0 | 0 | 0 | 0 | 0 | 0 | 0 | 0 | 0 | 0 | 0
F2_Commercial_Small Retail_New_Office Equipment_Electric_Desktop Computer_E7 | F2 | Commercial | Small Retail | New | Office Equipment | Electric | Desktop Computer | E7 | TRC BC Ratio | 0 | 0 | 0 | 0 | 0 | 0 | 0 | 0 | 0 | 0 | 0 | 0 | 0 | 0 | 0 | 0 | 0 | 0 | 0 | 0 | 0 | 0 | 0 | 0 | 0 | 0 | 0 | 0 | 0 | 0
F2_Commercial_Small Retail_New_Office Equipment_Electric_Desktop Computer_E8 | F2 | Commercial | Small Retail | New | Office Equipment | Electric | Desktop Computer | E8 | TRC BC Ratio | 0 | 0 | 0 | 0 | 0 | 0 | 0 | 0 | 0 | 0 | 0 | 0 | 0 | 0 | 0 | 0 | 0 | 0 | 0 | 0 | 0 | 0 | 0 | 0 | 0 | 0 | 0 | 0 | 0 | 0
F2_Commercial_Small Retail_New_Office Equipment_Electric_Desktop Computer_E9 | F2 | Commercial | Small Retail | New | Office Equipment | Electric | Desktop Computer | E9 | TRC BC Ratio | 0 | 0 | 0 | 0 | 0 | 0 | 0 | 0 | 0 | 0 | 0 | 0 | 0 | 0 | 0 | 0 | 0 | 0 | 0 | 0 | 0 | 0 | 0 | 0 | 0 | 0 | 0 | 0 | 0 | 0
F2_Commercial_Small Retail_New_Office Equipment_Electric_Desktop Computer_E10 | F2 | Commercial | Small Retail | New | Office Equipment | Electric | Desktop Computer | E10 | TRC BC Ratio | 0 | 0 | 0 | 0 | 0 | 0 | 0 | 0 | 0 | 0 | 0 | 0 | 0 | 0 | 0 | 0 | 0 | 0 | 0 | 0 | 0 | 0 | 0 | 0 | 0 | 0 | 0 | 0 | 0 | 0
F3_Commercial_Small Retail_New_Office Equipment_Electric_Desktop Computer_E1 | F3 | Commercial | Small Retail | New | Office Equipment | Electric | Desktop Computer | E1 | PACT BC Ratio | 0 | 0 | 0 | 0 | 0 | 0 | 0 | 0 | 0 | 0 | 0 | 0 | 0 | 0 | 0 | 0 | 0 | 0 | 0 | 0 | 0 | 0 | 0 | 0 | 0 | 0 | 0 | 0 | 0 | 0
F3_Commercial_Small Retail_New_Office Equipment_Electric_Desktop Computer_E2 | F3 | Commercial | Small Retail | New | Office Equipment | Electric | Desktop Computer | E2 | PACT BC Ratio | 0 | 0 | 0 | 0 | 0 | 0 | 0 | 0 | 0 | 0 | 0 | 0 | 0 | 0 | 0 | 0 | 0 | 0 | 0 | 0 | 0 | 0 | 0 | 0 | 0 | 0 | 0 | 0 | 0 | 0
F3_Commercial_Small Retail_New_Office Equipment_Electric_Desktop Computer_E3 | F3 | Commercial | Small Retail | New | Office Equipment | Electric | Desktop Computer | E3 | PACT BC Ratio | 0 | 0 | 0 | 0 | 0 | 0 | 0 | 0 | 0 | 0 | 0 | 0 | 0 | 0 | 0 | 0 | 0 | 0 | 0 | 0 | 0 | 0 | 0 | 0 | 0 | 0 | 0 | 0 | 0 | 0
F3_Commercial_Small Retail_New_Office Equipment_Electric_Desktop Computer_E4 | F3 | Commercial | Small Retail | New | Office Equipment | Electric | Desktop Computer | E4 | PACT BC Ratio | 0 | 0 | 0 | 0 | 0 | 0 | 0 | 0 | 0 | 0 | 0 | 0 | 0 | 0 | 0 | 0 | 0 | 0 | 0 | 0 | 0 | 0 | 0 | 0 | 0 | 0 | 0 | 0 | 0 | 0
F3_Commercial_Small Retail_New_Office Equipment_Electric_Desktop Computer_E5 | F3 | Commercial | Small Retail | New | Office Equipment | Electric | Desktop Computer | E5 | PACT BC Ratio | 0 | 0 | 0 | 0 | 0 | 0 | 0 | 0 | 0 | 0 | 0 | 0 | 0 | 0 | 0 | 0 | 0 | 0 | 0 | 0 | 0 | 0 | 0 | 0 | 0 | 0 | 0 | 0 | 0 | 0
F3_Commercial_Small Retail_New_Office Equipment_Electric_Desktop Computer_E6 | F3 | Commercial | Small Retail | New | Office Equipment | Electric | Desktop Computer | E6 | PACT BC Ratio | 0 | 0 | 0 | 0 | 0 | 0 | 0 | 0 | 0 | 0 | 0 | 0 | 0 | 0 | 0 | 0 | 0 | 0 | 0 | 0 | 0 | 0 | 0 | 0 | 0 | 0 | 0 | 0 | 0 | 0
F3_Commercial_Small Retail_New_Office Equipment_Electric_Desktop Computer_E7 | F3 | Commercial | Small Retail | New | Office Equipment | Electric | Desktop Computer | E7 | PACT BC Ratio | 0 | 0 | 0 | 0 | 0 | 0 | 0 | 0 | 0 | 0 | 0 | 0 | 0 | 0 | 0 | 0 | 0 | 0 | 0 | 0 | 0 | 0 | 0 | 0 | 0 | 0 | 0 | 0 | 0 | 0
F3_Commercial_Small Retail_New_Office Equipment_Electric_Desktop Computer_E8 | F3 | Commercial | Small Retail | New | Office Equipment | Electric | Desktop Computer | E8 | PACT BC Ratio | 0 | 0 | 0 | 0 | 0 | 0 | 0 | 0 | 0 | 0 | 0 | 0 | 0 | 0 | 0 | 0 | 0 | 0 | 0 | 0 | 0 | 0 | 0 | 0 | 0 | 0 | 0 | 0 | 0 | 0
F3_Commercial_Small Retail_New_Office Equipment_Electric_Desktop Computer_E9 | F3 | Commercial | Small Retail | New | Office Equipment | Electric | Desktop Computer | E9 | PACT BC Ratio | 0 | 0 | 0 | 0 | 0 | 0 | 0 | 0 | 0 | 0 | 0 | 0 | 0 | 0 | 0 | 0 | 0 | 0 | 0 | 0 | 0 | 0 | 0 | 0 | 0 | 0 | 0 | 0 | 0 | 0
F3_Commercial_Small Retail_New_Office Equipment_Electric_Desktop Computer_E10 | F3 | Commercial | Small Retail | New | Office Equipment | Electric | Desktop Computer | E10 | PACT BC Ratio | 0 | 0 | 0 | 0 | 0 | 0 | 0 | 0 | 0 | 0 | 0 | 0 | 0 | 0 | 0 | 0 | 0 | 0 | 0 | 0 | 0 | 0 | 0 | 0 | 0 | 0 | 0 | 0 | 0 | 0
F4_Commercial_Small Retail_New_Office Equipment_Electric_Desktop Computer_E1 | F4 | Commercial | Small Retail | New | Office Equipment | Electric | Desktop Computer | E1 | RVT BC Ratio | 0 | 0 | 0 | 0 | 0 | 0 | 0 | 0 | 0 | 0 | 0 | 0 | 0 | 0 | 0 | 0 | 0 | 0 | 0 | 0 | 0 | 0 | 0 | 0 | 0 | 0 | 0 | 0 | 0 | 0
F4_Commercial_Small Retail_New_Office Equipment_Electric_Desktop Computer_E2 | F4 | Commercial | Small Retail | New | Office Equipment | Electric | Desktop Computer | E2 | RVT BC Ratio | 0 | 0 | 0 | 0 | 0 | 0 | 0 | 0 | 0 | 0 | 0 | 0 | 0 | 0 | 0 | 0 | 0 | 0 | 0 | 0 | 0 | 0 | 0 | 0 | 0 | 0 | 0 | 0 | 0 | 0
F4_Commercial_Small Retail_New_Office Equipment_Electric_Desktop Computer_E3 | F4 | Commercial | Small Retail | New | Office Equipment | Electric | Desktop Computer | E3 | RVT BC Ratio | 0 | 0 | 0 | 0 | 0 | 0 | 0 | 0 | 0 | 0 | 0 | 0 | 0 | 0 | 0 | 0 | 0 | 0 | 0 | 0 | 0 | 0 | 0 | 0 | 0 | 0 | 0 | 0 | 0 | 0
F4_Commercial_Small Retail_New_Office Equipment_Electric_Desktop Computer_E4 | F4 | Commercial | Small Retail | New | Office Equipment | Electric | Desktop Computer | E4 | RVT BC Ratio | 0 | 0 | 0 | 0 | 0 | 0 | 0 | 0 | 0 | 0 | 0 | 0 | 0 | 0 | 0 | 0 | 0 | 0 | 0 | 0 | 0 | 0 | 0 | 0 | 0 | 0 | 0 | 0 | 0 | 0
F4_Commercial_Small Retail_New_Office Equipment_Electric_Desktop Computer_E5 | F4 | Commercial | Small Retail | New | Office Equipment | Electric | Desktop Computer | E5 | RVT BC Ratio | 0 | 0 | 0 | 0 | 0 | 0 | 0 | 0 | 0 | 0 | 0 | 0 | 0 | 0 | 0 | 0 | 0 | 0 | 0 | 0 | 0 | 0 | 0 | 0 | 0 | 0 | 0 | 0 | 0 | 0
F4_Commercial_Small Retail_New_Office Equipment_Electric_Desktop Computer_E6 | F4 | Commercial | Small Retail | New | Office Equipment | Electric | Desktop Computer | E6 | RVT BC Ratio | 0 | 0 | 0 | 0 | 0 | 0 | 0 | 0 | 0 | 0 | 0 | 0 | 0 | 0 | 0 | 0 | 0 | 0 | 0 | 0 | 0 | 0 | 0 | 0 | 0 | 0 | 0 | 0 | 0 | 0
F4_Commercial_Small Retail_New_Office Equipment_Electric_Desktop Computer_E7 | F4 | Commercial | Small Retail | New | Office Equipment | Electric | Desktop Computer | E7 | RVT BC Ratio | 0 | 0 | 0 | 0 | 0 | 0 | 0 | 0 | 0 | 0 | 0 | 0 | 0 | 0 | 0 | 0 | 0 | 0 | 0 | 0 | 0 | 0 | 0 | 0 | 0 | 0 | 0 | 0 | 0 | 0
F4_Commercial_Small Retail_New_Office Equipment_Electric_Desktop Computer_E8 | F4 | Commercial | Small Retail | New | Office Equipment | Electric | Desktop Computer | E8 | RVT BC Ratio | 0 | 0 | 0 | 0 | 0 | 0 | 0 | 0 | 0 | 0 | 0 | 0 | 0 | 0 | 0 | 0 | 0 | 0 | 0 | 0 | 0 | 0 | 0 | 0 | 0 | 0 | 0 | 0 | 0 | 0
F4_Commercial_Small Retail_New_Office Equipment_Electric_Desktop Computer_E9 | F4 | Commercial | Small Retail | New | Office Equipment | Electric | Desktop Computer | E9 | RVT BC Ratio | 0 | 0 | 0 | 0 | 0 | 0 | 0 | 0 | 0 | 0 | 0 | 0 | 0 | 0 | 0 | 0 | 0 | 0 | 0 | 0 | 0 | 0 | 0 | 0 | 0 | 0 | 0 | 0 | 0 | 0
F4_Commercial_Small Retail_New_Office Equipment_Electric_Desktop Computer_E10 | F4 | Commercial | Small Retail | New | Office Equipment | Electric | Desktop Computer | E10 | RVT BC Ratio | 0 | 0 | 0 | 0 | 0 | 0 | 0 | 0 | 0 | 0 | 0 | 0 | 0 | 0 | 0 | 0 | 0 | 0 | 0 | 0 | 0 | 0 | 0 | 0 | 0 | 0 | 0 | 0 | 0 | 0
F5_Commercial_Small Retail_New_Office Equipment_Electric_Desktop Computer_E1 | F5 | Commercial | Small Retail | New | Office Equipment | Electric | Desktop Computer | E1 | RIM BC Ratio | 0 | 0 | 0 | 0 | 0 | 0 | 0 | 0 | 0 | 0 | 0 | 0 | 0 | 0 | 0 | 0 | 0 | 0 | 0 | 0 | 0 | 0 | 0 | 0 | 0 | 0 | 0 | 0 | 0 | 0
F5_Commercial_Small Retail_New_Office Equipment_Electric_Desktop Computer_E2 | F5 | Commercial | Small Retail | New | Office Equipment | Electric | Desktop Computer | E2 | RIM BC Ratio | 0 | 0 | 0 | 0 | 0 | 0 | 0 | 0 | 0 | 0 | 0 | 0 | 0 | 0 | 0 | 0 | 0 | 0 | 0 | 0 | 0 | 0 | 0 | 0 | 0 | 0 | 0 | 0 | 0 | 0
F5_Commercial_Small Retail_New_Office Equipment_Electric_Desktop Computer_E3 | F5 | Commercial | Small Retail | New | Office Equipment | Electric | Desktop Computer | E3 | RIM BC Ratio | 0 | 0 | 0 | 0 | 0 | 0 | 0 | 0 | 0 | 0 | 0 | 0 | 0 | 0 | 0 | 0 | 0 | 0 | 0 | 0 | 0 | 0 | 0 | 0 | 0 | 0 | 0 | 0 | 0 | 0
F5_Commercial_Small Retail_New_Office Equipment_Electric_Desktop Computer_E4 | F5 | Commercial | Small Retail | New | Office Equipment | Electric | Desktop Computer | E4 | RIM BC Ratio | 0 | 0 | 0 | 0 | 0 | 0 | 0 | 0 | 0 | 0 | 0 | 0 | 0 | 0 | 0 | 0 | 0 | 0 | 0 | 0 | 0 | 0 | 0 | 0 | 0 | 0 | 0 | 0 | 0 | 0
F5_Commercial_Small Retail_New_Office Equipment_Electric_Desktop Computer_E5 | F5 | Commercial | Small Retail | New | Office Equipment | Electric | Desktop Computer | E5 | RIM BC Ratio | 0 | 0 | 0 | 0 | 0 | 0 | 0 | 0 | 0 | 0 | 0 | 0 | 0 | 0 | 0 | 0 | 0 | 0 | 0 | 0 | 0 | 0 | 0 | 0 | 0 | 0 | 0 | 0 | 0 | 0
F5_Commercial_Small Retail_New_Office Equipment_Electric_Desktop Computer_E6 | F5 | Commercial | Small Retail | New | Office Equipment | Electric | Desktop Computer | E6 | RIM BC Ratio | 0 | 0 | 0 | 0 | 0 | 0 | 0 | 0 | 0 | 0 | 0 | 0 | 0 | 0 | 0 | 0 | 0 | 0 | 0 | 0 | 0 | 0 | 0 | 0 | 0 | 0 | 0 | 0 | 0 | 0
F5_Commercial_Small Retail_New_Office Equipment_Electric_Desktop Computer_E7 | F5 | Commercial | Small Retail | New | Office Equipment | Electric | Desktop Computer | E7 | RIM BC Ratio | 0 | 0 | 0 | 0 | 0 | 0 | 0 | 0 | 0 | 0 | 0 | 0 | 0 | 0 | 0 | 0 | 0 | 0 | 0 | 0 | 0 | 0 | 0 | 0 | 0 | 0 | 0 | 0 | 0 | 0
F5_Commercial_Small Retail_New_Office Equipment_Electric_Desktop Computer_E8 | F5 | Commercial | Small Retail | New | Office Equipment | Electric | Desktop Computer | E8 | RIM BC Ratio | 0 | 0 | 0 | 0 | 0 | 0 | 0 | 0 | 0 | 0 | 0 | 0 | 0 | 0 | 0 | 0 | 0 | 0 | 0 | 0 | 0 | 0 | 0 | 0 | 0 | 0 | 0 | 0 | 0 | 0
F5_Commercial_Small Retail_New_Office Equipment_Electric_Desktop Computer_E9 | F5 | Commercial | Small Retail | New | Office Equipment | Electric | Desktop Computer | E9 | RIM BC Ratio | 0 | 0 | 0 | 0 | 0 | 0 | 0 | 0 | 0 | 0 | 0 | 0 | 0 | 0 | 0 | 0 | 0 | 0 | 0 | 0 | 0 | 0 | 0 | 0 | 0 | 0 | 0 | 0 | 0 | 0
F5_Commercial_Small Retail_New_Office Equipment_Electric_Desktop Computer_E10 | F5 | Commercial | Small Retail | New | Office Equipment | Electric | Desktop Computer | E10 | RIM BC Ratio | 0 | 0 | 0 | 0 | 0 | 0 | 0 | 0 | 0 | 0 | 0 | 0 | 0 | 0 | 0 | 0 | 0 | 0 | 0 | 0 | 0 | 0 | 0 | 0 | 0 | 0 | 0 | 0 | 0 | 0
F0_Commercial_Small Retail_New_Office Equipment_Electric_Laptop_E0 | F0 | Commercial | Small Retail | New | Office Equipment | Electric | Laptop | E0 | Economic Unit | 0 | 0 | 0 | 0 | 0 | 0 | 0 | 0 | 0 | 0 | 0 | 0 | 0 | 0 | 0 | 0 | 0 | 0 | 0 | 0 | 0 | 0 | 0 | 0 | 0 | 0 | 0 | 0 | 0 | 0
F1_Commercial_Small Retail_New_Office Equipment_Electric_Laptop_E1 | F1 | Commercial | Small Retail | New | Office Equipment | Electric | Laptop | E1 | CCE | 0 | 0 | 0 | 0 | 0 | 0 | 0 | 0 | 0 | 0 | 0 | 0 | 0 | 0 | 0 | 0 | 0 | 0 | 0 | 0 | 0 | 0 | 0 | 0 | 0 | 0 | 0 | 0 | 0 | 0
F1_Commercial_Small Retail_New_Office Equipment_Electric_Laptop_E2 | F1 | Commercial | Small Retail | New | Office Equipment | Electric | Laptop | E2 | CCE | 0 | 0 | 0 | 0 | 0 | 0 | 0 | 0 | 0 | 0 | 0 | 0 | 0 | 0 | 0 | 0 | 0 | 0 | 0 | 0 | 0 | 0 | 0 | 0 | 0 | 0 | 0 | 0 | 0 | 0
F1_Commercial_Small Retail_New_Office Equipment_Electric_Laptop_E3 | F1 | Commercial | Small Retail | New | Office Equipment | Electric | Laptop | E3 | CCE | 0 | 0 | 0 | 0 | 0 | 0 | 0 | 0 | 0 | 0 | 0 | 0 | 0 | 0 | 0 | 0 | 0 | 0 | 0 | 0 | 0 | 0 | 0 | 0 | 0 | 0 | 0 | 0 | 0 | 0
F1_Commercial_Small Retail_New_Office Equipment_Electric_Laptop_E4 | F1 | Commercial | Small Retail | New | Office Equipment | Electric | Laptop | E4 | CCE | 0 | 0 | 0 | 0 | 0 | 0 | 0 | 0 | 0 | 0 | 0 | 0 | 0 | 0 | 0 | 0 | 0 | 0 | 0 | 0 | 0 | 0 | 0 | 0 | 0 | 0 | 0 | 0 | 0 | 0
F1_Commercial_Small Retail_New_Office Equipment_Electric_Laptop_E5 | F1 | Commercial | Small Retail | New | Office Equipment | Electric | Laptop | E5 | CCE | 0 | 0 | 0 | 0 | 0 | 0 | 0 | 0 | 0 | 0 | 0 | 0 | 0 | 0 | 0 | 0 | 0 | 0 | 0 | 0 | 0 | 0 | 0 | 0 | 0 | 0 | 0 | 0 | 0 | 0
F1_Commercial_Small Retail_New_Office Equipment_Electric_Laptop_E6 | F1 | Commercial | Small Retail | New | Office Equipment | Electric | Laptop | E6 | CCE | 0 | 0 | 0 | 0 | 0 | 0 | 0 | 0 | 0 | 0 | 0 | 0 | 0 | 0 | 0 | 0 | 0 | 0 | 0 | 0 | 0 | 0 | 0 | 0 | 0 | 0 | 0 | 0 | 0 | 0
F1_Commercial_Small Retail_New_Office Equipment_Electric_Laptop_E7 | F1 | Commercial | Small Retail | New | Office Equipment | Electric | Laptop | E7 | CCE | 0 | 0 | 0 | 0 | 0 | 0 | 0 | 0 | 0 | 0 | 0 | 0 | 0 | 0 | 0 | 0 | 0 | 0 | 0 | 0 | 0 | 0 | 0 | 0 | 0 | 0 | 0 | 0 | 0 | 0
F1_Commercial_Small Retail_New_Office Equipment_Electric_Laptop_E8 | F1 | Commercial | Small Retail | New | Office Equipment | Electric | Laptop | E8 | CCE | 0 | 0 | 0 | 0 | 0 | 0 | 0 | 0 | 0 | 0 | 0 | 0 | 0 | 0 | 0 | 0 | 0 | 0 | 0 | 0 | 0 | 0 | 0 | 0 | 0 | 0 | 0 | 0 | 0 | 0
F1_Commercial_Small Retail_New_Office Equipment_Electric_Laptop_E9 | F1 | Commercial | Small Retail | New | Office Equipment | Electric | Laptop | E9 | CCE | 0 | 0 | 0 | 0 | 0 | 0 | 0 | 0 | 0 | 0 | 0 | 0 | 0 | 0 | 0 | 0 | 0 | 0 | 0 | 0 | 0 | 0 | 0 | 0 | 0 | 0 | 0 | 0 | 0 | 0
F1_Commercial_Small Retail_New_Office Equipment_Electric_Laptop_E10 | F1 | Commercial | Small Retail | New | Office Equipment | Electric | Laptop | E10 | CCE | 0 | 0 | 0 | 0 | 0 | 0 | 0 | 0 | 0 | 0 | 0 | 0 | 0 | 0 | 0 | 0 | 0 | 0 | 0 | 0 | 0 | 0 | 0 | 0 | 0 | 0 | 0 | 0 | 0 | 0
F2_Commercial_Small Retail_New_Office Equipment_Electric_Laptop_E1 | F2 | Commercial | Small Retail | New | Office Equipment | Electric | Laptop | E1 | TRC BC Ratio | 0 | 0 | 0 | 0 | 0 | 0 | 0 | 0 | 0 | 0 | 0 | 0 | 0 | 0 | 0 | 0 | 0 | 0 | 0 | 0 | 0 | 0 | 0 | 0 | 0 | 0 | 0 | 0 | 0 | 0
F2_Commercial_Small Retail_New_Office Equipment_Electric_Laptop_E2 | F2 | Commercial | Small Retail | New | Office Equipment | Electric | Laptop | E2 | TRC BC Ratio | 0 | 0 | 0 | 0 | 0 | 0 | 0 | 0 | 0 | 0 | 0 | 0 | 0 | 0 | 0 | 0 | 0 | 0 | 0 | 0 | 0 | 0 | 0 | 0 | 0 | 0 | 0 | 0 | 0 | 0
F2_Commercial_Small Retail_New_Office Equipment_Electric_Laptop_E3 | F2 | Commercial | Small Retail | New | Office Equipment | Electric | Laptop | E3 | TRC BC Ratio | 0 | 0 | 0 | 0 | 0 | 0 | 0 | 0 | 0 | 0 | 0 | 0 | 0 | 0 | 0 | 0 | 0 | 0 | 0 | 0 | 0 | 0 | 0 | 0 | 0 | 0 | 0 | 0 | 0 | 0
F2_Commercial_Small Retail_New_Office Equipment_Electric_Laptop_E4 | F2 | Commercial | Small Retail | New | Office Equipment | Electric | Laptop | E4 | TRC BC Ratio | 0 | 0 | 0 | 0 | 0 | 0 | 0 | 0 | 0 | 0 | 0 | 0 | 0 | 0 | 0 | 0 | 0 | 0 | 0 | 0 | 0 | 0 | 0 | 0 | 0 | 0 | 0 | 0 | 0 | 0
F2_Commercial_Small Retail_New_Office Equipment_Electric_Laptop_E5 | F2 | Commercial | Small Retail | New | Office Equipment | Electric | Laptop | E5 | TRC BC Ratio | 0 | 0 | 0 | 0 | 0 | 0 | 0 | 0 | 0 | 0 | 0 | 0 | 0 | 0 | 0 | 0 | 0 | 0 | 0 | 0 | 0 | 0 | 0 | 0 | 0 | 0 | 0 | 0 | 0 | 0
F2_Commercial_Small Retail_New_Office Equipment_Electric_Laptop_E6 | F2 | Commercial | Small Retail | New | Office Equipment | Electric | Laptop | E6 | TRC BC Ratio | 0 | 0 | 0 | 0 | 0 | 0 | 0 | 0 | 0 | 0 | 0 | 0 | 0 | 0 | 0 | 0 | 0 | 0 | 0 | 0 | 0 | 0 | 0 | 0 | 0 | 0 | 0 | 0 | 0 | 0
F2_Commercial_Small Retail_New_Office Equipment_Electric_Laptop_E7 | F2 | Commercial | Small Retail | New | Office Equipment | Electric | Laptop | E7 | TRC BC Ratio | 0 | 0 | 0 | 0 | 0 | 0 | 0 | 0 | 0 | 0 | 0 | 0 | 0 | 0 | 0 | 0 | 0 | 0 | 0 | 0 | 0 | 0 | 0 | 0 | 0 | 0 | 0 | 0 | 0 | 0
F2_Commercial_Small Retail_New_Office Equipment_Electric_Laptop_E8 | F2 | Commercial | Small Retail | New | Office Equipment | Electric | Laptop | E8 | TRC BC Ratio | 0 | 0 | 0 | 0 | 0 | 0 | 0 | 0 | 0 | 0 | 0 | 0 | 0 | 0 | 0 | 0 | 0 | 0 | 0 | 0 | 0 | 0 | 0 | 0 | 0 | 0 | 0 | 0 | 0 | 0
F2_Commercial_Small Retail_New_Office Equipment_Electric_Laptop_E9 | F2 | Commercial | Small Retail | New | Office Equipment | Electric | Laptop | E9 | TRC BC Ratio | 0 | 0 | 0 | 0 | 0 | 0 | 0 | 0 | 0 | 0 | 0 | 0 | 0 | 0 | 0 | 0 | 0 | 0 | 0 | 0 | 0 | 0 | 0 | 0 | 0 | 0 | 0 | 0 | 0 | 0
F2_Commercial_Small Retail_New_Office Equipment_Electric_Laptop_E10 | F2 | Commercial | Small Retail | New | Office Equipment | Electric | Laptop | E10 | TRC BC Ratio | 0 | 0 | 0 | 0 | 0 | 0 | 0 | 0 | 0 | 0 | 0 | 0 | 0 | 0 | 0 | 0 | 0 | 0 | 0 | 0 | 0 | 0 | 0 | 0 | 0 | 0 | 0 | 0 | 0 | 0
F3_Commercial_Small Retail_New_Office Equipment_Electric_Laptop_E1 | F3 | Commercial | Small Retail | New | Office Equipment | Electric | Laptop | E1 | PACT BC Ratio | 0 | 0 | 0 | 0 | 0 | 0 | 0 | 0 | 0 | 0 | 0 | 0 | 0 | 0 | 0 | 0 | 0 | 0 | 0 | 0 | 0 | 0 | 0 | 0 | 0 | 0 | 0 | 0 | 0 | 0
F3_Commercial_Small Retail_New_Office Equipment_Electric_Laptop_E2 | F3 | Commercial | Small Retail | New | Office Equipment | Electric | Laptop | E2 | PACT BC Ratio | 0 | 0 | 0 | 0 | 0 | 0 | 0 | 0 | 0 | 0 | 0 | 0 | 0 | 0 | 0 | 0 | 0 | 0 | 0 | 0 | 0 | 0 | 0 | 0 | 0 | 0 | 0 | 0 | 0 | 0
F3_Commercial_Small Retail_New_Office Equipment_Electric_Laptop_E3 | F3 | Commercial | Small Retail | New | Office Equipment | Electric | Laptop | E3 | PACT BC Ratio | 0 | 0 | 0 | 0 | 0 | 0 | 0 | 0 | 0 | 0 | 0 | 0 | 0 | 0 | 0 | 0 | 0 | 0 | 0 | 0 | 0 | 0 | 0 | 0 | 0 | 0 | 0 | 0 | 0 | 0
F3_Commercial_Small Retail_New_Office Equipment_Electric_Laptop_E4 | F3 | Commercial | Small Retail | New | Office Equipment | Electric | Laptop | E4 | PACT BC Ratio | 0 | 0 | 0 | 0 | 0 | 0 | 0 | 0 | 0 | 0 | 0 | 0 | 0 | 0 | 0 | 0 | 0 | 0 | 0 | 0 | 0 | 0 | 0 | 0 | 0 | 0 | 0 | 0 | 0 | 0
F3_Commercial_Small Retail_New_Office Equipment_Electric_Laptop_E5 | F3 | Commercial | Small Retail | New | Office Equipment | Electric | Laptop | E5 | PACT BC Ratio | 0 | 0 | 0 | 0 | 0 | 0 | 0 | 0 | 0 | 0 | 0 | 0 | 0 | 0 | 0 | 0 | 0 | 0 | 0 | 0 | 0 | 0 | 0 | 0 | 0 | 0 | 0 | 0 | 0 | 0
F3_Commercial_Small Retail_New_Office Equipment_Electric_Laptop_E6 | F3 | Commercial | Small Retail | New | Office Equipment | Electric | Laptop | E6 | PACT BC Ratio | 0 | 0 | 0 | 0 | 0 | 0 | 0 | 0 | 0 | 0 | 0 | 0 | 0 | 0 | 0 | 0 | 0 | 0 | 0 | 0 | 0 | 0 | 0 | 0 | 0 | 0 | 0 | 0 | 0 | 0
F3_Commercial_Small Retail_New_Office Equipment_Electric_Laptop_E7 | F3 | Commercial | Small Retail | New | Office Equipment | Electric | Laptop | E7 | PACT BC Ratio | 0 | 0 | 0 | 0 | 0 | 0 | 0 | 0 | 0 | 0 | 0 | 0 | 0 | 0 | 0 | 0 | 0 | 0 | 0 | 0 | 0 | 0 | 0 | 0 | 0 | 0 | 0 | 0 | 0 | 0
F3_Commercial_Small Retail_New_Office Equipment_Electric_Laptop_E8 | F3 | Commercial | Small Retail | New | Office Equipment | Electric | Laptop | E8 | PACT BC Ratio | 0 | 0 | 0 | 0 | 0 | 0 | 0 | 0 | 0 | 0 | 0 | 0 | 0 | 0 | 0 | 0 | 0 | 0 | 0 | 0 | 0 | 0 | 0 | 0 | 0 | 0 | 0 | 0 | 0 | 0
F3_Commercial_Small Retail_New_Office Equipment_Electric_Laptop_E9 | F3 | Commercial | Small Retail | New | Office Equipment | Electric | Laptop | E9 | PACT BC Ratio | 0 | 0 | 0 | 0 | 0 | 0 | 0 | 0 | 0 | 0 | 0 | 0 | 0 | 0 | 0 | 0 | 0 | 0 | 0 | 0 | 0 | 0 | 0 | 0 | 0 | 0 | 0 | 0 | 0 | 0
F3_Commercial_Small Retail_New_Office Equipment_Electric_Laptop_E10 | F3 | Commercial | Small Retail | New | Office Equipment | Electric | Laptop | E10 | PACT BC Ratio | 0 | 0 | 0 | 0 | 0 | 0 | 0 | 0 | 0 | 0 | 0 | 0 | 0 | 0 | 0 | 0 | 0 | 0 | 0 | 0 | 0 | 0 | 0 | 0 | 0 | 0 | 0 | 0 | 0 | 0
F4_Commercial_Small Retail_New_Office Equipment_Electric_Laptop_E1 | F4 | Commercial | Small Retail | New | Office Equipment | Electric | Laptop | E1 | RVT BC Ratio | 0 | 0 | 0 | 0 | 0 | 0 | 0 | 0 | 0 | 0 | 0 | 0 | 0 | 0 | 0 | 0 | 0 | 0 | 0 | 0 | 0 | 0 | 0 | 0 | 0 | 0 | 0 | 0 | 0 | 0
F4_Commercial_Small Retail_New_Office Equipment_Electric_Laptop_E2 | F4 | Commercial | Small Retail | New | Office Equipment | Electric | Laptop | E2 | RVT BC Ratio | 0 | 0 | 0 | 0 | 0 | 0 | 0 | 0 | 0 | 0 | 0 | 0 | 0 | 0 | 0 | 0 | 0 | 0 | 0 | 0 | 0 | 0 | 0 | 0 | 0 | 0 | 0 | 0 | 0 | 0
F4_Commercial_Small Retail_New_Office Equipment_Electric_Laptop_E3 | F4 | Commercial | Small Retail | New | Office Equipment | Electric | Laptop | E3 | RVT BC Ratio | 0 | 0 | 0 | 0 | 0 | 0 | 0 | 0 | 0 | 0 | 0 | 0 | 0 | 0 | 0 | 0 | 0 | 0 | 0 | 0 | 0 | 0 | 0 | 0 | 0 | 0 | 0 | 0 | 0 | 0
F4_Commercial_Small Retail_New_Office Equipment_Electric_Laptop_E4 | F4 | Commercial | Small Retail | New | Office Equipment | Electric | Laptop | E4 | RVT BC Ratio | 0 | 0 | 0 | 0 | 0 | 0 | 0 | 0 | 0 | 0 | 0 | 0 | 0 | 0 | 0 | 0 | 0 | 0 | 0 | 0 | 0 | 0 | 0 | 0 | 0 | 0 | 0 | 0 | 0 | 0
F4_Commercial_Small Retail_New_Office Equipment_Electric_Laptop_E5 | F4 | Commercial | Small Retail | New | Office Equipment | Electric | Laptop | E5 | RVT BC Ratio | 0 | 0 | 0 | 0 | 0 | 0 | 0 | 0 | 0 | 0 | 0 | 0 | 0 | 0 | 0 | 0 | 0 | 0 | 0 | 0 | 0 | 0 | 0 | 0 | 0 | 0 | 0 | 0 | 0 | 0
F4_Commercial_Small Retail_New_Office Equipment_Electric_Laptop_E6 | F4 | Commercial | Small Retail | New | Office Equipment | Electric | Laptop | E6 | RVT BC Ratio | 0 | 0 | 0 | 0 | 0 | 0 | 0 | 0 | 0 | 0 | 0 | 0 | 0 | 0 | 0 | 0 | 0 | 0 | 0 | 0 | 0 | 0 | 0 | 0 | 0 | 0 | 0 | 0 | 0 | 0
F4_Commercial_Small Retail_New_Office Equipment_Electric_Laptop_E7 | F4 | Commercial | Small Retail | New | Office Equipment | Electric | Laptop | E7 | RVT BC Ratio | 0 | 0 | 0 | 0 | 0 | 0 | 0 | 0 | 0 | 0 | 0 | 0 | 0 | 0 | 0 | 0 | 0 | 0 | 0 | 0 | 0 | 0 | 0 | 0 | 0 | 0 | 0 | 0 | 0 | 0
F4_Commercial_Small Retail_New_Office Equipment_Electric_Laptop_E8 | F4 | Commercial | Small Retail | New | Office Equipment | Electric | Laptop | E8 | RVT BC Ratio | 0 | 0 | 0 | 0 | 0 | 0 | 0 | 0 | 0 | 0 | 0 | 0 | 0 | 0 | 0 | 0 | 0 | 0 | 0 | 0 | 0 | 0 | 0 | 0 | 0 | 0 | 0 | 0 | 0 | 0
F4_Commercial_Small Retail_New_Office Equipment_Electric_Laptop_E9 | F4 | Commercial | Small Retail | New | Office Equipment | Electric | Laptop | E9 | RVT BC Ratio | 0 | 0 | 0 | 0 | 0 | 0 | 0 | 0 | 0 | 0 | 0 | 0 | 0 | 0 | 0 | 0 | 0 | 0 | 0 | 0 | 0 | 0 | 0 | 0 | 0 | 0 | 0 | 0 | 0 | 0
F4_Commercial_Small Retail_New_Office Equipment_Electric_Laptop_E10 | F4 | Commercial | Small Retail | New | Office Equipment | Electric | Laptop | E10 | RVT BC Ratio | 0 | 0 | 0 | 0 | 0 | 0 | 0 | 0 | 0 | 0 | 0 | 0 | 0 | 0 | 0 | 0 | 0 | 0 | 0 | 0 | 0 | 0 | 0 | 0 | 0 | 0 | 0 | 0 | 0 | 0
F5_Commercial_Small Retail_New_Office Equipment_Electric_Laptop_E1 | F5 | Commercial | Small Retail | New | Office Equipment | Electric | Laptop | E1 | RIM BC Ratio | 0 | 0 | 0 | 0 | 0 | 0 | 0 | 0 | 0 | 0 | 0 | 0 | 0 | 0 | 0 | 0 | 0 | 0 | 0 | 0 | 0 | 0 | 0 | 0 | 0 | 0 | 0 | 0 | 0 | 0
F5_Commercial_Small Retail_New_Office Equipment_Electric_Laptop_E2 | F5 | Commercial | Small Retail | New | Office Equipment | Electric | Laptop | E2 | RIM BC Ratio | 0 | 0 | 0 | 0 | 0 | 0 | 0 | 0 | 0 | 0 | 0 | 0 | 0 | 0 | 0 | 0 | 0 | 0 | 0 | 0 | 0 | 0 | 0 | 0 | 0 | 0 | 0 | 0 | 0 | 0
F5_Commercial_Small Retail_New_Office Equipment_Electric_Laptop_E3 | F5 | Commercial | Small Retail | New | Office Equipment | Electric | Laptop | E3 | RIM BC Ratio | 0 | 0 | 0 | 0 | 0 | 0 | 0 | 0 | 0 | 0 | 0 | 0 | 0 | 0 | 0 | 0 | 0 | 0 | 0 | 0 | 0 | 0 | 0 | 0 | 0 | 0 | 0 | 0 | 0 | 0
F5_Commercial_Small Retail_New_Office Equipment_Electric_Laptop_E4 | F5 | Commercial | Small Retail | New | Office Equipment | Electric | Laptop | E4 | RIM BC Ratio | 0 | 0 | 0 | 0 | 0 | 0 | 0 | 0 | 0 | 0 | 0 | 0 | 0 | 0 | 0 | 0 | 0 | 0 | 0 | 0 | 0 | 0 | 0 | 0 | 0 | 0 | 0 | 0 | 0 | 0
F5_Commercial_Small Retail_New_Office Equipment_Electric_Laptop_E5 | F5 | Commercial | Small Retail | New | Office Equipment | Electric | Laptop | E5 | RIM BC Ratio | 0 | 0 | 0 | 0 | 0 | 0 | 0 | 0 | 0 | 0 | 0 | 0 | 0 | 0 | 0 | 0 | 0 | 0 | 0 | 0 | 0 | 0 | 0 | 0 | 0 | 0 | 0 | 0 | 0 | 0
F5_Commercial_Small Retail_New_Office Equipment_Electric_Laptop_E6 | F5 | Commercial | Small Retail | New | Office Equipment | Electric | Laptop | E6 | RIM BC Ratio | 0 | 0 | 0 | 0 | 0 | 0 | 0 | 0 | 0 | 0 | 0 | 0 | 0 | 0 | 0 | 0 | 0 | 0 | 0 | 0 | 0 | 0 | 0 | 0 | 0 | 0 | 0 | 0 | 0 | 0
F5_Commercial_Small Retail_New_Office Equipment_Electric_Laptop_E7 | F5 | Commercial | Small Retail | New | Office Equipment | Electric | Laptop | E7 | RIM BC Ratio | 0 | 0 | 0 | 0 | 0 | 0 | 0 | 0 | 0 | 0 | 0 | 0 | 0 | 0 | 0 | 0 | 0 | 0 | 0 | 0 | 0 | 0 | 0 | 0 | 0 | 0 | 0 | 0 | 0 | 0
F5_Commercial_Small Retail_New_Office Equipment_Electric_Laptop_E8 | F5 | Commercial | Small Retail | New | Office Equipment | Electric | Laptop | E8 | RIM BC Ratio | 0 | 0 | 0 | 0 | 0 | 0 | 0 | 0 | 0 | 0 | 0 | 0 | 0 | 0 | 0 | 0 | 0 | 0 | 0 | 0 | 0 | 0 | 0 | 0 | 0 | 0 | 0 | 0 | 0 | 0
F5_Commercial_Small Retail_New_Office Equipment_Electric_Laptop_E9 | F5 | Commercial | Small Retail | New | Office Equipment | Electric | Laptop | E9 | RIM BC Ratio | 0 | 0 | 0 | 0 | 0 | 0 | 0 | 0 | 0 | 0 | 0 | 0 | 0 | 0 | 0 | 0 | 0 | 0 | 0 | 0 | 0 | 0 | 0 | 0 | 0 | 0 | 0 | 0 | 0 | 0
F5_Commercial_Small Retail_New_Office Equipment_Electric_Laptop_E10 | F5 | Commercial | Small Retail | New | Office Equipment | Electric | Laptop | E10 | RIM BC Ratio | 0 | 0 | 0 | 0 | 0 | 0 | 0 | 0 | 0 | 0 | 0 | 0 | 0 | 0 | 0 | 0 | 0 | 0 | 0 | 0 | 0 | 0 | 0 | 0 | 0 | 0 | 0 | 0 | 0 | 0
F0_Commercial_Small Retail_New_Office Equipment_Electric_Server_E0 | F0 | Commercial | Small Retail | New | Office Equipment | Electric | Server | E0 | Economic Unit | 0 | 0 | 0 | 0 | 0 | 0 | 0 | 0 | 0 | 0 | 0 | 0 | 0 | 0 | 0 | 0 | 0 | 0 | 0 | 0 | 0 | 0 | 0 | 0 | 0 | 0 | 0 | 0 | 0 | 0
F1_Commercial_Small Retail_New_Office Equipment_Electric_Server_E1 | F1 | Commercial | Small Retail | New | Office Equipment | Electric | Server | E1 | CCE | 0 | 0 | 0 | 0 | 0 | 0 | 0 | 0 | 0 | 0 | 0 | 0 | 0 | 0 | 0 | 0 | 0 | 0 | 0 | 0 | 0 | 0 | 0 | 0 | 0 | 0 | 0 | 0 | 0 | 0
F1_Commercial_Small Retail_New_Office Equipment_Electric_Server_E2 | F1 | Commercial | Small Retail | New | Office Equipment | Electric | Server | E2 | CCE | 0 | 0 | 0 | 0 | 0 | 0 | 0 | 0 | 0 | 0 | 0 | 0 | 0 | 0 | 0 | 0 | 0 | 0 | 0 | 0 | 0 | 0 | 0 | 0 | 0 | 0 | 0 | 0 | 0 | 0
F1_Commercial_Small Retail_New_Office Equipment_Electric_Server_E3 | F1 | Commercial | Small Retail | New | Office Equipment | Electric | Server | E3 | CCE | 0 | 0 | 0 | 0 | 0 | 0 | 0 | 0 | 0 | 0 | 0 | 0 | 0 | 0 | 0 | 0 | 0 | 0 | 0 | 0 | 0 | 0 | 0 | 0 | 0 | 0 | 0 | 0 | 0 | 0
F1_Commercial_Small Retail_New_Office Equipment_Electric_Server_E4 | F1 | Commercial | Small Retail | New | Office Equipment | Electric | Server | E4 | CCE | 0 | 0 | 0 | 0 | 0 | 0 | 0 | 0 | 0 | 0 | 0 | 0 | 0 | 0 | 0 | 0 | 0 | 0 | 0 | 0 | 0 | 0 | 0 | 0 | 0 | 0 | 0 | 0 | 0 | 0
F1_Commercial_Small Retail_New_Office Equipment_Electric_Server_E5 | F1 | Commercial | Small Retail | New | Office Equipment | Electric | Server | E5 | CCE | 0 | 0 | 0 | 0 | 0 | 0 | 0 | 0 | 0 | 0 | 0 | 0 | 0 | 0 | 0 | 0 | 0 | 0 | 0 | 0 | 0 | 0 | 0 | 0 | 0 | 0 | 0 | 0 | 0 | 0
F1_Commercial_Small Retail_New_Office Equipment_Electric_Server_E6 | F1 | Commercial | Small Retail | New | Office Equipment | Electric | Server | E6 | CCE | 0 | 0 | 0 | 0 | 0 | 0 | 0 | 0 | 0 | 0 | 0 | 0 | 0 | 0 | 0 | 0 | 0 | 0 | 0 | 0 | 0 | 0 | 0 | 0 | 0 | 0 | 0 | 0 | 0 | 0
F1_Commercial_Small Retail_New_Office Equipment_Electric_Server_E7 | F1 | Commercial | Small Retail | New | Office Equipment | Electric | Server | E7 | CCE | 0 | 0 | 0 | 0 | 0 | 0 | 0 | 0 | 0 | 0 | 0 | 0 | 0 | 0 | 0 | 0 | 0 | 0 | 0 | 0 | 0 | 0 | 0 | 0 | 0 | 0 | 0 | 0 | 0 | 0
F1_Commercial_Small Retail_New_Office Equipment_Electric_Server_E8 | F1 | Commercial | Small Retail | New | Office Equipment | Electric | Server | E8 | CCE | 0 | 0 | 0 | 0 | 0 | 0 | 0 | 0 | 0 | 0 | 0 | 0 | 0 | 0 | 0 | 0 | 0 | 0 | 0 | 0 | 0 | 0 | 0 | 0 | 0 | 0 | 0 | 0 | 0 | 0
F1_Commercial_Small Retail_New_Office Equipment_Electric_Server_E9 | F1 | Commercial | Small Retail | New | Office Equipment | Electric | Server | E9 | CCE | 0 | 0 | 0 | 0 | 0 | 0 | 0 | 0 | 0 | 0 | 0 | 0 | 0 | 0 | 0 | 0 | 0 | 0 | 0 | 0 | 0 | 0 | 0 | 0 | 0 | 0 | 0 | 0 | 0 | 0
F1_Commercial_Small Retail_New_Office Equipment_Electric_Server_E10 | F1 | Commercial | Small Retail | New | Office Equipment | Electric | Server | E10 | CCE | 0 | 0 | 0 | 0 | 0 | 0 | 0 | 0 | 0 | 0 | 0 | 0 | 0 | 0 | 0 | 0 | 0 | 0 | 0 | 0 | 0 | 0 | 0 | 0 | 0 | 0 | 0 | 0 | 0 | 0
F2_Commercial_Small Retail_New_Office Equipment_Electric_Server_E1 | F2 | Commercial | Small Retail | New | Office Equipment | Electric | Server | E1 | TRC BC Ratio | 0 | 0 | 0 | 0 | 0 | 0 | 0 | 0 | 0 | 0 | 0 | 0 | 0 | 0 | 0 | 0 | 0 | 0 | 0 | 0 | 0 | 0 | 0 | 0 | 0 | 0 | 0 | 0 | 0 | 0
F2_Commercial_Small Retail_New_Office Equipment_Electric_Server_E2 | F2 | Commercial | Small Retail | New | Office Equipment | Electric | Server | E2 | TRC BC Ratio | 0 | 0 | 0 | 0 | 0 | 0 | 0 | 0 | 0 | 0 | 0 | 0 | 0 | 0 | 0 | 0 | 0 | 0 | 0 | 0 | 0 | 0 | 0 | 0 | 0 | 0 | 0 | 0 | 0 | 0
F2_Commercial_Small Retail_New_Office Equipment_Electric_Server_E3 | F2 | Commercial | Small Retail | New | Office Equipment | Electric | Server | E3 | TRC BC Ratio | 0 | 0 | 0 | 0 | 0 | 0 | 0 | 0 | 0 | 0 | 0 | 0 | 0 | 0 | 0 | 0 | 0 | 0 | 0 | 0 | 0 | 0 | 0 | 0 | 0 | 0 | 0 | 0 | 0 | 0
F2_Commercial_Small Retail_New_Office Equipment_Electric_Server_E4 | F2 | Commercial | Small Retail | New | Office Equipment | Electric | Server | E4 | TRC BC Ratio | 0 | 0 | 0 | 0 | 0 | 0 | 0 | 0 | 0 | 0 | 0 | 0 | 0 | 0 | 0 | 0 | 0 | 0 | 0 | 0 | 0 | 0 | 0 | 0 | 0 | 0 | 0 | 0 | 0 | 0
F2_Commercial_Small Retail_New_Office Equipment_Electric_Server_E5 | F2 | Commercial | Small Retail | New | Office Equipment | Electric | Server | E5 | TRC BC Ratio | 0 | 0 | 0 | 0 | 0 | 0 | 0 | 0 | 0 | 0 | 0 | 0 | 0 | 0 | 0 | 0 | 0 | 0 | 0 | 0 | 0 | 0 | 0 | 0 | 0 | 0 | 0 | 0 | 0 | 0
F2_Commercial_Small Retail_New_Office Equipment_Electric_Server_E6 | F2 | Commercial | Small Retail | New | Office Equipment | Electric | Server | E6 | TRC BC Ratio | 0 | 0 | 0 | 0 | 0 | 0 | 0 | 0 | 0 | 0 | 0 | 0 | 0 | 0 | 0 | 0 | 0 | 0 | 0 | 0 | 0 | 0 | 0 | 0 | 0 | 0 | 0 | 0 | 0 | 0
F2_Commercial_Small Retail_New_Office Equipment_Electric_Server_E7 | F2 | Commercial | Small Retail | New | Office Equipment | Electric | Server | E7 | TRC BC Ratio | 0 | 0 | 0 | 0 | 0 | 0 | 0 | 0 | 0 | 0 | 0 | 0 | 0 | 0 | 0 | 0 | 0 | 0 | 0 | 0 | 0 | 0 | 0 | 0 | 0 | 0 | 0 | 0 | 0 | 0
F2_Commercial_Small Retail_New_Office Equipment_Electric_Server_E8 | F2 | Commercial | Small Retail | New | Office Equipment | Electric | Server | E8 | TRC BC Ratio | 0 | 0 | 0 | 0 | 0 | 0 | 0 | 0 | 0 | 0 | 0 | 0 | 0 | 0 | 0 | 0 | 0 | 0 | 0 | 0 | 0 | 0 | 0 | 0 | 0 | 0 | 0 | 0 | 0 | 0
F2_Commercial_Small Retail_New_Office Equipment_Electric_Server_E9 | F2 | Commercial | Small Retail | New | Office Equipment | Electric | Server | E9 | TRC BC Ratio | 0 | 0 | 0 | 0 | 0 | 0 | 0 | 0 | 0 | 0 | 0 | 0 | 0 | 0 | 0 | 0 | 0 | 0 | 0 | 0 | 0 | 0 | 0 | 0 | 0 | 0 | 0 | 0 | 0 | 0
F2_Commercial_Small Retail_New_Office Equipment_Electric_Server_E10 | F2 | Commercial | Small Retail | New | Office Equipment | Electric | Server | E10 | TRC BC Ratio | 0 | 0 | 0 | 0 | 0 | 0 | 0 | 0 | 0 | 0 | 0 | 0 | 0 | 0 | 0 | 0 | 0 | 0 | 0 | 0 | 0 | 0 | 0 | 0 | 0 | 0 | 0 | 0 | 0 | 0
F3_Commercial_Small Retail_New_Office Equipment_Electric_Server_E1 | F3 | Commercial | Small Retail | New | Office Equipment | Electric | Server | E1 | PACT BC Ratio | 0 | 0 | 0 | 0 | 0 | 0 | 0 | 0 | 0 | 0 | 0 | 0 | 0 | 0 | 0 | 0 | 0 | 0 | 0 | 0 | 0 | 0 | 0 | 0 | 0 | 0 | 0 | 0 | 0 | 0
F3_Commercial_Small Retail_New_Office Equipment_Electric_Server_E2 | F3 | Commercial | Small Retail | New | Office Equipment | Electric | Server | E2 | PACT BC Ratio | 0 | 0 | 0 | 0 | 0 | 0 | 0 | 0 | 0 | 0 | 0 | 0 | 0 | 0 | 0 | 0 | 0 | 0 | 0 | 0 | 0 | 0 | 0 | 0 | 0 | 0 | 0 | 0 | 0 | 0
F3_Commercial_Small Retail_New_Office Equipment_Electric_Server_E3 | F3 | Commercial | Small Retail | New | Office Equipment | Electric | Server | E3 | PACT BC Ratio | 0 | 0 | 0 | 0 | 0 | 0 | 0 | 0 | 0 | 0 | 0 | 0 | 0 | 0 | 0 | 0 | 0 | 0 | 0 | 0 | 0 | 0 | 0 | 0 | 0 | 0 | 0 | 0 | 0 | 0
F3_Commercial_Small Retail_New_Office Equipment_Electric_Server_E4 | F3 | Commercial | Small Retail | New | Office Equipment | Electric | Server | E4 | PACT BC Ratio | 0 | 0 | 0 | 0 | 0 | 0 | 0 | 0 | 0 | 0 | 0 | 0 | 0 | 0 | 0 | 0 | 0 | 0 | 0 | 0 | 0 | 0 | 0 | 0 | 0 | 0 | 0 | 0 | 0 | 0
F3_Commercial_Small Retail_New_Office Equipment_Electric_Server_E5 | F3 | Commercial | Small Retail | New | Office Equipment | Electric | Server | E5 | PACT BC Ratio | 0 | 0 | 0 | 0 | 0 | 0 | 0 | 0 | 0 | 0 | 0 | 0 | 0 | 0 | 0 | 0 | 0 | 0 | 0 | 0 | 0 | 0 | 0 | 0 | 0 | 0 | 0 | 0 | 0 | 0
F3_Commercial_Small Retail_New_Office Equipment_Electric_Server_E6 | F3 | Commercial | Small Retail | New | Office Equipment | Electric | Server | E6 | PACT BC Ratio | 0 | 0 | 0 | 0 | 0 | 0 | 0 | 0 | 0 | 0 | 0 | 0 | 0 | 0 | 0 | 0 | 0 | 0 | 0 | 0 | 0 | 0 | 0 | 0 | 0 | 0 | 0 | 0 | 0 | 0
F3_Commercial_Small Retail_New_Office Equipment_Electric_Server_E7 | F3 | Commercial | Small Retail | New | Office Equipment | Electric | Server | E7 | PACT BC Ratio | 0 | 0 | 0 | 0 | 0 | 0 | 0 | 0 | 0 | 0 | 0 | 0 | 0 | 0 | 0 | 0 | 0 | 0 | 0 | 0 | 0 | 0 | 0 | 0 | 0 | 0 | 0 | 0 | 0 | 0
F3_Commercial_Small Retail_New_Office Equipment_Electric_Server_E8 | F3 | Commercial | Small Retail | New | Office Equipment | Electric | Server | E8 | PACT BC Ratio | 0 | 0 | 0 | 0 | 0 | 0 | 0 | 0 | 0 | 0 | 0 | 0 | 0 | 0 | 0 | 0 | 0 | 0 | 0 | 0 | 0 | 0 | 0 | 0 | 0 | 0 | 0 | 0 | 0 | 0
F3_Commercial_Small Retail_New_Office Equipment_Electric_Server_E9 | F3 | Commercial | Small Retail | New | Office Equipment | Electric | Server | E9 | PACT BC Ratio | 0 | 0 | 0 | 0 | 0 | 0 | 0 | 0 | 0 | 0 | 0 | 0 | 0 | 0 | 0 | 0 | 0 | 0 | 0 | 0 | 0 | 0 | 0 | 0 | 0 | 0 | 0 | 0 | 0 | 0
F3_Commercial_Small Retail_New_Office Equipment_Electric_Server_E10 | F3 | Commercial | Small Retail | New | Office Equipment | Electric | Server | E10 | PACT BC Ratio | 0 | 0 | 0 | 0 | 0 | 0 | 0 | 0 | 0 | 0 | 0 | 0 | 0 | 0 | 0 | 0 | 0 | 0 | 0 | 0 | 0 | 0 | 0 | 0 | 0 | 0 | 0 | 0 | 0 | 0
F4_Commercial_Small Retail_New_Office Equipment_Electric_Server_E1 | F4 | Commercial | Small Retail | New | Office Equipment | Electric | Server | E1 | RVT BC Ratio | 0 | 0 | 0 | 0 | 0 | 0 | 0 | 0 | 0 | 0 | 0 | 0 | 0 | 0 | 0 | 0 | 0 | 0 | 0 | 0 | 0 | 0 | 0 | 0 | 0 | 0 | 0 | 0 | 0 | 0
F4_Commercial_Small Retail_New_Office Equipment_Electric_Server_E2 | F4 | Commercial | Small Retail | New | Office Equipment | Electric | Server | E2 | RVT BC Ratio | 0 | 0 | 0 | 0 | 0 | 0 | 0 | 0 | 0 | 0 | 0 | 0 | 0 | 0 | 0 | 0 | 0 | 0 | 0 | 0 | 0 | 0 | 0 | 0 | 0 | 0 | 0 | 0 | 0 | 0
F4_Commercial_Small Retail_New_Office Equipment_Electric_Server_E3 | F4 | Commercial | Small Retail | New | Office Equipment | Electric | Server | E3 | RVT BC Ratio | 0 | 0 | 0 | 0 | 0 | 0 | 0 | 0 | 0 | 0 | 0 | 0 | 0 | 0 | 0 | 0 | 0 | 0 | 0 | 0 | 0 | 0 | 0 | 0 | 0 | 0 | 0 | 0 | 0 | 0
F4_Commercial_Small Retail_New_Office Equipment_Electric_Server_E4 | F4 | Commercial | Small Retail | New | Office Equipment | Electric | Server | E4 | RVT BC Ratio | 0 | 0 | 0 | 0 | 0 | 0 | 0 | 0 | 0 | 0 | 0 | 0 | 0 | 0 | 0 | 0 | 0 | 0 | 0 | 0 | 0 | 0 | 0 | 0 | 0 | 0 | 0 | 0 | 0 | 0
F4_Commercial_Small Retail_New_Office Equipment_Electric_Server_E5 | F4 | Commercial | Small Retail | New | Office Equipment | Electric | Server | E5 | RVT BC Ratio | 0 | 0 | 0 | 0 | 0 | 0 | 0 | 0 | 0 | 0 | 0 | 0 | 0 | 0 | 0 | 0 | 0 | 0 | 0 | 0 | 0 | 0 | 0 | 0 | 0 | 0 | 0 | 0 | 0 | 0
F4_Commercial_Small Retail_New_Office Equipment_Electric_Server_E6 | F4 | Commercial | Small Retail | New | Office Equipment | Electric | Server | E6 | RVT BC Ratio | 0 | 0 | 0 | 0 | 0 | 0 | 0 | 0 | 0 | 0 | 0 | 0 | 0 | 0 | 0 | 0 | 0 | 0 | 0 | 0 | 0 | 0 | 0 | 0 | 0 | 0 | 0 | 0 | 0 | 0
F4_Commercial_Small Retail_New_Office Equipment_Electric_Server_E7 | F4 | Commercial | Small Retail | New | Office Equipment | Electric | Server | E7 | RVT BC Ratio | 0 | 0 | 0 | 0 | 0 | 0 | 0 | 0 | 0 | 0 | 0 | 0 | 0 | 0 | 0 | 0 | 0 | 0 | 0 | 0 | 0 | 0 | 0 | 0 | 0 | 0 | 0 | 0 | 0 | 0
F4_Commercial_Small Retail_New_Office Equipment_Electric_Server_E8 | F4 | Commercial | Small Retail | New | Office Equipment | Electric | Server | E8 | RVT BC Ratio | 0 | 0 | 0 | 0 | 0 | 0 | 0 | 0 | 0 | 0 | 0 | 0 | 0 | 0 | 0 | 0 | 0 | 0 | 0 | 0 | 0 | 0 | 0 | 0 | 0 | 0 | 0 | 0 | 0 | 0
F4_Commercial_Small Retail_New_Office Equipment_Electric_Server_E9 | F4 | Commercial | Small Retail | New | Office Equipment | Electric | Server | E9 | RVT BC Ratio | 0 | 0 | 0 | 0 | 0 | 0 | 0 | 0 | 0 | 0 | 0 | 0 | 0 | 0 | 0 | 0 | 0 | 0 | 0 | 0 | 0 | 0 | 0 | 0 | 0 | 0 | 0 | 0 | 0 | 0
F4_Commercial_Small Retail_New_Office Equipment_Electric_Server_E10 | F4 | Commercial | Small Retail | New | Office Equipment | Electric | Server | E10 | RVT BC Ratio | 0 | 0 | 0 | 0 | 0 | 0 | 0 | 0 | 0 | 0 | 0 | 0 | 0 | 0 | 0 | 0 | 0 | 0 | 0 | 0 | 0 | 0 | 0 | 0 | 0 | 0 | 0 | 0 | 0 | 0
F5_Commercial_Small Retail_New_Office Equipment_Electric_Server_E1 | F5 | Commercial | Small Retail | New | Office Equipment | Electric | Server | E1 | RIM BC Ratio | 0 | 0 | 0 | 0 | 0 | 0 | 0 | 0 | 0 | 0 | 0 | 0 | 0 | 0 | 0 | 0 | 0 | 0 | 0 | 0 | 0 | 0 | 0 | 0 | 0 | 0 | 0 | 0 | 0 | 0
F5_Commercial_Small Retail_New_Office Equipment_Electric_Server_E2 | F5 | Commercial | Small Retail | New | Office Equipment | Electric | Server | E2 | RIM BC Ratio | 0 | 0 | 0 | 0 | 0 | 0 | 0 | 0 | 0 | 0 | 0 | 0 | 0 | 0 | 0 | 0 | 0 | 0 | 0 | 0 | 0 | 0 | 0 | 0 | 0 | 0 | 0 | 0 | 0 | 0
F5_Commercial_Small Retail_New_Office Equipment_Electric_Server_E3 | F5 | Commercial | Small Retail | New | Office Equipment | Electric | Server | E3 | RIM BC Ratio | 0 | 0 | 0 | 0 | 0 | 0 | 0 | 0 | 0 | 0 | 0 | 0 | 0 | 0 | 0 | 0 | 0 | 0 | 0 | 0 | 0 | 0 | 0 | 0 | 0 | 0 | 0 | 0 | 0 | 0
F5_Commercial_Small Retail_New_Office Equipment_Electric_Server_E4 | F5 | Commercial | Small Retail | New | Office Equipment | Electric | Server | E4 | RIM BC Ratio | 0 | 0 | 0 | 0 | 0 | 0 | 0 | 0 | 0 | 0 | 0 | 0 | 0 | 0 | 0 | 0 | 0 | 0 | 0 | 0 | 0 | 0 | 0 | 0 | 0 | 0 | 0 | 0 | 0 | 0
F5_Commercial_Small Retail_New_Office Equipment_Electric_Server_E5 | F5 | Commercial | Small Retail | New | Office Equipment | Electric | Server | E5 | RIM BC Ratio | 0 | 0 | 0 | 0 | 0 | 0 | 0 | 0 | 0 | 0 | 0 | 0 | 0 | 0 | 0 | 0 | 0 | 0 | 0 | 0 | 0 | 0 | 0 | 0 | 0 | 0 | 0 | 0 | 0 | 0
F5_Commercial_Small Retail_New_Office Equipment_Electric_Server_E6 | F5 | Commercial | Small Retail | New | Office Equipment | Electric | Server | E6 | RIM BC Ratio | 0 | 0 | 0 | 0 | 0 | 0 | 0 | 0 | 0 | 0 | 0 | 0 | 0 | 0 | 0 | 0 | 0 | 0 | 0 | 0 | 0 | 0 | 0 | 0 | 0 | 0 | 0 | 0 | 0 | 0
F5_Commercial_Small Retail_New_Office Equipment_Electric_Server_E7 | F5 | Commercial | Small Retail | New | Office Equipment | Electric | Server | E7 | RIM BC Ratio | 0 | 0 | 0 | 0 | 0 | 0 | 0 | 0 | 0 | 0 | 0 | 0 | 0 | 0 | 0 | 0 | 0 | 0 | 0 | 0 | 0 | 0 | 0 | 0 | 0 | 0 | 0 | 0 | 0 | 0
F5_Commercial_Small Retail_New_Office Equipment_Electric_Server_E8 | F5 | Commercial | Small Retail | New | Office Equipment | Electric | Server | E8 | RIM BC Ratio | 0 | 0 | 0 | 0 | 0 | 0 | 0 | 0 | 0 | 0 | 0 | 0 | 0 | 0 | 0 | 0 | 0 | 0 | 0 | 0 | 0 | 0 | 0 | 0 | 0 | 0 | 0 | 0 | 0 | 0
F5_Commercial_Small Retail_New_Office Equipment_Electric_Server_E9 | F5 | Commercial | Small Retail | New | Office Equipment | Electric | Server | E9 | RIM BC Ratio | 0 | 0 | 0 | 0 | 0 | 0 | 0 | 0 | 0 | 0 | 0 | 0 | 0 | 0 | 0 | 0 | 0 | 0 | 0 | 0 | 0 | 0 | 0 | 0 | 0 | 0 | 0 | 0 | 0 | 0
F5_Commercial_Small Retail_New_Office Equipment_Electric_Server_E10 | F5 | Commercial | Small Retail | New | Office Equipment | Electric | Server | E10 | RIM BC Ratio | 0 | 0 | 0 | 0 | 0 | 0 | 0 | 0 | 0 | 0 | 0 | 0 | 0 | 0 | 0 | 0 | 0 | 0 | 0 | 0 | 0 | 0 | 0 | 0 | 0 | 0 | 0 | 0 | 0 | 0
F0_Commercial_Small Retail_New_Office Equipment_Electric_Monitor_E0 | F0 | Commercial | Small Retail | New | Office Equipment | Electric | Monitor | E0 | Economic Unit | 0 | 0 | 0 | 0 | 0 | 0 | 0 | 0 | 0 | 0 | 0 | 0 | 0 | 0 | 0 | 0 | 0 | 0 | 0 | 0 | 0 | 0 | 0 | 0 | 0 | 0 | 0 | 0 | 0 | 0
F1_Commercial_Small Retail_New_Office Equipment_Electric_Monitor_E1 | F1 | Commercial | Small Retail | New | Office Equipment | Electric | Monitor | E1 | CCE | 0 | 0 | 0 | 0 | 0 | 0 | 0 | 0 | 0 | 0 | 0 | 0 | 0 | 0 | 0 | 0 | 0 | 0 | 0 | 0 | 0 | 0 | 0 | 0 | 0 | 0 | 0 | 0 | 0 | 0
F1_Commercial_Small Retail_New_Office Equipment_Electric_Monitor_E2 | F1 | Commercial | Small Retail | New | Office Equipment | Electric | Monitor | E2 | CCE | 0 | 0 | 0 | 0 | 0 | 0 | 0 | 0 | 0 | 0 | 0 | 0 | 0 | 0 | 0 | 0 | 0 | 0 | 0 | 0 | 0 | 0 | 0 | 0 | 0 | 0 | 0 | 0 | 0 | 0
F1_Commercial_Small Retail_New_Office Equipment_Electric_Monitor_E3 | F1 | Commercial | Small Retail | New | Office Equipment | Electric | Monitor | E3 | CCE | 0 | 0 | 0 | 0 | 0 | 0 | 0 | 0 | 0 | 0 | 0 | 0 | 0 | 0 | 0 | 0 | 0 | 0 | 0 | 0 | 0 | 0 | 0 | 0 | 0 | 0 | 0 | 0 | 0 | 0
F1_Commercial_Small Retail_New_Office Equipment_Electric_Monitor_E4 | F1 | Commercial | Small Retail | New | Office Equipment | Electric | Monitor | E4 | CCE | 0 | 0 | 0 | 0 | 0 | 0 | 0 | 0 | 0 | 0 | 0 | 0 | 0 | 0 | 0 | 0 | 0 | 0 | 0 | 0 | 0 | 0 | 0 | 0 | 0 | 0 | 0 | 0 | 0 | 0
F1_Commercial_Small Retail_New_Office Equipment_Electric_Monitor_E5 | F1 | Commercial | Small Retail | New | Office Equipment | Electric | Monitor | E5 | CCE | 0 | 0 | 0 | 0 | 0 | 0 | 0 | 0 | 0 | 0 | 0 | 0 | 0 | 0 | 0 | 0 | 0 | 0 | 0 | 0 | 0 | 0 | 0 | 0 | 0 | 0 | 0 | 0 | 0 | 0
F1_Commercial_Small Retail_New_Office Equipment_Electric_Monitor_E6 | F1 | Commercial | Small Retail | New | Office Equipment | Electric | Monitor | E6 | CCE | 0 | 0 | 0 | 0 | 0 | 0 | 0 | 0 | 0 | 0 | 0 | 0 | 0 | 0 | 0 | 0 | 0 | 0 | 0 | 0 | 0 | 0 | 0 | 0 | 0 | 0 | 0 | 0 | 0 | 0
F1_Commercial_Small Retail_New_Office Equipment_Electric_Monitor_E7 | F1 | Commercial | Small Retail | New | Office Equipment | Electric | Monitor | E7 | CCE | 0 | 0 | 0 | 0 | 0 | 0 | 0 | 0 | 0 | 0 | 0 | 0 | 0 | 0 | 0 | 0 | 0 | 0 | 0 | 0 | 0 | 0 | 0 | 0 | 0 | 0 | 0 | 0 | 0 | 0
F1_Commercial_Small Retail_New_Office Equipment_Electric_Monitor_E8 | F1 | Commercial | Small Retail | New | Office Equipment | Electric | Monitor | E8 | CCE | 0 | 0 | 0 | 0 | 0 | 0 | 0 | 0 | 0 | 0 | 0 | 0 | 0 | 0 | 0 | 0 | 0 | 0 | 0 | 0 | 0 | 0 | 0 | 0 | 0 | 0 | 0 | 0 | 0 | 0
F1_Commercial_Small Retail_New_Office Equipment_Electric_Monitor_E9 | F1 | Commercial | Small Retail | New | Office Equipment | Electric | Monitor | E9 | CCE | 0 | 0 | 0 | 0 | 0 | 0 | 0 | 0 | 0 | 0 | 0 | 0 | 0 | 0 | 0 | 0 | 0 | 0 | 0 | 0 | 0 | 0 | 0 | 0 | 0 | 0 | 0 | 0 | 0 | 0
F1_Commercial_Small Retail_New_Office Equipment_Electric_Monitor_E10 | F1 | Commercial | Small Retail | New | Office Equipment | Electric | Monitor | E10 | CCE | 0 | 0 | 0 | 0 | 0 | 0 | 0 | 0 | 0 | 0 | 0 | 0 | 0 | 0 | 0 | 0 | 0 | 0 | 0 | 0 | 0 | 0 | 0 | 0 | 0 | 0 | 0 | 0 | 0 | 0
F2_Commercial_Small Retail_New_Office Equipment_Electric_Monitor_E1 | F2 | Commercial | Small Retail | New | Office Equipment | Electric | Monitor | E1 | TRC BC Ratio | 0 | 0 | 0 | 0 | 0 | 0 | 0 | 0 | 0 | 0 | 0 | 0 | 0 | 0 | 0 | 0 | 0 | 0 | 0 | 0 | 0 | 0 | 0 | 0 | 0 | 0 | 0 | 0 | 0 | 0
F2_Commercial_Small Retail_New_Office Equipment_Electric_Monitor_E2 | F2 | Commercial | Small Retail | New | Office Equipment | Electric | Monitor | E2 | TRC BC Ratio | 0 | 0 | 0 | 0 | 0 | 0 | 0 | 0 | 0 | 0 | 0 | 0 | 0 | 0 | 0 | 0 | 0 | 0 | 0 | 0 | 0 | 0 | 0 | 0 | 0 | 0 | 0 | 0 | 0 | 0
F2_Commercial_Small Retail_New_Office Equipment_Electric_Monitor_E3 | F2 | Commercial | Small Retail | New | Office Equipment | Electric | Monitor | E3 | TRC BC Ratio | 0 | 0 | 0 | 0 | 0 | 0 | 0 | 0 | 0 | 0 | 0 | 0 | 0 | 0 | 0 | 0 | 0 | 0 | 0 | 0 | 0 | 0 | 0 | 0 | 0 | 0 | 0 | 0 | 0 | 0
F2_Commercial_Small Retail_New_Office Equipment_Electric_Monitor_E4 | F2 | Commercial | Small Retail | New | Office Equipment | Electric | Monitor | E4 | TRC BC Ratio | 0 | 0 | 0 | 0 | 0 | 0 | 0 | 0 | 0 | 0 | 0 | 0 | 0 | 0 | 0 | 0 | 0 | 0 | 0 | 0 | 0 | 0 | 0 | 0 | 0 | 0 | 0 | 0 | 0 | 0
F2_Commercial_Small Retail_New_Office Equipment_Electric_Monitor_E5 | F2 | Commercial | Small Retail | New | Office Equipment | Electric | Monitor | E5 | TRC BC Ratio | 0 | 0 | 0 | 0 | 0 | 0 | 0 | 0 | 0 | 0 | 0 | 0 | 0 | 0 | 0 | 0 | 0 | 0 | 0 | 0 | 0 | 0 | 0 | 0 | 0 | 0 | 0 | 0 | 0 | 0
F2_Commercial_Small Retail_New_Office Equipment_Electric_Monitor_E6 | F2 | Commercial | Small Retail | New | Office Equipment | Electric | Monitor | E6 | TRC BC Ratio | 0 | 0 | 0 | 0 | 0 | 0 | 0 | 0 | 0 | 0 | 0 | 0 | 0 | 0 | 0 | 0 | 0 | 0 | 0 | 0 | 0 | 0 | 0 | 0 | 0 | 0 | 0 | 0 | 0 | 0
F2_Commercial_Small Retail_New_Office Equipment_Electric_Monitor_E7 | F2 | Commercial | Small Retail | New | Office Equipment | Electric | Monitor | E7 | TRC BC Ratio | 0 | 0 | 0 | 0 | 0 | 0 | 0 | 0 | 0 | 0 | 0 | 0 | 0 | 0 | 0 | 0 | 0 | 0 | 0 | 0 | 0 | 0 | 0 | 0 | 0 | 0 | 0 | 0 | 0 | 0
F2_Commercial_Small Retail_New_Office Equipment_Electric_Monitor_E8 | F2 | Commercial | Small Retail | New | Office Equipment | Electric | Monitor | E8 | TRC BC Ratio | 0 | 0 | 0 | 0 | 0 | 0 | 0 | 0 | 0 | 0 | 0 | 0 | 0 | 0 | 0 | 0 | 0 | 0 | 0 | 0 | 0 | 0 | 0 | 0 | 0 | 0 | 0 | 0 | 0 | 0
F2_Commercial_Small Retail_New_Office Equipment_Electric_Monitor_E9 | F2 | Commercial | Small Retail | New | Office Equipment | Electric | Monitor | E9 | TRC BC Ratio | 0 | 0 | 0 | 0 | 0 | 0 | 0 | 0 | 0 | 0 | 0 | 0 | 0 | 0 | 0 | 0 | 0 | 0 | 0 | 0 | 0 | 0 | 0 | 0 | 0 | 0 | 0 | 0 | 0 | 0
F2_Commercial_Small Retail_New_Office Equipment_Electric_Monitor_E10 | F2 | Commercial | Small Retail | New | Office Equipment | Electric | Monitor | E10 | TRC BC Ratio | 0 | 0 | 0 | 0 | 0 | 0 | 0 | 0 | 0 | 0 | 0 | 0 | 0 | 0 | 0 | 0 | 0 | 0 | 0 | 0 | 0 | 0 | 0 | 0 | 0 | 0 | 0 | 0 | 0 | 0
F3_Commercial_Small Retail_New_Office Equipment_Electric_Monitor_E1 | F3 | Commercial | Small Retail | New | Office Equipment | Electric | Monitor | E1 | PACT BC Ratio | 0 | 0 | 0 | 0 | 0 | 0 | 0 | 0 | 0 | 0 | 0 | 0 | 0 | 0 | 0 | 0 | 0 | 0 | 0 | 0 | 0 | 0 | 0 | 0 | 0 | 0 | 0 | 0 | 0 | 0
F3_Commercial_Small Retail_New_Office Equipment_Electric_Monitor_E2 | F3 | Commercial | Small Retail | New | Office Equipment | Electric | Monitor | E2 | PACT BC Ratio | 0 | 0 | 0 | 0 | 0 | 0 | 0 | 0 | 0 | 0 | 0 | 0 | 0 | 0 | 0 | 0 | 0 | 0 | 0 | 0 | 0 | 0 | 0 | 0 | 0 | 0 | 0 | 0 | 0 | 0
F3_Commercial_Small Retail_New_Office Equipment_Electric_Monitor_E3 | F3 | Commercial | Small Retail | New | Office Equipment | Electric | Monitor | E3 | PACT BC Ratio | 0 | 0 | 0 | 0 | 0 | 0 | 0 | 0 | 0 | 0 | 0 | 0 | 0 | 0 | 0 | 0 | 0 | 0 | 0 | 0 | 0 | 0 | 0 | 0 | 0 | 0 | 0 | 0 | 0 | 0
F3_Commercial_Small Retail_New_Office Equipment_Electric_Monitor_E4 | F3 | Commercial | Small Retail | New | Office Equipment | Electric | Monitor | E4 | PACT BC Ratio | 0 | 0 | 0 | 0 | 0 | 0 | 0 | 0 | 0 | 0 | 0 | 0 | 0 | 0 | 0 | 0 | 0 | 0 | 0 | 0 | 0 | 0 | 0 | 0 | 0 | 0 | 0 | 0 | 0 | 0
F3_Commercial_Small Retail_New_Office Equipment_Electric_Monitor_E5 | F3 | Commercial | Small Retail | New | Office Equipment | Electric | Monitor | E5 | PACT BC Ratio | 0 | 0 | 0 | 0 | 0 | 0 | 0 | 0 | 0 | 0 | 0 | 0 | 0 | 0 | 0 | 0 | 0 | 0 | 0 | 0 | 0 | 0 | 0 | 0 | 0 | 0 | 0 | 0 | 0 | 0
F3_Commercial_Small Retail_New_Office Equipment_Electric_Monitor_E6 | F3 | Commercial | Small Retail | New | Office Equipment | Electric | Monitor | E6 | PACT BC Ratio | 0 | 0 | 0 | 0 | 0 | 0 | 0 | 0 | 0 | 0 | 0 | 0 | 0 | 0 | 0 | 0 | 0 | 0 | 0 | 0 | 0 | 0 | 0 | 0 | 0 | 0 | 0 | 0 | 0 | 0
F3_Commercial_Small Retail_New_Office Equipment_Electric_Monitor_E7 | F3 | Commercial | Small Retail | New | Office Equipment | Electric | Monitor | E7 | PACT BC Ratio | 0 | 0 | 0 | 0 | 0 | 0 | 0 | 0 | 0 | 0 | 0 | 0 | 0 | 0 | 0 | 0 | 0 | 0 | 0 | 0 | 0 | 0 | 0 | 0 | 0 | 0 | 0 | 0 | 0 | 0
F3_Commercial_Small Retail_New_Office Equipment_Electric_Monitor_E8 | F3 | Commercial | Small Retail | New | Office Equipment | Electric | Monitor | E8 | PACT BC Ratio | 0 | 0 | 0 | 0 | 0 | 0 | 0 | 0 | 0 | 0 | 0 | 0 | 0 | 0 | 0 | 0 | 0 | 0 | 0 | 0 | 0 | 0 | 0 | 0 | 0 | 0 | 0 | 0 | 0 | 0
F3_Commercial_Small Retail_New_Office Equipment_Electric_Monitor_E9 | F3 | Commercial | Small Retail | New | Office Equipment | Electric | Monitor | E9 | PACT BC Ratio | 0 | 0 | 0 | 0 | 0 | 0 | 0 | 0 | 0 | 0 | 0 | 0 | 0 | 0 | 0 | 0 | 0 | 0 | 0 | 0 | 0 | 0 | 0 | 0 | 0 | 0 | 0 | 0 | 0 | 0
F3_Commercial_Small Retail_New_Office Equipment_Electric_Monitor_E10 | F3 | Commercial | Small Retail | New | Office Equipment | Electric | Monitor | E10 | PACT BC Ratio | 0 | 0 | 0 | 0 | 0 | 0 | 0 | 0 | 0 | 0 | 0 | 0 | 0 | 0 | 0 | 0 | 0 | 0 | 0 | 0 | 0 | 0 | 0 | 0 | 0 | 0 | 0 | 0 | 0 | 0
F4_Commercial_Small Retail_New_Office Equipment_Electric_Monitor_E1 | F4 | Commercial | Small Retail | New | Office Equipment | Electric | Monitor | E1 | RVT BC Ratio | 0 | 0 | 0 | 0 | 0 | 0 | 0 | 0 | 0 | 0 | 0 | 0 | 0 | 0 | 0 | 0 | 0 | 0 | 0 | 0 | 0 | 0 | 0 | 0 | 0 | 0 | 0 | 0 | 0 | 0
F4_Commercial_Small Retail_New_Office Equipment_Electric_Monitor_E2 | F4 | Commercial | Small Retail | New | Office Equipment | Electric | Monitor | E2 | RVT BC Ratio | 0 | 0 | 0 | 0 | 0 | 0 | 0 | 0 | 0 | 0 | 0 | 0 | 0 | 0 | 0 | 0 | 0 | 0 | 0 | 0 | 0 | 0 | 0 | 0 | 0 | 0 | 0 | 0 | 0 | 0
F4_Commercial_Small Retail_New_Office Equipment_Electric_Monitor_E3 | F4 | Commercial | Small Retail | New | Office Equipment | Electric | Monitor | E3 | RVT BC Ratio | 0 | 0 | 0 | 0 | 0 | 0 | 0 | 0 | 0 | 0 | 0 | 0 | 0 | 0 | 0 | 0 | 0 | 0 | 0 | 0 | 0 | 0 | 0 | 0 | 0 | 0 | 0 | 0 | 0 | 0
F4_Commercial_Small Retail_New_Office Equipment_Electric_Monitor_E4 | F4 | Commercial | Small Retail | New | Office Equipment | Electric | Monitor | E4 | RVT BC Ratio | 0 | 0 | 0 | 0 | 0 | 0 | 0 | 0 | 0 | 0 | 0 | 0 | 0 | 0 | 0 | 0 | 0 | 0 | 0 | 0 | 0 | 0 | 0 | 0 | 0 | 0 | 0 | 0 | 0 | 0
F4_Commercial_Small Retail_New_Office Equipment_Electric_Monitor_E5 | F4 | Commercial | Small Retail | New | Office Equipment | Electric | Monitor | E5 | RVT BC Ratio | 0 | 0 | 0 | 0 | 0 | 0 | 0 | 0 | 0 | 0 | 0 | 0 | 0 | 0 | 0 | 0 | 0 | 0 | 0 | 0 | 0 | 0 | 0 | 0 | 0 | 0 | 0 | 0 | 0 | 0
F4_Commercial_Small Retail_New_Office Equipment_Electric_Monitor_E6 | F4 | Commercial | Small Retail | New | Office Equipment | Electric | Monitor | E6 | RVT BC Ratio | 0 | 0 | 0 | 0 | 0 | 0 | 0 | 0 | 0 | 0 | 0 | 0 | 0 | 0 | 0 | 0 | 0 | 0 | 0 | 0 | 0 | 0 | 0 | 0 | 0 | 0 | 0 | 0 | 0 | 0
F4_Commercial_Small Retail_New_Office Equipment_Electric_Monitor_E7 | F4 | Commercial | Small Retail | New | Office Equipment | Electric | Monitor | E7 | RVT BC Ratio | 0 | 0 | 0 | 0 | 0 | 0 | 0 | 0 | 0 | 0 | 0 | 0 | 0 | 0 | 0 | 0 | 0 | 0 | 0 | 0 | 0 | 0 | 0 | 0 | 0 | 0 | 0 | 0 | 0 | 0
F4_Commercial_Small Retail_New_Office Equipment_Electric_Monitor_E8 | F4 | Commercial | Small Retail | New | Office Equipment | Electric | Monitor | E8 | RVT BC Ratio | 0 | 0 | 0 | 0 | 0 | 0 | 0 | 0 | 0 | 0 | 0 | 0 | 0 | 0 | 0 | 0 | 0 | 0 | 0 | 0 | 0 | 0 | 0 | 0 | 0 | 0 | 0 | 0 | 0 | 0
F4_Commercial_Small Retail_New_Office Equipment_Electric_Monitor_E9 | F4 | Commercial | Small Retail | New | Office Equipment | Electric | Monitor | E9 | RVT BC Ratio | 0 | 0 | 0 | 0 | 0 | 0 | 0 | 0 | 0 | 0 | 0 | 0 | 0 | 0 | 0 | 0 | 0 | 0 | 0 | 0 | 0 | 0 | 0 | 0 | 0 | 0 | 0 | 0 | 0 | 0
F4_Commercial_Small Retail_New_Office Equipment_Electric_Monitor_E10 | F4 | Commercial | Small Retail | New | Office Equipment | Electric | Monitor | E10 | RVT BC Ratio | 0 | 0 | 0 | 0 | 0 | 0 | 0 | 0 | 0 | 0 | 0 | 0 | 0 | 0 | 0 | 0 | 0 | 0 | 0 | 0 | 0 | 0 | 0 | 0 | 0 | 0 | 0 | 0 | 0 | 0
F5_Commercial_Small Retail_New_Office Equipment_Electric_Monitor_E1 | F5 | Commercial | Small Retail | New | Office Equipment | Electric | Monitor | E1 | RIM BC Ratio | 0 | 0 | 0 | 0 | 0 | 0 | 0 | 0 | 0 | 0 | 0 | 0 | 0 | 0 | 0 | 0 | 0 | 0 | 0 | 0 | 0 | 0 | 0 | 0 | 0 | 0 | 0 | 0 | 0 | 0
F5_Commercial_Small Retail_New_Office Equipment_Electric_Monitor_E2 | F5 | Commercial | Small Retail | New | Office Equipment | Electric | Monitor | E2 | RIM BC Ratio | 0 | 0 | 0 | 0 | 0 | 0 | 0 | 0 | 0 | 0 | 0 | 0 | 0 | 0 | 0 | 0 | 0 | 0 | 0 | 0 | 0 | 0 | 0 | 0 | 0 | 0 | 0 | 0 | 0 | 0
F5_Commercial_Small Retail_New_Office Equipment_Electric_Monitor_E3 | F5 | Commercial | Small Retail | New | Office Equipment | Electric | Monitor | E3 | RIM BC Ratio | 0 | 0 | 0 | 0 | 0 | 0 | 0 | 0 | 0 | 0 | 0 | 0 | 0 | 0 | 0 | 0 | 0 | 0 | 0 | 0 | 0 | 0 | 0 | 0 | 0 | 0 | 0 | 0 | 0 | 0
F5_Commercial_Small Retail_New_Office Equipment_Electric_Monitor_E4 | F5 | Commercial | Small Retail | New | Office Equipment | Electric | Monitor | E4 | RIM BC Ratio | 0 | 0 | 0 | 0 | 0 | 0 | 0 | 0 | 0 | 0 | 0 | 0 | 0 | 0 | 0 | 0 | 0 | 0 | 0 | 0 | 0 | 0 | 0 | 0 | 0 | 0 | 0 | 0 | 0 | 0
F5_Commercial_Small Retail_New_Office Equipment_Electric_Monitor_E5 | F5 | Commercial | Small Retail | New | Office Equipment | Electric | Monitor | E5 | RIM BC Ratio | 0 | 0 | 0 | 0 | 0 | 0 | 0 | 0 | 0 | 0 | 0 | 0 | 0 | 0 | 0 | 0 | 0 | 0 | 0 | 0 | 0 | 0 | 0 | 0 | 0 | 0 | 0 | 0 | 0 | 0
F5_Commercial_Small Retail_New_Office Equipment_Electric_Monitor_E6 | F5 | Commercial | Small Retail | New | Office Equipment | Electric | Monitor | E6 | RIM BC Ratio | 0 | 0 | 0 | 0 | 0 | 0 | 0 | 0 | 0 | 0 | 0 | 0 | 0 | 0 | 0 | 0 | 0 | 0 | 0 | 0 | 0 | 0 | 0 | 0 | 0 | 0 | 0 | 0 | 0 | 0
F5_Commercial_Small Retail_New_Office Equipment_Electric_Monitor_E7 | F5 | Commercial | Small Retail | New | Office Equipment | Electric | Monitor | E7 | RIM BC Ratio | 0 | 0 | 0 | 0 | 0 | 0 | 0 | 0 | 0 | 0 | 0 | 0 | 0 | 0 | 0 | 0 | 0 | 0 | 0 | 0 | 0 | 0 | 0 | 0 | 0 | 0 | 0 | 0 | 0 | 0
F5_Commercial_Small Retail_New_Office Equipment_Electric_Monitor_E8 | F5 | Commercial | Small Retail | New | Office Equipment | Electric | Monitor | E8 | RIM BC Ratio | 0 | 0 | 0 | 0 | 0 | 0 | 0 | 0 | 0 | 0 | 0 | 0 | 0 | 0 | 0 | 0 | 0 | 0 | 0 | 0 | 0 | 0 | 0 | 0 | 0 | 0 | 0 | 0 | 0 | 0
F5_Commercial_Small Retail_New_Office Equipment_Electric_Monitor_E9 | F5 | Commercial | Small Retail | New | Office Equipment | Electric | Monitor | E9 | RIM BC Ratio | 0 | 0 | 0 | 0 | 0 | 0 | 0 | 0 | 0 | 0 | 0 | 0 | 0 | 0 | 0 | 0 | 0 | 0 | 0 | 0 | 0 | 0 | 0 | 0 | 0 | 0 | 0 | 0 | 0 | 0
F5_Commercial_Small Retail_New_Office Equipment_Electric_Monitor_E10 | F5 | Commercial | Small Retail | New | Office Equipment | Electric | Monitor | E10 | RIM BC Ratio | 0 | 0 | 0 | 0 | 0 | 0 | 0 | 0 | 0 | 0 | 0 | 0 | 0 | 0 | 0 | 0 | 0 | 0 | 0 | 0 | 0 | 0 | 0 | 0 | 0 | 0 | 0 | 0 | 0 | 0
F0_Commercial_Small Retail_New_Office Equipment_Electric_Printer/Copier/Fax_E0 | F0 | Commercial | Small Retail | New | Office Equipment | Electric | Printer/Copier/Fax | E0 | Economic Unit | 0 | 0 | 0 | 0 | 0 | 0 | 0 | 0 | 0 | 0 | 0 | 0 | 0 | 0 | 0 | 0 | 0 | 0 | 0 | 0 | 0 | 0 | 0 | 0 | 0 | 0 | 0 | 0 | 0 | 0
F1_Commercial_Small Retail_New_Office Equipment_Electric_Printer/Copier/Fax_E1 | F1 | Commercial | Small Retail | New | Office Equipment | Electric | Printer/Copier/Fax | E1 | CCE | 0 | 0 | 0 | 0 | 0 | 0 | 0 | 0 | 0 | 0 | 0 | 0 | 0 | 0 | 0 | 0 | 0 | 0 | 0 | 0 | 0 | 0 | 0 | 0 | 0 | 0 | 0 | 0 | 0 | 0
F1_Commercial_Small Retail_New_Office Equipment_Electric_Printer/Copier/Fax_E2 | F1 | Commercial | Small Retail | New | Office Equipment | Electric | Printer/Copier/Fax | E2 | CCE | 0 | 0 | 0 | 0 | 0 | 0 | 0 | 0 | 0 | 0 | 0 | 0 | 0 | 0 | 0 | 0 | 0 | 0 | 0 | 0 | 0 | 0 | 0 | 0 | 0 | 0 | 0 | 0 | 0 | 0
F1_Commercial_Small Retail_New_Office Equipment_Electric_Printer/Copier/Fax_E3 | F1 | Commercial | Small Retail | New | Office Equipment | Electric | Printer/Copier/Fax | E3 | CCE | 0 | 0 | 0 | 0 | 0 | 0 | 0 | 0 | 0 | 0 | 0 | 0 | 0 | 0 | 0 | 0 | 0 | 0 | 0 | 0 | 0 | 0 | 0 | 0 | 0 | 0 | 0 | 0 | 0 | 0
F1_Commercial_Small Retail_New_Office Equipment_Electric_Printer/Copier/Fax_E4 | F1 | Commercial | Small Retail | New | Office Equipment | Electric | Printer/Copier/Fax | E4 | CCE | 0 | 0 | 0 | 0 | 0 | 0 | 0 | 0 | 0 | 0 | 0 | 0 | 0 | 0 | 0 | 0 | 0 | 0 | 0 | 0 | 0 | 0 | 0 | 0 | 0 | 0 | 0 | 0 | 0 | 0
F1_Commercial_Small Retail_New_Office Equipment_Electric_Printer/Copier/Fax_E5 | F1 | Commercial | Small Retail | New | Office Equipment | Electric | Printer/Copier/Fax | E5 | CCE | 0 | 0 | 0 | 0 | 0 | 0 | 0 | 0 | 0 | 0 | 0 | 0 | 0 | 0 | 0 | 0 | 0 | 0 | 0 | 0 | 0 | 0 | 0 | 0 | 0 | 0 | 0 | 0 | 0 | 0
F1_Commercial_Small Retail_New_Office Equipment_Electric_Printer/Copier/Fax_E6 | F1 | Commercial | Small Retail | New | Office Equipment | Electric | Printer/Copier/Fax | E6 | CCE | 0 | 0 | 0 | 0 | 0 | 0 | 0 | 0 | 0 | 0 | 0 | 0 | 0 | 0 | 0 | 0 | 0 | 0 | 0 | 0 | 0 | 0 | 0 | 0 | 0 | 0 | 0 | 0 | 0 | 0
F1_Commercial_Small Retail_New_Office Equipment_Electric_Printer/Copier/Fax_E7 | F1 | Commercial | Small Retail | New | Office Equipment | Electric | Printer/Copier/Fax | E7 | CCE | 0 | 0 | 0 | 0 | 0 | 0 | 0 | 0 | 0 | 0 | 0 | 0 | 0 | 0 | 0 | 0 | 0 | 0 | 0 | 0 | 0 | 0 | 0 | 0 | 0 | 0 | 0 | 0 | 0 | 0
F1_Commercial_Small Retail_New_Office Equipment_Electric_Printer/Copier/Fax_E8 | F1 | Commercial | Small Retail | New | Office Equipment | Electric | Printer/Copier/Fax | E8 | CCE | 0 | 0 | 0 | 0 | 0 | 0 | 0 | 0 | 0 | 0 | 0 | 0 | 0 | 0 | 0 | 0 | 0 | 0 | 0 | 0 | 0 | 0 | 0 | 0 | 0 | 0 | 0 | 0 | 0 | 0
F1_Commercial_Small Retail_New_Office Equipment_Electric_Printer/Copier/Fax_E9 | F1 | Commercial | Small Retail | New | Office Equipment | Electric | Printer/Copier/Fax | E9 | CCE | 0 | 0 | 0 | 0 | 0 | 0 | 0 | 0 | 0 | 0 | 0 | 0 | 0 | 0 | 0 | 0 | 0 | 0 | 0 | 0 | 0 | 0 | 0 | 0 | 0 | 0 | 0 | 0 | 0 | 0
F1_Commercial_Small Retail_New_Office Equipment_Electric_Printer/Copier/Fax_E10 | F1 | Commercial | Small Retail | New | Office Equipment | Electric | Printer/Copier/Fax | E10 | CCE | 0 | 0 | 0 | 0 | 0 | 0 | 0 | 0 | 0 | 0 | 0 | 0 | 0 | 0 | 0 | 0 | 0 | 0 | 0 | 0 | 0 | 0 | 0 | 0 | 0 | 0 | 0 | 0 | 0 | 0
F2_Commercial_Small Retail_New_Office Equipment_Electric_Printer/Copier/Fax_E1 | F2 | Commercial | Small Retail | New | Office Equipment | Electric | Printer/Copier/Fax | E1 | TRC BC Ratio | 0 | 0 | 0 | 0 | 0 | 0 | 0 | 0 | 0 | 0 | 0 | 0 | 0 | 0 | 0 | 0 | 0 | 0 | 0 | 0 | 0 | 0 | 0 | 0 | 0 | 0 | 0 | 0 | 0 | 0
F2_Commercial_Small Retail_New_Office Equipment_Electric_Printer/Copier/Fax_E2 | F2 | Commercial | Small Retail | New | Office Equipment | Electric | Printer/Copier/Fax | E2 | TRC BC Ratio | 0 | 0 | 0 | 0 | 0 | 0 | 0 | 0 | 0 | 0 | 0 | 0 | 0 | 0 | 0 | 0 | 0 | 0 | 0 | 0 | 0 | 0 | 0 | 0 | 0 | 0 | 0 | 0 | 0 | 0
F2_Commercial_Small Retail_New_Office Equipment_Electric_Printer/Copier/Fax_E3 | F2 | Commercial | Small Retail | New | Office Equipment | Electric | Printer/Copier/Fax | E3 | TRC BC Ratio | 0 | 0 | 0 | 0 | 0 | 0 | 0 | 0 | 0 | 0 | 0 | 0 | 0 | 0 | 0 | 0 | 0 | 0 | 0 | 0 | 0 | 0 | 0 | 0 | 0 | 0 | 0 | 0 | 0 | 0
F2_Commercial_Small Retail_New_Office Equipment_Electric_Printer/Copier/Fax_E4 | F2 | Commercial | Small Retail | New | Office Equipment | Electric | Printer/Copier/Fax | E4 | TRC BC Ratio | 0 | 0 | 0 | 0 | 0 | 0 | 0 | 0 | 0 | 0 | 0 | 0 | 0 | 0 | 0 | 0 | 0 | 0 | 0 | 0 | 0 | 0 | 0 | 0 | 0 | 0 | 0 | 0 | 0 | 0
F2_Commercial_Small Retail_New_Office Equipment_Electric_Printer/Copier/Fax_E5 | F2 | Commercial | Small Retail | New | Office Equipment | Electric | Printer/Copier/Fax | E5 | TRC BC Ratio | 0 | 0 | 0 | 0 | 0 | 0 | 0 | 0 | 0 | 0 | 0 | 0 | 0 | 0 | 0 | 0 | 0 | 0 | 0 | 0 | 0 | 0 | 0 | 0 | 0 | 0 | 0 | 0 | 0 | 0
F2_Commercial_Small Retail_New_Office Equipment_Electric_Printer/Copier/Fax_E6 | F2 | Commercial | Small Retail | New | Office Equipment | Electric | Printer/Copier/Fax | E6 | TRC BC Ratio | 0 | 0 | 0 | 0 | 0 | 0 | 0 | 0 | 0 | 0 | 0 | 0 | 0 | 0 | 0 | 0 | 0 | 0 | 0 | 0 | 0 | 0 | 0 | 0 | 0 | 0 | 0 | 0 | 0 | 0
F2_Commercial_Small Retail_New_Office Equipment_Electric_Printer/Copier/Fax_E7 | F2 | Commercial | Small Retail | New | Office Equipment | Electric | Printer/Copier/Fax | E7 | TRC BC Ratio | 0 | 0 | 0 | 0 | 0 | 0 | 0 | 0 | 0 | 0 | 0 | 0 | 0 | 0 | 0 | 0 | 0 | 0 | 0 | 0 | 0 | 0 | 0 | 0 | 0 | 0 | 0 | 0 | 0 | 0
F2_Commercial_Small Retail_New_Office Equipment_Electric_Printer/Copier/Fax_E8 | F2 | Commercial | Small Retail | New | Office Equipment | Electric | Printer/Copier/Fax | E8 | TRC BC Ratio | 0 | 0 | 0 | 0 | 0 | 0 | 0 | 0 | 0 | 0 | 0 | 0 | 0 | 0 | 0 | 0 | 0 | 0 | 0 | 0 | 0 | 0 | 0 | 0 | 0 | 0 | 0 | 0 | 0 | 0
F2_Commercial_Small Retail_New_Office Equipment_Electric_Printer/Copier/Fax_E9 | F2 | Commercial | Small Retail | New | Office Equipment | Electric | Printer/Copier/Fax | E9 | TRC BC Ratio | 0 | 0 | 0 | 0 | 0 | 0 | 0 | 0 | 0 | 0 | 0 | 0 | 0 | 0 | 0 | 0 | 0 | 0 | 0 | 0 | 0 | 0 | 0 | 0 | 0 | 0 | 0 | 0 | 0 | 0
F2_Commercial_Small Retail_New_Office Equipment_Electric_Printer/Copier/Fax_E10 | F2 | Commercial | Small Retail | New | Office Equipment | Electric | Printer/Copier/Fax | E10 | TRC BC Ratio | 0 | 0 | 0 | 0 | 0 | 0 | 0 | 0 | 0 | 0 | 0 | 0 | 0 | 0 | 0 | 0 | 0 | 0 | 0 | 0 | 0 | 0 | 0 | 0 | 0 | 0 | 0 | 0 | 0 | 0
F3_Commercial_Small Retail_New_Office Equipment_Electric_Printer/Copier/Fax_E1 | F3 | Commercial | Small Retail | New | Office Equipment | Electric | Printer/Copier/Fax | E1 | PACT BC Ratio | 0 | 0 | 0 | 0 | 0 | 0 | 0 | 0 | 0 | 0 | 0 | 0 | 0 | 0 | 0 | 0 | 0 | 0 | 0 | 0 | 0 | 0 | 0 | 0 | 0 | 0 | 0 | 0 | 0 | 0
F3_Commercial_Small Retail_New_Office Equipment_Electric_Printer/Copier/Fax_E2 | F3 | Commercial | Small Retail | New | Office Equipment | Electric | Printer/Copier/Fax | E2 | PACT BC Ratio | 0 | 0 | 0 | 0 | 0 | 0 | 0 | 0 | 0 | 0 | 0 | 0 | 0 | 0 | 0 | 0 | 0 | 0 | 0 | 0 | 0 | 0 | 0 | 0 | 0 | 0 | 0 | 0 | 0 | 0
F3_Commercial_Small Retail_New_Office Equipment_Electric_Printer/Copier/Fax_E3 | F3 | Commercial | Small Retail | New | Office Equipment | Electric | Printer/Copier/Fax | E3 | PACT BC Ratio | 0 | 0 | 0 | 0 | 0 | 0 | 0 | 0 | 0 | 0 | 0 | 0 | 0 | 0 | 0 | 0 | 0 | 0 | 0 | 0 | 0 | 0 | 0 | 0 | 0 | 0 | 0 | 0 | 0 | 0
F3_Commercial_Small Retail_New_Office Equipment_Electric_Printer/Copier/Fax_E4 | F3 | Commercial | Small Retail | New | Office Equipment | Electric | Printer/Copier/Fax | E4 | PACT BC Ratio | 0 | 0 | 0 | 0 | 0 | 0 | 0 | 0 | 0 | 0 | 0 | 0 | 0 | 0 | 0 | 0 | 0 | 0 | 0 | 0 | 0 | 0 | 0 | 0 | 0 | 0 | 0 | 0 | 0 | 0
F3_Commercial_Small Retail_New_Office Equipment_Electric_Printer/Copier/Fax_E5 | F3 | Commercial | Small Retail | New | Office Equipment | Electric | Printer/Copier/Fax | E5 | PACT BC Ratio | 0 | 0 | 0 | 0 | 0 | 0 | 0 | 0 | 0 | 0 | 0 | 0 | 0 | 0 | 0 | 0 | 0 | 0 | 0 | 0 | 0 | 0 | 0 | 0 | 0 | 0 | 0 | 0 | 0 | 0
F3_Commercial_Small Retail_New_Office Equipment_Electric_Printer/Copier/Fax_E6 | F3 | Commercial | Small Retail | New | Office Equipment | Electric | Printer/Copier/Fax | E6 | PACT BC Ratio | 0 | 0 | 0 | 0 | 0 | 0 | 0 | 0 | 0 | 0 | 0 | 0 | 0 | 0 | 0 | 0 | 0 | 0 | 0 | 0 | 0 | 0 | 0 | 0 | 0 | 0 | 0 | 0 | 0 | 0
F3_Commercial_Small Retail_New_Office Equipment_Electric_Printer/Copier/Fax_E7 | F3 | Commercial | Small Retail | New | Office Equipment | Electric | Printer/Copier/Fax | E7 | PACT BC Ratio | 0 | 0 | 0 | 0 | 0 | 0 | 0 | 0 | 0 | 0 | 0 | 0 | 0 | 0 | 0 | 0 | 0 | 0 | 0 | 0 | 0 | 0 | 0 | 0 | 0 | 0 | 0 | 0 | 0 | 0
F3_Commercial_Small Retail_New_Office Equipment_Electric_Printer/Copier/Fax_E8 | F3 | Commercial | Small Retail | New | Office Equipment | Electric | Printer/Copier/Fax | E8 | PACT BC Ratio | 0 | 0 | 0 | 0 | 0 | 0 | 0 | 0 | 0 | 0 | 0 | 0 | 0 | 0 | 0 | 0 | 0 | 0 | 0 | 0 | 0 | 0 | 0 | 0 | 0 | 0 | 0 | 0 | 0 | 0
F3_Commercial_Small Retail_New_Office Equipment_Electric_Printer/Copier/Fax_E9 | F3 | Commercial | Small Retail | New | Office Equipment | Electric | Printer/Copier/Fax | E9 | PACT BC Ratio | 0 | 0 | 0 | 0 | 0 | 0 | 0 | 0 | 0 | 0 | 0 | 0 | 0 | 0 | 0 | 0 | 0 | 0 | 0 | 0 | 0 | 0 | 0 | 0 | 0 | 0 | 0 | 0 | 0 | 0
F3_Commercial_Small Retail_New_Office Equipment_Electric_Printer/Copier/Fax_E10 | F3 | Commercial | Small Retail | New | Office Equipment | Electric | Printer/Copier/Fax | E10 | PACT BC Ratio | 0 | 0 | 0 | 0 | 0 | 0 | 0 | 0 | 0 | 0 | 0 | 0 | 0 | 0 | 0 | 0 | 0 | 0 | 0 | 0 | 0 | 0 | 0 | 0 | 0 | 0 | 0 | 0 | 0 | 0
F4_Commercial_Small Retail_New_Office Equipment_Electric_Printer/Copier/Fax_E1 | F4 | Commercial | Small Retail | New | Office Equipment | Electric | Printer/Copier/Fax | E1 | RVT BC Ratio | 0 | 0 | 0 | 0 | 0 | 0 | 0 | 0 | 0 | 0 | 0 | 0 | 0 | 0 | 0 | 0 | 0 | 0 | 0 | 0 | 0 | 0 | 0 | 0 | 0 | 0 | 0 | 0 | 0 | 0
F4_Commercial_Small Retail_New_Office Equipment_Electric_Printer/Copier/Fax_E2 | F4 | Commercial | Small Retail | New | Office Equipment | Electric | Printer/Copier/Fax | E2 | RVT BC Ratio | 0 | 0 | 0 | 0 | 0 | 0 | 0 | 0 | 0 | 0 | 0 | 0 | 0 | 0 | 0 | 0 | 0 | 0 | 0 | 0 | 0 | 0 | 0 | 0 | 0 | 0 | 0 | 0 | 0 | 0
F4_Commercial_Small Retail_New_Office Equipment_Electric_Printer/Copier/Fax_E3 | F4 | Commercial | Small Retail | New | Office Equipment | Electric | Printer/Copier/Fax | E3 | RVT BC Ratio | 0 | 0 | 0 | 0 | 0 | 0 | 0 | 0 | 0 | 0 | 0 | 0 | 0 | 0 | 0 | 0 | 0 | 0 | 0 | 0 | 0 | 0 | 0 | 0 | 0 | 0 | 0 | 0 | 0 | 0
F4_Commercial_Small Retail_New_Office Equipment_Electric_Printer/Copier/Fax_E4 | F4 | Commercial | Small Retail | New | Office Equipment | Electric | Printer/Copier/Fax | E4 | RVT BC Ratio | 0 | 0 | 0 | 0 | 0 | 0 | 0 | 0 | 0 | 0 | 0 | 0 | 0 | 0 | 0 | 0 | 0 | 0 | 0 | 0 | 0 | 0 | 0 | 0 | 0 | 0 | 0 | 0 | 0 | 0
F4_Commercial_Small Retail_New_Office Equipment_Electric_Printer/Copier/Fax_E5 | F4 | Commercial | Small Retail | New | Office Equipment | Electric | Printer/Copier/Fax | E5 | RVT BC Ratio | 0 | 0 | 0 | 0 | 0 | 0 | 0 | 0 | 0 | 0 | 0 | 0 | 0 | 0 | 0 | 0 | 0 | 0 | 0 | 0 | 0 | 0 | 0 | 0 | 0 | 0 | 0 | 0 | 0 | 0
F4_Commercial_Small Retail_New_Office Equipment_Electric_Printer/Copier/Fax_E6 | F4 | Commercial | Small Retail | New | Office Equipment | Electric | Printer/Copier/Fax | E6 | RVT BC Ratio | 0 | 0 | 0 | 0 | 0 | 0 | 0 | 0 | 0 | 0 | 0 | 0 | 0 | 0 | 0 | 0 | 0 | 0 | 0 | 0 | 0 | 0 | 0 | 0 | 0 | 0 | 0 | 0 | 0 | 0
F4_Commercial_Small Retail_New_Office Equipment_Electric_Printer/Copier/Fax_E7 | F4 | Commercial | Small Retail | New | Office Equipment | Electric | Printer/Copier/Fax | E7 | RVT BC Ratio | 0 | 0 | 0 | 0 | 0 | 0 | 0 | 0 | 0 | 0 | 0 | 0 | 0 | 0 | 0 | 0 | 0 | 0 | 0 | 0 | 0 | 0 | 0 | 0 | 0 | 0 | 0 | 0 | 0 | 0
F4_Commercial_Small Retail_New_Office Equipment_Electric_Printer/Copier/Fax_E8 | F4 | Commercial | Small Retail | New | Office Equipment | Electric | Printer/Copier/Fax | E8 | RVT BC Ratio | 0 | 0 | 0 | 0 | 0 | 0 | 0 | 0 | 0 | 0 | 0 | 0 | 0 | 0 | 0 | 0 | 0 | 0 | 0 | 0 | 0 | 0 | 0 | 0 | 0 | 0 | 0 | 0 | 0 | 0
F4_Commercial_Small Retail_New_Office Equipment_Electric_Printer/Copier/Fax_E9 | F4 | Commercial | Small Retail | New | Office Equipment | Electric | Printer/Copier/Fax | E9 | RVT BC Ratio | 0 | 0 | 0 | 0 | 0 | 0 | 0 | 0 | 0 | 0 | 0 | 0 | 0 | 0 | 0 | 0 | 0 | 0 | 0 | 0 | 0 | 0 | 0 | 0 | 0 | 0 | 0 | 0 | 0 | 0
F4_Commercial_Small Retail_New_Office Equipment_Electric_Printer/Copier/Fax_E10 | F4 | Commercial | Small Retail | New | Office Equipment | Electric | Printer/Copier/Fax | E10 | RVT BC Ratio | 0 | 0 | 0 | 0 | 0 | 0 | 0 | 0 | 0 | 0 | 0 | 0 | 0 | 0 | 0 | 0 | 0 | 0 | 0 | 0 | 0 | 0 | 0 | 0 | 0 | 0 | 0 | 0 | 0 | 0
F5_Commercial_Small Retail_New_Office Equipment_Electric_Printer/Copier/Fax_E1 | F5 | Commercial | Small Retail | New | Office Equipment | Electric | Printer/Copier/Fax | E1 | RIM BC Ratio | 0 | 0 | 0 | 0 | 0 | 0 | 0 | 0 | 0 | 0 | 0 | 0 | 0 | 0 | 0 | 0 | 0 | 0 | 0 | 0 | 0 | 0 | 0 | 0 | 0 | 0 | 0 | 0 | 0 | 0
F5_Commercial_Small Retail_New_Office Equipment_Electric_Printer/Copier/Fax_E2 | F5 | Commercial | Small Retail | New | Office Equipment | Electric | Printer/Copier/Fax | E2 | RIM BC Ratio | 0 | 0 | 0 | 0 | 0 | 0 | 0 | 0 | 0 | 0 | 0 | 0 | 0 | 0 | 0 | 0 | 0 | 0 | 0 | 0 | 0 | 0 | 0 | 0 | 0 | 0 | 0 | 0 | 0 | 0
F5_Commercial_Small Retail_New_Office Equipment_Electric_Printer/Copier/Fax_E3 | F5 | Commercial | Small Retail | New | Office Equipment | Electric | Printer/Copier/Fax | E3 | RIM BC Ratio | 0 | 0 | 0 | 0 | 0 | 0 | 0 | 0 | 0 | 0 | 0 | 0 | 0 | 0 | 0 | 0 | 0 | 0 | 0 | 0 | 0 | 0 | 0 | 0 | 0 | 0 | 0 | 0 | 0 | 0
F5_Commercial_Small Retail_New_Office Equipment_Electric_Printer/Copier/Fax_E4 | F5 | Commercial | Small Retail | New | Office Equipment | Electric | Printer/Copier/Fax | E4 | RIM BC Ratio | 0 | 0 | 0 | 0 | 0 | 0 | 0 | 0 | 0 | 0 | 0 | 0 | 0 | 0 | 0 | 0 | 0 | 0 | 0 | 0 | 0 | 0 | 0 | 0 | 0 | 0 | 0 | 0 | 0 | 0
F5_Commercial_Small Retail_New_Office Equipment_Electric_Printer/Copier/Fax_E5 | F5 | Commercial | Small Retail | New | Office Equipment | Electric | Printer/Copier/Fax | E5 | RIM BC Ratio | 0 | 0 | 0 | 0 | 0 | 0 | 0 | 0 | 0 | 0 | 0 | 0 | 0 | 0 | 0 | 0 | 0 | 0 | 0 | 0 | 0 | 0 | 0 | 0 | 0 | 0 | 0 | 0 | 0 | 0
F5_Commercial_Small Retail_New_Office Equipment_Electric_Printer/Copier/Fax_E6 | F5 | Commercial | Small Retail | New | Office Equipment | Electric | Printer/Copier/Fax | E6 | RIM BC Ratio | 0 | 0 | 0 | 0 | 0 | 0 | 0 | 0 | 0 | 0 | 0 | 0 | 0 | 0 | 0 | 0 | 0 | 0 | 0 | 0 | 0 | 0 | 0 | 0 | 0 | 0 | 0 | 0 | 0 | 0
F5_Commercial_Small Retail_New_Office Equipment_Electric_Printer/Copier/Fax_E7 | F5 | Commercial | Small Retail | New | Office Equipment | Electric | Printer/Copier/Fax | E7 | RIM BC Ratio | 0 | 0 | 0 | 0 | 0 | 0 | 0 | 0 | 0 | 0 | 0 | 0 | 0 | 0 | 0 | 0 | 0 | 0 | 0 | 0 | 0 | 0 | 0 | 0 | 0 | 0 | 0 | 0 | 0 | 0
F5_Commercial_Small Retail_New_Office Equipment_Electric_Printer/Copier/Fax_E8 | F5 | Commercial | Small Retail | New | Office Equipment | Electric | Printer/Copier/Fax | E8 | RIM BC Ratio | 0 | 0 | 0 | 0 | 0 | 0 | 0 | 0 | 0 | 0 | 0 | 0 | 0 | 0 | 0 | 0 | 0 | 0 | 0 | 0 | 0 | 0 | 0 | 0 | 0 | 0 | 0 | 0 | 0 | 0
F5_Commercial_Small Retail_New_Office Equipment_Electric_Printer/Copier/Fax_E9 | F5 | Commercial | Small Retail | New | Office Equipment | Electric | Printer/Copier/Fax | E9 | RIM BC Ratio | 0 | 0 | 0 | 0 | 0 | 0 | 0 | 0 | 0 | 0 | 0 | 0 | 0 | 0 | 0 | 0 | 0 | 0 | 0 | 0 | 0 | 0 | 0 | 0 | 0 | 0 | 0 | 0 | 0 | 0
F5_Commercial_Small Retail_New_Office Equipment_Electric_Printer/Copier/Fax_E10 | F5 | Commercial | Small Retail | New | Office Equipment | Electric | Printer/Copier/Fax | E10 | RIM BC Ratio | 0 | 0 | 0 | 0 | 0 | 0 | 0 | 0 | 0 | 0 | 0 | 0 | 0 | 0 | 0 | 0 | 0 | 0 | 0 | 0 | 0 | 0 | 0 | 0 | 0 | 0 | 0 | 0 | 0 | 0
F0_Commercial_Small Retail_New_Office Equipment_Electric_POS Terminal_E0 | F0 | Commercial | Small Retail | New | Office Equipment | Electric | POS Terminal | E0 | Economic Unit | 0 | 0 | 0 | 0 | 0 | 0 | 0 | 0 | 0 | 0 | 0 | 0 | 0 | 0 | 0 | 0 | 0 | 0 | 0 | 0 | 0 | 0 | 0 | 0 | 0 | 0 | 0 | 0 | 0 | 0
F1_Commercial_Small Retail_New_Office Equipment_Electric_POS Terminal_E1 | F1 | Commercial | Small Retail | New | Office Equipment | Electric | POS Terminal | E1 | CCE | 0 | 0 | 0 | 0 | 0 | 0 | 0 | 0 | 0 | 0 | 0 | 0 | 0 | 0 | 0 | 0 | 0 | 0 | 0 | 0 | 0 | 0 | 0 | 0 | 0 | 0 | 0 | 0 | 0 | 0
F1_Commercial_Small Retail_New_Office Equipment_Electric_POS Terminal_E2 | F1 | Commercial | Small Retail | New | Office Equipment | Electric | POS Terminal | E2 | CCE | 0 | 0 | 0 | 0 | 0 | 0 | 0 | 0 | 0 | 0 | 0 | 0 | 0 | 0 | 0 | 0 | 0 | 0 | 0 | 0 | 0 | 0 | 0 | 0 | 0 | 0 | 0 | 0 | 0 | 0
F1_Commercial_Small Retail_New_Office Equipment_Electric_POS Terminal_E3 | F1 | Commercial | Small Retail | New | Office Equipment | Electric | POS Terminal | E3 | CCE | 0 | 0 | 0 | 0 | 0 | 0 | 0 | 0 | 0 | 0 | 0 | 0 | 0 | 0 | 0 | 0 | 0 | 0 | 0 | 0 | 0 | 0 | 0 | 0 | 0 | 0 | 0 | 0 | 0 | 0
F1_Commercial_Small Retail_New_Office Equipment_Electric_POS Terminal_E4 | F1 | Commercial | Small Retail | New | Office Equipment | Electric | POS Terminal | E4 | CCE | 0 | 0 | 0 | 0 | 0 | 0 | 0 | 0 | 0 | 0 | 0 | 0 | 0 | 0 | 0 | 0 | 0 | 0 | 0 | 0 | 0 | 0 | 0 | 0 | 0 | 0 | 0 | 0 | 0 | 0
F1_Commercial_Small Retail_New_Office Equipment_Electric_POS Terminal_E5 | F1 | Commercial | Small Retail | New | Office Equipment | Electric | POS Terminal | E5 | CCE | 0 | 0 | 0 | 0 | 0 | 0 | 0 | 0 | 0 | 0 | 0 | 0 | 0 | 0 | 0 | 0 | 0 | 0 | 0 | 0 | 0 | 0 | 0 | 0 | 0 | 0 | 0 | 0 | 0 | 0
F1_Commercial_Small Retail_New_Office Equipment_Electric_POS Terminal_E6 | F1 | Commercial | Small Retail | New | Office Equipment | Electric | POS Terminal | E6 | CCE | 0 | 0 | 0 | 0 | 0 | 0 | 0 | 0 | 0 | 0 | 0 | 0 | 0 | 0 | 0 | 0 | 0 | 0 | 0 | 0 | 0 | 0 | 0 | 0 | 0 | 0 | 0 | 0 | 0 | 0
F1_Commercial_Small Retail_New_Office Equipment_Electric_POS Terminal_E7 | F1 | Commercial | Small Retail | New | Office Equipment | Electric | POS Terminal | E7 | CCE | 0 | 0 | 0 | 0 | 0 | 0 | 0 | 0 | 0 | 0 | 0 | 0 | 0 | 0 | 0 | 0 | 0 | 0 | 0 | 0 | 0 | 0 | 0 | 0 | 0 | 0 | 0 | 0 | 0 | 0
F1_Commercial_Small Retail_New_Office Equipment_Electric_POS Terminal_E8 | F1 | Commercial | Small Retail | New | Office Equipment | Electric | POS Terminal | E8 | CCE | 0 | 0 | 0 | 0 | 0 | 0 | 0 | 0 | 0 | 0 | 0 | 0 | 0 | 0 | 0 | 0 | 0 | 0 | 0 | 0 | 0 | 0 | 0 | 0 | 0 | 0 | 0 | 0 | 0 | 0
F1_Commercial_Small Retail_New_Office Equipment_Electric_POS Terminal_E9 | F1 | Commercial | Small Retail | New | Office Equipment | Electric | POS Terminal | E9 | CCE | 0 | 0 | 0 | 0 | 0 | 0 | 0 | 0 | 0 | 0 | 0 | 0 | 0 | 0 | 0 | 0 | 0 | 0 | 0 | 0 | 0 | 0 | 0 | 0 | 0 | 0 | 0 | 0 | 0 | 0
F1_Commercial_Small Retail_New_Office Equipment_Electric_POS Terminal_E10 | F1 | Commercial | Small Retail | New | Office Equipment | Electric | POS Terminal | E10 | CCE | 0 | 0 | 0 | 0 | 0 | 0 | 0 | 0 | 0 | 0 | 0 | 0 | 0 | 0 | 0 | 0 | 0 | 0 | 0 | 0 | 0 | 0 | 0 | 0 | 0 | 0 | 0 | 0 | 0 | 0
F2_Commercial_Small Retail_New_Office Equipment_Electric_POS Terminal_E1 | F2 | Commercial | Small Retail | New | Office Equipment | Electric | POS Terminal | E1 | TRC BC Ratio | 0 | 0 | 0 | 0 | 0 | 0 | 0 | 0 | 0 | 0 | 0 | 0 | 0 | 0 | 0 | 0 | 0 | 0 | 0 | 0 | 0 | 0 | 0 | 0 | 0 | 0 | 0 | 0 | 0 | 0
F2_Commercial_Small Retail_New_Office Equipment_Electric_POS Terminal_E2 | F2 | Commercial | Small Retail | New | Office Equipment | Electric | POS Terminal | E2 | TRC BC Ratio | 0 | 0 | 0 | 0 | 0 | 0 | 0 | 0 | 0 | 0 | 0 | 0 | 0 | 0 | 0 | 0 | 0 | 0 | 0 | 0 | 0 | 0 | 0 | 0 | 0 | 0 | 0 | 0 | 0 | 0
F2_Commercial_Small Retail_New_Office Equipment_Electric_POS Terminal_E3 | F2 | Commercial | Small Retail | New | Office Equipment | Electric | POS Terminal | E3 | TRC BC Ratio | 0 | 0 | 0 | 0 | 0 | 0 | 0 | 0 | 0 | 0 | 0 | 0 | 0 | 0 | 0 | 0 | 0 | 0 | 0 | 0 | 0 | 0 | 0 | 0 | 0 | 0 | 0 | 0 | 0 | 0
F2_Commercial_Small Retail_New_Office Equipment_Electric_POS Terminal_E4 | F2 | Commercial | Small Retail | New | Office Equipment | Electric | POS Terminal | E4 | TRC BC Ratio | 0 | 0 | 0 | 0 | 0 | 0 | 0 | 0 | 0 | 0 | 0 | 0 | 0 | 0 | 0 | 0 | 0 | 0 | 0 | 0 | 0 | 0 | 0 | 0 | 0 | 0 | 0 | 0 | 0 | 0
F2_Commercial_Small Retail_New_Office Equipment_Electric_POS Terminal_E5 | F2 | Commercial | Small Retail | New | Office Equipment | Electric | POS Terminal | E5 | TRC BC Ratio | 0 | 0 | 0 | 0 | 0 | 0 | 0 | 0 | 0 | 0 | 0 | 0 | 0 | 0 | 0 | 0 | 0 | 0 | 0 | 0 | 0 | 0 | 0 | 0 | 0 | 0 | 0 | 0 | 0 | 0
F2_Commercial_Small Retail_New_Office Equipment_Electric_POS Terminal_E6 | F2 | Commercial | Small Retail | New | Office Equipment | Electric | POS Terminal | E6 | TRC BC Ratio | 0 | 0 | 0 | 0 | 0 | 0 | 0 | 0 | 0 | 0 | 0 | 0 | 0 | 0 | 0 | 0 | 0 | 0 | 0 | 0 | 0 | 0 | 0 | 0 | 0 | 0 | 0 | 0 | 0 | 0
F2_Commercial_Small Retail_New_Office Equipment_Electric_POS Terminal_E7 | F2 | Commercial | Small Retail | New | Office Equipment | Electric | POS Terminal | E7 | TRC BC Ratio | 0 | 0 | 0 | 0 | 0 | 0 | 0 | 0 | 0 | 0 | 0 | 0 | 0 | 0 | 0 | 0 | 0 | 0 | 0 | 0 | 0 | 0 | 0 | 0 | 0 | 0 | 0 | 0 | 0 | 0
F2_Commercial_Small Retail_New_Office Equipment_Electric_POS Terminal_E8 | F2 | Commercial | Small Retail | New | Office Equipment | Electric | POS Terminal | E8 | TRC BC Ratio | 0 | 0 | 0 | 0 | 0 | 0 | 0 | 0 | 0 | 0 | 0 | 0 | 0 | 0 | 0 | 0 | 0 | 0 | 0 | 0 | 0 | 0 | 0 | 0 | 0 | 0 | 0 | 0 | 0 | 0
F2_Commercial_Small Retail_New_Office Equipment_Electric_POS Terminal_E9 | F2 | Commercial | Small Retail | New | Office Equipment | Electric | POS Terminal | E9 | TRC BC Ratio | 0 | 0 | 0 | 0 | 0 | 0 | 0 | 0 | 0 | 0 | 0 | 0 | 0 | 0 | 0 | 0 | 0 | 0 | 0 | 0 | 0 | 0 | 0 | 0 | 0 | 0 | 0 | 0 | 0 | 0
F2_Commercial_Small Retail_New_Office Equipment_Electric_POS Terminal_E10 | F2 | Commercial | Small Retail | New | Office Equipment | Electric | POS Terminal | E10 | TRC BC Ratio | 0 | 0 | 0 | 0 | 0 | 0 | 0 | 0 | 0 | 0 | 0 | 0 | 0 | 0 | 0 | 0 | 0 | 0 | 0 | 0 | 0 | 0 | 0 | 0 | 0 | 0 | 0 | 0 | 0 | 0
F3_Commercial_Small Retail_New_Office Equipment_Electric_POS Terminal_E1 | F3 | Commercial | Small Retail | New | Office Equipment | Electric | POS Terminal | E1 | PACT BC Ratio | 0 | 0 | 0 | 0 | 0 | 0 | 0 | 0 | 0 | 0 | 0 | 0 | 0 | 0 | 0 | 0 | 0 | 0 | 0 | 0 | 0 | 0 | 0 | 0 | 0 | 0 | 0 | 0 | 0 | 0
F3_Commercial_Small Retail_New_Office Equipment_Electric_POS Terminal_E2 | F3 | Commercial | Small Retail | New | Office Equipment | Electric | POS Terminal | E2 | PACT BC Ratio | 0 | 0 | 0 | 0 | 0 | 0 | 0 | 0 | 0 | 0 | 0 | 0 | 0 | 0 | 0 | 0 | 0 | 0 | 0 | 0 | 0 | 0 | 0 | 0 | 0 | 0 | 0 | 0 | 0 | 0
F3_Commercial_Small Retail_New_Office Equipment_Electric_POS Terminal_E3 | F3 | Commercial | Small Retail | New | Office Equipment | Electric | POS Terminal | E3 | PACT BC Ratio | 0 | 0 | 0 | 0 | 0 | 0 | 0 | 0 | 0 | 0 | 0 | 0 | 0 | 0 | 0 | 0 | 0 | 0 | 0 | 0 | 0 | 0 | 0 | 0 | 0 | 0 | 0 | 0 | 0 | 0
F3_Commercial_Small Retail_New_Office Equipment_Electric_POS Terminal_E4 | F3 | Commercial | Small Retail | New | Office Equipment | Electric | POS Terminal | E4 | PACT BC Ratio | 0 | 0 | 0 | 0 | 0 | 0 | 0 | 0 | 0 | 0 | 0 | 0 | 0 | 0 | 0 | 0 | 0 | 0 | 0 | 0 | 0 | 0 | 0 | 0 | 0 | 0 | 0 | 0 | 0 | 0
F3_Commercial_Small Retail_New_Office Equipment_Electric_POS Terminal_E5 | F3 | Commercial | Small Retail | New | Office Equipment | Electric | POS Terminal | E5 | PACT BC Ratio | 0 | 0 | 0 | 0 | 0 | 0 | 0 | 0 | 0 | 0 | 0 | 0 | 0 | 0 | 0 | 0 | 0 | 0 | 0 | 0 | 0 | 0 | 0 | 0 | 0 | 0 | 0 | 0 | 0 | 0
F3_Commercial_Small Retail_New_Office Equipment_Electric_POS Terminal_E6 | F3 | Commercial | Small Retail | New | Office Equipment | Electric | POS Terminal | E6 | PACT BC Ratio | 0 | 0 | 0 | 0 | 0 | 0 | 0 | 0 | 0 | 0 | 0 | 0 | 0 | 0 | 0 | 0 | 0 | 0 | 0 | 0 | 0 | 0 | 0 | 0 | 0 | 0 | 0 | 0 | 0 | 0
F3_Commercial_Small Retail_New_Office Equipment_Electric_POS Terminal_E7 | F3 | Commercial | Small Retail | New | Office Equipment | Electric | POS Terminal | E7 | PACT BC Ratio | 0 | 0 | 0 | 0 | 0 | 0 | 0 | 0 | 0 | 0 | 0 | 0 | 0 | 0 | 0 | 0 | 0 | 0 | 0 | 0 | 0 | 0 | 0 | 0 | 0 | 0 | 0 | 0 | 0 | 0
F3_Commercial_Small Retail_New_Office Equipment_Electric_POS Terminal_E8 | F3 | Commercial | Small Retail | New | Office Equipment | Electric | POS Terminal | E8 | PACT BC Ratio | 0 | 0 | 0 | 0 | 0 | 0 | 0 | 0 | 0 | 0 | 0 | 0 | 0 | 0 | 0 | 0 | 0 | 0 | 0 | 0 | 0 | 0 | 0 | 0 | 0 | 0 | 0 | 0 | 0 | 0
F3_Commercial_Small Retail_New_Office Equipment_Electric_POS Terminal_E9 | F3 | Commercial | Small Retail | New | Office Equipment | Electric | POS Terminal | E9 | PACT BC Ratio | 0 | 0 | 0 | 0 | 0 | 0 | 0 | 0 | 0 | 0 | 0 | 0 | 0 | 0 | 0 | 0 | 0 | 0 | 0 | 0 | 0 | 0 | 0 | 0 | 0 | 0 | 0 | 0 | 0 | 0
F3_Commercial_Small Retail_New_Office Equipment_Electric_POS Terminal_E10 | F3 | Commercial | Small Retail | New | Office Equipment | Electric | POS Terminal | E10 | PACT BC Ratio | 0 | 0 | 0 | 0 | 0 | 0 | 0 | 0 | 0 | 0 | 0 | 0 | 0 | 0 | 0 | 0 | 0 | 0 | 0 | 0 | 0 | 0 | 0 | 0 | 0 | 0 | 0 | 0 | 0 | 0
F4_Commercial_Small Retail_New_Office Equipment_Electric_POS Terminal_E1 | F4 | Commercial | Small Retail | New | Office Equipment | Electric | POS Terminal | E1 | RVT BC Ratio | 0 | 0 | 0 | 0 | 0 | 0 | 0 | 0 | 0 | 0 | 0 | 0 | 0 | 0 | 0 | 0 | 0 | 0 | 0 | 0 | 0 | 0 | 0 | 0 | 0 | 0 | 0 | 0 | 0 | 0
F4_Commercial_Small Retail_New_Office Equipment_Electric_POS Terminal_E2 | F4 | Commercial | Small Retail | New | Office Equipment | Electric | POS Terminal | E2 | RVT BC Ratio | 0 | 0 | 0 | 0 | 0 | 0 | 0 | 0 | 0 | 0 | 0 | 0 | 0 | 0 | 0 | 0 | 0 | 0 | 0 | 0 | 0 | 0 | 0 | 0 | 0 | 0 | 0 | 0 | 0 | 0
F4_Commercial_Small Retail_New_Office Equipment_Electric_POS Terminal_E3 | F4 | Commercial | Small Retail | New | Office Equipment | Electric | POS Terminal | E3 | RVT BC Ratio | 0 | 0 | 0 | 0 | 0 | 0 | 0 | 0 | 0 | 0 | 0 | 0 | 0 | 0 | 0 | 0 | 0 | 0 | 0 | 0 | 0 | 0 | 0 | 0 | 0 | 0 | 0 | 0 | 0 | 0
F4_Commercial_Small Retail_New_Office Equipment_Electric_POS Terminal_E4 | F4 | Commercial | Small Retail | New | Office Equipment | Electric | POS Terminal | E4 | RVT BC Ratio | 0 | 0 | 0 | 0 | 0 | 0 | 0 | 0 | 0 | 0 | 0 | 0 | 0 | 0 | 0 | 0 | 0 | 0 | 0 | 0 | 0 | 0 | 0 | 0 | 0 | 0 | 0 | 0 | 0 | 0
F4_Commercial_Small Retail_New_Office Equipment_Electric_POS Terminal_E5 | F4 | Commercial | Small Retail | New | Office Equipment | Electric | POS Terminal | E5 | RVT BC Ratio | 0 | 0 | 0 | 0 | 0 | 0 | 0 | 0 | 0 | 0 | 0 | 0 | 0 | 0 | 0 | 0 | 0 | 0 | 0 | 0 | 0 | 0 | 0 | 0 | 0 | 0 | 0 | 0 | 0 | 0
F4_Commercial_Small Retail_New_Office Equipment_Electric_POS Terminal_E6 | F4 | Commercial | Small Retail | New | Office Equipment | Electric | POS Terminal | E6 | RVT BC Ratio | 0 | 0 | 0 | 0 | 0 | 0 | 0 | 0 | 0 | 0 | 0 | 0 | 0 | 0 | 0 | 0 | 0 | 0 | 0 | 0 | 0 | 0 | 0 | 0 | 0 | 0 | 0 | 0 | 0 | 0
F4_Commercial_Small Retail_New_Office Equipment_Electric_POS Terminal_E7 | F4 | Commercial | Small Retail | New | Office Equipment | Electric | POS Terminal | E7 | RVT BC Ratio | 0 | 0 | 0 | 0 | 0 | 0 | 0 | 0 | 0 | 0 | 0 | 0 | 0 | 0 | 0 | 0 | 0 | 0 | 0 | 0 | 0 | 0 | 0 | 0 | 0 | 0 | 0 | 0 | 0 | 0
F4_Commercial_Small Retail_New_Office Equipment_Electric_POS Terminal_E8 | F4 | Commercial | Small Retail | New | Office Equipment | Electric | POS Terminal | E8 | RVT BC Ratio | 0 | 0 | 0 | 0 | 0 | 0 | 0 | 0 | 0 | 0 | 0 | 0 | 0 | 0 | 0 | 0 | 0 | 0 | 0 | 0 | 0 | 0 | 0 | 0 | 0 | 0 | 0 | 0 | 0 | 0
F4_Commercial_Small Retail_New_Office Equipment_Electric_POS Terminal_E9 | F4 | Commercial | Small Retail | New | Office Equipment | Electric | POS Terminal | E9 | RVT BC Ratio | 0 | 0 | 0 | 0 | 0 | 0 | 0 | 0 | 0 | 0 | 0 | 0 | 0 | 0 | 0 | 0 | 0 | 0 | 0 | 0 | 0 | 0 | 0 | 0 | 0 | 0 | 0 | 0 | 0 | 0
F4_Commercial_Small Retail_New_Office Equipment_Electric_POS Terminal_E10 | F4 | Commercial | Small Retail | New | Office Equipment | Electric | POS Terminal | E10 | RVT BC Ratio | 0 | 0 | 0 | 0 | 0 | 0 | 0 | 0 | 0 | 0 | 0 | 0 | 0 | 0 | 0 | 0 | 0 | 0 | 0 | 0 | 0 | 0 | 0 | 0 | 0 | 0 | 0 | 0 | 0 | 0
F5_Commercial_Small Retail_New_Office Equipment_Electric_POS Terminal_E1 | F5 | Commercial | Small Retail | New | Office Equipment | Electric | POS Terminal | E1 | RIM BC Ratio | 0 | 0 | 0 | 0 | 0 | 0 | 0 | 0 | 0 | 0 | 0 | 0 | 0 | 0 | 0 | 0 | 0 | 0 | 0 | 0 | 0 | 0 | 0 | 0 | 0 | 0 | 0 | 0 | 0 | 0
F5_Commercial_Small Retail_New_Office Equipment_Electric_POS Terminal_E2 | F5 | Commercial | Small Retail | New | Office Equipment | Electric | POS Terminal | E2 | RIM BC Ratio | 0 | 0 | 0 | 0 | 0 | 0 | 0 | 0 | 0 | 0 | 0 | 0 | 0 | 0 | 0 | 0 | 0 | 0 | 0 | 0 | 0 | 0 | 0 | 0 | 0 | 0 | 0 | 0 | 0 | 0
F5_Commercial_Small Retail_New_Office Equipment_Electric_POS Terminal_E3 | F5 | Commercial | Small Retail | New | Office Equipment | Electric | POS Terminal | E3 | RIM BC Ratio | 0 | 0 | 0 | 0 | 0 | 0 | 0 | 0 | 0 | 0 | 0 | 0 | 0 | 0 | 0 | 0 | 0 | 0 | 0 | 0 | 0 | 0 | 0 | 0 | 0 | 0 | 0 | 0 | 0 | 0
F5_Commercial_Small Retail_New_Office Equipment_Electric_POS Terminal_E4 | F5 | Commercial | Small Retail | New | Office Equipment | Electric | POS Terminal | E4 | RIM BC Ratio | 0 | 0 | 0 | 0 | 0 | 0 | 0 | 0 | 0 | 0 | 0 | 0 | 0 | 0 | 0 | 0 | 0 | 0 | 0 | 0 | 0 | 0 | 0 | 0 | 0 | 0 | 0 | 0 | 0 | 0
F5_Commercial_Small Retail_New_Office Equipment_Electric_POS Terminal_E5 | F5 | Commercial | Small Retail | New | Office Equipment | Electric | POS Terminal | E5 | RIM BC Ratio | 0 | 0 | 0 | 0 | 0 | 0 | 0 | 0 | 0 | 0 | 0 | 0 | 0 | 0 | 0 | 0 | 0 | 0 | 0 | 0 | 0 | 0 | 0 | 0 | 0 | 0 | 0 | 0 | 0 | 0
F5_Commercial_Small Retail_New_Office Equipment_Electric_POS Terminal_E6 | F5 | Commercial | Small Retail | New | Office Equipment | Electric | POS Terminal | E6 | RIM BC Ratio | 0 | 0 | 0 | 0 | 0 | 0 | 0 | 0 | 0 | 0 | 0 | 0 | 0 | 0 | 0 | 0 | 0 | 0 | 0 | 0 | 0 | 0 | 0 | 0 | 0 | 0 | 0 | 0 | 0 | 0
F5_Commercial_Small Retail_New_Office Equipment_Electric_POS Terminal_E7 | F5 | Commercial | Small Retail | New | Office Equipment | Electric | POS Terminal | E7 | RIM BC Ratio | 0 | 0 | 0 | 0 | 0 | 0 | 0 | 0 | 0 | 0 | 0 | 0 | 0 | 0 | 0 | 0 | 0 | 0 | 0 | 0 | 0 | 0 | 0 | 0 | 0 | 0 | 0 | 0 | 0 | 0
F5_Commercial_Small Retail_New_Office Equipment_Electric_POS Terminal_E8 | F5 | Commercial | Small Retail | New | Office Equipment | Electric | POS Terminal | E8 | RIM BC Ratio | 0 | 0 | 0 | 0 | 0 | 0 | 0 | 0 | 0 | 0 | 0 | 0 | 0 | 0 | 0 | 0 | 0 | 0 | 0 | 0 | 0 | 0 | 0 | 0 | 0 | 0 | 0 | 0 | 0 | 0
F5_Commercial_Small Retail_New_Office Equipment_Electric_POS Terminal_E9 | F5 | Commercial | Small Retail | New | Office Equipment | Electric | POS Terminal | E9 | RIM BC Ratio | 0 | 0 | 0 | 0 | 0 | 0 | 0 | 0 | 0 | 0 | 0 | 0 | 0 | 0 | 0 | 0 | 0 | 0 | 0 | 0 | 0 | 0 | 0 | 0 | 0 | 0 | 0 | 0 | 0 | 0
F5_Commercial_Small Retail_New_Office Equipment_Electric_POS Terminal_E10 | F5 | Commercial | Small Retail | New | Office Equipment | Electric | POS Terminal | E10 | RIM BC Ratio | 0 | 0 | 0 | 0 | 0 | 0 | 0 | 0 | 0 | 0 | 0 | 0 | 0 | 0 | 0 | 0 | 0 | 0 | 0 | 0 | 0 | 0 | 0 | 0 | 0 | 0 | 0 | 0 | 0 | 0
F0_Commercial_Small Retail_New_Miscellaneous_Electric_Non-HVAC Motors_E0 | F0 | Commercial | Small Retail | New | Miscellaneous | Electric | Non-HVAC Motors | E0 | Economic Unit | 0 | 0 | 0 | 0 | 0 | 0 | 0 | 0 | 0 | 0 | 0 | 0 | 0 | 0 | 0 | 0 | 0 | 0 | 0 | 0 | 0 | 0 | 0 | 0 | 0 | 0 | 0 | 0 | 0 | 0
F1_Commercial_Small Retail_New_Miscellaneous_Electric_Non-HVAC Motors_E1 | F1 | Commercial | Small Retail | New | Miscellaneous | Electric | Non-HVAC Motors | E1 | CCE | 0 | 0 | 0 | 0 | 0 | 0 | 0 | 0 | 0 | 0 | 0 | 0 | 0 | 0 | 0 | 0 | 0 | 0 | 0 | 0 | 0 | 0 | 0 | 0 | 0 | 0 | 0 | 0 | 0 | 0
F1_Commercial_Small Retail_New_Miscellaneous_Electric_Non-HVAC Motors_E2 | F1 | Commercial | Small Retail | New | Miscellaneous | Electric | Non-HVAC Motors | E2 | CCE | 0 | 0 | 0 | 0 | 0 | 0 | 0 | 0 | 0 | 0 | 0 | 0 | 0 | 0 | 0 | 0 | 0 | 0 | 0 | 0 | 0 | 0 | 0 | 0 | 0 | 0 | 0 | 0 | 0 | 0
F1_Commercial_Small Retail_New_Miscellaneous_Electric_Non-HVAC Motors_E3 | F1 | Commercial | Small Retail | New | Miscellaneous | Electric | Non-HVAC Motors | E3 | CCE | 0 | 0 | 0 | 0 | 0 | 0 | 0 | 0 | 0 | 0 | 0 | 0 | 0 | 0 | 0 | 0 | 0 | 0 | 0 | 0 | 0 | 0 | 0 | 0 | 0 | 0 | 0 | 0 | 0 | 0
F1_Commercial_Small Retail_New_Miscellaneous_Electric_Non-HVAC Motors_E4 | F1 | Commercial | Small Retail | New | Miscellaneous | Electric | Non-HVAC Motors | E4 | CCE | 0 | 0 | 0 | 0 | 0 | 0 | 0 | 0 | 0 | 0 | 0 | 0 | 0 | 0 | 0 | 0 | 0 | 0 | 0 | 0 | 0 | 0 | 0 | 0 | 0 | 0 | 0 | 0 | 0 | 0
F1_Commercial_Small Retail_New_Miscellaneous_Electric_Non-HVAC Motors_E5 | F1 | Commercial | Small Retail | New | Miscellaneous | Electric | Non-HVAC Motors | E5 | CCE | 0 | 0 | 0 | 0 | 0 | 0 | 0 | 0 | 0 | 0 | 0 | 0 | 0 | 0 | 0 | 0 | 0 | 0 | 0 | 0 | 0 | 0 | 0 | 0 | 0 | 0 | 0 | 0 | 0 | 0
F1_Commercial_Small Retail_New_Miscellaneous_Electric_Non-HVAC Motors_E6 | F1 | Commercial | Small Retail | New | Miscellaneous | Electric | Non-HVAC Motors | E6 | CCE | 0 | 0 | 0 | 0 | 0 | 0 | 0 | 0 | 0 | 0 | 0 | 0 | 0 | 0 | 0 | 0 | 0 | 0 | 0 | 0 | 0 | 0 | 0 | 0 | 0 | 0 | 0 | 0 | 0 | 0
F1_Commercial_Small Retail_New_Miscellaneous_Electric_Non-HVAC Motors_E7 | F1 | Commercial | Small Retail | New | Miscellaneous | Electric | Non-HVAC Motors | E7 | CCE | 0 | 0 | 0 | 0 | 0 | 0 | 0 | 0 | 0 | 0 | 0 | 0 | 0 | 0 | 0 | 0 | 0 | 0 | 0 | 0 | 0 | 0 | 0 | 0 | 0 | 0 | 0 | 0 | 0 | 0
F1_Commercial_Small Retail_New_Miscellaneous_Electric_Non-HVAC Motors_E8 | F1 | Commercial | Small Retail | New | Miscellaneous | Electric | Non-HVAC Motors | E8 | CCE | 0 | 0 | 0 | 0 | 0 | 0 | 0 | 0 | 0 | 0 | 0 | 0 | 0 | 0 | 0 | 0 | 0 | 0 | 0 | 0 | 0 | 0 | 0 | 0 | 0 | 0 | 0 | 0 | 0 | 0
F1_Commercial_Small Retail_New_Miscellaneous_Electric_Non-HVAC Motors_E9 | F1 | Commercial | Small Retail | New | Miscellaneous | Electric | Non-HVAC Motors | E9 | CCE | 0 | 0 | 0 | 0 | 0 | 0 | 0 | 0 | 0 | 0 | 0 | 0 | 0 | 0 | 0 | 0 | 0 | 0 | 0 | 0 | 0 | 0 | 0 | 0 | 0 | 0 | 0 | 0 | 0 | 0
F1_Commercial_Small Retail_New_Miscellaneous_Electric_Non-HVAC Motors_E10 | F1 | Commercial | Small Retail | New | Miscellaneous | Electric | Non-HVAC Motors | E10 | CCE | 0 | 0 | 0 | 0 | 0 | 0 | 0 | 0 | 0 | 0 | 0 | 0 | 0 | 0 | 0 | 0 | 0 | 0 | 0 | 0 | 0 | 0 | 0 | 0 | 0 | 0 | 0 | 0 | 0 | 0
F2_Commercial_Small Retail_New_Miscellaneous_Electric_Non-HVAC Motors_E1 | F2 | Commercial | Small Retail | New | Miscellaneous | Electric | Non-HVAC Motors | E1 | TRC BC Ratio | 0 | 0 | 0 | 0 | 0 | 0 | 0 | 0 | 0 | 0 | 0 | 0 | 0 | 0 | 0 | 0 | 0 | 0 | 0 | 0 | 0 | 0 | 0 | 0 | 0 | 0 | 0 | 0 | 0 | 0
F2_Commercial_Small Retail_New_Miscellaneous_Electric_Non-HVAC Motors_E2 | F2 | Commercial | Small Retail | New | Miscellaneous | Electric | Non-HVAC Motors | E2 | TRC BC Ratio | 0 | 0 | 0 | 0 | 0 | 0 | 0 | 0 | 0 | 0 | 0 | 0 | 0 | 0 | 0 | 0 | 0 | 0 | 0 | 0 | 0 | 0 | 0 | 0 | 0 | 0 | 0 | 0 | 0 | 0
F2_Commercial_Small Retail_New_Miscellaneous_Electric_Non-HVAC Motors_E3 | F2 | Commercial | Small Retail | New | Miscellaneous | Electric | Non-HVAC Motors | E3 | TRC BC Ratio | 0 | 0 | 0 | 0 | 0 | 0 | 0 | 0 | 0 | 0 | 0 | 0 | 0 | 0 | 0 | 0 | 0 | 0 | 0 | 0 | 0 | 0 | 0 | 0 | 0 | 0 | 0 | 0 | 0 | 0
F2_Commercial_Small Retail_New_Miscellaneous_Electric_Non-HVAC Motors_E4 | F2 | Commercial | Small Retail | New | Miscellaneous | Electric | Non-HVAC Motors | E4 | TRC BC Ratio | 0 | 0 | 0 | 0 | 0 | 0 | 0 | 0 | 0 | 0 | 0 | 0 | 0 | 0 | 0 | 0 | 0 | 0 | 0 | 0 | 0 | 0 | 0 | 0 | 0 | 0 | 0 | 0 | 0 | 0
F2_Commercial_Small Retail_New_Miscellaneous_Electric_Non-HVAC Motors_E5 | F2 | Commercial | Small Retail | New | Miscellaneous | Electric | Non-HVAC Motors | E5 | TRC BC Ratio | 0 | 0 | 0 | 0 | 0 | 0 | 0 | 0 | 0 | 0 | 0 | 0 | 0 | 0 | 0 | 0 | 0 | 0 | 0 | 0 | 0 | 0 | 0 | 0 | 0 | 0 | 0 | 0 | 0 | 0
F2_Commercial_Small Retail_New_Miscellaneous_Electric_Non-HVAC Motors_E6 | F2 | Commercial | Small Retail | New | Miscellaneous | Electric | Non-HVAC Motors | E6 | TRC BC Ratio | 0 | 0 | 0 | 0 | 0 | 0 | 0 | 0 | 0 | 0 | 0 | 0 | 0 | 0 | 0 | 0 | 0 | 0 | 0 | 0 | 0 | 0 | 0 | 0 | 0 | 0 | 0 | 0 | 0 | 0
F2_Commercial_Small Retail_New_Miscellaneous_Electric_Non-HVAC Motors_E7 | F2 | Commercial | Small Retail | New | Miscellaneous | Electric | Non-HVAC Motors | E7 | TRC BC Ratio | 0 | 0 | 0 | 0 | 0 | 0 | 0 | 0 | 0 | 0 | 0 | 0 | 0 | 0 | 0 | 0 | 0 | 0 | 0 | 0 | 0 | 0 | 0 | 0 | 0 | 0 | 0 | 0 | 0 | 0
F2_Commercial_Small Retail_New_Miscellaneous_Electric_Non-HVAC Motors_E8 | F2 | Commercial | Small Retail | New | Miscellaneous | Electric | Non-HVAC Motors | E8 | TRC BC Ratio | 0 | 0 | 0 | 0 | 0 | 0 | 0 | 0 | 0 | 0 | 0 | 0 | 0 | 0 | 0 | 0 | 0 | 0 | 0 | 0 | 0 | 0 | 0 | 0 | 0 | 0 | 0 | 0 | 0 | 0
F2_Commercial_Small Retail_New_Miscellaneous_Electric_Non-HVAC Motors_E9 | F2 | Commercial | Small Retail | New | Miscellaneous | Electric | Non-HVAC Motors | E9 | TRC BC Ratio | 0 | 0 | 0 | 0 | 0 | 0 | 0 | 0 | 0 | 0 | 0 | 0 | 0 | 0 | 0 | 0 | 0 | 0 | 0 | 0 | 0 | 0 | 0 | 0 | 0 | 0 | 0 | 0 | 0 | 0
F2_Commercial_Small Retail_New_Miscellaneous_Electric_Non-HVAC Motors_E10 | F2 | Commercial | Small Retail | New | Miscellaneous | Electric | Non-HVAC Motors | E10 | TRC BC Ratio | 0 | 0 | 0 | 0 | 0 | 0 | 0 | 0 | 0 | 0 | 0 | 0 | 0 | 0 | 0 | 0 | 0 | 0 | 0 | 0 | 0 | 0 | 0 | 0 | 0 | 0 | 0 | 0 | 0 | 0
F3_Commercial_Small Retail_New_Miscellaneous_Electric_Non-HVAC Motors_E1 | F3 | Commercial | Small Retail | New | Miscellaneous | Electric | Non-HVAC Motors | E1 | PACT BC Ratio | 0 | 0 | 0 | 0 | 0 | 0 | 0 | 0 | 0 | 0 | 0 | 0 | 0 | 0 | 0 | 0 | 0 | 0 | 0 | 0 | 0 | 0 | 0 | 0 | 0 | 0 | 0 | 0 | 0 | 0
F3_Commercial_Small Retail_New_Miscellaneous_Electric_Non-HVAC Motors_E2 | F3 | Commercial | Small Retail | New | Miscellaneous | Electric | Non-HVAC Motors | E2 | PACT BC Ratio | 0 | 0 | 0 | 0 | 0 | 0 | 0 | 0 | 0 | 0 | 0 | 0 | 0 | 0 | 0 | 0 | 0 | 0 | 0 | 0 | 0 | 0 | 0 | 0 | 0 | 0 | 0 | 0 | 0 | 0
F3_Commercial_Small Retail_New_Miscellaneous_Electric_Non-HVAC Motors_E3 | F3 | Commercial | Small Retail | New | Miscellaneous | Electric | Non-HVAC Motors | E3 | PACT BC Ratio | 0 | 0 | 0 | 0 | 0 | 0 | 0 | 0 | 0 | 0 | 0 | 0 | 0 | 0 | 0 | 0 | 0 | 0 | 0 | 0 | 0 | 0 | 0 | 0 | 0 | 0 | 0 | 0 | 0 | 0
F3_Commercial_Small Retail_New_Miscellaneous_Electric_Non-HVAC Motors_E4 | F3 | Commercial | Small Retail | New | Miscellaneous | Electric | Non-HVAC Motors | E4 | PACT BC Ratio | 0 | 0 | 0 | 0 | 0 | 0 | 0 | 0 | 0 | 0 | 0 | 0 | 0 | 0 | 0 | 0 | 0 | 0 | 0 | 0 | 0 | 0 | 0 | 0 | 0 | 0 | 0 | 0 | 0 | 0
F3_Commercial_Small Retail_New_Miscellaneous_Electric_Non-HVAC Motors_E5 | F3 | Commercial | Small Retail | New | Miscellaneous | Electric | Non-HVAC Motors | E5 | PACT BC Ratio | 0 | 0 | 0 | 0 | 0 | 0 | 0 | 0 | 0 | 0 | 0 | 0 | 0 | 0 | 0 | 0 | 0 | 0 | 0 | 0 | 0 | 0 | 0 | 0 | 0 | 0 | 0 | 0 | 0 | 0
F3_Commercial_Small Retail_New_Miscellaneous_Electric_Non-HVAC Motors_E6 | F3 | Commercial | Small Retail | New | Miscellaneous | Electric | Non-HVAC Motors | E6 | PACT BC Ratio | 0 | 0 | 0 | 0 | 0 | 0 | 0 | 0 | 0 | 0 | 0 | 0 | 0 | 0 | 0 | 0 | 0 | 0 | 0 | 0 | 0 | 0 | 0 | 0 | 0 | 0 | 0 | 0 | 0 | 0
F3_Commercial_Small Retail_New_Miscellaneous_Electric_Non-HVAC Motors_E7 | F3 | Commercial | Small Retail | New | Miscellaneous | Electric | Non-HVAC Motors | E7 | PACT BC Ratio | 0 | 0 | 0 | 0 | 0 | 0 | 0 | 0 | 0 | 0 | 0 | 0 | 0 | 0 | 0 | 0 | 0 | 0 | 0 | 0 | 0 | 0 | 0 | 0 | 0 | 0 | 0 | 0 | 0 | 0
F3_Commercial_Small Retail_New_Miscellaneous_Electric_Non-HVAC Motors_E8 | F3 | Commercial | Small Retail | New | Miscellaneous | Electric | Non-HVAC Motors | E8 | PACT BC Ratio | 0 | 0 | 0 | 0 | 0 | 0 | 0 | 0 | 0 | 0 | 0 | 0 | 0 | 0 | 0 | 0 | 0 | 0 | 0 | 0 | 0 | 0 | 0 | 0 | 0 | 0 | 0 | 0 | 0 | 0
F3_Commercial_Small Retail_New_Miscellaneous_Electric_Non-HVAC Motors_E9 | F3 | Commercial | Small Retail | New | Miscellaneous | Electric | Non-HVAC Motors | E9 | PACT BC Ratio | 0 | 0 | 0 | 0 | 0 | 0 | 0 | 0 | 0 | 0 | 0 | 0 | 0 | 0 | 0 | 0 | 0 | 0 | 0 | 0 | 0 | 0 | 0 | 0 | 0 | 0 | 0 | 0 | 0 | 0
F3_Commercial_Small Retail_New_Miscellaneous_Electric_Non-HVAC Motors_E10 | F3 | Commercial | Small Retail | New | Miscellaneous | Electric | Non-HVAC Motors | E10 | PACT BC Ratio | 0 | 0 | 0 | 0 | 0 | 0 | 0 | 0 | 0 | 0 | 0 | 0 | 0 | 0 | 0 | 0 | 0 | 0 | 0 | 0 | 0 | 0 | 0 | 0 | 0 | 0 | 0 | 0 | 0 | 0
F4_Commercial_Small Retail_New_Miscellaneous_Electric_Non-HVAC Motors_E1 | F4 | Commercial | Small Retail | New | Miscellaneous | Electric | Non-HVAC Motors | E1 | RVT BC Ratio | 0 | 0 | 0 | 0 | 0 | 0 | 0 | 0 | 0 | 0 | 0 | 0 | 0 | 0 | 0 | 0 | 0 | 0 | 0 | 0 | 0 | 0 | 0 | 0 | 0 | 0 | 0 | 0 | 0 | 0
F4_Commercial_Small Retail_New_Miscellaneous_Electric_Non-HVAC Motors_E2 | F4 | Commercial | Small Retail | New | Miscellaneous | Electric | Non-HVAC Motors | E2 | RVT BC Ratio | 0 | 0 | 0 | 0 | 0 | 0 | 0 | 0 | 0 | 0 | 0 | 0 | 0 | 0 | 0 | 0 | 0 | 0 | 0 | 0 | 0 | 0 | 0 | 0 | 0 | 0 | 0 | 0 | 0 | 0
F4_Commercial_Small Retail_New_Miscellaneous_Electric_Non-HVAC Motors_E3 | F4 | Commercial | Small Retail | New | Miscellaneous | Electric | Non-HVAC Motors | E3 | RVT BC Ratio | 0 | 0 | 0 | 0 | 0 | 0 | 0 | 0 | 0 | 0 | 0 | 0 | 0 | 0 | 0 | 0 | 0 | 0 | 0 | 0 | 0 | 0 | 0 | 0 | 0 | 0 | 0 | 0 | 0 | 0
F4_Commercial_Small Retail_New_Miscellaneous_Electric_Non-HVAC Motors_E4 | F4 | Commercial | Small Retail | New | Miscellaneous | Electric | Non-HVAC Motors | E4 | RVT BC Ratio | 0 | 0 | 0 | 0 | 0 | 0 | 0 | 0 | 0 | 0 | 0 | 0 | 0 | 0 | 0 | 0 | 0 | 0 | 0 | 0 | 0 | 0 | 0 | 0 | 0 | 0 | 0 | 0 | 0 | 0
F4_Commercial_Small Retail_New_Miscellaneous_Electric_Non-HVAC Motors_E5 | F4 | Commercial | Small Retail | New | Miscellaneous | Electric | Non-HVAC Motors | E5 | RVT BC Ratio | 0 | 0 | 0 | 0 | 0 | 0 | 0 | 0 | 0 | 0 | 0 | 0 | 0 | 0 | 0 | 0 | 0 | 0 | 0 | 0 | 0 | 0 | 0 | 0 | 0 | 0 | 0 | 0 | 0 | 0
F4_Commercial_Small Retail_New_Miscellaneous_Electric_Non-HVAC Motors_E6 | F4 | Commercial | Small Retail | New | Miscellaneous | Electric | Non-HVAC Motors | E6 | RVT BC Ratio | 0 | 0 | 0 | 0 | 0 | 0 | 0 | 0 | 0 | 0 | 0 | 0 | 0 | 0 | 0 | 0 | 0 | 0 | 0 | 0 | 0 | 0 | 0 | 0 | 0 | 0 | 0 | 0 | 0 | 0
F4_Commercial_Small Retail_New_Miscellaneous_Electric_Non-HVAC Motors_E7 | F4 | Commercial | Small Retail | New | Miscellaneous | Electric | Non-HVAC Motors | E7 | RVT BC Ratio | 0 | 0 | 0 | 0 | 0 | 0 | 0 | 0 | 0 | 0 | 0 | 0 | 0 | 0 | 0 | 0 | 0 | 0 | 0 | 0 | 0 | 0 | 0 | 0 | 0 | 0 | 0 | 0 | 0 | 0
F4_Commercial_Small Retail_New_Miscellaneous_Electric_Non-HVAC Motors_E8 | F4 | Commercial | Small Retail | New | Miscellaneous | Electric | Non-HVAC Motors | E8 | RVT BC Ratio | 0 | 0 | 0 | 0 | 0 | 0 | 0 | 0 | 0 | 0 | 0 | 0 | 0 | 0 | 0 | 0 | 0 | 0 | 0 | 0 | 0 | 0 | 0 | 0 | 0 | 0 | 0 | 0 | 0 | 0
F4_Commercial_Small Retail_New_Miscellaneous_Electric_Non-HVAC Motors_E9 | F4 | Commercial | Small Retail | New | Miscellaneous | Electric | Non-HVAC Motors | E9 | RVT BC Ratio | 0 | 0 | 0 | 0 | 0 | 0 | 0 | 0 | 0 | 0 | 0 | 0 | 0 | 0 | 0 | 0 | 0 | 0 | 0 | 0 | 0 | 0 | 0 | 0 | 0 | 0 | 0 | 0 | 0 | 0
F4_Commercial_Small Retail_New_Miscellaneous_Electric_Non-HVAC Motors_E10 | F4 | Commercial | Small Retail | New | Miscellaneous | Electric | Non-HVAC Motors | E10 | RVT BC Ratio | 0 | 0 | 0 | 0 | 0 | 0 | 0 | 0 | 0 | 0 | 0 | 0 | 0 | 0 | 0 | 0 | 0 | 0 | 0 | 0 | 0 | 0 | 0 | 0 | 0 | 0 | 0 | 0 | 0 | 0
F5_Commercial_Small Retail_New_Miscellaneous_Electric_Non-HVAC Motors_E1 | F5 | Commercial | Small Retail | New | Miscellaneous | Electric | Non-HVAC Motors | E1 | RIM BC Ratio | 0 | 0 | 0 | 0 | 0 | 0 | 0 | 0 | 0 | 0 | 0 | 0 | 0 | 0 | 0 | 0 | 0 | 0 | 0 | 0 | 0 | 0 | 0 | 0 | 0 | 0 | 0 | 0 | 0 | 0
F5_Commercial_Small Retail_New_Miscellaneous_Electric_Non-HVAC Motors_E2 | F5 | Commercial | Small Retail | New | Miscellaneous | Electric | Non-HVAC Motors | E2 | RIM BC Ratio | 0 | 0 | 0 | 0 | 0 | 0 | 0 | 0 | 0 | 0 | 0 | 0 | 0 | 0 | 0 | 0 | 0 | 0 | 0 | 0 | 0 | 0 | 0 | 0 | 0 | 0 | 0 | 0 | 0 | 0
F5_Commercial_Small Retail_New_Miscellaneous_Electric_Non-HVAC Motors_E3 | F5 | Commercial | Small Retail | New | Miscellaneous | Electric | Non-HVAC Motors | E3 | RIM BC Ratio | 0 | 0 | 0 | 0 | 0 | 0 | 0 | 0 | 0 | 0 | 0 | 0 | 0 | 0 | 0 | 0 | 0 | 0 | 0 | 0 | 0 | 0 | 0 | 0 | 0 | 0 | 0 | 0 | 0 | 0
F5_Commercial_Small Retail_New_Miscellaneous_Electric_Non-HVAC Motors_E4 | F5 | Commercial | Small Retail | New | Miscellaneous | Electric | Non-HVAC Motors | E4 | RIM BC Ratio | 0 | 0 | 0 | 0 | 0 | 0 | 0 | 0 | 0 | 0 | 0 | 0 | 0 | 0 | 0 | 0 | 0 | 0 | 0 | 0 | 0 | 0 | 0 | 0 | 0 | 0 | 0 | 0 | 0 | 0
F5_Commercial_Small Retail_New_Miscellaneous_Electric_Non-HVAC Motors_E5 | F5 | Commercial | Small Retail | New | Miscellaneous | Electric | Non-HVAC Motors | E5 | RIM BC Ratio | 0 | 0 | 0 | 0 | 0 | 0 | 0 | 0 | 0 | 0 | 0 | 0 | 0 | 0 | 0 | 0 | 0 | 0 | 0 | 0 | 0 | 0 | 0 | 0 | 0 | 0 | 0 | 0 | 0 | 0
F5_Commercial_Small Retail_New_Miscellaneous_Electric_Non-HVAC Motors_E6 | F5 | Commercial | Small Retail | New | Miscellaneous | Electric | Non-HVAC Motors | E6 | RIM BC Ratio | 0 | 0 | 0 | 0 | 0 | 0 | 0 | 0 | 0 | 0 | 0 | 0 | 0 | 0 | 0 | 0 | 0 | 0 | 0 | 0 | 0 | 0 | 0 | 0 | 0 | 0 | 0 | 0 | 0 | 0
F5_Commercial_Small Retail_New_Miscellaneous_Electric_Non-HVAC Motors_E7 | F5 | Commercial | Small Retail | New | Miscellaneous | Electric | Non-HVAC Motors | E7 | RIM BC Ratio | 0 | 0 | 0 | 0 | 0 | 0 | 0 | 0 | 0 | 0 | 0 | 0 | 0 | 0 | 0 | 0 | 0 | 0 | 0 | 0 | 0 | 0 | 0 | 0 | 0 | 0 | 0 | 0 | 0 | 0
F5_Commercial_Small Retail_New_Miscellaneous_Electric_Non-HVAC Motors_E8 | F5 | Commercial | Small Retail | New | Miscellaneous | Electric | Non-HVAC Motors | E8 | RIM BC Ratio | 0 | 0 | 0 | 0 | 0 | 0 | 0 | 0 | 0 | 0 | 0 | 0 | 0 | 0 | 0 | 0 | 0 | 0 | 0 | 0 | 0 | 0 | 0 | 0 | 0 | 0 | 0 | 0 | 0 | 0
F5_Commercial_Small Retail_New_Miscellaneous_Electric_Non-HVAC Motors_E9 | F5 | Commercial | Small Retail | New | Miscellaneous | Electric | Non-HVAC Motors | E9 | RIM BC Ratio | 0 | 0 | 0 | 0 | 0 | 0 | 0 | 0 | 0 | 0 | 0 | 0 | 0 | 0 | 0 | 0 | 0 | 0 | 0 | 0 | 0 | 0 | 0 | 0 | 0 | 0 | 0 | 0 | 0 | 0
F5_Commercial_Small Retail_New_Miscellaneous_Electric_Non-HVAC Motors_E10 | F5 | Commercial | Small Retail | New | Miscellaneous | Electric | Non-HVAC Motors | E10 | RIM BC Ratio | 0 | 0 | 0 | 0 | 0 | 0 | 0 | 0 | 0 | 0 | 0 | 0 | 0 | 0 | 0 | 0 | 0 | 0 | 0 | 0 | 0 | 0 | 0 | 0 | 0 | 0 | 0 | 0 | 0 | 0
F0_Commercial_Small Retail_New_Miscellaneous_Electric_Pool Pump_E0 | F0 | Commercial | Small Retail | New | Miscellaneous | Electric | Pool Pump | E0 | Economic Unit | 0 | 0 | 0 | 0 | 0 | 0 | 0 | 0 | 0 | 0 | 0 | 0 | 0 | 0 | 0 | 0 | 0 | 0 | 0 | 0 | 0 | 0 | 0 | 0 | 0 | 0 | 0 | 0 | 0 | 0
F1_Commercial_Small Retail_New_Miscellaneous_Electric_Pool Pump_E1 | F1 | Commercial | Small Retail | New | Miscellaneous | Electric | Pool Pump | E1 | CCE | 0 | 0 | 0 | 0 | 0 | 0 | 0 | 0 | 0 | 0 | 0 | 0 | 0 | 0 | 0 | 0 | 0 | 0 | 0 | 0 | 0 | 0 | 0 | 0 | 0 | 0 | 0 | 0 | 0 | 0
F1_Commercial_Small Retail_New_Miscellaneous_Electric_Pool Pump_E2 | F1 | Commercial | Small Retail | New | Miscellaneous | Electric | Pool Pump | E2 | CCE | 0 | 0 | 0 | 0 | 0 | 0 | 0 | 0 | 0 | 0 | 0 | 0 | 0 | 0 | 0 | 0 | 0 | 0 | 0 | 0 | 0 | 0 | 0 | 0 | 0 | 0 | 0 | 0 | 0 | 0
F1_Commercial_Small Retail_New_Miscellaneous_Electric_Pool Pump_E3 | F1 | Commercial | Small Retail | New | Miscellaneous | Electric | Pool Pump | E3 | CCE | 0 | 0 | 0 | 0 | 0 | 0 | 0 | 0 | 0 | 0 | 0 | 0 | 0 | 0 | 0 | 0 | 0 | 0 | 0 | 0 | 0 | 0 | 0 | 0 | 0 | 0 | 0 | 0 | 0 | 0
F1_Commercial_Small Retail_New_Miscellaneous_Electric_Pool Pump_E4 | F1 | Commercial | Small Retail | New | Miscellaneous | Electric | Pool Pump | E4 | CCE | 0 | 0 | 0 | 0 | 0 | 0 | 0 | 0 | 0 | 0 | 0 | 0 | 0 | 0 | 0 | 0 | 0 | 0 | 0 | 0 | 0 | 0 | 0 | 0 | 0 | 0 | 0 | 0 | 0 | 0
F1_Commercial_Small Retail_New_Miscellaneous_Electric_Pool Pump_E5 | F1 | Commercial | Small Retail | New | Miscellaneous | Electric | Pool Pump | E5 | CCE | 0 | 0 | 0 | 0 | 0 | 0 | 0 | 0 | 0 | 0 | 0 | 0 | 0 | 0 | 0 | 0 | 0 | 0 | 0 | 0 | 0 | 0 | 0 | 0 | 0 | 0 | 0 | 0 | 0 | 0
F1_Commercial_Small Retail_New_Miscellaneous_Electric_Pool Pump_E6 | F1 | Commercial | Small Retail | New | Miscellaneous | Electric | Pool Pump | E6 | CCE | 0 | 0 | 0 | 0 | 0 | 0 | 0 | 0 | 0 | 0 | 0 | 0 | 0 | 0 | 0 | 0 | 0 | 0 | 0 | 0 | 0 | 0 | 0 | 0 | 0 | 0 | 0 | 0 | 0 | 0
F1_Commercial_Small Retail_New_Miscellaneous_Electric_Pool Pump_E7 | F1 | Commercial | Small Retail | New | Miscellaneous | Electric | Pool Pump | E7 | CCE | 0 | 0 | 0 | 0 | 0 | 0 | 0 | 0 | 0 | 0 | 0 | 0 | 0 | 0 | 0 | 0 | 0 | 0 | 0 | 0 | 0 | 0 | 0 | 0 | 0 | 0 | 0 | 0 | 0 | 0
F1_Commercial_Small Retail_New_Miscellaneous_Electric_Pool Pump_E8 | F1 | Commercial | Small Retail | New | Miscellaneous | Electric | Pool Pump | E8 | CCE | 0 | 0 | 0 | 0 | 0 | 0 | 0 | 0 | 0 | 0 | 0 | 0 | 0 | 0 | 0 | 0 | 0 | 0 | 0 | 0 | 0 | 0 | 0 | 0 | 0 | 0 | 0 | 0 | 0 | 0
F1_Commercial_Small Retail_New_Miscellaneous_Electric_Pool Pump_E9 | F1 | Commercial | Small Retail | New | Miscellaneous | Electric | Pool Pump | E9 | CCE | 0 | 0 | 0 | 0 | 0 | 0 | 0 | 0 | 0 | 0 | 0 | 0 | 0 | 0 | 0 | 0 | 0 | 0 | 0 | 0 | 0 | 0 | 0 | 0 | 0 | 0 | 0 | 0 | 0 | 0
F1_Commercial_Small Retail_New_Miscellaneous_Electric_Pool Pump_E10 | F1 | Commercial | Small Retail | New | Miscellaneous | Electric | Pool Pump | E10 | CCE | 0 | 0 | 0 | 0 | 0 | 0 | 0 | 0 | 0 | 0 | 0 | 0 | 0 | 0 | 0 | 0 | 0 | 0 | 0 | 0 | 0 | 0 | 0 | 0 | 0 | 0 | 0 | 0 | 0 | 0
F2_Commercial_Small Retail_New_Miscellaneous_Electric_Pool Pump_E1 | F2 | Commercial | Small Retail | New | Miscellaneous | Electric | Pool Pump | E1 | TRC BC Ratio | 0 | 0 | 0 | 0 | 0 | 0 | 0 | 0 | 0 | 0 | 0 | 0 | 0 | 0 | 0 | 0 | 0 | 0 | 0 | 0 | 0 | 0 | 0 | 0 | 0 | 0 | 0 | 0 | 0 | 0
F2_Commercial_Small Retail_New_Miscellaneous_Electric_Pool Pump_E2 | F2 | Commercial | Small Retail | New | Miscellaneous | Electric | Pool Pump | E2 | TRC BC Ratio | 0 | 0 | 0 | 0 | 0 | 0 | 0 | 0 | 0 | 0 | 0 | 0 | 0 | 0 | 0 | 0 | 0 | 0 | 0 | 0 | 0 | 0 | 0 | 0 | 0 | 0 | 0 | 0 | 0 | 0
F2_Commercial_Small Retail_New_Miscellaneous_Electric_Pool Pump_E3 | F2 | Commercial | Small Retail | New | Miscellaneous | Electric | Pool Pump | E3 | TRC BC Ratio | 0 | 0 | 0 | 0 | 0 | 0 | 0 | 0 | 0 | 0 | 0 | 0 | 0 | 0 | 0 | 0 | 0 | 0 | 0 | 0 | 0 | 0 | 0 | 0 | 0 | 0 | 0 | 0 | 0 | 0
F2_Commercial_Small Retail_New_Miscellaneous_Electric_Pool Pump_E4 | F2 | Commercial | Small Retail | New | Miscellaneous | Electric | Pool Pump | E4 | TRC BC Ratio | 0 | 0 | 0 | 0 | 0 | 0 | 0 | 0 | 0 | 0 | 0 | 0 | 0 | 0 | 0 | 0 | 0 | 0 | 0 | 0 | 0 | 0 | 0 | 0 | 0 | 0 | 0 | 0 | 0 | 0
F2_Commercial_Small Retail_New_Miscellaneous_Electric_Pool Pump_E5 | F2 | Commercial | Small Retail | New | Miscellaneous | Electric | Pool Pump | E5 | TRC BC Ratio | 0 | 0 | 0 | 0 | 0 | 0 | 0 | 0 | 0 | 0 | 0 | 0 | 0 | 0 | 0 | 0 | 0 | 0 | 0 | 0 | 0 | 0 | 0 | 0 | 0 | 0 | 0 | 0 | 0 | 0
F2_Commercial_Small Retail_New_Miscellaneous_Electric_Pool Pump_E6 | F2 | Commercial | Small Retail | New | Miscellaneous | Electric | Pool Pump | E6 | TRC BC Ratio | 0 | 0 | 0 | 0 | 0 | 0 | 0 | 0 | 0 | 0 | 0 | 0 | 0 | 0 | 0 | 0 | 0 | 0 | 0 | 0 | 0 | 0 | 0 | 0 | 0 | 0 | 0 | 0 | 0 | 0
F2_Commercial_Small Retail_New_Miscellaneous_Electric_Pool Pump_E7 | F2 | Commercial | Small Retail | New | Miscellaneous | Electric | Pool Pump | E7 | TRC BC Ratio | 0 | 0 | 0 | 0 | 0 | 0 | 0 | 0 | 0 | 0 | 0 | 0 | 0 | 0 | 0 | 0 | 0 | 0 | 0 | 0 | 0 | 0 | 0 | 0 | 0 | 0 | 0 | 0 | 0 | 0
F2_Commercial_Small Retail_New_Miscellaneous_Electric_Pool Pump_E8 | F2 | Commercial | Small Retail | New | Miscellaneous | Electric | Pool Pump | E8 | TRC BC Ratio | 0 | 0 | 0 | 0 | 0 | 0 | 0 | 0 | 0 | 0 | 0 | 0 | 0 | 0 | 0 | 0 | 0 | 0 | 0 | 0 | 0 | 0 | 0 | 0 | 0 | 0 | 0 | 0 | 0 | 0
F2_Commercial_Small Retail_New_Miscellaneous_Electric_Pool Pump_E9 | F2 | Commercial | Small Retail | New | Miscellaneous | Electric | Pool Pump | E9 | TRC BC Ratio | 0 | 0 | 0 | 0 | 0 | 0 | 0 | 0 | 0 | 0 | 0 | 0 | 0 | 0 | 0 | 0 | 0 | 0 | 0 | 0 | 0 | 0 | 0 | 0 | 0 | 0 | 0 | 0 | 0 | 0
F2_Commercial_Small Retail_New_Miscellaneous_Electric_Pool Pump_E10 | F2 | Commercial | Small Retail | New | Miscellaneous | Electric | Pool Pump | E10 | TRC BC Ratio | 0 | 0 | 0 | 0 | 0 | 0 | 0 | 0 | 0 | 0 | 0 | 0 | 0 | 0 | 0 | 0 | 0 | 0 | 0 | 0 | 0 | 0 | 0 | 0 | 0 | 0 | 0 | 0 | 0 | 0
F3_Commercial_Small Retail_New_Miscellaneous_Electric_Pool Pump_E1 | F3 | Commercial | Small Retail | New | Miscellaneous | Electric | Pool Pump | E1 | PACT BC Ratio | 0 | 0 | 0 | 0 | 0 | 0 | 0 | 0 | 0 | 0 | 0 | 0 | 0 | 0 | 0 | 0 | 0 | 0 | 0 | 0 | 0 | 0 | 0 | 0 | 0 | 0 | 0 | 0 | 0 | 0
F3_Commercial_Small Retail_New_Miscellaneous_Electric_Pool Pump_E2 | F3 | Commercial | Small Retail | New | Miscellaneous | Electric | Pool Pump | E2 | PACT BC Ratio | 0 | 0 | 0 | 0 | 0 | 0 | 0 | 0 | 0 | 0 | 0 | 0 | 0 | 0 | 0 | 0 | 0 | 0 | 0 | 0 | 0 | 0 | 0 | 0 | 0 | 0 | 0 | 0 | 0 | 0
F3_Commercial_Small Retail_New_Miscellaneous_Electric_Pool Pump_E3 | F3 | Commercial | Small Retail | New | Miscellaneous | Electric | Pool Pump | E3 | PACT BC Ratio | 0 | 0 | 0 | 0 | 0 | 0 | 0 | 0 | 0 | 0 | 0 | 0 | 0 | 0 | 0 | 0 | 0 | 0 | 0 | 0 | 0 | 0 | 0 | 0 | 0 | 0 | 0 | 0 | 0 | 0
F3_Commercial_Small Retail_New_Miscellaneous_Electric_Pool Pump_E4 | F3 | Commercial | Small Retail | New | Miscellaneous | Electric | Pool Pump | E4 | PACT BC Ratio | 0 | 0 | 0 | 0 | 0 | 0 | 0 | 0 | 0 | 0 | 0 | 0 | 0 | 0 | 0 | 0 | 0 | 0 | 0 | 0 | 0 | 0 | 0 | 0 | 0 | 0 | 0 | 0 | 0 | 0
F3_Commercial_Small Retail_New_Miscellaneous_Electric_Pool Pump_E5 | F3 | Commercial | Small Retail | New | Miscellaneous | Electric | Pool Pump | E5 | PACT BC Ratio | 0 | 0 | 0 | 0 | 0 | 0 | 0 | 0 | 0 | 0 | 0 | 0 | 0 | 0 | 0 | 0 | 0 | 0 | 0 | 0 | 0 | 0 | 0 | 0 | 0 | 0 | 0 | 0 | 0 | 0
F3_Commercial_Small Retail_New_Miscellaneous_Electric_Pool Pump_E6 | F3 | Commercial | Small Retail | New | Miscellaneous | Electric | Pool Pump | E6 | PACT BC Ratio | 0 | 0 | 0 | 0 | 0 | 0 | 0 | 0 | 0 | 0 | 0 | 0 | 0 | 0 | 0 | 0 | 0 | 0 | 0 | 0 | 0 | 0 | 0 | 0 | 0 | 0 | 0 | 0 | 0 | 0
F3_Commercial_Small Retail_New_Miscellaneous_Electric_Pool Pump_E7 | F3 | Commercial | Small Retail | New | Miscellaneous | Electric | Pool Pump | E7 | PACT BC Ratio | 0 | 0 | 0 | 0 | 0 | 0 | 0 | 0 | 0 | 0 | 0 | 0 | 0 | 0 | 0 | 0 | 0 | 0 | 0 | 0 | 0 | 0 | 0 | 0 | 0 | 0 | 0 | 0 | 0 | 0
F3_Commercial_Small Retail_New_Miscellaneous_Electric_Pool Pump_E8 | F3 | Commercial | Small Retail | New | Miscellaneous | Electric | Pool Pump | E8 | PACT BC Ratio | 0 | 0 | 0 | 0 | 0 | 0 | 0 | 0 | 0 | 0 | 0 | 0 | 0 | 0 | 0 | 0 | 0 | 0 | 0 | 0 | 0 | 0 | 0 | 0 | 0 | 0 | 0 | 0 | 0 | 0
F3_Commercial_Small Retail_New_Miscellaneous_Electric_Pool Pump_E9 | F3 | Commercial | Small Retail | New | Miscellaneous | Electric | Pool Pump | E9 | PACT BC Ratio | 0 | 0 | 0 | 0 | 0 | 0 | 0 | 0 | 0 | 0 | 0 | 0 | 0 | 0 | 0 | 0 | 0 | 0 | 0 | 0 | 0 | 0 | 0 | 0 | 0 | 0 | 0 | 0 | 0 | 0
F3_Commercial_Small Retail_New_Miscellaneous_Electric_Pool Pump_E10 | F3 | Commercial | Small Retail | New | Miscellaneous | Electric | Pool Pump | E10 | PACT BC Ratio | 0 | 0 | 0 | 0 | 0 | 0 | 0 | 0 | 0 | 0 | 0 | 0 | 0 | 0 | 0 | 0 | 0 | 0 | 0 | 0 | 0 | 0 | 0 | 0 | 0 | 0 | 0 | 0 | 0 | 0
F4_Commercial_Small Retail_New_Miscellaneous_Electric_Pool Pump_E1 | F4 | Commercial | Small Retail | New | Miscellaneous | Electric | Pool Pump | E1 | RVT BC Ratio | 0 | 0 | 0 | 0 | 0 | 0 | 0 | 0 | 0 | 0 | 0 | 0 | 0 | 0 | 0 | 0 | 0 | 0 | 0 | 0 | 0 | 0 | 0 | 0 | 0 | 0 | 0 | 0 | 0 | 0
F4_Commercial_Small Retail_New_Miscellaneous_Electric_Pool Pump_E2 | F4 | Commercial | Small Retail | New | Miscellaneous | Electric | Pool Pump | E2 | RVT BC Ratio | 0 | 0 | 0 | 0 | 0 | 0 | 0 | 0 | 0 | 0 | 0 | 0 | 0 | 0 | 0 | 0 | 0 | 0 | 0 | 0 | 0 | 0 | 0 | 0 | 0 | 0 | 0 | 0 | 0 | 0
F4_Commercial_Small Retail_New_Miscellaneous_Electric_Pool Pump_E3 | F4 | Commercial | Small Retail | New | Miscellaneous | Electric | Pool Pump | E3 | RVT BC Ratio | 0 | 0 | 0 | 0 | 0 | 0 | 0 | 0 | 0 | 0 | 0 | 0 | 0 | 0 | 0 | 0 | 0 | 0 | 0 | 0 | 0 | 0 | 0 | 0 | 0 | 0 | 0 | 0 | 0 | 0
F4_Commercial_Small Retail_New_Miscellaneous_Electric_Pool Pump_E4 | F4 | Commercial | Small Retail | New | Miscellaneous | Electric | Pool Pump | E4 | RVT BC Ratio | 0 | 0 | 0 | 0 | 0 | 0 | 0 | 0 | 0 | 0 | 0 | 0 | 0 | 0 | 0 | 0 | 0 | 0 | 0 | 0 | 0 | 0 | 0 | 0 | 0 | 0 | 0 | 0 | 0 | 0
F4_Commercial_Small Retail_New_Miscellaneous_Electric_Pool Pump_E5 | F4 | Commercial | Small Retail | New | Miscellaneous | Electric | Pool Pump | E5 | RVT BC Ratio | 0 | 0 | 0 | 0 | 0 | 0 | 0 | 0 | 0 | 0 | 0 | 0 | 0 | 0 | 0 | 0 | 0 | 0 | 0 | 0 | 0 | 0 | 0 | 0 | 0 | 0 | 0 | 0 | 0 | 0
F4_Commercial_Small Retail_New_Miscellaneous_Electric_Pool Pump_E6 | F4 | Commercial | Small Retail | New | Miscellaneous | Electric | Pool Pump | E6 | RVT BC Ratio | 0 | 0 | 0 | 0 | 0 | 0 | 0 | 0 | 0 | 0 | 0 | 0 | 0 | 0 | 0 | 0 | 0 | 0 | 0 | 0 | 0 | 0 | 0 | 0 | 0 | 0 | 0 | 0 | 0 | 0
F4_Commercial_Small Retail_New_Miscellaneous_Electric_Pool Pump_E7 | F4 | Commercial | Small Retail | New | Miscellaneous | Electric | Pool Pump | E7 | RVT BC Ratio | 0 | 0 | 0 | 0 | 0 | 0 | 0 | 0 | 0 | 0 | 0 | 0 | 0 | 0 | 0 | 0 | 0 | 0 | 0 | 0 | 0 | 0 | 0 | 0 | 0 | 0 | 0 | 0 | 0 | 0
F4_Commercial_Small Retail_New_Miscellaneous_Electric_Pool Pump_E8 | F4 | Commercial | Small Retail | New | Miscellaneous | Electric | Pool Pump | E8 | RVT BC Ratio | 0 | 0 | 0 | 0 | 0 | 0 | 0 | 0 | 0 | 0 | 0 | 0 | 0 | 0 | 0 | 0 | 0 | 0 | 0 | 0 | 0 | 0 | 0 | 0 | 0 | 0 | 0 | 0 | 0 | 0
F4_Commercial_Small Retail_New_Miscellaneous_Electric_Pool Pump_E9 | F4 | Commercial | Small Retail | New | Miscellaneous | Electric | Pool Pump | E9 | RVT BC Ratio | 0 | 0 | 0 | 0 | 0 | 0 | 0 | 0 | 0 | 0 | 0 | 0 | 0 | 0 | 0 | 0 | 0 | 0 | 0 | 0 | 0 | 0 | 0 | 0 | 0 | 0 | 0 | 0 | 0 | 0
F4_Commercial_Small Retail_New_Miscellaneous_Electric_Pool Pump_E10 | F4 | Commercial | Small Retail | New | Miscellaneous | Electric | Pool Pump | E10 | RVT BC Ratio | 0 | 0 | 0 | 0 | 0 | 0 | 0 | 0 | 0 | 0 | 0 | 0 | 0 | 0 | 0 | 0 | 0 | 0 | 0 | 0 | 0 | 0 | 0 | 0 | 0 | 0 | 0 | 0 | 0 | 0
F5_Commercial_Small Retail_New_Miscellaneous_Electric_Pool Pump_E1 | F5 | Commercial | Small Retail | New | Miscellaneous | Electric | Pool Pump | E1 | RIM BC Ratio | 0 | 0 | 0 | 0 | 0 | 0 | 0 | 0 | 0 | 0 | 0 | 0 | 0 | 0 | 0 | 0 | 0 | 0 | 0 | 0 | 0 | 0 | 0 | 0 | 0 | 0 | 0 | 0 | 0 | 0
F5_Commercial_Small Retail_New_Miscellaneous_Electric_Pool Pump_E2 | F5 | Commercial | Small Retail | New | Miscellaneous | Electric | Pool Pump | E2 | RIM BC Ratio | 0 | 0 | 0 | 0 | 0 | 0 | 0 | 0 | 0 | 0 | 0 | 0 | 0 | 0 | 0 | 0 | 0 | 0 | 0 | 0 | 0 | 0 | 0 | 0 | 0 | 0 | 0 | 0 | 0 | 0
F5_Commercial_Small Retail_New_Miscellaneous_Electric_Pool Pump_E3 | F5 | Commercial | Small Retail | New | Miscellaneous | Electric | Pool Pump | E3 | RIM BC Ratio | 0 | 0 | 0 | 0 | 0 | 0 | 0 | 0 | 0 | 0 | 0 | 0 | 0 | 0 | 0 | 0 | 0 | 0 | 0 | 0 | 0 | 0 | 0 | 0 | 0 | 0 | 0 | 0 | 0 | 0
F5_Commercial_Small Retail_New_Miscellaneous_Electric_Pool Pump_E4 | F5 | Commercial | Small Retail | New | Miscellaneous | Electric | Pool Pump | E4 | RIM BC Ratio | 0 | 0 | 0 | 0 | 0 | 0 | 0 | 0 | 0 | 0 | 0 | 0 | 0 | 0 | 0 | 0 | 0 | 0 | 0 | 0 | 0 | 0 | 0 | 0 | 0 | 0 | 0 | 0 | 0 | 0
F5_Commercial_Small Retail_New_Miscellaneous_Electric_Pool Pump_E5 | F5 | Commercial | Small Retail | New | Miscellaneous | Electric | Pool Pump | E5 | RIM BC Ratio | 0 | 0 | 0 | 0 | 0 | 0 | 0 | 0 | 0 | 0 | 0 | 0 | 0 | 0 | 0 | 0 | 0 | 0 | 0 | 0 | 0 | 0 | 0 | 0 | 0 | 0 | 0 | 0 | 0 | 0
F5_Commercial_Small Retail_New_Miscellaneous_Electric_Pool Pump_E6 | F5 | Commercial | Small Retail | New | Miscellaneous | Electric | Pool Pump | E6 | RIM BC Ratio | 0 | 0 | 0 | 0 | 0 | 0 | 0 | 0 | 0 | 0 | 0 | 0 | 0 | 0 | 0 | 0 | 0 | 0 | 0 | 0 | 0 | 0 | 0 | 0 | 0 | 0 | 0 | 0 | 0 | 0
F5_Commercial_Small Retail_New_Miscellaneous_Electric_Pool Pump_E7 | F5 | Commercial | Small Retail | New | Miscellaneous | Electric | Pool Pump | E7 | RIM BC Ratio | 0 | 0 | 0 | 0 | 0 | 0 | 0 | 0 | 0 | 0 | 0 | 0 | 0 | 0 | 0 | 0 | 0 | 0 | 0 | 0 | 0 | 0 | 0 | 0 | 0 | 0 | 0 | 0 | 0 | 0
F5_Commercial_Small Retail_New_Miscellaneous_Electric_Pool Pump_E8 | F5 | Commercial | Small Retail | New | Miscellaneous | Electric | Pool Pump | E8 | RIM BC Ratio | 0 | 0 | 0 | 0 | 0 | 0 | 0 | 0 | 0 | 0 | 0 | 0 | 0 | 0 | 0 | 0 | 0 | 0 | 0 | 0 | 0 | 0 | 0 | 0 | 0 | 0 | 0 | 0 | 0 | 0
F5_Commercial_Small Retail_New_Miscellaneous_Electric_Pool Pump_E9 | F5 | Commercial | Small Retail | New | Miscellaneous | Electric | Pool Pump | E9 | RIM BC Ratio | 0 | 0 | 0 | 0 | 0 | 0 | 0 | 0 | 0 | 0 | 0 | 0 | 0 | 0 | 0 | 0 | 0 | 0 | 0 | 0 | 0 | 0 | 0 | 0 | 0 | 0 | 0 | 0 | 0 | 0
F5_Commercial_Small Retail_New_Miscellaneous_Electric_Pool Pump_E10 | F5 | Commercial | Small Retail | New | Miscellaneous | Electric | Pool Pump | E10 | RIM BC Ratio | 0 | 0 | 0 | 0 | 0 | 0 | 0 | 0 | 0 | 0 | 0 | 0 | 0 | 0 | 0 | 0 | 0 | 0 | 0 | 0 | 0 | 0 | 0 | 0 | 0 | 0 | 0 | 0 | 0 | 0
F0_Commercial_Small Retail_New_Miscellaneous_Electric_Pool Heater_E0 | F0 | Commercial | Small Retail | New | Miscellaneous | Electric | Pool Heater | E0 | Economic Unit | 0 | 0 | 0 | 0 | 0 | 0 | 0 | 0 | 0 | 0 | 0 | 0 | 0 | 0 | 0 | 0 | 0 | 0 | 0 | 0 | 0 | 0 | 0 | 0 | 0 | 0 | 0 | 0 | 0 | 0
F1_Commercial_Small Retail_New_Miscellaneous_Electric_Pool Heater_E1 | F1 | Commercial | Small Retail | New | Miscellaneous | Electric | Pool Heater | E1 | CCE | 0 | 0 | 0 | 0 | 0 | 0 | 0 | 0 | 0 | 0 | 0 | 0 | 0 | 0 | 0 | 0 | 0 | 0 | 0 | 0 | 0 | 0 | 0 | 0 | 0 | 0 | 0 | 0 | 0 | 0
F1_Commercial_Small Retail_New_Miscellaneous_Electric_Pool Heater_E2 | F1 | Commercial | Small Retail | New | Miscellaneous | Electric | Pool Heater | E2 | CCE | 0 | 0 | 0 | 0 | 0 | 0 | 0 | 0 | 0 | 0 | 0 | 0 | 0 | 0 | 0 | 0 | 0 | 0 | 0 | 0 | 0 | 0 | 0 | 0 | 0 | 0 | 0 | 0 | 0 | 0
F1_Commercial_Small Retail_New_Miscellaneous_Electric_Pool Heater_E3 | F1 | Commercial | Small Retail | New | Miscellaneous | Electric | Pool Heater | E3 | CCE | 0 | 0 | 0 | 0 | 0 | 0 | 0 | 0 | 0 | 0 | 0 | 0 | 0 | 0 | 0 | 0 | 0 | 0 | 0 | 0 | 0 | 0 | 0 | 0 | 0 | 0 | 0 | 0 | 0 | 0
F1_Commercial_Small Retail_New_Miscellaneous_Electric_Pool Heater_E4 | F1 | Commercial | Small Retail | New | Miscellaneous | Electric | Pool Heater | E4 | CCE | 0 | 0 | 0 | 0 | 0 | 0 | 0 | 0 | 0 | 0 | 0 | 0 | 0 | 0 | 0 | 0 | 0 | 0 | 0 | 0 | 0 | 0 | 0 | 0 | 0 | 0 | 0 | 0 | 0 | 0
F1_Commercial_Small Retail_New_Miscellaneous_Electric_Pool Heater_E5 | F1 | Commercial | Small Retail | New | Miscellaneous | Electric | Pool Heater | E5 | CCE | 0 | 0 | 0 | 0 | 0 | 0 | 0 | 0 | 0 | 0 | 0 | 0 | 0 | 0 | 0 | 0 | 0 | 0 | 0 | 0 | 0 | 0 | 0 | 0 | 0 | 0 | 0 | 0 | 0 | 0
F1_Commercial_Small Retail_New_Miscellaneous_Electric_Pool Heater_E6 | F1 | Commercial | Small Retail | New | Miscellaneous | Electric | Pool Heater | E6 | CCE | 0 | 0 | 0 | 0 | 0 | 0 | 0 | 0 | 0 | 0 | 0 | 0 | 0 | 0 | 0 | 0 | 0 | 0 | 0 | 0 | 0 | 0 | 0 | 0 | 0 | 0 | 0 | 0 | 0 | 0
F1_Commercial_Small Retail_New_Miscellaneous_Electric_Pool Heater_E7 | F1 | Commercial | Small Retail | New | Miscellaneous | Electric | Pool Heater | E7 | CCE | 0 | 0 | 0 | 0 | 0 | 0 | 0 | 0 | 0 | 0 | 0 | 0 | 0 | 0 | 0 | 0 | 0 | 0 | 0 | 0 | 0 | 0 | 0 | 0 | 0 | 0 | 0 | 0 | 0 | 0
F1_Commercial_Small Retail_New_Miscellaneous_Electric_Pool Heater_E8 | F1 | Commercial | Small Retail | New | Miscellaneous | Electric | Pool Heater | E8 | CCE | 0 | 0 | 0 | 0 | 0 | 0 | 0 | 0 | 0 | 0 | 0 | 0 | 0 | 0 | 0 | 0 | 0 | 0 | 0 | 0 | 0 | 0 | 0 | 0 | 0 | 0 | 0 | 0 | 0 | 0
F1_Commercial_Small Retail_New_Miscellaneous_Electric_Pool Heater_E9 | F1 | Commercial | Small Retail | New | Miscellaneous | Electric | Pool Heater | E9 | CCE | 0 | 0 | 0 | 0 | 0 | 0 | 0 | 0 | 0 | 0 | 0 | 0 | 0 | 0 | 0 | 0 | 0 | 0 | 0 | 0 | 0 | 0 | 0 | 0 | 0 | 0 | 0 | 0 | 0 | 0
F1_Commercial_Small Retail_New_Miscellaneous_Electric_Pool Heater_E10 | F1 | Commercial | Small Retail | New | Miscellaneous | Electric | Pool Heater | E10 | CCE | 0 | 0 | 0 | 0 | 0 | 0 | 0 | 0 | 0 | 0 | 0 | 0 | 0 | 0 | 0 | 0 | 0 | 0 | 0 | 0 | 0 | 0 | 0 | 0 | 0 | 0 | 0 | 0 | 0 | 0
F2_Commercial_Small Retail_New_Miscellaneous_Electric_Pool Heater_E1 | F2 | Commercial | Small Retail | New | Miscellaneous | Electric | Pool Heater | E1 | TRC BC Ratio | 0 | 0 | 0 | 0 | 0 | 0 | 0 | 0 | 0 | 0 | 0 | 0 | 0 | 0 | 0 | 0 | 0 | 0 | 0 | 0 | 0 | 0 | 0 | 0 | 0 | 0 | 0 | 0 | 0 | 0
F2_Commercial_Small Retail_New_Miscellaneous_Electric_Pool Heater_E2 | F2 | Commercial | Small Retail | New | Miscellaneous | Electric | Pool Heater | E2 | TRC BC Ratio | 0 | 0 | 0 | 0 | 0 | 0 | 0 | 0 | 0 | 0 | 0 | 0 | 0 | 0 | 0 | 0 | 0 | 0 | 0 | 0 | 0 | 0 | 0 | 0 | 0 | 0 | 0 | 0 | 0 | 0
F2_Commercial_Small Retail_New_Miscellaneous_Electric_Pool Heater_E3 | F2 | Commercial | Small Retail | New | Miscellaneous | Electric | Pool Heater | E3 | TRC BC Ratio | 0 | 0 | 0 | 0 | 0 | 0 | 0 | 0 | 0 | 0 | 0 | 0 | 0 | 0 | 0 | 0 | 0 | 0 | 0 | 0 | 0 | 0 | 0 | 0 | 0 | 0 | 0 | 0 | 0 | 0
F2_Commercial_Small Retail_New_Miscellaneous_Electric_Pool Heater_E4 | F2 | Commercial | Small Retail | New | Miscellaneous | Electric | Pool Heater | E4 | TRC BC Ratio | 0 | 0 | 0 | 0 | 0 | 0 | 0 | 0 | 0 | 0 | 0 | 0 | 0 | 0 | 0 | 0 | 0 | 0 | 0 | 0 | 0 | 0 | 0 | 0 | 0 | 0 | 0 | 0 | 0 | 0
F2_Commercial_Small Retail_New_Miscellaneous_Electric_Pool Heater_E5 | F2 | Commercial | Small Retail | New | Miscellaneous | Electric | Pool Heater | E5 | TRC BC Ratio | 0 | 0 | 0 | 0 | 0 | 0 | 0 | 0 | 0 | 0 | 0 | 0 | 0 | 0 | 0 | 0 | 0 | 0 | 0 | 0 | 0 | 0 | 0 | 0 | 0 | 0 | 0 | 0 | 0 | 0
F2_Commercial_Small Retail_New_Miscellaneous_Electric_Pool Heater_E6 | F2 | Commercial | Small Retail | New | Miscellaneous | Electric | Pool Heater | E6 | TRC BC Ratio | 0 | 0 | 0 | 0 | 0 | 0 | 0 | 0 | 0 | 0 | 0 | 0 | 0 | 0 | 0 | 0 | 0 | 0 | 0 | 0 | 0 | 0 | 0 | 0 | 0 | 0 | 0 | 0 | 0 | 0
F2_Commercial_Small Retail_New_Miscellaneous_Electric_Pool Heater_E7 | F2 | Commercial | Small Retail | New | Miscellaneous | Electric | Pool Heater | E7 | TRC BC Ratio | 0 | 0 | 0 | 0 | 0 | 0 | 0 | 0 | 0 | 0 | 0 | 0 | 0 | 0 | 0 | 0 | 0 | 0 | 0 | 0 | 0 | 0 | 0 | 0 | 0 | 0 | 0 | 0 | 0 | 0
F2_Commercial_Small Retail_New_Miscellaneous_Electric_Pool Heater_E8 | F2 | Commercial | Small Retail | New | Miscellaneous | Electric | Pool Heater | E8 | TRC BC Ratio | 0 | 0 | 0 | 0 | 0 | 0 | 0 | 0 | 0 | 0 | 0 | 0 | 0 | 0 | 0 | 0 | 0 | 0 | 0 | 0 | 0 | 0 | 0 | 0 | 0 | 0 | 0 | 0 | 0 | 0
F2_Commercial_Small Retail_New_Miscellaneous_Electric_Pool Heater_E9 | F2 | Commercial | Small Retail | New | Miscellaneous | Electric | Pool Heater | E9 | TRC BC Ratio | 0 | 0 | 0 | 0 | 0 | 0 | 0 | 0 | 0 | 0 | 0 | 0 | 0 | 0 | 0 | 0 | 0 | 0 | 0 | 0 | 0 | 0 | 0 | 0 | 0 | 0 | 0 | 0 | 0 | 0
F2_Commercial_Small Retail_New_Miscellaneous_Electric_Pool Heater_E10 | F2 | Commercial | Small Retail | New | Miscellaneous | Electric | Pool Heater | E10 | TRC BC Ratio | 0 | 0 | 0 | 0 | 0 | 0 | 0 | 0 | 0 | 0 | 0 | 0 | 0 | 0 | 0 | 0 | 0 | 0 | 0 | 0 | 0 | 0 | 0 | 0 | 0 | 0 | 0 | 0 | 0 | 0
F3_Commercial_Small Retail_New_Miscellaneous_Electric_Pool Heater_E1 | F3 | Commercial | Small Retail | New | Miscellaneous | Electric | Pool Heater | E1 | PACT BC Ratio | 0 | 0 | 0 | 0 | 0 | 0 | 0 | 0 | 0 | 0 | 0 | 0 | 0 | 0 | 0 | 0 | 0 | 0 | 0 | 0 | 0 | 0 | 0 | 0 | 0 | 0 | 0 | 0 | 0 | 0
F3_Commercial_Small Retail_New_Miscellaneous_Electric_Pool Heater_E2 | F3 | Commercial | Small Retail | New | Miscellaneous | Electric | Pool Heater | E2 | PACT BC Ratio | 0 | 0 | 0 | 0 | 0 | 0 | 0 | 0 | 0 | 0 | 0 | 0 | 0 | 0 | 0 | 0 | 0 | 0 | 0 | 0 | 0 | 0 | 0 | 0 | 0 | 0 | 0 | 0 | 0 | 0
F3_Commercial_Small Retail_New_Miscellaneous_Electric_Pool Heater_E3 | F3 | Commercial | Small Retail | New | Miscellaneous | Electric | Pool Heater | E3 | PACT BC Ratio | 0 | 0 | 0 | 0 | 0 | 0 | 0 | 0 | 0 | 0 | 0 | 0 | 0 | 0 | 0 | 0 | 0 | 0 | 0 | 0 | 0 | 0 | 0 | 0 | 0 | 0 | 0 | 0 | 0 | 0
F3_Commercial_Small Retail_New_Miscellaneous_Electric_Pool Heater_E4 | F3 | Commercial | Small Retail | New | Miscellaneous | Electric | Pool Heater | E4 | PACT BC Ratio | 0 | 0 | 0 | 0 | 0 | 0 | 0 | 0 | 0 | 0 | 0 | 0 | 0 | 0 | 0 | 0 | 0 | 0 | 0 | 0 | 0 | 0 | 0 | 0 | 0 | 0 | 0 | 0 | 0 | 0
F3_Commercial_Small Retail_New_Miscellaneous_Electric_Pool Heater_E5 | F3 | Commercial | Small Retail | New | Miscellaneous | Electric | Pool Heater | E5 | PACT BC Ratio | 0 | 0 | 0 | 0 | 0 | 0 | 0 | 0 | 0 | 0 | 0 | 0 | 0 | 0 | 0 | 0 | 0 | 0 | 0 | 0 | 0 | 0 | 0 | 0 | 0 | 0 | 0 | 0 | 0 | 0
F3_Commercial_Small Retail_New_Miscellaneous_Electric_Pool Heater_E6 | F3 | Commercial | Small Retail | New | Miscellaneous | Electric | Pool Heater | E6 | PACT BC Ratio | 0 | 0 | 0 | 0 | 0 | 0 | 0 | 0 | 0 | 0 | 0 | 0 | 0 | 0 | 0 | 0 | 0 | 0 | 0 | 0 | 0 | 0 | 0 | 0 | 0 | 0 | 0 | 0 | 0 | 0
F3_Commercial_Small Retail_New_Miscellaneous_Electric_Pool Heater_E7 | F3 | Commercial | Small Retail | New | Miscellaneous | Electric | Pool Heater | E7 | PACT BC Ratio | 0 | 0 | 0 | 0 | 0 | 0 | 0 | 0 | 0 | 0 | 0 | 0 | 0 | 0 | 0 | 0 | 0 | 0 | 0 | 0 | 0 | 0 | 0 | 0 | 0 | 0 | 0 | 0 | 0 | 0
F3_Commercial_Small Retail_New_Miscellaneous_Electric_Pool Heater_E8 | F3 | Commercial | Small Retail | New | Miscellaneous | Electric | Pool Heater | E8 | PACT BC Ratio | 0 | 0 | 0 | 0 | 0 | 0 | 0 | 0 | 0 | 0 | 0 | 0 | 0 | 0 | 0 | 0 | 0 | 0 | 0 | 0 | 0 | 0 | 0 | 0 | 0 | 0 | 0 | 0 | 0 | 0
F3_Commercial_Small Retail_New_Miscellaneous_Electric_Pool Heater_E9 | F3 | Commercial | Small Retail | New | Miscellaneous | Electric | Pool Heater | E9 | PACT BC Ratio | 0 | 0 | 0 | 0 | 0 | 0 | 0 | 0 | 0 | 0 | 0 | 0 | 0 | 0 | 0 | 0 | 0 | 0 | 0 | 0 | 0 | 0 | 0 | 0 | 0 | 0 | 0 | 0 | 0 | 0
F3_Commercial_Small Retail_New_Miscellaneous_Electric_Pool Heater_E10 | F3 | Commercial | Small Retail | New | Miscellaneous | Electric | Pool Heater | E10 | PACT BC Ratio | 0 | 0 | 0 | 0 | 0 | 0 | 0 | 0 | 0 | 0 | 0 | 0 | 0 | 0 | 0 | 0 | 0 | 0 | 0 | 0 | 0 | 0 | 0 | 0 | 0 | 0 | 0 | 0 | 0 | 0
F4_Commercial_Small Retail_New_Miscellaneous_Electric_Pool Heater_E1 | F4 | Commercial | Small Retail | New | Miscellaneous | Electric | Pool Heater | E1 | RVT BC Ratio | 0 | 0 | 0 | 0 | 0 | 0 | 0 | 0 | 0 | 0 | 0 | 0 | 0 | 0 | 0 | 0 | 0 | 0 | 0 | 0 | 0 | 0 | 0 | 0 | 0 | 0 | 0 | 0 | 0 | 0
F4_Commercial_Small Retail_New_Miscellaneous_Electric_Pool Heater_E2 | F4 | Commercial | Small Retail | New | Miscellaneous | Electric | Pool Heater | E2 | RVT BC Ratio | 0 | 0 | 0 | 0 | 0 | 0 | 0 | 0 | 0 | 0 | 0 | 0 | 0 | 0 | 0 | 0 | 0 | 0 | 0 | 0 | 0 | 0 | 0 | 0 | 0 | 0 | 0 | 0 | 0 | 0
F4_Commercial_Small Retail_New_Miscellaneous_Electric_Pool Heater_E3 | F4 | Commercial | Small Retail | New | Miscellaneous | Electric | Pool Heater | E3 | RVT BC Ratio | 0 | 0 | 0 | 0 | 0 | 0 | 0 | 0 | 0 | 0 | 0 | 0 | 0 | 0 | 0 | 0 | 0 | 0 | 0 | 0 | 0 | 0 | 0 | 0 | 0 | 0 | 0 | 0 | 0 | 0
F4_Commercial_Small Retail_New_Miscellaneous_Electric_Pool Heater_E4 | F4 | Commercial | Small Retail | New | Miscellaneous | Electric | Pool Heater | E4 | RVT BC Ratio | 0 | 0 | 0 | 0 | 0 | 0 | 0 | 0 | 0 | 0 | 0 | 0 | 0 | 0 | 0 | 0 | 0 | 0 | 0 | 0 | 0 | 0 | 0 | 0 | 0 | 0 | 0 | 0 | 0 | 0
F4_Commercial_Small Retail_New_Miscellaneous_Electric_Pool Heater_E5 | F4 | Commercial | Small Retail | New | Miscellaneous | Electric | Pool Heater | E5 | RVT BC Ratio | 0 | 0 | 0 | 0 | 0 | 0 | 0 | 0 | 0 | 0 | 0 | 0 | 0 | 0 | 0 | 0 | 0 | 0 | 0 | 0 | 0 | 0 | 0 | 0 | 0 | 0 | 0 | 0 | 0 | 0
F4_Commercial_Small Retail_New_Miscellaneous_Electric_Pool Heater_E6 | F4 | Commercial | Small Retail | New | Miscellaneous | Electric | Pool Heater | E6 | RVT BC Ratio | 0 | 0 | 0 | 0 | 0 | 0 | 0 | 0 | 0 | 0 | 0 | 0 | 0 | 0 | 0 | 0 | 0 | 0 | 0 | 0 | 0 | 0 | 0 | 0 | 0 | 0 | 0 | 0 | 0 | 0
F4_Commercial_Small Retail_New_Miscellaneous_Electric_Pool Heater_E7 | F4 | Commercial | Small Retail | New | Miscellaneous | Electric | Pool Heater | E7 | RVT BC Ratio | 0 | 0 | 0 | 0 | 0 | 0 | 0 | 0 | 0 | 0 | 0 | 0 | 0 | 0 | 0 | 0 | 0 | 0 | 0 | 0 | 0 | 0 | 0 | 0 | 0 | 0 | 0 | 0 | 0 | 0
F4_Commercial_Small Retail_New_Miscellaneous_Electric_Pool Heater_E8 | F4 | Commercial | Small Retail | New | Miscellaneous | Electric | Pool Heater | E8 | RVT BC Ratio | 0 | 0 | 0 | 0 | 0 | 0 | 0 | 0 | 0 | 0 | 0 | 0 | 0 | 0 | 0 | 0 | 0 | 0 | 0 | 0 | 0 | 0 | 0 | 0 | 0 | 0 | 0 | 0 | 0 | 0
F4_Commercial_Small Retail_New_Miscellaneous_Electric_Pool Heater_E9 | F4 | Commercial | Small Retail | New | Miscellaneous | Electric | Pool Heater | E9 | RVT BC Ratio | 0 | 0 | 0 | 0 | 0 | 0 | 0 | 0 | 0 | 0 | 0 | 0 | 0 | 0 | 0 | 0 | 0 | 0 | 0 | 0 | 0 | 0 | 0 | 0 | 0 | 0 | 0 | 0 | 0 | 0
F4_Commercial_Small Retail_New_Miscellaneous_Electric_Pool Heater_E10 | F4 | Commercial | Small Retail | New | Miscellaneous | Electric | Pool Heater | E10 | RVT BC Ratio | 0 | 0 | 0 | 0 | 0 | 0 | 0 | 0 | 0 | 0 | 0 | 0 | 0 | 0 | 0 | 0 | 0 | 0 | 0 | 0 | 0 | 0 | 0 | 0 | 0 | 0 | 0 | 0 | 0 | 0
F5_Commercial_Small Retail_New_Miscellaneous_Electric_Pool Heater_E1 | F5 | Commercial | Small Retail | New | Miscellaneous | Electric | Pool Heater | E1 | RIM BC Ratio | 0 | 0 | 0 | 0 | 0 | 0 | 0 | 0 | 0 | 0 | 0 | 0 | 0 | 0 | 0 | 0 | 0 | 0 | 0 | 0 | 0 | 0 | 0 | 0 | 0 | 0 | 0 | 0 | 0 | 0
F5_Commercial_Small Retail_New_Miscellaneous_Electric_Pool Heater_E2 | F5 | Commercial | Small Retail | New | Miscellaneous | Electric | Pool Heater | E2 | RIM BC Ratio | 0 | 0 | 0 | 0 | 0 | 0 | 0 | 0 | 0 | 0 | 0 | 0 | 0 | 0 | 0 | 0 | 0 | 0 | 0 | 0 | 0 | 0 | 0 | 0 | 0 | 0 | 0 | 0 | 0 | 0
F5_Commercial_Small Retail_New_Miscellaneous_Electric_Pool Heater_E3 | F5 | Commercial | Small Retail | New | Miscellaneous | Electric | Pool Heater | E3 | RIM BC Ratio | 0 | 0 | 0 | 0 | 0 | 0 | 0 | 0 | 0 | 0 | 0 | 0 | 0 | 0 | 0 | 0 | 0 | 0 | 0 | 0 | 0 | 0 | 0 | 0 | 0 | 0 | 0 | 0 | 0 | 0
F5_Commercial_Small Retail_New_Miscellaneous_Electric_Pool Heater_E4 | F5 | Commercial | Small Retail | New | Miscellaneous | Electric | Pool Heater | E4 | RIM BC Ratio | 0 | 0 | 0 | 0 | 0 | 0 | 0 | 0 | 0 | 0 | 0 | 0 | 0 | 0 | 0 | 0 | 0 | 0 | 0 | 0 | 0 | 0 | 0 | 0 | 0 | 0 | 0 | 0 | 0 | 0
F5_Commercial_Small Retail_New_Miscellaneous_Electric_Pool Heater_E5 | F5 | Commercial | Small Retail | New | Miscellaneous | Electric | Pool Heater | E5 | RIM BC Ratio | 0 | 0 | 0 | 0 | 0 | 0 | 0 | 0 | 0 | 0 | 0 | 0 | 0 | 0 | 0 | 0 | 0 | 0 | 0 | 0 | 0 | 0 | 0 | 0 | 0 | 0 | 0 | 0 | 0 | 0
F5_Commercial_Small Retail_New_Miscellaneous_Electric_Pool Heater_E6 | F5 | Commercial | Small Retail | New | Miscellaneous | Electric | Pool Heater | E6 | RIM BC Ratio | 0 | 0 | 0 | 0 | 0 | 0 | 0 | 0 | 0 | 0 | 0 | 0 | 0 | 0 | 0 | 0 | 0 | 0 | 0 | 0 | 0 | 0 | 0 | 0 | 0 | 0 | 0 | 0 | 0 | 0
F5_Commercial_Small Retail_New_Miscellaneous_Electric_Pool Heater_E7 | F5 | Commercial | Small Retail | New | Miscellaneous | Electric | Pool Heater | E7 | RIM BC Ratio | 0 | 0 | 0 | 0 | 0 | 0 | 0 | 0 | 0 | 0 | 0 | 0 | 0 | 0 | 0 | 0 | 0 | 0 | 0 | 0 | 0 | 0 | 0 | 0 | 0 | 0 | 0 | 0 | 0 | 0
F5_Commercial_Small Retail_New_Miscellaneous_Electric_Pool Heater_E8 | F5 | Commercial | Small Retail | New | Miscellaneous | Electric | Pool Heater | E8 | RIM BC Ratio | 0 | 0 | 0 | 0 | 0 | 0 | 0 | 0 | 0 | 0 | 0 | 0 | 0 | 0 | 0 | 0 | 0 | 0 | 0 | 0 | 0 | 0 | 0 | 0 | 0 | 0 | 0 | 0 | 0 | 0
F5_Commercial_Small Retail_New_Miscellaneous_Electric_Pool Heater_E9 | F5 | Commercial | Small Retail | New | Miscellaneous | Electric | Pool Heater | E9 | RIM BC Ratio | 0 | 0 | 0 | 0 | 0 | 0 | 0 | 0 | 0 | 0 | 0 | 0 | 0 | 0 | 0 | 0 | 0 | 0 | 0 | 0 | 0 | 0 | 0 | 0 | 0 | 0 | 0 | 0 | 0 | 0
F5_Commercial_Small Retail_New_Miscellaneous_Electric_Pool Heater_E10 | F5 | Commercial | Small Retail | New | Miscellaneous | Electric | Pool Heater | E10 | RIM BC Ratio | 0 | 0 | 0 | 0 | 0 | 0 | 0 | 0 | 0 | 0 | 0 | 0 | 0 | 0 | 0 | 0 | 0 | 0 | 0 | 0 | 0 | 0 | 0 | 0 | 0 | 0 | 0 | 0 | 0 | 0
F0_Commercial_Small Retail_New_Miscellaneous_Electric_Clothes Washer_E0 | F0 | Commercial | Small Retail | New | Miscellaneous | Electric | Clothes Washer | E0 | Economic Unit | 0 | 0 | 0 | 0 | 0 | 0 | 0 | 0 | 0 | 0 | 0 | 0 | 0 | 0 | 0 | 0 | 0 | 0 | 0 | 0 | 0 | 0 | 0 | 0 | 0 | 0 | 0 | 0 | 0 | 0
F1_Commercial_Small Retail_New_Miscellaneous_Electric_Clothes Washer_E1 | F1 | Commercial | Small Retail | New | Miscellaneous | Electric | Clothes Washer | E1 | CCE | 0 | 0 | 0 | 0 | 0 | 0 | 0 | 0 | 0 | 0 | 0 | 0 | 0 | 0 | 0 | 0 | 0 | 0 | 0 | 0 | 0 | 0 | 0 | 0 | 0 | 0 | 0 | 0 | 0 | 0
F1_Commercial_Small Retail_New_Miscellaneous_Electric_Clothes Washer_E2 | F1 | Commercial | Small Retail | New | Miscellaneous | Electric | Clothes Washer | E2 | CCE | 0 | 0 | 0 | 0 | 0 | 0 | 0 | 0 | 0 | 0 | 0 | 0 | 0 | 0 | 0 | 0 | 0 | 0 | 0 | 0 | 0 | 0 | 0 | 0 | 0 | 0 | 0 | 0 | 0 | 0
F1_Commercial_Small Retail_New_Miscellaneous_Electric_Clothes Washer_E3 | F1 | Commercial | Small Retail | New | Miscellaneous | Electric | Clothes Washer | E3 | CCE | 0 | 0 | 0 | 0 | 0 | 0 | 0 | 0 | 0 | 0 | 0 | 0 | 0 | 0 | 0 | 0 | 0 | 0 | 0 | 0 | 0 | 0 | 0 | 0 | 0 | 0 | 0 | 0 | 0 | 0
F1_Commercial_Small Retail_New_Miscellaneous_Electric_Clothes Washer_E4 | F1 | Commercial | Small Retail | New | Miscellaneous | Electric | Clothes Washer | E4 | CCE | 0 | 0 | 0 | 0 | 0 | 0 | 0 | 0 | 0 | 0 | 0 | 0 | 0 | 0 | 0 | 0 | 0 | 0 | 0 | 0 | 0 | 0 | 0 | 0 | 0 | 0 | 0 | 0 | 0 | 0
F1_Commercial_Small Retail_New_Miscellaneous_Electric_Clothes Washer_E5 | F1 | Commercial | Small Retail | New | Miscellaneous | Electric | Clothes Washer | E5 | CCE | 0 | 0 | 0 | 0 | 0 | 0 | 0 | 0 | 0 | 0 | 0 | 0 | 0 | 0 | 0 | 0 | 0 | 0 | 0 | 0 | 0 | 0 | 0 | 0 | 0 | 0 | 0 | 0 | 0 | 0
F1_Commercial_Small Retail_New_Miscellaneous_Electric_Clothes Washer_E6 | F1 | Commercial | Small Retail | New | Miscellaneous | Electric | Clothes Washer | E6 | CCE | 0 | 0 | 0 | 0 | 0 | 0 | 0 | 0 | 0 | 0 | 0 | 0 | 0 | 0 | 0 | 0 | 0 | 0 | 0 | 0 | 0 | 0 | 0 | 0 | 0 | 0 | 0 | 0 | 0 | 0
F1_Commercial_Small Retail_New_Miscellaneous_Electric_Clothes Washer_E7 | F1 | Commercial | Small Retail | New | Miscellaneous | Electric | Clothes Washer | E7 | CCE | 0 | 0 | 0 | 0 | 0 | 0 | 0 | 0 | 0 | 0 | 0 | 0 | 0 | 0 | 0 | 0 | 0 | 0 | 0 | 0 | 0 | 0 | 0 | 0 | 0 | 0 | 0 | 0 | 0 | 0
F1_Commercial_Small Retail_New_Miscellaneous_Electric_Clothes Washer_E8 | F1 | Commercial | Small Retail | New | Miscellaneous | Electric | Clothes Washer | E8 | CCE | 0 | 0 | 0 | 0 | 0 | 0 | 0 | 0 | 0 | 0 | 0 | 0 | 0 | 0 | 0 | 0 | 0 | 0 | 0 | 0 | 0 | 0 | 0 | 0 | 0 | 0 | 0 | 0 | 0 | 0
F1_Commercial_Small Retail_New_Miscellaneous_Electric_Clothes Washer_E9 | F1 | Commercial | Small Retail | New | Miscellaneous | Electric | Clothes Washer | E9 | CCE | 0 | 0 | 0 | 0 | 0 | 0 | 0 | 0 | 0 | 0 | 0 | 0 | 0 | 0 | 0 | 0 | 0 | 0 | 0 | 0 | 0 | 0 | 0 | 0 | 0 | 0 | 0 | 0 | 0 | 0
F1_Commercial_Small Retail_New_Miscellaneous_Electric_Clothes Washer_E10 | F1 | Commercial | Small Retail | New | Miscellaneous | Electric | Clothes Washer | E10 | CCE | 0 | 0 | 0 | 0 | 0 | 0 | 0 | 0 | 0 | 0 | 0 | 0 | 0 | 0 | 0 | 0 | 0 | 0 | 0 | 0 | 0 | 0 | 0 | 0 | 0 | 0 | 0 | 0 | 0 | 0
F2_Commercial_Small Retail_New_Miscellaneous_Electric_Clothes Washer_E1 | F2 | Commercial | Small Retail | New | Miscellaneous | Electric | Clothes Washer | E1 | TRC BC Ratio | 0 | 0 | 0 | 0 | 0 | 0 | 0 | 0 | 0 | 0 | 0 | 0 | 0 | 0 | 0 | 0 | 0 | 0 | 0 | 0 | 0 | 0 | 0 | 0 | 0 | 0 | 0 | 0 | 0 | 0
F2_Commercial_Small Retail_New_Miscellaneous_Electric_Clothes Washer_E2 | F2 | Commercial | Small Retail | New | Miscellaneous | Electric | Clothes Washer | E2 | TRC BC Ratio | 0 | 0 | 0 | 0 | 0 | 0 | 0 | 0 | 0 | 0 | 0 | 0 | 0 | 0 | 0 | 0 | 0 | 0 | 0 | 0 | 0 | 0 | 0 | 0 | 0 | 0 | 0 | 0 | 0 | 0
F2_Commercial_Small Retail_New_Miscellaneous_Electric_Clothes Washer_E3 | F2 | Commercial | Small Retail | New | Miscellaneous | Electric | Clothes Washer | E3 | TRC BC Ratio | 0 | 0 | 0 | 0 | 0 | 0 | 0 | 0 | 0 | 0 | 0 | 0 | 0 | 0 | 0 | 0 | 0 | 0 | 0 | 0 | 0 | 0 | 0 | 0 | 0 | 0 | 0 | 0 | 0 | 0
F2_Commercial_Small Retail_New_Miscellaneous_Electric_Clothes Washer_E4 | F2 | Commercial | Small Retail | New | Miscellaneous | Electric | Clothes Washer | E4 | TRC BC Ratio | 0 | 0 | 0 | 0 | 0 | 0 | 0 | 0 | 0 | 0 | 0 | 0 | 0 | 0 | 0 | 0 | 0 | 0 | 0 | 0 | 0 | 0 | 0 | 0 | 0 | 0 | 0 | 0 | 0 | 0
F2_Commercial_Small Retail_New_Miscellaneous_Electric_Clothes Washer_E5 | F2 | Commercial | Small Retail | New | Miscellaneous | Electric | Clothes Washer | E5 | TRC BC Ratio | 0 | 0 | 0 | 0 | 0 | 0 | 0 | 0 | 0 | 0 | 0 | 0 | 0 | 0 | 0 | 0 | 0 | 0 | 0 | 0 | 0 | 0 | 0 | 0 | 0 | 0 | 0 | 0 | 0 | 0
F2_Commercial_Small Retail_New_Miscellaneous_Electric_Clothes Washer_E6 | F2 | Commercial | Small Retail | New | Miscellaneous | Electric | Clothes Washer | E6 | TRC BC Ratio | 0 | 0 | 0 | 0 | 0 | 0 | 0 | 0 | 0 | 0 | 0 | 0 | 0 | 0 | 0 | 0 | 0 | 0 | 0 | 0 | 0 | 0 | 0 | 0 | 0 | 0 | 0 | 0 | 0 | 0
F2_Commercial_Small Retail_New_Miscellaneous_Electric_Clothes Washer_E7 | F2 | Commercial | Small Retail | New | Miscellaneous | Electric | Clothes Washer | E7 | TRC BC Ratio | 0 | 0 | 0 | 0 | 0 | 0 | 0 | 0 | 0 | 0 | 0 | 0 | 0 | 0 | 0 | 0 | 0 | 0 | 0 | 0 | 0 | 0 | 0 | 0 | 0 | 0 | 0 | 0 | 0 | 0
F2_Commercial_Small Retail_New_Miscellaneous_Electric_Clothes Washer_E8 | F2 | Commercial | Small Retail | New | Miscellaneous | Electric | Clothes Washer | E8 | TRC BC Ratio | 0 | 0 | 0 | 0 | 0 | 0 | 0 | 0 | 0 | 0 | 0 | 0 | 0 | 0 | 0 | 0 | 0 | 0 | 0 | 0 | 0 | 0 | 0 | 0 | 0 | 0 | 0 | 0 | 0 | 0
F2_Commercial_Small Retail_New_Miscellaneous_Electric_Clothes Washer_E9 | F2 | Commercial | Small Retail | New | Miscellaneous | Electric | Clothes Washer | E9 | TRC BC Ratio | 0 | 0 | 0 | 0 | 0 | 0 | 0 | 0 | 0 | 0 | 0 | 0 | 0 | 0 | 0 | 0 | 0 | 0 | 0 | 0 | 0 | 0 | 0 | 0 | 0 | 0 | 0 | 0 | 0 | 0
F2_Commercial_Small Retail_New_Miscellaneous_Electric_Clothes Washer_E10 | F2 | Commercial | Small Retail | New | Miscellaneous | Electric | Clothes Washer | E10 | TRC BC Ratio | 0 | 0 | 0 | 0 | 0 | 0 | 0 | 0 | 0 | 0 | 0 | 0 | 0 | 0 | 0 | 0 | 0 | 0 | 0 | 0 | 0 | 0 | 0 | 0 | 0 | 0 | 0 | 0 | 0 | 0
F3_Commercial_Small Retail_New_Miscellaneous_Electric_Clothes Washer_E1 | F3 | Commercial | Small Retail | New | Miscellaneous | Electric | Clothes Washer | E1 | PACT BC Ratio | 0 | 0 | 0 | 0 | 0 | 0 | 0 | 0 | 0 | 0 | 0 | 0 | 0 | 0 | 0 | 0 | 0 | 0 | 0 | 0 | 0 | 0 | 0 | 0 | 0 | 0 | 0 | 0 | 0 | 0
F3_Commercial_Small Retail_New_Miscellaneous_Electric_Clothes Washer_E2 | F3 | Commercial | Small Retail | New | Miscellaneous | Electric | Clothes Washer | E2 | PACT BC Ratio | 0 | 0 | 0 | 0 | 0 | 0 | 0 | 0 | 0 | 0 | 0 | 0 | 0 | 0 | 0 | 0 | 0 | 0 | 0 | 0 | 0 | 0 | 0 | 0 | 0 | 0 | 0 | 0 | 0 | 0
F3_Commercial_Small Retail_New_Miscellaneous_Electric_Clothes Washer_E3 | F3 | Commercial | Small Retail | New | Miscellaneous | Electric | Clothes Washer | E3 | PACT BC Ratio | 0 | 0 | 0 | 0 | 0 | 0 | 0 | 0 | 0 | 0 | 0 | 0 | 0 | 0 | 0 | 0 | 0 | 0 | 0 | 0 | 0 | 0 | 0 | 0 | 0 | 0 | 0 | 0 | 0 | 0
F3_Commercial_Small Retail_New_Miscellaneous_Electric_Clothes Washer_E4 | F3 | Commercial | Small Retail | New | Miscellaneous | Electric | Clothes Washer | E4 | PACT BC Ratio | 0 | 0 | 0 | 0 | 0 | 0 | 0 | 0 | 0 | 0 | 0 | 0 | 0 | 0 | 0 | 0 | 0 | 0 | 0 | 0 | 0 | 0 | 0 | 0 | 0 | 0 | 0 | 0 | 0 | 0
F3_Commercial_Small Retail_New_Miscellaneous_Electric_Clothes Washer_E5 | F3 | Commercial | Small Retail | New | Miscellaneous | Electric | Clothes Washer | E5 | PACT BC Ratio | 0 | 0 | 0 | 0 | 0 | 0 | 0 | 0 | 0 | 0 | 0 | 0 | 0 | 0 | 0 | 0 | 0 | 0 | 0 | 0 | 0 | 0 | 0 | 0 | 0 | 0 | 0 | 0 | 0 | 0
F3_Commercial_Small Retail_New_Miscellaneous_Electric_Clothes Washer_E6 | F3 | Commercial | Small Retail | New | Miscellaneous | Electric | Clothes Washer | E6 | PACT BC Ratio | 0 | 0 | 0 | 0 | 0 | 0 | 0 | 0 | 0 | 0 | 0 | 0 | 0 | 0 | 0 | 0 | 0 | 0 | 0 | 0 | 0 | 0 | 0 | 0 | 0 | 0 | 0 | 0 | 0 | 0
F3_Commercial_Small Retail_New_Miscellaneous_Electric_Clothes Washer_E7 | F3 | Commercial | Small Retail | New | Miscellaneous | Electric | Clothes Washer | E7 | PACT BC Ratio | 0 | 0 | 0 | 0 | 0 | 0 | 0 | 0 | 0 | 0 | 0 | 0 | 0 | 0 | 0 | 0 | 0 | 0 | 0 | 0 | 0 | 0 | 0 | 0 | 0 | 0 | 0 | 0 | 0 | 0
F3_Commercial_Small Retail_New_Miscellaneous_Electric_Clothes Washer_E8 | F3 | Commercial | Small Retail | New | Miscellaneous | Electric | Clothes Washer | E8 | PACT BC Ratio | 0 | 0 | 0 | 0 | 0 | 0 | 0 | 0 | 0 | 0 | 0 | 0 | 0 | 0 | 0 | 0 | 0 | 0 | 0 | 0 | 0 | 0 | 0 | 0 | 0 | 0 | 0 | 0 | 0 | 0
F3_Commercial_Small Retail_New_Miscellaneous_Electric_Clothes Washer_E9 | F3 | Commercial | Small Retail | New | Miscellaneous | Electric | Clothes Washer | E9 | PACT BC Ratio | 0 | 0 | 0 | 0 | 0 | 0 | 0 | 0 | 0 | 0 | 0 | 0 | 0 | 0 | 0 | 0 | 0 | 0 | 0 | 0 | 0 | 0 | 0 | 0 | 0 | 0 | 0 | 0 | 0 | 0
F3_Commercial_Small Retail_New_Miscellaneous_Electric_Clothes Washer_E10 | F3 | Commercial | Small Retail | New | Miscellaneous | Electric | Clothes Washer | E10 | PACT BC Ratio | 0 | 0 | 0 | 0 | 0 | 0 | 0 | 0 | 0 | 0 | 0 | 0 | 0 | 0 | 0 | 0 | 0 | 0 | 0 | 0 | 0 | 0 | 0 | 0 | 0 | 0 | 0 | 0 | 0 | 0
F4_Commercial_Small Retail_New_Miscellaneous_Electric_Clothes Washer_E1 | F4 | Commercial | Small Retail | New | Miscellaneous | Electric | Clothes Washer | E1 | RVT BC Ratio | 0 | 0 | 0 | 0 | 0 | 0 | 0 | 0 | 0 | 0 | 0 | 0 | 0 | 0 | 0 | 0 | 0 | 0 | 0 | 0 | 0 | 0 | 0 | 0 | 0 | 0 | 0 | 0 | 0 | 0
F4_Commercial_Small Retail_New_Miscellaneous_Electric_Clothes Washer_E2 | F4 | Commercial | Small Retail | New | Miscellaneous | Electric | Clothes Washer | E2 | RVT BC Ratio | 0 | 0 | 0 | 0 | 0 | 0 | 0 | 0 | 0 | 0 | 0 | 0 | 0 | 0 | 0 | 0 | 0 | 0 | 0 | 0 | 0 | 0 | 0 | 0 | 0 | 0 | 0 | 0 | 0 | 0
F4_Commercial_Small Retail_New_Miscellaneous_Electric_Clothes Washer_E3 | F4 | Commercial | Small Retail | New | Miscellaneous | Electric | Clothes Washer | E3 | RVT BC Ratio | 0 | 0 | 0 | 0 | 0 | 0 | 0 | 0 | 0 | 0 | 0 | 0 | 0 | 0 | 0 | 0 | 0 | 0 | 0 | 0 | 0 | 0 | 0 | 0 | 0 | 0 | 0 | 0 | 0 | 0
F4_Commercial_Small Retail_New_Miscellaneous_Electric_Clothes Washer_E4 | F4 | Commercial | Small Retail | New | Miscellaneous | Electric | Clothes Washer | E4 | RVT BC Ratio | 0 | 0 | 0 | 0 | 0 | 0 | 0 | 0 | 0 | 0 | 0 | 0 | 0 | 0 | 0 | 0 | 0 | 0 | 0 | 0 | 0 | 0 | 0 | 0 | 0 | 0 | 0 | 0 | 0 | 0
F4_Commercial_Small Retail_New_Miscellaneous_Electric_Clothes Washer_E5 | F4 | Commercial | Small Retail | New | Miscellaneous | Electric | Clothes Washer | E5 | RVT BC Ratio | 0 | 0 | 0 | 0 | 0 | 0 | 0 | 0 | 0 | 0 | 0 | 0 | 0 | 0 | 0 | 0 | 0 | 0 | 0 | 0 | 0 | 0 | 0 | 0 | 0 | 0 | 0 | 0 | 0 | 0
F4_Commercial_Small Retail_New_Miscellaneous_Electric_Clothes Washer_E6 | F4 | Commercial | Small Retail | New | Miscellaneous | Electric | Clothes Washer | E6 | RVT BC Ratio | 0 | 0 | 0 | 0 | 0 | 0 | 0 | 0 | 0 | 0 | 0 | 0 | 0 | 0 | 0 | 0 | 0 | 0 | 0 | 0 | 0 | 0 | 0 | 0 | 0 | 0 | 0 | 0 | 0 | 0
F4_Commercial_Small Retail_New_Miscellaneous_Electric_Clothes Washer_E7 | F4 | Commercial | Small Retail | New | Miscellaneous | Electric | Clothes Washer | E7 | RVT BC Ratio | 0 | 0 | 0 | 0 | 0 | 0 | 0 | 0 | 0 | 0 | 0 | 0 | 0 | 0 | 0 | 0 | 0 | 0 | 0 | 0 | 0 | 0 | 0 | 0 | 0 | 0 | 0 | 0 | 0 | 0
F4_Commercial_Small Retail_New_Miscellaneous_Electric_Clothes Washer_E8 | F4 | Commercial | Small Retail | New | Miscellaneous | Electric | Clothes Washer | E8 | RVT BC Ratio | 0 | 0 | 0 | 0 | 0 | 0 | 0 | 0 | 0 | 0 | 0 | 0 | 0 | 0 | 0 | 0 | 0 | 0 | 0 | 0 | 0 | 0 | 0 | 0 | 0 | 0 | 0 | 0 | 0 | 0
F4_Commercial_Small Retail_New_Miscellaneous_Electric_Clothes Washer_E9 | F4 | Commercial | Small Retail | New | Miscellaneous | Electric | Clothes Washer | E9 | RVT BC Ratio | 0 | 0 | 0 | 0 | 0 | 0 | 0 | 0 | 0 | 0 | 0 | 0 | 0 | 0 | 0 | 0 | 0 | 0 | 0 | 0 | 0 | 0 | 0 | 0 | 0 | 0 | 0 | 0 | 0 | 0
F4_Commercial_Small Retail_New_Miscellaneous_Electric_Clothes Washer_E10 | F4 | Commercial | Small Retail | New | Miscellaneous | Electric | Clothes Washer | E10 | RVT BC Ratio | 0 | 0 | 0 | 0 | 0 | 0 | 0 | 0 | 0 | 0 | 0 | 0 | 0 | 0 | 0 | 0 | 0 | 0 | 0 | 0 | 0 | 0 | 0 | 0 | 0 | 0 | 0 | 0 | 0 | 0
F5_Commercial_Small Retail_New_Miscellaneous_Electric_Clothes Washer_E1 | F5 | Commercial | Small Retail | New | Miscellaneous | Electric | Clothes Washer | E1 | RIM BC Ratio | 0 | 0 | 0 | 0 | 0 | 0 | 0 | 0 | 0 | 0 | 0 | 0 | 0 | 0 | 0 | 0 | 0 | 0 | 0 | 0 | 0 | 0 | 0 | 0 | 0 | 0 | 0 | 0 | 0 | 0
F5_Commercial_Small Retail_New_Miscellaneous_Electric_Clothes Washer_E2 | F5 | Commercial | Small Retail | New | Miscellaneous | Electric | Clothes Washer | E2 | RIM BC Ratio | 0 | 0 | 0 | 0 | 0 | 0 | 0 | 0 | 0 | 0 | 0 | 0 | 0 | 0 | 0 | 0 | 0 | 0 | 0 | 0 | 0 | 0 | 0 | 0 | 0 | 0 | 0 | 0 | 0 | 0
F5_Commercial_Small Retail_New_Miscellaneous_Electric_Clothes Washer_E3 | F5 | Commercial | Small Retail | New | Miscellaneous | Electric | Clothes Washer | E3 | RIM BC Ratio | 0 | 0 | 0 | 0 | 0 | 0 | 0 | 0 | 0 | 0 | 0 | 0 | 0 | 0 | 0 | 0 | 0 | 0 | 0 | 0 | 0 | 0 | 0 | 0 | 0 | 0 | 0 | 0 | 0 | 0
F5_Commercial_Small Retail_New_Miscellaneous_Electric_Clothes Washer_E4 | F5 | Commercial | Small Retail | New | Miscellaneous | Electric | Clothes Washer | E4 | RIM BC Ratio | 0 | 0 | 0 | 0 | 0 | 0 | 0 | 0 | 0 | 0 | 0 | 0 | 0 | 0 | 0 | 0 | 0 | 0 | 0 | 0 | 0 | 0 | 0 | 0 | 0 | 0 | 0 | 0 | 0 | 0
F5_Commercial_Small Retail_New_Miscellaneous_Electric_Clothes Washer_E5 | F5 | Commercial | Small Retail | New | Miscellaneous | Electric | Clothes Washer | E5 | RIM BC Ratio | 0 | 0 | 0 | 0 | 0 | 0 | 0 | 0 | 0 | 0 | 0 | 0 | 0 | 0 | 0 | 0 | 0 | 0 | 0 | 0 | 0 | 0 | 0 | 0 | 0 | 0 | 0 | 0 | 0 | 0
F5_Commercial_Small Retail_New_Miscellaneous_Electric_Clothes Washer_E6 | F5 | Commercial | Small Retail | New | Miscellaneous | Electric | Clothes Washer | E6 | RIM BC Ratio | 0 | 0 | 0 | 0 | 0 | 0 | 0 | 0 | 0 | 0 | 0 | 0 | 0 | 0 | 0 | 0 | 0 | 0 | 0 | 0 | 0 | 0 | 0 | 0 | 0 | 0 | 0 | 0 | 0 | 0
F5_Commercial_Small Retail_New_Miscellaneous_Electric_Clothes Washer_E7 | F5 | Commercial | Small Retail | New | Miscellaneous | Electric | Clothes Washer | E7 | RIM BC Ratio | 0 | 0 | 0 | 0 | 0 | 0 | 0 | 0 | 0 | 0 | 0 | 0 | 0 | 0 | 0 | 0 | 0 | 0 | 0 | 0 | 0 | 0 | 0 | 0 | 0 | 0 | 0 | 0 | 0 | 0
F5_Commercial_Small Retail_New_Miscellaneous_Electric_Clothes Washer_E8 | F5 | Commercial | Small Retail | New | Miscellaneous | Electric | Clothes Washer | E8 | RIM BC Ratio | 0 | 0 | 0 | 0 | 0 | 0 | 0 | 0 | 0 | 0 | 0 | 0 | 0 | 0 | 0 | 0 | 0 | 0 | 0 | 0 | 0 | 0 | 0 | 0 | 0 | 0 | 0 | 0 | 0 | 0
F5_Commercial_Small Retail_New_Miscellaneous_Electric_Clothes Washer_E9 | F5 | Commercial | Small Retail | New | Miscellaneous | Electric | Clothes Washer | E9 | RIM BC Ratio | 0 | 0 | 0 | 0 | 0 | 0 | 0 | 0 | 0 | 0 | 0 | 0 | 0 | 0 | 0 | 0 | 0 | 0 | 0 | 0 | 0 | 0 | 0 | 0 | 0 | 0 | 0 | 0 | 0 | 0
F5_Commercial_Small Retail_New_Miscellaneous_Electric_Clothes Washer_E10 | F5 | Commercial | Small Retail | New | Miscellaneous | Electric | Clothes Washer | E10 | RIM BC Ratio | 0 | 0 | 0 | 0 | 0 | 0 | 0 | 0 | 0 | 0 | 0 | 0 | 0 | 0 | 0 | 0 | 0 | 0 | 0 | 0 | 0 | 0 | 0 | 0 | 0 | 0 | 0 | 0 | 0 | 0
F0_Commercial_Small Retail_New_Miscellaneous_Electric_Clothes Dryer_E0 | F0 | Commercial | Small Retail | New | Miscellaneous | Electric | Clothes Dryer | E0 | Economic Unit | 0 | 0 | 0 | 0 | 0 | 0 | 0 | 0 | 0 | 0 | 0 | 0 | 0 | 0 | 0 | 0 | 0 | 0 | 0 | 0 | 0 | 0 | 0 | 0 | 0 | 0 | 0 | 0 | 0 | 0
F1_Commercial_Small Retail_New_Miscellaneous_Electric_Clothes Dryer_E1 | F1 | Commercial | Small Retail | New | Miscellaneous | Electric | Clothes Dryer | E1 | CCE | 0 | 0 | 0 | 0 | 0 | 0 | 0 | 0 | 0 | 0 | 0 | 0 | 0 | 0 | 0 | 0 | 0 | 0 | 0 | 0 | 0 | 0 | 0 | 0 | 0 | 0 | 0 | 0 | 0 | 0
F1_Commercial_Small Retail_New_Miscellaneous_Electric_Clothes Dryer_E2 | F1 | Commercial | Small Retail | New | Miscellaneous | Electric | Clothes Dryer | E2 | CCE | 0 | 0 | 0 | 0 | 0 | 0 | 0 | 0 | 0 | 0 | 0 | 0 | 0 | 0 | 0 | 0 | 0 | 0 | 0 | 0 | 0 | 0 | 0 | 0 | 0 | 0 | 0 | 0 | 0 | 0
F1_Commercial_Small Retail_New_Miscellaneous_Electric_Clothes Dryer_E3 | F1 | Commercial | Small Retail | New | Miscellaneous | Electric | Clothes Dryer | E3 | CCE | 0 | 0 | 0 | 0 | 0 | 0 | 0 | 0 | 0 | 0 | 0 | 0 | 0 | 0 | 0 | 0 | 0 | 0 | 0 | 0 | 0 | 0 | 0 | 0 | 0 | 0 | 0 | 0 | 0 | 0
F1_Commercial_Small Retail_New_Miscellaneous_Electric_Clothes Dryer_E4 | F1 | Commercial | Small Retail | New | Miscellaneous | Electric | Clothes Dryer | E4 | CCE | 0 | 0 | 0 | 0 | 0 | 0 | 0 | 0 | 0 | 0 | 0 | 0 | 0 | 0 | 0 | 0 | 0 | 0 | 0 | 0 | 0 | 0 | 0 | 0 | 0 | 0 | 0 | 0 | 0 | 0
F1_Commercial_Small Retail_New_Miscellaneous_Electric_Clothes Dryer_E5 | F1 | Commercial | Small Retail | New | Miscellaneous | Electric | Clothes Dryer | E5 | CCE | 0 | 0 | 0 | 0 | 0 | 0 | 0 | 0 | 0 | 0 | 0 | 0 | 0 | 0 | 0 | 0 | 0 | 0 | 0 | 0 | 0 | 0 | 0 | 0 | 0 | 0 | 0 | 0 | 0 | 0
F1_Commercial_Small Retail_New_Miscellaneous_Electric_Clothes Dryer_E6 | F1 | Commercial | Small Retail | New | Miscellaneous | Electric | Clothes Dryer | E6 | CCE | 0 | 0 | 0 | 0 | 0 | 0 | 0 | 0 | 0 | 0 | 0 | 0 | 0 | 0 | 0 | 0 | 0 | 0 | 0 | 0 | 0 | 0 | 0 | 0 | 0 | 0 | 0 | 0 | 0 | 0
F1_Commercial_Small Retail_New_Miscellaneous_Electric_Clothes Dryer_E7 | F1 | Commercial | Small Retail | New | Miscellaneous | Electric | Clothes Dryer | E7 | CCE | 0 | 0 | 0 | 0 | 0 | 0 | 0 | 0 | 0 | 0 | 0 | 0 | 0 | 0 | 0 | 0 | 0 | 0 | 0 | 0 | 0 | 0 | 0 | 0 | 0 | 0 | 0 | 0 | 0 | 0
F1_Commercial_Small Retail_New_Miscellaneous_Electric_Clothes Dryer_E8 | F1 | Commercial | Small Retail | New | Miscellaneous | Electric | Clothes Dryer | E8 | CCE | 0 | 0 | 0 | 0 | 0 | 0 | 0 | 0 | 0 | 0 | 0 | 0 | 0 | 0 | 0 | 0 | 0 | 0 | 0 | 0 | 0 | 0 | 0 | 0 | 0 | 0 | 0 | 0 | 0 | 0
F1_Commercial_Small Retail_New_Miscellaneous_Electric_Clothes Dryer_E9 | F1 | Commercial | Small Retail | New | Miscellaneous | Electric | Clothes Dryer | E9 | CCE | 0 | 0 | 0 | 0 | 0 | 0 | 0 | 0 | 0 | 0 | 0 | 0 | 0 | 0 | 0 | 0 | 0 | 0 | 0 | 0 | 0 | 0 | 0 | 0 | 0 | 0 | 0 | 0 | 0 | 0
F1_Commercial_Small Retail_New_Miscellaneous_Electric_Clothes Dryer_E10 | F1 | Commercial | Small Retail | New | Miscellaneous | Electric | Clothes Dryer | E10 | CCE | 0 | 0 | 0 | 0 | 0 | 0 | 0 | 0 | 0 | 0 | 0 | 0 | 0 | 0 | 0 | 0 | 0 | 0 | 0 | 0 | 0 | 0 | 0 | 0 | 0 | 0 | 0 | 0 | 0 | 0
F2_Commercial_Small Retail_New_Miscellaneous_Electric_Clothes Dryer_E1 | F2 | Commercial | Small Retail | New | Miscellaneous | Electric | Clothes Dryer | E1 | TRC BC Ratio | 0 | 0 | 0 | 0 | 0 | 0 | 0 | 0 | 0 | 0 | 0 | 0 | 0 | 0 | 0 | 0 | 0 | 0 | 0 | 0 | 0 | 0 | 0 | 0 | 0 | 0 | 0 | 0 | 0 | 0
F2_Commercial_Small Retail_New_Miscellaneous_Electric_Clothes Dryer_E2 | F2 | Commercial | Small Retail | New | Miscellaneous | Electric | Clothes Dryer | E2 | TRC BC Ratio | 0 | 0 | 0 | 0 | 0 | 0 | 0 | 0 | 0 | 0 | 0 | 0 | 0 | 0 | 0 | 0 | 0 | 0 | 0 | 0 | 0 | 0 | 0 | 0 | 0 | 0 | 0 | 0 | 0 | 0
F2_Commercial_Small Retail_New_Miscellaneous_Electric_Clothes Dryer_E3 | F2 | Commercial | Small Retail | New | Miscellaneous | Electric | Clothes Dryer | E3 | TRC BC Ratio | 0 | 0 | 0 | 0 | 0 | 0 | 0 | 0 | 0 | 0 | 0 | 0 | 0 | 0 | 0 | 0 | 0 | 0 | 0 | 0 | 0 | 0 | 0 | 0 | 0 | 0 | 0 | 0 | 0 | 0
F2_Commercial_Small Retail_New_Miscellaneous_Electric_Clothes Dryer_E4 | F2 | Commercial | Small Retail | New | Miscellaneous | Electric | Clothes Dryer | E4 | TRC BC Ratio | 0 | 0 | 0 | 0 | 0 | 0 | 0 | 0 | 0 | 0 | 0 | 0 | 0 | 0 | 0 | 0 | 0 | 0 | 0 | 0 | 0 | 0 | 0 | 0 | 0 | 0 | 0 | 0 | 0 | 0
F2_Commercial_Small Retail_New_Miscellaneous_Electric_Clothes Dryer_E5 | F2 | Commercial | Small Retail | New | Miscellaneous | Electric | Clothes Dryer | E5 | TRC BC Ratio | 0 | 0 | 0 | 0 | 0 | 0 | 0 | 0 | 0 | 0 | 0 | 0 | 0 | 0 | 0 | 0 | 0 | 0 | 0 | 0 | 0 | 0 | 0 | 0 | 0 | 0 | 0 | 0 | 0 | 0
F2_Commercial_Small Retail_New_Miscellaneous_Electric_Clothes Dryer_E6 | F2 | Commercial | Small Retail | New | Miscellaneous | Electric | Clothes Dryer | E6 | TRC BC Ratio | 0 | 0 | 0 | 0 | 0 | 0 | 0 | 0 | 0 | 0 | 0 | 0 | 0 | 0 | 0 | 0 | 0 | 0 | 0 | 0 | 0 | 0 | 0 | 0 | 0 | 0 | 0 | 0 | 0 | 0
F2_Commercial_Small Retail_New_Miscellaneous_Electric_Clothes Dryer_E7 | F2 | Commercial | Small Retail | New | Miscellaneous | Electric | Clothes Dryer | E7 | TRC BC Ratio | 0 | 0 | 0 | 0 | 0 | 0 | 0 | 0 | 0 | 0 | 0 | 0 | 0 | 0 | 0 | 0 | 0 | 0 | 0 | 0 | 0 | 0 | 0 | 0 | 0 | 0 | 0 | 0 | 0 | 0
F2_Commercial_Small Retail_New_Miscellaneous_Electric_Clothes Dryer_E8 | F2 | Commercial | Small Retail | New | Miscellaneous | Electric | Clothes Dryer | E8 | TRC BC Ratio | 0 | 0 | 0 | 0 | 0 | 0 | 0 | 0 | 0 | 0 | 0 | 0 | 0 | 0 | 0 | 0 | 0 | 0 | 0 | 0 | 0 | 0 | 0 | 0 | 0 | 0 | 0 | 0 | 0 | 0
F2_Commercial_Small Retail_New_Miscellaneous_Electric_Clothes Dryer_E9 | F2 | Commercial | Small Retail | New | Miscellaneous | Electric | Clothes Dryer | E9 | TRC BC Ratio | 0 | 0 | 0 | 0 | 0 | 0 | 0 | 0 | 0 | 0 | 0 | 0 | 0 | 0 | 0 | 0 | 0 | 0 | 0 | 0 | 0 | 0 | 0 | 0 | 0 | 0 | 0 | 0 | 0 | 0
F2_Commercial_Small Retail_New_Miscellaneous_Electric_Clothes Dryer_E10 | F2 | Commercial | Small Retail | New | Miscellaneous | Electric | Clothes Dryer | E10 | TRC BC Ratio | 0 | 0 | 0 | 0 | 0 | 0 | 0 | 0 | 0 | 0 | 0 | 0 | 0 | 0 | 0 | 0 | 0 | 0 | 0 | 0 | 0 | 0 | 0 | 0 | 0 | 0 | 0 | 0 | 0 | 0
F3_Commercial_Small Retail_New_Miscellaneous_Electric_Clothes Dryer_E1 | F3 | Commercial | Small Retail | New | Miscellaneous | Electric | Clothes Dryer | E1 | PACT BC Ratio | 0 | 0 | 0 | 0 | 0 | 0 | 0 | 0 | 0 | 0 | 0 | 0 | 0 | 0 | 0 | 0 | 0 | 0 | 0 | 0 | 0 | 0 | 0 | 0 | 0 | 0 | 0 | 0 | 0 | 0
F3_Commercial_Small Retail_New_Miscellaneous_Electric_Clothes Dryer_E2 | F3 | Commercial | Small Retail | New | Miscellaneous | Electric | Clothes Dryer | E2 | PACT BC Ratio | 0 | 0 | 0 | 0 | 0 | 0 | 0 | 0 | 0 | 0 | 0 | 0 | 0 | 0 | 0 | 0 | 0 | 0 | 0 | 0 | 0 | 0 | 0 | 0 | 0 | 0 | 0 | 0 | 0 | 0
F3_Commercial_Small Retail_New_Miscellaneous_Electric_Clothes Dryer_E3 | F3 | Commercial | Small Retail | New | Miscellaneous | Electric | Clothes Dryer | E3 | PACT BC Ratio | 0 | 0 | 0 | 0 | 0 | 0 | 0 | 0 | 0 | 0 | 0 | 0 | 0 | 0 | 0 | 0 | 0 | 0 | 0 | 0 | 0 | 0 | 0 | 0 | 0 | 0 | 0 | 0 | 0 | 0
F3_Commercial_Small Retail_New_Miscellaneous_Electric_Clothes Dryer_E4 | F3 | Commercial | Small Retail | New | Miscellaneous | Electric | Clothes Dryer | E4 | PACT BC Ratio | 0 | 0 | 0 | 0 | 0 | 0 | 0 | 0 | 0 | 0 | 0 | 0 | 0 | 0 | 0 | 0 | 0 | 0 | 0 | 0 | 0 | 0 | 0 | 0 | 0 | 0 | 0 | 0 | 0 | 0
F3_Commercial_Small Retail_New_Miscellaneous_Electric_Clothes Dryer_E5 | F3 | Commercial | Small Retail | New | Miscellaneous | Electric | Clothes Dryer | E5 | PACT BC Ratio | 0 | 0 | 0 | 0 | 0 | 0 | 0 | 0 | 0 | 0 | 0 | 0 | 0 | 0 | 0 | 0 | 0 | 0 | 0 | 0 | 0 | 0 | 0 | 0 | 0 | 0 | 0 | 0 | 0 | 0
F3_Commercial_Small Retail_New_Miscellaneous_Electric_Clothes Dryer_E6 | F3 | Commercial | Small Retail | New | Miscellaneous | Electric | Clothes Dryer | E6 | PACT BC Ratio | 0 | 0 | 0 | 0 | 0 | 0 | 0 | 0 | 0 | 0 | 0 | 0 | 0 | 0 | 0 | 0 | 0 | 0 | 0 | 0 | 0 | 0 | 0 | 0 | 0 | 0 | 0 | 0 | 0 | 0
F3_Commercial_Small Retail_New_Miscellaneous_Electric_Clothes Dryer_E7 | F3 | Commercial | Small Retail | New | Miscellaneous | Electric | Clothes Dryer | E7 | PACT BC Ratio | 0 | 0 | 0 | 0 | 0 | 0 | 0 | 0 | 0 | 0 | 0 | 0 | 0 | 0 | 0 | 0 | 0 | 0 | 0 | 0 | 0 | 0 | 0 | 0 | 0 | 0 | 0 | 0 | 0 | 0
F3_Commercial_Small Retail_New_Miscellaneous_Electric_Clothes Dryer_E8 | F3 | Commercial | Small Retail | New | Miscellaneous | Electric | Clothes Dryer | E8 | PACT BC Ratio | 0 | 0 | 0 | 0 | 0 | 0 | 0 | 0 | 0 | 0 | 0 | 0 | 0 | 0 | 0 | 0 | 0 | 0 | 0 | 0 | 0 | 0 | 0 | 0 | 0 | 0 | 0 | 0 | 0 | 0
F3_Commercial_Small Retail_New_Miscellaneous_Electric_Clothes Dryer_E9 | F3 | Commercial | Small Retail | New | Miscellaneous | Electric | Clothes Dryer | E9 | PACT BC Ratio | 0 | 0 | 0 | 0 | 0 | 0 | 0 | 0 | 0 | 0 | 0 | 0 | 0 | 0 | 0 | 0 | 0 | 0 | 0 | 0 | 0 | 0 | 0 | 0 | 0 | 0 | 0 | 0 | 0 | 0
F3_Commercial_Small Retail_New_Miscellaneous_Electric_Clothes Dryer_E10 | F3 | Commercial | Small Retail | New | Miscellaneous | Electric | Clothes Dryer | E10 | PACT BC Ratio | 0 | 0 | 0 | 0 | 0 | 0 | 0 | 0 | 0 | 0 | 0 | 0 | 0 | 0 | 0 | 0 | 0 | 0 | 0 | 0 | 0 | 0 | 0 | 0 | 0 | 0 | 0 | 0 | 0 | 0
F4_Commercial_Small Retail_New_Miscellaneous_Electric_Clothes Dryer_E1 | F4 | Commercial | Small Retail | New | Miscellaneous | Electric | Clothes Dryer | E1 | RVT BC Ratio | 0 | 0 | 0 | 0 | 0 | 0 | 0 | 0 | 0 | 0 | 0 | 0 | 0 | 0 | 0 | 0 | 0 | 0 | 0 | 0 | 0 | 0 | 0 | 0 | 0 | 0 | 0 | 0 | 0 | 0
F4_Commercial_Small Retail_New_Miscellaneous_Electric_Clothes Dryer_E2 | F4 | Commercial | Small Retail | New | Miscellaneous | Electric | Clothes Dryer | E2 | RVT BC Ratio | 0 | 0 | 0 | 0 | 0 | 0 | 0 | 0 | 0 | 0 | 0 | 0 | 0 | 0 | 0 | 0 | 0 | 0 | 0 | 0 | 0 | 0 | 0 | 0 | 0 | 0 | 0 | 0 | 0 | 0
F4_Commercial_Small Retail_New_Miscellaneous_Electric_Clothes Dryer_E3 | F4 | Commercial | Small Retail | New | Miscellaneous | Electric | Clothes Dryer | E3 | RVT BC Ratio | 0 | 0 | 0 | 0 | 0 | 0 | 0 | 0 | 0 | 0 | 0 | 0 | 0 | 0 | 0 | 0 | 0 | 0 | 0 | 0 | 0 | 0 | 0 | 0 | 0 | 0 | 0 | 0 | 0 | 0
F4_Commercial_Small Retail_New_Miscellaneous_Electric_Clothes Dryer_E4 | F4 | Commercial | Small Retail | New | Miscellaneous | Electric | Clothes Dryer | E4 | RVT BC Ratio | 0 | 0 | 0 | 0 | 0 | 0 | 0 | 0 | 0 | 0 | 0 | 0 | 0 | 0 | 0 | 0 | 0 | 0 | 0 | 0 | 0 | 0 | 0 | 0 | 0 | 0 | 0 | 0 | 0 | 0
F4_Commercial_Small Retail_New_Miscellaneous_Electric_Clothes Dryer_E5 | F4 | Commercial | Small Retail | New | Miscellaneous | Electric | Clothes Dryer | E5 | RVT BC Ratio | 0 | 0 | 0 | 0 | 0 | 0 | 0 | 0 | 0 | 0 | 0 | 0 | 0 | 0 | 0 | 0 | 0 | 0 | 0 | 0 | 0 | 0 | 0 | 0 | 0 | 0 | 0 | 0 | 0 | 0
F4_Commercial_Small Retail_New_Miscellaneous_Electric_Clothes Dryer_E6 | F4 | Commercial | Small Retail | New | Miscellaneous | Electric | Clothes Dryer | E6 | RVT BC Ratio | 0 | 0 | 0 | 0 | 0 | 0 | 0 | 0 | 0 | 0 | 0 | 0 | 0 | 0 | 0 | 0 | 0 | 0 | 0 | 0 | 0 | 0 | 0 | 0 | 0 | 0 | 0 | 0 | 0 | 0
F4_Commercial_Small Retail_New_Miscellaneous_Electric_Clothes Dryer_E7 | F4 | Commercial | Small Retail | New | Miscellaneous | Electric | Clothes Dryer | E7 | RVT BC Ratio | 0 | 0 | 0 | 0 | 0 | 0 | 0 | 0 | 0 | 0 | 0 | 0 | 0 | 0 | 0 | 0 | 0 | 0 | 0 | 0 | 0 | 0 | 0 | 0 | 0 | 0 | 0 | 0 | 0 | 0
F4_Commercial_Small Retail_New_Miscellaneous_Electric_Clothes Dryer_E8 | F4 | Commercial | Small Retail | New | Miscellaneous | Electric | Clothes Dryer | E8 | RVT BC Ratio | 0 | 0 | 0 | 0 | 0 | 0 | 0 | 0 | 0 | 0 | 0 | 0 | 0 | 0 | 0 | 0 | 0 | 0 | 0 | 0 | 0 | 0 | 0 | 0 | 0 | 0 | 0 | 0 | 0 | 0
F4_Commercial_Small Retail_New_Miscellaneous_Electric_Clothes Dryer_E9 | F4 | Commercial | Small Retail | New | Miscellaneous | Electric | Clothes Dryer | E9 | RVT BC Ratio | 0 | 0 | 0 | 0 | 0 | 0 | 0 | 0 | 0 | 0 | 0 | 0 | 0 | 0 | 0 | 0 | 0 | 0 | 0 | 0 | 0 | 0 | 0 | 0 | 0 | 0 | 0 | 0 | 0 | 0
F4_Commercial_Small Retail_New_Miscellaneous_Electric_Clothes Dryer_E10 | F4 | Commercial | Small Retail | New | Miscellaneous | Electric | Clothes Dryer | E10 | RVT BC Ratio | 0 | 0 | 0 | 0 | 0 | 0 | 0 | 0 | 0 | 0 | 0 | 0 | 0 | 0 | 0 | 0 | 0 | 0 | 0 | 0 | 0 | 0 | 0 | 0 | 0 | 0 | 0 | 0 | 0 | 0
F5_Commercial_Small Retail_New_Miscellaneous_Electric_Clothes Dryer_E1 | F5 | Commercial | Small Retail | New | Miscellaneous | Electric | Clothes Dryer | E1 | RIM BC Ratio | 0 | 0 | 0 | 0 | 0 | 0 | 0 | 0 | 0 | 0 | 0 | 0 | 0 | 0 | 0 | 0 | 0 | 0 | 0 | 0 | 0 | 0 | 0 | 0 | 0 | 0 | 0 | 0 | 0 | 0
F5_Commercial_Small Retail_New_Miscellaneous_Electric_Clothes Dryer_E2 | F5 | Commercial | Small Retail | New | Miscellaneous | Electric | Clothes Dryer | E2 | RIM BC Ratio | 0 | 0 | 0 | 0 | 0 | 0 | 0 | 0 | 0 | 0 | 0 | 0 | 0 | 0 | 0 | 0 | 0 | 0 | 0 | 0 | 0 | 0 | 0 | 0 | 0 | 0 | 0 | 0 | 0 | 0
F5_Commercial_Small Retail_New_Miscellaneous_Electric_Clothes Dryer_E3 | F5 | Commercial | Small Retail | New | Miscellaneous | Electric | Clothes Dryer | E3 | RIM BC Ratio | 0 | 0 | 0 | 0 | 0 | 0 | 0 | 0 | 0 | 0 | 0 | 0 | 0 | 0 | 0 | 0 | 0 | 0 | 0 | 0 | 0 | 0 | 0 | 0 | 0 | 0 | 0 | 0 | 0 | 0
F5_Commercial_Small Retail_New_Miscellaneous_Electric_Clothes Dryer_E4 | F5 | Commercial | Small Retail | New | Miscellaneous | Electric | Clothes Dryer | E4 | RIM BC Ratio | 0 | 0 | 0 | 0 | 0 | 0 | 0 | 0 | 0 | 0 | 0 | 0 | 0 | 0 | 0 | 0 | 0 | 0 | 0 | 0 | 0 | 0 | 0 | 0 | 0 | 0 | 0 | 0 | 0 | 0
F5_Commercial_Small Retail_New_Miscellaneous_Electric_Clothes Dryer_E5 | F5 | Commercial | Small Retail | New | Miscellaneous | Electric | Clothes Dryer | E5 | RIM BC Ratio | 0 | 0 | 0 | 0 | 0 | 0 | 0 | 0 | 0 | 0 | 0 | 0 | 0 | 0 | 0 | 0 | 0 | 0 | 0 | 0 | 0 | 0 | 0 | 0 | 0 | 0 | 0 | 0 | 0 | 0
F5_Commercial_Small Retail_New_Miscellaneous_Electric_Clothes Dryer_E6 | F5 | Commercial | Small Retail | New | Miscellaneous | Electric | Clothes Dryer | E6 | RIM BC Ratio | 0 | 0 | 0 | 0 | 0 | 0 | 0 | 0 | 0 | 0 | 0 | 0 | 0 | 0 | 0 | 0 | 0 | 0 | 0 | 0 | 0 | 0 | 0 | 0 | 0 | 0 | 0 | 0 | 0 | 0
F5_Commercial_Small Retail_New_Miscellaneous_Electric_Clothes Dryer_E7 | F5 | Commercial | Small Retail | New | Miscellaneous | Electric | Clothes Dryer | E7 | RIM BC Ratio | 0 | 0 | 0 | 0 | 0 | 0 | 0 | 0 | 0 | 0 | 0 | 0 | 0 | 0 | 0 | 0 | 0 | 0 | 0 | 0 | 0 | 0 | 0 | 0 | 0 | 0 | 0 | 0 | 0 | 0
F5_Commercial_Small Retail_New_Miscellaneous_Electric_Clothes Dryer_E8 | F5 | Commercial | Small Retail | New | Miscellaneous | Electric | Clothes Dryer | E8 | RIM BC Ratio | 0 | 0 | 0 | 0 | 0 | 0 | 0 | 0 | 0 | 0 | 0 | 0 | 0 | 0 | 0 | 0 | 0 | 0 | 0 | 0 | 0 | 0 | 0 | 0 | 0 | 0 | 0 | 0 | 0 | 0
F5_Commercial_Small Retail_New_Miscellaneous_Electric_Clothes Dryer_E9 | F5 | Commercial | Small Retail | New | Miscellaneous | Electric | Clothes Dryer | E9 | RIM BC Ratio | 0 | 0 | 0 | 0 | 0 | 0 | 0 | 0 | 0 | 0 | 0 | 0 | 0 | 0 | 0 | 0 | 0 | 0 | 0 | 0 | 0 | 0 | 0 | 0 | 0 | 0 | 0 | 0 | 0 | 0
F5_Commercial_Small Retail_New_Miscellaneous_Electric_Clothes Dryer_E10 | F5 | Commercial | Small Retail | New | Miscellaneous | Electric | Clothes Dryer | E10 | RIM BC Ratio | 0 | 0 | 0 | 0 | 0 | 0 | 0 | 0 | 0 | 0 | 0 | 0 | 0 | 0 | 0 | 0 | 0 | 0 | 0 | 0 | 0 | 0 | 0 | 0 | 0 | 0 | 0 | 0 | 0 | 0
F0_Commercial_Small Retail_New_Miscellaneous_Electric_Miscellaneous_E0 | F0 | Commercial | Small Retail | New | Miscellaneous | Electric | Miscellaneous | E0 | Economic Unit | 0 | 0 | 0 | 0 | 0 | 0 | 0 | 0 | 0 | 0 | 0 | 0 | 0 | 0 | 0 | 0 | 0 | 0 | 0 | 0 | 0 | 0 | 0 | 0 | 0 | 0 | 0 | 0 | 0 | 0
F1_Commercial_Small Retail_New_Miscellaneous_Electric_Miscellaneous_E1 | F1 | Commercial | Small Retail | New | Miscellaneous | Electric | Miscellaneous | E1 | CCE | 0 | 0 | 0 | 0 | 0 | 0 | 0 | 0 | 0 | 0 | 0 | 0 | 0 | 0 | 0 | 0 | 0 | 0 | 0 | 0 | 0 | 0 | 0 | 0 | 0 | 0 | 0 | 0 | 0 | 0
F1_Commercial_Small Retail_New_Miscellaneous_Electric_Miscellaneous_E2 | F1 | Commercial | Small Retail | New | Miscellaneous | Electric | Miscellaneous | E2 | CCE | 0 | 0 | 0 | 0 | 0 | 0 | 0 | 0 | 0 | 0 | 0 | 0 | 0 | 0 | 0 | 0 | 0 | 0 | 0 | 0 | 0 | 0 | 0 | 0 | 0 | 0 | 0 | 0 | 0 | 0
F1_Commercial_Small Retail_New_Miscellaneous_Electric_Miscellaneous_E3 | F1 | Commercial | Small Retail | New | Miscellaneous | Electric | Miscellaneous | E3 | CCE | 0 | 0 | 0 | 0 | 0 | 0 | 0 | 0 | 0 | 0 | 0 | 0 | 0 | 0 | 0 | 0 | 0 | 0 | 0 | 0 | 0 | 0 | 0 | 0 | 0 | 0 | 0 | 0 | 0 | 0
F1_Commercial_Small Retail_New_Miscellaneous_Electric_Miscellaneous_E4 | F1 | Commercial | Small Retail | New | Miscellaneous | Electric | Miscellaneous | E4 | CCE | 0 | 0 | 0 | 0 | 0 | 0 | 0 | 0 | 0 | 0 | 0 | 0 | 0 | 0 | 0 | 0 | 0 | 0 | 0 | 0 | 0 | 0 | 0 | 0 | 0 | 0 | 0 | 0 | 0 | 0
F1_Commercial_Small Retail_New_Miscellaneous_Electric_Miscellaneous_E5 | F1 | Commercial | Small Retail | New | Miscellaneous | Electric | Miscellaneous | E5 | CCE | 0 | 0 | 0 | 0 | 0 | 0 | 0 | 0 | 0 | 0 | 0 | 0 | 0 | 0 | 0 | 0 | 0 | 0 | 0 | 0 | 0 | 0 | 0 | 0 | 0 | 0 | 0 | 0 | 0 | 0
F1_Commercial_Small Retail_New_Miscellaneous_Electric_Miscellaneous_E6 | F1 | Commercial | Small Retail | New | Miscellaneous | Electric | Miscellaneous | E6 | CCE | 0 | 0 | 0 | 0 | 0 | 0 | 0 | 0 | 0 | 0 | 0 | 0 | 0 | 0 | 0 | 0 | 0 | 0 | 0 | 0 | 0 | 0 | 0 | 0 | 0 | 0 | 0 | 0 | 0 | 0
F1_Commercial_Small Retail_New_Miscellaneous_Electric_Miscellaneous_E7 | F1 | Commercial | Small Retail | New | Miscellaneous | Electric | Miscellaneous | E7 | CCE | 0 | 0 | 0 | 0 | 0 | 0 | 0 | 0 | 0 | 0 | 0 | 0 | 0 | 0 | 0 | 0 | 0 | 0 | 0 | 0 | 0 | 0 | 0 | 0 | 0 | 0 | 0 | 0 | 0 | 0
F1_Commercial_Small Retail_New_Miscellaneous_Electric_Miscellaneous_E8 | F1 | Commercial | Small Retail | New | Miscellaneous | Electric | Miscellaneous | E8 | CCE | 0 | 0 | 0 | 0 | 0 | 0 | 0 | 0 | 0 | 0 | 0 | 0 | 0 | 0 | 0 | 0 | 0 | 0 | 0 | 0 | 0 | 0 | 0 | 0 | 0 | 0 | 0 | 0 | 0 | 0
F1_Commercial_Small Retail_New_Miscellaneous_Electric_Miscellaneous_E9 | F1 | Commercial | Small Retail | New | Miscellaneous | Electric | Miscellaneous | E9 | CCE | 0 | 0 | 0 | 0 | 0 | 0 | 0 | 0 | 0 | 0 | 0 | 0 | 0 | 0 | 0 | 0 | 0 | 0 | 0 | 0 | 0 | 0 | 0 | 0 | 0 | 0 | 0 | 0 | 0 | 0
F1_Commercial_Small Retail_New_Miscellaneous_Electric_Miscellaneous_E10 | F1 | Commercial | Small Retail | New | Miscellaneous | Electric | Miscellaneous | E10 | CCE | 0 | 0 | 0 | 0 | 0 | 0 | 0 | 0 | 0 | 0 | 0 | 0 | 0 | 0 | 0 | 0 | 0 | 0 | 0 | 0 | 0 | 0 | 0 | 0 | 0 | 0 | 0 | 0 | 0 | 0
F2_Commercial_Small Retail_New_Miscellaneous_Electric_Miscellaneous_E1 | F2 | Commercial | Small Retail | New | Miscellaneous | Electric | Miscellaneous | E1 | TRC BC Ratio | 0 | 0 | 0 | 0 | 0 | 0 | 0 | 0 | 0 | 0 | 0 | 0 | 0 | 0 | 0 | 0 | 0 | 0 | 0 | 0 | 0 | 0 | 0 | 0 | 0 | 0 | 0 | 0 | 0 | 0
F2_Commercial_Small Retail_New_Miscellaneous_Electric_Miscellaneous_E2 | F2 | Commercial | Small Retail | New | Miscellaneous | Electric | Miscellaneous | E2 | TRC BC Ratio | 0 | 0 | 0 | 0 | 0 | 0 | 0 | 0 | 0 | 0 | 0 | 0 | 0 | 0 | 0 | 0 | 0 | 0 | 0 | 0 | 0 | 0 | 0 | 0 | 0 | 0 | 0 | 0 | 0 | 0
F2_Commercial_Small Retail_New_Miscellaneous_Electric_Miscellaneous_E3 | F2 | Commercial | Small Retail | New | Miscellaneous | Electric | Miscellaneous | E3 | TRC BC Ratio | 0 | 0 | 0 | 0 | 0 | 0 | 0 | 0 | 0 | 0 | 0 | 0 | 0 | 0 | 0 | 0 | 0 | 0 | 0 | 0 | 0 | 0 | 0 | 0 | 0 | 0 | 0 | 0 | 0 | 0
F2_Commercial_Small Retail_New_Miscellaneous_Electric_Miscellaneous_E4 | F2 | Commercial | Small Retail | New | Miscellaneous | Electric | Miscellaneous | E4 | TRC BC Ratio | 0 | 0 | 0 | 0 | 0 | 0 | 0 | 0 | 0 | 0 | 0 | 0 | 0 | 0 | 0 | 0 | 0 | 0 | 0 | 0 | 0 | 0 | 0 | 0 | 0 | 0 | 0 | 0 | 0 | 0
F2_Commercial_Small Retail_New_Miscellaneous_Electric_Miscellaneous_E5 | F2 | Commercial | Small Retail | New | Miscellaneous | Electric | Miscellaneous | E5 | TRC BC Ratio | 0 | 0 | 0 | 0 | 0 | 0 | 0 | 0 | 0 | 0 | 0 | 0 | 0 | 0 | 0 | 0 | 0 | 0 | 0 | 0 | 0 | 0 | 0 | 0 | 0 | 0 | 0 | 0 | 0 | 0
F2_Commercial_Small Retail_New_Miscellaneous_Electric_Miscellaneous_E6 | F2 | Commercial | Small Retail | New | Miscellaneous | Electric | Miscellaneous | E6 | TRC BC Ratio | 0 | 0 | 0 | 0 | 0 | 0 | 0 | 0 | 0 | 0 | 0 | 0 | 0 | 0 | 0 | 0 | 0 | 0 | 0 | 0 | 0 | 0 | 0 | 0 | 0 | 0 | 0 | 0 | 0 | 0
F2_Commercial_Small Retail_New_Miscellaneous_Electric_Miscellaneous_E7 | F2 | Commercial | Small Retail | New | Miscellaneous | Electric | Miscellaneous | E7 | TRC BC Ratio | 0 | 0 | 0 | 0 | 0 | 0 | 0 | 0 | 0 | 0 | 0 | 0 | 0 | 0 | 0 | 0 | 0 | 0 | 0 | 0 | 0 | 0 | 0 | 0 | 0 | 0 | 0 | 0 | 0 | 0
F2_Commercial_Small Retail_New_Miscellaneous_Electric_Miscellaneous_E8 | F2 | Commercial | Small Retail | New | Miscellaneous | Electric | Miscellaneous | E8 | TRC BC Ratio | 0 | 0 | 0 | 0 | 0 | 0 | 0 | 0 | 0 | 0 | 0 | 0 | 0 | 0 | 0 | 0 | 0 | 0 | 0 | 0 | 0 | 0 | 0 | 0 | 0 | 0 | 0 | 0 | 0 | 0
F2_Commercial_Small Retail_New_Miscellaneous_Electric_Miscellaneous_E9 | F2 | Commercial | Small Retail | New | Miscellaneous | Electric | Miscellaneous | E9 | TRC BC Ratio | 0 | 0 | 0 | 0 | 0 | 0 | 0 | 0 | 0 | 0 | 0 | 0 | 0 | 0 | 0 | 0 | 0 | 0 | 0 | 0 | 0 | 0 | 0 | 0 | 0 | 0 | 0 | 0 | 0 | 0
F2_Commercial_Small Retail_New_Miscellaneous_Electric_Miscellaneous_E10 | F2 | Commercial | Small Retail | New | Miscellaneous | Electric | Miscellaneous | E10 | TRC BC Ratio | 0 | 0 | 0 | 0 | 0 | 0 | 0 | 0 | 0 | 0 | 0 | 0 | 0 | 0 | 0 | 0 | 0 | 0 | 0 | 0 | 0 | 0 | 0 | 0 | 0 | 0 | 0 | 0 | 0 | 0
F3_Commercial_Small Retail_New_Miscellaneous_Electric_Miscellaneous_E1 | F3 | Commercial | Small Retail | New | Miscellaneous | Electric | Miscellaneous | E1 | PACT BC Ratio | 0 | 0 | 0 | 0 | 0 | 0 | 0 | 0 | 0 | 0 | 0 | 0 | 0 | 0 | 0 | 0 | 0 | 0 | 0 | 0 | 0 | 0 | 0 | 0 | 0 | 0 | 0 | 0 | 0 | 0
F3_Commercial_Small Retail_New_Miscellaneous_Electric_Miscellaneous_E2 | F3 | Commercial | Small Retail | New | Miscellaneous | Electric | Miscellaneous | E2 | PACT BC Ratio | 0 | 0 | 0 | 0 | 0 | 0 | 0 | 0 | 0 | 0 | 0 | 0 | 0 | 0 | 0 | 0 | 0 | 0 | 0 | 0 | 0 | 0 | 0 | 0 | 0 | 0 | 0 | 0 | 0 | 0
F3_Commercial_Small Retail_New_Miscellaneous_Electric_Miscellaneous_E3 | F3 | Commercial | Small Retail | New | Miscellaneous | Electric | Miscellaneous | E3 | PACT BC Ratio | 0 | 0 | 0 | 0 | 0 | 0 | 0 | 0 | 0 | 0 | 0 | 0 | 0 | 0 | 0 | 0 | 0 | 0 | 0 | 0 | 0 | 0 | 0 | 0 | 0 | 0 | 0 | 0 | 0 | 0
F3_Commercial_Small Retail_New_Miscellaneous_Electric_Miscellaneous_E4 | F3 | Commercial | Small Retail | New | Miscellaneous | Electric | Miscellaneous | E4 | PACT BC Ratio | 0 | 0 | 0 | 0 | 0 | 0 | 0 | 0 | 0 | 0 | 0 | 0 | 0 | 0 | 0 | 0 | 0 | 0 | 0 | 0 | 0 | 0 | 0 | 0 | 0 | 0 | 0 | 0 | 0 | 0
F3_Commercial_Small Retail_New_Miscellaneous_Electric_Miscellaneous_E5 | F3 | Commercial | Small Retail | New | Miscellaneous | Electric | Miscellaneous | E5 | PACT BC Ratio | 0 | 0 | 0 | 0 | 0 | 0 | 0 | 0 | 0 | 0 | 0 | 0 | 0 | 0 | 0 | 0 | 0 | 0 | 0 | 0 | 0 | 0 | 0 | 0 | 0 | 0 | 0 | 0 | 0 | 0
F3_Commercial_Small Retail_New_Miscellaneous_Electric_Miscellaneous_E6 | F3 | Commercial | Small Retail | New | Miscellaneous | Electric | Miscellaneous | E6 | PACT BC Ratio | 0 | 0 | 0 | 0 | 0 | 0 | 0 | 0 | 0 | 0 | 0 | 0 | 0 | 0 | 0 | 0 | 0 | 0 | 0 | 0 | 0 | 0 | 0 | 0 | 0 | 0 | 0 | 0 | 0 | 0
F3_Commercial_Small Retail_New_Miscellaneous_Electric_Miscellaneous_E7 | F3 | Commercial | Small Retail | New | Miscellaneous | Electric | Miscellaneous | E7 | PACT BC Ratio | 0 | 0 | 0 | 0 | 0 | 0 | 0 | 0 | 0 | 0 | 0 | 0 | 0 | 0 | 0 | 0 | 0 | 0 | 0 | 0 | 0 | 0 | 0 | 0 | 0 | 0 | 0 | 0 | 0 | 0
F3_Commercial_Small Retail_New_Miscellaneous_Electric_Miscellaneous_E8 | F3 | Commercial | Small Retail | New | Miscellaneous | Electric | Miscellaneous | E8 | PACT BC Ratio | 0 | 0 | 0 | 0 | 0 | 0 | 0 | 0 | 0 | 0 | 0 | 0 | 0 | 0 | 0 | 0 | 0 | 0 | 0 | 0 | 0 | 0 | 0 | 0 | 0 | 0 | 0 | 0 | 0 | 0
F3_Commercial_Small Retail_New_Miscellaneous_Electric_Miscellaneous_E9 | F3 | Commercial | Small Retail | New | Miscellaneous | Electric | Miscellaneous | E9 | PACT BC Ratio | 0 | 0 | 0 | 0 | 0 | 0 | 0 | 0 | 0 | 0 | 0 | 0 | 0 | 0 | 0 | 0 | 0 | 0 | 0 | 0 | 0 | 0 | 0 | 0 | 0 | 0 | 0 | 0 | 0 | 0
F3_Commercial_Small Retail_New_Miscellaneous_Electric_Miscellaneous_E10 | F3 | Commercial | Small Retail | New | Miscellaneous | Electric | Miscellaneous | E10 | PACT BC Ratio | 0 | 0 | 0 | 0 | 0 | 0 | 0 | 0 | 0 | 0 | 0 | 0 | 0 | 0 | 0 | 0 | 0 | 0 | 0 | 0 | 0 | 0 | 0 | 0 | 0 | 0 | 0 | 0 | 0 | 0
F4_Commercial_Small Retail_New_Miscellaneous_Electric_Miscellaneous_E1 | F4 | Commercial | Small Retail | New | Miscellaneous | Electric | Miscellaneous | E1 | RVT BC Ratio | 0 | 0 | 0 | 0 | 0 | 0 | 0 | 0 | 0 | 0 | 0 | 0 | 0 | 0 | 0 | 0 | 0 | 0 | 0 | 0 | 0 | 0 | 0 | 0 | 0 | 0 | 0 | 0 | 0 | 0
F4_Commercial_Small Retail_New_Miscellaneous_Electric_Miscellaneous_E2 | F4 | Commercial | Small Retail | New | Miscellaneous | Electric | Miscellaneous | E2 | RVT BC Ratio | 0 | 0 | 0 | 0 | 0 | 0 | 0 | 0 | 0 | 0 | 0 | 0 | 0 | 0 | 0 | 0 | 0 | 0 | 0 | 0 | 0 | 0 | 0 | 0 | 0 | 0 | 0 | 0 | 0 | 0
F4_Commercial_Small Retail_New_Miscellaneous_Electric_Miscellaneous_E3 | F4 | Commercial | Small Retail | New | Miscellaneous | Electric | Miscellaneous | E3 | RVT BC Ratio | 0 | 0 | 0 | 0 | 0 | 0 | 0 | 0 | 0 | 0 | 0 | 0 | 0 | 0 | 0 | 0 | 0 | 0 | 0 | 0 | 0 | 0 | 0 | 0 | 0 | 0 | 0 | 0 | 0 | 0
F4_Commercial_Small Retail_New_Miscellaneous_Electric_Miscellaneous_E4 | F4 | Commercial | Small Retail | New | Miscellaneous | Electric | Miscellaneous | E4 | RVT BC Ratio | 0 | 0 | 0 | 0 | 0 | 0 | 0 | 0 | 0 | 0 | 0 | 0 | 0 | 0 | 0 | 0 | 0 | 0 | 0 | 0 | 0 | 0 | 0 | 0 | 0 | 0 | 0 | 0 | 0 | 0
F4_Commercial_Small Retail_New_Miscellaneous_Electric_Miscellaneous_E5 | F4 | Commercial | Small Retail | New | Miscellaneous | Electric | Miscellaneous | E5 | RVT BC Ratio | 0 | 0 | 0 | 0 | 0 | 0 | 0 | 0 | 0 | 0 | 0 | 0 | 0 | 0 | 0 | 0 | 0 | 0 | 0 | 0 | 0 | 0 | 0 | 0 | 0 | 0 | 0 | 0 | 0 | 0
F4_Commercial_Small Retail_New_Miscellaneous_Electric_Miscellaneous_E6 | F4 | Commercial | Small Retail | New | Miscellaneous | Electric | Miscellaneous | E6 | RVT BC Ratio | 0 | 0 | 0 | 0 | 0 | 0 | 0 | 0 | 0 | 0 | 0 | 0 | 0 | 0 | 0 | 0 | 0 | 0 | 0 | 0 | 0 | 0 | 0 | 0 | 0 | 0 | 0 | 0 | 0 | 0
F4_Commercial_Small Retail_New_Miscellaneous_Electric_Miscellaneous_E7 | F4 | Commercial | Small Retail | New | Miscellaneous | Electric | Miscellaneous | E7 | RVT BC Ratio | 0 | 0 | 0 | 0 | 0 | 0 | 0 | 0 | 0 | 0 | 0 | 0 | 0 | 0 | 0 | 0 | 0 | 0 | 0 | 0 | 0 | 0 | 0 | 0 | 0 | 0 | 0 | 0 | 0 | 0
F4_Commercial_Small Retail_New_Miscellaneous_Electric_Miscellaneous_E8 | F4 | Commercial | Small Retail | New | Miscellaneous | Electric | Miscellaneous | E8 | RVT BC Ratio | 0 | 0 | 0 | 0 | 0 | 0 | 0 | 0 | 0 | 0 | 0 | 0 | 0 | 0 | 0 | 0 | 0 | 0 | 0 | 0 | 0 | 0 | 0 | 0 | 0 | 0 | 0 | 0 | 0 | 0
F4_Commercial_Small Retail_New_Miscellaneous_Electric_Miscellaneous_E9 | F4 | Commercial | Small Retail | New | Miscellaneous | Electric | Miscellaneous | E9 | RVT BC Ratio | 0 | 0 | 0 | 0 | 0 | 0 | 0 | 0 | 0 | 0 | 0 | 0 | 0 | 0 | 0 | 0 | 0 | 0 | 0 | 0 | 0 | 0 | 0 | 0 | 0 | 0 | 0 | 0 | 0 | 0
F4_Commercial_Small Retail_New_Miscellaneous_Electric_Miscellaneous_E10 | F4 | Commercial | Small Retail | New | Miscellaneous | Electric | Miscellaneous | E10 | RVT BC Ratio | 0 | 0 | 0 | 0 | 0 | 0 | 0 | 0 | 0 | 0 | 0 | 0 | 0 | 0 | 0 | 0 | 0 | 0 | 0 | 0 | 0 | 0 | 0 | 0 | 0 | 0 | 0 | 0 | 0 | 0
F5_Commercial_Small Retail_New_Miscellaneous_Electric_Miscellaneous_E1 | F5 | Commercial | Small Retail | New | Miscellaneous | Electric | Miscellaneous | E1 | RIM BC Ratio | 0 | 0 | 0 | 0 | 0 | 0 | 0 | 0 | 0 | 0 | 0 | 0 | 0 | 0 | 0 | 0 | 0 | 0 | 0 | 0 | 0 | 0 | 0 | 0 | 0 | 0 | 0 | 0 | 0 | 0
F5_Commercial_Small Retail_New_Miscellaneous_Electric_Miscellaneous_E2 | F5 | Commercial | Small Retail | New | Miscellaneous | Electric | Miscellaneous | E2 | RIM BC Ratio | 0 | 0 | 0 | 0 | 0 | 0 | 0 | 0 | 0 | 0 | 0 | 0 | 0 | 0 | 0 | 0 | 0 | 0 | 0 | 0 | 0 | 0 | 0 | 0 | 0 | 0 | 0 | 0 | 0 | 0
F5_Commercial_Small Retail_New_Miscellaneous_Electric_Miscellaneous_E3 | F5 | Commercial | Small Retail | New | Miscellaneous | Electric | Miscellaneous | E3 | RIM BC Ratio | 0 | 0 | 0 | 0 | 0 | 0 | 0 | 0 | 0 | 0 | 0 | 0 | 0 | 0 | 0 | 0 | 0 | 0 | 0 | 0 | 0 | 0 | 0 | 0 | 0 | 0 | 0 | 0 | 0 | 0
F5_Commercial_Small Retail_New_Miscellaneous_Electric_Miscellaneous_E4 | F5 | Commercial | Small Retail | New | Miscellaneous | Electric | Miscellaneous | E4 | RIM BC Ratio | 0 | 0 | 0 | 0 | 0 | 0 | 0 | 0 | 0 | 0 | 0 | 0 | 0 | 0 | 0 | 0 | 0 | 0 | 0 | 0 | 0 | 0 | 0 | 0 | 0 | 0 | 0 | 0 | 0 | 0
F5_Commercial_Small Retail_New_Miscellaneous_Electric_Miscellaneous_E5 | F5 | Commercial | Small Retail | New | Miscellaneous | Electric | Miscellaneous | E5 | RIM BC Ratio | 0 | 0 | 0 | 0 | 0 | 0 | 0 | 0 | 0 | 0 | 0 | 0 | 0 | 0 | 0 | 0 | 0 | 0 | 0 | 0 | 0 | 0 | 0 | 0 | 0 | 0 | 0 | 0 | 0 | 0
F5_Commercial_Small Retail_New_Miscellaneous_Electric_Miscellaneous_E6 | F5 | Commercial | Small Retail | New | Miscellaneous | Electric | Miscellaneous | E6 | RIM BC Ratio | 0 | 0 | 0 | 0 | 0 | 0 | 0 | 0 | 0 | 0 | 0 | 0 | 0 | 0 | 0 | 0 | 0 | 0 | 0 | 0 | 0 | 0 | 0 | 0 | 0 | 0 | 0 | 0 | 0 | 0
F5_Commercial_Small Retail_New_Miscellaneous_Electric_Miscellaneous_E7 | F5 | Commercial | Small Retail | New | Miscellaneous | Electric | Miscellaneous | E7 | RIM BC Ratio | 0 | 0 | 0 | 0 | 0 | 0 | 0 | 0 | 0 | 0 | 0 | 0 | 0 | 0 | 0 | 0 | 0 | 0 | 0 | 0 | 0 | 0 | 0 | 0 | 0 | 0 | 0 | 0 | 0 | 0
F5_Commercial_Small Retail_New_Miscellaneous_Electric_Miscellaneous_E8 | F5 | Commercial | Small Retail | New | Miscellaneous | Electric | Miscellaneous | E8 | RIM BC Ratio | 0 | 0 | 0 | 0 | 0 | 0 | 0 | 0 | 0 | 0 | 0 | 0 | 0 | 0 | 0 | 0 | 0 | 0 | 0 | 0 | 0 | 0 | 0 | 0 | 0 | 0 | 0 | 0 | 0 | 0
F5_Commercial_Small Retail_New_Miscellaneous_Electric_Miscellaneous_E9 | F5 | Commercial | Small Retail | New | Miscellaneous | Electric | Miscellaneous | E9 | RIM BC Ratio | 0 | 0 | 0 | 0 | 0 | 0 | 0 | 0 | 0 | 0 | 0 | 0 | 0 | 0 | 0 | 0 | 0 | 0 | 0 | 0 | 0 | 0 | 0 | 0 | 0 | 0 | 0 | 0 | 0 | 0
F5_Commercial_Small Retail_New_Miscellaneous_Electric_Miscellaneous_E10 | F5 | Commercial | Small Retail | New | Miscellaneous | Electric | Miscellaneous | E10 | RIM BC Ratio | 0 | 0 | 0 | 0 | 0 | 0 | 0 | 0 | 0 | 0 | 0 | 0 | 0 | 0 | 0 | 0 | 0 | 0 | 0 | 0 | 0 | 0 | 0 | 0 | 0 | 0 | 0 | 0 | 0 | 0
F0_Commercial_Small Retail_New_Generation_Electric_Solar PV_E0 | F0 | Commercial | Small Retail | New | Generation | Electric | Solar PV | E0 | Economic Unit | 0 | 0 | 0 | 0 | 0 | 0 | 0 | 0 | 0 | 0 | 0 | 0 | 0 | 0 | 0 | 0 | 0 | 0 | 0 | 0 | 0 | 0 | 0 | 0 | 0 | 0 | 0 | 0 | 0 | 0
F1_Commercial_Small Retail_New_Generation_Electric_Solar PV_E1 | F1 | Commercial | Small Retail | New | Generation | Electric | Solar PV | E1 | CCE | 0 | 0 | 0 | 0 | 0 | 0 | 0 | 0 | 0 | 0 | 0 | 0 | 0 | 0 | 0 | 0 | 0 | 0 | 0 | 0 | 0 | 0 | 0 | 0 | 0 | 0 | 0 | 0 | 0 | 0
F1_Commercial_Small Retail_New_Generation_Electric_Solar PV_E2 | F1 | Commercial | Small Retail | New | Generation | Electric | Solar PV | E2 | CCE | 0 | 0 | 0 | 0 | 0 | 0 | 0 | 0 | 0 | 0 | 0 | 0 | 0 | 0 | 0 | 0 | 0 | 0 | 0 | 0 | 0 | 0 | 0 | 0 | 0 | 0 | 0 | 0 | 0 | 0
F1_Commercial_Small Retail_New_Generation_Electric_Solar PV_E3 | F1 | Commercial | Small Retail | New | Generation | Electric | Solar PV | E3 | CCE | 0 | 0 | 0 | 0 | 0 | 0 | 0 | 0 | 0 | 0 | 0 | 0 | 0 | 0 | 0 | 0 | 0 | 0 | 0 | 0 | 0 | 0 | 0 | 0 | 0 | 0 | 0 | 0 | 0 | 0
F1_Commercial_Small Retail_New_Generation_Electric_Solar PV_E4 | F1 | Commercial | Small Retail | New | Generation | Electric | Solar PV | E4 | CCE | 0 | 0 | 0 | 0 | 0 | 0 | 0 | 0 | 0 | 0 | 0 | 0 | 0 | 0 | 0 | 0 | 0 | 0 | 0 | 0 | 0 | 0 | 0 | 0 | 0 | 0 | 0 | 0 | 0 | 0
F1_Commercial_Small Retail_New_Generation_Electric_Solar PV_E5 | F1 | Commercial | Small Retail | New | Generation | Electric | Solar PV | E5 | CCE | 0 | 0 | 0 | 0 | 0 | 0 | 0 | 0 | 0 | 0 | 0 | 0 | 0 | 0 | 0 | 0 | 0 | 0 | 0 | 0 | 0 | 0 | 0 | 0 | 0 | 0 | 0 | 0 | 0 | 0
F1_Commercial_Small Retail_New_Generation_Electric_Solar PV_E6 | F1 | Commercial | Small Retail | New | Generation | Electric | Solar PV | E6 | CCE | 0 | 0 | 0 | 0 | 0 | 0 | 0 | 0 | 0 | 0 | 0 | 0 | 0 | 0 | 0 | 0 | 0 | 0 | 0 | 0 | 0 | 0 | 0 | 0 | 0 | 0 | 0 | 0 | 0 | 0
F1_Commercial_Small Retail_New_Generation_Electric_Solar PV_E7 | F1 | Commercial | Small Retail | New | Generation | Electric | Solar PV | E7 | CCE | 0 | 0 | 0 | 0 | 0 | 0 | 0 | 0 | 0 | 0 | 0 | 0 | 0 | 0 | 0 | 0 | 0 | 0 | 0 | 0 | 0 | 0 | 0 | 0 | 0 | 0 | 0 | 0 | 0 | 0
F1_Commercial_Small Retail_New_Generation_Electric_Solar PV_E8 | F1 | Commercial | Small Retail | New | Generation | Electric | Solar PV | E8 | CCE | 0 | 0 | 0 | 0 | 0 | 0 | 0 | 0 | 0 | 0 | 0 | 0 | 0 | 0 | 0 | 0 | 0 | 0 | 0 | 0 | 0 | 0 | 0 | 0 | 0 | 0 | 0 | 0 | 0 | 0
F1_Commercial_Small Retail_New_Generation_Electric_Solar PV_E9 | F1 | Commercial | Small Retail | New | Generation | Electric | Solar PV | E9 | CCE | 0 | 0 | 0 | 0 | 0 | 0 | 0 | 0 | 0 | 0 | 0 | 0 | 0 | 0 | 0 | 0 | 0 | 0 | 0 | 0 | 0 | 0 | 0 | 0 | 0 | 0 | 0 | 0 | 0 | 0
F1_Commercial_Small Retail_New_Generation_Electric_Solar PV_E10 | F1 | Commercial | Small Retail | New | Generation | Electric | Solar PV | E10 | CCE | 0 | 0 | 0 | 0 | 0 | 0 | 0 | 0 | 0 | 0 | 0 | 0 | 0 | 0 | 0 | 0 | 0 | 0 | 0 | 0 | 0 | 0 | 0 | 0 | 0 | 0 | 0 | 0 | 0 | 0
F2_Commercial_Small Retail_New_Generation_Electric_Solar PV_E1 | F2 | Commercial | Small Retail | New | Generation | Electric | Solar PV | E1 | TRC BC Ratio | 0 | 0 | 0 | 0 | 0 | 0 | 0 | 0 | 0 | 0 | 0 | 0 | 0 | 0 | 0 | 0 | 0 | 0 | 0 | 0 | 0 | 0 | 0 | 0 | 0 | 0 | 0 | 0 | 0 | 0
F2_Commercial_Small Retail_New_Generation_Electric_Solar PV_E2 | F2 | Commercial | Small Retail | New | Generation | Electric | Solar PV | E2 | TRC BC Ratio | 0 | 0 | 0 | 0 | 0 | 0 | 0 | 0 | 0 | 0 | 0 | 0 | 0 | 0 | 0 | 0 | 0 | 0 | 0 | 0 | 0 | 0 | 0 | 0 | 0 | 0 | 0 | 0 | 0 | 0
F2_Commercial_Small Retail_New_Generation_Electric_Solar PV_E3 | F2 | Commercial | Small Retail | New | Generation | Electric | Solar PV | E3 | TRC BC Ratio | 0 | 0 | 0 | 0 | 0 | 0 | 0 | 0 | 0 | 0 | 0 | 0 | 0 | 0 | 0 | 0 | 0 | 0 | 0 | 0 | 0 | 0 | 0 | 0 | 0 | 0 | 0 | 0 | 0 | 0
F2_Commercial_Small Retail_New_Generation_Electric_Solar PV_E4 | F2 | Commercial | Small Retail | New | Generation | Electric | Solar PV | E4 | TRC BC Ratio | 0 | 0 | 0 | 0 | 0 | 0 | 0 | 0 | 0 | 0 | 0 | 0 | 0 | 0 | 0 | 0 | 0 | 0 | 0 | 0 | 0 | 0 | 0 | 0 | 0 | 0 | 0 | 0 | 0 | 0
F2_Commercial_Small Retail_New_Generation_Electric_Solar PV_E5 | F2 | Commercial | Small Retail | New | Generation | Electric | Solar PV | E5 | TRC BC Ratio | 0 | 0 | 0 | 0 | 0 | 0 | 0 | 0 | 0 | 0 | 0 | 0 | 0 | 0 | 0 | 0 | 0 | 0 | 0 | 0 | 0 | 0 | 0 | 0 | 0 | 0 | 0 | 0 | 0 | 0
F2_Commercial_Small Retail_New_Generation_Electric_Solar PV_E6 | F2 | Commercial | Small Retail | New | Generation | Electric | Solar PV | E6 | TRC BC Ratio | 0 | 0 | 0 | 0 | 0 | 0 | 0 | 0 | 0 | 0 | 0 | 0 | 0 | 0 | 0 | 0 | 0 | 0 | 0 | 0 | 0 | 0 | 0 | 0 | 0 | 0 | 0 | 0 | 0 | 0
F2_Commercial_Small Retail_New_Generation_Electric_Solar PV_E7 | F2 | Commercial | Small Retail | New | Generation | Electric | Solar PV | E7 | TRC BC Ratio | 0 | 0 | 0 | 0 | 0 | 0 | 0 | 0 | 0 | 0 | 0 | 0 | 0 | 0 | 0 | 0 | 0 | 0 | 0 | 0 | 0 | 0 | 0 | 0 | 0 | 0 | 0 | 0 | 0 | 0
F2_Commercial_Small Retail_New_Generation_Electric_Solar PV_E8 | F2 | Commercial | Small Retail | New | Generation | Electric | Solar PV | E8 | TRC BC Ratio | 0 | 0 | 0 | 0 | 0 | 0 | 0 | 0 | 0 | 0 | 0 | 0 | 0 | 0 | 0 | 0 | 0 | 0 | 0 | 0 | 0 | 0 | 0 | 0 | 0 | 0 | 0 | 0 | 0 | 0
F2_Commercial_Small Retail_New_Generation_Electric_Solar PV_E9 | F2 | Commercial | Small Retail | New | Generation | Electric | Solar PV | E9 | TRC BC Ratio | 0 | 0 | 0 | 0 | 0 | 0 | 0 | 0 | 0 | 0 | 0 | 0 | 0 | 0 | 0 | 0 | 0 | 0 | 0 | 0 | 0 | 0 | 0 | 0 | 0 | 0 | 0 | 0 | 0 | 0
F2_Commercial_Small Retail_New_Generation_Electric_Solar PV_E10 | F2 | Commercial | Small Retail | New | Generation | Electric | Solar PV | E10 | TRC BC Ratio | 0 | 0 | 0 | 0 | 0 | 0 | 0 | 0 | 0 | 0 | 0 | 0 | 0 | 0 | 0 | 0 | 0 | 0 | 0 | 0 | 0 | 0 | 0 | 0 | 0 | 0 | 0 | 0 | 0 | 0
F3_Commercial_Small Retail_New_Generation_Electric_Solar PV_E1 | F3 | Commercial | Small Retail | New | Generation | Electric | Solar PV | E1 | PACT BC Ratio | 0 | 0 | 0 | 0 | 0 | 0 | 0 | 0 | 0 | 0 | 0 | 0 | 0 | 0 | 0 | 0 | 0 | 0 | 0 | 0 | 0 | 0 | 0 | 0 | 0 | 0 | 0 | 0 | 0 | 0
F3_Commercial_Small Retail_New_Generation_Electric_Solar PV_E2 | F3 | Commercial | Small Retail | New | Generation | Electric | Solar PV | E2 | PACT BC Ratio | 0 | 0 | 0 | 0 | 0 | 0 | 0 | 0 | 0 | 0 | 0 | 0 | 0 | 0 | 0 | 0 | 0 | 0 | 0 | 0 | 0 | 0 | 0 | 0 | 0 | 0 | 0 | 0 | 0 | 0
F3_Commercial_Small Retail_New_Generation_Electric_Solar PV_E3 | F3 | Commercial | Small Retail | New | Generation | Electric | Solar PV | E3 | PACT BC Ratio | 0 | 0 | 0 | 0 | 0 | 0 | 0 | 0 | 0 | 0 | 0 | 0 | 0 | 0 | 0 | 0 | 0 | 0 | 0 | 0 | 0 | 0 | 0 | 0 | 0 | 0 | 0 | 0 | 0 | 0
F3_Commercial_Small Retail_New_Generation_Electric_Solar PV_E4 | F3 | Commercial | Small Retail | New | Generation | Electric | Solar PV | E4 | PACT BC Ratio | 0 | 0 | 0 | 0 | 0 | 0 | 0 | 0 | 0 | 0 | 0 | 0 | 0 | 0 | 0 | 0 | 0 | 0 | 0 | 0 | 0 | 0 | 0 | 0 | 0 | 0 | 0 | 0 | 0 | 0
F3_Commercial_Small Retail_New_Generation_Electric_Solar PV_E5 | F3 | Commercial | Small Retail | New | Generation | Electric | Solar PV | E5 | PACT BC Ratio | 0 | 0 | 0 | 0 | 0 | 0 | 0 | 0 | 0 | 0 | 0 | 0 | 0 | 0 | 0 | 0 | 0 | 0 | 0 | 0 | 0 | 0 | 0 | 0 | 0 | 0 | 0 | 0 | 0 | 0
F3_Commercial_Small Retail_New_Generation_Electric_Solar PV_E6 | F3 | Commercial | Small Retail | New | Generation | Electric | Solar PV | E6 | PACT BC Ratio | 0 | 0 | 0 | 0 | 0 | 0 | 0 | 0 | 0 | 0 | 0 | 0 | 0 | 0 | 0 | 0 | 0 | 0 | 0 | 0 | 0 | 0 | 0 | 0 | 0 | 0 | 0 | 0 | 0 | 0
F3_Commercial_Small Retail_New_Generation_Electric_Solar PV_E7 | F3 | Commercial | Small Retail | New | Generation | Electric | Solar PV | E7 | PACT BC Ratio | 0 | 0 | 0 | 0 | 0 | 0 | 0 | 0 | 0 | 0 | 0 | 0 | 0 | 0 | 0 | 0 | 0 | 0 | 0 | 0 | 0 | 0 | 0 | 0 | 0 | 0 | 0 | 0 | 0 | 0
F3_Commercial_Small Retail_New_Generation_Electric_Solar PV_E8 | F3 | Commercial | Small Retail | New | Generation | Electric | Solar PV | E8 | PACT BC Ratio | 0 | 0 | 0 | 0 | 0 | 0 | 0 | 0 | 0 | 0 | 0 | 0 | 0 | 0 | 0 | 0 | 0 | 0 | 0 | 0 | 0 | 0 | 0 | 0 | 0 | 0 | 0 | 0 | 0 | 0
F3_Commercial_Small Retail_New_Generation_Electric_Solar PV_E9 | F3 | Commercial | Small Retail | New | Generation | Electric | Solar PV | E9 | PACT BC Ratio | 0 | 0 | 0 | 0 | 0 | 0 | 0 | 0 | 0 | 0 | 0 | 0 | 0 | 0 | 0 | 0 | 0 | 0 | 0 | 0 | 0 | 0 | 0 | 0 | 0 | 0 | 0 | 0 | 0 | 0
F3_Commercial_Small Retail_New_Generation_Electric_Solar PV_E10 | F3 | Commercial | Small Retail | New | Generation | Electric | Solar PV | E10 | PACT BC Ratio | 0 | 0 | 0 | 0 | 0 | 0 | 0 | 0 | 0 | 0 | 0 | 0 | 0 | 0 | 0 | 0 | 0 | 0 | 0 | 0 | 0 | 0 | 0 | 0 | 0 | 0 | 0 | 0 | 0 | 0
F4_Commercial_Small Retail_New_Generation_Electric_Solar PV_E1 | F4 | Commercial | Small Retail | New | Generation | Electric | Solar PV | E1 | RVT BC Ratio | 0 | 0 | 0 | 0 | 0 | 0 | 0 | 0 | 0 | 0 | 0 | 0 | 0 | 0 | 0 | 0 | 0 | 0 | 0 | 0 | 0 | 0 | 0 | 0 | 0 | 0 | 0 | 0 | 0 | 0
F4_Commercial_Small Retail_New_Generation_Electric_Solar PV_E2 | F4 | Commercial | Small Retail | New | Generation | Electric | Solar PV | E2 | RVT BC Ratio | 0 | 0 | 0 | 0 | 0 | 0 | 0 | 0 | 0 | 0 | 0 | 0 | 0 | 0 | 0 | 0 | 0 | 0 | 0 | 0 | 0 | 0 | 0 | 0 | 0 | 0 | 0 | 0 | 0 | 0
F4_Commercial_Small Retail_New_Generation_Electric_Solar PV_E3 | F4 | Commercial | Small Retail | New | Generation | Electric | Solar PV | E3 | RVT BC Ratio | 0 | 0 | 0 | 0 | 0 | 0 | 0 | 0 | 0 | 0 | 0 | 0 | 0 | 0 | 0 | 0 | 0 | 0 | 0 | 0 | 0 | 0 | 0 | 0 | 0 | 0 | 0 | 0 | 0 | 0
F4_Commercial_Small Retail_New_Generation_Electric_Solar PV_E4 | F4 | Commercial | Small Retail | New | Generation | Electric | Solar PV | E4 | RVT BC Ratio | 0 | 0 | 0 | 0 | 0 | 0 | 0 | 0 | 0 | 0 | 0 | 0 | 0 | 0 | 0 | 0 | 0 | 0 | 0 | 0 | 0 | 0 | 0 | 0 | 0 | 0 | 0 | 0 | 0 | 0
F4_Commercial_Small Retail_New_Generation_Electric_Solar PV_E5 | F4 | Commercial | Small Retail | New | Generation | Electric | Solar PV | E5 | RVT BC Ratio | 0 | 0 | 0 | 0 | 0 | 0 | 0 | 0 | 0 | 0 | 0 | 0 | 0 | 0 | 0 | 0 | 0 | 0 | 0 | 0 | 0 | 0 | 0 | 0 | 0 | 0 | 0 | 0 | 0 | 0
F4_Commercial_Small Retail_New_Generation_Electric_Solar PV_E6 | F4 | Commercial | Small Retail | New | Generation | Electric | Solar PV | E6 | RVT BC Ratio | 0 | 0 | 0 | 0 | 0 | 0 | 0 | 0 | 0 | 0 | 0 | 0 | 0 | 0 | 0 | 0 | 0 | 0 | 0 | 0 | 0 | 0 | 0 | 0 | 0 | 0 | 0 | 0 | 0 | 0
F4_Commercial_Small Retail_New_Generation_Electric_Solar PV_E7 | F4 | Commercial | Small Retail | New | Generation | Electric | Solar PV | E7 | RVT BC Ratio | 0 | 0 | 0 | 0 | 0 | 0 | 0 | 0 | 0 | 0 | 0 | 0 | 0 | 0 | 0 | 0 | 0 | 0 | 0 | 0 | 0 | 0 | 0 | 0 | 0 | 0 | 0 | 0 | 0 | 0
F4_Commercial_Small Retail_New_Generation_Electric_Solar PV_E8 | F4 | Commercial | Small Retail | New | Generation | Electric | Solar PV | E8 | RVT BC Ratio | 0 | 0 | 0 | 0 | 0 | 0 | 0 | 0 | 0 | 0 | 0 | 0 | 0 | 0 | 0 | 0 | 0 | 0 | 0 | 0 | 0 | 0 | 0 | 0 | 0 | 0 | 0 | 0 | 0 | 0
F4_Commercial_Small Retail_New_Generation_Electric_Solar PV_E9 | F4 | Commercial | Small Retail | New | Generation | Electric | Solar PV | E9 | RVT BC Ratio | 0 | 0 | 0 | 0 | 0 | 0 | 0 | 0 | 0 | 0 | 0 | 0 | 0 | 0 | 0 | 0 | 0 | 0 | 0 | 0 | 0 | 0 | 0 | 0 | 0 | 0 | 0 | 0 | 0 | 0
F4_Commercial_Small Retail_New_Generation_Electric_Solar PV_E10 | F4 | Commercial | Small Retail | New | Generation | Electric | Solar PV | E10 | RVT BC Ratio | 0 | 0 | 0 | 0 | 0 | 0 | 0 | 0 | 0 | 0 | 0 | 0 | 0 | 0 | 0 | 0 | 0 | 0 | 0 | 0 | 0 | 0 | 0 | 0 | 0 | 0 | 0 | 0 | 0 | 0
F5_Commercial_Small Retail_New_Generation_Electric_Solar PV_E1 | F5 | Commercial | Small Retail | New | Generation | Electric | Solar PV | E1 | RIM BC Ratio | 0 | 0 | 0 | 0 | 0 | 0 | 0 | 0 | 0 | 0 | 0 | 0 | 0 | 0 | 0 | 0 | 0 | 0 | 0 | 0 | 0 | 0 | 0 | 0 | 0 | 0 | 0 | 0 | 0 | 0
F5_Commercial_Small Retail_New_Generation_Electric_Solar PV_E2 | F5 | Commercial | Small Retail | New | Generation | Electric | Solar PV | E2 | RIM BC Ratio | 0 | 0 | 0 | 0 | 0 | 0 | 0 | 0 | 0 | 0 | 0 | 0 | 0 | 0 | 0 | 0 | 0 | 0 | 0 | 0 | 0 | 0 | 0 | 0 | 0 | 0 | 0 | 0 | 0 | 0
F5_Commercial_Small Retail_New_Generation_Electric_Solar PV_E3 | F5 | Commercial | Small Retail | New | Generation | Electric | Solar PV | E3 | RIM BC Ratio | 0 | 0 | 0 | 0 | 0 | 0 | 0 | 0 | 0 | 0 | 0 | 0 | 0 | 0 | 0 | 0 | 0 | 0 | 0 | 0 | 0 | 0 | 0 | 0 | 0 | 0 | 0 | 0 | 0 | 0
F5_Commercial_Small Retail_New_Generation_Electric_Solar PV_E4 | F5 | Commercial | Small Retail | New | Generation | Electric | Solar PV | E4 | RIM BC Ratio | 0 | 0 | 0 | 0 | 0 | 0 | 0 | 0 | 0 | 0 | 0 | 0 | 0 | 0 | 0 | 0 | 0 | 0 | 0 | 0 | 0 | 0 | 0 | 0 | 0 | 0 | 0 | 0 | 0 | 0
F5_Commercial_Small Retail_New_Generation_Electric_Solar PV_E5 | F5 | Commercial | Small Retail | New | Generation | Electric | Solar PV | E5 | RIM BC Ratio | 0 | 0 | 0 | 0 | 0 | 0 | 0 | 0 | 0 | 0 | 0 | 0 | 0 | 0 | 0 | 0 | 0 | 0 | 0 | 0 | 0 | 0 | 0 | 0 | 0 | 0 | 0 | 0 | 0 | 0
F5_Commercial_Small Retail_New_Generation_Electric_Solar PV_E6 | F5 | Commercial | Small Retail | New | Generation | Electric | Solar PV | E6 | RIM BC Ratio | 0 | 0 | 0 | 0 | 0 | 0 | 0 | 0 | 0 | 0 | 0 | 0 | 0 | 0 | 0 | 0 | 0 | 0 | 0 | 0 | 0 | 0 | 0 | 0 | 0 | 0 | 0 | 0 | 0 | 0
F5_Commercial_Small Retail_New_Generation_Electric_Solar PV_E7 | F5 | Commercial | Small Retail | New | Generation | Electric | Solar PV | E7 | RIM BC Ratio | 0 | 0 | 0 | 0 | 0 | 0 | 0 | 0 | 0 | 0 | 0 | 0 | 0 | 0 | 0 | 0 | 0 | 0 | 0 | 0 | 0 | 0 | 0 | 0 | 0 | 0 | 0 | 0 | 0 | 0
F5_Commercial_Small Retail_New_Generation_Electric_Solar PV_E8 | F5 | Commercial | Small Retail | New | Generation | Electric | Solar PV | E8 | RIM BC Ratio | 0 | 0 | 0 | 0 | 0 | 0 | 0 | 0 | 0 | 0 | 0 | 0 | 0 | 0 | 0 | 0 | 0 | 0 | 0 | 0 | 0 | 0 | 0 | 0 | 0 | 0 | 0 | 0 | 0 | 0
F5_Commercial_Small Retail_New_Generation_Electric_Solar PV_E9 | F5 | Commercial | Small Retail | New | Generation | Electric | Solar PV | E9 | RIM BC Ratio | 0 | 0 | 0 | 0 | 0 | 0 | 0 | 0 | 0 | 0 | 0 | 0 | 0 | 0 | 0 | 0 | 0 | 0 | 0 | 0 | 0 | 0 | 0 | 0 | 0 | 0 | 0 | 0 | 0 | 0
F5_Commercial_Small Retail_New_Generation_Electric_Solar PV_E10 | F5 | Commercial | Small Retail | New | Generation | Electric | Solar PV | E10 | RIM BC Ratio | 0 | 0 | 0 | 0 | 0 | 0 | 0 | 0 | 0 | 0 | 0 | 0 | 0 | 0 | 0 | 0 | 0 | 0 | 0 | 0 | 0 | 0 | 0 | 0 | 0 | 0 | 0 | 0 | 0 | 0
F0_Commercial_Restaurant_Existing_Cooling_Electric_Air-Cooled Chiller_E0 | F0 | Commercial | Restaurant | Existing | Cooling | Electric | Air-Cooled Chiller | E0 | Economic Unit | 0 | 0 | 0 | 0 | 0 | 0 | 0 | 0 | 0 | 0 | 0 | 0 | 0 | 0 | 0 | 0 | 0 | 0 | 0 | 0 | 0 | 0 | 0 | 0 | 0 | 0 | 0 | 0 | 0 | 0
F1_Commercial_Restaurant_Existing_Cooling_Electric_Air-Cooled Chiller_E1 | F1 | Commercial | Restaurant | Existing | Cooling | Electric | Air-Cooled Chiller | E1 | CCE | 0 | 0 | 0 | 0 | 0 | 0 | 0 | 0 | 0 | 0 | 0 | 0 | 0 | 0 | 0 | 0 | 0 | 0 | 0 | 0 | 0 | 0 | 0 | 0 | 0 | 0 | 0 | 0 | 0 | 0
F1_Commercial_Restaurant_Existing_Cooling_Electric_Air-Cooled Chiller_E2 | F1 | Commercial | Restaurant | Existing | Cooling | Electric | Air-Cooled Chiller | E2 | CCE | 0 | 0 | 0 | 0 | 0 | 0 | 0 | 0 | 0 | 0 | 0 | 0 | 0 | 0 | 0 | 0 | 0 | 0 | 0 | 0 | 0 | 0 | 0 | 0 | 0 | 0 | 0 | 0 | 0 | 0
F1_Commercial_Restaurant_Existing_Cooling_Electric_Air-Cooled Chiller_E3 | F1 | Commercial | Restaurant | Existing | Cooling | Electric | Air-Cooled Chiller | E3 | CCE | 0 | 0 | 0 | 0 | 0 | 0 | 0 | 0 | 0 | 0 | 0 | 0 | 0 | 0 | 0 | 0 | 0 | 0 | 0 | 0 | 0 | 0 | 0 | 0 | 0 | 0 | 0 | 0 | 0 | 0
F1_Commercial_Restaurant_Existing_Cooling_Electric_Air-Cooled Chiller_E4 | F1 | Commercial | Restaurant | Existing | Cooling | Electric | Air-Cooled Chiller | E4 | CCE | 0 | 0 | 0 | 0 | 0 | 0 | 0 | 0 | 0 | 0 | 0 | 0 | 0 | 0 | 0 | 0 | 0 | 0 | 0 | 0 | 0 | 0 | 0 | 0 | 0 | 0 | 0 | 0 | 0 | 0
F1_Commercial_Restaurant_Existing_Cooling_Electric_Air-Cooled Chiller_E5 | F1 | Commercial | Restaurant | Existing | Cooling | Electric | Air-Cooled Chiller | E5 | CCE | 0 | 0 | 0 | 0 | 0 | 0 | 0 | 0 | 0 | 0 | 0 | 0 | 0 | 0 | 0 | 0 | 0 | 0 | 0 | 0 | 0 | 0 | 0 | 0 | 0 | 0 | 0 | 0 | 0 | 0
F1_Commercial_Restaurant_Existing_Cooling_Electric_Air-Cooled Chiller_E6 | F1 | Commercial | Restaurant | Existing | Cooling | Electric | Air-Cooled Chiller | E6 | CCE | 0 | 0 | 0 | 0 | 0 | 0 | 0 | 0 | 0 | 0 | 0 | 0 | 0 | 0 | 0 | 0 | 0 | 0 | 0 | 0 | 0 | 0 | 0 | 0 | 0 | 0 | 0 | 0 | 0 | 0
F1_Commercial_Restaurant_Existing_Cooling_Electric_Air-Cooled Chiller_E7 | F1 | Commercial | Restaurant | Existing | Cooling | Electric | Air-Cooled Chiller | E7 | CCE | 0 | 0 | 0 | 0 | 0 | 0 | 0 | 0 | 0 | 0 | 0 | 0 | 0 | 0 | 0 | 0 | 0 | 0 | 0 | 0 | 0 | 0 | 0 | 0 | 0 | 0 | 0 | 0 | 0 | 0
F1_Commercial_Restaurant_Existing_Cooling_Electric_Air-Cooled Chiller_E8 | F1 | Commercial | Restaurant | Existing | Cooling | Electric | Air-Cooled Chiller | E8 | CCE | 0 | 0 | 0 | 0 | 0 | 0 | 0 | 0 | 0 | 0 | 0 | 0 | 0 | 0 | 0 | 0 | 0 | 0 | 0 | 0 | 0 | 0 | 0 | 0 | 0 | 0 | 0 | 0 | 0 | 0
F1_Commercial_Restaurant_Existing_Cooling_Electric_Air-Cooled Chiller_E9 | F1 | Commercial | Restaurant | Existing | Cooling | Electric | Air-Cooled Chiller | E9 | CCE | 0 | 0 | 0 | 0 | 0 | 0 | 0 | 0 | 0 | 0 | 0 | 0 | 0 | 0 | 0 | 0 | 0 | 0 | 0 | 0 | 0 | 0 | 0 | 0 | 0 | 0 | 0 | 0 | 0 | 0
F1_Commercial_Restaurant_Existing_Cooling_Electric_Air-Cooled Chiller_E10 | F1 | Commercial | Restaurant | Existing | Cooling | Electric | Air-Cooled Chiller | E10 | CCE | 0 | 0 | 0 | 0 | 0 | 0 | 0 | 0 | 0 | 0 | 0 | 0 | 0 | 0 | 0 | 0 | 0 | 0 | 0 | 0 | 0 | 0 | 0 | 0 | 0 | 0 | 0 | 0 | 0 | 0
F2_Commercial_Restaurant_Existing_Cooling_Electric_Air-Cooled Chiller_E1 | F2 | Commercial | Restaurant | Existing | Cooling | Electric | Air-Cooled Chiller | E1 | TRC BC Ratio | 0 | 0 | 0 | 0 | 0 | 0 | 0 | 0 | 0 | 0 | 0 | 0 | 0 | 0 | 0 | 0 | 0 | 0 | 0 | 0 | 0 | 0 | 0 | 0 | 0 | 0 | 0 | 0 | 0 | 0
F2_Commercial_Restaurant_Existing_Cooling_Electric_Air-Cooled Chiller_E2 | F2 | Commercial | Restaurant | Existing | Cooling | Electric | Air-Cooled Chiller | E2 | TRC BC Ratio | 0 | 0 | 0 | 0 | 0 | 0 | 0 | 0 | 0 | 0 | 0 | 0 | 0 | 0 | 0 | 0 | 0 | 0 | 0 | 0 | 0 | 0 | 0 | 0 | 0 | 0 | 0 | 0 | 0 | 0
F2_Commercial_Restaurant_Existing_Cooling_Electric_Air-Cooled Chiller_E3 | F2 | Commercial | Restaurant | Existing | Cooling | Electric | Air-Cooled Chiller | E3 | TRC BC Ratio | 0 | 0 | 0 | 0 | 0 | 0 | 0 | 0 | 0 | 0 | 0 | 0 | 0 | 0 | 0 | 0 | 0 | 0 | 0 | 0 | 0 | 0 | 0 | 0 | 0 | 0 | 0 | 0 | 0 | 0
F2_Commercial_Restaurant_Existing_Cooling_Electric_Air-Cooled Chiller_E4 | F2 | Commercial | Restaurant | Existing | Cooling | Electric | Air-Cooled Chiller | E4 | TRC BC Ratio | 0 | 0 | 0 | 0 | 0 | 0 | 0 | 0 | 0 | 0 | 0 | 0 | 0 | 0 | 0 | 0 | 0 | 0 | 0 | 0 | 0 | 0 | 0 | 0 | 0 | 0 | 0 | 0 | 0 | 0
F2_Commercial_Restaurant_Existing_Cooling_Electric_Air-Cooled Chiller_E5 | F2 | Commercial | Restaurant | Existing | Cooling | Electric | Air-Cooled Chiller | E5 | TRC BC Ratio | 0 | 0 | 0 | 0 | 0 | 0 | 0 | 0 | 0 | 0 | 0 | 0 | 0 | 0 | 0 | 0 | 0 | 0 | 0 | 0 | 0 | 0 | 0 | 0 | 0 | 0 | 0 | 0 | 0 | 0
F2_Commercial_Restaurant_Existing_Cooling_Electric_Air-Cooled Chiller_E6 | F2 | Commercial | Restaurant | Existing | Cooling | Electric | Air-Cooled Chiller | E6 | TRC BC Ratio | 0 | 0 | 0 | 0 | 0 | 0 | 0 | 0 | 0 | 0 | 0 | 0 | 0 | 0 | 0 | 0 | 0 | 0 | 0 | 0 | 0 | 0 | 0 | 0 | 0 | 0 | 0 | 0 | 0 | 0
F2_Commercial_Restaurant_Existing_Cooling_Electric_Air-Cooled Chiller_E7 | F2 | Commercial | Restaurant | Existing | Cooling | Electric | Air-Cooled Chiller | E7 | TRC BC Ratio | 0 | 0 | 0 | 0 | 0 | 0 | 0 | 0 | 0 | 0 | 0 | 0 | 0 | 0 | 0 | 0 | 0 | 0 | 0 | 0 | 0 | 0 | 0 | 0 | 0 | 0 | 0 | 0 | 0 | 0
F2_Commercial_Restaurant_Existing_Cooling_Electric_Air-Cooled Chiller_E8 | F2 | Commercial | Restaurant | Existing | Cooling | Electric | Air-Cooled Chiller | E8 | TRC BC Ratio | 0 | 0 | 0 | 0 | 0 | 0 | 0 | 0 | 0 | 0 | 0 | 0 | 0 | 0 | 0 | 0 | 0 | 0 | 0 | 0 | 0 | 0 | 0 | 0 | 0 | 0 | 0 | 0 | 0 | 0
F2_Commercial_Restaurant_Existing_Cooling_Electric_Air-Cooled Chiller_E9 | F2 | Commercial | Restaurant | Existing | Cooling | Electric | Air-Cooled Chiller | E9 | TRC BC Ratio | 0 | 0 | 0 | 0 | 0 | 0 | 0 | 0 | 0 | 0 | 0 | 0 | 0 | 0 | 0 | 0 | 0 | 0 | 0 | 0 | 0 | 0 | 0 | 0 | 0 | 0 | 0 | 0 | 0 | 0
F2_Commercial_Restaurant_Existing_Cooling_Electric_Air-Cooled Chiller_E10 | F2 | Commercial | Restaurant | Existing | Cooling | Electric | Air-Cooled Chiller | E10 | TRC BC Ratio | 0 | 0 | 0 | 0 | 0 | 0 | 0 | 0 | 0 | 0 | 0 | 0 | 0 | 0 | 0 | 0 | 0 | 0 | 0 | 0 | 0 | 0 | 0 | 0 | 0 | 0 | 0 | 0 | 0 | 0
F3_Commercial_Restaurant_Existing_Cooling_Electric_Air-Cooled Chiller_E1 | F3 | Commercial | Restaurant | Existing | Cooling | Electric | Air-Cooled Chiller | E1 | PACT BC Ratio | 0 | 0 | 0 | 0 | 0 | 0 | 0 | 0 | 0 | 0 | 0 | 0 | 0 | 0 | 0 | 0 | 0 | 0 | 0 | 0 | 0 | 0 | 0 | 0 | 0 | 0 | 0 | 0 | 0 | 0
F3_Commercial_Restaurant_Existing_Cooling_Electric_Air-Cooled Chiller_E2 | F3 | Commercial | Restaurant | Existing | Cooling | Electric | Air-Cooled Chiller | E2 | PACT BC Ratio | 0 | 0 | 0 | 0 | 0 | 0 | 0 | 0 | 0 | 0 | 0 | 0 | 0 | 0 | 0 | 0 | 0 | 0 | 0 | 0 | 0 | 0 | 0 | 0 | 0 | 0 | 0 | 0 | 0 | 0
F3_Commercial_Restaurant_Existing_Cooling_Electric_Air-Cooled Chiller_E3 | F3 | Commercial | Restaurant | Existing | Cooling | Electric | Air-Cooled Chiller | E3 | PACT BC Ratio | 0 | 0 | 0 | 0 | 0 | 0 | 0 | 0 | 0 | 0 | 0 | 0 | 0 | 0 | 0 | 0 | 0 | 0 | 0 | 0 | 0 | 0 | 0 | 0 | 0 | 0 | 0 | 0 | 0 | 0
F3_Commercial_Restaurant_Existing_Cooling_Electric_Air-Cooled Chiller_E4 | F3 | Commercial | Restaurant | Existing | Cooling | Electric | Air-Cooled Chiller | E4 | PACT BC Ratio | 0 | 0 | 0 | 0 | 0 | 0 | 0 | 0 | 0 | 0 | 0 | 0 | 0 | 0 | 0 | 0 | 0 | 0 | 0 | 0 | 0 | 0 | 0 | 0 | 0 | 0 | 0 | 0 | 0 | 0
F3_Commercial_Restaurant_Existing_Cooling_Electric_Air-Cooled Chiller_E5 | F3 | Commercial | Restaurant | Existing | Cooling | Electric | Air-Cooled Chiller | E5 | PACT BC Ratio | 0 | 0 | 0 | 0 | 0 | 0 | 0 | 0 | 0 | 0 | 0 | 0 | 0 | 0 | 0 | 0 | 0 | 0 | 0 | 0 | 0 | 0 | 0 | 0 | 0 | 0 | 0 | 0 | 0 | 0
F3_Commercial_Restaurant_Existing_Cooling_Electric_Air-Cooled Chiller_E6 | F3 | Commercial | Restaurant | Existing | Cooling | Electric | Air-Cooled Chiller | E6 | PACT BC Ratio | 0 | 0 | 0 | 0 | 0 | 0 | 0 | 0 | 0 | 0 | 0 | 0 | 0 | 0 | 0 | 0 | 0 | 0 | 0 | 0 | 0 | 0 | 0 | 0 | 0 | 0 | 0 | 0 | 0 | 0
F3_Commercial_Restaurant_Existing_Cooling_Electric_Air-Cooled Chiller_E7 | F3 | Commercial | Restaurant | Existing | Cooling | Electric | Air-Cooled Chiller | E7 | PACT BC Ratio | 0 | 0 | 0 | 0 | 0 | 0 | 0 | 0 | 0 | 0 | 0 | 0 | 0 | 0 | 0 | 0 | 0 | 0 | 0 | 0 | 0 | 0 | 0 | 0 | 0 | 0 | 0 | 0 | 0 | 0
F3_Commercial_Restaurant_Existing_Cooling_Electric_Air-Cooled Chiller_E8 | F3 | Commercial | Restaurant | Existing | Cooling | Electric | Air-Cooled Chiller | E8 | PACT BC Ratio | 0 | 0 | 0 | 0 | 0 | 0 | 0 | 0 | 0 | 0 | 0 | 0 | 0 | 0 | 0 | 0 | 0 | 0 | 0 | 0 | 0 | 0 | 0 | 0 | 0 | 0 | 0 | 0 | 0 | 0
F3_Commercial_Restaurant_Existing_Cooling_Electric_Air-Cooled Chiller_E9 | F3 | Commercial | Restaurant | Existing | Cooling | Electric | Air-Cooled Chiller | E9 | PACT BC Ratio | 0 | 0 | 0 | 0 | 0 | 0 | 0 | 0 | 0 | 0 | 0 | 0 | 0 | 0 | 0 | 0 | 0 | 0 | 0 | 0 | 0 | 0 | 0 | 0 | 0 | 0 | 0 | 0 | 0 | 0
F3_Commercial_Restaurant_Existing_Cooling_Electric_Air-Cooled Chiller_E10 | F3 | Commercial | Restaurant | Existing | Cooling | Electric | Air-Cooled Chiller | E10 | PACT BC Ratio | 0 | 0 | 0 | 0 | 0 | 0 | 0 | 0 | 0 | 0 | 0 | 0 | 0 | 0 | 0 | 0 | 0 | 0 | 0 | 0 | 0 | 0 | 0 | 0 | 0 | 0 | 0 | 0 | 0 | 0
F4_Commercial_Restaurant_Existing_Cooling_Electric_Air-Cooled Chiller_E1 | F4 | Commercial | Restaurant | Existing | Cooling | Electric | Air-Cooled Chiller | E1 | RVT BC Ratio | 0 | 0 | 0 | 0 | 0 | 0 | 0 | 0 | 0 | 0 | 0 | 0 | 0 | 0 | 0 | 0 | 0 | 0 | 0 | 0 | 0 | 0 | 0 | 0 | 0 | 0 | 0 | 0 | 0 | 0
F4_Commercial_Restaurant_Existing_Cooling_Electric_Air-Cooled Chiller_E2 | F4 | Commercial | Restaurant | Existing | Cooling | Electric | Air-Cooled Chiller | E2 | RVT BC Ratio | 0 | 0 | 0 | 0 | 0 | 0 | 0 | 0 | 0 | 0 | 0 | 0 | 0 | 0 | 0 | 0 | 0 | 0 | 0 | 0 | 0 | 0 | 0 | 0 | 0 | 0 | 0 | 0 | 0 | 0
F4_Commercial_Restaurant_Existing_Cooling_Electric_Air-Cooled Chiller_E3 | F4 | Commercial | Restaurant | Existing | Cooling | Electric | Air-Cooled Chiller | E3 | RVT BC Ratio | 0 | 0 | 0 | 0 | 0 | 0 | 0 | 0 | 0 | 0 | 0 | 0 | 0 | 0 | 0 | 0 | 0 | 0 | 0 | 0 | 0 | 0 | 0 | 0 | 0 | 0 | 0 | 0 | 0 | 0
F4_Commercial_Restaurant_Existing_Cooling_Electric_Air-Cooled Chiller_E4 | F4 | Commercial | Restaurant | Existing | Cooling | Electric | Air-Cooled Chiller | E4 | RVT BC Ratio | 0 | 0 | 0 | 0 | 0 | 0 | 0 | 0 | 0 | 0 | 0 | 0 | 0 | 0 | 0 | 0 | 0 | 0 | 0 | 0 | 0 | 0 | 0 | 0 | 0 | 0 | 0 | 0 | 0 | 0
F4_Commercial_Restaurant_Existing_Cooling_Electric_Air-Cooled Chiller_E5 | F4 | Commercial | Restaurant | Existing | Cooling | Electric | Air-Cooled Chiller | E5 | RVT BC Ratio | 0 | 0 | 0 | 0 | 0 | 0 | 0 | 0 | 0 | 0 | 0 | 0 | 0 | 0 | 0 | 0 | 0 | 0 | 0 | 0 | 0 | 0 | 0 | 0 | 0 | 0 | 0 | 0 | 0 | 0
F4_Commercial_Restaurant_Existing_Cooling_Electric_Air-Cooled Chiller_E6 | F4 | Commercial | Restaurant | Existing | Cooling | Electric | Air-Cooled Chiller | E6 | RVT BC Ratio | 0 | 0 | 0 | 0 | 0 | 0 | 0 | 0 | 0 | 0 | 0 | 0 | 0 | 0 | 0 | 0 | 0 | 0 | 0 | 0 | 0 | 0 | 0 | 0 | 0 | 0 | 0 | 0 | 0 | 0
F4_Commercial_Restaurant_Existing_Cooling_Electric_Air-Cooled Chiller_E7 | F4 | Commercial | Restaurant | Existing | Cooling | Electric | Air-Cooled Chiller | E7 | RVT BC Ratio | 0 | 0 | 0 | 0 | 0 | 0 | 0 | 0 | 0 | 0 | 0 | 0 | 0 | 0 | 0 | 0 | 0 | 0 | 0 | 0 | 0 | 0 | 0 | 0 | 0 | 0 | 0 | 0 | 0 | 0
F4_Commercial_Restaurant_Existing_Cooling_Electric_Air-Cooled Chiller_E8 | F4 | Commercial | Restaurant | Existing | Cooling | Electric | Air-Cooled Chiller | E8 | RVT BC Ratio | 0 | 0 | 0 | 0 | 0 | 0 | 0 | 0 | 0 | 0 | 0 | 0 | 0 | 0 | 0 | 0 | 0 | 0 | 0 | 0 | 0 | 0 | 0 | 0 | 0 | 0 | 0 | 0 | 0 | 0
F4_Commercial_Restaurant_Existing_Cooling_Electric_Air-Cooled Chiller_E9 | F4 | Commercial | Restaurant | Existing | Cooling | Electric | Air-Cooled Chiller | E9 | RVT BC Ratio | 0 | 0 | 0 | 0 | 0 | 0 | 0 | 0 | 0 | 0 | 0 | 0 | 0 | 0 | 0 | 0 | 0 | 0 | 0 | 0 | 0 | 0 | 0 | 0 | 0 | 0 | 0 | 0 | 0 | 0
F4_Commercial_Restaurant_Existing_Cooling_Electric_Air-Cooled Chiller_E10 | F4 | Commercial | Restaurant | Existing | Cooling | Electric | Air-Cooled Chiller | E10 | RVT BC Ratio | 0 | 0 | 0 | 0 | 0 | 0 | 0 | 0 | 0 | 0 | 0 | 0 | 0 | 0 | 0 | 0 | 0 | 0 | 0 | 0 | 0 | 0 | 0 | 0 | 0 | 0 | 0 | 0 | 0 | 0
F5_Commercial_Restaurant_Existing_Cooling_Electric_Air-Cooled Chiller_E1 | F5 | Commercial | Restaurant | Existing | Cooling | Electric | Air-Cooled Chiller | E1 | RIM BC Ratio | 0 | 0 | 0 | 0 | 0 | 0 | 0 | 0 | 0 | 0 | 0 | 0 | 0 | 0 | 0 | 0 | 0 | 0 | 0 | 0 | 0 | 0 | 0 | 0 | 0 | 0 | 0 | 0 | 0 | 0
F5_Commercial_Restaurant_Existing_Cooling_Electric_Air-Cooled Chiller_E2 | F5 | Commercial | Restaurant | Existing | Cooling | Electric | Air-Cooled Chiller | E2 | RIM BC Ratio | 0 | 0 | 0 | 0 | 0 | 0 | 0 | 0 | 0 | 0 | 0 | 0 | 0 | 0 | 0 | 0 | 0 | 0 | 0 | 0 | 0 | 0 | 0 | 0 | 0 | 0 | 0 | 0 | 0 | 0
F5_Commercial_Restaurant_Existing_Cooling_Electric_Air-Cooled Chiller_E3 | F5 | Commercial | Restaurant | Existing | Cooling | Electric | Air-Cooled Chiller | E3 | RIM BC Ratio | 0 | 0 | 0 | 0 | 0 | 0 | 0 | 0 | 0 | 0 | 0 | 0 | 0 | 0 | 0 | 0 | 0 | 0 | 0 | 0 | 0 | 0 | 0 | 0 | 0 | 0 | 0 | 0 | 0 | 0
F5_Commercial_Restaurant_Existing_Cooling_Electric_Air-Cooled Chiller_E4 | F5 | Commercial | Restaurant | Existing | Cooling | Electric | Air-Cooled Chiller | E4 | RIM BC Ratio | 0 | 0 | 0 | 0 | 0 | 0 | 0 | 0 | 0 | 0 | 0 | 0 | 0 | 0 | 0 | 0 | 0 | 0 | 0 | 0 | 0 | 0 | 0 | 0 | 0 | 0 | 0 | 0 | 0 | 0
F5_Commercial_Restaurant_Existing_Cooling_Electric_Air-Cooled Chiller_E5 | F5 | Commercial | Restaurant | Existing | Cooling | Electric | Air-Cooled Chiller | E5 | RIM BC Ratio | 0 | 0 | 0 | 0 | 0 | 0 | 0 | 0 | 0 | 0 | 0 | 0 | 0 | 0 | 0 | 0 | 0 | 0 | 0 | 0 | 0 | 0 | 0 | 0 | 0 | 0 | 0 | 0 | 0 | 0
F5_Commercial_Restaurant_Existing_Cooling_Electric_Air-Cooled Chiller_E6 | F5 | Commercial | Restaurant | Existing | Cooling | Electric | Air-Cooled Chiller | E6 | RIM BC Ratio | 0 | 0 | 0 | 0 | 0 | 0 | 0 | 0 | 0 | 0 | 0 | 0 | 0 | 0 | 0 | 0 | 0 | 0 | 0 | 0 | 0 | 0 | 0 | 0 | 0 | 0 | 0 | 0 | 0 | 0
F5_Commercial_Restaurant_Existing_Cooling_Electric_Air-Cooled Chiller_E7 | F5 | Commercial | Restaurant | Existing | Cooling | Electric | Air-Cooled Chiller | E7 | RIM BC Ratio | 0 | 0 | 0 | 0 | 0 | 0 | 0 | 0 | 0 | 0 | 0 | 0 | 0 | 0 | 0 | 0 | 0 | 0 | 0 | 0 | 0 | 0 | 0 | 0 | 0 | 0 | 0 | 0 | 0 | 0
F5_Commercial_Restaurant_Existing_Cooling_Electric_Air-Cooled Chiller_E8 | F5 | Commercial | Restaurant | Existing | Cooling | Electric | Air-Cooled Chiller | E8 | RIM BC Ratio | 0 | 0 | 0 | 0 | 0 | 0 | 0 | 0 | 0 | 0 | 0 | 0 | 0 | 0 | 0 | 0 | 0 | 0 | 0 | 0 | 0 | 0 | 0 | 0 | 0 | 0 | 0 | 0 | 0 | 0
F5_Commercial_Restaurant_Existing_Cooling_Electric_Air-Cooled Chiller_E9 | F5 | Commercial | Restaurant | Existing | Cooling | Electric | Air-Cooled Chiller | E9 | RIM BC Ratio | 0 | 0 | 0 | 0 | 0 | 0 | 0 | 0 | 0 | 0 | 0 | 0 | 0 | 0 | 0 | 0 | 0 | 0 | 0 | 0 | 0 | 0 | 0 | 0 | 0 | 0 | 0 | 0 | 0 | 0
F5_Commercial_Restaurant_Existing_Cooling_Electric_Air-Cooled Chiller_E10 | F5 | Commercial | Restaurant | Existing | Cooling | Electric | Air-Cooled Chiller | E10 | RIM BC Ratio | 0 | 0 | 0 | 0 | 0 | 0 | 0 | 0 | 0 | 0 | 0 | 0 | 0 | 0 | 0 | 0 | 0 | 0 | 0 | 0 | 0 | 0 | 0 | 0 | 0 | 0 | 0 | 0 | 0 | 0
F0_Commercial_Restaurant_Existing_Cooling_Electric_Water-Cooled Chiller_E0 | F0 | Commercial | Restaurant | Existing | Cooling | Electric | Water-Cooled Chiller | E0 | Economic Unit | 0 | 0 | 0 | 0 | 0 | 0 | 0 | 0 | 0 | 0 | 0 | 0 | 0 | 0 | 0 | 0 | 0 | 0 | 0 | 0 | 0 | 0 | 0 | 0 | 0 | 0 | 0 | 0 | 0 | 0
F1_Commercial_Restaurant_Existing_Cooling_Electric_Water-Cooled Chiller_E1 | F1 | Commercial | Restaurant | Existing | Cooling | Electric | Water-Cooled Chiller | E1 | CCE | 0 | 0 | 0 | 0 | 0 | 0 | 0 | 0 | 0 | 0 | 0 | 0 | 0 | 0 | 0 | 0 | 0 | 0 | 0 | 0 | 0 | 0 | 0 | 0 | 0 | 0 | 0 | 0 | 0 | 0
F1_Commercial_Restaurant_Existing_Cooling_Electric_Water-Cooled Chiller_E2 | F1 | Commercial | Restaurant | Existing | Cooling | Electric | Water-Cooled Chiller | E2 | CCE | 0 | 0 | 0 | 0 | 0 | 0 | 0 | 0 | 0 | 0 | 0 | 0 | 0 | 0 | 0 | 0 | 0 | 0 | 0 | 0 | 0 | 0 | 0 | 0 | 0 | 0 | 0 | 0 | 0 | 0
F1_Commercial_Restaurant_Existing_Cooling_Electric_Water-Cooled Chiller_E3 | F1 | Commercial | Restaurant | Existing | Cooling | Electric | Water-Cooled Chiller | E3 | CCE | 0 | 0 | 0 | 0 | 0 | 0 | 0 | 0 | 0 | 0 | 0 | 0 | 0 | 0 | 0 | 0 | 0 | 0 | 0 | 0 | 0 | 0 | 0 | 0 | 0 | 0 | 0 | 0 | 0 | 0
F1_Commercial_Restaurant_Existing_Cooling_Electric_Water-Cooled Chiller_E4 | F1 | Commercial | Restaurant | Existing | Cooling | Electric | Water-Cooled Chiller | E4 | CCE | 0 | 0 | 0 | 0 | 0 | 0 | 0 | 0 | 0 | 0 | 0 | 0 | 0 | 0 | 0 | 0 | 0 | 0 | 0 | 0 | 0 | 0 | 0 | 0 | 0 | 0 | 0 | 0 | 0 | 0
F1_Commercial_Restaurant_Existing_Cooling_Electric_Water-Cooled Chiller_E5 | F1 | Commercial | Restaurant | Existing | Cooling | Electric | Water-Cooled Chiller | E5 | CCE | 0 | 0 | 0 | 0 | 0 | 0 | 0 | 0 | 0 | 0 | 0 | 0 | 0 | 0 | 0 | 0 | 0 | 0 | 0 | 0 | 0 | 0 | 0 | 0 | 0 | 0 | 0 | 0 | 0 | 0
F1_Commercial_Restaurant_Existing_Cooling_Electric_Water-Cooled Chiller_E6 | F1 | Commercial | Restaurant | Existing | Cooling | Electric | Water-Cooled Chiller | E6 | CCE | 0 | 0 | 0 | 0 | 0 | 0 | 0 | 0 | 0 | 0 | 0 | 0 | 0 | 0 | 0 | 0 | 0 | 0 | 0 | 0 | 0 | 0 | 0 | 0 | 0 | 0 | 0 | 0 | 0 | 0
F1_Commercial_Restaurant_Existing_Cooling_Electric_Water-Cooled Chiller_E7 | F1 | Commercial | Restaurant | Existing | Cooling | Electric | Water-Cooled Chiller | E7 | CCE | 0 | 0 | 0 | 0 | 0 | 0 | 0 | 0 | 0 | 0 | 0 | 0 | 0 | 0 | 0 | 0 | 0 | 0 | 0 | 0 | 0 | 0 | 0 | 0 | 0 | 0 | 0 | 0 | 0 | 0
F1_Commercial_Restaurant_Existing_Cooling_Electric_Water-Cooled Chiller_E8 | F1 | Commercial | Restaurant | Existing | Cooling | Electric | Water-Cooled Chiller | E8 | CCE | 0 | 0 | 0 | 0 | 0 | 0 | 0 | 0 | 0 | 0 | 0 | 0 | 0 | 0 | 0 | 0 | 0 | 0 | 0 | 0 | 0 | 0 | 0 | 0 | 0 | 0 | 0 | 0 | 0 | 0
F1_Commercial_Restaurant_Existing_Cooling_Electric_Water-Cooled Chiller_E9 | F1 | Commercial | Restaurant | Existing | Cooling | Electric | Water-Cooled Chiller | E9 | CCE | 0 | 0 | 0 | 0 | 0 | 0 | 0 | 0 | 0 | 0 | 0 | 0 | 0 | 0 | 0 | 0 | 0 | 0 | 0 | 0 | 0 | 0 | 0 | 0 | 0 | 0 | 0 | 0 | 0 | 0
F1_Commercial_Restaurant_Existing_Cooling_Electric_Water-Cooled Chiller_E10 | F1 | Commercial | Restaurant | Existing | Cooling | Electric | Water-Cooled Chiller | E10 | CCE | 0 | 0 | 0 | 0 | 0 | 0 | 0 | 0 | 0 | 0 | 0 | 0 | 0 | 0 | 0 | 0 | 0 | 0 | 0 | 0 | 0 | 0 | 0 | 0 | 0 | 0 | 0 | 0 | 0 | 0
F2_Commercial_Restaurant_Existing_Cooling_Electric_Water-Cooled Chiller_E1 | F2 | Commercial | Restaurant | Existing | Cooling | Electric | Water-Cooled Chiller | E1 | TRC BC Ratio | 0 | 0 | 0 | 0 | 0 | 0 | 0 | 0 | 0 | 0 | 0 | 0 | 0 | 0 | 0 | 0 | 0 | 0 | 0 | 0 | 0 | 0 | 0 | 0 | 0 | 0 | 0 | 0 | 0 | 0
F2_Commercial_Restaurant_Existing_Cooling_Electric_Water-Cooled Chiller_E2 | F2 | Commercial | Restaurant | Existing | Cooling | Electric | Water-Cooled Chiller | E2 | TRC BC Ratio | 0 | 0 | 0 | 0 | 0 | 0 | 0 | 0 | 0 | 0 | 0 | 0 | 0 | 0 | 0 | 0 | 0 | 0 | 0 | 0 | 0 | 0 | 0 | 0 | 0 | 0 | 0 | 0 | 0 | 0
F2_Commercial_Restaurant_Existing_Cooling_Electric_Water-Cooled Chiller_E3 | F2 | Commercial | Restaurant | Existing | Cooling | Electric | Water-Cooled Chiller | E3 | TRC BC Ratio | 0 | 0 | 0 | 0 | 0 | 0 | 0 | 0 | 0 | 0 | 0 | 0 | 0 | 0 | 0 | 0 | 0 | 0 | 0 | 0 | 0 | 0 | 0 | 0 | 0 | 0 | 0 | 0 | 0 | 0
F2_Commercial_Restaurant_Existing_Cooling_Electric_Water-Cooled Chiller_E4 | F2 | Commercial | Restaurant | Existing | Cooling | Electric | Water-Cooled Chiller | E4 | TRC BC Ratio | 0 | 0 | 0 | 0 | 0 | 0 | 0 | 0 | 0 | 0 | 0 | 0 | 0 | 0 | 0 | 0 | 0 | 0 | 0 | 0 | 0 | 0 | 0 | 0 | 0 | 0 | 0 | 0 | 0 | 0
F2_Commercial_Restaurant_Existing_Cooling_Electric_Water-Cooled Chiller_E5 | F2 | Commercial | Restaurant | Existing | Cooling | Electric | Water-Cooled Chiller | E5 | TRC BC Ratio | 0 | 0 | 0 | 0 | 0 | 0 | 0 | 0 | 0 | 0 | 0 | 0 | 0 | 0 | 0 | 0 | 0 | 0 | 0 | 0 | 0 | 0 | 0 | 0 | 0 | 0 | 0 | 0 | 0 | 0
F2_Commercial_Restaurant_Existing_Cooling_Electric_Water-Cooled Chiller_E6 | F2 | Commercial | Restaurant | Existing | Cooling | Electric | Water-Cooled Chiller | E6 | TRC BC Ratio | 0 | 0 | 0 | 0 | 0 | 0 | 0 | 0 | 0 | 0 | 0 | 0 | 0 | 0 | 0 | 0 | 0 | 0 | 0 | 0 | 0 | 0 | 0 | 0 | 0 | 0 | 0 | 0 | 0 | 0
F2_Commercial_Restaurant_Existing_Cooling_Electric_Water-Cooled Chiller_E7 | F2 | Commercial | Restaurant | Existing | Cooling | Electric | Water-Cooled Chiller | E7 | TRC BC Ratio | 0 | 0 | 0 | 0 | 0 | 0 | 0 | 0 | 0 | 0 | 0 | 0 | 0 | 0 | 0 | 0 | 0 | 0 | 0 | 0 | 0 | 0 | 0 | 0 | 0 | 0 | 0 | 0 | 0 | 0
F2_Commercial_Restaurant_Existing_Cooling_Electric_Water-Cooled Chiller_E8 | F2 | Commercial | Restaurant | Existing | Cooling | Electric | Water-Cooled Chiller | E8 | TRC BC Ratio | 0 | 0 | 0 | 0 | 0 | 0 | 0 | 0 | 0 | 0 | 0 | 0 | 0 | 0 | 0 | 0 | 0 | 0 | 0 | 0 | 0 | 0 | 0 | 0 | 0 | 0 | 0 | 0 | 0 | 0
F2_Commercial_Restaurant_Existing_Cooling_Electric_Water-Cooled Chiller_E9 | F2 | Commercial | Restaurant | Existing | Cooling | Electric | Water-Cooled Chiller | E9 | TRC BC Ratio | 0 | 0 | 0 | 0 | 0 | 0 | 0 | 0 | 0 | 0 | 0 | 0 | 0 | 0 | 0 | 0 | 0 | 0 | 0 | 0 | 0 | 0 | 0 | 0 | 0 | 0 | 0 | 0 | 0 | 0
F2_Commercial_Restaurant_Existing_Cooling_Electric_Water-Cooled Chiller_E10 | F2 | Commercial | Restaurant | Existing | Cooling | Electric | Water-Cooled Chiller | E10 | TRC BC Ratio | 0 | 0 | 0 | 0 | 0 | 0 | 0 | 0 | 0 | 0 | 0 | 0 | 0 | 0 | 0 | 0 | 0 | 0 | 0 | 0 | 0 | 0 | 0 | 0 | 0 | 0 | 0 | 0 | 0 | 0
F3_Commercial_Restaurant_Existing_Cooling_Electric_Water-Cooled Chiller_E1 | F3 | Commercial | Restaurant | Existing | Cooling | Electric | Water-Cooled Chiller | E1 | PACT BC Ratio | 0 | 0 | 0 | 0 | 0 | 0 | 0 | 0 | 0 | 0 | 0 | 0 | 0 | 0 | 0 | 0 | 0 | 0 | 0 | 0 | 0 | 0 | 0 | 0 | 0 | 0 | 0 | 0 | 0 | 0
F3_Commercial_Restaurant_Existing_Cooling_Electric_Water-Cooled Chiller_E2 | F3 | Commercial | Restaurant | Existing | Cooling | Electric | Water-Cooled Chiller | E2 | PACT BC Ratio | 0 | 0 | 0 | 0 | 0 | 0 | 0 | 0 | 0 | 0 | 0 | 0 | 0 | 0 | 0 | 0 | 0 | 0 | 0 | 0 | 0 | 0 | 0 | 0 | 0 | 0 | 0 | 0 | 0 | 0
F3_Commercial_Restaurant_Existing_Cooling_Electric_Water-Cooled Chiller_E3 | F3 | Commercial | Restaurant | Existing | Cooling | Electric | Water-Cooled Chiller | E3 | PACT BC Ratio | 0 | 0 | 0 | 0 | 0 | 0 | 0 | 0 | 0 | 0 | 0 | 0 | 0 | 0 | 0 | 0 | 0 | 0 | 0 | 0 | 0 | 0 | 0 | 0 | 0 | 0 | 0 | 0 | 0 | 0
F3_Commercial_Restaurant_Existing_Cooling_Electric_Water-Cooled Chiller_E4 | F3 | Commercial | Restaurant | Existing | Cooling | Electric | Water-Cooled Chiller | E4 | PACT BC Ratio | 0 | 0 | 0 | 0 | 0 | 0 | 0 | 0 | 0 | 0 | 0 | 0 | 0 | 0 | 0 | 0 | 0 | 0 | 0 | 0 | 0 | 0 | 0 | 0 | 0 | 0 | 0 | 0 | 0 | 0
F3_Commercial_Restaurant_Existing_Cooling_Electric_Water-Cooled Chiller_E5 | F3 | Commercial | Restaurant | Existing | Cooling | Electric | Water-Cooled Chiller | E5 | PACT BC Ratio | 0 | 0 | 0 | 0 | 0 | 0 | 0 | 0 | 0 | 0 | 0 | 0 | 0 | 0 | 0 | 0 | 0 | 0 | 0 | 0 | 0 | 0 | 0 | 0 | 0 | 0 | 0 | 0 | 0 | 0
F3_Commercial_Restaurant_Existing_Cooling_Electric_Water-Cooled Chiller_E6 | F3 | Commercial | Restaurant | Existing | Cooling | Electric | Water-Cooled Chiller | E6 | PACT BC Ratio | 0 | 0 | 0 | 0 | 0 | 0 | 0 | 0 | 0 | 0 | 0 | 0 | 0 | 0 | 0 | 0 | 0 | 0 | 0 | 0 | 0 | 0 | 0 | 0 | 0 | 0 | 0 | 0 | 0 | 0
F3_Commercial_Restaurant_Existing_Cooling_Electric_Water-Cooled Chiller_E7 | F3 | Commercial | Restaurant | Existing | Cooling | Electric | Water-Cooled Chiller | E7 | PACT BC Ratio | 0 | 0 | 0 | 0 | 0 | 0 | 0 | 0 | 0 | 0 | 0 | 0 | 0 | 0 | 0 | 0 | 0 | 0 | 0 | 0 | 0 | 0 | 0 | 0 | 0 | 0 | 0 | 0 | 0 | 0
F3_Commercial_Restaurant_Existing_Cooling_Electric_Water-Cooled Chiller_E8 | F3 | Commercial | Restaurant | Existing | Cooling | Electric | Water-Cooled Chiller | E8 | PACT BC Ratio | 0 | 0 | 0 | 0 | 0 | 0 | 0 | 0 | 0 | 0 | 0 | 0 | 0 | 0 | 0 | 0 | 0 | 0 | 0 | 0 | 0 | 0 | 0 | 0 | 0 | 0 | 0 | 0 | 0 | 0
F3_Commercial_Restaurant_Existing_Cooling_Electric_Water-Cooled Chiller_E9 | F3 | Commercial | Restaurant | Existing | Cooling | Electric | Water-Cooled Chiller | E9 | PACT BC Ratio | 0 | 0 | 0 | 0 | 0 | 0 | 0 | 0 | 0 | 0 | 0 | 0 | 0 | 0 | 0 | 0 | 0 | 0 | 0 | 0 | 0 | 0 | 0 | 0 | 0 | 0 | 0 | 0 | 0 | 0
F3_Commercial_Restaurant_Existing_Cooling_Electric_Water-Cooled Chiller_E10 | F3 | Commercial | Restaurant | Existing | Cooling | Electric | Water-Cooled Chiller | E10 | PACT BC Ratio | 0 | 0 | 0 | 0 | 0 | 0 | 0 | 0 | 0 | 0 | 0 | 0 | 0 | 0 | 0 | 0 | 0 | 0 | 0 | 0 | 0 | 0 | 0 | 0 | 0 | 0 | 0 | 0 | 0 | 0
F4_Commercial_Restaurant_Existing_Cooling_Electric_Water-Cooled Chiller_E1 | F4 | Commercial | Restaurant | Existing | Cooling | Electric | Water-Cooled Chiller | E1 | RVT BC Ratio | 0 | 0 | 0 | 0 | 0 | 0 | 0 | 0 | 0 | 0 | 0 | 0 | 0 | 0 | 0 | 0 | 0 | 0 | 0 | 0 | 0 | 0 | 0 | 0 | 0 | 0 | 0 | 0 | 0 | 0
F4_Commercial_Restaurant_Existing_Cooling_Electric_Water-Cooled Chiller_E2 | F4 | Commercial | Restaurant | Existing | Cooling | Electric | Water-Cooled Chiller | E2 | RVT BC Ratio | 0 | 0 | 0 | 0 | 0 | 0 | 0 | 0 | 0 | 0 | 0 | 0 | 0 | 0 | 0 | 0 | 0 | 0 | 0 | 0 | 0 | 0 | 0 | 0 | 0 | 0 | 0 | 0 | 0 | 0
F4_Commercial_Restaurant_Existing_Cooling_Electric_Water-Cooled Chiller_E3 | F4 | Commercial | Restaurant | Existing | Cooling | Electric | Water-Cooled Chiller | E3 | RVT BC Ratio | 0 | 0 | 0 | 0 | 0 | 0 | 0 | 0 | 0 | 0 | 0 | 0 | 0 | 0 | 0 | 0 | 0 | 0 | 0 | 0 | 0 | 0 | 0 | 0 | 0 | 0 | 0 | 0 | 0 | 0
F4_Commercial_Restaurant_Existing_Cooling_Electric_Water-Cooled Chiller_E4 | F4 | Commercial | Restaurant | Existing | Cooling | Electric | Water-Cooled Chiller | E4 | RVT BC Ratio | 0 | 0 | 0 | 0 | 0 | 0 | 0 | 0 | 0 | 0 | 0 | 0 | 0 | 0 | 0 | 0 | 0 | 0 | 0 | 0 | 0 | 0 | 0 | 0 | 0 | 0 | 0 | 0 | 0 | 0
F4_Commercial_Restaurant_Existing_Cooling_Electric_Water-Cooled Chiller_E5 | F4 | Commercial | Restaurant | Existing | Cooling | Electric | Water-Cooled Chiller | E5 | RVT BC Ratio | 0 | 0 | 0 | 0 | 0 | 0 | 0 | 0 | 0 | 0 | 0 | 0 | 0 | 0 | 0 | 0 | 0 | 0 | 0 | 0 | 0 | 0 | 0 | 0 | 0 | 0 | 0 | 0 | 0 | 0
F4_Commercial_Restaurant_Existing_Cooling_Electric_Water-Cooled Chiller_E6 | F4 | Commercial | Restaurant | Existing | Cooling | Electric | Water-Cooled Chiller | E6 | RVT BC Ratio | 0 | 0 | 0 | 0 | 0 | 0 | 0 | 0 | 0 | 0 | 0 | 0 | 0 | 0 | 0 | 0 | 0 | 0 | 0 | 0 | 0 | 0 | 0 | 0 | 0 | 0 | 0 | 0 | 0 | 0
F4_Commercial_Restaurant_Existing_Cooling_Electric_Water-Cooled Chiller_E7 | F4 | Commercial | Restaurant | Existing | Cooling | Electric | Water-Cooled Chiller | E7 | RVT BC Ratio | 0 | 0 | 0 | 0 | 0 | 0 | 0 | 0 | 0 | 0 | 0 | 0 | 0 | 0 | 0 | 0 | 0 | 0 | 0 | 0 | 0 | 0 | 0 | 0 | 0 | 0 | 0 | 0 | 0 | 0
F4_Commercial_Restaurant_Existing_Cooling_Electric_Water-Cooled Chiller_E8 | F4 | Commercial | Restaurant | Existing | Cooling | Electric | Water-Cooled Chiller | E8 | RVT BC Ratio | 0 | 0 | 0 | 0 | 0 | 0 | 0 | 0 | 0 | 0 | 0 | 0 | 0 | 0 | 0 | 0 | 0 | 0 | 0 | 0 | 0 | 0 | 0 | 0 | 0 | 0 | 0 | 0 | 0 | 0
F4_Commercial_Restaurant_Existing_Cooling_Electric_Water-Cooled Chiller_E9 | F4 | Commercial | Restaurant | Existing | Cooling | Electric | Water-Cooled Chiller | E9 | RVT BC Ratio | 0 | 0 | 0 | 0 | 0 | 0 | 0 | 0 | 0 | 0 | 0 | 0 | 0 | 0 | 0 | 0 | 0 | 0 | 0 | 0 | 0 | 0 | 0 | 0 | 0 | 0 | 0 | 0 | 0 | 0
F4_Commercial_Restaurant_Existing_Cooling_Electric_Water-Cooled Chiller_E10 | F4 | Commercial | Restaurant | Existing | Cooling | Electric | Water-Cooled Chiller | E10 | RVT BC Ratio | 0 | 0 | 0 | 0 | 0 | 0 | 0 | 0 | 0 | 0 | 0 | 0 | 0 | 0 | 0 | 0 | 0 | 0 | 0 | 0 | 0 | 0 | 0 | 0 | 0 | 0 | 0 | 0 | 0 | 0
F5_Commercial_Restaurant_Existing_Cooling_Electric_Water-Cooled Chiller_E1 | F5 | Commercial | Restaurant | Existing | Cooling | Electric | Water-Cooled Chiller | E1 | RIM BC Ratio | 0 | 0 | 0 | 0 | 0 | 0 | 0 | 0 | 0 | 0 | 0 | 0 | 0 | 0 | 0 | 0 | 0 | 0 | 0 | 0 | 0 | 0 | 0 | 0 | 0 | 0 | 0 | 0 | 0 | 0
F5_Commercial_Restaurant_Existing_Cooling_Electric_Water-Cooled Chiller_E2 | F5 | Commercial | Restaurant | Existing | Cooling | Electric | Water-Cooled Chiller | E2 | RIM BC Ratio | 0 | 0 | 0 | 0 | 0 | 0 | 0 | 0 | 0 | 0 | 0 | 0 | 0 | 0 | 0 | 0 | 0 | 0 | 0 | 0 | 0 | 0 | 0 | 0 | 0 | 0 | 0 | 0 | 0 | 0
F5_Commercial_Restaurant_Existing_Cooling_Electric_Water-Cooled Chiller_E3 | F5 | Commercial | Restaurant | Existing | Cooling | Electric | Water-Cooled Chiller | E3 | RIM BC Ratio | 0 | 0 | 0 | 0 | 0 | 0 | 0 | 0 | 0 | 0 | 0 | 0 | 0 | 0 | 0 | 0 | 0 | 0 | 0 | 0 | 0 | 0 | 0 | 0 | 0 | 0 | 0 | 0 | 0 | 0
F5_Commercial_Restaurant_Existing_Cooling_Electric_Water-Cooled Chiller_E4 | F5 | Commercial | Restaurant | Existing | Cooling | Electric | Water-Cooled Chiller | E4 | RIM BC Ratio | 0 | 0 | 0 | 0 | 0 | 0 | 0 | 0 | 0 | 0 | 0 | 0 | 0 | 0 | 0 | 0 | 0 | 0 | 0 | 0 | 0 | 0 | 0 | 0 | 0 | 0 | 0 | 0 | 0 | 0
F5_Commercial_Restaurant_Existing_Cooling_Electric_Water-Cooled Chiller_E5 | F5 | Commercial | Restaurant | Existing | Cooling | Electric | Water-Cooled Chiller | E5 | RIM BC Ratio | 0 | 0 | 0 | 0 | 0 | 0 | 0 | 0 | 0 | 0 | 0 | 0 | 0 | 0 | 0 | 0 | 0 | 0 | 0 | 0 | 0 | 0 | 0 | 0 | 0 | 0 | 0 | 0 | 0 | 0
F5_Commercial_Restaurant_Existing_Cooling_Electric_Water-Cooled Chiller_E6 | F5 | Commercial | Restaurant | Existing | Cooling | Electric | Water-Cooled Chiller | E6 | RIM BC Ratio | 0 | 0 | 0 | 0 | 0 | 0 | 0 | 0 | 0 | 0 | 0 | 0 | 0 | 0 | 0 | 0 | 0 | 0 | 0 | 0 | 0 | 0 | 0 | 0 | 0 | 0 | 0 | 0 | 0 | 0
F5_Commercial_Restaurant_Existing_Cooling_Electric_Water-Cooled Chiller_E7 | F5 | Commercial | Restaurant | Existing | Cooling | Electric | Water-Cooled Chiller | E7 | RIM BC Ratio | 0 | 0 | 0 | 0 | 0 | 0 | 0 | 0 | 0 | 0 | 0 | 0 | 0 | 0 | 0 | 0 | 0 | 0 | 0 | 0 | 0 | 0 | 0 | 0 | 0 | 0 | 0 | 0 | 0 | 0
F5_Commercial_Restaurant_Existing_Cooling_Electric_Water-Cooled Chiller_E8 | F5 | Commercial | Restaurant | Existing | Cooling | Electric | Water-Cooled Chiller | E8 | RIM BC Ratio | 0 | 0 | 0 | 0 | 0 | 0 | 0 | 0 | 0 | 0 | 0 | 0 | 0 | 0 | 0 | 0 | 0 | 0 | 0 | 0 | 0 | 0 | 0 | 0 | 0 | 0 | 0 | 0 | 0 | 0
F5_Commercial_Restaurant_Existing_Cooling_Electric_Water-Cooled Chiller_E9 | F5 | Commercial | Restaurant | Existing | Cooling | Electric | Water-Cooled Chiller | E9 | RIM BC Ratio | 0 | 0 | 0 | 0 | 0 | 0 | 0 | 0 | 0 | 0 | 0 | 0 | 0 | 0 | 0 | 0 | 0 | 0 | 0 | 0 | 0 | 0 | 0 | 0 | 0 | 0 | 0 | 0 | 0 | 0
F5_Commercial_Restaurant_Existing_Cooling_Electric_Water-Cooled Chiller_E10 | F5 | Commercial | Restaurant | Existing | Cooling | Electric | Water-Cooled Chiller | E10 | RIM BC Ratio | 0 | 0 | 0 | 0 | 0 | 0 | 0 | 0 | 0 | 0 | 0 | 0 | 0 | 0 | 0 | 0 | 0 | 0 | 0 | 0 | 0 | 0 | 0 | 0 | 0 | 0 | 0 | 0 | 0 | 0
F0_Commercial_Restaurant_Existing_Cooling_Electric_RTU_E0 | F0 | Commercial | Restaurant | Existing | Cooling | Electric | RTU | E0 | Economic Unit | 0 | 0 | 0 | 0 | 0 | 0 | 0 | 0 | 0 | 0 | 0 | 0 | 0 | 0 | 0 | 0 | 0 | 0 | 0 | 0 | 0 | 0 | 0 | 0 | 0 | 0 | 0 | 0 | 0 | 0
F1_Commercial_Restaurant_Existing_Cooling_Electric_RTU_E1 | F1 | Commercial | Restaurant | Existing | Cooling | Electric | RTU | E1 | CCE | 0 | 0 | 0 | 0 | 0 | 0 | 0 | 0 | 0 | 0 | 0 | 0 | 0 | 0 | 0 | 0 | 0 | 0 | 0 | 0 | 0 | 0 | 0 | 0 | 0 | 0 | 0 | 0 | 0 | 0
F1_Commercial_Restaurant_Existing_Cooling_Electric_RTU_E2 | F1 | Commercial | Restaurant | Existing | Cooling | Electric | RTU | E2 | CCE | 0 | 0 | 0 | 0 | 0 | 0 | 0 | 0 | 0 | 0 | 0 | 0 | 0 | 0 | 0 | 0 | 0 | 0 | 0 | 0 | 0 | 0 | 0 | 0 | 0 | 0 | 0 | 0 | 0 | 0
F1_Commercial_Restaurant_Existing_Cooling_Electric_RTU_E3 | F1 | Commercial | Restaurant | Existing | Cooling | Electric | RTU | E3 | CCE | 0 | 0 | 0 | 0 | 0 | 0 | 0 | 0 | 0 | 0 | 0 | 0 | 0 | 0 | 0 | 0 | 0 | 0 | 0 | 0 | 0 | 0 | 0 | 0 | 0 | 0 | 0 | 0 | 0 | 0
F1_Commercial_Restaurant_Existing_Cooling_Electric_RTU_E4 | F1 | Commercial | Restaurant | Existing | Cooling | Electric | RTU | E4 | CCE | 0 | 0 | 0 | 0 | 0 | 0 | 0 | 0 | 0 | 0 | 0 | 0 | 0 | 0 | 0 | 0 | 0 | 0 | 0 | 0 | 0 | 0 | 0 | 0 | 0 | 0 | 0 | 0 | 0 | 0
F1_Commercial_Restaurant_Existing_Cooling_Electric_RTU_E5 | F1 | Commercial | Restaurant | Existing | Cooling | Electric | RTU | E5 | CCE | 0 | 0 | 0 | 0 | 0 | 0 | 0 | 0 | 0 | 0 | 0 | 0 | 0 | 0 | 0 | 0 | 0 | 0 | 0 | 0 | 0 | 0 | 0 | 0 | 0 | 0 | 0 | 0 | 0 | 0
F1_Commercial_Restaurant_Existing_Cooling_Electric_RTU_E6 | F1 | Commercial | Restaurant | Existing | Cooling | Electric | RTU | E6 | CCE | 0 | 0 | 0 | 0 | 0 | 0 | 0 | 0 | 0 | 0 | 0 | 0 | 0 | 0 | 0 | 0 | 0 | 0 | 0 | 0 | 0 | 0 | 0 | 0 | 0 | 0 | 0 | 0 | 0 | 0
F1_Commercial_Restaurant_Existing_Cooling_Electric_RTU_E7 | F1 | Commercial | Restaurant | Existing | Cooling | Electric | RTU | E7 | CCE | 0 | 0 | 0 | 0 | 0 | 0 | 0 | 0 | 0 | 0 | 0 | 0 | 0 | 0 | 0 | 0 | 0 | 0 | 0 | 0 | 0 | 0 | 0 | 0 | 0 | 0 | 0 | 0 | 0 | 0
F1_Commercial_Restaurant_Existing_Cooling_Electric_RTU_E8 | F1 | Commercial | Restaurant | Existing | Cooling | Electric | RTU | E8 | CCE | 0 | 0 | 0 | 0 | 0 | 0 | 0 | 0 | 0 | 0 | 0 | 0 | 0 | 0 | 0 | 0 | 0 | 0 | 0 | 0 | 0 | 0 | 0 | 0 | 0 | 0 | 0 | 0 | 0 | 0
F1_Commercial_Restaurant_Existing_Cooling_Electric_RTU_E9 | F1 | Commercial | Restaurant | Existing | Cooling | Electric | RTU | E9 | CCE | 0 | 0 | 0 | 0 | 0 | 0 | 0 | 0 | 0 | 0 | 0 | 0 | 0 | 0 | 0 | 0 | 0 | 0 | 0 | 0 | 0 | 0 | 0 | 0 | 0 | 0 | 0 | 0 | 0 | 0
F1_Commercial_Restaurant_Existing_Cooling_Electric_RTU_E10 | F1 | Commercial | Restaurant | Existing | Cooling | Electric | RTU | E10 | CCE | 0 | 0 | 0 | 0 | 0 | 0 | 0 | 0 | 0 | 0 | 0 | 0 | 0 | 0 | 0 | 0 | 0 | 0 | 0 | 0 | 0 | 0 | 0 | 0 | 0 | 0 | 0 | 0 | 0 | 0
F2_Commercial_Restaurant_Existing_Cooling_Electric_RTU_E1 | F2 | Commercial | Restaurant | Existing | Cooling | Electric | RTU | E1 | TRC BC Ratio | 0 | 0 | 0 | 0 | 0 | 0 | 0 | 0 | 0 | 0 | 0 | 0 | 0 | 0 | 0 | 0 | 0 | 0 | 0 | 0 | 0 | 0 | 0 | 0 | 0 | 0 | 0 | 0 | 0 | 0
F2_Commercial_Restaurant_Existing_Cooling_Electric_RTU_E2 | F2 | Commercial | Restaurant | Existing | Cooling | Electric | RTU | E2 | TRC BC Ratio | 0 | 0 | 0 | 0 | 0 | 0 | 0 | 0 | 0 | 0 | 0 | 0 | 0 | 0 | 0 | 0 | 0 | 0 | 0 | 0 | 0 | 0 | 0 | 0 | 0 | 0 | 0 | 0 | 0 | 0
F2_Commercial_Restaurant_Existing_Cooling_Electric_RTU_E3 | F2 | Commercial | Restaurant | Existing | Cooling | Electric | RTU | E3 | TRC BC Ratio | 0 | 0 | 0 | 0 | 0 | 0 | 0 | 0 | 0 | 0 | 0 | 0 | 0 | 0 | 0 | 0 | 0 | 0 | 0 | 0 | 0 | 0 | 0 | 0 | 0 | 0 | 0 | 0 | 0 | 0
F2_Commercial_Restaurant_Existing_Cooling_Electric_RTU_E4 | F2 | Commercial | Restaurant | Existing | Cooling | Electric | RTU | E4 | TRC BC Ratio | 0 | 0 | 0 | 0 | 0 | 0 | 0 | 0 | 0 | 0 | 0 | 0 | 0 | 0 | 0 | 0 | 0 | 0 | 0 | 0 | 0 | 0 | 0 | 0 | 0 | 0 | 0 | 0 | 0 | 0
F2_Commercial_Restaurant_Existing_Cooling_Electric_RTU_E5 | F2 | Commercial | Restaurant | Existing | Cooling | Electric | RTU | E5 | TRC BC Ratio | 0 | 0 | 0 | 0 | 0 | 0 | 0 | 0 | 0 | 0 | 0 | 0 | 0 | 0 | 0 | 0 | 0 | 0 | 0 | 0 | 0 | 0 | 0 | 0 | 0 | 0 | 0 | 0 | 0 | 0
F2_Commercial_Restaurant_Existing_Cooling_Electric_RTU_E6 | F2 | Commercial | Restaurant | Existing | Cooling | Electric | RTU | E6 | TRC BC Ratio | 0 | 0 | 0 | 0 | 0 | 0 | 0 | 0 | 0 | 0 | 0 | 0 | 0 | 0 | 0 | 0 | 0 | 0 | 0 | 0 | 0 | 0 | 0 | 0 | 0 | 0 | 0 | 0 | 0 | 0
F2_Commercial_Restaurant_Existing_Cooling_Electric_RTU_E7 | F2 | Commercial | Restaurant | Existing | Cooling | Electric | RTU | E7 | TRC BC Ratio | 0 | 0 | 0 | 0 | 0 | 0 | 0 | 0 | 0 | 0 | 0 | 0 | 0 | 0 | 0 | 0 | 0 | 0 | 0 | 0 | 0 | 0 | 0 | 0 | 0 | 0 | 0 | 0 | 0 | 0
F2_Commercial_Restaurant_Existing_Cooling_Electric_RTU_E8 | F2 | Commercial | Restaurant | Existing | Cooling | Electric | RTU | E8 | TRC BC Ratio | 0 | 0 | 0 | 0 | 0 | 0 | 0 | 0 | 0 | 0 | 0 | 0 | 0 | 0 | 0 | 0 | 0 | 0 | 0 | 0 | 0 | 0 | 0 | 0 | 0 | 0 | 0 | 0 | 0 | 0
F2_Commercial_Restaurant_Existing_Cooling_Electric_RTU_E9 | F2 | Commercial | Restaurant | Existing | Cooling | Electric | RTU | E9 | TRC BC Ratio | 0 | 0 | 0 | 0 | 0 | 0 | 0 | 0 | 0 | 0 | 0 | 0 | 0 | 0 | 0 | 0 | 0 | 0 | 0 | 0 | 0 | 0 | 0 | 0 | 0 | 0 | 0 | 0 | 0 | 0
F2_Commercial_Restaurant_Existing_Cooling_Electric_RTU_E10 | F2 | Commercial | Restaurant | Existing | Cooling | Electric | RTU | E10 | TRC BC Ratio | 0 | 0 | 0 | 0 | 0 | 0 | 0 | 0 | 0 | 0 | 0 | 0 | 0 | 0 | 0 | 0 | 0 | 0 | 0 | 0 | 0 | 0 | 0 | 0 | 0 | 0 | 0 | 0 | 0 | 0
F3_Commercial_Restaurant_Existing_Cooling_Electric_RTU_E1 | F3 | Commercial | Restaurant | Existing | Cooling | Electric | RTU | E1 | PACT BC Ratio | 0 | 0 | 0 | 0 | 0 | 0 | 0 | 0 | 0 | 0 | 0 | 0 | 0 | 0 | 0 | 0 | 0 | 0 | 0 | 0 | 0 | 0 | 0 | 0 | 0 | 0 | 0 | 0 | 0 | 0
F3_Commercial_Restaurant_Existing_Cooling_Electric_RTU_E2 | F3 | Commercial | Restaurant | Existing | Cooling | Electric | RTU | E2 | PACT BC Ratio | 0 | 0 | 0 | 0 | 0 | 0 | 0 | 0 | 0 | 0 | 0 | 0 | 0 | 0 | 0 | 0 | 0 | 0 | 0 | 0 | 0 | 0 | 0 | 0 | 0 | 0 | 0 | 0 | 0 | 0
F3_Commercial_Restaurant_Existing_Cooling_Electric_RTU_E3 | F3 | Commercial | Restaurant | Existing | Cooling | Electric | RTU | E3 | PACT BC Ratio | 0 | 0 | 0 | 0 | 0 | 0 | 0 | 0 | 0 | 0 | 0 | 0 | 0 | 0 | 0 | 0 | 0 | 0 | 0 | 0 | 0 | 0 | 0 | 0 | 0 | 0 | 0 | 0 | 0 | 0
F3_Commercial_Restaurant_Existing_Cooling_Electric_RTU_E4 | F3 | Commercial | Restaurant | Existing | Cooling | Electric | RTU | E4 | PACT BC Ratio | 0 | 0 | 0 | 0 | 0 | 0 | 0 | 0 | 0 | 0 | 0 | 0 | 0 | 0 | 0 | 0 | 0 | 0 | 0 | 0 | 0 | 0 | 0 | 0 | 0 | 0 | 0 | 0 | 0 | 0
F3_Commercial_Restaurant_Existing_Cooling_Electric_RTU_E5 | F3 | Commercial | Restaurant | Existing | Cooling | Electric | RTU | E5 | PACT BC Ratio | 0 | 0 | 0 | 0 | 0 | 0 | 0 | 0 | 0 | 0 | 0 | 0 | 0 | 0 | 0 | 0 | 0 | 0 | 0 | 0 | 0 | 0 | 0 | 0 | 0 | 0 | 0 | 0 | 0 | 0
F3_Commercial_Restaurant_Existing_Cooling_Electric_RTU_E6 | F3 | Commercial | Restaurant | Existing | Cooling | Electric | RTU | E6 | PACT BC Ratio | 0 | 0 | 0 | 0 | 0 | 0 | 0 | 0 | 0 | 0 | 0 | 0 | 0 | 0 | 0 | 0 | 0 | 0 | 0 | 0 | 0 | 0 | 0 | 0 | 0 | 0 | 0 | 0 | 0 | 0
F3_Commercial_Restaurant_Existing_Cooling_Electric_RTU_E7 | F3 | Commercial | Restaurant | Existing | Cooling | Electric | RTU | E7 | PACT BC Ratio | 0 | 0 | 0 | 0 | 0 | 0 | 0 | 0 | 0 | 0 | 0 | 0 | 0 | 0 | 0 | 0 | 0 | 0 | 0 | 0 | 0 | 0 | 0 | 0 | 0 | 0 | 0 | 0 | 0 | 0
F3_Commercial_Restaurant_Existing_Cooling_Electric_RTU_E8 | F3 | Commercial | Restaurant | Existing | Cooling | Electric | RTU | E8 | PACT BC Ratio | 0 | 0 | 0 | 0 | 0 | 0 | 0 | 0 | 0 | 0 | 0 | 0 | 0 | 0 | 0 | 0 | 0 | 0 | 0 | 0 | 0 | 0 | 0 | 0 | 0 | 0 | 0 | 0 | 0 | 0
F3_Commercial_Restaurant_Existing_Cooling_Electric_RTU_E9 | F3 | Commercial | Restaurant | Existing | Cooling | Electric | RTU | E9 | PACT BC Ratio | 0 | 0 | 0 | 0 | 0 | 0 | 0 | 0 | 0 | 0 | 0 | 0 | 0 | 0 | 0 | 0 | 0 | 0 | 0 | 0 | 0 | 0 | 0 | 0 | 0 | 0 | 0 | 0 | 0 | 0
F3_Commercial_Restaurant_Existing_Cooling_Electric_RTU_E10 | F3 | Commercial | Restaurant | Existing | Cooling | Electric | RTU | E10 | PACT BC Ratio | 0 | 0 | 0 | 0 | 0 | 0 | 0 | 0 | 0 | 0 | 0 | 0 | 0 | 0 | 0 | 0 | 0 | 0 | 0 | 0 | 0 | 0 | 0 | 0 | 0 | 0 | 0 | 0 | 0 | 0
F4_Commercial_Restaurant_Existing_Cooling_Electric_RTU_E1 | F4 | Commercial | Restaurant | Existing | Cooling | Electric | RTU | E1 | RVT BC Ratio | 0 | 0 | 0 | 0 | 0 | 0 | 0 | 0 | 0 | 0 | 0 | 0 | 0 | 0 | 0 | 0 | 0 | 0 | 0 | 0 | 0 | 0 | 0 | 0 | 0 | 0 | 0 | 0 | 0 | 0
F4_Commercial_Restaurant_Existing_Cooling_Electric_RTU_E2 | F4 | Commercial | Restaurant | Existing | Cooling | Electric | RTU | E2 | RVT BC Ratio | 0 | 0 | 0 | 0 | 0 | 0 | 0 | 0 | 0 | 0 | 0 | 0 | 0 | 0 | 0 | 0 | 0 | 0 | 0 | 0 | 0 | 0 | 0 | 0 | 0 | 0 | 0 | 0 | 0 | 0
F4_Commercial_Restaurant_Existing_Cooling_Electric_RTU_E3 | F4 | Commercial | Restaurant | Existing | Cooling | Electric | RTU | E3 | RVT BC Ratio | 0 | 0 | 0 | 0 | 0 | 0 | 0 | 0 | 0 | 0 | 0 | 0 | 0 | 0 | 0 | 0 | 0 | 0 | 0 | 0 | 0 | 0 | 0 | 0 | 0 | 0 | 0 | 0 | 0 | 0
F4_Commercial_Restaurant_Existing_Cooling_Electric_RTU_E4 | F4 | Commercial | Restaurant | Existing | Cooling | Electric | RTU | E4 | RVT BC Ratio | 0 | 0 | 0 | 0 | 0 | 0 | 0 | 0 | 0 | 0 | 0 | 0 | 0 | 0 | 0 | 0 | 0 | 0 | 0 | 0 | 0 | 0 | 0 | 0 | 0 | 0 | 0 | 0 | 0 | 0
F4_Commercial_Restaurant_Existing_Cooling_Electric_RTU_E5 | F4 | Commercial | Restaurant | Existing | Cooling | Electric | RTU | E5 | RVT BC Ratio | 0 | 0 | 0 | 0 | 0 | 0 | 0 | 0 | 0 | 0 | 0 | 0 | 0 | 0 | 0 | 0 | 0 | 0 | 0 | 0 | 0 | 0 | 0 | 0 | 0 | 0 | 0 | 0 | 0 | 0
F4_Commercial_Restaurant_Existing_Cooling_Electric_RTU_E6 | F4 | Commercial | Restaurant | Existing | Cooling | Electric | RTU | E6 | RVT BC Ratio | 0 | 0 | 0 | 0 | 0 | 0 | 0 | 0 | 0 | 0 | 0 | 0 | 0 | 0 | 0 | 0 | 0 | 0 | 0 | 0 | 0 | 0 | 0 | 0 | 0 | 0 | 0 | 0 | 0 | 0
F4_Commercial_Restaurant_Existing_Cooling_Electric_RTU_E7 | F4 | Commercial | Restaurant | Existing | Cooling | Electric | RTU | E7 | RVT BC Ratio | 0 | 0 | 0 | 0 | 0 | 0 | 0 | 0 | 0 | 0 | 0 | 0 | 0 | 0 | 0 | 0 | 0 | 0 | 0 | 0 | 0 | 0 | 0 | 0 | 0 | 0 | 0 | 0 | 0 | 0
F4_Commercial_Restaurant_Existing_Cooling_Electric_RTU_E8 | F4 | Commercial | Restaurant | Existing | Cooling | Electric | RTU | E8 | RVT BC Ratio | 0 | 0 | 0 | 0 | 0 | 0 | 0 | 0 | 0 | 0 | 0 | 0 | 0 | 0 | 0 | 0 | 0 | 0 | 0 | 0 | 0 | 0 | 0 | 0 | 0 | 0 | 0 | 0 | 0 | 0
F4_Commercial_Restaurant_Existing_Cooling_Electric_RTU_E9 | F4 | Commercial | Restaurant | Existing | Cooling | Electric | RTU | E9 | RVT BC Ratio | 0 | 0 | 0 | 0 | 0 | 0 | 0 | 0 | 0 | 0 | 0 | 0 | 0 | 0 | 0 | 0 | 0 | 0 | 0 | 0 | 0 | 0 | 0 | 0 | 0 | 0 | 0 | 0 | 0 | 0
F4_Commercial_Restaurant_Existing_Cooling_Electric_RTU_E10 | F4 | Commercial | Restaurant | Existing | Cooling | Electric | RTU | E10 | RVT BC Ratio | 0 | 0 | 0 | 0 | 0 | 0 | 0 | 0 | 0 | 0 | 0 | 0 | 0 | 0 | 0 | 0 | 0 | 0 | 0 | 0 | 0 | 0 | 0 | 0 | 0 | 0 | 0 | 0 | 0 | 0
F5_Commercial_Restaurant_Existing_Cooling_Electric_RTU_E1 | F5 | Commercial | Restaurant | Existing | Cooling | Electric | RTU | E1 | RIM BC Ratio | 0 | 0 | 0 | 0 | 0 | 0 | 0 | 0 | 0 | 0 | 0 | 0 | 0 | 0 | 0 | 0 | 0 | 0 | 0 | 0 | 0 | 0 | 0 | 0 | 0 | 0 | 0 | 0 | 0 | 0
F5_Commercial_Restaurant_Existing_Cooling_Electric_RTU_E2 | F5 | Commercial | Restaurant | Existing | Cooling | Electric | RTU | E2 | RIM BC Ratio | 0 | 0 | 0 | 0 | 0 | 0 | 0 | 0 | 0 | 0 | 0 | 0 | 0 | 0 | 0 | 0 | 0 | 0 | 0 | 0 | 0 | 0 | 0 | 0 | 0 | 0 | 0 | 0 | 0 | 0
F5_Commercial_Restaurant_Existing_Cooling_Electric_RTU_E3 | F5 | Commercial | Restaurant | Existing | Cooling | Electric | RTU | E3 | RIM BC Ratio | 0 | 0 | 0 | 0 | 0 | 0 | 0 | 0 | 0 | 0 | 0 | 0 | 0 | 0 | 0 | 0 | 0 | 0 | 0 | 0 | 0 | 0 | 0 | 0 | 0 | 0 | 0 | 0 | 0 | 0
F5_Commercial_Restaurant_Existing_Cooling_Electric_RTU_E4 | F5 | Commercial | Restaurant | Existing | Cooling | Electric | RTU | E4 | RIM BC Ratio | 0 | 0 | 0 | 0 | 0 | 0 | 0 | 0 | 0 | 0 | 0 | 0 | 0 | 0 | 0 | 0 | 0 | 0 | 0 | 0 | 0 | 0 | 0 | 0 | 0 | 0 | 0 | 0 | 0 | 0
F5_Commercial_Restaurant_Existing_Cooling_Electric_RTU_E5 | F5 | Commercial | Restaurant | Existing | Cooling | Electric | RTU | E5 | RIM BC Ratio | 0 | 0 | 0 | 0 | 0 | 0 | 0 | 0 | 0 | 0 | 0 | 0 | 0 | 0 | 0 | 0 | 0 | 0 | 0 | 0 | 0 | 0 | 0 | 0 | 0 | 0 | 0 | 0 | 0 | 0
F5_Commercial_Restaurant_Existing_Cooling_Electric_RTU_E6 | F5 | Commercial | Restaurant | Existing | Cooling | Electric | RTU | E6 | RIM BC Ratio | 0 | 0 | 0 | 0 | 0 | 0 | 0 | 0 | 0 | 0 | 0 | 0 | 0 | 0 | 0 | 0 | 0 | 0 | 0 | 0 | 0 | 0 | 0 | 0 | 0 | 0 | 0 | 0 | 0 | 0
F5_Commercial_Restaurant_Existing_Cooling_Electric_RTU_E7 | F5 | Commercial | Restaurant | Existing | Cooling | Electric | RTU | E7 | RIM BC Ratio | 0 | 0 | 0 | 0 | 0 | 0 | 0 | 0 | 0 | 0 | 0 | 0 | 0 | 0 | 0 | 0 | 0 | 0 | 0 | 0 | 0 | 0 | 0 | 0 | 0 | 0 | 0 | 0 | 0 | 0
F5_Commercial_Restaurant_Existing_Cooling_Electric_RTU_E8 | F5 | Commercial | Restaurant | Existing | Cooling | Electric | RTU | E8 | RIM BC Ratio | 0 | 0 | 0 | 0 | 0 | 0 | 0 | 0 | 0 | 0 | 0 | 0 | 0 | 0 | 0 | 0 | 0 | 0 | 0 | 0 | 0 | 0 | 0 | 0 | 0 | 0 | 0 | 0 | 0 | 0
F5_Commercial_Restaurant_Existing_Cooling_Electric_RTU_E9 | F5 | Commercial | Restaurant | Existing | Cooling | Electric | RTU | E9 | RIM BC Ratio | 0 | 0 | 0 | 0 | 0 | 0 | 0 | 0 | 0 | 0 | 0 | 0 | 0 | 0 | 0 | 0 | 0 | 0 | 0 | 0 | 0 | 0 | 0 | 0 | 0 | 0 | 0 | 0 | 0 | 0
F5_Commercial_Restaurant_Existing_Cooling_Electric_RTU_E10 | F5 | Commercial | Restaurant | Existing | Cooling | Electric | RTU | E10 | RIM BC Ratio | 0 | 0 | 0 | 0 | 0 | 0 | 0 | 0 | 0 | 0 | 0 | 0 | 0 | 0 | 0 | 0 | 0 | 0 | 0 | 0 | 0 | 0 | 0 | 0 | 0 | 0 | 0 | 0 | 0 | 0
F0_Commercial_Restaurant_Existing_Cooling_Electric_Packaged Terminal AC_E0 | F0 | Commercial | Restaurant | Existing | Cooling | Electric | Packaged Terminal AC | E0 | Economic Unit | 0 | 0 | 0 | 0 | 0 | 0 | 0 | 0 | 0 | 0 | 0 | 0 | 0 | 0 | 0 | 0 | 0 | 0 | 0 | 0 | 0 | 0 | 0 | 0 | 0 | 0 | 0 | 0 | 0 | 0
F1_Commercial_Restaurant_Existing_Cooling_Electric_Packaged Terminal AC_E1 | F1 | Commercial | Restaurant | Existing | Cooling | Electric | Packaged Terminal AC | E1 | CCE | 0 | 0 | 0 | 0 | 0 | 0 | 0 | 0 | 0 | 0 | 0 | 0 | 0 | 0 | 0 | 0 | 0 | 0 | 0 | 0 | 0 | 0 | 0 | 0 | 0 | 0 | 0 | 0 | 0 | 0
F1_Commercial_Restaurant_Existing_Cooling_Electric_Packaged Terminal AC_E2 | F1 | Commercial | Restaurant | Existing | Cooling | Electric | Packaged Terminal AC | E2 | CCE | 0 | 0 | 0 | 0 | 0 | 0 | 0 | 0 | 0 | 0 | 0 | 0 | 0 | 0 | 0 | 0 | 0 | 0 | 0 | 0 | 0 | 0 | 0 | 0 | 0 | 0 | 0 | 0 | 0 | 0
F1_Commercial_Restaurant_Existing_Cooling_Electric_Packaged Terminal AC_E3 | F1 | Commercial | Restaurant | Existing | Cooling | Electric | Packaged Terminal AC | E3 | CCE | 0 | 0 | 0 | 0 | 0 | 0 | 0 | 0 | 0 | 0 | 0 | 0 | 0 | 0 | 0 | 0 | 0 | 0 | 0 | 0 | 0 | 0 | 0 | 0 | 0 | 0 | 0 | 0 | 0 | 0
F1_Commercial_Restaurant_Existing_Cooling_Electric_Packaged Terminal AC_E4 | F1 | Commercial | Restaurant | Existing | Cooling | Electric | Packaged Terminal AC | E4 | CCE | 0 | 0 | 0 | 0 | 0 | 0 | 0 | 0 | 0 | 0 | 0 | 0 | 0 | 0 | 0 | 0 | 0 | 0 | 0 | 0 | 0 | 0 | 0 | 0 | 0 | 0 | 0 | 0 | 0 | 0
F1_Commercial_Restaurant_Existing_Cooling_Electric_Packaged Terminal AC_E5 | F1 | Commercial | Restaurant | Existing | Cooling | Electric | Packaged Terminal AC | E5 | CCE | 0 | 0 | 0 | 0 | 0 | 0 | 0 | 0 | 0 | 0 | 0 | 0 | 0 | 0 | 0 | 0 | 0 | 0 | 0 | 0 | 0 | 0 | 0 | 0 | 0 | 0 | 0 | 0 | 0 | 0
F1_Commercial_Restaurant_Existing_Cooling_Electric_Packaged Terminal AC_E6 | F1 | Commercial | Restaurant | Existing | Cooling | Electric | Packaged Terminal AC | E6 | CCE | 0 | 0 | 0 | 0 | 0 | 0 | 0 | 0 | 0 | 0 | 0 | 0 | 0 | 0 | 0 | 0 | 0 | 0 | 0 | 0 | 0 | 0 | 0 | 0 | 0 | 0 | 0 | 0 | 0 | 0
F1_Commercial_Restaurant_Existing_Cooling_Electric_Packaged Terminal AC_E7 | F1 | Commercial | Restaurant | Existing | Cooling | Electric | Packaged Terminal AC | E7 | CCE | 0 | 0 | 0 | 0 | 0 | 0 | 0 | 0 | 0 | 0 | 0 | 0 | 0 | 0 | 0 | 0 | 0 | 0 | 0 | 0 | 0 | 0 | 0 | 0 | 0 | 0 | 0 | 0 | 0 | 0
F1_Commercial_Restaurant_Existing_Cooling_Electric_Packaged Terminal AC_E8 | F1 | Commercial | Restaurant | Existing | Cooling | Electric | Packaged Terminal AC | E8 | CCE | 0 | 0 | 0 | 0 | 0 | 0 | 0 | 0 | 0 | 0 | 0 | 0 | 0 | 0 | 0 | 0 | 0 | 0 | 0 | 0 | 0 | 0 | 0 | 0 | 0 | 0 | 0 | 0 | 0 | 0
F1_Commercial_Restaurant_Existing_Cooling_Electric_Packaged Terminal AC_E9 | F1 | Commercial | Restaurant | Existing | Cooling | Electric | Packaged Terminal AC | E9 | CCE | 0 | 0 | 0 | 0 | 0 | 0 | 0 | 0 | 0 | 0 | 0 | 0 | 0 | 0 | 0 | 0 | 0 | 0 | 0 | 0 | 0 | 0 | 0 | 0 | 0 | 0 | 0 | 0 | 0 | 0
F1_Commercial_Restaurant_Existing_Cooling_Electric_Packaged Terminal AC_E10 | F1 | Commercial | Restaurant | Existing | Cooling | Electric | Packaged Terminal AC | E10 | CCE | 0 | 0 | 0 | 0 | 0 | 0 | 0 | 0 | 0 | 0 | 0 | 0 | 0 | 0 | 0 | 0 | 0 | 0 | 0 | 0 | 0 | 0 | 0 | 0 | 0 | 0 | 0 | 0 | 0 | 0
F2_Commercial_Restaurant_Existing_Cooling_Electric_Packaged Terminal AC_E1 | F2 | Commercial | Restaurant | Existing | Cooling | Electric | Packaged Terminal AC | E1 | TRC BC Ratio | 0 | 0 | 0 | 0 | 0 | 0 | 0 | 0 | 0 | 0 | 0 | 0 | 0 | 0 | 0 | 0 | 0 | 0 | 0 | 0 | 0 | 0 | 0 | 0 | 0 | 0 | 0 | 0 | 0 | 0
F2_Commercial_Restaurant_Existing_Cooling_Electric_Packaged Terminal AC_E2 | F2 | Commercial | Restaurant | Existing | Cooling | Electric | Packaged Terminal AC | E2 | TRC BC Ratio | 0 | 0 | 0 | 0 | 0 | 0 | 0 | 0 | 0 | 0 | 0 | 0 | 0 | 0 | 0 | 0 | 0 | 0 | 0 | 0 | 0 | 0 | 0 | 0 | 0 | 0 | 0 | 0 | 0 | 0
F2_Commercial_Restaurant_Existing_Cooling_Electric_Packaged Terminal AC_E3 | F2 | Commercial | Restaurant | Existing | Cooling | Electric | Packaged Terminal AC | E3 | TRC BC Ratio | 0 | 0 | 0 | 0 | 0 | 0 | 0 | 0 | 0 | 0 | 0 | 0 | 0 | 0 | 0 | 0 | 0 | 0 | 0 | 0 | 0 | 0 | 0 | 0 | 0 | 0 | 0 | 0 | 0 | 0
F2_Commercial_Restaurant_Existing_Cooling_Electric_Packaged Terminal AC_E4 | F2 | Commercial | Restaurant | Existing | Cooling | Electric | Packaged Terminal AC | E4 | TRC BC Ratio | 0 | 0 | 0 | 0 | 0 | 0 | 0 | 0 | 0 | 0 | 0 | 0 | 0 | 0 | 0 | 0 | 0 | 0 | 0 | 0 | 0 | 0 | 0 | 0 | 0 | 0 | 0 | 0 | 0 | 0
F2_Commercial_Restaurant_Existing_Cooling_Electric_Packaged Terminal AC_E5 | F2 | Commercial | Restaurant | Existing | Cooling | Electric | Packaged Terminal AC | E5 | TRC BC Ratio | 0 | 0 | 0 | 0 | 0 | 0 | 0 | 0 | 0 | 0 | 0 | 0 | 0 | 0 | 0 | 0 | 0 | 0 | 0 | 0 | 0 | 0 | 0 | 0 | 0 | 0 | 0 | 0 | 0 | 0
F2_Commercial_Restaurant_Existing_Cooling_Electric_Packaged Terminal AC_E6 | F2 | Commercial | Restaurant | Existing | Cooling | Electric | Packaged Terminal AC | E6 | TRC BC Ratio | 0 | 0 | 0 | 0 | 0 | 0 | 0 | 0 | 0 | 0 | 0 | 0 | 0 | 0 | 0 | 0 | 0 | 0 | 0 | 0 | 0 | 0 | 0 | 0 | 0 | 0 | 0 | 0 | 0 | 0
F2_Commercial_Restaurant_Existing_Cooling_Electric_Packaged Terminal AC_E7 | F2 | Commercial | Restaurant | Existing | Cooling | Electric | Packaged Terminal AC | E7 | TRC BC Ratio | 0 | 0 | 0 | 0 | 0 | 0 | 0 | 0 | 0 | 0 | 0 | 0 | 0 | 0 | 0 | 0 | 0 | 0 | 0 | 0 | 0 | 0 | 0 | 0 | 0 | 0 | 0 | 0 | 0 | 0
F2_Commercial_Restaurant_Existing_Cooling_Electric_Packaged Terminal AC_E8 | F2 | Commercial | Restaurant | Existing | Cooling | Electric | Packaged Terminal AC | E8 | TRC BC Ratio | 0 | 0 | 0 | 0 | 0 | 0 | 0 | 0 | 0 | 0 | 0 | 0 | 0 | 0 | 0 | 0 | 0 | 0 | 0 | 0 | 0 | 0 | 0 | 0 | 0 | 0 | 0 | 0 | 0 | 0
F2_Commercial_Restaurant_Existing_Cooling_Electric_Packaged Terminal AC_E9 | F2 | Commercial | Restaurant | Existing | Cooling | Electric | Packaged Terminal AC | E9 | TRC BC Ratio | 0 | 0 | 0 | 0 | 0 | 0 | 0 | 0 | 0 | 0 | 0 | 0 | 0 | 0 | 0 | 0 | 0 | 0 | 0 | 0 | 0 | 0 | 0 | 0 | 0 | 0 | 0 | 0 | 0 | 0
F2_Commercial_Restaurant_Existing_Cooling_Electric_Packaged Terminal AC_E10 | F2 | Commercial | Restaurant | Existing | Cooling | Electric | Packaged Terminal AC | E10 | TRC BC Ratio | 0 | 0 | 0 | 0 | 0 | 0 | 0 | 0 | 0 | 0 | 0 | 0 | 0 | 0 | 0 | 0 | 0 | 0 | 0 | 0 | 0 | 0 | 0 | 0 | 0 | 0 | 0 | 0 | 0 | 0
F3_Commercial_Restaurant_Existing_Cooling_Electric_Packaged Terminal AC_E1 | F3 | Commercial | Restaurant | Existing | Cooling | Electric | Packaged Terminal AC | E1 | PACT BC Ratio | 0 | 0 | 0 | 0 | 0 | 0 | 0 | 0 | 0 | 0 | 0 | 0 | 0 | 0 | 0 | 0 | 0 | 0 | 0 | 0 | 0 | 0 | 0 | 0 | 0 | 0 | 0 | 0 | 0 | 0
F3_Commercial_Restaurant_Existing_Cooling_Electric_Packaged Terminal AC_E2 | F3 | Commercial | Restaurant | Existing | Cooling | Electric | Packaged Terminal AC | E2 | PACT BC Ratio | 0 | 0 | 0 | 0 | 0 | 0 | 0 | 0 | 0 | 0 | 0 | 0 | 0 | 0 | 0 | 0 | 0 | 0 | 0 | 0 | 0 | 0 | 0 | 0 | 0 | 0 | 0 | 0 | 0 | 0
F3_Commercial_Restaurant_Existing_Cooling_Electric_Packaged Terminal AC_E3 | F3 | Commercial | Restaurant | Existing | Cooling | Electric | Packaged Terminal AC | E3 | PACT BC Ratio | 0 | 0 | 0 | 0 | 0 | 0 | 0 | 0 | 0 | 0 | 0 | 0 | 0 | 0 | 0 | 0 | 0 | 0 | 0 | 0 | 0 | 0 | 0 | 0 | 0 | 0 | 0 | 0 | 0 | 0
F3_Commercial_Restaurant_Existing_Cooling_Electric_Packaged Terminal AC_E4 | F3 | Commercial | Restaurant | Existing | Cooling | Electric | Packaged Terminal AC | E4 | PACT BC Ratio | 0 | 0 | 0 | 0 | 0 | 0 | 0 | 0 | 0 | 0 | 0 | 0 | 0 | 0 | 0 | 0 | 0 | 0 | 0 | 0 | 0 | 0 | 0 | 0 | 0 | 0 | 0 | 0 | 0 | 0
F3_Commercial_Restaurant_Existing_Cooling_Electric_Packaged Terminal AC_E5 | F3 | Commercial | Restaurant | Existing | Cooling | Electric | Packaged Terminal AC | E5 | PACT BC Ratio | 0 | 0 | 0 | 0 | 0 | 0 | 0 | 0 | 0 | 0 | 0 | 0 | 0 | 0 | 0 | 0 | 0 | 0 | 0 | 0 | 0 | 0 | 0 | 0 | 0 | 0 | 0 | 0 | 0 | 0
F3_Commercial_Restaurant_Existing_Cooling_Electric_Packaged Terminal AC_E6 | F3 | Commercial | Restaurant | Existing | Cooling | Electric | Packaged Terminal AC | E6 | PACT BC Ratio | 0 | 0 | 0 | 0 | 0 | 0 | 0 | 0 | 0 | 0 | 0 | 0 | 0 | 0 | 0 | 0 | 0 | 0 | 0 | 0 | 0 | 0 | 0 | 0 | 0 | 0 | 0 | 0 | 0 | 0
F3_Commercial_Restaurant_Existing_Cooling_Electric_Packaged Terminal AC_E7 | F3 | Commercial | Restaurant | Existing | Cooling | Electric | Packaged Terminal AC | E7 | PACT BC Ratio | 0 | 0 | 0 | 0 | 0 | 0 | 0 | 0 | 0 | 0 | 0 | 0 | 0 | 0 | 0 | 0 | 0 | 0 | 0 | 0 | 0 | 0 | 0 | 0 | 0 | 0 | 0 | 0 | 0 | 0
F3_Commercial_Restaurant_Existing_Cooling_Electric_Packaged Terminal AC_E8 | F3 | Commercial | Restaurant | Existing | Cooling | Electric | Packaged Terminal AC | E8 | PACT BC Ratio | 0 | 0 | 0 | 0 | 0 | 0 | 0 | 0 | 0 | 0 | 0 | 0 | 0 | 0 | 0 | 0 | 0 | 0 | 0 | 0 | 0 | 0 | 0 | 0 | 0 | 0 | 0 | 0 | 0 | 0
F3_Commercial_Restaurant_Existing_Cooling_Electric_Packaged Terminal AC_E9 | F3 | Commercial | Restaurant | Existing | Cooling | Electric | Packaged Terminal AC | E9 | PACT BC Ratio | 0 | 0 | 0 | 0 | 0 | 0 | 0 | 0 | 0 | 0 | 0 | 0 | 0 | 0 | 0 | 0 | 0 | 0 | 0 | 0 | 0 | 0 | 0 | 0 | 0 | 0 | 0 | 0 | 0 | 0
F3_Commercial_Restaurant_Existing_Cooling_Electric_Packaged Terminal AC_E10 | F3 | Commercial | Restaurant | Existing | Cooling | Electric | Packaged Terminal AC | E10 | PACT BC Ratio | 0 | 0 | 0 | 0 | 0 | 0 | 0 | 0 | 0 | 0 | 0 | 0 | 0 | 0 | 0 | 0 | 0 | 0 | 0 | 0 | 0 | 0 | 0 | 0 | 0 | 0 | 0 | 0 | 0 | 0
F4_Commercial_Restaurant_Existing_Cooling_Electric_Packaged Terminal AC_E1 | F4 | Commercial | Restaurant | Existing | Cooling | Electric | Packaged Terminal AC | E1 | RVT BC Ratio | 0 | 0 | 0 | 0 | 0 | 0 | 0 | 0 | 0 | 0 | 0 | 0 | 0 | 0 | 0 | 0 | 0 | 0 | 0 | 0 | 0 | 0 | 0 | 0 | 0 | 0 | 0 | 0 | 0 | 0
F4_Commercial_Restaurant_Existing_Cooling_Electric_Packaged Terminal AC_E2 | F4 | Commercial | Restaurant | Existing | Cooling | Electric | Packaged Terminal AC | E2 | RVT BC Ratio | 0 | 0 | 0 | 0 | 0 | 0 | 0 | 0 | 0 | 0 | 0 | 0 | 0 | 0 | 0 | 0 | 0 | 0 | 0 | 0 | 0 | 0 | 0 | 0 | 0 | 0 | 0 | 0 | 0 | 0
F4_Commercial_Restaurant_Existing_Cooling_Electric_Packaged Terminal AC_E3 | F4 | Commercial | Restaurant | Existing | Cooling | Electric | Packaged Terminal AC | E3 | RVT BC Ratio | 0 | 0 | 0 | 0 | 0 | 0 | 0 | 0 | 0 | 0 | 0 | 0 | 0 | 0 | 0 | 0 | 0 | 0 | 0 | 0 | 0 | 0 | 0 | 0 | 0 | 0 | 0 | 0 | 0 | 0
F4_Commercial_Restaurant_Existing_Cooling_Electric_Packaged Terminal AC_E4 | F4 | Commercial | Restaurant | Existing | Cooling | Electric | Packaged Terminal AC | E4 | RVT BC Ratio | 0 | 0 | 0 | 0 | 0 | 0 | 0 | 0 | 0 | 0 | 0 | 0 | 0 | 0 | 0 | 0 | 0 | 0 | 0 | 0 | 0 | 0 | 0 | 0 | 0 | 0 | 0 | 0 | 0 | 0
F4_Commercial_Restaurant_Existing_Cooling_Electric_Packaged Terminal AC_E5 | F4 | Commercial | Restaurant | Existing | Cooling | Electric | Packaged Terminal AC | E5 | RVT BC Ratio | 0 | 0 | 0 | 0 | 0 | 0 | 0 | 0 | 0 | 0 | 0 | 0 | 0 | 0 | 0 | 0 | 0 | 0 | 0 | 0 | 0 | 0 | 0 | 0 | 0 | 0 | 0 | 0 | 0 | 0
F4_Commercial_Restaurant_Existing_Cooling_Electric_Packaged Terminal AC_E6 | F4 | Commercial | Restaurant | Existing | Cooling | Electric | Packaged Terminal AC | E6 | RVT BC Ratio | 0 | 0 | 0 | 0 | 0 | 0 | 0 | 0 | 0 | 0 | 0 | 0 | 0 | 0 | 0 | 0 | 0 | 0 | 0 | 0 | 0 | 0 | 0 | 0 | 0 | 0 | 0 | 0 | 0 | 0
F4_Commercial_Restaurant_Existing_Cooling_Electric_Packaged Terminal AC_E7 | F4 | Commercial | Restaurant | Existing | Cooling | Electric | Packaged Terminal AC | E7 | RVT BC Ratio | 0 | 0 | 0 | 0 | 0 | 0 | 0 | 0 | 0 | 0 | 0 | 0 | 0 | 0 | 0 | 0 | 0 | 0 | 0 | 0 | 0 | 0 | 0 | 0 | 0 | 0 | 0 | 0 | 0 | 0
F4_Commercial_Restaurant_Existing_Cooling_Electric_Packaged Terminal AC_E8 | F4 | Commercial | Restaurant | Existing | Cooling | Electric | Packaged Terminal AC | E8 | RVT BC Ratio | 0 | 0 | 0 | 0 | 0 | 0 | 0 | 0 | 0 | 0 | 0 | 0 | 0 | 0 | 0 | 0 | 0 | 0 | 0 | 0 | 0 | 0 | 0 | 0 | 0 | 0 | 0 | 0 | 0 | 0
F4_Commercial_Restaurant_Existing_Cooling_Electric_Packaged Terminal AC_E9 | F4 | Commercial | Restaurant | Existing | Cooling | Electric | Packaged Terminal AC | E9 | RVT BC Ratio | 0 | 0 | 0 | 0 | 0 | 0 | 0 | 0 | 0 | 0 | 0 | 0 | 0 | 0 | 0 | 0 | 0 | 0 | 0 | 0 | 0 | 0 | 0 | 0 | 0 | 0 | 0 | 0 | 0 | 0
F4_Commercial_Restaurant_Existing_Cooling_Electric_Packaged Terminal AC_E10 | F4 | Commercial | Restaurant | Existing | Cooling | Electric | Packaged Terminal AC | E10 | RVT BC Ratio | 0 | 0 | 0 | 0 | 0 | 0 | 0 | 0 | 0 | 0 | 0 | 0 | 0 | 0 | 0 | 0 | 0 | 0 | 0 | 0 | 0 | 0 | 0 | 0 | 0 | 0 | 0 | 0 | 0 | 0
F5_Commercial_Restaurant_Existing_Cooling_Electric_Packaged Terminal AC_E1 | F5 | Commercial | Restaurant | Existing | Cooling | Electric | Packaged Terminal AC | E1 | RIM BC Ratio | 0 | 0 | 0 | 0 | 0 | 0 | 0 | 0 | 0 | 0 | 0 | 0 | 0 | 0 | 0 | 0 | 0 | 0 | 0 | 0 | 0 | 0 | 0 | 0 | 0 | 0 | 0 | 0 | 0 | 0
F5_Commercial_Restaurant_Existing_Cooling_Electric_Packaged Terminal AC_E2 | F5 | Commercial | Restaurant | Existing | Cooling | Electric | Packaged Terminal AC | E2 | RIM BC Ratio | 0 | 0 | 0 | 0 | 0 | 0 | 0 | 0 | 0 | 0 | 0 | 0 | 0 | 0 | 0 | 0 | 0 | 0 | 0 | 0 | 0 | 0 | 0 | 0 | 0 | 0 | 0 | 0 | 0 | 0
F5_Commercial_Restaurant_Existing_Cooling_Electric_Packaged Terminal AC_E3 | F5 | Commercial | Restaurant | Existing | Cooling | Electric | Packaged Terminal AC | E3 | RIM BC Ratio | 0 | 0 | 0 | 0 | 0 | 0 | 0 | 0 | 0 | 0 | 0 | 0 | 0 | 0 | 0 | 0 | 0 | 0 | 0 | 0 | 0 | 0 | 0 | 0 | 0 | 0 | 0 | 0 | 0 | 0
F5_Commercial_Restaurant_Existing_Cooling_Electric_Packaged Terminal AC_E4 | F5 | Commercial | Restaurant | Existing | Cooling | Electric | Packaged Terminal AC | E4 | RIM BC Ratio | 0 | 0 | 0 | 0 | 0 | 0 | 0 | 0 | 0 | 0 | 0 | 0 | 0 | 0 | 0 | 0 | 0 | 0 | 0 | 0 | 0 | 0 | 0 | 0 | 0 | 0 | 0 | 0 | 0 | 0
F5_Commercial_Restaurant_Existing_Cooling_Electric_Packaged Terminal AC_E5 | F5 | Commercial | Restaurant | Existing | Cooling | Electric | Packaged Terminal AC | E5 | RIM BC Ratio | 0 | 0 | 0 | 0 | 0 | 0 | 0 | 0 | 0 | 0 | 0 | 0 | 0 | 0 | 0 | 0 | 0 | 0 | 0 | 0 | 0 | 0 | 0 | 0 | 0 | 0 | 0 | 0 | 0 | 0
F5_Commercial_Restaurant_Existing_Cooling_Electric_Packaged Terminal AC_E6 | F5 | Commercial | Restaurant | Existing | Cooling | Electric | Packaged Terminal AC | E6 | RIM BC Ratio | 0 | 0 | 0 | 0 | 0 | 0 | 0 | 0 | 0 | 0 | 0 | 0 | 0 | 0 | 0 | 0 | 0 | 0 | 0 | 0 | 0 | 0 | 0 | 0 | 0 | 0 | 0 | 0 | 0 | 0
F5_Commercial_Restaurant_Existing_Cooling_Electric_Packaged Terminal AC_E7 | F5 | Commercial | Restaurant | Existing | Cooling | Electric | Packaged Terminal AC | E7 | RIM BC Ratio | 0 | 0 | 0 | 0 | 0 | 0 | 0 | 0 | 0 | 0 | 0 | 0 | 0 | 0 | 0 | 0 | 0 | 0 | 0 | 0 | 0 | 0 | 0 | 0 | 0 | 0 | 0 | 0 | 0 | 0
F5_Commercial_Restaurant_Existing_Cooling_Electric_Packaged Terminal AC_E8 | F5 | Commercial | Restaurant | Existing | Cooling | Electric | Packaged Terminal AC | E8 | RIM BC Ratio | 0 | 0 | 0 | 0 | 0 | 0 | 0 | 0 | 0 | 0 | 0 | 0 | 0 | 0 | 0 | 0 | 0 | 0 | 0 | 0 | 0 | 0 | 0 | 0 | 0 | 0 | 0 | 0 | 0 | 0
F5_Commercial_Restaurant_Existing_Cooling_Electric_Packaged Terminal AC_E9 | F5 | Commercial | Restaurant | Existing | Cooling | Electric | Packaged Terminal AC | E9 | RIM BC Ratio | 0 | 0 | 0 | 0 | 0 | 0 | 0 | 0 | 0 | 0 | 0 | 0 | 0 | 0 | 0 | 0 | 0 | 0 | 0 | 0 | 0 | 0 | 0 | 0 | 0 | 0 | 0 | 0 | 0 | 0
F5_Commercial_Restaurant_Existing_Cooling_Electric_Packaged Terminal AC_E10 | F5 | Commercial | Restaurant | Existing | Cooling | Electric | Packaged Terminal AC | E10 | RIM BC Ratio | 0 | 0 | 0 | 0 | 0 | 0 | 0 | 0 | 0 | 0 | 0 | 0 | 0 | 0 | 0 | 0 | 0 | 0 | 0 | 0 | 0 | 0 | 0 | 0 | 0 | 0 | 0 | 0 | 0 | 0
F0_Commercial_Restaurant_Existing_Cooling_Electric_Packaged Terminal HP_E0 | F0 | Commercial | Restaurant | Existing | Cooling | Electric | Packaged Terminal HP | E0 | Economic Unit | 0 | 0 | 0 | 0 | 0 | 0 | 0 | 0 | 0 | 0 | 0 | 0 | 0 | 0 | 0 | 0 | 0 | 0 | 0 | 0 | 0 | 0 | 0 | 0 | 0 | 0 | 0 | 0 | 0 | 0
F1_Commercial_Restaurant_Existing_Cooling_Electric_Packaged Terminal HP_E1 | F1 | Commercial | Restaurant | Existing | Cooling | Electric | Packaged Terminal HP | E1 | CCE | 0 | 0 | 0 | 0 | 0 | 0 | 0 | 0 | 0 | 0 | 0 | 0 | 0 | 0 | 0 | 0 | 0 | 0 | 0 | 0 | 0 | 0 | 0 | 0 | 0 | 0 | 0 | 0 | 0 | 0
F1_Commercial_Restaurant_Existing_Cooling_Electric_Packaged Terminal HP_E2 | F1 | Commercial | Restaurant | Existing | Cooling | Electric | Packaged Terminal HP | E2 | CCE | 0 | 0 | 0 | 0 | 0 | 0 | 0 | 0 | 0 | 0 | 0 | 0 | 0 | 0 | 0 | 0 | 0 | 0 | 0 | 0 | 0 | 0 | 0 | 0 | 0 | 0 | 0 | 0 | 0 | 0
F1_Commercial_Restaurant_Existing_Cooling_Electric_Packaged Terminal HP_E3 | F1 | Commercial | Restaurant | Existing | Cooling | Electric | Packaged Terminal HP | E3 | CCE | 0 | 0 | 0 | 0 | 0 | 0 | 0 | 0 | 0 | 0 | 0 | 0 | 0 | 0 | 0 | 0 | 0 | 0 | 0 | 0 | 0 | 0 | 0 | 0 | 0 | 0 | 0 | 0 | 0 | 0
F1_Commercial_Restaurant_Existing_Cooling_Electric_Packaged Terminal HP_E4 | F1 | Commercial | Restaurant | Existing | Cooling | Electric | Packaged Terminal HP | E4 | CCE | 0 | 0 | 0 | 0 | 0 | 0 | 0 | 0 | 0 | 0 | 0 | 0 | 0 | 0 | 0 | 0 | 0 | 0 | 0 | 0 | 0 | 0 | 0 | 0 | 0 | 0 | 0 | 0 | 0 | 0
F1_Commercial_Restaurant_Existing_Cooling_Electric_Packaged Terminal HP_E5 | F1 | Commercial | Restaurant | Existing | Cooling | Electric | Packaged Terminal HP | E5 | CCE | 0 | 0 | 0 | 0 | 0 | 0 | 0 | 0 | 0 | 0 | 0 | 0 | 0 | 0 | 0 | 0 | 0 | 0 | 0 | 0 | 0 | 0 | 0 | 0 | 0 | 0 | 0 | 0 | 0 | 0
F1_Commercial_Restaurant_Existing_Cooling_Electric_Packaged Terminal HP_E6 | F1 | Commercial | Restaurant | Existing | Cooling | Electric | Packaged Terminal HP | E6 | CCE | 0 | 0 | 0 | 0 | 0 | 0 | 0 | 0 | 0 | 0 | 0 | 0 | 0 | 0 | 0 | 0 | 0 | 0 | 0 | 0 | 0 | 0 | 0 | 0 | 0 | 0 | 0 | 0 | 0 | 0
F1_Commercial_Restaurant_Existing_Cooling_Electric_Packaged Terminal HP_E7 | F1 | Commercial | Restaurant | Existing | Cooling | Electric | Packaged Terminal HP | E7 | CCE | 0 | 0 | 0 | 0 | 0 | 0 | 0 | 0 | 0 | 0 | 0 | 0 | 0 | 0 | 0 | 0 | 0 | 0 | 0 | 0 | 0 | 0 | 0 | 0 | 0 | 0 | 0 | 0 | 0 | 0
F1_Commercial_Restaurant_Existing_Cooling_Electric_Packaged Terminal HP_E8 | F1 | Commercial | Restaurant | Existing | Cooling | Electric | Packaged Terminal HP | E8 | CCE | 0 | 0 | 0 | 0 | 0 | 0 | 0 | 0 | 0 | 0 | 0 | 0 | 0 | 0 | 0 | 0 | 0 | 0 | 0 | 0 | 0 | 0 | 0 | 0 | 0 | 0 | 0 | 0 | 0 | 0
F1_Commercial_Restaurant_Existing_Cooling_Electric_Packaged Terminal HP_E9 | F1 | Commercial | Restaurant | Existing | Cooling | Electric | Packaged Terminal HP | E9 | CCE | 0 | 0 | 0 | 0 | 0 | 0 | 0 | 0 | 0 | 0 | 0 | 0 | 0 | 0 | 0 | 0 | 0 | 0 | 0 | 0 | 0 | 0 | 0 | 0 | 0 | 0 | 0 | 0 | 0 | 0
F1_Commercial_Restaurant_Existing_Cooling_Electric_Packaged Terminal HP_E10 | F1 | Commercial | Restaurant | Existing | Cooling | Electric | Packaged Terminal HP | E10 | CCE | 0 | 0 | 0 | 0 | 0 | 0 | 0 | 0 | 0 | 0 | 0 | 0 | 0 | 0 | 0 | 0 | 0 | 0 | 0 | 0 | 0 | 0 | 0 | 0 | 0 | 0 | 0 | 0 | 0 | 0
F2_Commercial_Restaurant_Existing_Cooling_Electric_Packaged Terminal HP_E1 | F2 | Commercial | Restaurant | Existing | Cooling | Electric | Packaged Terminal HP | E1 | TRC BC Ratio | 0 | 0 | 0 | 0 | 0 | 0 | 0 | 0 | 0 | 0 | 0 | 0 | 0 | 0 | 0 | 0 | 0 | 0 | 0 | 0 | 0 | 0 | 0 | 0 | 0 | 0 | 0 | 0 | 0 | 0
F2_Commercial_Restaurant_Existing_Cooling_Electric_Packaged Terminal HP_E2 | F2 | Commercial | Restaurant | Existing | Cooling | Electric | Packaged Terminal HP | E2 | TRC BC Ratio | 0 | 0 | 0 | 0 | 0 | 0 | 0 | 0 | 0 | 0 | 0 | 0 | 0 | 0 | 0 | 0 | 0 | 0 | 0 | 0 | 0 | 0 | 0 | 0 | 0 | 0 | 0 | 0 | 0 | 0
F2_Commercial_Restaurant_Existing_Cooling_Electric_Packaged Terminal HP_E3 | F2 | Commercial | Restaurant | Existing | Cooling | Electric | Packaged Terminal HP | E3 | TRC BC Ratio | 0 | 0 | 0 | 0 | 0 | 0 | 0 | 0 | 0 | 0 | 0 | 0 | 0 | 0 | 0 | 0 | 0 | 0 | 0 | 0 | 0 | 0 | 0 | 0 | 0 | 0 | 0 | 0 | 0 | 0
F2_Commercial_Restaurant_Existing_Cooling_Electric_Packaged Terminal HP_E4 | F2 | Commercial | Restaurant | Existing | Cooling | Electric | Packaged Terminal HP | E4 | TRC BC Ratio | 0 | 0 | 0 | 0 | 0 | 0 | 0 | 0 | 0 | 0 | 0 | 0 | 0 | 0 | 0 | 0 | 0 | 0 | 0 | 0 | 0 | 0 | 0 | 0 | 0 | 0 | 0 | 0 | 0 | 0
F2_Commercial_Restaurant_Existing_Cooling_Electric_Packaged Terminal HP_E5 | F2 | Commercial | Restaurant | Existing | Cooling | Electric | Packaged Terminal HP | E5 | TRC BC Ratio | 0 | 0 | 0 | 0 | 0 | 0 | 0 | 0 | 0 | 0 | 0 | 0 | 0 | 0 | 0 | 0 | 0 | 0 | 0 | 0 | 0 | 0 | 0 | 0 | 0 | 0 | 0 | 0 | 0 | 0
F2_Commercial_Restaurant_Existing_Cooling_Electric_Packaged Terminal HP_E6 | F2 | Commercial | Restaurant | Existing | Cooling | Electric | Packaged Terminal HP | E6 | TRC BC Ratio | 0 | 0 | 0 | 0 | 0 | 0 | 0 | 0 | 0 | 0 | 0 | 0 | 0 | 0 | 0 | 0 | 0 | 0 | 0 | 0 | 0 | 0 | 0 | 0 | 0 | 0 | 0 | 0 | 0 | 0
F2_Commercial_Restaurant_Existing_Cooling_Electric_Packaged Terminal HP_E7 | F2 | Commercial | Restaurant | Existing | Cooling | Electric | Packaged Terminal HP | E7 | TRC BC Ratio | 0 | 0 | 0 | 0 | 0 | 0 | 0 | 0 | 0 | 0 | 0 | 0 | 0 | 0 | 0 | 0 | 0 | 0 | 0 | 0 | 0 | 0 | 0 | 0 | 0 | 0 | 0 | 0 | 0 | 0
F2_Commercial_Restaurant_Existing_Cooling_Electric_Packaged Terminal HP_E8 | F2 | Commercial | Restaurant | Existing | Cooling | Electric | Packaged Terminal HP | E8 | TRC BC Ratio | 0 | 0 | 0 | 0 | 0 | 0 | 0 | 0 | 0 | 0 | 0 | 0 | 0 | 0 | 0 | 0 | 0 | 0 | 0 | 0 | 0 | 0 | 0 | 0 | 0 | 0 | 0 | 0 | 0 | 0
F2_Commercial_Restaurant_Existing_Cooling_Electric_Packaged Terminal HP_E9 | F2 | Commercial | Restaurant | Existing | Cooling | Electric | Packaged Terminal HP | E9 | TRC BC Ratio | 0 | 0 | 0 | 0 | 0 | 0 | 0 | 0 | 0 | 0 | 0 | 0 | 0 | 0 | 0 | 0 | 0 | 0 | 0 | 0 | 0 | 0 | 0 | 0 | 0 | 0 | 0 | 0 | 0 | 0
F2_Commercial_Restaurant_Existing_Cooling_Electric_Packaged Terminal HP_E10 | F2 | Commercial | Restaurant | Existing | Cooling | Electric | Packaged Terminal HP | E10 | TRC BC Ratio | 0 | 0 | 0 | 0 | 0 | 0 | 0 | 0 | 0 | 0 | 0 | 0 | 0 | 0 | 0 | 0 | 0 | 0 | 0 | 0 | 0 | 0 | 0 | 0 | 0 | 0 | 0 | 0 | 0 | 0
F3_Commercial_Restaurant_Existing_Cooling_Electric_Packaged Terminal HP_E1 | F3 | Commercial | Restaurant | Existing | Cooling | Electric | Packaged Terminal HP | E1 | PACT BC Ratio | 0 | 0 | 0 | 0 | 0 | 0 | 0 | 0 | 0 | 0 | 0 | 0 | 0 | 0 | 0 | 0 | 0 | 0 | 0 | 0 | 0 | 0 | 0 | 0 | 0 | 0 | 0 | 0 | 0 | 0
F3_Commercial_Restaurant_Existing_Cooling_Electric_Packaged Terminal HP_E2 | F3 | Commercial | Restaurant | Existing | Cooling | Electric | Packaged Terminal HP | E2 | PACT BC Ratio | 0 | 0 | 0 | 0 | 0 | 0 | 0 | 0 | 0 | 0 | 0 | 0 | 0 | 0 | 0 | 0 | 0 | 0 | 0 | 0 | 0 | 0 | 0 | 0 | 0 | 0 | 0 | 0 | 0 | 0
F3_Commercial_Restaurant_Existing_Cooling_Electric_Packaged Terminal HP_E3 | F3 | Commercial | Restaurant | Existing | Cooling | Electric | Packaged Terminal HP | E3 | PACT BC Ratio | 0 | 0 | 0 | 0 | 0 | 0 | 0 | 0 | 0 | 0 | 0 | 0 | 0 | 0 | 0 | 0 | 0 | 0 | 0 | 0 | 0 | 0 | 0 | 0 | 0 | 0 | 0 | 0 | 0 | 0
F3_Commercial_Restaurant_Existing_Cooling_Electric_Packaged Terminal HP_E4 | F3 | Commercial | Restaurant | Existing | Cooling | Electric | Packaged Terminal HP | E4 | PACT BC Ratio | 0 | 0 | 0 | 0 | 0 | 0 | 0 | 0 | 0 | 0 | 0 | 0 | 0 | 0 | 0 | 0 | 0 | 0 | 0 | 0 | 0 | 0 | 0 | 0 | 0 | 0 | 0 | 0 | 0 | 0
F3_Commercial_Restaurant_Existing_Cooling_Electric_Packaged Terminal HP_E5 | F3 | Commercial | Restaurant | Existing | Cooling | Electric | Packaged Terminal HP | E5 | PACT BC Ratio | 0 | 0 | 0 | 0 | 0 | 0 | 0 | 0 | 0 | 0 | 0 | 0 | 0 | 0 | 0 | 0 | 0 | 0 | 0 | 0 | 0 | 0 | 0 | 0 | 0 | 0 | 0 | 0 | 0 | 0
F3_Commercial_Restaurant_Existing_Cooling_Electric_Packaged Terminal HP_E6 | F3 | Commercial | Restaurant | Existing | Cooling | Electric | Packaged Terminal HP | E6 | PACT BC Ratio | 0 | 0 | 0 | 0 | 0 | 0 | 0 | 0 | 0 | 0 | 0 | 0 | 0 | 0 | 0 | 0 | 0 | 0 | 0 | 0 | 0 | 0 | 0 | 0 | 0 | 0 | 0 | 0 | 0 | 0
F3_Commercial_Restaurant_Existing_Cooling_Electric_Packaged Terminal HP_E7 | F3 | Commercial | Restaurant | Existing | Cooling | Electric | Packaged Terminal HP | E7 | PACT BC Ratio | 0 | 0 | 0 | 0 | 0 | 0 | 0 | 0 | 0 | 0 | 0 | 0 | 0 | 0 | 0 | 0 | 0 | 0 | 0 | 0 | 0 | 0 | 0 | 0 | 0 | 0 | 0 | 0 | 0 | 0
F3_Commercial_Restaurant_Existing_Cooling_Electric_Packaged Terminal HP_E8 | F3 | Commercial | Restaurant | Existing | Cooling | Electric | Packaged Terminal HP | E8 | PACT BC Ratio | 0 | 0 | 0 | 0 | 0 | 0 | 0 | 0 | 0 | 0 | 0 | 0 | 0 | 0 | 0 | 0 | 0 | 0 | 0 | 0 | 0 | 0 | 0 | 0 | 0 | 0 | 0 | 0 | 0 | 0
F3_Commercial_Restaurant_Existing_Cooling_Electric_Packaged Terminal HP_E9 | F3 | Commercial | Restaurant | Existing | Cooling | Electric | Packaged Terminal HP | E9 | PACT BC Ratio | 0 | 0 | 0 | 0 | 0 | 0 | 0 | 0 | 0 | 0 | 0 | 0 | 0 | 0 | 0 | 0 | 0 | 0 | 0 | 0 | 0 | 0 | 0 | 0 | 0 | 0 | 0 | 0 | 0 | 0
F3_Commercial_Restaurant_Existing_Cooling_Electric_Packaged Terminal HP_E10 | F3 | Commercial | Restaurant | Existing | Cooling | Electric | Packaged Terminal HP | E10 | PACT BC Ratio | 0 | 0 | 0 | 0 | 0 | 0 | 0 | 0 | 0 | 0 | 0 | 0 | 0 | 0 | 0 | 0 | 0 | 0 | 0 | 0 | 0 | 0 | 0 | 0 | 0 | 0 | 0 | 0 | 0 | 0
F4_Commercial_Restaurant_Existing_Cooling_Electric_Packaged Terminal HP_E1 | F4 | Commercial | Restaurant | Existing | Cooling | Electric | Packaged Terminal HP | E1 | RVT BC Ratio | 0 | 0 | 0 | 0 | 0 | 0 | 0 | 0 | 0 | 0 | 0 | 0 | 0 | 0 | 0 | 0 | 0 | 0 | 0 | 0 | 0 | 0 | 0 | 0 | 0 | 0 | 0 | 0 | 0 | 0
F4_Commercial_Restaurant_Existing_Cooling_Electric_Packaged Terminal HP_E2 | F4 | Commercial | Restaurant | Existing | Cooling | Electric | Packaged Terminal HP | E2 | RVT BC Ratio | 0 | 0 | 0 | 0 | 0 | 0 | 0 | 0 | 0 | 0 | 0 | 0 | 0 | 0 | 0 | 0 | 0 | 0 | 0 | 0 | 0 | 0 | 0 | 0 | 0 | 0 | 0 | 0 | 0 | 0
F4_Commercial_Restaurant_Existing_Cooling_Electric_Packaged Terminal HP_E3 | F4 | Commercial | Restaurant | Existing | Cooling | Electric | Packaged Terminal HP | E3 | RVT BC Ratio | 0 | 0 | 0 | 0 | 0 | 0 | 0 | 0 | 0 | 0 | 0 | 0 | 0 | 0 | 0 | 0 | 0 | 0 | 0 | 0 | 0 | 0 | 0 | 0 | 0 | 0 | 0 | 0 | 0 | 0
F4_Commercial_Restaurant_Existing_Cooling_Electric_Packaged Terminal HP_E4 | F4 | Commercial | Restaurant | Existing | Cooling | Electric | Packaged Terminal HP | E4 | RVT BC Ratio | 0 | 0 | 0 | 0 | 0 | 0 | 0 | 0 | 0 | 0 | 0 | 0 | 0 | 0 | 0 | 0 | 0 | 0 | 0 | 0 | 0 | 0 | 0 | 0 | 0 | 0 | 0 | 0 | 0 | 0
F4_Commercial_Restaurant_Existing_Cooling_Electric_Packaged Terminal HP_E5 | F4 | Commercial | Restaurant | Existing | Cooling | Electric | Packaged Terminal HP | E5 | RVT BC Ratio | 0 | 0 | 0 | 0 | 0 | 0 | 0 | 0 | 0 | 0 | 0 | 0 | 0 | 0 | 0 | 0 | 0 | 0 | 0 | 0 | 0 | 0 | 0 | 0 | 0 | 0 | 0 | 0 | 0 | 0
F4_Commercial_Restaurant_Existing_Cooling_Electric_Packaged Terminal HP_E6 | F4 | Commercial | Restaurant | Existing | Cooling | Electric | Packaged Terminal HP | E6 | RVT BC Ratio | 0 | 0 | 0 | 0 | 0 | 0 | 0 | 0 | 0 | 0 | 0 | 0 | 0 | 0 | 0 | 0 | 0 | 0 | 0 | 0 | 0 | 0 | 0 | 0 | 0 | 0 | 0 | 0 | 0 | 0
F4_Commercial_Restaurant_Existing_Cooling_Electric_Packaged Terminal HP_E7 | F4 | Commercial | Restaurant | Existing | Cooling | Electric | Packaged Terminal HP | E7 | RVT BC Ratio | 0 | 0 | 0 | 0 | 0 | 0 | 0 | 0 | 0 | 0 | 0 | 0 | 0 | 0 | 0 | 0 | 0 | 0 | 0 | 0 | 0 | 0 | 0 | 0 | 0 | 0 | 0 | 0 | 0 | 0
F4_Commercial_Restaurant_Existing_Cooling_Electric_Packaged Terminal HP_E8 | F4 | Commercial | Restaurant | Existing | Cooling | Electric | Packaged Terminal HP | E8 | RVT BC Ratio | 0 | 0 | 0 | 0 | 0 | 0 | 0 | 0 | 0 | 0 | 0 | 0 | 0 | 0 | 0 | 0 | 0 | 0 | 0 | 0 | 0 | 0 | 0 | 0 | 0 | 0 | 0 | 0 | 0 | 0
F4_Commercial_Restaurant_Existing_Cooling_Electric_Packaged Terminal HP_E9 | F4 | Commercial | Restaurant | Existing | Cooling | Electric | Packaged Terminal HP | E9 | RVT BC Ratio | 0 | 0 | 0 | 0 | 0 | 0 | 0 | 0 | 0 | 0 | 0 | 0 | 0 | 0 | 0 | 0 | 0 | 0 | 0 | 0 | 0 | 0 | 0 | 0 | 0 | 0 | 0 | 0 | 0 | 0
F4_Commercial_Restaurant_Existing_Cooling_Electric_Packaged Terminal HP_E10 | F4 | Commercial | Restaurant | Existing | Cooling | Electric | Packaged Terminal HP | E10 | RVT BC Ratio | 0 | 0 | 0 | 0 | 0 | 0 | 0 | 0 | 0 | 0 | 0 | 0 | 0 | 0 | 0 | 0 | 0 | 0 | 0 | 0 | 0 | 0 | 0 | 0 | 0 | 0 | 0 | 0 | 0 | 0
F5_Commercial_Restaurant_Existing_Cooling_Electric_Packaged Terminal HP_E1 | F5 | Commercial | Restaurant | Existing | Cooling | Electric | Packaged Terminal HP | E1 | RIM BC Ratio | 0 | 0 | 0 | 0 | 0 | 0 | 0 | 0 | 0 | 0 | 0 | 0 | 0 | 0 | 0 | 0 | 0 | 0 | 0 | 0 | 0 | 0 | 0 | 0 | 0 | 0 | 0 | 0 | 0 | 0
F5_Commercial_Restaurant_Existing_Cooling_Electric_Packaged Terminal HP_E2 | F5 | Commercial | Restaurant | Existing | Cooling | Electric | Packaged Terminal HP | E2 | RIM BC Ratio | 0 | 0 | 0 | 0 | 0 | 0 | 0 | 0 | 0 | 0 | 0 | 0 | 0 | 0 | 0 | 0 | 0 | 0 | 0 | 0 | 0 | 0 | 0 | 0 | 0 | 0 | 0 | 0 | 0 | 0
F5_Commercial_Restaurant_Existing_Cooling_Electric_Packaged Terminal HP_E3 | F5 | Commercial | Restaurant | Existing | Cooling | Electric | Packaged Terminal HP | E3 | RIM BC Ratio | 0 | 0 | 0 | 0 | 0 | 0 | 0 | 0 | 0 | 0 | 0 | 0 | 0 | 0 | 0 | 0 | 0 | 0 | 0 | 0 | 0 | 0 | 0 | 0 | 0 | 0 | 0 | 0 | 0 | 0
F5_Commercial_Restaurant_Existing_Cooling_Electric_Packaged Terminal HP_E4 | F5 | Commercial | Restaurant | Existing | Cooling | Electric | Packaged Terminal HP | E4 | RIM BC Ratio | 0 | 0 | 0 | 0 | 0 | 0 | 0 | 0 | 0 | 0 | 0 | 0 | 0 | 0 | 0 | 0 | 0 | 0 | 0 | 0 | 0 | 0 | 0 | 0 | 0 | 0 | 0 | 0 | 0 | 0
F5_Commercial_Restaurant_Existing_Cooling_Electric_Packaged Terminal HP_E5 | F5 | Commercial | Restaurant | Existing | Cooling | Electric | Packaged Terminal HP | E5 | RIM BC Ratio | 0 | 0 | 0 | 0 | 0 | 0 | 0 | 0 | 0 | 0 | 0 | 0 | 0 | 0 | 0 | 0 | 0 | 0 | 0 | 0 | 0 | 0 | 0 | 0 | 0 | 0 | 0 | 0 | 0 | 0
F5_Commercial_Restaurant_Existing_Cooling_Electric_Packaged Terminal HP_E6 | F5 | Commercial | Restaurant | Existing | Cooling | Electric | Packaged Terminal HP | E6 | RIM BC Ratio | 0 | 0 | 0 | 0 | 0 | 0 | 0 | 0 | 0 | 0 | 0 | 0 | 0 | 0 | 0 | 0 | 0 | 0 | 0 | 0 | 0 | 0 | 0 | 0 | 0 | 0 | 0 | 0 | 0 | 0
F5_Commercial_Restaurant_Existing_Cooling_Electric_Packaged Terminal HP_E7 | F5 | Commercial | Restaurant | Existing | Cooling | Electric | Packaged Terminal HP | E7 | RIM BC Ratio | 0 | 0 | 0 | 0 | 0 | 0 | 0 | 0 | 0 | 0 | 0 | 0 | 0 | 0 | 0 | 0 | 0 | 0 | 0 | 0 | 0 | 0 | 0 | 0 | 0 | 0 | 0 | 0 | 0 | 0
F5_Commercial_Restaurant_Existing_Cooling_Electric_Packaged Terminal HP_E8 | F5 | Commercial | Restaurant | Existing | Cooling | Electric | Packaged Terminal HP | E8 | RIM BC Ratio | 0 | 0 | 0 | 0 | 0 | 0 | 0 | 0 | 0 | 0 | 0 | 0 | 0 | 0 | 0 | 0 | 0 | 0 | 0 | 0 | 0 | 0 | 0 | 0 | 0 | 0 | 0 | 0 | 0 | 0
F5_Commercial_Restaurant_Existing_Cooling_Electric_Packaged Terminal HP_E9 | F5 | Commercial | Restaurant | Existing | Cooling | Electric | Packaged Terminal HP | E9 | RIM BC Ratio | 0 | 0 | 0 | 0 | 0 | 0 | 0 | 0 | 0 | 0 | 0 | 0 | 0 | 0 | 0 | 0 | 0 | 0 | 0 | 0 | 0 | 0 | 0 | 0 | 0 | 0 | 0 | 0 | 0 | 0
F5_Commercial_Restaurant_Existing_Cooling_Electric_Packaged Terminal HP_E10 | F5 | Commercial | Restaurant | Existing | Cooling | Electric | Packaged Terminal HP | E10 | RIM BC Ratio | 0 | 0 | 0 | 0 | 0 | 0 | 0 | 0 | 0 | 0 | 0 | 0 | 0 | 0 | 0 | 0 | 0 | 0 | 0 | 0 | 0 | 0 | 0 | 0 | 0 | 0 | 0 | 0 | 0 | 0
F0_Commercial_Restaurant_Existing_Cooling_Electric_Evaporative Central AC_E0 | F0 | Commercial | Restaurant | Existing | Cooling | Electric | Evaporative Central AC | E0 | Economic Unit | 0 | 0 | 0 | 0 | 0 | 0 | 0 | 0 | 0 | 0 | 0 | 0 | 0 | 0 | 0 | 0 | 0 | 0 | 0 | 0 | 0 | 0 | 0 | 0 | 0 | 0 | 0 | 0 | 0 | 0
F1_Commercial_Restaurant_Existing_Cooling_Electric_Evaporative Central AC_E1 | F1 | Commercial | Restaurant | Existing | Cooling | Electric | Evaporative Central AC | E1 | CCE | 0 | 0 | 0 | 0 | 0 | 0 | 0 | 0 | 0 | 0 | 0 | 0 | 0 | 0 | 0 | 0 | 0 | 0 | 0 | 0 | 0 | 0 | 0 | 0 | 0 | 0 | 0 | 0 | 0 | 0
F1_Commercial_Restaurant_Existing_Cooling_Electric_Evaporative Central AC_E2 | F1 | Commercial | Restaurant | Existing | Cooling | Electric | Evaporative Central AC | E2 | CCE | 0 | 0 | 0 | 0 | 0 | 0 | 0 | 0 | 0 | 0 | 0 | 0 | 0 | 0 | 0 | 0 | 0 | 0 | 0 | 0 | 0 | 0 | 0 | 0 | 0 | 0 | 0 | 0 | 0 | 0
F1_Commercial_Restaurant_Existing_Cooling_Electric_Evaporative Central AC_E3 | F1 | Commercial | Restaurant | Existing | Cooling | Electric | Evaporative Central AC | E3 | CCE | 0 | 0 | 0 | 0 | 0 | 0 | 0 | 0 | 0 | 0 | 0 | 0 | 0 | 0 | 0 | 0 | 0 | 0 | 0 | 0 | 0 | 0 | 0 | 0 | 0 | 0 | 0 | 0 | 0 | 0
F1_Commercial_Restaurant_Existing_Cooling_Electric_Evaporative Central AC_E4 | F1 | Commercial | Restaurant | Existing | Cooling | Electric | Evaporative Central AC | E4 | CCE | 0 | 0 | 0 | 0 | 0 | 0 | 0 | 0 | 0 | 0 | 0 | 0 | 0 | 0 | 0 | 0 | 0 | 0 | 0 | 0 | 0 | 0 | 0 | 0 | 0 | 0 | 0 | 0 | 0 | 0
F1_Commercial_Restaurant_Existing_Cooling_Electric_Evaporative Central AC_E5 | F1 | Commercial | Restaurant | Existing | Cooling | Electric | Evaporative Central AC | E5 | CCE | 0 | 0 | 0 | 0 | 0 | 0 | 0 | 0 | 0 | 0 | 0 | 0 | 0 | 0 | 0 | 0 | 0 | 0 | 0 | 0 | 0 | 0 | 0 | 0 | 0 | 0 | 0 | 0 | 0 | 0
F1_Commercial_Restaurant_Existing_Cooling_Electric_Evaporative Central AC_E6 | F1 | Commercial | Restaurant | Existing | Cooling | Electric | Evaporative Central AC | E6 | CCE | 0 | 0 | 0 | 0 | 0 | 0 | 0 | 0 | 0 | 0 | 0 | 0 | 0 | 0 | 0 | 0 | 0 | 0 | 0 | 0 | 0 | 0 | 0 | 0 | 0 | 0 | 0 | 0 | 0 | 0
F1_Commercial_Restaurant_Existing_Cooling_Electric_Evaporative Central AC_E7 | F1 | Commercial | Restaurant | Existing | Cooling | Electric | Evaporative Central AC | E7 | CCE | 0 | 0 | 0 | 0 | 0 | 0 | 0 | 0 | 0 | 0 | 0 | 0 | 0 | 0 | 0 | 0 | 0 | 0 | 0 | 0 | 0 | 0 | 0 | 0 | 0 | 0 | 0 | 0 | 0 | 0
F1_Commercial_Restaurant_Existing_Cooling_Electric_Evaporative Central AC_E8 | F1 | Commercial | Restaurant | Existing | Cooling | Electric | Evaporative Central AC | E8 | CCE | 0 | 0 | 0 | 0 | 0 | 0 | 0 | 0 | 0 | 0 | 0 | 0 | 0 | 0 | 0 | 0 | 0 | 0 | 0 | 0 | 0 | 0 | 0 | 0 | 0 | 0 | 0 | 0 | 0 | 0
F1_Commercial_Restaurant_Existing_Cooling_Electric_Evaporative Central AC_E9 | F1 | Commercial | Restaurant | Existing | Cooling | Electric | Evaporative Central AC | E9 | CCE | 0 | 0 | 0 | 0 | 0 | 0 | 0 | 0 | 0 | 0 | 0 | 0 | 0 | 0 | 0 | 0 | 0 | 0 | 0 | 0 | 0 | 0 | 0 | 0 | 0 | 0 | 0 | 0 | 0 | 0
F1_Commercial_Restaurant_Existing_Cooling_Electric_Evaporative Central AC_E10 | F1 | Commercial | Restaurant | Existing | Cooling | Electric | Evaporative Central AC | E10 | CCE | 0 | 0 | 0 | 0 | 0 | 0 | 0 | 0 | 0 | 0 | 0 | 0 | 0 | 0 | 0 | 0 | 0 | 0 | 0 | 0 | 0 | 0 | 0 | 0 | 0 | 0 | 0 | 0 | 0 | 0
F2_Commercial_Restaurant_Existing_Cooling_Electric_Evaporative Central AC_E1 | F2 | Commercial | Restaurant | Existing | Cooling | Electric | Evaporative Central AC | E1 | TRC BC Ratio | 0 | 0 | 0 | 0 | 0 | 0 | 0 | 0 | 0 | 0 | 0 | 0 | 0 | 0 | 0 | 0 | 0 | 0 | 0 | 0 | 0 | 0 | 0 | 0 | 0 | 0 | 0 | 0 | 0 | 0
F2_Commercial_Restaurant_Existing_Cooling_Electric_Evaporative Central AC_E2 | F2 | Commercial | Restaurant | Existing | Cooling | Electric | Evaporative Central AC | E2 | TRC BC Ratio | 0 | 0 | 0 | 0 | 0 | 0 | 0 | 0 | 0 | 0 | 0 | 0 | 0 | 0 | 0 | 0 | 0 | 0 | 0 | 0 | 0 | 0 | 0 | 0 | 0 | 0 | 0 | 0 | 0 | 0
F2_Commercial_Restaurant_Existing_Cooling_Electric_Evaporative Central AC_E3 | F2 | Commercial | Restaurant | Existing | Cooling | Electric | Evaporative Central AC | E3 | TRC BC Ratio | 0 | 0 | 0 | 0 | 0 | 0 | 0 | 0 | 0 | 0 | 0 | 0 | 0 | 0 | 0 | 0 | 0 | 0 | 0 | 0 | 0 | 0 | 0 | 0 | 0 | 0 | 0 | 0 | 0 | 0
F2_Commercial_Restaurant_Existing_Cooling_Electric_Evaporative Central AC_E4 | F2 | Commercial | Restaurant | Existing | Cooling | Electric | Evaporative Central AC | E4 | TRC BC Ratio | 0 | 0 | 0 | 0 | 0 | 0 | 0 | 0 | 0 | 0 | 0 | 0 | 0 | 0 | 0 | 0 | 0 | 0 | 0 | 0 | 0 | 0 | 0 | 0 | 0 | 0 | 0 | 0 | 0 | 0
F2_Commercial_Restaurant_Existing_Cooling_Electric_Evaporative Central AC_E5 | F2 | Commercial | Restaurant | Existing | Cooling | Electric | Evaporative Central AC | E5 | TRC BC Ratio | 0 | 0 | 0 | 0 | 0 | 0 | 0 | 0 | 0 | 0 | 0 | 0 | 0 | 0 | 0 | 0 | 0 | 0 | 0 | 0 | 0 | 0 | 0 | 0 | 0 | 0 | 0 | 0 | 0 | 0
F2_Commercial_Restaurant_Existing_Cooling_Electric_Evaporative Central AC_E6 | F2 | Commercial | Restaurant | Existing | Cooling | Electric | Evaporative Central AC | E6 | TRC BC Ratio | 0 | 0 | 0 | 0 | 0 | 0 | 0 | 0 | 0 | 0 | 0 | 0 | 0 | 0 | 0 | 0 | 0 | 0 | 0 | 0 | 0 | 0 | 0 | 0 | 0 | 0 | 0 | 0 | 0 | 0
F2_Commercial_Restaurant_Existing_Cooling_Electric_Evaporative Central AC_E7 | F2 | Commercial | Restaurant | Existing | Cooling | Electric | Evaporative Central AC | E7 | TRC BC Ratio | 0 | 0 | 0 | 0 | 0 | 0 | 0 | 0 | 0 | 0 | 0 | 0 | 0 | 0 | 0 | 0 | 0 | 0 | 0 | 0 | 0 | 0 | 0 | 0 | 0 | 0 | 0 | 0 | 0 | 0
F2_Commercial_Restaurant_Existing_Cooling_Electric_Evaporative Central AC_E8 | F2 | Commercial | Restaurant | Existing | Cooling | Electric | Evaporative Central AC | E8 | TRC BC Ratio | 0 | 0 | 0 | 0 | 0 | 0 | 0 | 0 | 0 | 0 | 0 | 0 | 0 | 0 | 0 | 0 | 0 | 0 | 0 | 0 | 0 | 0 | 0 | 0 | 0 | 0 | 0 | 0 | 0 | 0
F2_Commercial_Restaurant_Existing_Cooling_Electric_Evaporative Central AC_E9 | F2 | Commercial | Restaurant | Existing | Cooling | Electric | Evaporative Central AC | E9 | TRC BC Ratio | 0 | 0 | 0 | 0 | 0 | 0 | 0 | 0 | 0 | 0 | 0 | 0 | 0 | 0 | 0 | 0 | 0 | 0 | 0 | 0 | 0 | 0 | 0 | 0 | 0 | 0 | 0 | 0 | 0 | 0
F2_Commercial_Restaurant_Existing_Cooling_Electric_Evaporative Central AC_E10 | F2 | Commercial | Restaurant | Existing | Cooling | Electric | Evaporative Central AC | E10 | TRC BC Ratio | 0 | 0 | 0 | 0 | 0 | 0 | 0 | 0 | 0 | 0 | 0 | 0 | 0 | 0 | 0 | 0 | 0 | 0 | 0 | 0 | 0 | 0 | 0 | 0 | 0 | 0 | 0 | 0 | 0 | 0
F3_Commercial_Restaurant_Existing_Cooling_Electric_Evaporative Central AC_E1 | F3 | Commercial | Restaurant | Existing | Cooling | Electric | Evaporative Central AC | E1 | PACT BC Ratio | 0 | 0 | 0 | 0 | 0 | 0 | 0 | 0 | 0 | 0 | 0 | 0 | 0 | 0 | 0 | 0 | 0 | 0 | 0 | 0 | 0 | 0 | 0 | 0 | 0 | 0 | 0 | 0 | 0 | 0
F3_Commercial_Restaurant_Existing_Cooling_Electric_Evaporative Central AC_E2 | F3 | Commercial | Restaurant | Existing | Cooling | Electric | Evaporative Central AC | E2 | PACT BC Ratio | 0 | 0 | 0 | 0 | 0 | 0 | 0 | 0 | 0 | 0 | 0 | 0 | 0 | 0 | 0 | 0 | 0 | 0 | 0 | 0 | 0 | 0 | 0 | 0 | 0 | 0 | 0 | 0 | 0 | 0
F3_Commercial_Restaurant_Existing_Cooling_Electric_Evaporative Central AC_E3 | F3 | Commercial | Restaurant | Existing | Cooling | Electric | Evaporative Central AC | E3 | PACT BC Ratio | 0 | 0 | 0 | 0 | 0 | 0 | 0 | 0 | 0 | 0 | 0 | 0 | 0 | 0 | 0 | 0 | 0 | 0 | 0 | 0 | 0 | 0 | 0 | 0 | 0 | 0 | 0 | 0 | 0 | 0
F3_Commercial_Restaurant_Existing_Cooling_Electric_Evaporative Central AC_E4 | F3 | Commercial | Restaurant | Existing | Cooling | Electric | Evaporative Central AC | E4 | PACT BC Ratio | 0 | 0 | 0 | 0 | 0 | 0 | 0 | 0 | 0 | 0 | 0 | 0 | 0 | 0 | 0 | 0 | 0 | 0 | 0 | 0 | 0 | 0 | 0 | 0 | 0 | 0 | 0 | 0 | 0 | 0
F3_Commercial_Restaurant_Existing_Cooling_Electric_Evaporative Central AC_E5 | F3 | Commercial | Restaurant | Existing | Cooling | Electric | Evaporative Central AC | E5 | PACT BC Ratio | 0 | 0 | 0 | 0 | 0 | 0 | 0 | 0 | 0 | 0 | 0 | 0 | 0 | 0 | 0 | 0 | 0 | 0 | 0 | 0 | 0 | 0 | 0 | 0 | 0 | 0 | 0 | 0 | 0 | 0
F3_Commercial_Restaurant_Existing_Cooling_Electric_Evaporative Central AC_E6 | F3 | Commercial | Restaurant | Existing | Cooling | Electric | Evaporative Central AC | E6 | PACT BC Ratio | 0 | 0 | 0 | 0 | 0 | 0 | 0 | 0 | 0 | 0 | 0 | 0 | 0 | 0 | 0 | 0 | 0 | 0 | 0 | 0 | 0 | 0 | 0 | 0 | 0 | 0 | 0 | 0 | 0 | 0
F3_Commercial_Restaurant_Existing_Cooling_Electric_Evaporative Central AC_E7 | F3 | Commercial | Restaurant | Existing | Cooling | Electric | Evaporative Central AC | E7 | PACT BC Ratio | 0 | 0 | 0 | 0 | 0 | 0 | 0 | 0 | 0 | 0 | 0 | 0 | 0 | 0 | 0 | 0 | 0 | 0 | 0 | 0 | 0 | 0 | 0 | 0 | 0 | 0 | 0 | 0 | 0 | 0
F3_Commercial_Restaurant_Existing_Cooling_Electric_Evaporative Central AC_E8 | F3 | Commercial | Restaurant | Existing | Cooling | Electric | Evaporative Central AC | E8 | PACT BC Ratio | 0 | 0 | 0 | 0 | 0 | 0 | 0 | 0 | 0 | 0 | 0 | 0 | 0 | 0 | 0 | 0 | 0 | 0 | 0 | 0 | 0 | 0 | 0 | 0 | 0 | 0 | 0 | 0 | 0 | 0
F3_Commercial_Restaurant_Existing_Cooling_Electric_Evaporative Central AC_E9 | F3 | Commercial | Restaurant | Existing | Cooling | Electric | Evaporative Central AC | E9 | PACT BC Ratio | 0 | 0 | 0 | 0 | 0 | 0 | 0 | 0 | 0 | 0 | 0 | 0 | 0 | 0 | 0 | 0 | 0 | 0 | 0 | 0 | 0 | 0 | 0 | 0 | 0 | 0 | 0 | 0 | 0 | 0
F3_Commercial_Restaurant_Existing_Cooling_Electric_Evaporative Central AC_E10 | F3 | Commercial | Restaurant | Existing | Cooling | Electric | Evaporative Central AC | E10 | PACT BC Ratio | 0 | 0 | 0 | 0 | 0 | 0 | 0 | 0 | 0 | 0 | 0 | 0 | 0 | 0 | 0 | 0 | 0 | 0 | 0 | 0 | 0 | 0 | 0 | 0 | 0 | 0 | 0 | 0 | 0 | 0
F4_Commercial_Restaurant_Existing_Cooling_Electric_Evaporative Central AC_E1 | F4 | Commercial | Restaurant | Existing | Cooling | Electric | Evaporative Central AC | E1 | RVT BC Ratio | 0 | 0 | 0 | 0 | 0 | 0 | 0 | 0 | 0 | 0 | 0 | 0 | 0 | 0 | 0 | 0 | 0 | 0 | 0 | 0 | 0 | 0 | 0 | 0 | 0 | 0 | 0 | 0 | 0 | 0
F4_Commercial_Restaurant_Existing_Cooling_Electric_Evaporative Central AC_E2 | F4 | Commercial | Restaurant | Existing | Cooling | Electric | Evaporative Central AC | E2 | RVT BC Ratio | 0 | 0 | 0 | 0 | 0 | 0 | 0 | 0 | 0 | 0 | 0 | 0 | 0 | 0 | 0 | 0 | 0 | 0 | 0 | 0 | 0 | 0 | 0 | 0 | 0 | 0 | 0 | 0 | 0 | 0
F4_Commercial_Restaurant_Existing_Cooling_Electric_Evaporative Central AC_E3 | F4 | Commercial | Restaurant | Existing | Cooling | Electric | Evaporative Central AC | E3 | RVT BC Ratio | 0 | 0 | 0 | 0 | 0 | 0 | 0 | 0 | 0 | 0 | 0 | 0 | 0 | 0 | 0 | 0 | 0 | 0 | 0 | 0 | 0 | 0 | 0 | 0 | 0 | 0 | 0 | 0 | 0 | 0
F4_Commercial_Restaurant_Existing_Cooling_Electric_Evaporative Central AC_E4 | F4 | Commercial | Restaurant | Existing | Cooling | Electric | Evaporative Central AC | E4 | RVT BC Ratio | 0 | 0 | 0 | 0 | 0 | 0 | 0 | 0 | 0 | 0 | 0 | 0 | 0 | 0 | 0 | 0 | 0 | 0 | 0 | 0 | 0 | 0 | 0 | 0 | 0 | 0 | 0 | 0 | 0 | 0
F4_Commercial_Restaurant_Existing_Cooling_Electric_Evaporative Central AC_E5 | F4 | Commercial | Restaurant | Existing | Cooling | Electric | Evaporative Central AC | E5 | RVT BC Ratio | 0 | 0 | 0 | 0 | 0 | 0 | 0 | 0 | 0 | 0 | 0 | 0 | 0 | 0 | 0 | 0 | 0 | 0 | 0 | 0 | 0 | 0 | 0 | 0 | 0 | 0 | 0 | 0 | 0 | 0
F4_Commercial_Restaurant_Existing_Cooling_Electric_Evaporative Central AC_E6 | F4 | Commercial | Restaurant | Existing | Cooling | Electric | Evaporative Central AC | E6 | RVT BC Ratio | 0 | 0 | 0 | 0 | 0 | 0 | 0 | 0 | 0 | 0 | 0 | 0 | 0 | 0 | 0 | 0 | 0 | 0 | 0 | 0 | 0 | 0 | 0 | 0 | 0 | 0 | 0 | 0 | 0 | 0
F4_Commercial_Restaurant_Existing_Cooling_Electric_Evaporative Central AC_E7 | F4 | Commercial | Restaurant | Existing | Cooling | Electric | Evaporative Central AC | E7 | RVT BC Ratio | 0 | 0 | 0 | 0 | 0 | 0 | 0 | 0 | 0 | 0 | 0 | 0 | 0 | 0 | 0 | 0 | 0 | 0 | 0 | 0 | 0 | 0 | 0 | 0 | 0 | 0 | 0 | 0 | 0 | 0
F4_Commercial_Restaurant_Existing_Cooling_Electric_Evaporative Central AC_E8 | F4 | Commercial | Restaurant | Existing | Cooling | Electric | Evaporative Central AC | E8 | RVT BC Ratio | 0 | 0 | 0 | 0 | 0 | 0 | 0 | 0 | 0 | 0 | 0 | 0 | 0 | 0 | 0 | 0 | 0 | 0 | 0 | 0 | 0 | 0 | 0 | 0 | 0 | 0 | 0 | 0 | 0 | 0
F4_Commercial_Restaurant_Existing_Cooling_Electric_Evaporative Central AC_E9 | F4 | Commercial | Restaurant | Existing | Cooling | Electric | Evaporative Central AC | E9 | RVT BC Ratio | 0 | 0 | 0 | 0 | 0 | 0 | 0 | 0 | 0 | 0 | 0 | 0 | 0 | 0 | 0 | 0 | 0 | 0 | 0 | 0 | 0 | 0 | 0 | 0 | 0 | 0 | 0 | 0 | 0 | 0
F4_Commercial_Restaurant_Existing_Cooling_Electric_Evaporative Central AC_E10 | F4 | Commercial | Restaurant | Existing | Cooling | Electric | Evaporative Central AC | E10 | RVT BC Ratio | 0 | 0 | 0 | 0 | 0 | 0 | 0 | 0 | 0 | 0 | 0 | 0 | 0 | 0 | 0 | 0 | 0 | 0 | 0 | 0 | 0 | 0 | 0 | 0 | 0 | 0 | 0 | 0 | 0 | 0
F5_Commercial_Restaurant_Existing_Cooling_Electric_Evaporative Central AC_E1 | F5 | Commercial | Restaurant | Existing | Cooling | Electric | Evaporative Central AC | E1 | RIM BC Ratio | 0 | 0 | 0 | 0 | 0 | 0 | 0 | 0 | 0 | 0 | 0 | 0 | 0 | 0 | 0 | 0 | 0 | 0 | 0 | 0 | 0 | 0 | 0 | 0 | 0 | 0 | 0 | 0 | 0 | 0
F5_Commercial_Restaurant_Existing_Cooling_Electric_Evaporative Central AC_E2 | F5 | Commercial | Restaurant | Existing | Cooling | Electric | Evaporative Central AC | E2 | RIM BC Ratio | 0 | 0 | 0 | 0 | 0 | 0 | 0 | 0 | 0 | 0 | 0 | 0 | 0 | 0 | 0 | 0 | 0 | 0 | 0 | 0 | 0 | 0 | 0 | 0 | 0 | 0 | 0 | 0 | 0 | 0
F5_Commercial_Restaurant_Existing_Cooling_Electric_Evaporative Central AC_E3 | F5 | Commercial | Restaurant | Existing | Cooling | Electric | Evaporative Central AC | E3 | RIM BC Ratio | 0 | 0 | 0 | 0 | 0 | 0 | 0 | 0 | 0 | 0 | 0 | 0 | 0 | 0 | 0 | 0 | 0 | 0 | 0 | 0 | 0 | 0 | 0 | 0 | 0 | 0 | 0 | 0 | 0 | 0
F5_Commercial_Restaurant_Existing_Cooling_Electric_Evaporative Central AC_E4 | F5 | Commercial | Restaurant | Existing | Cooling | Electric | Evaporative Central AC | E4 | RIM BC Ratio | 0 | 0 | 0 | 0 | 0 | 0 | 0 | 0 | 0 | 0 | 0 | 0 | 0 | 0 | 0 | 0 | 0 | 0 | 0 | 0 | 0 | 0 | 0 | 0 | 0 | 0 | 0 | 0 | 0 | 0
F5_Commercial_Restaurant_Existing_Cooling_Electric_Evaporative Central AC_E5 | F5 | Commercial | Restaurant | Existing | Cooling | Electric | Evaporative Central AC | E5 | RIM BC Ratio | 0 | 0 | 0 | 0 | 0 | 0 | 0 | 0 | 0 | 0 | 0 | 0 | 0 | 0 | 0 | 0 | 0 | 0 | 0 | 0 | 0 | 0 | 0 | 0 | 0 | 0 | 0 | 0 | 0 | 0
F5_Commercial_Restaurant_Existing_Cooling_Electric_Evaporative Central AC_E6 | F5 | Commercial | Restaurant | Existing | Cooling | Electric | Evaporative Central AC | E6 | RIM BC Ratio | 0 | 0 | 0 | 0 | 0 | 0 | 0 | 0 | 0 | 0 | 0 | 0 | 0 | 0 | 0 | 0 | 0 | 0 | 0 | 0 | 0 | 0 | 0 | 0 | 0 | 0 | 0 | 0 | 0 | 0
F5_Commercial_Restaurant_Existing_Cooling_Electric_Evaporative Central AC_E7 | F5 | Commercial | Restaurant | Existing | Cooling | Electric | Evaporative Central AC | E7 | RIM BC Ratio | 0 | 0 | 0 | 0 | 0 | 0 | 0 | 0 | 0 | 0 | 0 | 0 | 0 | 0 | 0 | 0 | 0 | 0 | 0 | 0 | 0 | 0 | 0 | 0 | 0 | 0 | 0 | 0 | 0 | 0
F5_Commercial_Restaurant_Existing_Cooling_Electric_Evaporative Central AC_E8 | F5 | Commercial | Restaurant | Existing | Cooling | Electric | Evaporative Central AC | E8 | RIM BC Ratio | 0 | 0 | 0 | 0 | 0 | 0 | 0 | 0 | 0 | 0 | 0 | 0 | 0 | 0 | 0 | 0 | 0 | 0 | 0 | 0 | 0 | 0 | 0 | 0 | 0 | 0 | 0 | 0 | 0 | 0
F5_Commercial_Restaurant_Existing_Cooling_Electric_Evaporative Central AC_E9 | F5 | Commercial | Restaurant | Existing | Cooling | Electric | Evaporative Central AC | E9 | RIM BC Ratio | 0 | 0 | 0 | 0 | 0 | 0 | 0 | 0 | 0 | 0 | 0 | 0 | 0 | 0 | 0 | 0 | 0 | 0 | 0 | 0 | 0 | 0 | 0 | 0 | 0 | 0 | 0 | 0 | 0 | 0
F5_Commercial_Restaurant_Existing_Cooling_Electric_Evaporative Central AC_E10 | F5 | Commercial | Restaurant | Existing | Cooling | Electric | Evaporative Central AC | E10 | RIM BC Ratio | 0 | 0 | 0 | 0 | 0 | 0 | 0 | 0 | 0 | 0 | 0 | 0 | 0 | 0 | 0 | 0 | 0 | 0 | 0 | 0 | 0 | 0 | 0 | 0 | 0 | 0 | 0 | 0 | 0 | 0
F0_Commercial_Restaurant_Existing_Cooling_Electric_Air-Source Heat Pump_E0 | F0 | Commercial | Restaurant | Existing | Cooling | Electric | Air-Source Heat Pump | E0 | Economic Unit | 0 | 0 | 0 | 0 | 0 | 0 | 0 | 0 | 0 | 0 | 0 | 0 | 0 | 0 | 0 | 0 | 0 | 0 | 0 | 0 | 0 | 0 | 0 | 0 | 0 | 0 | 0 | 0 | 0 | 0
F1_Commercial_Restaurant_Existing_Cooling_Electric_Air-Source Heat Pump_E1 | F1 | Commercial | Restaurant | Existing | Cooling | Electric | Air-Source Heat Pump | E1 | CCE | 0 | 0 | 0 | 0 | 0 | 0 | 0 | 0 | 0 | 0 | 0 | 0 | 0 | 0 | 0 | 0 | 0 | 0 | 0 | 0 | 0 | 0 | 0 | 0 | 0 | 0 | 0 | 0 | 0 | 0
F1_Commercial_Restaurant_Existing_Cooling_Electric_Air-Source Heat Pump_E2 | F1 | Commercial | Restaurant | Existing | Cooling | Electric | Air-Source Heat Pump | E2 | CCE | 0 | 0 | 0 | 0 | 0 | 0 | 0 | 0 | 0 | 0 | 0 | 0 | 0 | 0 | 0 | 0 | 0 | 0 | 0 | 0 | 0 | 0 | 0 | 0 | 0 | 0 | 0 | 0 | 0 | 0
F1_Commercial_Restaurant_Existing_Cooling_Electric_Air-Source Heat Pump_E3 | F1 | Commercial | Restaurant | Existing | Cooling | Electric | Air-Source Heat Pump | E3 | CCE | 0 | 0 | 0 | 0 | 0 | 0 | 0 | 0 | 0 | 0 | 0 | 0 | 0 | 0 | 0 | 0 | 0 | 0 | 0 | 0 | 0 | 0 | 0 | 0 | 0 | 0 | 0 | 0 | 0 | 0
F1_Commercial_Restaurant_Existing_Cooling_Electric_Air-Source Heat Pump_E4 | F1 | Commercial | Restaurant | Existing | Cooling | Electric | Air-Source Heat Pump | E4 | CCE | 0 | 0 | 0 | 0 | 0 | 0 | 0 | 0 | 0 | 0 | 0 | 0 | 0 | 0 | 0 | 0 | 0 | 0 | 0 | 0 | 0 | 0 | 0 | 0 | 0 | 0 | 0 | 0 | 0 | 0
F1_Commercial_Restaurant_Existing_Cooling_Electric_Air-Source Heat Pump_E5 | F1 | Commercial | Restaurant | Existing | Cooling | Electric | Air-Source Heat Pump | E5 | CCE | 0 | 0 | 0 | 0 | 0 | 0 | 0 | 0 | 0 | 0 | 0 | 0 | 0 | 0 | 0 | 0 | 0 | 0 | 0 | 0 | 0 | 0 | 0 | 0 | 0 | 0 | 0 | 0 | 0 | 0
F1_Commercial_Restaurant_Existing_Cooling_Electric_Air-Source Heat Pump_E6 | F1 | Commercial | Restaurant | Existing | Cooling | Electric | Air-Source Heat Pump | E6 | CCE | 0 | 0 | 0 | 0 | 0 | 0 | 0 | 0 | 0 | 0 | 0 | 0 | 0 | 0 | 0 | 0 | 0 | 0 | 0 | 0 | 0 | 0 | 0 | 0 | 0 | 0 | 0 | 0 | 0 | 0
F1_Commercial_Restaurant_Existing_Cooling_Electric_Air-Source Heat Pump_E7 | F1 | Commercial | Restaurant | Existing | Cooling | Electric | Air-Source Heat Pump | E7 | CCE | 0 | 0 | 0 | 0 | 0 | 0 | 0 | 0 | 0 | 0 | 0 | 0 | 0 | 0 | 0 | 0 | 0 | 0 | 0 | 0 | 0 | 0 | 0 | 0 | 0 | 0 | 0 | 0 | 0 | 0
F1_Commercial_Restaurant_Existing_Cooling_Electric_Air-Source Heat Pump_E8 | F1 | Commercial | Restaurant | Existing | Cooling | Electric | Air-Source Heat Pump | E8 | CCE | 0 | 0 | 0 | 0 | 0 | 0 | 0 | 0 | 0 | 0 | 0 | 0 | 0 | 0 | 0 | 0 | 0 | 0 | 0 | 0 | 0 | 0 | 0 | 0 | 0 | 0 | 0 | 0 | 0 | 0
F1_Commercial_Restaurant_Existing_Cooling_Electric_Air-Source Heat Pump_E9 | F1 | Commercial | Restaurant | Existing | Cooling | Electric | Air-Source Heat Pump | E9 | CCE | 0 | 0 | 0 | 0 | 0 | 0 | 0 | 0 | 0 | 0 | 0 | 0 | 0 | 0 | 0 | 0 | 0 | 0 | 0 | 0 | 0 | 0 | 0 | 0 | 0 | 0 | 0 | 0 | 0 | 0
F1_Commercial_Restaurant_Existing_Cooling_Electric_Air-Source Heat Pump_E10 | F1 | Commercial | Restaurant | Existing | Cooling | Electric | Air-Source Heat Pump | E10 | CCE | 0 | 0 | 0 | 0 | 0 | 0 | 0 | 0 | 0 | 0 | 0 | 0 | 0 | 0 | 0 | 0 | 0 | 0 | 0 | 0 | 0 | 0 | 0 | 0 | 0 | 0 | 0 | 0 | 0 | 0
F2_Commercial_Restaurant_Existing_Cooling_Electric_Air-Source Heat Pump_E1 | F2 | Commercial | Restaurant | Existing | Cooling | Electric | Air-Source Heat Pump | E1 | TRC BC Ratio | 0 | 0 | 0 | 0 | 0 | 0 | 0 | 0 | 0 | 0 | 0 | 0 | 0 | 0 | 0 | 0 | 0 | 0 | 0 | 0 | 0 | 0 | 0 | 0 | 0 | 0 | 0 | 0 | 0 | 0
F2_Commercial_Restaurant_Existing_Cooling_Electric_Air-Source Heat Pump_E2 | F2 | Commercial | Restaurant | Existing | Cooling | Electric | Air-Source Heat Pump | E2 | TRC BC Ratio | 0 | 0 | 0 | 0 | 0 | 0 | 0 | 0 | 0 | 0 | 0 | 0 | 0 | 0 | 0 | 0 | 0 | 0 | 0 | 0 | 0 | 0 | 0 | 0 | 0 | 0 | 0 | 0 | 0 | 0
F2_Commercial_Restaurant_Existing_Cooling_Electric_Air-Source Heat Pump_E3 | F2 | Commercial | Restaurant | Existing | Cooling | Electric | Air-Source Heat Pump | E3 | TRC BC Ratio | 0 | 0 | 0 | 0 | 0 | 0 | 0 | 0 | 0 | 0 | 0 | 0 | 0 | 0 | 0 | 0 | 0 | 0 | 0 | 0 | 0 | 0 | 0 | 0 | 0 | 0 | 0 | 0 | 0 | 0
F2_Commercial_Restaurant_Existing_Cooling_Electric_Air-Source Heat Pump_E4 | F2 | Commercial | Restaurant | Existing | Cooling | Electric | Air-Source Heat Pump | E4 | TRC BC Ratio | 0 | 0 | 0 | 0 | 0 | 0 | 0 | 0 | 0 | 0 | 0 | 0 | 0 | 0 | 0 | 0 | 0 | 0 | 0 | 0 | 0 | 0 | 0 | 0 | 0 | 0 | 0 | 0 | 0 | 0
F2_Commercial_Restaurant_Existing_Cooling_Electric_Air-Source Heat Pump_E5 | F2 | Commercial | Restaurant | Existing | Cooling | Electric | Air-Source Heat Pump | E5 | TRC BC Ratio | 0 | 0 | 0 | 0 | 0 | 0 | 0 | 0 | 0 | 0 | 0 | 0 | 0 | 0 | 0 | 0 | 0 | 0 | 0 | 0 | 0 | 0 | 0 | 0 | 0 | 0 | 0 | 0 | 0 | 0
F2_Commercial_Restaurant_Existing_Cooling_Electric_Air-Source Heat Pump_E6 | F2 | Commercial | Restaurant | Existing | Cooling | Electric | Air-Source Heat Pump | E6 | TRC BC Ratio | 0 | 0 | 0 | 0 | 0 | 0 | 0 | 0 | 0 | 0 | 0 | 0 | 0 | 0 | 0 | 0 | 0 | 0 | 0 | 0 | 0 | 0 | 0 | 0 | 0 | 0 | 0 | 0 | 0 | 0
F2_Commercial_Restaurant_Existing_Cooling_Electric_Air-Source Heat Pump_E7 | F2 | Commercial | Restaurant | Existing | Cooling | Electric | Air-Source Heat Pump | E7 | TRC BC Ratio | 0 | 0 | 0 | 0 | 0 | 0 | 0 | 0 | 0 | 0 | 0 | 0 | 0 | 0 | 0 | 0 | 0 | 0 | 0 | 0 | 0 | 0 | 0 | 0 | 0 | 0 | 0 | 0 | 0 | 0
F2_Commercial_Restaurant_Existing_Cooling_Electric_Air-Source Heat Pump_E8 | F2 | Commercial | Restaurant | Existing | Cooling | Electric | Air-Source Heat Pump | E8 | TRC BC Ratio | 0 | 0 | 0 | 0 | 0 | 0 | 0 | 0 | 0 | 0 | 0 | 0 | 0 | 0 | 0 | 0 | 0 | 0 | 0 | 0 | 0 | 0 | 0 | 0 | 0 | 0 | 0 | 0 | 0 | 0
F2_Commercial_Restaurant_Existing_Cooling_Electric_Air-Source Heat Pump_E9 | F2 | Commercial | Restaurant | Existing | Cooling | Electric | Air-Source Heat Pump | E9 | TRC BC Ratio | 0 | 0 | 0 | 0 | 0 | 0 | 0 | 0 | 0 | 0 | 0 | 0 | 0 | 0 | 0 | 0 | 0 | 0 | 0 | 0 | 0 | 0 | 0 | 0 | 0 | 0 | 0 | 0 | 0 | 0
F2_Commercial_Restaurant_Existing_Cooling_Electric_Air-Source Heat Pump_E10 | F2 | Commercial | Restaurant | Existing | Cooling | Electric | Air-Source Heat Pump | E10 | TRC BC Ratio | 0 | 0 | 0 | 0 | 0 | 0 | 0 | 0 | 0 | 0 | 0 | 0 | 0 | 0 | 0 | 0 | 0 | 0 | 0 | 0 | 0 | 0 | 0 | 0 | 0 | 0 | 0 | 0 | 0 | 0
F3_Commercial_Restaurant_Existing_Cooling_Electric_Air-Source Heat Pump_E1 | F3 | Commercial | Restaurant | Existing | Cooling | Electric | Air-Source Heat Pump | E1 | PACT BC Ratio | 0 | 0 | 0 | 0 | 0 | 0 | 0 | 0 | 0 | 0 | 0 | 0 | 0 | 0 | 0 | 0 | 0 | 0 | 0 | 0 | 0 | 0 | 0 | 0 | 0 | 0 | 0 | 0 | 0 | 0
F3_Commercial_Restaurant_Existing_Cooling_Electric_Air-Source Heat Pump_E2 | F3 | Commercial | Restaurant | Existing | Cooling | Electric | Air-Source Heat Pump | E2 | PACT BC Ratio | 0 | 0 | 0 | 0 | 0 | 0 | 0 | 0 | 0 | 0 | 0 | 0 | 0 | 0 | 0 | 0 | 0 | 0 | 0 | 0 | 0 | 0 | 0 | 0 | 0 | 0 | 0 | 0 | 0 | 0
F3_Commercial_Restaurant_Existing_Cooling_Electric_Air-Source Heat Pump_E3 | F3 | Commercial | Restaurant | Existing | Cooling | Electric | Air-Source Heat Pump | E3 | PACT BC Ratio | 0 | 0 | 0 | 0 | 0 | 0 | 0 | 0 | 0 | 0 | 0 | 0 | 0 | 0 | 0 | 0 | 0 | 0 | 0 | 0 | 0 | 0 | 0 | 0 | 0 | 0 | 0 | 0 | 0 | 0
F3_Commercial_Restaurant_Existing_Cooling_Electric_Air-Source Heat Pump_E4 | F3 | Commercial | Restaurant | Existing | Cooling | Electric | Air-Source Heat Pump | E4 | PACT BC Ratio | 0 | 0 | 0 | 0 | 0 | 0 | 0 | 0 | 0 | 0 | 0 | 0 | 0 | 0 | 0 | 0 | 0 | 0 | 0 | 0 | 0 | 0 | 0 | 0 | 0 | 0 | 0 | 0 | 0 | 0
F3_Commercial_Restaurant_Existing_Cooling_Electric_Air-Source Heat Pump_E5 | F3 | Commercial | Restaurant | Existing | Cooling | Electric | Air-Source Heat Pump | E5 | PACT BC Ratio | 0 | 0 | 0 | 0 | 0 | 0 | 0 | 0 | 0 | 0 | 0 | 0 | 0 | 0 | 0 | 0 | 0 | 0 | 0 | 0 | 0 | 0 | 0 | 0 | 0 | 0 | 0 | 0 | 0 | 0
F3_Commercial_Restaurant_Existing_Cooling_Electric_Air-Source Heat Pump_E6 | F3 | Commercial | Restaurant | Existing | Cooling | Electric | Air-Source Heat Pump | E6 | PACT BC Ratio | 0 | 0 | 0 | 0 | 0 | 0 | 0 | 0 | 0 | 0 | 0 | 0 | 0 | 0 | 0 | 0 | 0 | 0 | 0 | 0 | 0 | 0 | 0 | 0 | 0 | 0 | 0 | 0 | 0 | 0
F3_Commercial_Restaurant_Existing_Cooling_Electric_Air-Source Heat Pump_E7 | F3 | Commercial | Restaurant | Existing | Cooling | Electric | Air-Source Heat Pump | E7 | PACT BC Ratio | 0 | 0 | 0 | 0 | 0 | 0 | 0 | 0 | 0 | 0 | 0 | 0 | 0 | 0 | 0 | 0 | 0 | 0 | 0 | 0 | 0 | 0 | 0 | 0 | 0 | 0 | 0 | 0 | 0 | 0
F3_Commercial_Restaurant_Existing_Cooling_Electric_Air-Source Heat Pump_E8 | F3 | Commercial | Restaurant | Existing | Cooling | Electric | Air-Source Heat Pump | E8 | PACT BC Ratio | 0 | 0 | 0 | 0 | 0 | 0 | 0 | 0 | 0 | 0 | 0 | 0 | 0 | 0 | 0 | 0 | 0 | 0 | 0 | 0 | 0 | 0 | 0 | 0 | 0 | 0 | 0 | 0 | 0 | 0
F3_Commercial_Restaurant_Existing_Cooling_Electric_Air-Source Heat Pump_E9 | F3 | Commercial | Restaurant | Existing | Cooling | Electric | Air-Source Heat Pump | E9 | PACT BC Ratio | 0 | 0 | 0 | 0 | 0 | 0 | 0 | 0 | 0 | 0 | 0 | 0 | 0 | 0 | 0 | 0 | 0 | 0 | 0 | 0 | 0 | 0 | 0 | 0 | 0 | 0 | 0 | 0 | 0 | 0
F3_Commercial_Restaurant_Existing_Cooling_Electric_Air-Source Heat Pump_E10 | F3 | Commercial | Restaurant | Existing | Cooling | Electric | Air-Source Heat Pump | E10 | PACT BC Ratio | 0 | 0 | 0 | 0 | 0 | 0 | 0 | 0 | 0 | 0 | 0 | 0 | 0 | 0 | 0 | 0 | 0 | 0 | 0 | 0 | 0 | 0 | 0 | 0 | 0 | 0 | 0 | 0 | 0 | 0
F4_Commercial_Restaurant_Existing_Cooling_Electric_Air-Source Heat Pump_E1 | F4 | Commercial | Restaurant | Existing | Cooling | Electric | Air-Source Heat Pump | E1 | RVT BC Ratio | 0 | 0 | 0 | 0 | 0 | 0 | 0 | 0 | 0 | 0 | 0 | 0 | 0 | 0 | 0 | 0 | 0 | 0 | 0 | 0 | 0 | 0 | 0 | 0 | 0 | 0 | 0 | 0 | 0 | 0
F4_Commercial_Restaurant_Existing_Cooling_Electric_Air-Source Heat Pump_E2 | F4 | Commercial | Restaurant | Existing | Cooling | Electric | Air-Source Heat Pump | E2 | RVT BC Ratio | 0 | 0 | 0 | 0 | 0 | 0 | 0 | 0 | 0 | 0 | 0 | 0 | 0 | 0 | 0 | 0 | 0 | 0 | 0 | 0 | 0 | 0 | 0 | 0 | 0 | 0 | 0 | 0 | 0 | 0
F4_Commercial_Restaurant_Existing_Cooling_Electric_Air-Source Heat Pump_E3 | F4 | Commercial | Restaurant | Existing | Cooling | Electric | Air-Source Heat Pump | E3 | RVT BC Ratio | 0 | 0 | 0 | 0 | 0 | 0 | 0 | 0 | 0 | 0 | 0 | 0 | 0 | 0 | 0 | 0 | 0 | 0 | 0 | 0 | 0 | 0 | 0 | 0 | 0 | 0 | 0 | 0 | 0 | 0
F4_Commercial_Restaurant_Existing_Cooling_Electric_Air-Source Heat Pump_E4 | F4 | Commercial | Restaurant | Existing | Cooling | Electric | Air-Source Heat Pump | E4 | RVT BC Ratio | 0 | 0 | 0 | 0 | 0 | 0 | 0 | 0 | 0 | 0 | 0 | 0 | 0 | 0 | 0 | 0 | 0 | 0 | 0 | 0 | 0 | 0 | 0 | 0 | 0 | 0 | 0 | 0 | 0 | 0
F4_Commercial_Restaurant_Existing_Cooling_Electric_Air-Source Heat Pump_E5 | F4 | Commercial | Restaurant | Existing | Cooling | Electric | Air-Source Heat Pump | E5 | RVT BC Ratio | 0 | 0 | 0 | 0 | 0 | 0 | 0 | 0 | 0 | 0 | 0 | 0 | 0 | 0 | 0 | 0 | 0 | 0 | 0 | 0 | 0 | 0 | 0 | 0 | 0 | 0 | 0 | 0 | 0 | 0
F4_Commercial_Restaurant_Existing_Cooling_Electric_Air-Source Heat Pump_E6 | F4 | Commercial | Restaurant | Existing | Cooling | Electric | Air-Source Heat Pump | E6 | RVT BC Ratio | 0 | 0 | 0 | 0 | 0 | 0 | 0 | 0 | 0 | 0 | 0 | 0 | 0 | 0 | 0 | 0 | 0 | 0 | 0 | 0 | 0 | 0 | 0 | 0 | 0 | 0 | 0 | 0 | 0 | 0
F4_Commercial_Restaurant_Existing_Cooling_Electric_Air-Source Heat Pump_E7 | F4 | Commercial | Restaurant | Existing | Cooling | Electric | Air-Source Heat Pump | E7 | RVT BC Ratio | 0 | 0 | 0 | 0 | 0 | 0 | 0 | 0 | 0 | 0 | 0 | 0 | 0 | 0 | 0 | 0 | 0 | 0 | 0 | 0 | 0 | 0 | 0 | 0 | 0 | 0 | 0 | 0 | 0 | 0
F4_Commercial_Restaurant_Existing_Cooling_Electric_Air-Source Heat Pump_E8 | F4 | Commercial | Restaurant | Existing | Cooling | Electric | Air-Source Heat Pump | E8 | RVT BC Ratio | 0 | 0 | 0 | 0 | 0 | 0 | 0 | 0 | 0 | 0 | 0 | 0 | 0 | 0 | 0 | 0 | 0 | 0 | 0 | 0 | 0 | 0 | 0 | 0 | 0 | 0 | 0 | 0 | 0 | 0
F4_Commercial_Restaurant_Existing_Cooling_Electric_Air-Source Heat Pump_E9 | F4 | Commercial | Restaurant | Existing | Cooling | Electric | Air-Source Heat Pump | E9 | RVT BC Ratio | 0 | 0 | 0 | 0 | 0 | 0 | 0 | 0 | 0 | 0 | 0 | 0 | 0 | 0 | 0 | 0 | 0 | 0 | 0 | 0 | 0 | 0 | 0 | 0 | 0 | 0 | 0 | 0 | 0 | 0
F4_Commercial_Restaurant_Existing_Cooling_Electric_Air-Source Heat Pump_E10 | F4 | Commercial | Restaurant | Existing | Cooling | Electric | Air-Source Heat Pump | E10 | RVT BC Ratio | 0 | 0 | 0 | 0 | 0 | 0 | 0 | 0 | 0 | 0 | 0 | 0 | 0 | 0 | 0 | 0 | 0 | 0 | 0 | 0 | 0 | 0 | 0 | 0 | 0 | 0 | 0 | 0 | 0 | 0
F5_Commercial_Restaurant_Existing_Cooling_Electric_Air-Source Heat Pump_E1 | F5 | Commercial | Restaurant | Existing | Cooling | Electric | Air-Source Heat Pump | E1 | RIM BC Ratio | 0 | 0 | 0 | 0 | 0 | 0 | 0 | 0 | 0 | 0 | 0 | 0 | 0 | 0 | 0 | 0 | 0 | 0 | 0 | 0 | 0 | 0 | 0 | 0 | 0 | 0 | 0 | 0 | 0 | 0
F5_Commercial_Restaurant_Existing_Cooling_Electric_Air-Source Heat Pump_E2 | F5 | Commercial | Restaurant | Existing | Cooling | Electric | Air-Source Heat Pump | E2 | RIM BC Ratio | 0 | 0 | 0 | 0 | 0 | 0 | 0 | 0 | 0 | 0 | 0 | 0 | 0 | 0 | 0 | 0 | 0 | 0 | 0 | 0 | 0 | 0 | 0 | 0 | 0 | 0 | 0 | 0 | 0 | 0
F5_Commercial_Restaurant_Existing_Cooling_Electric_Air-Source Heat Pump_E3 | F5 | Commercial | Restaurant | Existing | Cooling | Electric | Air-Source Heat Pump | E3 | RIM BC Ratio | 0 | 0 | 0 | 0 | 0 | 0 | 0 | 0 | 0 | 0 | 0 | 0 | 0 | 0 | 0 | 0 | 0 | 0 | 0 | 0 | 0 | 0 | 0 | 0 | 0 | 0 | 0 | 0 | 0 | 0
F5_Commercial_Restaurant_Existing_Cooling_Electric_Air-Source Heat Pump_E4 | F5 | Commercial | Restaurant | Existing | Cooling | Electric | Air-Source Heat Pump | E4 | RIM BC Ratio | 0 | 0 | 0 | 0 | 0 | 0 | 0 | 0 | 0 | 0 | 0 | 0 | 0 | 0 | 0 | 0 | 0 | 0 | 0 | 0 | 0 | 0 | 0 | 0 | 0 | 0 | 0 | 0 | 0 | 0
F5_Commercial_Restaurant_Existing_Cooling_Electric_Air-Source Heat Pump_E5 | F5 | Commercial | Restaurant | Existing | Cooling | Electric | Air-Source Heat Pump | E5 | RIM BC Ratio | 0 | 0 | 0 | 0 | 0 | 0 | 0 | 0 | 0 | 0 | 0 | 0 | 0 | 0 | 0 | 0 | 0 | 0 | 0 | 0 | 0 | 0 | 0 | 0 | 0 | 0 | 0 | 0 | 0 | 0
F5_Commercial_Restaurant_Existing_Cooling_Electric_Air-Source Heat Pump_E6 | F5 | Commercial | Restaurant | Existing | Cooling | Electric | Air-Source Heat Pump | E6 | RIM BC Ratio | 0 | 0 | 0 | 0 | 0 | 0 | 0 | 0 | 0 | 0 | 0 | 0 | 0 | 0 | 0 | 0 | 0 | 0 | 0 | 0 | 0 | 0 | 0 | 0 | 0 | 0 | 0 | 0 | 0 | 0
F5_Commercial_Restaurant_Existing_Cooling_Electric_Air-Source Heat Pump_E7 | F5 | Commercial | Restaurant | Existing | Cooling | Electric | Air-Source Heat Pump | E7 | RIM BC Ratio | 0 | 0 | 0 | 0 | 0 | 0 | 0 | 0 | 0 | 0 | 0 | 0 | 0 | 0 | 0 | 0 | 0 | 0 | 0 | 0 | 0 | 0 | 0 | 0 | 0 | 0 | 0 | 0 | 0 | 0
F5_Commercial_Restaurant_Existing_Cooling_Electric_Air-Source Heat Pump_E8 | F5 | Commercial | Restaurant | Existing | Cooling | Electric | Air-Source Heat Pump | E8 | RIM BC Ratio | 0 | 0 | 0 | 0 | 0 | 0 | 0 | 0 | 0 | 0 | 0 | 0 | 0 | 0 | 0 | 0 | 0 | 0 | 0 | 0 | 0 | 0 | 0 | 0 | 0 | 0 | 0 | 0 | 0 | 0
F5_Commercial_Restaurant_Existing_Cooling_Electric_Air-Source Heat Pump_E9 | F5 | Commercial | Restaurant | Existing | Cooling | Electric | Air-Source Heat Pump | E9 | RIM BC Ratio | 0 | 0 | 0 | 0 | 0 | 0 | 0 | 0 | 0 | 0 | 0 | 0 | 0 | 0 | 0 | 0 | 0 | 0 | 0 | 0 | 0 | 0 | 0 | 0 | 0 | 0 | 0 | 0 | 0 | 0
F5_Commercial_Restaurant_Existing_Cooling_Electric_Air-Source Heat Pump_E10 | F5 | Commercial | Restaurant | Existing | Cooling | Electric | Air-Source Heat Pump | E10 | RIM BC Ratio | 0 | 0 | 0 | 0 | 0 | 0 | 0 | 0 | 0 | 0 | 0 | 0 | 0 | 0 | 0 | 0 | 0 | 0 | 0 | 0 | 0 | 0 | 0 | 0 | 0 | 0 | 0 | 0 | 0 | 0
F0_Commercial_Restaurant_Existing_Cooling_Electric_Geothermal Heat Pump_E0 | F0 | Commercial | Restaurant | Existing | Cooling | Electric | Geothermal Heat Pump | E0 | Economic Unit | 0 | 0 | 0 | 0 | 0 | 0 | 0 | 0 | 0 | 0 | 0 | 0 | 0 | 0 | 0 | 0 | 0 | 0 | 0 | 0 | 0 | 0 | 0 | 0 | 0 | 0 | 0 | 0 | 0 | 0
F1_Commercial_Restaurant_Existing_Cooling_Electric_Geothermal Heat Pump_E1 | F1 | Commercial | Restaurant | Existing | Cooling | Electric | Geothermal Heat Pump | E1 | CCE | 0 | 0 | 0 | 0 | 0 | 0 | 0 | 0 | 0 | 0 | 0 | 0 | 0 | 0 | 0 | 0 | 0 | 0 | 0 | 0 | 0 | 0 | 0 | 0 | 0 | 0 | 0 | 0 | 0 | 0
F1_Commercial_Restaurant_Existing_Cooling_Electric_Geothermal Heat Pump_E2 | F1 | Commercial | Restaurant | Existing | Cooling | Electric | Geothermal Heat Pump | E2 | CCE | 0 | 0 | 0 | 0 | 0 | 0 | 0 | 0 | 0 | 0 | 0 | 0 | 0 | 0 | 0 | 0 | 0 | 0 | 0 | 0 | 0 | 0 | 0 | 0 | 0 | 0 | 0 | 0 | 0 | 0
F1_Commercial_Restaurant_Existing_Cooling_Electric_Geothermal Heat Pump_E3 | F1 | Commercial | Restaurant | Existing | Cooling | Electric | Geothermal Heat Pump | E3 | CCE | 0 | 0 | 0 | 0 | 0 | 0 | 0 | 0 | 0 | 0 | 0 | 0 | 0 | 0 | 0 | 0 | 0 | 0 | 0 | 0 | 0 | 0 | 0 | 0 | 0 | 0 | 0 | 0 | 0 | 0
F1_Commercial_Restaurant_Existing_Cooling_Electric_Geothermal Heat Pump_E4 | F1 | Commercial | Restaurant | Existing | Cooling | Electric | Geothermal Heat Pump | E4 | CCE | 0 | 0 | 0 | 0 | 0 | 0 | 0 | 0 | 0 | 0 | 0 | 0 | 0 | 0 | 0 | 0 | 0 | 0 | 0 | 0 | 0 | 0 | 0 | 0 | 0 | 0 | 0 | 0 | 0 | 0
F1_Commercial_Restaurant_Existing_Cooling_Electric_Geothermal Heat Pump_E5 | F1 | Commercial | Restaurant | Existing | Cooling | Electric | Geothermal Heat Pump | E5 | CCE | 0 | 0 | 0 | 0 | 0 | 0 | 0 | 0 | 0 | 0 | 0 | 0 | 0 | 0 | 0 | 0 | 0 | 0 | 0 | 0 | 0 | 0 | 0 | 0 | 0 | 0 | 0 | 0 | 0 | 0
F1_Commercial_Restaurant_Existing_Cooling_Electric_Geothermal Heat Pump_E6 | F1 | Commercial | Restaurant | Existing | Cooling | Electric | Geothermal Heat Pump | E6 | CCE | 0 | 0 | 0 | 0 | 0 | 0 | 0 | 0 | 0 | 0 | 0 | 0 | 0 | 0 | 0 | 0 | 0 | 0 | 0 | 0 | 0 | 0 | 0 | 0 | 0 | 0 | 0 | 0 | 0 | 0
F1_Commercial_Restaurant_Existing_Cooling_Electric_Geothermal Heat Pump_E7 | F1 | Commercial | Restaurant | Existing | Cooling | Electric | Geothermal Heat Pump | E7 | CCE | 0 | 0 | 0 | 0 | 0 | 0 | 0 | 0 | 0 | 0 | 0 | 0 | 0 | 0 | 0 | 0 | 0 | 0 | 0 | 0 | 0 | 0 | 0 | 0 | 0 | 0 | 0 | 0 | 0 | 0
F1_Commercial_Restaurant_Existing_Cooling_Electric_Geothermal Heat Pump_E8 | F1 | Commercial | Restaurant | Existing | Cooling | Electric | Geothermal Heat Pump | E8 | CCE | 0 | 0 | 0 | 0 | 0 | 0 | 0 | 0 | 0 | 0 | 0 | 0 | 0 | 0 | 0 | 0 | 0 | 0 | 0 | 0 | 0 | 0 | 0 | 0 | 0 | 0 | 0 | 0 | 0 | 0
F1_Commercial_Restaurant_Existing_Cooling_Electric_Geothermal Heat Pump_E9 | F1 | Commercial | Restaurant | Existing | Cooling | Electric | Geothermal Heat Pump | E9 | CCE | 0 | 0 | 0 | 0 | 0 | 0 | 0 | 0 | 0 | 0 | 0 | 0 | 0 | 0 | 0 | 0 | 0 | 0 | 0 | 0 | 0 | 0 | 0 | 0 | 0 | 0 | 0 | 0 | 0 | 0
F1_Commercial_Restaurant_Existing_Cooling_Electric_Geothermal Heat Pump_E10 | F1 | Commercial | Restaurant | Existing | Cooling | Electric | Geothermal Heat Pump | E10 | CCE | 0 | 0 | 0 | 0 | 0 | 0 | 0 | 0 | 0 | 0 | 0 | 0 | 0 | 0 | 0 | 0 | 0 | 0 | 0 | 0 | 0 | 0 | 0 | 0 | 0 | 0 | 0 | 0 | 0 | 0
F2_Commercial_Restaurant_Existing_Cooling_Electric_Geothermal Heat Pump_E1 | F2 | Commercial | Restaurant | Existing | Cooling | Electric | Geothermal Heat Pump | E1 | TRC BC Ratio | 0 | 0 | 0 | 0 | 0 | 0 | 0 | 0 | 0 | 0 | 0 | 0 | 0 | 0 | 0 | 0 | 0 | 0 | 0 | 0 | 0 | 0 | 0 | 0 | 0 | 0 | 0 | 0 | 0 | 0
F2_Commercial_Restaurant_Existing_Cooling_Electric_Geothermal Heat Pump_E2 | F2 | Commercial | Restaurant | Existing | Cooling | Electric | Geothermal Heat Pump | E2 | TRC BC Ratio | 0 | 0 | 0 | 0 | 0 | 0 | 0 | 0 | 0 | 0 | 0 | 0 | 0 | 0 | 0 | 0 | 0 | 0 | 0 | 0 | 0 | 0 | 0 | 0 | 0 | 0 | 0 | 0 | 0 | 0
F2_Commercial_Restaurant_Existing_Cooling_Electric_Geothermal Heat Pump_E3 | F2 | Commercial | Restaurant | Existing | Cooling | Electric | Geothermal Heat Pump | E3 | TRC BC Ratio | 0 | 0 | 0 | 0 | 0 | 0 | 0 | 0 | 0 | 0 | 0 | 0 | 0 | 0 | 0 | 0 | 0 | 0 | 0 | 0 | 0 | 0 | 0 | 0 | 0 | 0 | 0 | 0 | 0 | 0
F2_Commercial_Restaurant_Existing_Cooling_Electric_Geothermal Heat Pump_E4 | F2 | Commercial | Restaurant | Existing | Cooling | Electric | Geothermal Heat Pump | E4 | TRC BC Ratio | 0 | 0 | 0 | 0 | 0 | 0 | 0 | 0 | 0 | 0 | 0 | 0 | 0 | 0 | 0 | 0 | 0 | 0 | 0 | 0 | 0 | 0 | 0 | 0 | 0 | 0 | 0 | 0 | 0 | 0
F2_Commercial_Restaurant_Existing_Cooling_Electric_Geothermal Heat Pump_E5 | F2 | Commercial | Restaurant | Existing | Cooling | Electric | Geothermal Heat Pump | E5 | TRC BC Ratio | 0 | 0 | 0 | 0 | 0 | 0 | 0 | 0 | 0 | 0 | 0 | 0 | 0 | 0 | 0 | 0 | 0 | 0 | 0 | 0 | 0 | 0 | 0 | 0 | 0 | 0 | 0 | 0 | 0 | 0
F2_Commercial_Restaurant_Existing_Cooling_Electric_Geothermal Heat Pump_E6 | F2 | Commercial | Restaurant | Existing | Cooling | Electric | Geothermal Heat Pump | E6 | TRC BC Ratio | 0 | 0 | 0 | 0 | 0 | 0 | 0 | 0 | 0 | 0 | 0 | 0 | 0 | 0 | 0 | 0 | 0 | 0 | 0 | 0 | 0 | 0 | 0 | 0 | 0 | 0 | 0 | 0 | 0 | 0
F2_Commercial_Restaurant_Existing_Cooling_Electric_Geothermal Heat Pump_E7 | F2 | Commercial | Restaurant | Existing | Cooling | Electric | Geothermal Heat Pump | E7 | TRC BC Ratio | 0 | 0 | 0 | 0 | 0 | 0 | 0 | 0 | 0 | 0 | 0 | 0 | 0 | 0 | 0 | 0 | 0 | 0 | 0 | 0 | 0 | 0 | 0 | 0 | 0 | 0 | 0 | 0 | 0 | 0
F2_Commercial_Restaurant_Existing_Cooling_Electric_Geothermal Heat Pump_E8 | F2 | Commercial | Restaurant | Existing | Cooling | Electric | Geothermal Heat Pump | E8 | TRC BC Ratio | 0 | 0 | 0 | 0 | 0 | 0 | 0 | 0 | 0 | 0 | 0 | 0 | 0 | 0 | 0 | 0 | 0 | 0 | 0 | 0 | 0 | 0 | 0 | 0 | 0 | 0 | 0 | 0 | 0 | 0
F2_Commercial_Restaurant_Existing_Cooling_Electric_Geothermal Heat Pump_E9 | F2 | Commercial | Restaurant | Existing | Cooling | Electric | Geothermal Heat Pump | E9 | TRC BC Ratio | 0 | 0 | 0 | 0 | 0 | 0 | 0 | 0 | 0 | 0 | 0 | 0 | 0 | 0 | 0 | 0 | 0 | 0 | 0 | 0 | 0 | 0 | 0 | 0 | 0 | 0 | 0 | 0 | 0 | 0
F2_Commercial_Restaurant_Existing_Cooling_Electric_Geothermal Heat Pump_E10 | F2 | Commercial | Restaurant | Existing | Cooling | Electric | Geothermal Heat Pump | E10 | TRC BC Ratio | 0 | 0 | 0 | 0 | 0 | 0 | 0 | 0 | 0 | 0 | 0 | 0 | 0 | 0 | 0 | 0 | 0 | 0 | 0 | 0 | 0 | 0 | 0 | 0 | 0 | 0 | 0 | 0 | 0 | 0
F3_Commercial_Restaurant_Existing_Cooling_Electric_Geothermal Heat Pump_E1 | F3 | Commercial | Restaurant | Existing | Cooling | Electric | Geothermal Heat Pump | E1 | PACT BC Ratio | 0 | 0 | 0 | 0 | 0 | 0 | 0 | 0 | 0 | 0 | 0 | 0 | 0 | 0 | 0 | 0 | 0 | 0 | 0 | 0 | 0 | 0 | 0 | 0 | 0 | 0 | 0 | 0 | 0 | 0
F3_Commercial_Restaurant_Existing_Cooling_Electric_Geothermal Heat Pump_E2 | F3 | Commercial | Restaurant | Existing | Cooling | Electric | Geothermal Heat Pump | E2 | PACT BC Ratio | 0 | 0 | 0 | 0 | 0 | 0 | 0 | 0 | 0 | 0 | 0 | 0 | 0 | 0 | 0 | 0 | 0 | 0 | 0 | 0 | 0 | 0 | 0 | 0 | 0 | 0 | 0 | 0 | 0 | 0
F3_Commercial_Restaurant_Existing_Cooling_Electric_Geothermal Heat Pump_E3 | F3 | Commercial | Restaurant | Existing | Cooling | Electric | Geothermal Heat Pump | E3 | PACT BC Ratio | 0 | 0 | 0 | 0 | 0 | 0 | 0 | 0 | 0 | 0 | 0 | 0 | 0 | 0 | 0 | 0 | 0 | 0 | 0 | 0 | 0 | 0 | 0 | 0 | 0 | 0 | 0 | 0 | 0 | 0
F3_Commercial_Restaurant_Existing_Cooling_Electric_Geothermal Heat Pump_E4 | F3 | Commercial | Restaurant | Existing | Cooling | Electric | Geothermal Heat Pump | E4 | PACT BC Ratio | 0 | 0 | 0 | 0 | 0 | 0 | 0 | 0 | 0 | 0 | 0 | 0 | 0 | 0 | 0 | 0 | 0 | 0 | 0 | 0 | 0 | 0 | 0 | 0 | 0 | 0 | 0 | 0 | 0 | 0
F3_Commercial_Restaurant_Existing_Cooling_Electric_Geothermal Heat Pump_E5 | F3 | Commercial | Restaurant | Existing | Cooling | Electric | Geothermal Heat Pump | E5 | PACT BC Ratio | 0 | 0 | 0 | 0 | 0 | 0 | 0 | 0 | 0 | 0 | 0 | 0 | 0 | 0 | 0 | 0 | 0 | 0 | 0 | 0 | 0 | 0 | 0 | 0 | 0 | 0 | 0 | 0 | 0 | 0
F3_Commercial_Restaurant_Existing_Cooling_Electric_Geothermal Heat Pump_E6 | F3 | Commercial | Restaurant | Existing | Cooling | Electric | Geothermal Heat Pump | E6 | PACT BC Ratio | 0 | 0 | 0 | 0 | 0 | 0 | 0 | 0 | 0 | 0 | 0 | 0 | 0 | 0 | 0 | 0 | 0 | 0 | 0 | 0 | 0 | 0 | 0 | 0 | 0 | 0 | 0 | 0 | 0 | 0
F3_Commercial_Restaurant_Existing_Cooling_Electric_Geothermal Heat Pump_E7 | F3 | Commercial | Restaurant | Existing | Cooling | Electric | Geothermal Heat Pump | E7 | PACT BC Ratio | 0 | 0 | 0 | 0 | 0 | 0 | 0 | 0 | 0 | 0 | 0 | 0 | 0 | 0 | 0 | 0 | 0 | 0 | 0 | 0 | 0 | 0 | 0 | 0 | 0 | 0 | 0 | 0 | 0 | 0
F3_Commercial_Restaurant_Existing_Cooling_Electric_Geothermal Heat Pump_E8 | F3 | Commercial | Restaurant | Existing | Cooling | Electric | Geothermal Heat Pump | E8 | PACT BC Ratio | 0 | 0 | 0 | 0 | 0 | 0 | 0 | 0 | 0 | 0 | 0 | 0 | 0 | 0 | 0 | 0 | 0 | 0 | 0 | 0 | 0 | 0 | 0 | 0 | 0 | 0 | 0 | 0 | 0 | 0
F3_Commercial_Restaurant_Existing_Cooling_Electric_Geothermal Heat Pump_E9 | F3 | Commercial | Restaurant | Existing | Cooling | Electric | Geothermal Heat Pump | E9 | PACT BC Ratio | 0 | 0 | 0 | 0 | 0 | 0 | 0 | 0 | 0 | 0 | 0 | 0 | 0 | 0 | 0 | 0 | 0 | 0 | 0 | 0 | 0 | 0 | 0 | 0 | 0 | 0 | 0 | 0 | 0 | 0
F3_Commercial_Restaurant_Existing_Cooling_Electric_Geothermal Heat Pump_E10 | F3 | Commercial | Restaurant | Existing | Cooling | Electric | Geothermal Heat Pump | E10 | PACT BC Ratio | 0 | 0 | 0 | 0 | 0 | 0 | 0 | 0 | 0 | 0 | 0 | 0 | 0 | 0 | 0 | 0 | 0 | 0 | 0 | 0 | 0 | 0 | 0 | 0 | 0 | 0 | 0 | 0 | 0 | 0
F4_Commercial_Restaurant_Existing_Cooling_Electric_Geothermal Heat Pump_E1 | F4 | Commercial | Restaurant | Existing | Cooling | Electric | Geothermal Heat Pump | E1 | RVT BC Ratio | 0 | 0 | 0 | 0 | 0 | 0 | 0 | 0 | 0 | 0 | 0 | 0 | 0 | 0 | 0 | 0 | 0 | 0 | 0 | 0 | 0 | 0 | 0 | 0 | 0 | 0 | 0 | 0 | 0 | 0
F4_Commercial_Restaurant_Existing_Cooling_Electric_Geothermal Heat Pump_E2 | F4 | Commercial | Restaurant | Existing | Cooling | Electric | Geothermal Heat Pump | E2 | RVT BC Ratio | 0 | 0 | 0 | 0 | 0 | 0 | 0 | 0 | 0 | 0 | 0 | 0 | 0 | 0 | 0 | 0 | 0 | 0 | 0 | 0 | 0 | 0 | 0 | 0 | 0 | 0 | 0 | 0 | 0 | 0
F4_Commercial_Restaurant_Existing_Cooling_Electric_Geothermal Heat Pump_E3 | F4 | Commercial | Restaurant | Existing | Cooling | Electric | Geothermal Heat Pump | E3 | RVT BC Ratio | 0 | 0 | 0 | 0 | 0 | 0 | 0 | 0 | 0 | 0 | 0 | 0 | 0 | 0 | 0 | 0 | 0 | 0 | 0 | 0 | 0 | 0 | 0 | 0 | 0 | 0 | 0 | 0 | 0 | 0
F4_Commercial_Restaurant_Existing_Cooling_Electric_Geothermal Heat Pump_E4 | F4 | Commercial | Restaurant | Existing | Cooling | Electric | Geothermal Heat Pump | E4 | RVT BC Ratio | 0 | 0 | 0 | 0 | 0 | 0 | 0 | 0 | 0 | 0 | 0 | 0 | 0 | 0 | 0 | 0 | 0 | 0 | 0 | 0 | 0 | 0 | 0 | 0 | 0 | 0 | 0 | 0 | 0 | 0
F4_Commercial_Restaurant_Existing_Cooling_Electric_Geothermal Heat Pump_E5 | F4 | Commercial | Restaurant | Existing | Cooling | Electric | Geothermal Heat Pump | E5 | RVT BC Ratio | 0 | 0 | 0 | 0 | 0 | 0 | 0 | 0 | 0 | 0 | 0 | 0 | 0 | 0 | 0 | 0 | 0 | 0 | 0 | 0 | 0 | 0 | 0 | 0 | 0 | 0 | 0 | 0 | 0 | 0
F4_Commercial_Restaurant_Existing_Cooling_Electric_Geothermal Heat Pump_E6 | F4 | Commercial | Restaurant | Existing | Cooling | Electric | Geothermal Heat Pump | E6 | RVT BC Ratio | 0 | 0 | 0 | 0 | 0 | 0 | 0 | 0 | 0 | 0 | 0 | 0 | 0 | 0 | 0 | 0 | 0 | 0 | 0 | 0 | 0 | 0 | 0 | 0 | 0 | 0 | 0 | 0 | 0 | 0
F4_Commercial_Restaurant_Existing_Cooling_Electric_Geothermal Heat Pump_E7 | F4 | Commercial | Restaurant | Existing | Cooling | Electric | Geothermal Heat Pump | E7 | RVT BC Ratio | 0 | 0 | 0 | 0 | 0 | 0 | 0 | 0 | 0 | 0 | 0 | 0 | 0 | 0 | 0 | 0 | 0 | 0 | 0 | 0 | 0 | 0 | 0 | 0 | 0 | 0 | 0 | 0 | 0 | 0
F4_Commercial_Restaurant_Existing_Cooling_Electric_Geothermal Heat Pump_E8 | F4 | Commercial | Restaurant | Existing | Cooling | Electric | Geothermal Heat Pump | E8 | RVT BC Ratio | 0 | 0 | 0 | 0 | 0 | 0 | 0 | 0 | 0 | 0 | 0 | 0 | 0 | 0 | 0 | 0 | 0 | 0 | 0 | 0 | 0 | 0 | 0 | 0 | 0 | 0 | 0 | 0 | 0 | 0
F4_Commercial_Restaurant_Existing_Cooling_Electric_Geothermal Heat Pump_E9 | F4 | Commercial | Restaurant | Existing | Cooling | Electric | Geothermal Heat Pump | E9 | RVT BC Ratio | 0 | 0 | 0 | 0 | 0 | 0 | 0 | 0 | 0 | 0 | 0 | 0 | 0 | 0 | 0 | 0 | 0 | 0 | 0 | 0 | 0 | 0 | 0 | 0 | 0 | 0 | 0 | 0 | 0 | 0
F4_Commercial_Restaurant_Existing_Cooling_Electric_Geothermal Heat Pump_E10 | F4 | Commercial | Restaurant | Existing | Cooling | Electric | Geothermal Heat Pump | E10 | RVT BC Ratio | 0 | 0 | 0 | 0 | 0 | 0 | 0 | 0 | 0 | 0 | 0 | 0 | 0 | 0 | 0 | 0 | 0 | 0 | 0 | 0 | 0 | 0 | 0 | 0 | 0 | 0 | 0 | 0 | 0 | 0
F5_Commercial_Restaurant_Existing_Cooling_Electric_Geothermal Heat Pump_E1 | F5 | Commercial | Restaurant | Existing | Cooling | Electric | Geothermal Heat Pump | E1 | RIM BC Ratio | 0 | 0 | 0 | 0 | 0 | 0 | 0 | 0 | 0 | 0 | 0 | 0 | 0 | 0 | 0 | 0 | 0 | 0 | 0 | 0 | 0 | 0 | 0 | 0 | 0 | 0 | 0 | 0 | 0 | 0
F5_Commercial_Restaurant_Existing_Cooling_Electric_Geothermal Heat Pump_E2 | F5 | Commercial | Restaurant | Existing | Cooling | Electric | Geothermal Heat Pump | E2 | RIM BC Ratio | 0 | 0 | 0 | 0 | 0 | 0 | 0 | 0 | 0 | 0 | 0 | 0 | 0 | 0 | 0 | 0 | 0 | 0 | 0 | 0 | 0 | 0 | 0 | 0 | 0 | 0 | 0 | 0 | 0 | 0
F5_Commercial_Restaurant_Existing_Cooling_Electric_Geothermal Heat Pump_E3 | F5 | Commercial | Restaurant | Existing | Cooling | Electric | Geothermal Heat Pump | E3 | RIM BC Ratio | 0 | 0 | 0 | 0 | 0 | 0 | 0 | 0 | 0 | 0 | 0 | 0 | 0 | 0 | 0 | 0 | 0 | 0 | 0 | 0 | 0 | 0 | 0 | 0 | 0 | 0 | 0 | 0 | 0 | 0
F5_Commercial_Restaurant_Existing_Cooling_Electric_Geothermal Heat Pump_E4 | F5 | Commercial | Restaurant | Existing | Cooling | Electric | Geothermal Heat Pump | E4 | RIM BC Ratio | 0 | 0 | 0 | 0 | 0 | 0 | 0 | 0 | 0 | 0 | 0 | 0 | 0 | 0 | 0 | 0 | 0 | 0 | 0 | 0 | 0 | 0 | 0 | 0 | 0 | 0 | 0 | 0 | 0 | 0
F5_Commercial_Restaurant_Existing_Cooling_Electric_Geothermal Heat Pump_E5 | F5 | Commercial | Restaurant | Existing | Cooling | Electric | Geothermal Heat Pump | E5 | RIM BC Ratio | 0 | 0 | 0 | 0 | 0 | 0 | 0 | 0 | 0 | 0 | 0 | 0 | 0 | 0 | 0 | 0 | 0 | 0 | 0 | 0 | 0 | 0 | 0 | 0 | 0 | 0 | 0 | 0 | 0 | 0
F5_Commercial_Restaurant_Existing_Cooling_Electric_Geothermal Heat Pump_E6 | F5 | Commercial | Restaurant | Existing | Cooling | Electric | Geothermal Heat Pump | E6 | RIM BC Ratio | 0 | 0 | 0 | 0 | 0 | 0 | 0 | 0 | 0 | 0 | 0 | 0 | 0 | 0 | 0 | 0 | 0 | 0 | 0 | 0 | 0 | 0 | 0 | 0 | 0 | 0 | 0 | 0 | 0 | 0
F5_Commercial_Restaurant_Existing_Cooling_Electric_Geothermal Heat Pump_E7 | F5 | Commercial | Restaurant | Existing | Cooling | Electric | Geothermal Heat Pump | E7 | RIM BC Ratio | 0 | 0 | 0 | 0 | 0 | 0 | 0 | 0 | 0 | 0 | 0 | 0 | 0 | 0 | 0 | 0 | 0 | 0 | 0 | 0 | 0 | 0 | 0 | 0 | 0 | 0 | 0 | 0 | 0 | 0
F5_Commercial_Restaurant_Existing_Cooling_Electric_Geothermal Heat Pump_E8 | F5 | Commercial | Restaurant | Existing | Cooling | Electric | Geothermal Heat Pump | E8 | RIM BC Ratio | 0 | 0 | 0 | 0 | 0 | 0 | 0 | 0 | 0 | 0 | 0 | 0 | 0 | 0 | 0 | 0 | 0 | 0 | 0 | 0 | 0 | 0 | 0 | 0 | 0 | 0 | 0 | 0 | 0 | 0
F5_Commercial_Restaurant_Existing_Cooling_Electric_Geothermal Heat Pump_E9 | F5 | Commercial | Restaurant | Existing | Cooling | Electric | Geothermal Heat Pump | E9 | RIM BC Ratio | 0 | 0 | 0 | 0 | 0 | 0 | 0 | 0 | 0 | 0 | 0 | 0 | 0 | 0 | 0 | 0 | 0 | 0 | 0 | 0 | 0 | 0 | 0 | 0 | 0 | 0 | 0 | 0 | 0 | 0
F5_Commercial_Restaurant_Existing_Cooling_Electric_Geothermal Heat Pump_E10 | F5 | Commercial | Restaurant | Existing | Cooling | Electric | Geothermal Heat Pump | E10 | RIM BC Ratio | 0 | 0 | 0 | 0 | 0 | 0 | 0 | 0 | 0 | 0 | 0 | 0 | 0 | 0 | 0 | 0 | 0 | 0 | 0 | 0 | 0 | 0 | 0 | 0 | 0 | 0 | 0 | 0 | 0 | 0
F0_Commercial_Restaurant_Existing_Space Heating_Electric_Electric Furnace_E0 | F0 | Commercial | Restaurant | Existing | Space Heating | Electric | Electric Furnace | E0 | Economic Unit | 0 | 0 | 0 | 0 | 0 | 0 | 0 | 0 | 0 | 0 | 0 | 0 | 0 | 0 | 0 | 0 | 0 | 0 | 0 | 0 | 0 | 0 | 0 | 0 | 0 | 0 | 0 | 0 | 0 | 0
F1_Commercial_Restaurant_Existing_Space Heating_Electric_Electric Furnace_E1 | F1 | Commercial | Restaurant | Existing | Space Heating | Electric | Electric Furnace | E1 | CCE | 0 | 0 | 0 | 0 | 0 | 0 | 0 | 0 | 0 | 0 | 0 | 0 | 0 | 0 | 0 | 0 | 0 | 0 | 0 | 0 | 0 | 0 | 0 | 0 | 0 | 0 | 0 | 0 | 0 | 0
F1_Commercial_Restaurant_Existing_Space Heating_Electric_Electric Furnace_E2 | F1 | Commercial | Restaurant | Existing | Space Heating | Electric | Electric Furnace | E2 | CCE | 0 | 0 | 0 | 0 | 0 | 0 | 0 | 0 | 0 | 0 | 0 | 0 | 0 | 0 | 0 | 0 | 0 | 0 | 0 | 0 | 0 | 0 | 0 | 0 | 0 | 0 | 0 | 0 | 0 | 0
F1_Commercial_Restaurant_Existing_Space Heating_Electric_Electric Furnace_E3 | F1 | Commercial | Restaurant | Existing | Space Heating | Electric | Electric Furnace | E3 | CCE | 0 | 0 | 0 | 0 | 0 | 0 | 0 | 0 | 0 | 0 | 0 | 0 | 0 | 0 | 0 | 0 | 0 | 0 | 0 | 0 | 0 | 0 | 0 | 0 | 0 | 0 | 0 | 0 | 0 | 0
F1_Commercial_Restaurant_Existing_Space Heating_Electric_Electric Furnace_E4 | F1 | Commercial | Restaurant | Existing | Space Heating | Electric | Electric Furnace | E4 | CCE | 0 | 0 | 0 | 0 | 0 | 0 | 0 | 0 | 0 | 0 | 0 | 0 | 0 | 0 | 0 | 0 | 0 | 0 | 0 | 0 | 0 | 0 | 0 | 0 | 0 | 0 | 0 | 0 | 0 | 0
F1_Commercial_Restaurant_Existing_Space Heating_Electric_Electric Furnace_E5 | F1 | Commercial | Restaurant | Existing | Space Heating | Electric | Electric Furnace | E5 | CCE | 0 | 0 | 0 | 0 | 0 | 0 | 0 | 0 | 0 | 0 | 0 | 0 | 0 | 0 | 0 | 0 | 0 | 0 | 0 | 0 | 0 | 0 | 0 | 0 | 0 | 0 | 0 | 0 | 0 | 0
F1_Commercial_Restaurant_Existing_Space Heating_Electric_Electric Furnace_E6 | F1 | Commercial | Restaurant | Existing | Space Heating | Electric | Electric Furnace | E6 | CCE | 0 | 0 | 0 | 0 | 0 | 0 | 0 | 0 | 0 | 0 | 0 | 0 | 0 | 0 | 0 | 0 | 0 | 0 | 0 | 0 | 0 | 0 | 0 | 0 | 0 | 0 | 0 | 0 | 0 | 0
F1_Commercial_Restaurant_Existing_Space Heating_Electric_Electric Furnace_E7 | F1 | Commercial | Restaurant | Existing | Space Heating | Electric | Electric Furnace | E7 | CCE | 0 | 0 | 0 | 0 | 0 | 0 | 0 | 0 | 0 | 0 | 0 | 0 | 0 | 0 | 0 | 0 | 0 | 0 | 0 | 0 | 0 | 0 | 0 | 0 | 0 | 0 | 0 | 0 | 0 | 0
F1_Commercial_Restaurant_Existing_Space Heating_Electric_Electric Furnace_E8 | F1 | Commercial | Restaurant | Existing | Space Heating | Electric | Electric Furnace | E8 | CCE | 0 | 0 | 0 | 0 | 0 | 0 | 0 | 0 | 0 | 0 | 0 | 0 | 0 | 0 | 0 | 0 | 0 | 0 | 0 | 0 | 0 | 0 | 0 | 0 | 0 | 0 | 0 | 0 | 0 | 0
F1_Commercial_Restaurant_Existing_Space Heating_Electric_Electric Furnace_E9 | F1 | Commercial | Restaurant | Existing | Space Heating | Electric | Electric Furnace | E9 | CCE | 0 | 0 | 0 | 0 | 0 | 0 | 0 | 0 | 0 | 0 | 0 | 0 | 0 | 0 | 0 | 0 | 0 | 0 | 0 | 0 | 0 | 0 | 0 | 0 | 0 | 0 | 0 | 0 | 0 | 0
F1_Commercial_Restaurant_Existing_Space Heating_Electric_Electric Furnace_E10 | F1 | Commercial | Restaurant | Existing | Space Heating | Electric | Electric Furnace | E10 | CCE | 0 | 0 | 0 | 0 | 0 | 0 | 0 | 0 | 0 | 0 | 0 | 0 | 0 | 0 | 0 | 0 | 0 | 0 | 0 | 0 | 0 | 0 | 0 | 0 | 0 | 0 | 0 | 0 | 0 | 0
F2_Commercial_Restaurant_Existing_Space Heating_Electric_Electric Furnace_E1 | F2 | Commercial | Restaurant | Existing | Space Heating | Electric | Electric Furnace | E1 | TRC BC Ratio | 0 | 0 | 0 | 0 | 0 | 0 | 0 | 0 | 0 | 0 | 0 | 0 | 0 | 0 | 0 | 0 | 0 | 0 | 0 | 0 | 0 | 0 | 0 | 0 | 0 | 0 | 0 | 0 | 0 | 0
F2_Commercial_Restaurant_Existing_Space Heating_Electric_Electric Furnace_E2 | F2 | Commercial | Restaurant | Existing | Space Heating | Electric | Electric Furnace | E2 | TRC BC Ratio | 0 | 0 | 0 | 0 | 0 | 0 | 0 | 0 | 0 | 0 | 0 | 0 | 0 | 0 | 0 | 0 | 0 | 0 | 0 | 0 | 0 | 0 | 0 | 0 | 0 | 0 | 0 | 0 | 0 | 0
F2_Commercial_Restaurant_Existing_Space Heating_Electric_Electric Furnace_E3 | F2 | Commercial | Restaurant | Existing | Space Heating | Electric | Electric Furnace | E3 | TRC BC Ratio | 0 | 0 | 0 | 0 | 0 | 0 | 0 | 0 | 0 | 0 | 0 | 0 | 0 | 0 | 0 | 0 | 0 | 0 | 0 | 0 | 0 | 0 | 0 | 0 | 0 | 0 | 0 | 0 | 0 | 0
F2_Commercial_Restaurant_Existing_Space Heating_Electric_Electric Furnace_E4 | F2 | Commercial | Restaurant | Existing | Space Heating | Electric | Electric Furnace | E4 | TRC BC Ratio | 0 | 0 | 0 | 0 | 0 | 0 | 0 | 0 | 0 | 0 | 0 | 0 | 0 | 0 | 0 | 0 | 0 | 0 | 0 | 0 | 0 | 0 | 0 | 0 | 0 | 0 | 0 | 0 | 0 | 0
F2_Commercial_Restaurant_Existing_Space Heating_Electric_Electric Furnace_E5 | F2 | Commercial | Restaurant | Existing | Space Heating | Electric | Electric Furnace | E5 | TRC BC Ratio | 0 | 0 | 0 | 0 | 0 | 0 | 0 | 0 | 0 | 0 | 0 | 0 | 0 | 0 | 0 | 0 | 0 | 0 | 0 | 0 | 0 | 0 | 0 | 0 | 0 | 0 | 0 | 0 | 0 | 0
F2_Commercial_Restaurant_Existing_Space Heating_Electric_Electric Furnace_E6 | F2 | Commercial | Restaurant | Existing | Space Heating | Electric | Electric Furnace | E6 | TRC BC Ratio | 0 | 0 | 0 | 0 | 0 | 0 | 0 | 0 | 0 | 0 | 0 | 0 | 0 | 0 | 0 | 0 | 0 | 0 | 0 | 0 | 0 | 0 | 0 | 0 | 0 | 0 | 0 | 0 | 0 | 0
F2_Commercial_Restaurant_Existing_Space Heating_Electric_Electric Furnace_E7 | F2 | Commercial | Restaurant | Existing | Space Heating | Electric | Electric Furnace | E7 | TRC BC Ratio | 0 | 0 | 0 | 0 | 0 | 0 | 0 | 0 | 0 | 0 | 0 | 0 | 0 | 0 | 0 | 0 | 0 | 0 | 0 | 0 | 0 | 0 | 0 | 0 | 0 | 0 | 0 | 0 | 0 | 0
F2_Commercial_Restaurant_Existing_Space Heating_Electric_Electric Furnace_E8 | F2 | Commercial | Restaurant | Existing | Space Heating | Electric | Electric Furnace | E8 | TRC BC Ratio | 0 | 0 | 0 | 0 | 0 | 0 | 0 | 0 | 0 | 0 | 0 | 0 | 0 | 0 | 0 | 0 | 0 | 0 | 0 | 0 | 0 | 0 | 0 | 0 | 0 | 0 | 0 | 0 | 0 | 0
F2_Commercial_Restaurant_Existing_Space Heating_Electric_Electric Furnace_E9 | F2 | Commercial | Restaurant | Existing | Space Heating | Electric | Electric Furnace | E9 | TRC BC Ratio | 0 | 0 | 0 | 0 | 0 | 0 | 0 | 0 | 0 | 0 | 0 | 0 | 0 | 0 | 0 | 0 | 0 | 0 | 0 | 0 | 0 | 0 | 0 | 0 | 0 | 0 | 0 | 0 | 0 | 0
F2_Commercial_Restaurant_Existing_Space Heating_Electric_Electric Furnace_E10 | F2 | Commercial | Restaurant | Existing | Space Heating | Electric | Electric Furnace | E10 | TRC BC Ratio | 0 | 0 | 0 | 0 | 0 | 0 | 0 | 0 | 0 | 0 | 0 | 0 | 0 | 0 | 0 | 0 | 0 | 0 | 0 | 0 | 0 | 0 | 0 | 0 | 0 | 0 | 0 | 0 | 0 | 0
F3_Commercial_Restaurant_Existing_Space Heating_Electric_Electric Furnace_E1 | F3 | Commercial | Restaurant | Existing | Space Heating | Electric | Electric Furnace | E1 | PACT BC Ratio | 0 | 0 | 0 | 0 | 0 | 0 | 0 | 0 | 0 | 0 | 0 | 0 | 0 | 0 | 0 | 0 | 0 | 0 | 0 | 0 | 0 | 0 | 0 | 0 | 0 | 0 | 0 | 0 | 0 | 0
F3_Commercial_Restaurant_Existing_Space Heating_Electric_Electric Furnace_E2 | F3 | Commercial | Restaurant | Existing | Space Heating | Electric | Electric Furnace | E2 | PACT BC Ratio | 0 | 0 | 0 | 0 | 0 | 0 | 0 | 0 | 0 | 0 | 0 | 0 | 0 | 0 | 0 | 0 | 0 | 0 | 0 | 0 | 0 | 0 | 0 | 0 | 0 | 0 | 0 | 0 | 0 | 0
F3_Commercial_Restaurant_Existing_Space Heating_Electric_Electric Furnace_E3 | F3 | Commercial | Restaurant | Existing | Space Heating | Electric | Electric Furnace | E3 | PACT BC Ratio | 0 | 0 | 0 | 0 | 0 | 0 | 0 | 0 | 0 | 0 | 0 | 0 | 0 | 0 | 0 | 0 | 0 | 0 | 0 | 0 | 0 | 0 | 0 | 0 | 0 | 0 | 0 | 0 | 0 | 0
F3_Commercial_Restaurant_Existing_Space Heating_Electric_Electric Furnace_E4 | F3 | Commercial | Restaurant | Existing | Space Heating | Electric | Electric Furnace | E4 | PACT BC Ratio | 0 | 0 | 0 | 0 | 0 | 0 | 0 | 0 | 0 | 0 | 0 | 0 | 0 | 0 | 0 | 0 | 0 | 0 | 0 | 0 | 0 | 0 | 0 | 0 | 0 | 0 | 0 | 0 | 0 | 0
F3_Commercial_Restaurant_Existing_Space Heating_Electric_Electric Furnace_E5 | F3 | Commercial | Restaurant | Existing | Space Heating | Electric | Electric Furnace | E5 | PACT BC Ratio | 0 | 0 | 0 | 0 | 0 | 0 | 0 | 0 | 0 | 0 | 0 | 0 | 0 | 0 | 0 | 0 | 0 | 0 | 0 | 0 | 0 | 0 | 0 | 0 | 0 | 0 | 0 | 0 | 0 | 0
F3_Commercial_Restaurant_Existing_Space Heating_Electric_Electric Furnace_E6 | F3 | Commercial | Restaurant | Existing | Space Heating | Electric | Electric Furnace | E6 | PACT BC Ratio | 0 | 0 | 0 | 0 | 0 | 0 | 0 | 0 | 0 | 0 | 0 | 0 | 0 | 0 | 0 | 0 | 0 | 0 | 0 | 0 | 0 | 0 | 0 | 0 | 0 | 0 | 0 | 0 | 0 | 0
F3_Commercial_Restaurant_Existing_Space Heating_Electric_Electric Furnace_E7 | F3 | Commercial | Restaurant | Existing | Space Heating | Electric | Electric Furnace | E7 | PACT BC Ratio | 0 | 0 | 0 | 0 | 0 | 0 | 0 | 0 | 0 | 0 | 0 | 0 | 0 | 0 | 0 | 0 | 0 | 0 | 0 | 0 | 0 | 0 | 0 | 0 | 0 | 0 | 0 | 0 | 0 | 0
F3_Commercial_Restaurant_Existing_Space Heating_Electric_Electric Furnace_E8 | F3 | Commercial | Restaurant | Existing | Space Heating | Electric | Electric Furnace | E8 | PACT BC Ratio | 0 | 0 | 0 | 0 | 0 | 0 | 0 | 0 | 0 | 0 | 0 | 0 | 0 | 0 | 0 | 0 | 0 | 0 | 0 | 0 | 0 | 0 | 0 | 0 | 0 | 0 | 0 | 0 | 0 | 0
F3_Commercial_Restaurant_Existing_Space Heating_Electric_Electric Furnace_E9 | F3 | Commercial | Restaurant | Existing | Space Heating | Electric | Electric Furnace | E9 | PACT BC Ratio | 0 | 0 | 0 | 0 | 0 | 0 | 0 | 0 | 0 | 0 | 0 | 0 | 0 | 0 | 0 | 0 | 0 | 0 | 0 | 0 | 0 | 0 | 0 | 0 | 0 | 0 | 0 | 0 | 0 | 0
F3_Commercial_Restaurant_Existing_Space Heating_Electric_Electric Furnace_E10 | F3 | Commercial | Restaurant | Existing | Space Heating | Electric | Electric Furnace | E10 | PACT BC Ratio | 0 | 0 | 0 | 0 | 0 | 0 | 0 | 0 | 0 | 0 | 0 | 0 | 0 | 0 | 0 | 0 | 0 | 0 | 0 | 0 | 0 | 0 | 0 | 0 | 0 | 0 | 0 | 0 | 0 | 0
F4_Commercial_Restaurant_Existing_Space Heating_Electric_Electric Furnace_E1 | F4 | Commercial | Restaurant | Existing | Space Heating | Electric | Electric Furnace | E1 | RVT BC Ratio | 0 | 0 | 0 | 0 | 0 | 0 | 0 | 0 | 0 | 0 | 0 | 0 | 0 | 0 | 0 | 0 | 0 | 0 | 0 | 0 | 0 | 0 | 0 | 0 | 0 | 0 | 0 | 0 | 0 | 0
F4_Commercial_Restaurant_Existing_Space Heating_Electric_Electric Furnace_E2 | F4 | Commercial | Restaurant | Existing | Space Heating | Electric | Electric Furnace | E2 | RVT BC Ratio | 0 | 0 | 0 | 0 | 0 | 0 | 0 | 0 | 0 | 0 | 0 | 0 | 0 | 0 | 0 | 0 | 0 | 0 | 0 | 0 | 0 | 0 | 0 | 0 | 0 | 0 | 0 | 0 | 0 | 0
F4_Commercial_Restaurant_Existing_Space Heating_Electric_Electric Furnace_E3 | F4 | Commercial | Restaurant | Existing | Space Heating | Electric | Electric Furnace | E3 | RVT BC Ratio | 0 | 0 | 0 | 0 | 0 | 0 | 0 | 0 | 0 | 0 | 0 | 0 | 0 | 0 | 0 | 0 | 0 | 0 | 0 | 0 | 0 | 0 | 0 | 0 | 0 | 0 | 0 | 0 | 0 | 0
F4_Commercial_Restaurant_Existing_Space Heating_Electric_Electric Furnace_E4 | F4 | Commercial | Restaurant | Existing | Space Heating | Electric | Electric Furnace | E4 | RVT BC Ratio | 0 | 0 | 0 | 0 | 0 | 0 | 0 | 0 | 0 | 0 | 0 | 0 | 0 | 0 | 0 | 0 | 0 | 0 | 0 | 0 | 0 | 0 | 0 | 0 | 0 | 0 | 0 | 0 | 0 | 0
F4_Commercial_Restaurant_Existing_Space Heating_Electric_Electric Furnace_E5 | F4 | Commercial | Restaurant | Existing | Space Heating | Electric | Electric Furnace | E5 | RVT BC Ratio | 0 | 0 | 0 | 0 | 0 | 0 | 0 | 0 | 0 | 0 | 0 | 0 | 0 | 0 | 0 | 0 | 0 | 0 | 0 | 0 | 0 | 0 | 0 | 0 | 0 | 0 | 0 | 0 | 0 | 0
F4_Commercial_Restaurant_Existing_Space Heating_Electric_Electric Furnace_E6 | F4 | Commercial | Restaurant | Existing | Space Heating | Electric | Electric Furnace | E6 | RVT BC Ratio | 0 | 0 | 0 | 0 | 0 | 0 | 0 | 0 | 0 | 0 | 0 | 0 | 0 | 0 | 0 | 0 | 0 | 0 | 0 | 0 | 0 | 0 | 0 | 0 | 0 | 0 | 0 | 0 | 0 | 0
F4_Commercial_Restaurant_Existing_Space Heating_Electric_Electric Furnace_E7 | F4 | Commercial | Restaurant | Existing | Space Heating | Electric | Electric Furnace | E7 | RVT BC Ratio | 0 | 0 | 0 | 0 | 0 | 0 | 0 | 0 | 0 | 0 | 0 | 0 | 0 | 0 | 0 | 0 | 0 | 0 | 0 | 0 | 0 | 0 | 0 | 0 | 0 | 0 | 0 | 0 | 0 | 0
F4_Commercial_Restaurant_Existing_Space Heating_Electric_Electric Furnace_E8 | F4 | Commercial | Restaurant | Existing | Space Heating | Electric | Electric Furnace | E8 | RVT BC Ratio | 0 | 0 | 0 | 0 | 0 | 0 | 0 | 0 | 0 | 0 | 0 | 0 | 0 | 0 | 0 | 0 | 0 | 0 | 0 | 0 | 0 | 0 | 0 | 0 | 0 | 0 | 0 | 0 | 0 | 0
F4_Commercial_Restaurant_Existing_Space Heating_Electric_Electric Furnace_E9 | F4 | Commercial | Restaurant | Existing | Space Heating | Electric | Electric Furnace | E9 | RVT BC Ratio | 0 | 0 | 0 | 0 | 0 | 0 | 0 | 0 | 0 | 0 | 0 | 0 | 0 | 0 | 0 | 0 | 0 | 0 | 0 | 0 | 0 | 0 | 0 | 0 | 0 | 0 | 0 | 0 | 0 | 0
F4_Commercial_Restaurant_Existing_Space Heating_Electric_Electric Furnace_E10 | F4 | Commercial | Restaurant | Existing | Space Heating | Electric | Electric Furnace | E10 | RVT BC Ratio | 0 | 0 | 0 | 0 | 0 | 0 | 0 | 0 | 0 | 0 | 0 | 0 | 0 | 0 | 0 | 0 | 0 | 0 | 0 | 0 | 0 | 0 | 0 | 0 | 0 | 0 | 0 | 0 | 0 | 0
F5_Commercial_Restaurant_Existing_Space Heating_Electric_Electric Furnace_E1 | F5 | Commercial | Restaurant | Existing | Space Heating | Electric | Electric Furnace | E1 | RIM BC Ratio | 0 | 0 | 0 | 0 | 0 | 0 | 0 | 0 | 0 | 0 | 0 | 0 | 0 | 0 | 0 | 0 | 0 | 0 | 0 | 0 | 0 | 0 | 0 | 0 | 0 | 0 | 0 | 0 | 0 | 0
F5_Commercial_Restaurant_Existing_Space Heating_Electric_Electric Furnace_E2 | F5 | Commercial | Restaurant | Existing | Space Heating | Electric | Electric Furnace | E2 | RIM BC Ratio | 0 | 0 | 0 | 0 | 0 | 0 | 0 | 0 | 0 | 0 | 0 | 0 | 0 | 0 | 0 | 0 | 0 | 0 | 0 | 0 | 0 | 0 | 0 | 0 | 0 | 0 | 0 | 0 | 0 | 0
F5_Commercial_Restaurant_Existing_Space Heating_Electric_Electric Furnace_E3 | F5 | Commercial | Restaurant | Existing | Space Heating | Electric | Electric Furnace | E3 | RIM BC Ratio | 0 | 0 | 0 | 0 | 0 | 0 | 0 | 0 | 0 | 0 | 0 | 0 | 0 | 0 | 0 | 0 | 0 | 0 | 0 | 0 | 0 | 0 | 0 | 0 | 0 | 0 | 0 | 0 | 0 | 0
F5_Commercial_Restaurant_Existing_Space Heating_Electric_Electric Furnace_E4 | F5 | Commercial | Restaurant | Existing | Space Heating | Electric | Electric Furnace | E4 | RIM BC Ratio | 0 | 0 | 0 | 0 | 0 | 0 | 0 | 0 | 0 | 0 | 0 | 0 | 0 | 0 | 0 | 0 | 0 | 0 | 0 | 0 | 0 | 0 | 0 | 0 | 0 | 0 | 0 | 0 | 0 | 0
F5_Commercial_Restaurant_Existing_Space Heating_Electric_Electric Furnace_E5 | F5 | Commercial | Restaurant | Existing | Space Heating | Electric | Electric Furnace | E5 | RIM BC Ratio | 0 | 0 | 0 | 0 | 0 | 0 | 0 | 0 | 0 | 0 | 0 | 0 | 0 | 0 | 0 | 0 | 0 | 0 | 0 | 0 | 0 | 0 | 0 | 0 | 0 | 0 | 0 | 0 | 0 | 0
F5_Commercial_Restaurant_Existing_Space Heating_Electric_Electric Furnace_E6 | F5 | Commercial | Restaurant | Existing | Space Heating | Electric | Electric Furnace | E6 | RIM BC Ratio | 0 | 0 | 0 | 0 | 0 | 0 | 0 | 0 | 0 | 0 | 0 | 0 | 0 | 0 | 0 | 0 | 0 | 0 | 0 | 0 | 0 | 0 | 0 | 0 | 0 | 0 | 0 | 0 | 0 | 0
F5_Commercial_Restaurant_Existing_Space Heating_Electric_Electric Furnace_E7 | F5 | Commercial | Restaurant | Existing | Space Heating | Electric | Electric Furnace | E7 | RIM BC Ratio | 0 | 0 | 0 | 0 | 0 | 0 | 0 | 0 | 0 | 0 | 0 | 0 | 0 | 0 | 0 | 0 | 0 | 0 | 0 | 0 | 0 | 0 | 0 | 0 | 0 | 0 | 0 | 0 | 0 | 0
F5_Commercial_Restaurant_Existing_Space Heating_Electric_Electric Furnace_E8 | F5 | Commercial | Restaurant | Existing | Space Heating | Electric | Electric Furnace | E8 | RIM BC Ratio | 0 | 0 | 0 | 0 | 0 | 0 | 0 | 0 | 0 | 0 | 0 | 0 | 0 | 0 | 0 | 0 | 0 | 0 | 0 | 0 | 0 | 0 | 0 | 0 | 0 | 0 | 0 | 0 | 0 | 0
F5_Commercial_Restaurant_Existing_Space Heating_Electric_Electric Furnace_E9 | F5 | Commercial | Restaurant | Existing | Space Heating | Electric | Electric Furnace | E9 | RIM BC Ratio | 0 | 0 | 0 | 0 | 0 | 0 | 0 | 0 | 0 | 0 | 0 | 0 | 0 | 0 | 0 | 0 | 0 | 0 | 0 | 0 | 0 | 0 | 0 | 0 | 0 | 0 | 0 | 0 | 0 | 0
F5_Commercial_Restaurant_Existing_Space Heating_Electric_Electric Furnace_E10 | F5 | Commercial | Restaurant | Existing | Space Heating | Electric | Electric Furnace | E10 | RIM BC Ratio | 0 | 0 | 0 | 0 | 0 | 0 | 0 | 0 | 0 | 0 | 0 | 0 | 0 | 0 | 0 | 0 | 0 | 0 | 0 | 0 | 0 | 0 | 0 | 0 | 0 | 0 | 0 | 0 | 0 | 0
F0_Commercial_Restaurant_Existing_Space Heating_Electric_Electric Room Heat_E0 | F0 | Commercial | Restaurant | Existing | Space Heating | Electric | Electric Room Heat | E0 | Economic Unit | 0 | 0 | 0 | 0 | 0 | 0 | 0 | 0 | 0 | 0 | 0 | 0 | 0 | 0 | 0 | 0 | 0 | 0 | 0 | 0 | 0 | 0 | 0 | 0 | 0 | 0 | 0 | 0 | 0 | 0
F1_Commercial_Restaurant_Existing_Space Heating_Electric_Electric Room Heat_E1 | F1 | Commercial | Restaurant | Existing | Space Heating | Electric | Electric Room Heat | E1 | CCE | 0 | 0 | 0 | 0 | 0 | 0 | 0 | 0 | 0 | 0 | 0 | 0 | 0 | 0 | 0 | 0 | 0 | 0 | 0 | 0 | 0 | 0 | 0 | 0 | 0 | 0 | 0 | 0 | 0 | 0
F1_Commercial_Restaurant_Existing_Space Heating_Electric_Electric Room Heat_E2 | F1 | Commercial | Restaurant | Existing | Space Heating | Electric | Electric Room Heat | E2 | CCE | 0 | 0 | 0 | 0 | 0 | 0 | 0 | 0 | 0 | 0 | 0 | 0 | 0 | 0 | 0 | 0 | 0 | 0 | 0 | 0 | 0 | 0 | 0 | 0 | 0 | 0 | 0 | 0 | 0 | 0
F1_Commercial_Restaurant_Existing_Space Heating_Electric_Electric Room Heat_E3 | F1 | Commercial | Restaurant | Existing | Space Heating | Electric | Electric Room Heat | E3 | CCE | 0 | 0 | 0 | 0 | 0 | 0 | 0 | 0 | 0 | 0 | 0 | 0 | 0 | 0 | 0 | 0 | 0 | 0 | 0 | 0 | 0 | 0 | 0 | 0 | 0 | 0 | 0 | 0 | 0 | 0
F1_Commercial_Restaurant_Existing_Space Heating_Electric_Electric Room Heat_E4 | F1 | Commercial | Restaurant | Existing | Space Heating | Electric | Electric Room Heat | E4 | CCE | 0 | 0 | 0 | 0 | 0 | 0 | 0 | 0 | 0 | 0 | 0 | 0 | 0 | 0 | 0 | 0 | 0 | 0 | 0 | 0 | 0 | 0 | 0 | 0 | 0 | 0 | 0 | 0 | 0 | 0
F1_Commercial_Restaurant_Existing_Space Heating_Electric_Electric Room Heat_E5 | F1 | Commercial | Restaurant | Existing | Space Heating | Electric | Electric Room Heat | E5 | CCE | 0 | 0 | 0 | 0 | 0 | 0 | 0 | 0 | 0 | 0 | 0 | 0 | 0 | 0 | 0 | 0 | 0 | 0 | 0 | 0 | 0 | 0 | 0 | 0 | 0 | 0 | 0 | 0 | 0 | 0
F1_Commercial_Restaurant_Existing_Space Heating_Electric_Electric Room Heat_E6 | F1 | Commercial | Restaurant | Existing | Space Heating | Electric | Electric Room Heat | E6 | CCE | 0 | 0 | 0 | 0 | 0 | 0 | 0 | 0 | 0 | 0 | 0 | 0 | 0 | 0 | 0 | 0 | 0 | 0 | 0 | 0 | 0 | 0 | 0 | 0 | 0 | 0 | 0 | 0 | 0 | 0
F1_Commercial_Restaurant_Existing_Space Heating_Electric_Electric Room Heat_E7 | F1 | Commercial | Restaurant | Existing | Space Heating | Electric | Electric Room Heat | E7 | CCE | 0 | 0 | 0 | 0 | 0 | 0 | 0 | 0 | 0 | 0 | 0 | 0 | 0 | 0 | 0 | 0 | 0 | 0 | 0 | 0 | 0 | 0 | 0 | 0 | 0 | 0 | 0 | 0 | 0 | 0
F1_Commercial_Restaurant_Existing_Space Heating_Electric_Electric Room Heat_E8 | F1 | Commercial | Restaurant | Existing | Space Heating | Electric | Electric Room Heat | E8 | CCE | 0 | 0 | 0 | 0 | 0 | 0 | 0 | 0 | 0 | 0 | 0 | 0 | 0 | 0 | 0 | 0 | 0 | 0 | 0 | 0 | 0 | 0 | 0 | 0 | 0 | 0 | 0 | 0 | 0 | 0
F1_Commercial_Restaurant_Existing_Space Heating_Electric_Electric Room Heat_E9 | F1 | Commercial | Restaurant | Existing | Space Heating | Electric | Electric Room Heat | E9 | CCE | 0 | 0 | 0 | 0 | 0 | 0 | 0 | 0 | 0 | 0 | 0 | 0 | 0 | 0 | 0 | 0 | 0 | 0 | 0 | 0 | 0 | 0 | 0 | 0 | 0 | 0 | 0 | 0 | 0 | 0
F1_Commercial_Restaurant_Existing_Space Heating_Electric_Electric Room Heat_E10 | F1 | Commercial | Restaurant | Existing | Space Heating | Electric | Electric Room Heat | E10 | CCE | 0 | 0 | 0 | 0 | 0 | 0 | 0 | 0 | 0 | 0 | 0 | 0 | 0 | 0 | 0 | 0 | 0 | 0 | 0 | 0 | 0 | 0 | 0 | 0 | 0 | 0 | 0 | 0 | 0 | 0
F2_Commercial_Restaurant_Existing_Space Heating_Electric_Electric Room Heat_E1 | F2 | Commercial | Restaurant | Existing | Space Heating | Electric | Electric Room Heat | E1 | TRC BC Ratio | 0 | 0 | 0 | 0 | 0 | 0 | 0 | 0 | 0 | 0 | 0 | 0 | 0 | 0 | 0 | 0 | 0 | 0 | 0 | 0 | 0 | 0 | 0 | 0 | 0 | 0 | 0 | 0 | 0 | 0
F2_Commercial_Restaurant_Existing_Space Heating_Electric_Electric Room Heat_E2 | F2 | Commercial | Restaurant | Existing | Space Heating | Electric | Electric Room Heat | E2 | TRC BC Ratio | 0 | 0 | 0 | 0 | 0 | 0 | 0 | 0 | 0 | 0 | 0 | 0 | 0 | 0 | 0 | 0 | 0 | 0 | 0 | 0 | 0 | 0 | 0 | 0 | 0 | 0 | 0 | 0 | 0 | 0
F2_Commercial_Restaurant_Existing_Space Heating_Electric_Electric Room Heat_E3 | F2 | Commercial | Restaurant | Existing | Space Heating | Electric | Electric Room Heat | E3 | TRC BC Ratio | 0 | 0 | 0 | 0 | 0 | 0 | 0 | 0 | 0 | 0 | 0 | 0 | 0 | 0 | 0 | 0 | 0 | 0 | 0 | 0 | 0 | 0 | 0 | 0 | 0 | 0 | 0 | 0 | 0 | 0
F2_Commercial_Restaurant_Existing_Space Heating_Electric_Electric Room Heat_E4 | F2 | Commercial | Restaurant | Existing | Space Heating | Electric | Electric Room Heat | E4 | TRC BC Ratio | 0 | 0 | 0 | 0 | 0 | 0 | 0 | 0 | 0 | 0 | 0 | 0 | 0 | 0 | 0 | 0 | 0 | 0 | 0 | 0 | 0 | 0 | 0 | 0 | 0 | 0 | 0 | 0 | 0 | 0
F2_Commercial_Restaurant_Existing_Space Heating_Electric_Electric Room Heat_E5 | F2 | Commercial | Restaurant | Existing | Space Heating | Electric | Electric Room Heat | E5 | TRC BC Ratio | 0 | 0 | 0 | 0 | 0 | 0 | 0 | 0 | 0 | 0 | 0 | 0 | 0 | 0 | 0 | 0 | 0 | 0 | 0 | 0 | 0 | 0 | 0 | 0 | 0 | 0 | 0 | 0 | 0 | 0
F2_Commercial_Restaurant_Existing_Space Heating_Electric_Electric Room Heat_E6 | F2 | Commercial | Restaurant | Existing | Space Heating | Electric | Electric Room Heat | E6 | TRC BC Ratio | 0 | 0 | 0 | 0 | 0 | 0 | 0 | 0 | 0 | 0 | 0 | 0 | 0 | 0 | 0 | 0 | 0 | 0 | 0 | 0 | 0 | 0 | 0 | 0 | 0 | 0 | 0 | 0 | 0 | 0
F2_Commercial_Restaurant_Existing_Space Heating_Electric_Electric Room Heat_E7 | F2 | Commercial | Restaurant | Existing | Space Heating | Electric | Electric Room Heat | E7 | TRC BC Ratio | 0 | 0 | 0 | 0 | 0 | 0 | 0 | 0 | 0 | 0 | 0 | 0 | 0 | 0 | 0 | 0 | 0 | 0 | 0 | 0 | 0 | 0 | 0 | 0 | 0 | 0 | 0 | 0 | 0 | 0
F2_Commercial_Restaurant_Existing_Space Heating_Electric_Electric Room Heat_E8 | F2 | Commercial | Restaurant | Existing | Space Heating | Electric | Electric Room Heat | E8 | TRC BC Ratio | 0 | 0 | 0 | 0 | 0 | 0 | 0 | 0 | 0 | 0 | 0 | 0 | 0 | 0 | 0 | 0 | 0 | 0 | 0 | 0 | 0 | 0 | 0 | 0 | 0 | 0 | 0 | 0 | 0 | 0
F2_Commercial_Restaurant_Existing_Space Heating_Electric_Electric Room Heat_E9 | F2 | Commercial | Restaurant | Existing | Space Heating | Electric | Electric Room Heat | E9 | TRC BC Ratio | 0 | 0 | 0 | 0 | 0 | 0 | 0 | 0 | 0 | 0 | 0 | 0 | 0 | 0 | 0 | 0 | 0 | 0 | 0 | 0 | 0 | 0 | 0 | 0 | 0 | 0 | 0 | 0 | 0 | 0
F2_Commercial_Restaurant_Existing_Space Heating_Electric_Electric Room Heat_E10 | F2 | Commercial | Restaurant | Existing | Space Heating | Electric | Electric Room Heat | E10 | TRC BC Ratio | 0 | 0 | 0 | 0 | 0 | 0 | 0 | 0 | 0 | 0 | 0 | 0 | 0 | 0 | 0 | 0 | 0 | 0 | 0 | 0 | 0 | 0 | 0 | 0 | 0 | 0 | 0 | 0 | 0 | 0
F3_Commercial_Restaurant_Existing_Space Heating_Electric_Electric Room Heat_E1 | F3 | Commercial | Restaurant | Existing | Space Heating | Electric | Electric Room Heat | E1 | PACT BC Ratio | 0 | 0 | 0 | 0 | 0 | 0 | 0 | 0 | 0 | 0 | 0 | 0 | 0 | 0 | 0 | 0 | 0 | 0 | 0 | 0 | 0 | 0 | 0 | 0 | 0 | 0 | 0 | 0 | 0 | 0
F3_Commercial_Restaurant_Existing_Space Heating_Electric_Electric Room Heat_E2 | F3 | Commercial | Restaurant | Existing | Space Heating | Electric | Electric Room Heat | E2 | PACT BC Ratio | 0 | 0 | 0 | 0 | 0 | 0 | 0 | 0 | 0 | 0 | 0 | 0 | 0 | 0 | 0 | 0 | 0 | 0 | 0 | 0 | 0 | 0 | 0 | 0 | 0 | 0 | 0 | 0 | 0 | 0
F3_Commercial_Restaurant_Existing_Space Heating_Electric_Electric Room Heat_E3 | F3 | Commercial | Restaurant | Existing | Space Heating | Electric | Electric Room Heat | E3 | PACT BC Ratio | 0 | 0 | 0 | 0 | 0 | 0 | 0 | 0 | 0 | 0 | 0 | 0 | 0 | 0 | 0 | 0 | 0 | 0 | 0 | 0 | 0 | 0 | 0 | 0 | 0 | 0 | 0 | 0 | 0 | 0
F3_Commercial_Restaurant_Existing_Space Heating_Electric_Electric Room Heat_E4 | F3 | Commercial | Restaurant | Existing | Space Heating | Electric | Electric Room Heat | E4 | PACT BC Ratio | 0 | 0 | 0 | 0 | 0 | 0 | 0 | 0 | 0 | 0 | 0 | 0 | 0 | 0 | 0 | 0 | 0 | 0 | 0 | 0 | 0 | 0 | 0 | 0 | 0 | 0 | 0 | 0 | 0 | 0
F3_Commercial_Restaurant_Existing_Space Heating_Electric_Electric Room Heat_E5 | F3 | Commercial | Restaurant | Existing | Space Heating | Electric | Electric Room Heat | E5 | PACT BC Ratio | 0 | 0 | 0 | 0 | 0 | 0 | 0 | 0 | 0 | 0 | 0 | 0 | 0 | 0 | 0 | 0 | 0 | 0 | 0 | 0 | 0 | 0 | 0 | 0 | 0 | 0 | 0 | 0 | 0 | 0
F3_Commercial_Restaurant_Existing_Space Heating_Electric_Electric Room Heat_E6 | F3 | Commercial | Restaurant | Existing | Space Heating | Electric | Electric Room Heat | E6 | PACT BC Ratio | 0 | 0 | 0 | 0 | 0 | 0 | 0 | 0 | 0 | 0 | 0 | 0 | 0 | 0 | 0 | 0 | 0 | 0 | 0 | 0 | 0 | 0 | 0 | 0 | 0 | 0 | 0 | 0 | 0 | 0
F3_Commercial_Restaurant_Existing_Space Heating_Electric_Electric Room Heat_E7 | F3 | Commercial | Restaurant | Existing | Space Heating | Electric | Electric Room Heat | E7 | PACT BC Ratio | 0 | 0 | 0 | 0 | 0 | 0 | 0 | 0 | 0 | 0 | 0 | 0 | 0 | 0 | 0 | 0 | 0 | 0 | 0 | 0 | 0 | 0 | 0 | 0 | 0 | 0 | 0 | 0 | 0 | 0
F3_Commercial_Restaurant_Existing_Space Heating_Electric_Electric Room Heat_E8 | F3 | Commercial | Restaurant | Existing | Space Heating | Electric | Electric Room Heat | E8 | PACT BC Ratio | 0 | 0 | 0 | 0 | 0 | 0 | 0 | 0 | 0 | 0 | 0 | 0 | 0 | 0 | 0 | 0 | 0 | 0 | 0 | 0 | 0 | 0 | 0 | 0 | 0 | 0 | 0 | 0 | 0 | 0
F3_Commercial_Restaurant_Existing_Space Heating_Electric_Electric Room Heat_E9 | F3 | Commercial | Restaurant | Existing | Space Heating | Electric | Electric Room Heat | E9 | PACT BC Ratio | 0 | 0 | 0 | 0 | 0 | 0 | 0 | 0 | 0 | 0 | 0 | 0 | 0 | 0 | 0 | 0 | 0 | 0 | 0 | 0 | 0 | 0 | 0 | 0 | 0 | 0 | 0 | 0 | 0 | 0
F3_Commercial_Restaurant_Existing_Space Heating_Electric_Electric Room Heat_E10 | F3 | Commercial | Restaurant | Existing | Space Heating | Electric | Electric Room Heat | E10 | PACT BC Ratio | 0 | 0 | 0 | 0 | 0 | 0 | 0 | 0 | 0 | 0 | 0 | 0 | 0 | 0 | 0 | 0 | 0 | 0 | 0 | 0 | 0 | 0 | 0 | 0 | 0 | 0 | 0 | 0 | 0 | 0
F4_Commercial_Restaurant_Existing_Space Heating_Electric_Electric Room Heat_E1 | F4 | Commercial | Restaurant | Existing | Space Heating | Electric | Electric Room Heat | E1 | RVT BC Ratio | 0 | 0 | 0 | 0 | 0 | 0 | 0 | 0 | 0 | 0 | 0 | 0 | 0 | 0 | 0 | 0 | 0 | 0 | 0 | 0 | 0 | 0 | 0 | 0 | 0 | 0 | 0 | 0 | 0 | 0
F4_Commercial_Restaurant_Existing_Space Heating_Electric_Electric Room Heat_E2 | F4 | Commercial | Restaurant | Existing | Space Heating | Electric | Electric Room Heat | E2 | RVT BC Ratio | 0 | 0 | 0 | 0 | 0 | 0 | 0 | 0 | 0 | 0 | 0 | 0 | 0 | 0 | 0 | 0 | 0 | 0 | 0 | 0 | 0 | 0 | 0 | 0 | 0 | 0 | 0 | 0 | 0 | 0
F4_Commercial_Restaurant_Existing_Space Heating_Electric_Electric Room Heat_E3 | F4 | Commercial | Restaurant | Existing | Space Heating | Electric | Electric Room Heat | E3 | RVT BC Ratio | 0 | 0 | 0 | 0 | 0 | 0 | 0 | 0 | 0 | 0 | 0 | 0 | 0 | 0 | 0 | 0 | 0 | 0 | 0 | 0 | 0 | 0 | 0 | 0 | 0 | 0 | 0 | 0 | 0 | 0
F4_Commercial_Restaurant_Existing_Space Heating_Electric_Electric Room Heat_E4 | F4 | Commercial | Restaurant | Existing | Space Heating | Electric | Electric Room Heat | E4 | RVT BC Ratio | 0 | 0 | 0 | 0 | 0 | 0 | 0 | 0 | 0 | 0 | 0 | 0 | 0 | 0 | 0 | 0 | 0 | 0 | 0 | 0 | 0 | 0 | 0 | 0 | 0 | 0 | 0 | 0 | 0 | 0
F4_Commercial_Restaurant_Existing_Space Heating_Electric_Electric Room Heat_E5 | F4 | Commercial | Restaurant | Existing | Space Heating | Electric | Electric Room Heat | E5 | RVT BC Ratio | 0 | 0 | 0 | 0 | 0 | 0 | 0 | 0 | 0 | 0 | 0 | 0 | 0 | 0 | 0 | 0 | 0 | 0 | 0 | 0 | 0 | 0 | 0 | 0 | 0 | 0 | 0 | 0 | 0 | 0
F4_Commercial_Restaurant_Existing_Space Heating_Electric_Electric Room Heat_E6 | F4 | Commercial | Restaurant | Existing | Space Heating | Electric | Electric Room Heat | E6 | RVT BC Ratio | 0 | 0 | 0 | 0 | 0 | 0 | 0 | 0 | 0 | 0 | 0 | 0 | 0 | 0 | 0 | 0 | 0 | 0 | 0 | 0 | 0 | 0 | 0 | 0 | 0 | 0 | 0 | 0 | 0 | 0
F4_Commercial_Restaurant_Existing_Space Heating_Electric_Electric Room Heat_E7 | F4 | Commercial | Restaurant | Existing | Space Heating | Electric | Electric Room Heat | E7 | RVT BC Ratio | 0 | 0 | 0 | 0 | 0 | 0 | 0 | 0 | 0 | 0 | 0 | 0 | 0 | 0 | 0 | 0 | 0 | 0 | 0 | 0 | 0 | 0 | 0 | 0 | 0 | 0 | 0 | 0 | 0 | 0
F4_Commercial_Restaurant_Existing_Space Heating_Electric_Electric Room Heat_E8 | F4 | Commercial | Restaurant | Existing | Space Heating | Electric | Electric Room Heat | E8 | RVT BC Ratio | 0 | 0 | 0 | 0 | 0 | 0 | 0 | 0 | 0 | 0 | 0 | 0 | 0 | 0 | 0 | 0 | 0 | 0 | 0 | 0 | 0 | 0 | 0 | 0 | 0 | 0 | 0 | 0 | 0 | 0
F4_Commercial_Restaurant_Existing_Space Heating_Electric_Electric Room Heat_E9 | F4 | Commercial | Restaurant | Existing | Space Heating | Electric | Electric Room Heat | E9 | RVT BC Ratio | 0 | 0 | 0 | 0 | 0 | 0 | 0 | 0 | 0 | 0 | 0 | 0 | 0 | 0 | 0 | 0 | 0 | 0 | 0 | 0 | 0 | 0 | 0 | 0 | 0 | 0 | 0 | 0 | 0 | 0
F4_Commercial_Restaurant_Existing_Space Heating_Electric_Electric Room Heat_E10 | F4 | Commercial | Restaurant | Existing | Space Heating | Electric | Electric Room Heat | E10 | RVT BC Ratio | 0 | 0 | 0 | 0 | 0 | 0 | 0 | 0 | 0 | 0 | 0 | 0 | 0 | 0 | 0 | 0 | 0 | 0 | 0 | 0 | 0 | 0 | 0 | 0 | 0 | 0 | 0 | 0 | 0 | 0
F5_Commercial_Restaurant_Existing_Space Heating_Electric_Electric Room Heat_E1 | F5 | Commercial | Restaurant | Existing | Space Heating | Electric | Electric Room Heat | E1 | RIM BC Ratio | 0 | 0 | 0 | 0 | 0 | 0 | 0 | 0 | 0 | 0 | 0 | 0 | 0 | 0 | 0 | 0 | 0 | 0 | 0 | 0 | 0 | 0 | 0 | 0 | 0 | 0 | 0 | 0 | 0 | 0
F5_Commercial_Restaurant_Existing_Space Heating_Electric_Electric Room Heat_E2 | F5 | Commercial | Restaurant | Existing | Space Heating | Electric | Electric Room Heat | E2 | RIM BC Ratio | 0 | 0 | 0 | 0 | 0 | 0 | 0 | 0 | 0 | 0 | 0 | 0 | 0 | 0 | 0 | 0 | 0 | 0 | 0 | 0 | 0 | 0 | 0 | 0 | 0 | 0 | 0 | 0 | 0 | 0
F5_Commercial_Restaurant_Existing_Space Heating_Electric_Electric Room Heat_E3 | F5 | Commercial | Restaurant | Existing | Space Heating | Electric | Electric Room Heat | E3 | RIM BC Ratio | 0 | 0 | 0 | 0 | 0 | 0 | 0 | 0 | 0 | 0 | 0 | 0 | 0 | 0 | 0 | 0 | 0 | 0 | 0 | 0 | 0 | 0 | 0 | 0 | 0 | 0 | 0 | 0 | 0 | 0
F5_Commercial_Restaurant_Existing_Space Heating_Electric_Electric Room Heat_E4 | F5 | Commercial | Restaurant | Existing | Space Heating | Electric | Electric Room Heat | E4 | RIM BC Ratio | 0 | 0 | 0 | 0 | 0 | 0 | 0 | 0 | 0 | 0 | 0 | 0 | 0 | 0 | 0 | 0 | 0 | 0 | 0 | 0 | 0 | 0 | 0 | 0 | 0 | 0 | 0 | 0 | 0 | 0
F5_Commercial_Restaurant_Existing_Space Heating_Electric_Electric Room Heat_E5 | F5 | Commercial | Restaurant | Existing | Space Heating | Electric | Electric Room Heat | E5 | RIM BC Ratio | 0 | 0 | 0 | 0 | 0 | 0 | 0 | 0 | 0 | 0 | 0 | 0 | 0 | 0 | 0 | 0 | 0 | 0 | 0 | 0 | 0 | 0 | 0 | 0 | 0 | 0 | 0 | 0 | 0 | 0
F5_Commercial_Restaurant_Existing_Space Heating_Electric_Electric Room Heat_E6 | F5 | Commercial | Restaurant | Existing | Space Heating | Electric | Electric Room Heat | E6 | RIM BC Ratio | 0 | 0 | 0 | 0 | 0 | 0 | 0 | 0 | 0 | 0 | 0 | 0 | 0 | 0 | 0 | 0 | 0 | 0 | 0 | 0 | 0 | 0 | 0 | 0 | 0 | 0 | 0 | 0 | 0 | 0
F5_Commercial_Restaurant_Existing_Space Heating_Electric_Electric Room Heat_E7 | F5 | Commercial | Restaurant | Existing | Space Heating | Electric | Electric Room Heat | E7 | RIM BC Ratio | 0 | 0 | 0 | 0 | 0 | 0 | 0 | 0 | 0 | 0 | 0 | 0 | 0 | 0 | 0 | 0 | 0 | 0 | 0 | 0 | 0 | 0 | 0 | 0 | 0 | 0 | 0 | 0 | 0 | 0
F5_Commercial_Restaurant_Existing_Space Heating_Electric_Electric Room Heat_E8 | F5 | Commercial | Restaurant | Existing | Space Heating | Electric | Electric Room Heat | E8 | RIM BC Ratio | 0 | 0 | 0 | 0 | 0 | 0 | 0 | 0 | 0 | 0 | 0 | 0 | 0 | 0 | 0 | 0 | 0 | 0 | 0 | 0 | 0 | 0 | 0 | 0 | 0 | 0 | 0 | 0 | 0 | 0
F5_Commercial_Restaurant_Existing_Space Heating_Electric_Electric Room Heat_E9 | F5 | Commercial | Restaurant | Existing | Space Heating | Electric | Electric Room Heat | E9 | RIM BC Ratio | 0 | 0 | 0 | 0 | 0 | 0 | 0 | 0 | 0 | 0 | 0 | 0 | 0 | 0 | 0 | 0 | 0 | 0 | 0 | 0 | 0 | 0 | 0 | 0 | 0 | 0 | 0 | 0 | 0 | 0
F5_Commercial_Restaurant_Existing_Space Heating_Electric_Electric Room Heat_E10 | F5 | Commercial | Restaurant | Existing | Space Heating | Electric | Electric Room Heat | E10 | RIM BC Ratio | 0 | 0 | 0 | 0 | 0 | 0 | 0 | 0 | 0 | 0 | 0 | 0 | 0 | 0 | 0 | 0 | 0 | 0 | 0 | 0 | 0 | 0 | 0 | 0 | 0 | 0 | 0 | 0 | 0 | 0
F0_Commercial_Restaurant_Existing_Space Heating_Electric_Packaged Terminal HP_E0 | F0 | Commercial | Restaurant | Existing | Space Heating | Electric | Packaged Terminal HP | E0 | Economic Unit | 0 | 0 | 0 | 0 | 0 | 0 | 0 | 0 | 0 | 0 | 0 | 0 | 0 | 0 | 0 | 0 | 0 | 0 | 0 | 0 | 0 | 0 | 0 | 0 | 0 | 0 | 0 | 0 | 0 | 0
F1_Commercial_Restaurant_Existing_Space Heating_Electric_Packaged Terminal HP_E1 | F1 | Commercial | Restaurant | Existing | Space Heating | Electric | Packaged Terminal HP | E1 | CCE | 0 | 0 | 0 | 0 | 0 | 0 | 0 | 0 | 0 | 0 | 0 | 0 | 0 | 0 | 0 | 0 | 0 | 0 | 0 | 0 | 0 | 0 | 0 | 0 | 0 | 0 | 0 | 0 | 0 | 0
F1_Commercial_Restaurant_Existing_Space Heating_Electric_Packaged Terminal HP_E2 | F1 | Commercial | Restaurant | Existing | Space Heating | Electric | Packaged Terminal HP | E2 | CCE | 0 | 0 | 0 | 0 | 0 | 0 | 0 | 0 | 0 | 0 | 0 | 0 | 0 | 0 | 0 | 0 | 0 | 0 | 0 | 0 | 0 | 0 | 0 | 0 | 0 | 0 | 0 | 0 | 0 | 0
F1_Commercial_Restaurant_Existing_Space Heating_Electric_Packaged Terminal HP_E3 | F1 | Commercial | Restaurant | Existing | Space Heating | Electric | Packaged Terminal HP | E3 | CCE | 0 | 0 | 0 | 0 | 0 | 0 | 0 | 0 | 0 | 0 | 0 | 0 | 0 | 0 | 0 | 0 | 0 | 0 | 0 | 0 | 0 | 0 | 0 | 0 | 0 | 0 | 0 | 0 | 0 | 0
F1_Commercial_Restaurant_Existing_Space Heating_Electric_Packaged Terminal HP_E4 | F1 | Commercial | Restaurant | Existing | Space Heating | Electric | Packaged Terminal HP | E4 | CCE | 0 | 0 | 0 | 0 | 0 | 0 | 0 | 0 | 0 | 0 | 0 | 0 | 0 | 0 | 0 | 0 | 0 | 0 | 0 | 0 | 0 | 0 | 0 | 0 | 0 | 0 | 0 | 0 | 0 | 0
F1_Commercial_Restaurant_Existing_Space Heating_Electric_Packaged Terminal HP_E5 | F1 | Commercial | Restaurant | Existing | Space Heating | Electric | Packaged Terminal HP | E5 | CCE | 0 | 0 | 0 | 0 | 0 | 0 | 0 | 0 | 0 | 0 | 0 | 0 | 0 | 0 | 0 | 0 | 0 | 0 | 0 | 0 | 0 | 0 | 0 | 0 | 0 | 0 | 0 | 0 | 0 | 0
F1_Commercial_Restaurant_Existing_Space Heating_Electric_Packaged Terminal HP_E6 | F1 | Commercial | Restaurant | Existing | Space Heating | Electric | Packaged Terminal HP | E6 | CCE | 0 | 0 | 0 | 0 | 0 | 0 | 0 | 0 | 0 | 0 | 0 | 0 | 0 | 0 | 0 | 0 | 0 | 0 | 0 | 0 | 0 | 0 | 0 | 0 | 0 | 0 | 0 | 0 | 0 | 0
F1_Commercial_Restaurant_Existing_Space Heating_Electric_Packaged Terminal HP_E7 | F1 | Commercial | Restaurant | Existing | Space Heating | Electric | Packaged Terminal HP | E7 | CCE | 0 | 0 | 0 | 0 | 0 | 0 | 0 | 0 | 0 | 0 | 0 | 0 | 0 | 0 | 0 | 0 | 0 | 0 | 0 | 0 | 0 | 0 | 0 | 0 | 0 | 0 | 0 | 0 | 0 | 0
F1_Commercial_Restaurant_Existing_Space Heating_Electric_Packaged Terminal HP_E8 | F1 | Commercial | Restaurant | Existing | Space Heating | Electric | Packaged Terminal HP | E8 | CCE | 0 | 0 | 0 | 0 | 0 | 0 | 0 | 0 | 0 | 0 | 0 | 0 | 0 | 0 | 0 | 0 | 0 | 0 | 0 | 0 | 0 | 0 | 0 | 0 | 0 | 0 | 0 | 0 | 0 | 0
F1_Commercial_Restaurant_Existing_Space Heating_Electric_Packaged Terminal HP_E9 | F1 | Commercial | Restaurant | Existing | Space Heating | Electric | Packaged Terminal HP | E9 | CCE | 0 | 0 | 0 | 0 | 0 | 0 | 0 | 0 | 0 | 0 | 0 | 0 | 0 | 0 | 0 | 0 | 0 | 0 | 0 | 0 | 0 | 0 | 0 | 0 | 0 | 0 | 0 | 0 | 0 | 0
F1_Commercial_Restaurant_Existing_Space Heating_Electric_Packaged Terminal HP_E10 | F1 | Commercial | Restaurant | Existing | Space Heating | Electric | Packaged Terminal HP | E10 | CCE | 0 | 0 | 0 | 0 | 0 | 0 | 0 | 0 | 0 | 0 | 0 | 0 | 0 | 0 | 0 | 0 | 0 | 0 | 0 | 0 | 0 | 0 | 0 | 0 | 0 | 0 | 0 | 0 | 0 | 0
F2_Commercial_Restaurant_Existing_Space Heating_Electric_Packaged Terminal HP_E1 | F2 | Commercial | Restaurant | Existing | Space Heating | Electric | Packaged Terminal HP | E1 | TRC BC Ratio | 0 | 0 | 0 | 0 | 0 | 0 | 0 | 0 | 0 | 0 | 0 | 0 | 0 | 0 | 0 | 0 | 0 | 0 | 0 | 0 | 0 | 0 | 0 | 0 | 0 | 0 | 0 | 0 | 0 | 0
F2_Commercial_Restaurant_Existing_Space Heating_Electric_Packaged Terminal HP_E2 | F2 | Commercial | Restaurant | Existing | Space Heating | Electric | Packaged Terminal HP | E2 | TRC BC Ratio | 0 | 0 | 0 | 0 | 0 | 0 | 0 | 0 | 0 | 0 | 0 | 0 | 0 | 0 | 0 | 0 | 0 | 0 | 0 | 0 | 0 | 0 | 0 | 0 | 0 | 0 | 0 | 0 | 0 | 0
F2_Commercial_Restaurant_Existing_Space Heating_Electric_Packaged Terminal HP_E3 | F2 | Commercial | Restaurant | Existing | Space Heating | Electric | Packaged Terminal HP | E3 | TRC BC Ratio | 0 | 0 | 0 | 0 | 0 | 0 | 0 | 0 | 0 | 0 | 0 | 0 | 0 | 0 | 0 | 0 | 0 | 0 | 0 | 0 | 0 | 0 | 0 | 0 | 0 | 0 | 0 | 0 | 0 | 0
F2_Commercial_Restaurant_Existing_Space Heating_Electric_Packaged Terminal HP_E4 | F2 | Commercial | Restaurant | Existing | Space Heating | Electric | Packaged Terminal HP | E4 | TRC BC Ratio | 0 | 0 | 0 | 0 | 0 | 0 | 0 | 0 | 0 | 0 | 0 | 0 | 0 | 0 | 0 | 0 | 0 | 0 | 0 | 0 | 0 | 0 | 0 | 0 | 0 | 0 | 0 | 0 | 0 | 0
F2_Commercial_Restaurant_Existing_Space Heating_Electric_Packaged Terminal HP_E5 | F2 | Commercial | Restaurant | Existing | Space Heating | Electric | Packaged Terminal HP | E5 | TRC BC Ratio | 0 | 0 | 0 | 0 | 0 | 0 | 0 | 0 | 0 | 0 | 0 | 0 | 0 | 0 | 0 | 0 | 0 | 0 | 0 | 0 | 0 | 0 | 0 | 0 | 0 | 0 | 0 | 0 | 0 | 0
F2_Commercial_Restaurant_Existing_Space Heating_Electric_Packaged Terminal HP_E6 | F2 | Commercial | Restaurant | Existing | Space Heating | Electric | Packaged Terminal HP | E6 | TRC BC Ratio | 0 | 0 | 0 | 0 | 0 | 0 | 0 | 0 | 0 | 0 | 0 | 0 | 0 | 0 | 0 | 0 | 0 | 0 | 0 | 0 | 0 | 0 | 0 | 0 | 0 | 0 | 0 | 0 | 0 | 0
F2_Commercial_Restaurant_Existing_Space Heating_Electric_Packaged Terminal HP_E7 | F2 | Commercial | Restaurant | Existing | Space Heating | Electric | Packaged Terminal HP | E7 | TRC BC Ratio | 0 | 0 | 0 | 0 | 0 | 0 | 0 | 0 | 0 | 0 | 0 | 0 | 0 | 0 | 0 | 0 | 0 | 0 | 0 | 0 | 0 | 0 | 0 | 0 | 0 | 0 | 0 | 0 | 0 | 0
F2_Commercial_Restaurant_Existing_Space Heating_Electric_Packaged Terminal HP_E8 | F2 | Commercial | Restaurant | Existing | Space Heating | Electric | Packaged Terminal HP | E8 | TRC BC Ratio | 0 | 0 | 0 | 0 | 0 | 0 | 0 | 0 | 0 | 0 | 0 | 0 | 0 | 0 | 0 | 0 | 0 | 0 | 0 | 0 | 0 | 0 | 0 | 0 | 0 | 0 | 0 | 0 | 0 | 0
F2_Commercial_Restaurant_Existing_Space Heating_Electric_Packaged Terminal HP_E9 | F2 | Commercial | Restaurant | Existing | Space Heating | Electric | Packaged Terminal HP | E9 | TRC BC Ratio | 0 | 0 | 0 | 0 | 0 | 0 | 0 | 0 | 0 | 0 | 0 | 0 | 0 | 0 | 0 | 0 | 0 | 0 | 0 | 0 | 0 | 0 | 0 | 0 | 0 | 0 | 0 | 0 | 0 | 0
F2_Commercial_Restaurant_Existing_Space Heating_Electric_Packaged Terminal HP_E10 | F2 | Commercial | Restaurant | Existing | Space Heating | Electric | Packaged Terminal HP | E10 | TRC BC Ratio | 0 | 0 | 0 | 0 | 0 | 0 | 0 | 0 | 0 | 0 | 0 | 0 | 0 | 0 | 0 | 0 | 0 | 0 | 0 | 0 | 0 | 0 | 0 | 0 | 0 | 0 | 0 | 0 | 0 | 0
F3_Commercial_Restaurant_Existing_Space Heating_Electric_Packaged Terminal HP_E1 | F3 | Commercial | Restaurant | Existing | Space Heating | Electric | Packaged Terminal HP | E1 | PACT BC Ratio | 0 | 0 | 0 | 0 | 0 | 0 | 0 | 0 | 0 | 0 | 0 | 0 | 0 | 0 | 0 | 0 | 0 | 0 | 0 | 0 | 0 | 0 | 0 | 0 | 0 | 0 | 0 | 0 | 0 | 0
F3_Commercial_Restaurant_Existing_Space Heating_Electric_Packaged Terminal HP_E2 | F3 | Commercial | Restaurant | Existing | Space Heating | Electric | Packaged Terminal HP | E2 | PACT BC Ratio | 0 | 0 | 0 | 0 | 0 | 0 | 0 | 0 | 0 | 0 | 0 | 0 | 0 | 0 | 0 | 0 | 0 | 0 | 0 | 0 | 0 | 0 | 0 | 0 | 0 | 0 | 0 | 0 | 0 | 0
F3_Commercial_Restaurant_Existing_Space Heating_Electric_Packaged Terminal HP_E3 | F3 | Commercial | Restaurant | Existing | Space Heating | Electric | Packaged Terminal HP | E3 | PACT BC Ratio | 0 | 0 | 0 | 0 | 0 | 0 | 0 | 0 | 0 | 0 | 0 | 0 | 0 | 0 | 0 | 0 | 0 | 0 | 0 | 0 | 0 | 0 | 0 | 0 | 0 | 0 | 0 | 0 | 0 | 0
F3_Commercial_Restaurant_Existing_Space Heating_Electric_Packaged Terminal HP_E4 | F3 | Commercial | Restaurant | Existing | Space Heating | Electric | Packaged Terminal HP | E4 | PACT BC Ratio | 0 | 0 | 0 | 0 | 0 | 0 | 0 | 0 | 0 | 0 | 0 | 0 | 0 | 0 | 0 | 0 | 0 | 0 | 0 | 0 | 0 | 0 | 0 | 0 | 0 | 0 | 0 | 0 | 0 | 0
F3_Commercial_Restaurant_Existing_Space Heating_Electric_Packaged Terminal HP_E5 | F3 | Commercial | Restaurant | Existing | Space Heating | Electric | Packaged Terminal HP | E5 | PACT BC Ratio | 0 | 0 | 0 | 0 | 0 | 0 | 0 | 0 | 0 | 0 | 0 | 0 | 0 | 0 | 0 | 0 | 0 | 0 | 0 | 0 | 0 | 0 | 0 | 0 | 0 | 0 | 0 | 0 | 0 | 0
F3_Commercial_Restaurant_Existing_Space Heating_Electric_Packaged Terminal HP_E6 | F3 | Commercial | Restaurant | Existing | Space Heating | Electric | Packaged Terminal HP | E6 | PACT BC Ratio | 0 | 0 | 0 | 0 | 0 | 0 | 0 | 0 | 0 | 0 | 0 | 0 | 0 | 0 | 0 | 0 | 0 | 0 | 0 | 0 | 0 | 0 | 0 | 0 | 0 | 0 | 0 | 0 | 0 | 0
F3_Commercial_Restaurant_Existing_Space Heating_Electric_Packaged Terminal HP_E7 | F3 | Commercial | Restaurant | Existing | Space Heating | Electric | Packaged Terminal HP | E7 | PACT BC Ratio | 0 | 0 | 0 | 0 | 0 | 0 | 0 | 0 | 0 | 0 | 0 | 0 | 0 | 0 | 0 | 0 | 0 | 0 | 0 | 0 | 0 | 0 | 0 | 0 | 0 | 0 | 0 | 0 | 0 | 0
F3_Commercial_Restaurant_Existing_Space Heating_Electric_Packaged Terminal HP_E8 | F3 | Commercial | Restaurant | Existing | Space Heating | Electric | Packaged Terminal HP | E8 | PACT BC Ratio | 0 | 0 | 0 | 0 | 0 | 0 | 0 | 0 | 0 | 0 | 0 | 0 | 0 | 0 | 0 | 0 | 0 | 0 | 0 | 0 | 0 | 0 | 0 | 0 | 0 | 0 | 0 | 0 | 0 | 0
F3_Commercial_Restaurant_Existing_Space Heating_Electric_Packaged Terminal HP_E9 | F3 | Commercial | Restaurant | Existing | Space Heating | Electric | Packaged Terminal HP | E9 | PACT BC Ratio | 0 | 0 | 0 | 0 | 0 | 0 | 0 | 0 | 0 | 0 | 0 | 0 | 0 | 0 | 0 | 0 | 0 | 0 | 0 | 0 | 0 | 0 | 0 | 0 | 0 | 0 | 0 | 0 | 0 | 0
F3_Commercial_Restaurant_Existing_Space Heating_Electric_Packaged Terminal HP_E10 | F3 | Commercial | Restaurant | Existing | Space Heating | Electric | Packaged Terminal HP | E10 | PACT BC Ratio | 0 | 0 | 0 | 0 | 0 | 0 | 0 | 0 | 0 | 0 | 0 | 0 | 0 | 0 | 0 | 0 | 0 | 0 | 0 | 0 | 0 | 0 | 0 | 0 | 0 | 0 | 0 | 0 | 0 | 0
F4_Commercial_Restaurant_Existing_Space Heating_Electric_Packaged Terminal HP_E1 | F4 | Commercial | Restaurant | Existing | Space Heating | Electric | Packaged Terminal HP | E1 | RVT BC Ratio | 0 | 0 | 0 | 0 | 0 | 0 | 0 | 0 | 0 | 0 | 0 | 0 | 0 | 0 | 0 | 0 | 0 | 0 | 0 | 0 | 0 | 0 | 0 | 0 | 0 | 0 | 0 | 0 | 0 | 0
F4_Commercial_Restaurant_Existing_Space Heating_Electric_Packaged Terminal HP_E2 | F4 | Commercial | Restaurant | Existing | Space Heating | Electric | Packaged Terminal HP | E2 | RVT BC Ratio | 0 | 0 | 0 | 0 | 0 | 0 | 0 | 0 | 0 | 0 | 0 | 0 | 0 | 0 | 0 | 0 | 0 | 0 | 0 | 0 | 0 | 0 | 0 | 0 | 0 | 0 | 0 | 0 | 0 | 0
F4_Commercial_Restaurant_Existing_Space Heating_Electric_Packaged Terminal HP_E3 | F4 | Commercial | Restaurant | Existing | Space Heating | Electric | Packaged Terminal HP | E3 | RVT BC Ratio | 0 | 0 | 0 | 0 | 0 | 0 | 0 | 0 | 0 | 0 | 0 | 0 | 0 | 0 | 0 | 0 | 0 | 0 | 0 | 0 | 0 | 0 | 0 | 0 | 0 | 0 | 0 | 0 | 0 | 0
F4_Commercial_Restaurant_Existing_Space Heating_Electric_Packaged Terminal HP_E4 | F4 | Commercial | Restaurant | Existing | Space Heating | Electric | Packaged Terminal HP | E4 | RVT BC Ratio | 0 | 0 | 0 | 0 | 0 | 0 | 0 | 0 | 0 | 0 | 0 | 0 | 0 | 0 | 0 | 0 | 0 | 0 | 0 | 0 | 0 | 0 | 0 | 0 | 0 | 0 | 0 | 0 | 0 | 0
F4_Commercial_Restaurant_Existing_Space Heating_Electric_Packaged Terminal HP_E5 | F4 | Commercial | Restaurant | Existing | Space Heating | Electric | Packaged Terminal HP | E5 | RVT BC Ratio | 0 | 0 | 0 | 0 | 0 | 0 | 0 | 0 | 0 | 0 | 0 | 0 | 0 | 0 | 0 | 0 | 0 | 0 | 0 | 0 | 0 | 0 | 0 | 0 | 0 | 0 | 0 | 0 | 0 | 0
F4_Commercial_Restaurant_Existing_Space Heating_Electric_Packaged Terminal HP_E6 | F4 | Commercial | Restaurant | Existing | Space Heating | Electric | Packaged Terminal HP | E6 | RVT BC Ratio | 0 | 0 | 0 | 0 | 0 | 0 | 0 | 0 | 0 | 0 | 0 | 0 | 0 | 0 | 0 | 0 | 0 | 0 | 0 | 0 | 0 | 0 | 0 | 0 | 0 | 0 | 0 | 0 | 0 | 0
F4_Commercial_Restaurant_Existing_Space Heating_Electric_Packaged Terminal HP_E7 | F4 | Commercial | Restaurant | Existing | Space Heating | Electric | Packaged Terminal HP | E7 | RVT BC Ratio | 0 | 0 | 0 | 0 | 0 | 0 | 0 | 0 | 0 | 0 | 0 | 0 | 0 | 0 | 0 | 0 | 0 | 0 | 0 | 0 | 0 | 0 | 0 | 0 | 0 | 0 | 0 | 0 | 0 | 0
F4_Commercial_Restaurant_Existing_Space Heating_Electric_Packaged Terminal HP_E8 | F4 | Commercial | Restaurant | Existing | Space Heating | Electric | Packaged Terminal HP | E8 | RVT BC Ratio | 0 | 0 | 0 | 0 | 0 | 0 | 0 | 0 | 0 | 0 | 0 | 0 | 0 | 0 | 0 | 0 | 0 | 0 | 0 | 0 | 0 | 0 | 0 | 0 | 0 | 0 | 0 | 0 | 0 | 0
F4_Commercial_Restaurant_Existing_Space Heating_Electric_Packaged Terminal HP_E9 | F4 | Commercial | Restaurant | Existing | Space Heating | Electric | Packaged Terminal HP | E9 | RVT BC Ratio | 0 | 0 | 0 | 0 | 0 | 0 | 0 | 0 | 0 | 0 | 0 | 0 | 0 | 0 | 0 | 0 | 0 | 0 | 0 | 0 | 0 | 0 | 0 | 0 | 0 | 0 | 0 | 0 | 0 | 0
F4_Commercial_Restaurant_Existing_Space Heating_Electric_Packaged Terminal HP_E10 | F4 | Commercial | Restaurant | Existing | Space Heating | Electric | Packaged Terminal HP | E10 | RVT BC Ratio | 0 | 0 | 0 | 0 | 0 | 0 | 0 | 0 | 0 | 0 | 0 | 0 | 0 | 0 | 0 | 0 | 0 | 0 | 0 | 0 | 0 | 0 | 0 | 0 | 0 | 0 | 0 | 0 | 0 | 0
F5_Commercial_Restaurant_Existing_Space Heating_Electric_Packaged Terminal HP_E1 | F5 | Commercial | Restaurant | Existing | Space Heating | Electric | Packaged Terminal HP | E1 | RIM BC Ratio | 0 | 0 | 0 | 0 | 0 | 0 | 0 | 0 | 0 | 0 | 0 | 0 | 0 | 0 | 0 | 0 | 0 | 0 | 0 | 0 | 0 | 0 | 0 | 0 | 0 | 0 | 0 | 0 | 0 | 0
F5_Commercial_Restaurant_Existing_Space Heating_Electric_Packaged Terminal HP_E2 | F5 | Commercial | Restaurant | Existing | Space Heating | Electric | Packaged Terminal HP | E2 | RIM BC Ratio | 0 | 0 | 0 | 0 | 0 | 0 | 0 | 0 | 0 | 0 | 0 | 0 | 0 | 0 | 0 | 0 | 0 | 0 | 0 | 0 | 0 | 0 | 0 | 0 | 0 | 0 | 0 | 0 | 0 | 0
F5_Commercial_Restaurant_Existing_Space Heating_Electric_Packaged Terminal HP_E3 | F5 | Commercial | Restaurant | Existing | Space Heating | Electric | Packaged Terminal HP | E3 | RIM BC Ratio | 0 | 0 | 0 | 0 | 0 | 0 | 0 | 0 | 0 | 0 | 0 | 0 | 0 | 0 | 0 | 0 | 0 | 0 | 0 | 0 | 0 | 0 | 0 | 0 | 0 | 0 | 0 | 0 | 0 | 0
F5_Commercial_Restaurant_Existing_Space Heating_Electric_Packaged Terminal HP_E4 | F5 | Commercial | Restaurant | Existing | Space Heating | Electric | Packaged Terminal HP | E4 | RIM BC Ratio | 0 | 0 | 0 | 0 | 0 | 0 | 0 | 0 | 0 | 0 | 0 | 0 | 0 | 0 | 0 | 0 | 0 | 0 | 0 | 0 | 0 | 0 | 0 | 0 | 0 | 0 | 0 | 0 | 0 | 0
F5_Commercial_Restaurant_Existing_Space Heating_Electric_Packaged Terminal HP_E5 | F5 | Commercial | Restaurant | Existing | Space Heating | Electric | Packaged Terminal HP | E5 | RIM BC Ratio | 0 | 0 | 0 | 0 | 0 | 0 | 0 | 0 | 0 | 0 | 0 | 0 | 0 | 0 | 0 | 0 | 0 | 0 | 0 | 0 | 0 | 0 | 0 | 0 | 0 | 0 | 0 | 0 | 0 | 0
F5_Commercial_Restaurant_Existing_Space Heating_Electric_Packaged Terminal HP_E6 | F5 | Commercial | Restaurant | Existing | Space Heating | Electric | Packaged Terminal HP | E6 | RIM BC Ratio | 0 | 0 | 0 | 0 | 0 | 0 | 0 | 0 | 0 | 0 | 0 | 0 | 0 | 0 | 0 | 0 | 0 | 0 | 0 | 0 | 0 | 0 | 0 | 0 | 0 | 0 | 0 | 0 | 0 | 0
F5_Commercial_Restaurant_Existing_Space Heating_Electric_Packaged Terminal HP_E7 | F5 | Commercial | Restaurant | Existing | Space Heating | Electric | Packaged Terminal HP | E7 | RIM BC Ratio | 0 | 0 | 0 | 0 | 0 | 0 | 0 | 0 | 0 | 0 | 0 | 0 | 0 | 0 | 0 | 0 | 0 | 0 | 0 | 0 | 0 | 0 | 0 | 0 | 0 | 0 | 0 | 0 | 0 | 0
F5_Commercial_Restaurant_Existing_Space Heating_Electric_Packaged Terminal HP_E8 | F5 | Commercial | Restaurant | Existing | Space Heating | Electric | Packaged Terminal HP | E8 | RIM BC Ratio | 0 | 0 | 0 | 0 | 0 | 0 | 0 | 0 | 0 | 0 | 0 | 0 | 0 | 0 | 0 | 0 | 0 | 0 | 0 | 0 | 0 | 0 | 0 | 0 | 0 | 0 | 0 | 0 | 0 | 0
F5_Commercial_Restaurant_Existing_Space Heating_Electric_Packaged Terminal HP_E9 | F5 | Commercial | Restaurant | Existing | Space Heating | Electric | Packaged Terminal HP | E9 | RIM BC Ratio | 0 | 0 | 0 | 0 | 0 | 0 | 0 | 0 | 0 | 0 | 0 | 0 | 0 | 0 | 0 | 0 | 0 | 0 | 0 | 0 | 0 | 0 | 0 | 0 | 0 | 0 | 0 | 0 | 0 | 0
F5_Commercial_Restaurant_Existing_Space Heating_Electric_Packaged Terminal HP_E10 | F5 | Commercial | Restaurant | Existing | Space Heating | Electric | Packaged Terminal HP | E10 | RIM BC Ratio | 0 | 0 | 0 | 0 | 0 | 0 | 0 | 0 | 0 | 0 | 0 | 0 | 0 | 0 | 0 | 0 | 0 | 0 | 0 | 0 | 0 | 0 | 0 | 0 | 0 | 0 | 0 | 0 | 0 | 0
F0_Commercial_Restaurant_Existing_Space Heating_Electric_Air-Source Heat Pump_E0 | F0 | Commercial | Restaurant | Existing | Space Heating | Electric | Air-Source Heat Pump | E0 | Economic Unit | 0 | 0 | 0 | 0 | 0 | 0 | 0 | 0 | 0 | 0 | 0 | 0 | 0 | 0 | 0 | 0 | 0 | 0 | 0 | 0 | 0 | 0 | 0 | 0 | 0 | 0 | 0 | 0 | 0 | 0
F1_Commercial_Restaurant_Existing_Space Heating_Electric_Air-Source Heat Pump_E1 | F1 | Commercial | Restaurant | Existing | Space Heating | Electric | Air-Source Heat Pump | E1 | CCE | 0 | 0 | 0 | 0 | 0 | 0 | 0 | 0 | 0 | 0 | 0 | 0 | 0 | 0 | 0 | 0 | 0 | 0 | 0 | 0 | 0 | 0 | 0 | 0 | 0 | 0 | 0 | 0 | 0 | 0
F1_Commercial_Restaurant_Existing_Space Heating_Electric_Air-Source Heat Pump_E2 | F1 | Commercial | Restaurant | Existing | Space Heating | Electric | Air-Source Heat Pump | E2 | CCE | 0 | 0 | 0 | 0 | 0 | 0 | 0 | 0 | 0 | 0 | 0 | 0 | 0 | 0 | 0 | 0 | 0 | 0 | 0 | 0 | 0 | 0 | 0 | 0 | 0 | 0 | 0 | 0 | 0 | 0
F1_Commercial_Restaurant_Existing_Space Heating_Electric_Air-Source Heat Pump_E3 | F1 | Commercial | Restaurant | Existing | Space Heating | Electric | Air-Source Heat Pump | E3 | CCE | 0 | 0 | 0 | 0 | 0 | 0 | 0 | 0 | 0 | 0 | 0 | 0 | 0 | 0 | 0 | 0 | 0 | 0 | 0 | 0 | 0 | 0 | 0 | 0 | 0 | 0 | 0 | 0 | 0 | 0
F1_Commercial_Restaurant_Existing_Space Heating_Electric_Air-Source Heat Pump_E4 | F1 | Commercial | Restaurant | Existing | Space Heating | Electric | Air-Source Heat Pump | E4 | CCE | 0 | 0 | 0 | 0 | 0 | 0 | 0 | 0 | 0 | 0 | 0 | 0 | 0 | 0 | 0 | 0 | 0 | 0 | 0 | 0 | 0 | 0 | 0 | 0 | 0 | 0 | 0 | 0 | 0 | 0
F1_Commercial_Restaurant_Existing_Space Heating_Electric_Air-Source Heat Pump_E5 | F1 | Commercial | Restaurant | Existing | Space Heating | Electric | Air-Source Heat Pump | E5 | CCE | 0 | 0 | 0 | 0 | 0 | 0 | 0 | 0 | 0 | 0 | 0 | 0 | 0 | 0 | 0 | 0 | 0 | 0 | 0 | 0 | 0 | 0 | 0 | 0 | 0 | 0 | 0 | 0 | 0 | 0
F1_Commercial_Restaurant_Existing_Space Heating_Electric_Air-Source Heat Pump_E6 | F1 | Commercial | Restaurant | Existing | Space Heating | Electric | Air-Source Heat Pump | E6 | CCE | 0 | 0 | 0 | 0 | 0 | 0 | 0 | 0 | 0 | 0 | 0 | 0 | 0 | 0 | 0 | 0 | 0 | 0 | 0 | 0 | 0 | 0 | 0 | 0 | 0 | 0 | 0 | 0 | 0 | 0
F1_Commercial_Restaurant_Existing_Space Heating_Electric_Air-Source Heat Pump_E7 | F1 | Commercial | Restaurant | Existing | Space Heating | Electric | Air-Source Heat Pump | E7 | CCE | 0 | 0 | 0 | 0 | 0 | 0 | 0 | 0 | 0 | 0 | 0 | 0 | 0 | 0 | 0 | 0 | 0 | 0 | 0 | 0 | 0 | 0 | 0 | 0 | 0 | 0 | 0 | 0 | 0 | 0
F1_Commercial_Restaurant_Existing_Space Heating_Electric_Air-Source Heat Pump_E8 | F1 | Commercial | Restaurant | Existing | Space Heating | Electric | Air-Source Heat Pump | E8 | CCE | 0 | 0 | 0 | 0 | 0 | 0 | 0 | 0 | 0 | 0 | 0 | 0 | 0 | 0 | 0 | 0 | 0 | 0 | 0 | 0 | 0 | 0 | 0 | 0 | 0 | 0 | 0 | 0 | 0 | 0
F1_Commercial_Restaurant_Existing_Space Heating_Electric_Air-Source Heat Pump_E9 | F1 | Commercial | Restaurant | Existing | Space Heating | Electric | Air-Source Heat Pump | E9 | CCE | 0 | 0 | 0 | 0 | 0 | 0 | 0 | 0 | 0 | 0 | 0 | 0 | 0 | 0 | 0 | 0 | 0 | 0 | 0 | 0 | 0 | 0 | 0 | 0 | 0 | 0 | 0 | 0 | 0 | 0
F1_Commercial_Restaurant_Existing_Space Heating_Electric_Air-Source Heat Pump_E10 | F1 | Commercial | Restaurant | Existing | Space Heating | Electric | Air-Source Heat Pump | E10 | CCE | 0 | 0 | 0 | 0 | 0 | 0 | 0 | 0 | 0 | 0 | 0 | 0 | 0 | 0 | 0 | 0 | 0 | 0 | 0 | 0 | 0 | 0 | 0 | 0 | 0 | 0 | 0 | 0 | 0 | 0
F2_Commercial_Restaurant_Existing_Space Heating_Electric_Air-Source Heat Pump_E1 | F2 | Commercial | Restaurant | Existing | Space Heating | Electric | Air-Source Heat Pump | E1 | TRC BC Ratio | 0 | 0 | 0 | 0 | 0 | 0 | 0 | 0 | 0 | 0 | 0 | 0 | 0 | 0 | 0 | 0 | 0 | 0 | 0 | 0 | 0 | 0 | 0 | 0 | 0 | 0 | 0 | 0 | 0 | 0
F2_Commercial_Restaurant_Existing_Space Heating_Electric_Air-Source Heat Pump_E2 | F2 | Commercial | Restaurant | Existing | Space Heating | Electric | Air-Source Heat Pump | E2 | TRC BC Ratio | 0 | 0 | 0 | 0 | 0 | 0 | 0 | 0 | 0 | 0 | 0 | 0 | 0 | 0 | 0 | 0 | 0 | 0 | 0 | 0 | 0 | 0 | 0 | 0 | 0 | 0 | 0 | 0 | 0 | 0
F2_Commercial_Restaurant_Existing_Space Heating_Electric_Air-Source Heat Pump_E3 | F2 | Commercial | Restaurant | Existing | Space Heating | Electric | Air-Source Heat Pump | E3 | TRC BC Ratio | 0 | 0 | 0 | 0 | 0 | 0 | 0 | 0 | 0 | 0 | 0 | 0 | 0 | 0 | 0 | 0 | 0 | 0 | 0 | 0 | 0 | 0 | 0 | 0 | 0 | 0 | 0 | 0 | 0 | 0
F2_Commercial_Restaurant_Existing_Space Heating_Electric_Air-Source Heat Pump_E4 | F2 | Commercial | Restaurant | Existing | Space Heating | Electric | Air-Source Heat Pump | E4 | TRC BC Ratio | 0 | 0 | 0 | 0 | 0 | 0 | 0 | 0 | 0 | 0 | 0 | 0 | 0 | 0 | 0 | 0 | 0 | 0 | 0 | 0 | 0 | 0 | 0 | 0 | 0 | 0 | 0 | 0 | 0 | 0
F2_Commercial_Restaurant_Existing_Space Heating_Electric_Air-Source Heat Pump_E5 | F2 | Commercial | Restaurant | Existing | Space Heating | Electric | Air-Source Heat Pump | E5 | TRC BC Ratio | 0 | 0 | 0 | 0 | 0 | 0 | 0 | 0 | 0 | 0 | 0 | 0 | 0 | 0 | 0 | 0 | 0 | 0 | 0 | 0 | 0 | 0 | 0 | 0 | 0 | 0 | 0 | 0 | 0 | 0
F2_Commercial_Restaurant_Existing_Space Heating_Electric_Air-Source Heat Pump_E6 | F2 | Commercial | Restaurant | Existing | Space Heating | Electric | Air-Source Heat Pump | E6 | TRC BC Ratio | 0 | 0 | 0 | 0 | 0 | 0 | 0 | 0 | 0 | 0 | 0 | 0 | 0 | 0 | 0 | 0 | 0 | 0 | 0 | 0 | 0 | 0 | 0 | 0 | 0 | 0 | 0 | 0 | 0 | 0
F2_Commercial_Restaurant_Existing_Space Heating_Electric_Air-Source Heat Pump_E7 | F2 | Commercial | Restaurant | Existing | Space Heating | Electric | Air-Source Heat Pump | E7 | TRC BC Ratio | 0 | 0 | 0 | 0 | 0 | 0 | 0 | 0 | 0 | 0 | 0 | 0 | 0 | 0 | 0 | 0 | 0 | 0 | 0 | 0 | 0 | 0 | 0 | 0 | 0 | 0 | 0 | 0 | 0 | 0
F2_Commercial_Restaurant_Existing_Space Heating_Electric_Air-Source Heat Pump_E8 | F2 | Commercial | Restaurant | Existing | Space Heating | Electric | Air-Source Heat Pump | E8 | TRC BC Ratio | 0 | 0 | 0 | 0 | 0 | 0 | 0 | 0 | 0 | 0 | 0 | 0 | 0 | 0 | 0 | 0 | 0 | 0 | 0 | 0 | 0 | 0 | 0 | 0 | 0 | 0 | 0 | 0 | 0 | 0
F2_Commercial_Restaurant_Existing_Space Heating_Electric_Air-Source Heat Pump_E9 | F2 | Commercial | Restaurant | Existing | Space Heating | Electric | Air-Source Heat Pump | E9 | TRC BC Ratio | 0 | 0 | 0 | 0 | 0 | 0 | 0 | 0 | 0 | 0 | 0 | 0 | 0 | 0 | 0 | 0 | 0 | 0 | 0 | 0 | 0 | 0 | 0 | 0 | 0 | 0 | 0 | 0 | 0 | 0
F2_Commercial_Restaurant_Existing_Space Heating_Electric_Air-Source Heat Pump_E10 | F2 | Commercial | Restaurant | Existing | Space Heating | Electric | Air-Source Heat Pump | E10 | TRC BC Ratio | 0 | 0 | 0 | 0 | 0 | 0 | 0 | 0 | 0 | 0 | 0 | 0 | 0 | 0 | 0 | 0 | 0 | 0 | 0 | 0 | 0 | 0 | 0 | 0 | 0 | 0 | 0 | 0 | 0 | 0
F3_Commercial_Restaurant_Existing_Space Heating_Electric_Air-Source Heat Pump_E1 | F3 | Commercial | Restaurant | Existing | Space Heating | Electric | Air-Source Heat Pump | E1 | PACT BC Ratio | 0 | 0 | 0 | 0 | 0 | 0 | 0 | 0 | 0 | 0 | 0 | 0 | 0 | 0 | 0 | 0 | 0 | 0 | 0 | 0 | 0 | 0 | 0 | 0 | 0 | 0 | 0 | 0 | 0 | 0
F3_Commercial_Restaurant_Existing_Space Heating_Electric_Air-Source Heat Pump_E2 | F3 | Commercial | Restaurant | Existing | Space Heating | Electric | Air-Source Heat Pump | E2 | PACT BC Ratio | 0 | 0 | 0 | 0 | 0 | 0 | 0 | 0 | 0 | 0 | 0 | 0 | 0 | 0 | 0 | 0 | 0 | 0 | 0 | 0 | 0 | 0 | 0 | 0 | 0 | 0 | 0 | 0 | 0 | 0
F3_Commercial_Restaurant_Existing_Space Heating_Electric_Air-Source Heat Pump_E3 | F3 | Commercial | Restaurant | Existing | Space Heating | Electric | Air-Source Heat Pump | E3 | PACT BC Ratio | 0 | 0 | 0 | 0 | 0 | 0 | 0 | 0 | 0 | 0 | 0 | 0 | 0 | 0 | 0 | 0 | 0 | 0 | 0 | 0 | 0 | 0 | 0 | 0 | 0 | 0 | 0 | 0 | 0 | 0
F3_Commercial_Restaurant_Existing_Space Heating_Electric_Air-Source Heat Pump_E4 | F3 | Commercial | Restaurant | Existing | Space Heating | Electric | Air-Source Heat Pump | E4 | PACT BC Ratio | 0 | 0 | 0 | 0 | 0 | 0 | 0 | 0 | 0 | 0 | 0 | 0 | 0 | 0 | 0 | 0 | 0 | 0 | 0 | 0 | 0 | 0 | 0 | 0 | 0 | 0 | 0 | 0 | 0 | 0
F3_Commercial_Restaurant_Existing_Space Heating_Electric_Air-Source Heat Pump_E5 | F3 | Commercial | Restaurant | Existing | Space Heating | Electric | Air-Source Heat Pump | E5 | PACT BC Ratio | 0 | 0 | 0 | 0 | 0 | 0 | 0 | 0 | 0 | 0 | 0 | 0 | 0 | 0 | 0 | 0 | 0 | 0 | 0 | 0 | 0 | 0 | 0 | 0 | 0 | 0 | 0 | 0 | 0 | 0
F3_Commercial_Restaurant_Existing_Space Heating_Electric_Air-Source Heat Pump_E6 | F3 | Commercial | Restaurant | Existing | Space Heating | Electric | Air-Source Heat Pump | E6 | PACT BC Ratio | 0 | 0 | 0 | 0 | 0 | 0 | 0 | 0 | 0 | 0 | 0 | 0 | 0 | 0 | 0 | 0 | 0 | 0 | 0 | 0 | 0 | 0 | 0 | 0 | 0 | 0 | 0 | 0 | 0 | 0
F3_Commercial_Restaurant_Existing_Space Heating_Electric_Air-Source Heat Pump_E7 | F3 | Commercial | Restaurant | Existing | Space Heating | Electric | Air-Source Heat Pump | E7 | PACT BC Ratio | 0 | 0 | 0 | 0 | 0 | 0 | 0 | 0 | 0 | 0 | 0 | 0 | 0 | 0 | 0 | 0 | 0 | 0 | 0 | 0 | 0 | 0 | 0 | 0 | 0 | 0 | 0 | 0 | 0 | 0
F3_Commercial_Restaurant_Existing_Space Heating_Electric_Air-Source Heat Pump_E8 | F3 | Commercial | Restaurant | Existing | Space Heating | Electric | Air-Source Heat Pump | E8 | PACT BC Ratio | 0 | 0 | 0 | 0 | 0 | 0 | 0 | 0 | 0 | 0 | 0 | 0 | 0 | 0 | 0 | 0 | 0 | 0 | 0 | 0 | 0 | 0 | 0 | 0 | 0 | 0 | 0 | 0 | 0 | 0
F3_Commercial_Restaurant_Existing_Space Heating_Electric_Air-Source Heat Pump_E9 | F3 | Commercial | Restaurant | Existing | Space Heating | Electric | Air-Source Heat Pump | E9 | PACT BC Ratio | 0 | 0 | 0 | 0 | 0 | 0 | 0 | 0 | 0 | 0 | 0 | 0 | 0 | 0 | 0 | 0 | 0 | 0 | 0 | 0 | 0 | 0 | 0 | 0 | 0 | 0 | 0 | 0 | 0 | 0
F3_Commercial_Restaurant_Existing_Space Heating_Electric_Air-Source Heat Pump_E10 | F3 | Commercial | Restaurant | Existing | Space Heating | Electric | Air-Source Heat Pump | E10 | PACT BC Ratio | 0 | 0 | 0 | 0 | 0 | 0 | 0 | 0 | 0 | 0 | 0 | 0 | 0 | 0 | 0 | 0 | 0 | 0 | 0 | 0 | 0 | 0 | 0 | 0 | 0 | 0 | 0 | 0 | 0 | 0
F4_Commercial_Restaurant_Existing_Space Heating_Electric_Air-Source Heat Pump_E1 | F4 | Commercial | Restaurant | Existing | Space Heating | Electric | Air-Source Heat Pump | E1 | RVT BC Ratio | 0 | 0 | 0 | 0 | 0 | 0 | 0 | 0 | 0 | 0 | 0 | 0 | 0 | 0 | 0 | 0 | 0 | 0 | 0 | 0 | 0 | 0 | 0 | 0 | 0 | 0 | 0 | 0 | 0 | 0
F4_Commercial_Restaurant_Existing_Space Heating_Electric_Air-Source Heat Pump_E2 | F4 | Commercial | Restaurant | Existing | Space Heating | Electric | Air-Source Heat Pump | E2 | RVT BC Ratio | 0 | 0 | 0 | 0 | 0 | 0 | 0 | 0 | 0 | 0 | 0 | 0 | 0 | 0 | 0 | 0 | 0 | 0 | 0 | 0 | 0 | 0 | 0 | 0 | 0 | 0 | 0 | 0 | 0 | 0
F4_Commercial_Restaurant_Existing_Space Heating_Electric_Air-Source Heat Pump_E3 | F4 | Commercial | Restaurant | Existing | Space Heating | Electric | Air-Source Heat Pump | E3 | RVT BC Ratio | 0 | 0 | 0 | 0 | 0 | 0 | 0 | 0 | 0 | 0 | 0 | 0 | 0 | 0 | 0 | 0 | 0 | 0 | 0 | 0 | 0 | 0 | 0 | 0 | 0 | 0 | 0 | 0 | 0 | 0
F4_Commercial_Restaurant_Existing_Space Heating_Electric_Air-Source Heat Pump_E4 | F4 | Commercial | Restaurant | Existing | Space Heating | Electric | Air-Source Heat Pump | E4 | RVT BC Ratio | 0 | 0 | 0 | 0 | 0 | 0 | 0 | 0 | 0 | 0 | 0 | 0 | 0 | 0 | 0 | 0 | 0 | 0 | 0 | 0 | 0 | 0 | 0 | 0 | 0 | 0 | 0 | 0 | 0 | 0
F4_Commercial_Restaurant_Existing_Space Heating_Electric_Air-Source Heat Pump_E5 | F4 | Commercial | Restaurant | Existing | Space Heating | Electric | Air-Source Heat Pump | E5 | RVT BC Ratio | 0 | 0 | 0 | 0 | 0 | 0 | 0 | 0 | 0 | 0 | 0 | 0 | 0 | 0 | 0 | 0 | 0 | 0 | 0 | 0 | 0 | 0 | 0 | 0 | 0 | 0 | 0 | 0 | 0 | 0
F4_Commercial_Restaurant_Existing_Space Heating_Electric_Air-Source Heat Pump_E6 | F4 | Commercial | Restaurant | Existing | Space Heating | Electric | Air-Source Heat Pump | E6 | RVT BC Ratio | 0 | 0 | 0 | 0 | 0 | 0 | 0 | 0 | 0 | 0 | 0 | 0 | 0 | 0 | 0 | 0 | 0 | 0 | 0 | 0 | 0 | 0 | 0 | 0 | 0 | 0 | 0 | 0 | 0 | 0
F4_Commercial_Restaurant_Existing_Space Heating_Electric_Air-Source Heat Pump_E7 | F4 | Commercial | Restaurant | Existing | Space Heating | Electric | Air-Source Heat Pump | E7 | RVT BC Ratio | 0 | 0 | 0 | 0 | 0 | 0 | 0 | 0 | 0 | 0 | 0 | 0 | 0 | 0 | 0 | 0 | 0 | 0 | 0 | 0 | 0 | 0 | 0 | 0 | 0 | 0 | 0 | 0 | 0 | 0
F4_Commercial_Restaurant_Existing_Space Heating_Electric_Air-Source Heat Pump_E8 | F4 | Commercial | Restaurant | Existing | Space Heating | Electric | Air-Source Heat Pump | E8 | RVT BC Ratio | 0 | 0 | 0 | 0 | 0 | 0 | 0 | 0 | 0 | 0 | 0 | 0 | 0 | 0 | 0 | 0 | 0 | 0 | 0 | 0 | 0 | 0 | 0 | 0 | 0 | 0 | 0 | 0 | 0 | 0
F4_Commercial_Restaurant_Existing_Space Heating_Electric_Air-Source Heat Pump_E9 | F4 | Commercial | Restaurant | Existing | Space Heating | Electric | Air-Source Heat Pump | E9 | RVT BC Ratio | 0 | 0 | 0 | 0 | 0 | 0 | 0 | 0 | 0 | 0 | 0 | 0 | 0 | 0 | 0 | 0 | 0 | 0 | 0 | 0 | 0 | 0 | 0 | 0 | 0 | 0 | 0 | 0 | 0 | 0
F4_Commercial_Restaurant_Existing_Space Heating_Electric_Air-Source Heat Pump_E10 | F4 | Commercial | Restaurant | Existing | Space Heating | Electric | Air-Source Heat Pump | E10 | RVT BC Ratio | 0 | 0 | 0 | 0 | 0 | 0 | 0 | 0 | 0 | 0 | 0 | 0 | 0 | 0 | 0 | 0 | 0 | 0 | 0 | 0 | 0 | 0 | 0 | 0 | 0 | 0 | 0 | 0 | 0 | 0
F5_Commercial_Restaurant_Existing_Space Heating_Electric_Air-Source Heat Pump_E1 | F5 | Commercial | Restaurant | Existing | Space Heating | Electric | Air-Source Heat Pump | E1 | RIM BC Ratio | 0 | 0 | 0 | 0 | 0 | 0 | 0 | 0 | 0 | 0 | 0 | 0 | 0 | 0 | 0 | 0 | 0 | 0 | 0 | 0 | 0 | 0 | 0 | 0 | 0 | 0 | 0 | 0 | 0 | 0
F5_Commercial_Restaurant_Existing_Space Heating_Electric_Air-Source Heat Pump_E2 | F5 | Commercial | Restaurant | Existing | Space Heating | Electric | Air-Source Heat Pump | E2 | RIM BC Ratio | 0 | 0 | 0 | 0 | 0 | 0 | 0 | 0 | 0 | 0 | 0 | 0 | 0 | 0 | 0 | 0 | 0 | 0 | 0 | 0 | 0 | 0 | 0 | 0 | 0 | 0 | 0 | 0 | 0 | 0
F5_Commercial_Restaurant_Existing_Space Heating_Electric_Air-Source Heat Pump_E3 | F5 | Commercial | Restaurant | Existing | Space Heating | Electric | Air-Source Heat Pump | E3 | RIM BC Ratio | 0 | 0 | 0 | 0 | 0 | 0 | 0 | 0 | 0 | 0 | 0 | 0 | 0 | 0 | 0 | 0 | 0 | 0 | 0 | 0 | 0 | 0 | 0 | 0 | 0 | 0 | 0 | 0 | 0 | 0
F5_Commercial_Restaurant_Existing_Space Heating_Electric_Air-Source Heat Pump_E4 | F5 | Commercial | Restaurant | Existing | Space Heating | Electric | Air-Source Heat Pump | E4 | RIM BC Ratio | 0 | 0 | 0 | 0 | 0 | 0 | 0 | 0 | 0 | 0 | 0 | 0 | 0 | 0 | 0 | 0 | 0 | 0 | 0 | 0 | 0 | 0 | 0 | 0 | 0 | 0 | 0 | 0 | 0 | 0
F5_Commercial_Restaurant_Existing_Space Heating_Electric_Air-Source Heat Pump_E5 | F5 | Commercial | Restaurant | Existing | Space Heating | Electric | Air-Source Heat Pump | E5 | RIM BC Ratio | 0 | 0 | 0 | 0 | 0 | 0 | 0 | 0 | 0 | 0 | 0 | 0 | 0 | 0 | 0 | 0 | 0 | 0 | 0 | 0 | 0 | 0 | 0 | 0 | 0 | 0 | 0 | 0 | 0 | 0
F5_Commercial_Restaurant_Existing_Space Heating_Electric_Air-Source Heat Pump_E6 | F5 | Commercial | Restaurant | Existing | Space Heating | Electric | Air-Source Heat Pump | E6 | RIM BC Ratio | 0 | 0 | 0 | 0 | 0 | 0 | 0 | 0 | 0 | 0 | 0 | 0 | 0 | 0 | 0 | 0 | 0 | 0 | 0 | 0 | 0 | 0 | 0 | 0 | 0 | 0 | 0 | 0 | 0 | 0
F5_Commercial_Restaurant_Existing_Space Heating_Electric_Air-Source Heat Pump_E7 | F5 | Commercial | Restaurant | Existing | Space Heating | Electric | Air-Source Heat Pump | E7 | RIM BC Ratio | 0 | 0 | 0 | 0 | 0 | 0 | 0 | 0 | 0 | 0 | 0 | 0 | 0 | 0 | 0 | 0 | 0 | 0 | 0 | 0 | 0 | 0 | 0 | 0 | 0 | 0 | 0 | 0 | 0 | 0
F5_Commercial_Restaurant_Existing_Space Heating_Electric_Air-Source Heat Pump_E8 | F5 | Commercial | Restaurant | Existing | Space Heating | Electric | Air-Source Heat Pump | E8 | RIM BC Ratio | 0 | 0 | 0 | 0 | 0 | 0 | 0 | 0 | 0 | 0 | 0 | 0 | 0 | 0 | 0 | 0 | 0 | 0 | 0 | 0 | 0 | 0 | 0 | 0 | 0 | 0 | 0 | 0 | 0 | 0
F5_Commercial_Restaurant_Existing_Space Heating_Electric_Air-Source Heat Pump_E9 | F5 | Commercial | Restaurant | Existing | Space Heating | Electric | Air-Source Heat Pump | E9 | RIM BC Ratio | 0 | 0 | 0 | 0 | 0 | 0 | 0 | 0 | 0 | 0 | 0 | 0 | 0 | 0 | 0 | 0 | 0 | 0 | 0 | 0 | 0 | 0 | 0 | 0 | 0 | 0 | 0 | 0 | 0 | 0
F5_Commercial_Restaurant_Existing_Space Heating_Electric_Air-Source Heat Pump_E10 | F5 | Commercial | Restaurant | Existing | Space Heating | Electric | Air-Source Heat Pump | E10 | RIM BC Ratio | 0 | 0 | 0 | 0 | 0 | 0 | 0 | 0 | 0 | 0 | 0 | 0 | 0 | 0 | 0 | 0 | 0 | 0 | 0 | 0 | 0 | 0 | 0 | 0 | 0 | 0 | 0 | 0 | 0 | 0
F0_Commercial_Restaurant_Existing_Space Heating_Electric_Geothermal Heat Pump_E0 | F0 | Commercial | Restaurant | Existing | Space Heating | Electric | Geothermal Heat Pump | E0 | Economic Unit | 0 | 0 | 0 | 0 | 0 | 0 | 0 | 0 | 0 | 0 | 0 | 0 | 0 | 0 | 0 | 0 | 0 | 0 | 0 | 0 | 0 | 0 | 0 | 0 | 0 | 0 | 0 | 0 | 0 | 0
F1_Commercial_Restaurant_Existing_Space Heating_Electric_Geothermal Heat Pump_E1 | F1 | Commercial | Restaurant | Existing | Space Heating | Electric | Geothermal Heat Pump | E1 | CCE | 0 | 0 | 0 | 0 | 0 | 0 | 0 | 0 | 0 | 0 | 0 | 0 | 0 | 0 | 0 | 0 | 0 | 0 | 0 | 0 | 0 | 0 | 0 | 0 | 0 | 0 | 0 | 0 | 0 | 0
F1_Commercial_Restaurant_Existing_Space Heating_Electric_Geothermal Heat Pump_E2 | F1 | Commercial | Restaurant | Existing | Space Heating | Electric | Geothermal Heat Pump | E2 | CCE | 0 | 0 | 0 | 0 | 0 | 0 | 0 | 0 | 0 | 0 | 0 | 0 | 0 | 0 | 0 | 0 | 0 | 0 | 0 | 0 | 0 | 0 | 0 | 0 | 0 | 0 | 0 | 0 | 0 | 0
F1_Commercial_Restaurant_Existing_Space Heating_Electric_Geothermal Heat Pump_E3 | F1 | Commercial | Restaurant | Existing | Space Heating | Electric | Geothermal Heat Pump | E3 | CCE | 0 | 0 | 0 | 0 | 0 | 0 | 0 | 0 | 0 | 0 | 0 | 0 | 0 | 0 | 0 | 0 | 0 | 0 | 0 | 0 | 0 | 0 | 0 | 0 | 0 | 0 | 0 | 0 | 0 | 0
F1_Commercial_Restaurant_Existing_Space Heating_Electric_Geothermal Heat Pump_E4 | F1 | Commercial | Restaurant | Existing | Space Heating | Electric | Geothermal Heat Pump | E4 | CCE | 0 | 0 | 0 | 0 | 0 | 0 | 0 | 0 | 0 | 0 | 0 | 0 | 0 | 0 | 0 | 0 | 0 | 0 | 0 | 0 | 0 | 0 | 0 | 0 | 0 | 0 | 0 | 0 | 0 | 0
F1_Commercial_Restaurant_Existing_Space Heating_Electric_Geothermal Heat Pump_E5 | F1 | Commercial | Restaurant | Existing | Space Heating | Electric | Geothermal Heat Pump | E5 | CCE | 0 | 0 | 0 | 0 | 0 | 0 | 0 | 0 | 0 | 0 | 0 | 0 | 0 | 0 | 0 | 0 | 0 | 0 | 0 | 0 | 0 | 0 | 0 | 0 | 0 | 0 | 0 | 0 | 0 | 0
F1_Commercial_Restaurant_Existing_Space Heating_Electric_Geothermal Heat Pump_E6 | F1 | Commercial | Restaurant | Existing | Space Heating | Electric | Geothermal Heat Pump | E6 | CCE | 0 | 0 | 0 | 0 | 0 | 0 | 0 | 0 | 0 | 0 | 0 | 0 | 0 | 0 | 0 | 0 | 0 | 0 | 0 | 0 | 0 | 0 | 0 | 0 | 0 | 0 | 0 | 0 | 0 | 0
F1_Commercial_Restaurant_Existing_Space Heating_Electric_Geothermal Heat Pump_E7 | F1 | Commercial | Restaurant | Existing | Space Heating | Electric | Geothermal Heat Pump | E7 | CCE | 0 | 0 | 0 | 0 | 0 | 0 | 0 | 0 | 0 | 0 | 0 | 0 | 0 | 0 | 0 | 0 | 0 | 0 | 0 | 0 | 0 | 0 | 0 | 0 | 0 | 0 | 0 | 0 | 0 | 0
F1_Commercial_Restaurant_Existing_Space Heating_Electric_Geothermal Heat Pump_E8 | F1 | Commercial | Restaurant | Existing | Space Heating | Electric | Geothermal Heat Pump | E8 | CCE | 0 | 0 | 0 | 0 | 0 | 0 | 0 | 0 | 0 | 0 | 0 | 0 | 0 | 0 | 0 | 0 | 0 | 0 | 0 | 0 | 0 | 0 | 0 | 0 | 0 | 0 | 0 | 0 | 0 | 0
F1_Commercial_Restaurant_Existing_Space Heating_Electric_Geothermal Heat Pump_E9 | F1 | Commercial | Restaurant | Existing | Space Heating | Electric | Geothermal Heat Pump | E9 | CCE | 0 | 0 | 0 | 0 | 0 | 0 | 0 | 0 | 0 | 0 | 0 | 0 | 0 | 0 | 0 | 0 | 0 | 0 | 0 | 0 | 0 | 0 | 0 | 0 | 0 | 0 | 0 | 0 | 0 | 0
F1_Commercial_Restaurant_Existing_Space Heating_Electric_Geothermal Heat Pump_E10 | F1 | Commercial | Restaurant | Existing | Space Heating | Electric | Geothermal Heat Pump | E10 | CCE | 0 | 0 | 0 | 0 | 0 | 0 | 0 | 0 | 0 | 0 | 0 | 0 | 0 | 0 | 0 | 0 | 0 | 0 | 0 | 0 | 0 | 0 | 0 | 0 | 0 | 0 | 0 | 0 | 0 | 0
F2_Commercial_Restaurant_Existing_Space Heating_Electric_Geothermal Heat Pump_E1 | F2 | Commercial | Restaurant | Existing | Space Heating | Electric | Geothermal Heat Pump | E1 | TRC BC Ratio | 0 | 0 | 0 | 0 | 0 | 0 | 0 | 0 | 0 | 0 | 0 | 0 | 0 | 0 | 0 | 0 | 0 | 0 | 0 | 0 | 0 | 0 | 0 | 0 | 0 | 0 | 0 | 0 | 0 | 0
F2_Commercial_Restaurant_Existing_Space Heating_Electric_Geothermal Heat Pump_E2 | F2 | Commercial | Restaurant | Existing | Space Heating | Electric | Geothermal Heat Pump | E2 | TRC BC Ratio | 0 | 0 | 0 | 0 | 0 | 0 | 0 | 0 | 0 | 0 | 0 | 0 | 0 | 0 | 0 | 0 | 0 | 0 | 0 | 0 | 0 | 0 | 0 | 0 | 0 | 0 | 0 | 0 | 0 | 0
F2_Commercial_Restaurant_Existing_Space Heating_Electric_Geothermal Heat Pump_E3 | F2 | Commercial | Restaurant | Existing | Space Heating | Electric | Geothermal Heat Pump | E3 | TRC BC Ratio | 0 | 0 | 0 | 0 | 0 | 0 | 0 | 0 | 0 | 0 | 0 | 0 | 0 | 0 | 0 | 0 | 0 | 0 | 0 | 0 | 0 | 0 | 0 | 0 | 0 | 0 | 0 | 0 | 0 | 0
F2_Commercial_Restaurant_Existing_Space Heating_Electric_Geothermal Heat Pump_E4 | F2 | Commercial | Restaurant | Existing | Space Heating | Electric | Geothermal Heat Pump | E4 | TRC BC Ratio | 0 | 0 | 0 | 0 | 0 | 0 | 0 | 0 | 0 | 0 | 0 | 0 | 0 | 0 | 0 | 0 | 0 | 0 | 0 | 0 | 0 | 0 | 0 | 0 | 0 | 0 | 0 | 0 | 0 | 0
F2_Commercial_Restaurant_Existing_Space Heating_Electric_Geothermal Heat Pump_E5 | F2 | Commercial | Restaurant | Existing | Space Heating | Electric | Geothermal Heat Pump | E5 | TRC BC Ratio | 0 | 0 | 0 | 0 | 0 | 0 | 0 | 0 | 0 | 0 | 0 | 0 | 0 | 0 | 0 | 0 | 0 | 0 | 0 | 0 | 0 | 0 | 0 | 0 | 0 | 0 | 0 | 0 | 0 | 0
F2_Commercial_Restaurant_Existing_Space Heating_Electric_Geothermal Heat Pump_E6 | F2 | Commercial | Restaurant | Existing | Space Heating | Electric | Geothermal Heat Pump | E6 | TRC BC Ratio | 0 | 0 | 0 | 0 | 0 | 0 | 0 | 0 | 0 | 0 | 0 | 0 | 0 | 0 | 0 | 0 | 0 | 0 | 0 | 0 | 0 | 0 | 0 | 0 | 0 | 0 | 0 | 0 | 0 | 0
F2_Commercial_Restaurant_Existing_Space Heating_Electric_Geothermal Heat Pump_E7 | F2 | Commercial | Restaurant | Existing | Space Heating | Electric | Geothermal Heat Pump | E7 | TRC BC Ratio | 0 | 0 | 0 | 0 | 0 | 0 | 0 | 0 | 0 | 0 | 0 | 0 | 0 | 0 | 0 | 0 | 0 | 0 | 0 | 0 | 0 | 0 | 0 | 0 | 0 | 0 | 0 | 0 | 0 | 0
F2_Commercial_Restaurant_Existing_Space Heating_Electric_Geothermal Heat Pump_E8 | F2 | Commercial | Restaurant | Existing | Space Heating | Electric | Geothermal Heat Pump | E8 | TRC BC Ratio | 0 | 0 | 0 | 0 | 0 | 0 | 0 | 0 | 0 | 0 | 0 | 0 | 0 | 0 | 0 | 0 | 0 | 0 | 0 | 0 | 0 | 0 | 0 | 0 | 0 | 0 | 0 | 0 | 0 | 0
F2_Commercial_Restaurant_Existing_Space Heating_Electric_Geothermal Heat Pump_E9 | F2 | Commercial | Restaurant | Existing | Space Heating | Electric | Geothermal Heat Pump | E9 | TRC BC Ratio | 0 | 0 | 0 | 0 | 0 | 0 | 0 | 0 | 0 | 0 | 0 | 0 | 0 | 0 | 0 | 0 | 0 | 0 | 0 | 0 | 0 | 0 | 0 | 0 | 0 | 0 | 0 | 0 | 0 | 0
F2_Commercial_Restaurant_Existing_Space Heating_Electric_Geothermal Heat Pump_E10 | F2 | Commercial | Restaurant | Existing | Space Heating | Electric | Geothermal Heat Pump | E10 | TRC BC Ratio | 0 | 0 | 0 | 0 | 0 | 0 | 0 | 0 | 0 | 0 | 0 | 0 | 0 | 0 | 0 | 0 | 0 | 0 | 0 | 0 | 0 | 0 | 0 | 0 | 0 | 0 | 0 | 0 | 0 | 0
F3_Commercial_Restaurant_Existing_Space Heating_Electric_Geothermal Heat Pump_E1 | F3 | Commercial | Restaurant | Existing | Space Heating | Electric | Geothermal Heat Pump | E1 | PACT BC Ratio | 0 | 0 | 0 | 0 | 0 | 0 | 0 | 0 | 0 | 0 | 0 | 0 | 0 | 0 | 0 | 0 | 0 | 0 | 0 | 0 | 0 | 0 | 0 | 0 | 0 | 0 | 0 | 0 | 0 | 0
F3_Commercial_Restaurant_Existing_Space Heating_Electric_Geothermal Heat Pump_E2 | F3 | Commercial | Restaurant | Existing | Space Heating | Electric | Geothermal Heat Pump | E2 | PACT BC Ratio | 0 | 0 | 0 | 0 | 0 | 0 | 0 | 0 | 0 | 0 | 0 | 0 | 0 | 0 | 0 | 0 | 0 | 0 | 0 | 0 | 0 | 0 | 0 | 0 | 0 | 0 | 0 | 0 | 0 | 0
F3_Commercial_Restaurant_Existing_Space Heating_Electric_Geothermal Heat Pump_E3 | F3 | Commercial | Restaurant | Existing | Space Heating | Electric | Geothermal Heat Pump | E3 | PACT BC Ratio | 0 | 0 | 0 | 0 | 0 | 0 | 0 | 0 | 0 | 0 | 0 | 0 | 0 | 0 | 0 | 0 | 0 | 0 | 0 | 0 | 0 | 0 | 0 | 0 | 0 | 0 | 0 | 0 | 0 | 0
F3_Commercial_Restaurant_Existing_Space Heating_Electric_Geothermal Heat Pump_E4 | F3 | Commercial | Restaurant | Existing | Space Heating | Electric | Geothermal Heat Pump | E4 | PACT BC Ratio | 0 | 0 | 0 | 0 | 0 | 0 | 0 | 0 | 0 | 0 | 0 | 0 | 0 | 0 | 0 | 0 | 0 | 0 | 0 | 0 | 0 | 0 | 0 | 0 | 0 | 0 | 0 | 0 | 0 | 0
F3_Commercial_Restaurant_Existing_Space Heating_Electric_Geothermal Heat Pump_E5 | F3 | Commercial | Restaurant | Existing | Space Heating | Electric | Geothermal Heat Pump | E5 | PACT BC Ratio | 0 | 0 | 0 | 0 | 0 | 0 | 0 | 0 | 0 | 0 | 0 | 0 | 0 | 0 | 0 | 0 | 0 | 0 | 0 | 0 | 0 | 0 | 0 | 0 | 0 | 0 | 0 | 0 | 0 | 0
F3_Commercial_Restaurant_Existing_Space Heating_Electric_Geothermal Heat Pump_E6 | F3 | Commercial | Restaurant | Existing | Space Heating | Electric | Geothermal Heat Pump | E6 | PACT BC Ratio | 0 | 0 | 0 | 0 | 0 | 0 | 0 | 0 | 0 | 0 | 0 | 0 | 0 | 0 | 0 | 0 | 0 | 0 | 0 | 0 | 0 | 0 | 0 | 0 | 0 | 0 | 0 | 0 | 0 | 0
F3_Commercial_Restaurant_Existing_Space Heating_Electric_Geothermal Heat Pump_E7 | F3 | Commercial | Restaurant | Existing | Space Heating | Electric | Geothermal Heat Pump | E7 | PACT BC Ratio | 0 | 0 | 0 | 0 | 0 | 0 | 0 | 0 | 0 | 0 | 0 | 0 | 0 | 0 | 0 | 0 | 0 | 0 | 0 | 0 | 0 | 0 | 0 | 0 | 0 | 0 | 0 | 0 | 0 | 0
F3_Commercial_Restaurant_Existing_Space Heating_Electric_Geothermal Heat Pump_E8 | F3 | Commercial | Restaurant | Existing | Space Heating | Electric | Geothermal Heat Pump | E8 | PACT BC Ratio | 0 | 0 | 0 | 0 | 0 | 0 | 0 | 0 | 0 | 0 | 0 | 0 | 0 | 0 | 0 | 0 | 0 | 0 | 0 | 0 | 0 | 0 | 0 | 0 | 0 | 0 | 0 | 0 | 0 | 0
F3_Commercial_Restaurant_Existing_Space Heating_Electric_Geothermal Heat Pump_E9 | F3 | Commercial | Restaurant | Existing | Space Heating | Electric | Geothermal Heat Pump | E9 | PACT BC Ratio | 0 | 0 | 0 | 0 | 0 | 0 | 0 | 0 | 0 | 0 | 0 | 0 | 0 | 0 | 0 | 0 | 0 | 0 | 0 | 0 | 0 | 0 | 0 | 0 | 0 | 0 | 0 | 0 | 0 | 0
F3_Commercial_Restaurant_Existing_Space Heating_Electric_Geothermal Heat Pump_E10 | F3 | Commercial | Restaurant | Existing | Space Heating | Electric | Geothermal Heat Pump | E10 | PACT BC Ratio | 0 | 0 | 0 | 0 | 0 | 0 | 0 | 0 | 0 | 0 | 0 | 0 | 0 | 0 | 0 | 0 | 0 | 0 | 0 | 0 | 0 | 0 | 0 | 0 | 0 | 0 | 0 | 0 | 0 | 0
F4_Commercial_Restaurant_Existing_Space Heating_Electric_Geothermal Heat Pump_E1 | F4 | Commercial | Restaurant | Existing | Space Heating | Electric | Geothermal Heat Pump | E1 | RVT BC Ratio | 0 | 0 | 0 | 0 | 0 | 0 | 0 | 0 | 0 | 0 | 0 | 0 | 0 | 0 | 0 | 0 | 0 | 0 | 0 | 0 | 0 | 0 | 0 | 0 | 0 | 0 | 0 | 0 | 0 | 0
F4_Commercial_Restaurant_Existing_Space Heating_Electric_Geothermal Heat Pump_E2 | F4 | Commercial | Restaurant | Existing | Space Heating | Electric | Geothermal Heat Pump | E2 | RVT BC Ratio | 0 | 0 | 0 | 0 | 0 | 0 | 0 | 0 | 0 | 0 | 0 | 0 | 0 | 0 | 0 | 0 | 0 | 0 | 0 | 0 | 0 | 0 | 0 | 0 | 0 | 0 | 0 | 0 | 0 | 0
F4_Commercial_Restaurant_Existing_Space Heating_Electric_Geothermal Heat Pump_E3 | F4 | Commercial | Restaurant | Existing | Space Heating | Electric | Geothermal Heat Pump | E3 | RVT BC Ratio | 0 | 0 | 0 | 0 | 0 | 0 | 0 | 0 | 0 | 0 | 0 | 0 | 0 | 0 | 0 | 0 | 0 | 0 | 0 | 0 | 0 | 0 | 0 | 0 | 0 | 0 | 0 | 0 | 0 | 0
F4_Commercial_Restaurant_Existing_Space Heating_Electric_Geothermal Heat Pump_E4 | F4 | Commercial | Restaurant | Existing | Space Heating | Electric | Geothermal Heat Pump | E4 | RVT BC Ratio | 0 | 0 | 0 | 0 | 0 | 0 | 0 | 0 | 0 | 0 | 0 | 0 | 0 | 0 | 0 | 0 | 0 | 0 | 0 | 0 | 0 | 0 | 0 | 0 | 0 | 0 | 0 | 0 | 0 | 0
F4_Commercial_Restaurant_Existing_Space Heating_Electric_Geothermal Heat Pump_E5 | F4 | Commercial | Restaurant | Existing | Space Heating | Electric | Geothermal Heat Pump | E5 | RVT BC Ratio | 0 | 0 | 0 | 0 | 0 | 0 | 0 | 0 | 0 | 0 | 0 | 0 | 0 | 0 | 0 | 0 | 0 | 0 | 0 | 0 | 0 | 0 | 0 | 0 | 0 | 0 | 0 | 0 | 0 | 0
F4_Commercial_Restaurant_Existing_Space Heating_Electric_Geothermal Heat Pump_E6 | F4 | Commercial | Restaurant | Existing | Space Heating | Electric | Geothermal Heat Pump | E6 | RVT BC Ratio | 0 | 0 | 0 | 0 | 0 | 0 | 0 | 0 | 0 | 0 | 0 | 0 | 0 | 0 | 0 | 0 | 0 | 0 | 0 | 0 | 0 | 0 | 0 | 0 | 0 | 0 | 0 | 0 | 0 | 0
F4_Commercial_Restaurant_Existing_Space Heating_Electric_Geothermal Heat Pump_E7 | F4 | Commercial | Restaurant | Existing | Space Heating | Electric | Geothermal Heat Pump | E7 | RVT BC Ratio | 0 | 0 | 0 | 0 | 0 | 0 | 0 | 0 | 0 | 0 | 0 | 0 | 0 | 0 | 0 | 0 | 0 | 0 | 0 | 0 | 0 | 0 | 0 | 0 | 0 | 0 | 0 | 0 | 0 | 0
F4_Commercial_Restaurant_Existing_Space Heating_Electric_Geothermal Heat Pump_E8 | F4 | Commercial | Restaurant | Existing | Space Heating | Electric | Geothermal Heat Pump | E8 | RVT BC Ratio | 0 | 0 | 0 | 0 | 0 | 0 | 0 | 0 | 0 | 0 | 0 | 0 | 0 | 0 | 0 | 0 | 0 | 0 | 0 | 0 | 0 | 0 | 0 | 0 | 0 | 0 | 0 | 0 | 0 | 0
F4_Commercial_Restaurant_Existing_Space Heating_Electric_Geothermal Heat Pump_E9 | F4 | Commercial | Restaurant | Existing | Space Heating | Electric | Geothermal Heat Pump | E9 | RVT BC Ratio | 0 | 0 | 0 | 0 | 0 | 0 | 0 | 0 | 0 | 0 | 0 | 0 | 0 | 0 | 0 | 0 | 0 | 0 | 0 | 0 | 0 | 0 | 0 | 0 | 0 | 0 | 0 | 0 | 0 | 0
F4_Commercial_Restaurant_Existing_Space Heating_Electric_Geothermal Heat Pump_E10 | F4 | Commercial | Restaurant | Existing | Space Heating | Electric | Geothermal Heat Pump | E10 | RVT BC Ratio | 0 | 0 | 0 | 0 | 0 | 0 | 0 | 0 | 0 | 0 | 0 | 0 | 0 | 0 | 0 | 0 | 0 | 0 | 0 | 0 | 0 | 0 | 0 | 0 | 0 | 0 | 0 | 0 | 0 | 0
F5_Commercial_Restaurant_Existing_Space Heating_Electric_Geothermal Heat Pump_E1 | F5 | Commercial | Restaurant | Existing | Space Heating | Electric | Geothermal Heat Pump | E1 | RIM BC Ratio | 0 | 0 | 0 | 0 | 0 | 0 | 0 | 0 | 0 | 0 | 0 | 0 | 0 | 0 | 0 | 0 | 0 | 0 | 0 | 0 | 0 | 0 | 0 | 0 | 0 | 0 | 0 | 0 | 0 | 0
F5_Commercial_Restaurant_Existing_Space Heating_Electric_Geothermal Heat Pump_E2 | F5 | Commercial | Restaurant | Existing | Space Heating | Electric | Geothermal Heat Pump | E2 | RIM BC Ratio | 0 | 0 | 0 | 0 | 0 | 0 | 0 | 0 | 0 | 0 | 0 | 0 | 0 | 0 | 0 | 0 | 0 | 0 | 0 | 0 | 0 | 0 | 0 | 0 | 0 | 0 | 0 | 0 | 0 | 0
F5_Commercial_Restaurant_Existing_Space Heating_Electric_Geothermal Heat Pump_E3 | F5 | Commercial | Restaurant | Existing | Space Heating | Electric | Geothermal Heat Pump | E3 | RIM BC Ratio | 0 | 0 | 0 | 0 | 0 | 0 | 0 | 0 | 0 | 0 | 0 | 0 | 0 | 0 | 0 | 0 | 0 | 0 | 0 | 0 | 0 | 0 | 0 | 0 | 0 | 0 | 0 | 0 | 0 | 0
F5_Commercial_Restaurant_Existing_Space Heating_Electric_Geothermal Heat Pump_E4 | F5 | Commercial | Restaurant | Existing | Space Heating | Electric | Geothermal Heat Pump | E4 | RIM BC Ratio | 0 | 0 | 0 | 0 | 0 | 0 | 0 | 0 | 0 | 0 | 0 | 0 | 0 | 0 | 0 | 0 | 0 | 0 | 0 | 0 | 0 | 0 | 0 | 0 | 0 | 0 | 0 | 0 | 0 | 0
F5_Commercial_Restaurant_Existing_Space Heating_Electric_Geothermal Heat Pump_E5 | F5 | Commercial | Restaurant | Existing | Space Heating | Electric | Geothermal Heat Pump | E5 | RIM BC Ratio | 0 | 0 | 0 | 0 | 0 | 0 | 0 | 0 | 0 | 0 | 0 | 0 | 0 | 0 | 0 | 0 | 0 | 0 | 0 | 0 | 0 | 0 | 0 | 0 | 0 | 0 | 0 | 0 | 0 | 0
F5_Commercial_Restaurant_Existing_Space Heating_Electric_Geothermal Heat Pump_E6 | F5 | Commercial | Restaurant | Existing | Space Heating | Electric | Geothermal Heat Pump | E6 | RIM BC Ratio | 0 | 0 | 0 | 0 | 0 | 0 | 0 | 0 | 0 | 0 | 0 | 0 | 0 | 0 | 0 | 0 | 0 | 0 | 0 | 0 | 0 | 0 | 0 | 0 | 0 | 0 | 0 | 0 | 0 | 0
F5_Commercial_Restaurant_Existing_Space Heating_Electric_Geothermal Heat Pump_E7 | F5 | Commercial | Restaurant | Existing | Space Heating | Electric | Geothermal Heat Pump | E7 | RIM BC Ratio | 0 | 0 | 0 | 0 | 0 | 0 | 0 | 0 | 0 | 0 | 0 | 0 | 0 | 0 | 0 | 0 | 0 | 0 | 0 | 0 | 0 | 0 | 0 | 0 | 0 | 0 | 0 | 0 | 0 | 0
F5_Commercial_Restaurant_Existing_Space Heating_Electric_Geothermal Heat Pump_E8 | F5 | Commercial | Restaurant | Existing | Space Heating | Electric | Geothermal Heat Pump | E8 | RIM BC Ratio | 0 | 0 | 0 | 0 | 0 | 0 | 0 | 0 | 0 | 0 | 0 | 0 | 0 | 0 | 0 | 0 | 0 | 0 | 0 | 0 | 0 | 0 | 0 | 0 | 0 | 0 | 0 | 0 | 0 | 0
F5_Commercial_Restaurant_Existing_Space Heating_Electric_Geothermal Heat Pump_E9 | F5 | Commercial | Restaurant | Existing | Space Heating | Electric | Geothermal Heat Pump | E9 | RIM BC Ratio | 0 | 0 | 0 | 0 | 0 | 0 | 0 | 0 | 0 | 0 | 0 | 0 | 0 | 0 | 0 | 0 | 0 | 0 | 0 | 0 | 0 | 0 | 0 | 0 | 0 | 0 | 0 | 0 | 0 | 0
F5_Commercial_Restaurant_Existing_Space Heating_Electric_Geothermal Heat Pump_E10 | F5 | Commercial | Restaurant | Existing | Space Heating | Electric | Geothermal Heat Pump | E10 | RIM BC Ratio | 0 | 0 | 0 | 0 | 0 | 0 | 0 | 0 | 0 | 0 | 0 | 0 | 0 | 0 | 0 | 0 | 0 | 0 | 0 | 0 | 0 | 0 | 0 | 0 | 0 | 0 | 0 | 0 | 0 | 0
F0_Commercial_Restaurant_Existing_Ventilation_Electric_Ventilation_E0 | F0 | Commercial | Restaurant | Existing | Ventilation | Electric | Ventilation | E0 | Economic Unit | 0 | 0 | 0 | 0 | 0 | 0 | 0 | 0 | 0 | 0 | 0 | 0 | 0 | 0 | 0 | 0 | 0 | 0 | 0 | 0 | 0 | 0 | 0 | 0 | 0 | 0 | 0 | 0 | 0 | 0
F1_Commercial_Restaurant_Existing_Ventilation_Electric_Ventilation_E1 | F1 | Commercial | Restaurant | Existing | Ventilation | Electric | Ventilation | E1 | CCE | 0 | 0 | 0 | 0 | 0 | 0 | 0 | 0 | 0 | 0 | 0 | 0 | 0 | 0 | 0 | 0 | 0 | 0 | 0 | 0 | 0 | 0 | 0 | 0 | 0 | 0 | 0 | 0 | 0 | 0
F1_Commercial_Restaurant_Existing_Ventilation_Electric_Ventilation_E2 | F1 | Commercial | Restaurant | Existing | Ventilation | Electric | Ventilation | E2 | CCE | 0 | 0 | 0 | 0 | 0 | 0 | 0 | 0 | 0 | 0 | 0 | 0 | 0 | 0 | 0 | 0 | 0 | 0 | 0 | 0 | 0 | 0 | 0 | 0 | 0 | 0 | 0 | 0 | 0 | 0
F1_Commercial_Restaurant_Existing_Ventilation_Electric_Ventilation_E3 | F1 | Commercial | Restaurant | Existing | Ventilation | Electric | Ventilation | E3 | CCE | 0 | 0 | 0 | 0 | 0 | 0 | 0 | 0 | 0 | 0 | 0 | 0 | 0 | 0 | 0 | 0 | 0 | 0 | 0 | 0 | 0 | 0 | 0 | 0 | 0 | 0 | 0 | 0 | 0 | 0
F1_Commercial_Restaurant_Existing_Ventilation_Electric_Ventilation_E4 | F1 | Commercial | Restaurant | Existing | Ventilation | Electric | Ventilation | E4 | CCE | 0 | 0 | 0 | 0 | 0 | 0 | 0 | 0 | 0 | 0 | 0 | 0 | 0 | 0 | 0 | 0 | 0 | 0 | 0 | 0 | 0 | 0 | 0 | 0 | 0 | 0 | 0 | 0 | 0 | 0
F1_Commercial_Restaurant_Existing_Ventilation_Electric_Ventilation_E5 | F1 | Commercial | Restaurant | Existing | Ventilation | Electric | Ventilation | E5 | CCE | 0 | 0 | 0 | 0 | 0 | 0 | 0 | 0 | 0 | 0 | 0 | 0 | 0 | 0 | 0 | 0 | 0 | 0 | 0 | 0 | 0 | 0 | 0 | 0 | 0 | 0 | 0 | 0 | 0 | 0
F1_Commercial_Restaurant_Existing_Ventilation_Electric_Ventilation_E6 | F1 | Commercial | Restaurant | Existing | Ventilation | Electric | Ventilation | E6 | CCE | 0 | 0 | 0 | 0 | 0 | 0 | 0 | 0 | 0 | 0 | 0 | 0 | 0 | 0 | 0 | 0 | 0 | 0 | 0 | 0 | 0 | 0 | 0 | 0 | 0 | 0 | 0 | 0 | 0 | 0
F1_Commercial_Restaurant_Existing_Ventilation_Electric_Ventilation_E7 | F1 | Commercial | Restaurant | Existing | Ventilation | Electric | Ventilation | E7 | CCE | 0 | 0 | 0 | 0 | 0 | 0 | 0 | 0 | 0 | 0 | 0 | 0 | 0 | 0 | 0 | 0 | 0 | 0 | 0 | 0 | 0 | 0 | 0 | 0 | 0 | 0 | 0 | 0 | 0 | 0
F1_Commercial_Restaurant_Existing_Ventilation_Electric_Ventilation_E8 | F1 | Commercial | Restaurant | Existing | Ventilation | Electric | Ventilation | E8 | CCE | 0 | 0 | 0 | 0 | 0 | 0 | 0 | 0 | 0 | 0 | 0 | 0 | 0 | 0 | 0 | 0 | 0 | 0 | 0 | 0 | 0 | 0 | 0 | 0 | 0 | 0 | 0 | 0 | 0 | 0
F1_Commercial_Restaurant_Existing_Ventilation_Electric_Ventilation_E9 | F1 | Commercial | Restaurant | Existing | Ventilation | Electric | Ventilation | E9 | CCE | 0 | 0 | 0 | 0 | 0 | 0 | 0 | 0 | 0 | 0 | 0 | 0 | 0 | 0 | 0 | 0 | 0 | 0 | 0 | 0 | 0 | 0 | 0 | 0 | 0 | 0 | 0 | 0 | 0 | 0
F1_Commercial_Restaurant_Existing_Ventilation_Electric_Ventilation_E10 | F1 | Commercial | Restaurant | Existing | Ventilation | Electric | Ventilation | E10 | CCE | 0 | 0 | 0 | 0 | 0 | 0 | 0 | 0 | 0 | 0 | 0 | 0 | 0 | 0 | 0 | 0 | 0 | 0 | 0 | 0 | 0 | 0 | 0 | 0 | 0 | 0 | 0 | 0 | 0 | 0
F2_Commercial_Restaurant_Existing_Ventilation_Electric_Ventilation_E1 | F2 | Commercial | Restaurant | Existing | Ventilation | Electric | Ventilation | E1 | TRC BC Ratio | 0 | 0 | 0 | 0 | 0 | 0 | 0 | 0 | 0 | 0 | 0 | 0 | 0 | 0 | 0 | 0 | 0 | 0 | 0 | 0 | 0 | 0 | 0 | 0 | 0 | 0 | 0 | 0 | 0 | 0
F2_Commercial_Restaurant_Existing_Ventilation_Electric_Ventilation_E2 | F2 | Commercial | Restaurant | Existing | Ventilation | Electric | Ventilation | E2 | TRC BC Ratio | 0 | 0 | 0 | 0 | 0 | 0 | 0 | 0 | 0 | 0 | 0 | 0 | 0 | 0 | 0 | 0 | 0 | 0 | 0 | 0 | 0 | 0 | 0 | 0 | 0 | 0 | 0 | 0 | 0 | 0
F2_Commercial_Restaurant_Existing_Ventilation_Electric_Ventilation_E3 | F2 | Commercial | Restaurant | Existing | Ventilation | Electric | Ventilation | E3 | TRC BC Ratio | 0 | 0 | 0 | 0 | 0 | 0 | 0 | 0 | 0 | 0 | 0 | 0 | 0 | 0 | 0 | 0 | 0 | 0 | 0 | 0 | 0 | 0 | 0 | 0 | 0 | 0 | 0 | 0 | 0 | 0
F2_Commercial_Restaurant_Existing_Ventilation_Electric_Ventilation_E4 | F2 | Commercial | Restaurant | Existing | Ventilation | Electric | Ventilation | E4 | TRC BC Ratio | 0 | 0 | 0 | 0 | 0 | 0 | 0 | 0 | 0 | 0 | 0 | 0 | 0 | 0 | 0 | 0 | 0 | 0 | 0 | 0 | 0 | 0 | 0 | 0 | 0 | 0 | 0 | 0 | 0 | 0
F2_Commercial_Restaurant_Existing_Ventilation_Electric_Ventilation_E5 | F2 | Commercial | Restaurant | Existing | Ventilation | Electric | Ventilation | E5 | TRC BC Ratio | 0 | 0 | 0 | 0 | 0 | 0 | 0 | 0 | 0 | 0 | 0 | 0 | 0 | 0 | 0 | 0 | 0 | 0 | 0 | 0 | 0 | 0 | 0 | 0 | 0 | 0 | 0 | 0 | 0 | 0
F2_Commercial_Restaurant_Existing_Ventilation_Electric_Ventilation_E6 | F2 | Commercial | Restaurant | Existing | Ventilation | Electric | Ventilation | E6 | TRC BC Ratio | 0 | 0 | 0 | 0 | 0 | 0 | 0 | 0 | 0 | 0 | 0 | 0 | 0 | 0 | 0 | 0 | 0 | 0 | 0 | 0 | 0 | 0 | 0 | 0 | 0 | 0 | 0 | 0 | 0 | 0
F2_Commercial_Restaurant_Existing_Ventilation_Electric_Ventilation_E7 | F2 | Commercial | Restaurant | Existing | Ventilation | Electric | Ventilation | E7 | TRC BC Ratio | 0 | 0 | 0 | 0 | 0 | 0 | 0 | 0 | 0 | 0 | 0 | 0 | 0 | 0 | 0 | 0 | 0 | 0 | 0 | 0 | 0 | 0 | 0 | 0 | 0 | 0 | 0 | 0 | 0 | 0
F2_Commercial_Restaurant_Existing_Ventilation_Electric_Ventilation_E8 | F2 | Commercial | Restaurant | Existing | Ventilation | Electric | Ventilation | E8 | TRC BC Ratio | 0 | 0 | 0 | 0 | 0 | 0 | 0 | 0 | 0 | 0 | 0 | 0 | 0 | 0 | 0 | 0 | 0 | 0 | 0 | 0 | 0 | 0 | 0 | 0 | 0 | 0 | 0 | 0 | 0 | 0
F2_Commercial_Restaurant_Existing_Ventilation_Electric_Ventilation_E9 | F2 | Commercial | Restaurant | Existing | Ventilation | Electric | Ventilation | E9 | TRC BC Ratio | 0 | 0 | 0 | 0 | 0 | 0 | 0 | 0 | 0 | 0 | 0 | 0 | 0 | 0 | 0 | 0 | 0 | 0 | 0 | 0 | 0 | 0 | 0 | 0 | 0 | 0 | 0 | 0 | 0 | 0
F2_Commercial_Restaurant_Existing_Ventilation_Electric_Ventilation_E10 | F2 | Commercial | Restaurant | Existing | Ventilation | Electric | Ventilation | E10 | TRC BC Ratio | 0 | 0 | 0 | 0 | 0 | 0 | 0 | 0 | 0 | 0 | 0 | 0 | 0 | 0 | 0 | 0 | 0 | 0 | 0 | 0 | 0 | 0 | 0 | 0 | 0 | 0 | 0 | 0 | 0 | 0
F3_Commercial_Restaurant_Existing_Ventilation_Electric_Ventilation_E1 | F3 | Commercial | Restaurant | Existing | Ventilation | Electric | Ventilation | E1 | PACT BC Ratio | 0 | 0 | 0 | 0 | 0 | 0 | 0 | 0 | 0 | 0 | 0 | 0 | 0 | 0 | 0 | 0 | 0 | 0 | 0 | 0 | 0 | 0 | 0 | 0 | 0 | 0 | 0 | 0 | 0 | 0
F3_Commercial_Restaurant_Existing_Ventilation_Electric_Ventilation_E2 | F3 | Commercial | Restaurant | Existing | Ventilation | Electric | Ventilation | E2 | PACT BC Ratio | 0 | 0 | 0 | 0 | 0 | 0 | 0 | 0 | 0 | 0 | 0 | 0 | 0 | 0 | 0 | 0 | 0 | 0 | 0 | 0 | 0 | 0 | 0 | 0 | 0 | 0 | 0 | 0 | 0 | 0
F3_Commercial_Restaurant_Existing_Ventilation_Electric_Ventilation_E3 | F3 | Commercial | Restaurant | Existing | Ventilation | Electric | Ventilation | E3 | PACT BC Ratio | 0 | 0 | 0 | 0 | 0 | 0 | 0 | 0 | 0 | 0 | 0 | 0 | 0 | 0 | 0 | 0 | 0 | 0 | 0 | 0 | 0 | 0 | 0 | 0 | 0 | 0 | 0 | 0 | 0 | 0
F3_Commercial_Restaurant_Existing_Ventilation_Electric_Ventilation_E4 | F3 | Commercial | Restaurant | Existing | Ventilation | Electric | Ventilation | E4 | PACT BC Ratio | 0 | 0 | 0 | 0 | 0 | 0 | 0 | 0 | 0 | 0 | 0 | 0 | 0 | 0 | 0 | 0 | 0 | 0 | 0 | 0 | 0 | 0 | 0 | 0 | 0 | 0 | 0 | 0 | 0 | 0
F3_Commercial_Restaurant_Existing_Ventilation_Electric_Ventilation_E5 | F3 | Commercial | Restaurant | Existing | Ventilation | Electric | Ventilation | E5 | PACT BC Ratio | 0 | 0 | 0 | 0 | 0 | 0 | 0 | 0 | 0 | 0 | 0 | 0 | 0 | 0 | 0 | 0 | 0 | 0 | 0 | 0 | 0 | 0 | 0 | 0 | 0 | 0 | 0 | 0 | 0 | 0
F3_Commercial_Restaurant_Existing_Ventilation_Electric_Ventilation_E6 | F3 | Commercial | Restaurant | Existing | Ventilation | Electric | Ventilation | E6 | PACT BC Ratio | 0 | 0 | 0 | 0 | 0 | 0 | 0 | 0 | 0 | 0 | 0 | 0 | 0 | 0 | 0 | 0 | 0 | 0 | 0 | 0 | 0 | 0 | 0 | 0 | 0 | 0 | 0 | 0 | 0 | 0
F3_Commercial_Restaurant_Existing_Ventilation_Electric_Ventilation_E7 | F3 | Commercial | Restaurant | Existing | Ventilation | Electric | Ventilation | E7 | PACT BC Ratio | 0 | 0 | 0 | 0 | 0 | 0 | 0 | 0 | 0 | 0 | 0 | 0 | 0 | 0 | 0 | 0 | 0 | 0 | 0 | 0 | 0 | 0 | 0 | 0 | 0 | 0 | 0 | 0 | 0 | 0
F3_Commercial_Restaurant_Existing_Ventilation_Electric_Ventilation_E8 | F3 | Commercial | Restaurant | Existing | Ventilation | Electric | Ventilation | E8 | PACT BC Ratio | 0 | 0 | 0 | 0 | 0 | 0 | 0 | 0 | 0 | 0 | 0 | 0 | 0 | 0 | 0 | 0 | 0 | 0 | 0 | 0 | 0 | 0 | 0 | 0 | 0 | 0 | 0 | 0 | 0 | 0
F3_Commercial_Restaurant_Existing_Ventilation_Electric_Ventilation_E9 | F3 | Commercial | Restaurant | Existing | Ventilation | Electric | Ventilation | E9 | PACT BC Ratio | 0 | 0 | 0 | 0 | 0 | 0 | 0 | 0 | 0 | 0 | 0 | 0 | 0 | 0 | 0 | 0 | 0 | 0 | 0 | 0 | 0 | 0 | 0 | 0 | 0 | 0 | 0 | 0 | 0 | 0
F3_Commercial_Restaurant_Existing_Ventilation_Electric_Ventilation_E10 | F3 | Commercial | Restaurant | Existing | Ventilation | Electric | Ventilation | E10 | PACT BC Ratio | 0 | 0 | 0 | 0 | 0 | 0 | 0 | 0 | 0 | 0 | 0 | 0 | 0 | 0 | 0 | 0 | 0 | 0 | 0 | 0 | 0 | 0 | 0 | 0 | 0 | 0 | 0 | 0 | 0 | 0
F4_Commercial_Restaurant_Existing_Ventilation_Electric_Ventilation_E1 | F4 | Commercial | Restaurant | Existing | Ventilation | Electric | Ventilation | E1 | RVT BC Ratio | 0 | 0 | 0 | 0 | 0 | 0 | 0 | 0 | 0 | 0 | 0 | 0 | 0 | 0 | 0 | 0 | 0 | 0 | 0 | 0 | 0 | 0 | 0 | 0 | 0 | 0 | 0 | 0 | 0 | 0
F4_Commercial_Restaurant_Existing_Ventilation_Electric_Ventilation_E2 | F4 | Commercial | Restaurant | Existing | Ventilation | Electric | Ventilation | E2 | RVT BC Ratio | 0 | 0 | 0 | 0 | 0 | 0 | 0 | 0 | 0 | 0 | 0 | 0 | 0 | 0 | 0 | 0 | 0 | 0 | 0 | 0 | 0 | 0 | 0 | 0 | 0 | 0 | 0 | 0 | 0 | 0
F4_Commercial_Restaurant_Existing_Ventilation_Electric_Ventilation_E3 | F4 | Commercial | Restaurant | Existing | Ventilation | Electric | Ventilation | E3 | RVT BC Ratio | 0 | 0 | 0 | 0 | 0 | 0 | 0 | 0 | 0 | 0 | 0 | 0 | 0 | 0 | 0 | 0 | 0 | 0 | 0 | 0 | 0 | 0 | 0 | 0 | 0 | 0 | 0 | 0 | 0 | 0
F4_Commercial_Restaurant_Existing_Ventilation_Electric_Ventilation_E4 | F4 | Commercial | Restaurant | Existing | Ventilation | Electric | Ventilation | E4 | RVT BC Ratio | 0 | 0 | 0 | 0 | 0 | 0 | 0 | 0 | 0 | 0 | 0 | 0 | 0 | 0 | 0 | 0 | 0 | 0 | 0 | 0 | 0 | 0 | 0 | 0 | 0 | 0 | 0 | 0 | 0 | 0
F4_Commercial_Restaurant_Existing_Ventilation_Electric_Ventilation_E5 | F4 | Commercial | Restaurant | Existing | Ventilation | Electric | Ventilation | E5 | RVT BC Ratio | 0 | 0 | 0 | 0 | 0 | 0 | 0 | 0 | 0 | 0 | 0 | 0 | 0 | 0 | 0 | 0 | 0 | 0 | 0 | 0 | 0 | 0 | 0 | 0 | 0 | 0 | 0 | 0 | 0 | 0
F4_Commercial_Restaurant_Existing_Ventilation_Electric_Ventilation_E6 | F4 | Commercial | Restaurant | Existing | Ventilation | Electric | Ventilation | E6 | RVT BC Ratio | 0 | 0 | 0 | 0 | 0 | 0 | 0 | 0 | 0 | 0 | 0 | 0 | 0 | 0 | 0 | 0 | 0 | 0 | 0 | 0 | 0 | 0 | 0 | 0 | 0 | 0 | 0 | 0 | 0 | 0
F4_Commercial_Restaurant_Existing_Ventilation_Electric_Ventilation_E7 | F4 | Commercial | Restaurant | Existing | Ventilation | Electric | Ventilation | E7 | RVT BC Ratio | 0 | 0 | 0 | 0 | 0 | 0 | 0 | 0 | 0 | 0 | 0 | 0 | 0 | 0 | 0 | 0 | 0 | 0 | 0 | 0 | 0 | 0 | 0 | 0 | 0 | 0 | 0 | 0 | 0 | 0
F4_Commercial_Restaurant_Existing_Ventilation_Electric_Ventilation_E8 | F4 | Commercial | Restaurant | Existing | Ventilation | Electric | Ventilation | E8 | RVT BC Ratio | 0 | 0 | 0 | 0 | 0 | 0 | 0 | 0 | 0 | 0 | 0 | 0 | 0 | 0 | 0 | 0 | 0 | 0 | 0 | 0 | 0 | 0 | 0 | 0 | 0 | 0 | 0 | 0 | 0 | 0
F4_Commercial_Restaurant_Existing_Ventilation_Electric_Ventilation_E9 | F4 | Commercial | Restaurant | Existing | Ventilation | Electric | Ventilation | E9 | RVT BC Ratio | 0 | 0 | 0 | 0 | 0 | 0 | 0 | 0 | 0 | 0 | 0 | 0 | 0 | 0 | 0 | 0 | 0 | 0 | 0 | 0 | 0 | 0 | 0 | 0 | 0 | 0 | 0 | 0 | 0 | 0
F4_Commercial_Restaurant_Existing_Ventilation_Electric_Ventilation_E10 | F4 | Commercial | Restaurant | Existing | Ventilation | Electric | Ventilation | E10 | RVT BC Ratio | 0 | 0 | 0 | 0 | 0 | 0 | 0 | 0 | 0 | 0 | 0 | 0 | 0 | 0 | 0 | 0 | 0 | 0 | 0 | 0 | 0 | 0 | 0 | 0 | 0 | 0 | 0 | 0 | 0 | 0
F5_Commercial_Restaurant_Existing_Ventilation_Electric_Ventilation_E1 | F5 | Commercial | Restaurant | Existing | Ventilation | Electric | Ventilation | E1 | RIM BC Ratio | 0 | 0 | 0 | 0 | 0 | 0 | 0 | 0 | 0 | 0 | 0 | 0 | 0 | 0 | 0 | 0 | 0 | 0 | 0 | 0 | 0 | 0 | 0 | 0 | 0 | 0 | 0 | 0 | 0 | 0
F5_Commercial_Restaurant_Existing_Ventilation_Electric_Ventilation_E2 | F5 | Commercial | Restaurant | Existing | Ventilation | Electric | Ventilation | E2 | RIM BC Ratio | 0 | 0 | 0 | 0 | 0 | 0 | 0 | 0 | 0 | 0 | 0 | 0 | 0 | 0 | 0 | 0 | 0 | 0 | 0 | 0 | 0 | 0 | 0 | 0 | 0 | 0 | 0 | 0 | 0 | 0
F5_Commercial_Restaurant_Existing_Ventilation_Electric_Ventilation_E3 | F5 | Commercial | Restaurant | Existing | Ventilation | Electric | Ventilation | E3 | RIM BC Ratio | 0 | 0 | 0 | 0 | 0 | 0 | 0 | 0 | 0 | 0 | 0 | 0 | 0 | 0 | 0 | 0 | 0 | 0 | 0 | 0 | 0 | 0 | 0 | 0 | 0 | 0 | 0 | 0 | 0 | 0
F5_Commercial_Restaurant_Existing_Ventilation_Electric_Ventilation_E4 | F5 | Commercial | Restaurant | Existing | Ventilation | Electric | Ventilation | E4 | RIM BC Ratio | 0 | 0 | 0 | 0 | 0 | 0 | 0 | 0 | 0 | 0 | 0 | 0 | 0 | 0 | 0 | 0 | 0 | 0 | 0 | 0 | 0 | 0 | 0 | 0 | 0 | 0 | 0 | 0 | 0 | 0
F5_Commercial_Restaurant_Existing_Ventilation_Electric_Ventilation_E5 | F5 | Commercial | Restaurant | Existing | Ventilation | Electric | Ventilation | E5 | RIM BC Ratio | 0 | 0 | 0 | 0 | 0 | 0 | 0 | 0 | 0 | 0 | 0 | 0 | 0 | 0 | 0 | 0 | 0 | 0 | 0 | 0 | 0 | 0 | 0 | 0 | 0 | 0 | 0 | 0 | 0 | 0
F5_Commercial_Restaurant_Existing_Ventilation_Electric_Ventilation_E6 | F5 | Commercial | Restaurant | Existing | Ventilation | Electric | Ventilation | E6 | RIM BC Ratio | 0 | 0 | 0 | 0 | 0 | 0 | 0 | 0 | 0 | 0 | 0 | 0 | 0 | 0 | 0 | 0 | 0 | 0 | 0 | 0 | 0 | 0 | 0 | 0 | 0 | 0 | 0 | 0 | 0 | 0
F5_Commercial_Restaurant_Existing_Ventilation_Electric_Ventilation_E7 | F5 | Commercial | Restaurant | Existing | Ventilation | Electric | Ventilation | E7 | RIM BC Ratio | 0 | 0 | 0 | 0 | 0 | 0 | 0 | 0 | 0 | 0 | 0 | 0 | 0 | 0 | 0 | 0 | 0 | 0 | 0 | 0 | 0 | 0 | 0 | 0 | 0 | 0 | 0 | 0 | 0 | 0
F5_Commercial_Restaurant_Existing_Ventilation_Electric_Ventilation_E8 | F5 | Commercial | Restaurant | Existing | Ventilation | Electric | Ventilation | E8 | RIM BC Ratio | 0 | 0 | 0 | 0 | 0 | 0 | 0 | 0 | 0 | 0 | 0 | 0 | 0 | 0 | 0 | 0 | 0 | 0 | 0 | 0 | 0 | 0 | 0 | 0 | 0 | 0 | 0 | 0 | 0 | 0
F5_Commercial_Restaurant_Existing_Ventilation_Electric_Ventilation_E9 | F5 | Commercial | Restaurant | Existing | Ventilation | Electric | Ventilation | E9 | RIM BC Ratio | 0 | 0 | 0 | 0 | 0 | 0 | 0 | 0 | 0 | 0 | 0 | 0 | 0 | 0 | 0 | 0 | 0 | 0 | 0 | 0 | 0 | 0 | 0 | 0 | 0 | 0 | 0 | 0 | 0 | 0
F5_Commercial_Restaurant_Existing_Ventilation_Electric_Ventilation_E10 | F5 | Commercial | Restaurant | Existing | Ventilation | Electric | Ventilation | E10 | RIM BC Ratio | 0 | 0 | 0 | 0 | 0 | 0 | 0 | 0 | 0 | 0 | 0 | 0 | 0 | 0 | 0 | 0 | 0 | 0 | 0 | 0 | 0 | 0 | 0 | 0 | 0 | 0 | 0 | 0 | 0 | 0
F0_Commercial_Restaurant_Existing_Water Heating_Electric_Water Heater_E0 | F0 | Commercial | Restaurant | Existing | Water Heating | Electric | Water Heater | E0 | Economic Unit | 0 | 0 | 0 | 0 | 0 | 0 | 0 | 0 | 0 | 0 | 0 | 0 | 0 | 0 | 0 | 0 | 0 | 0 | 0 | 0 | 0 | 0 | 0 | 0 | 0 | 0 | 0 | 0 | 0 | 0
F1_Commercial_Restaurant_Existing_Water Heating_Electric_Water Heater_E1 | F1 | Commercial | Restaurant | Existing | Water Heating | Electric | Water Heater | E1 | CCE | 0 | 0 | 0 | 0 | 0 | 0 | 0 | 0 | 0 | 0 | 0 | 0 | 0 | 0 | 0 | 0 | 0 | 0 | 0 | 0 | 0 | 0 | 0 | 0 | 0 | 0 | 0 | 0 | 0 | 0
F1_Commercial_Restaurant_Existing_Water Heating_Electric_Water Heater_E2 | F1 | Commercial | Restaurant | Existing | Water Heating | Electric | Water Heater | E2 | CCE | 0 | 0 | 0 | 0 | 0 | 0 | 0 | 0 | 0 | 0 | 0 | 0 | 0 | 0 | 0 | 0 | 0 | 0 | 0 | 0 | 0 | 0 | 0 | 0 | 0 | 0 | 0 | 0 | 0 | 0
F1_Commercial_Restaurant_Existing_Water Heating_Electric_Water Heater_E3 | F1 | Commercial | Restaurant | Existing | Water Heating | Electric | Water Heater | E3 | CCE | 0 | 0 | 0 | 0 | 0 | 0 | 0 | 0 | 0 | 0 | 0 | 0 | 0 | 0 | 0 | 0 | 0 | 0 | 0 | 0 | 0 | 0 | 0 | 0 | 0 | 0 | 0 | 0 | 0 | 0
F1_Commercial_Restaurant_Existing_Water Heating_Electric_Water Heater_E4 | F1 | Commercial | Restaurant | Existing | Water Heating | Electric | Water Heater | E4 | CCE | 0 | 0 | 0 | 0 | 0 | 0 | 0 | 0 | 0 | 0 | 0 | 0 | 0 | 0 | 0 | 0 | 0 | 0 | 0 | 0 | 0 | 0 | 0 | 0 | 0 | 0 | 0 | 0 | 0 | 0
F1_Commercial_Restaurant_Existing_Water Heating_Electric_Water Heater_E5 | F1 | Commercial | Restaurant | Existing | Water Heating | Electric | Water Heater | E5 | CCE | 0 | 0 | 0 | 0 | 0 | 0 | 0 | 0 | 0 | 0 | 0 | 0 | 0 | 0 | 0 | 0 | 0 | 0 | 0 | 0 | 0 | 0 | 0 | 0 | 0 | 0 | 0 | 0 | 0 | 0
F1_Commercial_Restaurant_Existing_Water Heating_Electric_Water Heater_E6 | F1 | Commercial | Restaurant | Existing | Water Heating | Electric | Water Heater | E6 | CCE | 0 | 0 | 0 | 0 | 0 | 0 | 0 | 0 | 0 | 0 | 0 | 0 | 0 | 0 | 0 | 0 | 0 | 0 | 0 | 0 | 0 | 0 | 0 | 0 | 0 | 0 | 0 | 0 | 0 | 0
F1_Commercial_Restaurant_Existing_Water Heating_Electric_Water Heater_E7 | F1 | Commercial | Restaurant | Existing | Water Heating | Electric | Water Heater | E7 | CCE | 0 | 0 | 0 | 0 | 0 | 0 | 0 | 0 | 0 | 0 | 0 | 0 | 0 | 0 | 0 | 0 | 0 | 0 | 0 | 0 | 0 | 0 | 0 | 0 | 0 | 0 | 0 | 0 | 0 | 0
F1_Commercial_Restaurant_Existing_Water Heating_Electric_Water Heater_E8 | F1 | Commercial | Restaurant | Existing | Water Heating | Electric | Water Heater | E8 | CCE | 0 | 0 | 0 | 0 | 0 | 0 | 0 | 0 | 0 | 0 | 0 | 0 | 0 | 0 | 0 | 0 | 0 | 0 | 0 | 0 | 0 | 0 | 0 | 0 | 0 | 0 | 0 | 0 | 0 | 0
F1_Commercial_Restaurant_Existing_Water Heating_Electric_Water Heater_E9 | F1 | Commercial | Restaurant | Existing | Water Heating | Electric | Water Heater | E9 | CCE | 0 | 0 | 0 | 0 | 0 | 0 | 0 | 0 | 0 | 0 | 0 | 0 | 0 | 0 | 0 | 0 | 0 | 0 | 0 | 0 | 0 | 0 | 0 | 0 | 0 | 0 | 0 | 0 | 0 | 0
F1_Commercial_Restaurant_Existing_Water Heating_Electric_Water Heater_E10 | F1 | Commercial | Restaurant | Existing | Water Heating | Electric | Water Heater | E10 | CCE | 0 | 0 | 0 | 0 | 0 | 0 | 0 | 0 | 0 | 0 | 0 | 0 | 0 | 0 | 0 | 0 | 0 | 0 | 0 | 0 | 0 | 0 | 0 | 0 | 0 | 0 | 0 | 0 | 0 | 0
F2_Commercial_Restaurant_Existing_Water Heating_Electric_Water Heater_E1 | F2 | Commercial | Restaurant | Existing | Water Heating | Electric | Water Heater | E1 | TRC BC Ratio | 0 | 0 | 0 | 0 | 0 | 0 | 0 | 0 | 0 | 0 | 0 | 0 | 0 | 0 | 0 | 0 | 0 | 0 | 0 | 0 | 0 | 0 | 0 | 0 | 0 | 0 | 0 | 0 | 0 | 0
F2_Commercial_Restaurant_Existing_Water Heating_Electric_Water Heater_E2 | F2 | Commercial | Restaurant | Existing | Water Heating | Electric | Water Heater | E2 | TRC BC Ratio | 0 | 0 | 0 | 0 | 0 | 0 | 0 | 0 | 0 | 0 | 0 | 0 | 0 | 0 | 0 | 0 | 0 | 0 | 0 | 0 | 0 | 0 | 0 | 0 | 0 | 0 | 0 | 0 | 0 | 0
F2_Commercial_Restaurant_Existing_Water Heating_Electric_Water Heater_E3 | F2 | Commercial | Restaurant | Existing | Water Heating | Electric | Water Heater | E3 | TRC BC Ratio | 0 | 0 | 0 | 0 | 0 | 0 | 0 | 0 | 0 | 0 | 0 | 0 | 0 | 0 | 0 | 0 | 0 | 0 | 0 | 0 | 0 | 0 | 0 | 0 | 0 | 0 | 0 | 0 | 0 | 0
F2_Commercial_Restaurant_Existing_Water Heating_Electric_Water Heater_E4 | F2 | Commercial | Restaurant | Existing | Water Heating | Electric | Water Heater | E4 | TRC BC Ratio | 0 | 0 | 0 | 0 | 0 | 0 | 0 | 0 | 0 | 0 | 0 | 0 | 0 | 0 | 0 | 0 | 0 | 0 | 0 | 0 | 0 | 0 | 0 | 0 | 0 | 0 | 0 | 0 | 0 | 0
F2_Commercial_Restaurant_Existing_Water Heating_Electric_Water Heater_E5 | F2 | Commercial | Restaurant | Existing | Water Heating | Electric | Water Heater | E5 | TRC BC Ratio | 0 | 0 | 0 | 0 | 0 | 0 | 0 | 0 | 0 | 0 | 0 | 0 | 0 | 0 | 0 | 0 | 0 | 0 | 0 | 0 | 0 | 0 | 0 | 0 | 0 | 0 | 0 | 0 | 0 | 0
F2_Commercial_Restaurant_Existing_Water Heating_Electric_Water Heater_E6 | F2 | Commercial | Restaurant | Existing | Water Heating | Electric | Water Heater | E6 | TRC BC Ratio | 0 | 0 | 0 | 0 | 0 | 0 | 0 | 0 | 0 | 0 | 0 | 0 | 0 | 0 | 0 | 0 | 0 | 0 | 0 | 0 | 0 | 0 | 0 | 0 | 0 | 0 | 0 | 0 | 0 | 0
F2_Commercial_Restaurant_Existing_Water Heating_Electric_Water Heater_E7 | F2 | Commercial | Restaurant | Existing | Water Heating | Electric | Water Heater | E7 | TRC BC Ratio | 0 | 0 | 0 | 0 | 0 | 0 | 0 | 0 | 0 | 0 | 0 | 0 | 0 | 0 | 0 | 0 | 0 | 0 | 0 | 0 | 0 | 0 | 0 | 0 | 0 | 0 | 0 | 0 | 0 | 0
F2_Commercial_Restaurant_Existing_Water Heating_Electric_Water Heater_E8 | F2 | Commercial | Restaurant | Existing | Water Heating | Electric | Water Heater | E8 | TRC BC Ratio | 0 | 0 | 0 | 0 | 0 | 0 | 0 | 0 | 0 | 0 | 0 | 0 | 0 | 0 | 0 | 0 | 0 | 0 | 0 | 0 | 0 | 0 | 0 | 0 | 0 | 0 | 0 | 0 | 0 | 0
F2_Commercial_Restaurant_Existing_Water Heating_Electric_Water Heater_E9 | F2 | Commercial | Restaurant | Existing | Water Heating | Electric | Water Heater | E9 | TRC BC Ratio | 0 | 0 | 0 | 0 | 0 | 0 | 0 | 0 | 0 | 0 | 0 | 0 | 0 | 0 | 0 | 0 | 0 | 0 | 0 | 0 | 0 | 0 | 0 | 0 | 0 | 0 | 0 | 0 | 0 | 0
F2_Commercial_Restaurant_Existing_Water Heating_Electric_Water Heater_E10 | F2 | Commercial | Restaurant | Existing | Water Heating | Electric | Water Heater | E10 | TRC BC Ratio | 0 | 0 | 0 | 0 | 0 | 0 | 0 | 0 | 0 | 0 | 0 | 0 | 0 | 0 | 0 | 0 | 0 | 0 | 0 | 0 | 0 | 0 | 0 | 0 | 0 | 0 | 0 | 0 | 0 | 0
F3_Commercial_Restaurant_Existing_Water Heating_Electric_Water Heater_E1 | F3 | Commercial | Restaurant | Existing | Water Heating | Electric | Water Heater | E1 | PACT BC Ratio | 0 | 0 | 0 | 0 | 0 | 0 | 0 | 0 | 0 | 0 | 0 | 0 | 0 | 0 | 0 | 0 | 0 | 0 | 0 | 0 | 0 | 0 | 0 | 0 | 0 | 0 | 0 | 0 | 0 | 0
F3_Commercial_Restaurant_Existing_Water Heating_Electric_Water Heater_E2 | F3 | Commercial | Restaurant | Existing | Water Heating | Electric | Water Heater | E2 | PACT BC Ratio | 0 | 0 | 0 | 0 | 0 | 0 | 0 | 0 | 0 | 0 | 0 | 0 | 0 | 0 | 0 | 0 | 0 | 0 | 0 | 0 | 0 | 0 | 0 | 0 | 0 | 0 | 0 | 0 | 0 | 0
F3_Commercial_Restaurant_Existing_Water Heating_Electric_Water Heater_E3 | F3 | Commercial | Restaurant | Existing | Water Heating | Electric | Water Heater | E3 | PACT BC Ratio | 0 | 0 | 0 | 0 | 0 | 0 | 0 | 0 | 0 | 0 | 0 | 0 | 0 | 0 | 0 | 0 | 0 | 0 | 0 | 0 | 0 | 0 | 0 | 0 | 0 | 0 | 0 | 0 | 0 | 0
F3_Commercial_Restaurant_Existing_Water Heating_Electric_Water Heater_E4 | F3 | Commercial | Restaurant | Existing | Water Heating | Electric | Water Heater | E4 | PACT BC Ratio | 0 | 0 | 0 | 0 | 0 | 0 | 0 | 0 | 0 | 0 | 0 | 0 | 0 | 0 | 0 | 0 | 0 | 0 | 0 | 0 | 0 | 0 | 0 | 0 | 0 | 0 | 0 | 0 | 0 | 0
F3_Commercial_Restaurant_Existing_Water Heating_Electric_Water Heater_E5 | F3 | Commercial | Restaurant | Existing | Water Heating | Electric | Water Heater | E5 | PACT BC Ratio | 0 | 0 | 0 | 0 | 0 | 0 | 0 | 0 | 0 | 0 | 0 | 0 | 0 | 0 | 0 | 0 | 0 | 0 | 0 | 0 | 0 | 0 | 0 | 0 | 0 | 0 | 0 | 0 | 0 | 0
F3_Commercial_Restaurant_Existing_Water Heating_Electric_Water Heater_E6 | F3 | Commercial | Restaurant | Existing | Water Heating | Electric | Water Heater | E6 | PACT BC Ratio | 0 | 0 | 0 | 0 | 0 | 0 | 0 | 0 | 0 | 0 | 0 | 0 | 0 | 0 | 0 | 0 | 0 | 0 | 0 | 0 | 0 | 0 | 0 | 0 | 0 | 0 | 0 | 0 | 0 | 0
F3_Commercial_Restaurant_Existing_Water Heating_Electric_Water Heater_E7 | F3 | Commercial | Restaurant | Existing | Water Heating | Electric | Water Heater | E7 | PACT BC Ratio | 0 | 0 | 0 | 0 | 0 | 0 | 0 | 0 | 0 | 0 | 0 | 0 | 0 | 0 | 0 | 0 | 0 | 0 | 0 | 0 | 0 | 0 | 0 | 0 | 0 | 0 | 0 | 0 | 0 | 0
F3_Commercial_Restaurant_Existing_Water Heating_Electric_Water Heater_E8 | F3 | Commercial | Restaurant | Existing | Water Heating | Electric | Water Heater | E8 | PACT BC Ratio | 0 | 0 | 0 | 0 | 0 | 0 | 0 | 0 | 0 | 0 | 0 | 0 | 0 | 0 | 0 | 0 | 0 | 0 | 0 | 0 | 0 | 0 | 0 | 0 | 0 | 0 | 0 | 0 | 0 | 0
F3_Commercial_Restaurant_Existing_Water Heating_Electric_Water Heater_E9 | F3 | Commercial | Restaurant | Existing | Water Heating | Electric | Water Heater | E9 | PACT BC Ratio | 0 | 0 | 0 | 0 | 0 | 0 | 0 | 0 | 0 | 0 | 0 | 0 | 0 | 0 | 0 | 0 | 0 | 0 | 0 | 0 | 0 | 0 | 0 | 0 | 0 | 0 | 0 | 0 | 0 | 0
F3_Commercial_Restaurant_Existing_Water Heating_Electric_Water Heater_E10 | F3 | Commercial | Restaurant | Existing | Water Heating | Electric | Water Heater | E10 | PACT BC Ratio | 0 | 0 | 0 | 0 | 0 | 0 | 0 | 0 | 0 | 0 | 0 | 0 | 0 | 0 | 0 | 0 | 0 | 0 | 0 | 0 | 0 | 0 | 0 | 0 | 0 | 0 | 0 | 0 | 0 | 0
F4_Commercial_Restaurant_Existing_Water Heating_Electric_Water Heater_E1 | F4 | Commercial | Restaurant | Existing | Water Heating | Electric | Water Heater | E1 | RVT BC Ratio | 0 | 0 | 0 | 0 | 0 | 0 | 0 | 0 | 0 | 0 | 0 | 0 | 0 | 0 | 0 | 0 | 0 | 0 | 0 | 0 | 0 | 0 | 0 | 0 | 0 | 0 | 0 | 0 | 0 | 0
F4_Commercial_Restaurant_Existing_Water Heating_Electric_Water Heater_E2 | F4 | Commercial | Restaurant | Existing | Water Heating | Electric | Water Heater | E2 | RVT BC Ratio | 0 | 0 | 0 | 0 | 0 | 0 | 0 | 0 | 0 | 0 | 0 | 0 | 0 | 0 | 0 | 0 | 0 | 0 | 0 | 0 | 0 | 0 | 0 | 0 | 0 | 0 | 0 | 0 | 0 | 0
F4_Commercial_Restaurant_Existing_Water Heating_Electric_Water Heater_E3 | F4 | Commercial | Restaurant | Existing | Water Heating | Electric | Water Heater | E3 | RVT BC Ratio | 0 | 0 | 0 | 0 | 0 | 0 | 0 | 0 | 0 | 0 | 0 | 0 | 0 | 0 | 0 | 0 | 0 | 0 | 0 | 0 | 0 | 0 | 0 | 0 | 0 | 0 | 0 | 0 | 0 | 0
F4_Commercial_Restaurant_Existing_Water Heating_Electric_Water Heater_E4 | F4 | Commercial | Restaurant | Existing | Water Heating | Electric | Water Heater | E4 | RVT BC Ratio | 0 | 0 | 0 | 0 | 0 | 0 | 0 | 0 | 0 | 0 | 0 | 0 | 0 | 0 | 0 | 0 | 0 | 0 | 0 | 0 | 0 | 0 | 0 | 0 | 0 | 0 | 0 | 0 | 0 | 0
F4_Commercial_Restaurant_Existing_Water Heating_Electric_Water Heater_E5 | F4 | Commercial | Restaurant | Existing | Water Heating | Electric | Water Heater | E5 | RVT BC Ratio | 0 | 0 | 0 | 0 | 0 | 0 | 0 | 0 | 0 | 0 | 0 | 0 | 0 | 0 | 0 | 0 | 0 | 0 | 0 | 0 | 0 | 0 | 0 | 0 | 0 | 0 | 0 | 0 | 0 | 0
F4_Commercial_Restaurant_Existing_Water Heating_Electric_Water Heater_E6 | F4 | Commercial | Restaurant | Existing | Water Heating | Electric | Water Heater | E6 | RVT BC Ratio | 0 | 0 | 0 | 0 | 0 | 0 | 0 | 0 | 0 | 0 | 0 | 0 | 0 | 0 | 0 | 0 | 0 | 0 | 0 | 0 | 0 | 0 | 0 | 0 | 0 | 0 | 0 | 0 | 0 | 0
F4_Commercial_Restaurant_Existing_Water Heating_Electric_Water Heater_E7 | F4 | Commercial | Restaurant | Existing | Water Heating | Electric | Water Heater | E7 | RVT BC Ratio | 0 | 0 | 0 | 0 | 0 | 0 | 0 | 0 | 0 | 0 | 0 | 0 | 0 | 0 | 0 | 0 | 0 | 0 | 0 | 0 | 0 | 0 | 0 | 0 | 0 | 0 | 0 | 0 | 0 | 0
F4_Commercial_Restaurant_Existing_Water Heating_Electric_Water Heater_E8 | F4 | Commercial | Restaurant | Existing | Water Heating | Electric | Water Heater | E8 | RVT BC Ratio | 0 | 0 | 0 | 0 | 0 | 0 | 0 | 0 | 0 | 0 | 0 | 0 | 0 | 0 | 0 | 0 | 0 | 0 | 0 | 0 | 0 | 0 | 0 | 0 | 0 | 0 | 0 | 0 | 0 | 0
F4_Commercial_Restaurant_Existing_Water Heating_Electric_Water Heater_E9 | F4 | Commercial | Restaurant | Existing | Water Heating | Electric | Water Heater | E9 | RVT BC Ratio | 0 | 0 | 0 | 0 | 0 | 0 | 0 | 0 | 0 | 0 | 0 | 0 | 0 | 0 | 0 | 0 | 0 | 0 | 0 | 0 | 0 | 0 | 0 | 0 | 0 | 0 | 0 | 0 | 0 | 0
F4_Commercial_Restaurant_Existing_Water Heating_Electric_Water Heater_E10 | F4 | Commercial | Restaurant | Existing | Water Heating | Electric | Water Heater | E10 | RVT BC Ratio | 0 | 0 | 0 | 0 | 0 | 0 | 0 | 0 | 0 | 0 | 0 | 0 | 0 | 0 | 0 | 0 | 0 | 0 | 0 | 0 | 0 | 0 | 0 | 0 | 0 | 0 | 0 | 0 | 0 | 0
F5_Commercial_Restaurant_Existing_Water Heating_Electric_Water Heater_E1 | F5 | Commercial | Restaurant | Existing | Water Heating | Electric | Water Heater | E1 | RIM BC Ratio | 0 | 0 | 0 | 0 | 0 | 0 | 0 | 0 | 0 | 0 | 0 | 0 | 0 | 0 | 0 | 0 | 0 | 0 | 0 | 0 | 0 | 0 | 0 | 0 | 0 | 0 | 0 | 0 | 0 | 0
F5_Commercial_Restaurant_Existing_Water Heating_Electric_Water Heater_E2 | F5 | Commercial | Restaurant | Existing | Water Heating | Electric | Water Heater | E2 | RIM BC Ratio | 0 | 0 | 0 | 0 | 0 | 0 | 0 | 0 | 0 | 0 | 0 | 0 | 0 | 0 | 0 | 0 | 0 | 0 | 0 | 0 | 0 | 0 | 0 | 0 | 0 | 0 | 0 | 0 | 0 | 0
F5_Commercial_Restaurant_Existing_Water Heating_Electric_Water Heater_E3 | F5 | Commercial | Restaurant | Existing | Water Heating | Electric | Water Heater | E3 | RIM BC Ratio | 0 | 0 | 0 | 0 | 0 | 0 | 0 | 0 | 0 | 0 | 0 | 0 | 0 | 0 | 0 | 0 | 0 | 0 | 0 | 0 | 0 | 0 | 0 | 0 | 0 | 0 | 0 | 0 | 0 | 0
F5_Commercial_Restaurant_Existing_Water Heating_Electric_Water Heater_E4 | F5 | Commercial | Restaurant | Existing | Water Heating | Electric | Water Heater | E4 | RIM BC Ratio | 0 | 0 | 0 | 0 | 0 | 0 | 0 | 0 | 0 | 0 | 0 | 0 | 0 | 0 | 0 | 0 | 0 | 0 | 0 | 0 | 0 | 0 | 0 | 0 | 0 | 0 | 0 | 0 | 0 | 0
F5_Commercial_Restaurant_Existing_Water Heating_Electric_Water Heater_E5 | F5 | Commercial | Restaurant | Existing | Water Heating | Electric | Water Heater | E5 | RIM BC Ratio | 0 | 0 | 0 | 0 | 0 | 0 | 0 | 0 | 0 | 0 | 0 | 0 | 0 | 0 | 0 | 0 | 0 | 0 | 0 | 0 | 0 | 0 | 0 | 0 | 0 | 0 | 0 | 0 | 0 | 0
F5_Commercial_Restaurant_Existing_Water Heating_Electric_Water Heater_E6 | F5 | Commercial | Restaurant | Existing | Water Heating | Electric | Water Heater | E6 | RIM BC Ratio | 0 | 0 | 0 | 0 | 0 | 0 | 0 | 0 | 0 | 0 | 0 | 0 | 0 | 0 | 0 | 0 | 0 | 0 | 0 | 0 | 0 | 0 | 0 | 0 | 0 | 0 | 0 | 0 | 0 | 0
F5_Commercial_Restaurant_Existing_Water Heating_Electric_Water Heater_E7 | F5 | Commercial | Restaurant | Existing | Water Heating | Electric | Water Heater | E7 | RIM BC Ratio | 0 | 0 | 0 | 0 | 0 | 0 | 0 | 0 | 0 | 0 | 0 | 0 | 0 | 0 | 0 | 0 | 0 | 0 | 0 | 0 | 0 | 0 | 0 | 0 | 0 | 0 | 0 | 0 | 0 | 0
F5_Commercial_Restaurant_Existing_Water Heating_Electric_Water Heater_E8 | F5 | Commercial | Restaurant | Existing | Water Heating | Electric | Water Heater | E8 | RIM BC Ratio | 0 | 0 | 0 | 0 | 0 | 0 | 0 | 0 | 0 | 0 | 0 | 0 | 0 | 0 | 0 | 0 | 0 | 0 | 0 | 0 | 0 | 0 | 0 | 0 | 0 | 0 | 0 | 0 | 0 | 0
F5_Commercial_Restaurant_Existing_Water Heating_Electric_Water Heater_E9 | F5 | Commercial | Restaurant | Existing | Water Heating | Electric | Water Heater | E9 | RIM BC Ratio | 0 | 0 | 0 | 0 | 0 | 0 | 0 | 0 | 0 | 0 | 0 | 0 | 0 | 0 | 0 | 0 | 0 | 0 | 0 | 0 | 0 | 0 | 0 | 0 | 0 | 0 | 0 | 0 | 0 | 0
F5_Commercial_Restaurant_Existing_Water Heating_Electric_Water Heater_E10 | F5 | Commercial | Restaurant | Existing | Water Heating | Electric | Water Heater | E10 | RIM BC Ratio | 0 | 0 | 0 | 0 | 0 | 0 | 0 | 0 | 0 | 0 | 0 | 0 | 0 | 0 | 0 | 0 | 0 | 0 | 0 | 0 | 0 | 0 | 0 | 0 | 0 | 0 | 0 | 0 | 0 | 0
F0_Commercial_Restaurant_Existing_Interior Lighting_Electric_General Service Lighting_E0 | F0 | Commercial | Restaurant | Existing | Interior Lighting | Electric | General Service Lighting | E0 | Economic Unit | 0 | 0 | 0 | 0 | 0 | 0 | 0 | 0 | 0 | 0 | 0 | 0 | 0 | 0 | 0 | 0 | 0 | 0 | 0 | 0 | 0 | 0 | 0 | 0 | 0 | 0 | 0 | 0 | 0 | 0
F1_Commercial_Restaurant_Existing_Interior Lighting_Electric_General Service Lighting_E1 | F1 | Commercial | Restaurant | Existing | Interior Lighting | Electric | General Service Lighting | E1 | CCE | 0 | 0 | 0 | 0 | 0 | 0 | 0 | 0 | 0 | 0 | 0 | 0 | 0 | 0 | 0 | 0 | 0 | 0 | 0 | 0 | 0 | 0 | 0 | 0 | 0 | 0 | 0 | 0 | 0 | 0
F1_Commercial_Restaurant_Existing_Interior Lighting_Electric_General Service Lighting_E2 | F1 | Commercial | Restaurant | Existing | Interior Lighting | Electric | General Service Lighting | E2 | CCE | 0 | 0 | 0 | 0 | 0 | 0 | 0 | 0 | 0 | 0 | 0 | 0 | 0 | 0 | 0 | 0 | 0 | 0 | 0 | 0 | 0 | 0 | 0 | 0 | 0 | 0 | 0 | 0 | 0 | 0
F1_Commercial_Restaurant_Existing_Interior Lighting_Electric_General Service Lighting_E3 | F1 | Commercial | Restaurant | Existing | Interior Lighting | Electric | General Service Lighting | E3 | CCE | 0 | 0 | 0 | 0 | 0 | 0 | 0 | 0 | 0 | 0 | 0 | 0 | 0 | 0 | 0 | 0 | 0 | 0 | 0 | 0 | 0 | 0 | 0 | 0 | 0 | 0 | 0 | 0 | 0 | 0
F1_Commercial_Restaurant_Existing_Interior Lighting_Electric_General Service Lighting_E4 | F1 | Commercial | Restaurant | Existing | Interior Lighting | Electric | General Service Lighting | E4 | CCE | 0 | 0 | 0 | 0 | 0 | 0 | 0 | 0 | 0 | 0 | 0 | 0 | 0 | 0 | 0 | 0 | 0 | 0 | 0 | 0 | 0 | 0 | 0 | 0 | 0 | 0 | 0 | 0 | 0 | 0
F1_Commercial_Restaurant_Existing_Interior Lighting_Electric_General Service Lighting_E5 | F1 | Commercial | Restaurant | Existing | Interior Lighting | Electric | General Service Lighting | E5 | CCE | 0 | 0 | 0 | 0 | 0 | 0 | 0 | 0 | 0 | 0 | 0 | 0 | 0 | 0 | 0 | 0 | 0 | 0 | 0 | 0 | 0 | 0 | 0 | 0 | 0 | 0 | 0 | 0 | 0 | 0
F1_Commercial_Restaurant_Existing_Interior Lighting_Electric_General Service Lighting_E6 | F1 | Commercial | Restaurant | Existing | Interior Lighting | Electric | General Service Lighting | E6 | CCE | 0 | 0 | 0 | 0 | 0 | 0 | 0 | 0 | 0 | 0 | 0 | 0 | 0 | 0 | 0 | 0 | 0 | 0 | 0 | 0 | 0 | 0 | 0 | 0 | 0 | 0 | 0 | 0 | 0 | 0
F1_Commercial_Restaurant_Existing_Interior Lighting_Electric_General Service Lighting_E7 | F1 | Commercial | Restaurant | Existing | Interior Lighting | Electric | General Service Lighting | E7 | CCE | 0 | 0 | 0 | 0 | 0 | 0 | 0 | 0 | 0 | 0 | 0 | 0 | 0 | 0 | 0 | 0 | 0 | 0 | 0 | 0 | 0 | 0 | 0 | 0 | 0 | 0 | 0 | 0 | 0 | 0
F1_Commercial_Restaurant_Existing_Interior Lighting_Electric_General Service Lighting_E8 | F1 | Commercial | Restaurant | Existing | Interior Lighting | Electric | General Service Lighting | E8 | CCE | 0 | 0 | 0 | 0 | 0 | 0 | 0 | 0 | 0 | 0 | 0 | 0 | 0 | 0 | 0 | 0 | 0 | 0 | 0 | 0 | 0 | 0 | 0 | 0 | 0 | 0 | 0 | 0 | 0 | 0
F1_Commercial_Restaurant_Existing_Interior Lighting_Electric_General Service Lighting_E9 | F1 | Commercial | Restaurant | Existing | Interior Lighting | Electric | General Service Lighting | E9 | CCE | 0 | 0 | 0 | 0 | 0 | 0 | 0 | 0 | 0 | 0 | 0 | 0 | 0 | 0 | 0 | 0 | 0 | 0 | 0 | 0 | 0 | 0 | 0 | 0 | 0 | 0 | 0 | 0 | 0 | 0
F1_Commercial_Restaurant_Existing_Interior Lighting_Electric_General Service Lighting_E10 | F1 | Commercial | Restaurant | Existing | Interior Lighting | Electric | General Service Lighting | E10 | CCE | 0 | 0 | 0 | 0 | 0 | 0 | 0 | 0 | 0 | 0 | 0 | 0 | 0 | 0 | 0 | 0 | 0 | 0 | 0 | 0 | 0 | 0 | 0 | 0 | 0 | 0 | 0 | 0 | 0 | 0
F2_Commercial_Restaurant_Existing_Interior Lighting_Electric_General Service Lighting_E1 | F2 | Commercial | Restaurant | Existing | Interior Lighting | Electric | General Service Lighting | E1 | TRC BC Ratio | 0 | 0 | 0 | 0 | 0 | 0 | 0 | 0 | 0 | 0 | 0 | 0 | 0 | 0 | 0 | 0 | 0 | 0 | 0 | 0 | 0 | 0 | 0 | 0 | 0 | 0 | 0 | 0 | 0 | 0
F2_Commercial_Restaurant_Existing_Interior Lighting_Electric_General Service Lighting_E2 | F2 | Commercial | Restaurant | Existing | Interior Lighting | Electric | General Service Lighting | E2 | TRC BC Ratio | 0 | 0 | 0 | 0 | 0 | 0 | 0 | 0 | 0 | 0 | 0 | 0 | 0 | 0 | 0 | 0 | 0 | 0 | 0 | 0 | 0 | 0 | 0 | 0 | 0 | 0 | 0 | 0 | 0 | 0
F2_Commercial_Restaurant_Existing_Interior Lighting_Electric_General Service Lighting_E3 | F2 | Commercial | Restaurant | Existing | Interior Lighting | Electric | General Service Lighting | E3 | TRC BC Ratio | 0 | 0 | 0 | 0 | 0 | 0 | 0 | 0 | 0 | 0 | 0 | 0 | 0 | 0 | 0 | 0 | 0 | 0 | 0 | 0 | 0 | 0 | 0 | 0 | 0 | 0 | 0 | 0 | 0 | 0
F2_Commercial_Restaurant_Existing_Interior Lighting_Electric_General Service Lighting_E4 | F2 | Commercial | Restaurant | Existing | Interior Lighting | Electric | General Service Lighting | E4 | TRC BC Ratio | 0 | 0 | 0 | 0 | 0 | 0 | 0 | 0 | 0 | 0 | 0 | 0 | 0 | 0 | 0 | 0 | 0 | 0 | 0 | 0 | 0 | 0 | 0 | 0 | 0 | 0 | 0 | 0 | 0 | 0
F2_Commercial_Restaurant_Existing_Interior Lighting_Electric_General Service Lighting_E5 | F2 | Commercial | Restaurant | Existing | Interior Lighting | Electric | General Service Lighting | E5 | TRC BC Ratio | 0 | 0 | 0 | 0 | 0 | 0 | 0 | 0 | 0 | 0 | 0 | 0 | 0 | 0 | 0 | 0 | 0 | 0 | 0 | 0 | 0 | 0 | 0 | 0 | 0 | 0 | 0 | 0 | 0 | 0
F2_Commercial_Restaurant_Existing_Interior Lighting_Electric_General Service Lighting_E6 | F2 | Commercial | Restaurant | Existing | Interior Lighting | Electric | General Service Lighting | E6 | TRC BC Ratio | 0 | 0 | 0 | 0 | 0 | 0 | 0 | 0 | 0 | 0 | 0 | 0 | 0 | 0 | 0 | 0 | 0 | 0 | 0 | 0 | 0 | 0 | 0 | 0 | 0 | 0 | 0 | 0 | 0 | 0
F2_Commercial_Restaurant_Existing_Interior Lighting_Electric_General Service Lighting_E7 | F2 | Commercial | Restaurant | Existing | Interior Lighting | Electric | General Service Lighting | E7 | TRC BC Ratio | 0 | 0 | 0 | 0 | 0 | 0 | 0 | 0 | 0 | 0 | 0 | 0 | 0 | 0 | 0 | 0 | 0 | 0 | 0 | 0 | 0 | 0 | 0 | 0 | 0 | 0 | 0 | 0 | 0 | 0
F2_Commercial_Restaurant_Existing_Interior Lighting_Electric_General Service Lighting_E8 | F2 | Commercial | Restaurant | Existing | Interior Lighting | Electric | General Service Lighting | E8 | TRC BC Ratio | 0 | 0 | 0 | 0 | 0 | 0 | 0 | 0 | 0 | 0 | 0 | 0 | 0 | 0 | 0 | 0 | 0 | 0 | 0 | 0 | 0 | 0 | 0 | 0 | 0 | 0 | 0 | 0 | 0 | 0
F2_Commercial_Restaurant_Existing_Interior Lighting_Electric_General Service Lighting_E9 | F2 | Commercial | Restaurant | Existing | Interior Lighting | Electric | General Service Lighting | E9 | TRC BC Ratio | 0 | 0 | 0 | 0 | 0 | 0 | 0 | 0 | 0 | 0 | 0 | 0 | 0 | 0 | 0 | 0 | 0 | 0 | 0 | 0 | 0 | 0 | 0 | 0 | 0 | 0 | 0 | 0 | 0 | 0
F2_Commercial_Restaurant_Existing_Interior Lighting_Electric_General Service Lighting_E10 | F2 | Commercial | Restaurant | Existing | Interior Lighting | Electric | General Service Lighting | E10 | TRC BC Ratio | 0 | 0 | 0 | 0 | 0 | 0 | 0 | 0 | 0 | 0 | 0 | 0 | 0 | 0 | 0 | 0 | 0 | 0 | 0 | 0 | 0 | 0 | 0 | 0 | 0 | 0 | 0 | 0 | 0 | 0
F3_Commercial_Restaurant_Existing_Interior Lighting_Electric_General Service Lighting_E1 | F3 | Commercial | Restaurant | Existing | Interior Lighting | Electric | General Service Lighting | E1 | PACT BC Ratio | 0 | 0 | 0 | 0 | 0 | 0 | 0 | 0 | 0 | 0 | 0 | 0 | 0 | 0 | 0 | 0 | 0 | 0 | 0 | 0 | 0 | 0 | 0 | 0 | 0 | 0 | 0 | 0 | 0 | 0
F3_Commercial_Restaurant_Existing_Interior Lighting_Electric_General Service Lighting_E2 | F3 | Commercial | Restaurant | Existing | Interior Lighting | Electric | General Service Lighting | E2 | PACT BC Ratio | 0 | 0 | 0 | 0 | 0 | 0 | 0 | 0 | 0 | 0 | 0 | 0 | 0 | 0 | 0 | 0 | 0 | 0 | 0 | 0 | 0 | 0 | 0 | 0 | 0 | 0 | 0 | 0 | 0 | 0
F3_Commercial_Restaurant_Existing_Interior Lighting_Electric_General Service Lighting_E3 | F3 | Commercial | Restaurant | Existing | Interior Lighting | Electric | General Service Lighting | E3 | PACT BC Ratio | 0 | 0 | 0 | 0 | 0 | 0 | 0 | 0 | 0 | 0 | 0 | 0 | 0 | 0 | 0 | 0 | 0 | 0 | 0 | 0 | 0 | 0 | 0 | 0 | 0 | 0 | 0 | 0 | 0 | 0
F3_Commercial_Restaurant_Existing_Interior Lighting_Electric_General Service Lighting_E4 | F3 | Commercial | Restaurant | Existing | Interior Lighting | Electric | General Service Lighting | E4 | PACT BC Ratio | 0 | 0 | 0 | 0 | 0 | 0 | 0 | 0 | 0 | 0 | 0 | 0 | 0 | 0 | 0 | 0 | 0 | 0 | 0 | 0 | 0 | 0 | 0 | 0 | 0 | 0 | 0 | 0 | 0 | 0
F3_Commercial_Restaurant_Existing_Interior Lighting_Electric_General Service Lighting_E5 | F3 | Commercial | Restaurant | Existing | Interior Lighting | Electric | General Service Lighting | E5 | PACT BC Ratio | 0 | 0 | 0 | 0 | 0 | 0 | 0 | 0 | 0 | 0 | 0 | 0 | 0 | 0 | 0 | 0 | 0 | 0 | 0 | 0 | 0 | 0 | 0 | 0 | 0 | 0 | 0 | 0 | 0 | 0
F3_Commercial_Restaurant_Existing_Interior Lighting_Electric_General Service Lighting_E6 | F3 | Commercial | Restaurant | Existing | Interior Lighting | Electric | General Service Lighting | E6 | PACT BC Ratio | 0 | 0 | 0 | 0 | 0 | 0 | 0 | 0 | 0 | 0 | 0 | 0 | 0 | 0 | 0 | 0 | 0 | 0 | 0 | 0 | 0 | 0 | 0 | 0 | 0 | 0 | 0 | 0 | 0 | 0
F3_Commercial_Restaurant_Existing_Interior Lighting_Electric_General Service Lighting_E7 | F3 | Commercial | Restaurant | Existing | Interior Lighting | Electric | General Service Lighting | E7 | PACT BC Ratio | 0 | 0 | 0 | 0 | 0 | 0 | 0 | 0 | 0 | 0 | 0 | 0 | 0 | 0 | 0 | 0 | 0 | 0 | 0 | 0 | 0 | 0 | 0 | 0 | 0 | 0 | 0 | 0 | 0 | 0
F3_Commercial_Restaurant_Existing_Interior Lighting_Electric_General Service Lighting_E8 | F3 | Commercial | Restaurant | Existing | Interior Lighting | Electric | General Service Lighting | E8 | PACT BC Ratio | 0 | 0 | 0 | 0 | 0 | 0 | 0 | 0 | 0 | 0 | 0 | 0 | 0 | 0 | 0 | 0 | 0 | 0 | 0 | 0 | 0 | 0 | 0 | 0 | 0 | 0 | 0 | 0 | 0 | 0
F3_Commercial_Restaurant_Existing_Interior Lighting_Electric_General Service Lighting_E9 | F3 | Commercial | Restaurant | Existing | Interior Lighting | Electric | General Service Lighting | E9 | PACT BC Ratio | 0 | 0 | 0 | 0 | 0 | 0 | 0 | 0 | 0 | 0 | 0 | 0 | 0 | 0 | 0 | 0 | 0 | 0 | 0 | 0 | 0 | 0 | 0 | 0 | 0 | 0 | 0 | 0 | 0 | 0
F3_Commercial_Restaurant_Existing_Interior Lighting_Electric_General Service Lighting_E10 | F3 | Commercial | Restaurant | Existing | Interior Lighting | Electric | General Service Lighting | E10 | PACT BC Ratio | 0 | 0 | 0 | 0 | 0 | 0 | 0 | 0 | 0 | 0 | 0 | 0 | 0 | 0 | 0 | 0 | 0 | 0 | 0 | 0 | 0 | 0 | 0 | 0 | 0 | 0 | 0 | 0 | 0 | 0
F4_Commercial_Restaurant_Existing_Interior Lighting_Electric_General Service Lighting_E1 | F4 | Commercial | Restaurant | Existing | Interior Lighting | Electric | General Service Lighting | E1 | RVT BC Ratio | 0 | 0 | 0 | 0 | 0 | 0 | 0 | 0 | 0 | 0 | 0 | 0 | 0 | 0 | 0 | 0 | 0 | 0 | 0 | 0 | 0 | 0 | 0 | 0 | 0 | 0 | 0 | 0 | 0 | 0
F4_Commercial_Restaurant_Existing_Interior Lighting_Electric_General Service Lighting_E2 | F4 | Commercial | Restaurant | Existing | Interior Lighting | Electric | General Service Lighting | E2 | RVT BC Ratio | 0 | 0 | 0 | 0 | 0 | 0 | 0 | 0 | 0 | 0 | 0 | 0 | 0 | 0 | 0 | 0 | 0 | 0 | 0 | 0 | 0 | 0 | 0 | 0 | 0 | 0 | 0 | 0 | 0 | 0
F4_Commercial_Restaurant_Existing_Interior Lighting_Electric_General Service Lighting_E3 | F4 | Commercial | Restaurant | Existing | Interior Lighting | Electric | General Service Lighting | E3 | RVT BC Ratio | 0 | 0 | 0 | 0 | 0 | 0 | 0 | 0 | 0 | 0 | 0 | 0 | 0 | 0 | 0 | 0 | 0 | 0 | 0 | 0 | 0 | 0 | 0 | 0 | 0 | 0 | 0 | 0 | 0 | 0
F4_Commercial_Restaurant_Existing_Interior Lighting_Electric_General Service Lighting_E4 | F4 | Commercial | Restaurant | Existing | Interior Lighting | Electric | General Service Lighting | E4 | RVT BC Ratio | 0 | 0 | 0 | 0 | 0 | 0 | 0 | 0 | 0 | 0 | 0 | 0 | 0 | 0 | 0 | 0 | 0 | 0 | 0 | 0 | 0 | 0 | 0 | 0 | 0 | 0 | 0 | 0 | 0 | 0
F4_Commercial_Restaurant_Existing_Interior Lighting_Electric_General Service Lighting_E5 | F4 | Commercial | Restaurant | Existing | Interior Lighting | Electric | General Service Lighting | E5 | RVT BC Ratio | 0 | 0 | 0 | 0 | 0 | 0 | 0 | 0 | 0 | 0 | 0 | 0 | 0 | 0 | 0 | 0 | 0 | 0 | 0 | 0 | 0 | 0 | 0 | 0 | 0 | 0 | 0 | 0 | 0 | 0
F4_Commercial_Restaurant_Existing_Interior Lighting_Electric_General Service Lighting_E6 | F4 | Commercial | Restaurant | Existing | Interior Lighting | Electric | General Service Lighting | E6 | RVT BC Ratio | 0 | 0 | 0 | 0 | 0 | 0 | 0 | 0 | 0 | 0 | 0 | 0 | 0 | 0 | 0 | 0 | 0 | 0 | 0 | 0 | 0 | 0 | 0 | 0 | 0 | 0 | 0 | 0 | 0 | 0
F4_Commercial_Restaurant_Existing_Interior Lighting_Electric_General Service Lighting_E7 | F4 | Commercial | Restaurant | Existing | Interior Lighting | Electric | General Service Lighting | E7 | RVT BC Ratio | 0 | 0 | 0 | 0 | 0 | 0 | 0 | 0 | 0 | 0 | 0 | 0 | 0 | 0 | 0 | 0 | 0 | 0 | 0 | 0 | 0 | 0 | 0 | 0 | 0 | 0 | 0 | 0 | 0 | 0
F4_Commercial_Restaurant_Existing_Interior Lighting_Electric_General Service Lighting_E8 | F4 | Commercial | Restaurant | Existing | Interior Lighting | Electric | General Service Lighting | E8 | RVT BC Ratio | 0 | 0 | 0 | 0 | 0 | 0 | 0 | 0 | 0 | 0 | 0 | 0 | 0 | 0 | 0 | 0 | 0 | 0 | 0 | 0 | 0 | 0 | 0 | 0 | 0 | 0 | 0 | 0 | 0 | 0
F4_Commercial_Restaurant_Existing_Interior Lighting_Electric_General Service Lighting_E9 | F4 | Commercial | Restaurant | Existing | Interior Lighting | Electric | General Service Lighting | E9 | RVT BC Ratio | 0 | 0 | 0 | 0 | 0 | 0 | 0 | 0 | 0 | 0 | 0 | 0 | 0 | 0 | 0 | 0 | 0 | 0 | 0 | 0 | 0 | 0 | 0 | 0 | 0 | 0 | 0 | 0 | 0 | 0
F4_Commercial_Restaurant_Existing_Interior Lighting_Electric_General Service Lighting_E10 | F4 | Commercial | Restaurant | Existing | Interior Lighting | Electric | General Service Lighting | E10 | RVT BC Ratio | 0 | 0 | 0 | 0 | 0 | 0 | 0 | 0 | 0 | 0 | 0 | 0 | 0 | 0 | 0 | 0 | 0 | 0 | 0 | 0 | 0 | 0 | 0 | 0 | 0 | 0 | 0 | 0 | 0 | 0
F5_Commercial_Restaurant_Existing_Interior Lighting_Electric_General Service Lighting_E1 | F5 | Commercial | Restaurant | Existing | Interior Lighting | Electric | General Service Lighting | E1 | RIM BC Ratio | 0 | 0 | 0 | 0 | 0 | 0 | 0 | 0 | 0 | 0 | 0 | 0 | 0 | 0 | 0 | 0 | 0 | 0 | 0 | 0 | 0 | 0 | 0 | 0 | 0 | 0 | 0 | 0 | 0 | 0
F5_Commercial_Restaurant_Existing_Interior Lighting_Electric_General Service Lighting_E2 | F5 | Commercial | Restaurant | Existing | Interior Lighting | Electric | General Service Lighting | E2 | RIM BC Ratio | 0 | 0 | 0 | 0 | 0 | 0 | 0 | 0 | 0 | 0 | 0 | 0 | 0 | 0 | 0 | 0 | 0 | 0 | 0 | 0 | 0 | 0 | 0 | 0 | 0 | 0 | 0 | 0 | 0 | 0
F5_Commercial_Restaurant_Existing_Interior Lighting_Electric_General Service Lighting_E3 | F5 | Commercial | Restaurant | Existing | Interior Lighting | Electric | General Service Lighting | E3 | RIM BC Ratio | 0 | 0 | 0 | 0 | 0 | 0 | 0 | 0 | 0 | 0 | 0 | 0 | 0 | 0 | 0 | 0 | 0 | 0 | 0 | 0 | 0 | 0 | 0 | 0 | 0 | 0 | 0 | 0 | 0 | 0
F5_Commercial_Restaurant_Existing_Interior Lighting_Electric_General Service Lighting_E4 | F5 | Commercial | Restaurant | Existing | Interior Lighting | Electric | General Service Lighting | E4 | RIM BC Ratio | 0 | 0 | 0 | 0 | 0 | 0 | 0 | 0 | 0 | 0 | 0 | 0 | 0 | 0 | 0 | 0 | 0 | 0 | 0 | 0 | 0 | 0 | 0 | 0 | 0 | 0 | 0 | 0 | 0 | 0
F5_Commercial_Restaurant_Existing_Interior Lighting_Electric_General Service Lighting_E5 | F5 | Commercial | Restaurant | Existing | Interior Lighting | Electric | General Service Lighting | E5 | RIM BC Ratio | 0 | 0 | 0 | 0 | 0 | 0 | 0 | 0 | 0 | 0 | 0 | 0 | 0 | 0 | 0 | 0 | 0 | 0 | 0 | 0 | 0 | 0 | 0 | 0 | 0 | 0 | 0 | 0 | 0 | 0
F5_Commercial_Restaurant_Existing_Interior Lighting_Electric_General Service Lighting_E6 | F5 | Commercial | Restaurant | Existing | Interior Lighting | Electric | General Service Lighting | E6 | RIM BC Ratio | 0 | 0 | 0 | 0 | 0 | 0 | 0 | 0 | 0 | 0 | 0 | 0 | 0 | 0 | 0 | 0 | 0 | 0 | 0 | 0 | 0 | 0 | 0 | 0 | 0 | 0 | 0 | 0 | 0 | 0
F5_Commercial_Restaurant_Existing_Interior Lighting_Electric_General Service Lighting_E7 | F5 | Commercial | Restaurant | Existing | Interior Lighting | Electric | General Service Lighting | E7 | RIM BC Ratio | 0 | 0 | 0 | 0 | 0 | 0 | 0 | 0 | 0 | 0 | 0 | 0 | 0 | 0 | 0 | 0 | 0 | 0 | 0 | 0 | 0 | 0 | 0 | 0 | 0 | 0 | 0 | 0 | 0 | 0
F5_Commercial_Restaurant_Existing_Interior Lighting_Electric_General Service Lighting_E8 | F5 | Commercial | Restaurant | Existing | Interior Lighting | Electric | General Service Lighting | E8 | RIM BC Ratio | 0 | 0 | 0 | 0 | 0 | 0 | 0 | 0 | 0 | 0 | 0 | 0 | 0 | 0 | 0 | 0 | 0 | 0 | 0 | 0 | 0 | 0 | 0 | 0 | 0 | 0 | 0 | 0 | 0 | 0
F5_Commercial_Restaurant_Existing_Interior Lighting_Electric_General Service Lighting_E9 | F5 | Commercial | Restaurant | Existing | Interior Lighting | Electric | General Service Lighting | E9 | RIM BC Ratio | 0 | 0 | 0 | 0 | 0 | 0 | 0 | 0 | 0 | 0 | 0 | 0 | 0 | 0 | 0 | 0 | 0 | 0 | 0 | 0 | 0 | 0 | 0 | 0 | 0 | 0 | 0 | 0 | 0 | 0
F5_Commercial_Restaurant_Existing_Interior Lighting_Electric_General Service Lighting_E10 | F5 | Commercial | Restaurant | Existing | Interior Lighting | Electric | General Service Lighting | E10 | RIM BC Ratio | 0 | 0 | 0 | 0 | 0 | 0 | 0 | 0 | 0 | 0 | 0 | 0 | 0 | 0 | 0 | 0 | 0 | 0 | 0 | 0 | 0 | 0 | 0 | 0 | 0 | 0 | 0 | 0 | 0 | 0
F0_Commercial_Restaurant_Existing_Interior Lighting_Electric_Exempted Lighting_E0 | F0 | Commercial | Restaurant | Existing | Interior Lighting | Electric | Exempted Lighting | E0 | Economic Unit | 0 | 0 | 0 | 0 | 0 | 0 | 0 | 0 | 0 | 0 | 0 | 0 | 0 | 0 | 0 | 0 | 0 | 0 | 0 | 0 | 0 | 0 | 0 | 0 | 0 | 0 | 0 | 0 | 0 | 0
F1_Commercial_Restaurant_Existing_Interior Lighting_Electric_Exempted Lighting_E1 | F1 | Commercial | Restaurant | Existing | Interior Lighting | Electric | Exempted Lighting | E1 | CCE | 0 | 0 | 0 | 0 | 0 | 0 | 0 | 0 | 0 | 0 | 0 | 0 | 0 | 0 | 0 | 0 | 0 | 0 | 0 | 0 | 0 | 0 | 0 | 0 | 0 | 0 | 0 | 0 | 0 | 0
F1_Commercial_Restaurant_Existing_Interior Lighting_Electric_Exempted Lighting_E2 | F1 | Commercial | Restaurant | Existing | Interior Lighting | Electric | Exempted Lighting | E2 | CCE | 0 | 0 | 0 | 0 | 0 | 0 | 0 | 0 | 0 | 0 | 0 | 0 | 0 | 0 | 0 | 0 | 0 | 0 | 0 | 0 | 0 | 0 | 0 | 0 | 0 | 0 | 0 | 0 | 0 | 0
F1_Commercial_Restaurant_Existing_Interior Lighting_Electric_Exempted Lighting_E3 | F1 | Commercial | Restaurant | Existing | Interior Lighting | Electric | Exempted Lighting | E3 | CCE | 0 | 0 | 0 | 0 | 0 | 0 | 0 | 0 | 0 | 0 | 0 | 0 | 0 | 0 | 0 | 0 | 0 | 0 | 0 | 0 | 0 | 0 | 0 | 0 | 0 | 0 | 0 | 0 | 0 | 0
F1_Commercial_Restaurant_Existing_Interior Lighting_Electric_Exempted Lighting_E4 | F1 | Commercial | Restaurant | Existing | Interior Lighting | Electric | Exempted Lighting | E4 | CCE | 0 | 0 | 0 | 0 | 0 | 0 | 0 | 0 | 0 | 0 | 0 | 0 | 0 | 0 | 0 | 0 | 0 | 0 | 0 | 0 | 0 | 0 | 0 | 0 | 0 | 0 | 0 | 0 | 0 | 0
F1_Commercial_Restaurant_Existing_Interior Lighting_Electric_Exempted Lighting_E5 | F1 | Commercial | Restaurant | Existing | Interior Lighting | Electric | Exempted Lighting | E5 | CCE | 0 | 0 | 0 | 0 | 0 | 0 | 0 | 0 | 0 | 0 | 0 | 0 | 0 | 0 | 0 | 0 | 0 | 0 | 0 | 0 | 0 | 0 | 0 | 0 | 0 | 0 | 0 | 0 | 0 | 0
F1_Commercial_Restaurant_Existing_Interior Lighting_Electric_Exempted Lighting_E6 | F1 | Commercial | Restaurant | Existing | Interior Lighting | Electric | Exempted Lighting | E6 | CCE | 0 | 0 | 0 | 0 | 0 | 0 | 0 | 0 | 0 | 0 | 0 | 0 | 0 | 0 | 0 | 0 | 0 | 0 | 0 | 0 | 0 | 0 | 0 | 0 | 0 | 0 | 0 | 0 | 0 | 0
F1_Commercial_Restaurant_Existing_Interior Lighting_Electric_Exempted Lighting_E7 | F1 | Commercial | Restaurant | Existing | Interior Lighting | Electric | Exempted Lighting | E7 | CCE | 0 | 0 | 0 | 0 | 0 | 0 | 0 | 0 | 0 | 0 | 0 | 0 | 0 | 0 | 0 | 0 | 0 | 0 | 0 | 0 | 0 | 0 | 0 | 0 | 0 | 0 | 0 | 0 | 0 | 0
F1_Commercial_Restaurant_Existing_Interior Lighting_Electric_Exempted Lighting_E8 | F1 | Commercial | Restaurant | Existing | Interior Lighting | Electric | Exempted Lighting | E8 | CCE | 0 | 0 | 0 | 0 | 0 | 0 | 0 | 0 | 0 | 0 | 0 | 0 | 0 | 0 | 0 | 0 | 0 | 0 | 0 | 0 | 0 | 0 | 0 | 0 | 0 | 0 | 0 | 0 | 0 | 0
F1_Commercial_Restaurant_Existing_Interior Lighting_Electric_Exempted Lighting_E9 | F1 | Commercial | Restaurant | Existing | Interior Lighting | Electric | Exempted Lighting | E9 | CCE | 0 | 0 | 0 | 0 | 0 | 0 | 0 | 0 | 0 | 0 | 0 | 0 | 0 | 0 | 0 | 0 | 0 | 0 | 0 | 0 | 0 | 0 | 0 | 0 | 0 | 0 | 0 | 0 | 0 | 0
F1_Commercial_Restaurant_Existing_Interior Lighting_Electric_Exempted Lighting_E10 | F1 | Commercial | Restaurant | Existing | Interior Lighting | Electric | Exempted Lighting | E10 | CCE | 0 | 0 | 0 | 0 | 0 | 0 | 0 | 0 | 0 | 0 | 0 | 0 | 0 | 0 | 0 | 0 | 0 | 0 | 0 | 0 | 0 | 0 | 0 | 0 | 0 | 0 | 0 | 0 | 0 | 0
F2_Commercial_Restaurant_Existing_Interior Lighting_Electric_Exempted Lighting_E1 | F2 | Commercial | Restaurant | Existing | Interior Lighting | Electric | Exempted Lighting | E1 | TRC BC Ratio | 0 | 0 | 0 | 0 | 0 | 0 | 0 | 0 | 0 | 0 | 0 | 0 | 0 | 0 | 0 | 0 | 0 | 0 | 0 | 0 | 0 | 0 | 0 | 0 | 0 | 0 | 0 | 0 | 0 | 0
F2_Commercial_Restaurant_Existing_Interior Lighting_Electric_Exempted Lighting_E2 | F2 | Commercial | Restaurant | Existing | Interior Lighting | Electric | Exempted Lighting | E2 | TRC BC Ratio | 0 | 0 | 0 | 0 | 0 | 0 | 0 | 0 | 0 | 0 | 0 | 0 | 0 | 0 | 0 | 0 | 0 | 0 | 0 | 0 | 0 | 0 | 0 | 0 | 0 | 0 | 0 | 0 | 0 | 0
F2_Commercial_Restaurant_Existing_Interior Lighting_Electric_Exempted Lighting_E3 | F2 | Commercial | Restaurant | Existing | Interior Lighting | Electric | Exempted Lighting | E3 | TRC BC Ratio | 0 | 0 | 0 | 0 | 0 | 0 | 0 | 0 | 0 | 0 | 0 | 0 | 0 | 0 | 0 | 0 | 0 | 0 | 0 | 0 | 0 | 0 | 0 | 0 | 0 | 0 | 0 | 0 | 0 | 0
F2_Commercial_Restaurant_Existing_Interior Lighting_Electric_Exempted Lighting_E4 | F2 | Commercial | Restaurant | Existing | Interior Lighting | Electric | Exempted Lighting | E4 | TRC BC Ratio | 0 | 0 | 0 | 0 | 0 | 0 | 0 | 0 | 0 | 0 | 0 | 0 | 0 | 0 | 0 | 0 | 0 | 0 | 0 | 0 | 0 | 0 | 0 | 0 | 0 | 0 | 0 | 0 | 0 | 0
F2_Commercial_Restaurant_Existing_Interior Lighting_Electric_Exempted Lighting_E5 | F2 | Commercial | Restaurant | Existing | Interior Lighting | Electric | Exempted Lighting | E5 | TRC BC Ratio | 0 | 0 | 0 | 0 | 0 | 0 | 0 | 0 | 0 | 0 | 0 | 0 | 0 | 0 | 0 | 0 | 0 | 0 | 0 | 0 | 0 | 0 | 0 | 0 | 0 | 0 | 0 | 0 | 0 | 0
F2_Commercial_Restaurant_Existing_Interior Lighting_Electric_Exempted Lighting_E6 | F2 | Commercial | Restaurant | Existing | Interior Lighting | Electric | Exempted Lighting | E6 | TRC BC Ratio | 0 | 0 | 0 | 0 | 0 | 0 | 0 | 0 | 0 | 0 | 0 | 0 | 0 | 0 | 0 | 0 | 0 | 0 | 0 | 0 | 0 | 0 | 0 | 0 | 0 | 0 | 0 | 0 | 0 | 0
F2_Commercial_Restaurant_Existing_Interior Lighting_Electric_Exempted Lighting_E7 | F2 | Commercial | Restaurant | Existing | Interior Lighting | Electric | Exempted Lighting | E7 | TRC BC Ratio | 0 | 0 | 0 | 0 | 0 | 0 | 0 | 0 | 0 | 0 | 0 | 0 | 0 | 0 | 0 | 0 | 0 | 0 | 0 | 0 | 0 | 0 | 0 | 0 | 0 | 0 | 0 | 0 | 0 | 0
F2_Commercial_Restaurant_Existing_Interior Lighting_Electric_Exempted Lighting_E8 | F2 | Commercial | Restaurant | Existing | Interior Lighting | Electric | Exempted Lighting | E8 | TRC BC Ratio | 0 | 0 | 0 | 0 | 0 | 0 | 0 | 0 | 0 | 0 | 0 | 0 | 0 | 0 | 0 | 0 | 0 | 0 | 0 | 0 | 0 | 0 | 0 | 0 | 0 | 0 | 0 | 0 | 0 | 0
F2_Commercial_Restaurant_Existing_Interior Lighting_Electric_Exempted Lighting_E9 | F2 | Commercial | Restaurant | Existing | Interior Lighting | Electric | Exempted Lighting | E9 | TRC BC Ratio | 0 | 0 | 0 | 0 | 0 | 0 | 0 | 0 | 0 | 0 | 0 | 0 | 0 | 0 | 0 | 0 | 0 | 0 | 0 | 0 | 0 | 0 | 0 | 0 | 0 | 0 | 0 | 0 | 0 | 0
F2_Commercial_Restaurant_Existing_Interior Lighting_Electric_Exempted Lighting_E10 | F2 | Commercial | Restaurant | Existing | Interior Lighting | Electric | Exempted Lighting | E10 | TRC BC Ratio | 0 | 0 | 0 | 0 | 0 | 0 | 0 | 0 | 0 | 0 | 0 | 0 | 0 | 0 | 0 | 0 | 0 | 0 | 0 | 0 | 0 | 0 | 0 | 0 | 0 | 0 | 0 | 0 | 0 | 0
F3_Commercial_Restaurant_Existing_Interior Lighting_Electric_Exempted Lighting_E1 | F3 | Commercial | Restaurant | Existing | Interior Lighting | Electric | Exempted Lighting | E1 | PACT BC Ratio | 0 | 0 | 0 | 0 | 0 | 0 | 0 | 0 | 0 | 0 | 0 | 0 | 0 | 0 | 0 | 0 | 0 | 0 | 0 | 0 | 0 | 0 | 0 | 0 | 0 | 0 | 0 | 0 | 0 | 0
F3_Commercial_Restaurant_Existing_Interior Lighting_Electric_Exempted Lighting_E2 | F3 | Commercial | Restaurant | Existing | Interior Lighting | Electric | Exempted Lighting | E2 | PACT BC Ratio | 0 | 0 | 0 | 0 | 0 | 0 | 0 | 0 | 0 | 0 | 0 | 0 | 0 | 0 | 0 | 0 | 0 | 0 | 0 | 0 | 0 | 0 | 0 | 0 | 0 | 0 | 0 | 0 | 0 | 0
F3_Commercial_Restaurant_Existing_Interior Lighting_Electric_Exempted Lighting_E3 | F3 | Commercial | Restaurant | Existing | Interior Lighting | Electric | Exempted Lighting | E3 | PACT BC Ratio | 0 | 0 | 0 | 0 | 0 | 0 | 0 | 0 | 0 | 0 | 0 | 0 | 0 | 0 | 0 | 0 | 0 | 0 | 0 | 0 | 0 | 0 | 0 | 0 | 0 | 0 | 0 | 0 | 0 | 0
F3_Commercial_Restaurant_Existing_Interior Lighting_Electric_Exempted Lighting_E4 | F3 | Commercial | Restaurant | Existing | Interior Lighting | Electric | Exempted Lighting | E4 | PACT BC Ratio | 0 | 0 | 0 | 0 | 0 | 0 | 0 | 0 | 0 | 0 | 0 | 0 | 0 | 0 | 0 | 0 | 0 | 0 | 0 | 0 | 0 | 0 | 0 | 0 | 0 | 0 | 0 | 0 | 0 | 0
F3_Commercial_Restaurant_Existing_Interior Lighting_Electric_Exempted Lighting_E5 | F3 | Commercial | Restaurant | Existing | Interior Lighting | Electric | Exempted Lighting | E5 | PACT BC Ratio | 0 | 0 | 0 | 0 | 0 | 0 | 0 | 0 | 0 | 0 | 0 | 0 | 0 | 0 | 0 | 0 | 0 | 0 | 0 | 0 | 0 | 0 | 0 | 0 | 0 | 0 | 0 | 0 | 0 | 0
F3_Commercial_Restaurant_Existing_Interior Lighting_Electric_Exempted Lighting_E6 | F3 | Commercial | Restaurant | Existing | Interior Lighting | Electric | Exempted Lighting | E6 | PACT BC Ratio | 0 | 0 | 0 | 0 | 0 | 0 | 0 | 0 | 0 | 0 | 0 | 0 | 0 | 0 | 0 | 0 | 0 | 0 | 0 | 0 | 0 | 0 | 0 | 0 | 0 | 0 | 0 | 0 | 0 | 0
F3_Commercial_Restaurant_Existing_Interior Lighting_Electric_Exempted Lighting_E7 | F3 | Commercial | Restaurant | Existing | Interior Lighting | Electric | Exempted Lighting | E7 | PACT BC Ratio | 0 | 0 | 0 | 0 | 0 | 0 | 0 | 0 | 0 | 0 | 0 | 0 | 0 | 0 | 0 | 0 | 0 | 0 | 0 | 0 | 0 | 0 | 0 | 0 | 0 | 0 | 0 | 0 | 0 | 0
F3_Commercial_Restaurant_Existing_Interior Lighting_Electric_Exempted Lighting_E8 | F3 | Commercial | Restaurant | Existing | Interior Lighting | Electric | Exempted Lighting | E8 | PACT BC Ratio | 0 | 0 | 0 | 0 | 0 | 0 | 0 | 0 | 0 | 0 | 0 | 0 | 0 | 0 | 0 | 0 | 0 | 0 | 0 | 0 | 0 | 0 | 0 | 0 | 0 | 0 | 0 | 0 | 0 | 0
F3_Commercial_Restaurant_Existing_Interior Lighting_Electric_Exempted Lighting_E9 | F3 | Commercial | Restaurant | Existing | Interior Lighting | Electric | Exempted Lighting | E9 | PACT BC Ratio | 0 | 0 | 0 | 0 | 0 | 0 | 0 | 0 | 0 | 0 | 0 | 0 | 0 | 0 | 0 | 0 | 0 | 0 | 0 | 0 | 0 | 0 | 0 | 0 | 0 | 0 | 0 | 0 | 0 | 0
F3_Commercial_Restaurant_Existing_Interior Lighting_Electric_Exempted Lighting_E10 | F3 | Commercial | Restaurant | Existing | Interior Lighting | Electric | Exempted Lighting | E10 | PACT BC Ratio | 0 | 0 | 0 | 0 | 0 | 0 | 0 | 0 | 0 | 0 | 0 | 0 | 0 | 0 | 0 | 0 | 0 | 0 | 0 | 0 | 0 | 0 | 0 | 0 | 0 | 0 | 0 | 0 | 0 | 0
F4_Commercial_Restaurant_Existing_Interior Lighting_Electric_Exempted Lighting_E1 | F4 | Commercial | Restaurant | Existing | Interior Lighting | Electric | Exempted Lighting | E1 | RVT BC Ratio | 0 | 0 | 0 | 0 | 0 | 0 | 0 | 0 | 0 | 0 | 0 | 0 | 0 | 0 | 0 | 0 | 0 | 0 | 0 | 0 | 0 | 0 | 0 | 0 | 0 | 0 | 0 | 0 | 0 | 0
F4_Commercial_Restaurant_Existing_Interior Lighting_Electric_Exempted Lighting_E2 | F4 | Commercial | Restaurant | Existing | Interior Lighting | Electric | Exempted Lighting | E2 | RVT BC Ratio | 0 | 0 | 0 | 0 | 0 | 0 | 0 | 0 | 0 | 0 | 0 | 0 | 0 | 0 | 0 | 0 | 0 | 0 | 0 | 0 | 0 | 0 | 0 | 0 | 0 | 0 | 0 | 0 | 0 | 0
F4_Commercial_Restaurant_Existing_Interior Lighting_Electric_Exempted Lighting_E3 | F4 | Commercial | Restaurant | Existing | Interior Lighting | Electric | Exempted Lighting | E3 | RVT BC Ratio | 0 | 0 | 0 | 0 | 0 | 0 | 0 | 0 | 0 | 0 | 0 | 0 | 0 | 0 | 0 | 0 | 0 | 0 | 0 | 0 | 0 | 0 | 0 | 0 | 0 | 0 | 0 | 0 | 0 | 0
F4_Commercial_Restaurant_Existing_Interior Lighting_Electric_Exempted Lighting_E4 | F4 | Commercial | Restaurant | Existing | Interior Lighting | Electric | Exempted Lighting | E4 | RVT BC Ratio | 0 | 0 | 0 | 0 | 0 | 0 | 0 | 0 | 0 | 0 | 0 | 0 | 0 | 0 | 0 | 0 | 0 | 0 | 0 | 0 | 0 | 0 | 0 | 0 | 0 | 0 | 0 | 0 | 0 | 0
F4_Commercial_Restaurant_Existing_Interior Lighting_Electric_Exempted Lighting_E5 | F4 | Commercial | Restaurant | Existing | Interior Lighting | Electric | Exempted Lighting | E5 | RVT BC Ratio | 0 | 0 | 0 | 0 | 0 | 0 | 0 | 0 | 0 | 0 | 0 | 0 | 0 | 0 | 0 | 0 | 0 | 0 | 0 | 0 | 0 | 0 | 0 | 0 | 0 | 0 | 0 | 0 | 0 | 0
F4_Commercial_Restaurant_Existing_Interior Lighting_Electric_Exempted Lighting_E6 | F4 | Commercial | Restaurant | Existing | Interior Lighting | Electric | Exempted Lighting | E6 | RVT BC Ratio | 0 | 0 | 0 | 0 | 0 | 0 | 0 | 0 | 0 | 0 | 0 | 0 | 0 | 0 | 0 | 0 | 0 | 0 | 0 | 0 | 0 | 0 | 0 | 0 | 0 | 0 | 0 | 0 | 0 | 0
F4_Commercial_Restaurant_Existing_Interior Lighting_Electric_Exempted Lighting_E7 | F4 | Commercial | Restaurant | Existing | Interior Lighting | Electric | Exempted Lighting | E7 | RVT BC Ratio | 0 | 0 | 0 | 0 | 0 | 0 | 0 | 0 | 0 | 0 | 0 | 0 | 0 | 0 | 0 | 0 | 0 | 0 | 0 | 0 | 0 | 0 | 0 | 0 | 0 | 0 | 0 | 0 | 0 | 0
F4_Commercial_Restaurant_Existing_Interior Lighting_Electric_Exempted Lighting_E8 | F4 | Commercial | Restaurant | Existing | Interior Lighting | Electric | Exempted Lighting | E8 | RVT BC Ratio | 0 | 0 | 0 | 0 | 0 | 0 | 0 | 0 | 0 | 0 | 0 | 0 | 0 | 0 | 0 | 0 | 0 | 0 | 0 | 0 | 0 | 0 | 0 | 0 | 0 | 0 | 0 | 0 | 0 | 0
F4_Commercial_Restaurant_Existing_Interior Lighting_Electric_Exempted Lighting_E9 | F4 | Commercial | Restaurant | Existing | Interior Lighting | Electric | Exempted Lighting | E9 | RVT BC Ratio | 0 | 0 | 0 | 0 | 0 | 0 | 0 | 0 | 0 | 0 | 0 | 0 | 0 | 0 | 0 | 0 | 0 | 0 | 0 | 0 | 0 | 0 | 0 | 0 | 0 | 0 | 0 | 0 | 0 | 0
F4_Commercial_Restaurant_Existing_Interior Lighting_Electric_Exempted Lighting_E10 | F4 | Commercial | Restaurant | Existing | Interior Lighting | Electric | Exempted Lighting | E10 | RVT BC Ratio | 0 | 0 | 0 | 0 | 0 | 0 | 0 | 0 | 0 | 0 | 0 | 0 | 0 | 0 | 0 | 0 | 0 | 0 | 0 | 0 | 0 | 0 | 0 | 0 | 0 | 0 | 0 | 0 | 0 | 0
F5_Commercial_Restaurant_Existing_Interior Lighting_Electric_Exempted Lighting_E1 | F5 | Commercial | Restaurant | Existing | Interior Lighting | Electric | Exempted Lighting | E1 | RIM BC Ratio | 0 | 0 | 0 | 0 | 0 | 0 | 0 | 0 | 0 | 0 | 0 | 0 | 0 | 0 | 0 | 0 | 0 | 0 | 0 | 0 | 0 | 0 | 0 | 0 | 0 | 0 | 0 | 0 | 0 | 0
F5_Commercial_Restaurant_Existing_Interior Lighting_Electric_Exempted Lighting_E2 | F5 | Commercial | Restaurant | Existing | Interior Lighting | Electric | Exempted Lighting | E2 | RIM BC Ratio | 0 | 0 | 0 | 0 | 0 | 0 | 0 | 0 | 0 | 0 | 0 | 0 | 0 | 0 | 0 | 0 | 0 | 0 | 0 | 0 | 0 | 0 | 0 | 0 | 0 | 0 | 0 | 0 | 0 | 0
F5_Commercial_Restaurant_Existing_Interior Lighting_Electric_Exempted Lighting_E3 | F5 | Commercial | Restaurant | Existing | Interior Lighting | Electric | Exempted Lighting | E3 | RIM BC Ratio | 0 | 0 | 0 | 0 | 0 | 0 | 0 | 0 | 0 | 0 | 0 | 0 | 0 | 0 | 0 | 0 | 0 | 0 | 0 | 0 | 0 | 0 | 0 | 0 | 0 | 0 | 0 | 0 | 0 | 0
F5_Commercial_Restaurant_Existing_Interior Lighting_Electric_Exempted Lighting_E4 | F5 | Commercial | Restaurant | Existing | Interior Lighting | Electric | Exempted Lighting | E4 | RIM BC Ratio | 0 | 0 | 0 | 0 | 0 | 0 | 0 | 0 | 0 | 0 | 0 | 0 | 0 | 0 | 0 | 0 | 0 | 0 | 0 | 0 | 0 | 0 | 0 | 0 | 0 | 0 | 0 | 0 | 0 | 0
F5_Commercial_Restaurant_Existing_Interior Lighting_Electric_Exempted Lighting_E5 | F5 | Commercial | Restaurant | Existing | Interior Lighting | Electric | Exempted Lighting | E5 | RIM BC Ratio | 0 | 0 | 0 | 0 | 0 | 0 | 0 | 0 | 0 | 0 | 0 | 0 | 0 | 0 | 0 | 0 | 0 | 0 | 0 | 0 | 0 | 0 | 0 | 0 | 0 | 0 | 0 | 0 | 0 | 0
F5_Commercial_Restaurant_Existing_Interior Lighting_Electric_Exempted Lighting_E6 | F5 | Commercial | Restaurant | Existing | Interior Lighting | Electric | Exempted Lighting | E6 | RIM BC Ratio | 0 | 0 | 0 | 0 | 0 | 0 | 0 | 0 | 0 | 0 | 0 | 0 | 0 | 0 | 0 | 0 | 0 | 0 | 0 | 0 | 0 | 0 | 0 | 0 | 0 | 0 | 0 | 0 | 0 | 0
F5_Commercial_Restaurant_Existing_Interior Lighting_Electric_Exempted Lighting_E7 | F5 | Commercial | Restaurant | Existing | Interior Lighting | Electric | Exempted Lighting | E7 | RIM BC Ratio | 0 | 0 | 0 | 0 | 0 | 0 | 0 | 0 | 0 | 0 | 0 | 0 | 0 | 0 | 0 | 0 | 0 | 0 | 0 | 0 | 0 | 0 | 0 | 0 | 0 | 0 | 0 | 0 | 0 | 0
F5_Commercial_Restaurant_Existing_Interior Lighting_Electric_Exempted Lighting_E8 | F5 | Commercial | Restaurant | Existing | Interior Lighting | Electric | Exempted Lighting | E8 | RIM BC Ratio | 0 | 0 | 0 | 0 | 0 | 0 | 0 | 0 | 0 | 0 | 0 | 0 | 0 | 0 | 0 | 0 | 0 | 0 | 0 | 0 | 0 | 0 | 0 | 0 | 0 | 0 | 0 | 0 | 0 | 0
F5_Commercial_Restaurant_Existing_Interior Lighting_Electric_Exempted Lighting_E9 | F5 | Commercial | Restaurant | Existing | Interior Lighting | Electric | Exempted Lighting | E9 | RIM BC Ratio | 0 | 0 | 0 | 0 | 0 | 0 | 0 | 0 | 0 | 0 | 0 | 0 | 0 | 0 | 0 | 0 | 0 | 0 | 0 | 0 | 0 | 0 | 0 | 0 | 0 | 0 | 0 | 0 | 0 | 0
F5_Commercial_Restaurant_Existing_Interior Lighting_Electric_Exempted Lighting_E10 | F5 | Commercial | Restaurant | Existing | Interior Lighting | Electric | Exempted Lighting | E10 | RIM BC Ratio | 0 | 0 | 0 | 0 | 0 | 0 | 0 | 0 | 0 | 0 | 0 | 0 | 0 | 0 | 0 | 0 | 0 | 0 | 0 | 0 | 0 | 0 | 0 | 0 | 0 | 0 | 0 | 0 | 0 | 0
F0_Commercial_Restaurant_Existing_Interior Lighting_Electric_High-Bay Lighting_E0 | F0 | Commercial | Restaurant | Existing | Interior Lighting | Electric | High-Bay Lighting | E0 | Economic Unit | 0 | 0 | 0 | 0 | 0 | 0 | 0 | 0 | 0 | 0 | 0 | 0 | 0 | 0 | 0 | 0 | 0 | 0 | 0 | 0 | 0 | 0 | 0 | 0 | 0 | 0 | 0 | 0 | 0 | 0
F1_Commercial_Restaurant_Existing_Interior Lighting_Electric_High-Bay Lighting_E1 | F1 | Commercial | Restaurant | Existing | Interior Lighting | Electric | High-Bay Lighting | E1 | CCE | 0 | 0 | 0 | 0 | 0 | 0 | 0 | 0 | 0 | 0 | 0 | 0 | 0 | 0 | 0 | 0 | 0 | 0 | 0 | 0 | 0 | 0 | 0 | 0 | 0 | 0 | 0 | 0 | 0 | 0
F1_Commercial_Restaurant_Existing_Interior Lighting_Electric_High-Bay Lighting_E2 | F1 | Commercial | Restaurant | Existing | Interior Lighting | Electric | High-Bay Lighting | E2 | CCE | 0 | 0 | 0 | 0 | 0 | 0 | 0 | 0 | 0 | 0 | 0 | 0 | 0 | 0 | 0 | 0 | 0 | 0 | 0 | 0 | 0 | 0 | 0 | 0 | 0 | 0 | 0 | 0 | 0 | 0
F1_Commercial_Restaurant_Existing_Interior Lighting_Electric_High-Bay Lighting_E3 | F1 | Commercial | Restaurant | Existing | Interior Lighting | Electric | High-Bay Lighting | E3 | CCE | 0 | 0 | 0 | 0 | 0 | 0 | 0 | 0 | 0 | 0 | 0 | 0 | 0 | 0 | 0 | 0 | 0 | 0 | 0 | 0 | 0 | 0 | 0 | 0 | 0 | 0 | 0 | 0 | 0 | 0
F1_Commercial_Restaurant_Existing_Interior Lighting_Electric_High-Bay Lighting_E4 | F1 | Commercial | Restaurant | Existing | Interior Lighting | Electric | High-Bay Lighting | E4 | CCE | 0 | 0 | 0 | 0 | 0 | 0 | 0 | 0 | 0 | 0 | 0 | 0 | 0 | 0 | 0 | 0 | 0 | 0 | 0 | 0 | 0 | 0 | 0 | 0 | 0 | 0 | 0 | 0 | 0 | 0
F1_Commercial_Restaurant_Existing_Interior Lighting_Electric_High-Bay Lighting_E5 | F1 | Commercial | Restaurant | Existing | Interior Lighting | Electric | High-Bay Lighting | E5 | CCE | 0 | 0 | 0 | 0 | 0 | 0 | 0 | 0 | 0 | 0 | 0 | 0 | 0 | 0 | 0 | 0 | 0 | 0 | 0 | 0 | 0 | 0 | 0 | 0 | 0 | 0 | 0 | 0 | 0 | 0
F1_Commercial_Restaurant_Existing_Interior Lighting_Electric_High-Bay Lighting_E6 | F1 | Commercial | Restaurant | Existing | Interior Lighting | Electric | High-Bay Lighting | E6 | CCE | 0 | 0 | 0 | 0 | 0 | 0 | 0 | 0 | 0 | 0 | 0 | 0 | 0 | 0 | 0 | 0 | 0 | 0 | 0 | 0 | 0 | 0 | 0 | 0 | 0 | 0 | 0 | 0 | 0 | 0
F1_Commercial_Restaurant_Existing_Interior Lighting_Electric_High-Bay Lighting_E7 | F1 | Commercial | Restaurant | Existing | Interior Lighting | Electric | High-Bay Lighting | E7 | CCE | 0 | 0 | 0 | 0 | 0 | 0 | 0 | 0 | 0 | 0 | 0 | 0 | 0 | 0 | 0 | 0 | 0 | 0 | 0 | 0 | 0 | 0 | 0 | 0 | 0 | 0 | 0 | 0 | 0 | 0
F1_Commercial_Restaurant_Existing_Interior Lighting_Electric_High-Bay Lighting_E8 | F1 | Commercial | Restaurant | Existing | Interior Lighting | Electric | High-Bay Lighting | E8 | CCE | 0 | 0 | 0 | 0 | 0 | 0 | 0 | 0 | 0 | 0 | 0 | 0 | 0 | 0 | 0 | 0 | 0 | 0 | 0 | 0 | 0 | 0 | 0 | 0 | 0 | 0 | 0 | 0 | 0 | 0
F1_Commercial_Restaurant_Existing_Interior Lighting_Electric_High-Bay Lighting_E9 | F1 | Commercial | Restaurant | Existing | Interior Lighting | Electric | High-Bay Lighting | E9 | CCE | 0 | 0 | 0 | 0 | 0 | 0 | 0 | 0 | 0 | 0 | 0 | 0 | 0 | 0 | 0 | 0 | 0 | 0 | 0 | 0 | 0 | 0 | 0 | 0 | 0 | 0 | 0 | 0 | 0 | 0
F1_Commercial_Restaurant_Existing_Interior Lighting_Electric_High-Bay Lighting_E10 | F1 | Commercial | Restaurant | Existing | Interior Lighting | Electric | High-Bay Lighting | E10 | CCE | 0 | 0 | 0 | 0 | 0 | 0 | 0 | 0 | 0 | 0 | 0 | 0 | 0 | 0 | 0 | 0 | 0 | 0 | 0 | 0 | 0 | 0 | 0 | 0 | 0 | 0 | 0 | 0 | 0 | 0
F2_Commercial_Restaurant_Existing_Interior Lighting_Electric_High-Bay Lighting_E1 | F2 | Commercial | Restaurant | Existing | Interior Lighting | Electric | High-Bay Lighting | E1 | TRC BC Ratio | 0 | 0 | 0 | 0 | 0 | 0 | 0 | 0 | 0 | 0 | 0 | 0 | 0 | 0 | 0 | 0 | 0 | 0 | 0 | 0 | 0 | 0 | 0 | 0 | 0 | 0 | 0 | 0 | 0 | 0
F2_Commercial_Restaurant_Existing_Interior Lighting_Electric_High-Bay Lighting_E2 | F2 | Commercial | Restaurant | Existing | Interior Lighting | Electric | High-Bay Lighting | E2 | TRC BC Ratio | 0 | 0 | 0 | 0 | 0 | 0 | 0 | 0 | 0 | 0 | 0 | 0 | 0 | 0 | 0 | 0 | 0 | 0 | 0 | 0 | 0 | 0 | 0 | 0 | 0 | 0 | 0 | 0 | 0 | 0
F2_Commercial_Restaurant_Existing_Interior Lighting_Electric_High-Bay Lighting_E3 | F2 | Commercial | Restaurant | Existing | Interior Lighting | Electric | High-Bay Lighting | E3 | TRC BC Ratio | 0 | 0 | 0 | 0 | 0 | 0 | 0 | 0 | 0 | 0 | 0 | 0 | 0 | 0 | 0 | 0 | 0 | 0 | 0 | 0 | 0 | 0 | 0 | 0 | 0 | 0 | 0 | 0 | 0 | 0
F2_Commercial_Restaurant_Existing_Interior Lighting_Electric_High-Bay Lighting_E4 | F2 | Commercial | Restaurant | Existing | Interior Lighting | Electric | High-Bay Lighting | E4 | TRC BC Ratio | 0 | 0 | 0 | 0 | 0 | 0 | 0 | 0 | 0 | 0 | 0 | 0 | 0 | 0 | 0 | 0 | 0 | 0 | 0 | 0 | 0 | 0 | 0 | 0 | 0 | 0 | 0 | 0 | 0 | 0
F2_Commercial_Restaurant_Existing_Interior Lighting_Electric_High-Bay Lighting_E5 | F2 | Commercial | Restaurant | Existing | Interior Lighting | Electric | High-Bay Lighting | E5 | TRC BC Ratio | 0 | 0 | 0 | 0 | 0 | 0 | 0 | 0 | 0 | 0 | 0 | 0 | 0 | 0 | 0 | 0 | 0 | 0 | 0 | 0 | 0 | 0 | 0 | 0 | 0 | 0 | 0 | 0 | 0 | 0
F2_Commercial_Restaurant_Existing_Interior Lighting_Electric_High-Bay Lighting_E6 | F2 | Commercial | Restaurant | Existing | Interior Lighting | Electric | High-Bay Lighting | E6 | TRC BC Ratio | 0 | 0 | 0 | 0 | 0 | 0 | 0 | 0 | 0 | 0 | 0 | 0 | 0 | 0 | 0 | 0 | 0 | 0 | 0 | 0 | 0 | 0 | 0 | 0 | 0 | 0 | 0 | 0 | 0 | 0
F2_Commercial_Restaurant_Existing_Interior Lighting_Electric_High-Bay Lighting_E7 | F2 | Commercial | Restaurant | Existing | Interior Lighting | Electric | High-Bay Lighting | E7 | TRC BC Ratio | 0 | 0 | 0 | 0 | 0 | 0 | 0 | 0 | 0 | 0 | 0 | 0 | 0 | 0 | 0 | 0 | 0 | 0 | 0 | 0 | 0 | 0 | 0 | 0 | 0 | 0 | 0 | 0 | 0 | 0
F2_Commercial_Restaurant_Existing_Interior Lighting_Electric_High-Bay Lighting_E8 | F2 | Commercial | Restaurant | Existing | Interior Lighting | Electric | High-Bay Lighting | E8 | TRC BC Ratio | 0 | 0 | 0 | 0 | 0 | 0 | 0 | 0 | 0 | 0 | 0 | 0 | 0 | 0 | 0 | 0 | 0 | 0 | 0 | 0 | 0 | 0 | 0 | 0 | 0 | 0 | 0 | 0 | 0 | 0
F2_Commercial_Restaurant_Existing_Interior Lighting_Electric_High-Bay Lighting_E9 | F2 | Commercial | Restaurant | Existing | Interior Lighting | Electric | High-Bay Lighting | E9 | TRC BC Ratio | 0 | 0 | 0 | 0 | 0 | 0 | 0 | 0 | 0 | 0 | 0 | 0 | 0 | 0 | 0 | 0 | 0 | 0 | 0 | 0 | 0 | 0 | 0 | 0 | 0 | 0 | 0 | 0 | 0 | 0
F2_Commercial_Restaurant_Existing_Interior Lighting_Electric_High-Bay Lighting_E10 | F2 | Commercial | Restaurant | Existing | Interior Lighting | Electric | High-Bay Lighting | E10 | TRC BC Ratio | 0 | 0 | 0 | 0 | 0 | 0 | 0 | 0 | 0 | 0 | 0 | 0 | 0 | 0 | 0 | 0 | 0 | 0 | 0 | 0 | 0 | 0 | 0 | 0 | 0 | 0 | 0 | 0 | 0 | 0
F3_Commercial_Restaurant_Existing_Interior Lighting_Electric_High-Bay Lighting_E1 | F3 | Commercial | Restaurant | Existing | Interior Lighting | Electric | High-Bay Lighting | E1 | PACT BC Ratio | 0 | 0 | 0 | 0 | 0 | 0 | 0 | 0 | 0 | 0 | 0 | 0 | 0 | 0 | 0 | 0 | 0 | 0 | 0 | 0 | 0 | 0 | 0 | 0 | 0 | 0 | 0 | 0 | 0 | 0
F3_Commercial_Restaurant_Existing_Interior Lighting_Electric_High-Bay Lighting_E2 | F3 | Commercial | Restaurant | Existing | Interior Lighting | Electric | High-Bay Lighting | E2 | PACT BC Ratio | 0 | 0 | 0 | 0 | 0 | 0 | 0 | 0 | 0 | 0 | 0 | 0 | 0 | 0 | 0 | 0 | 0 | 0 | 0 | 0 | 0 | 0 | 0 | 0 | 0 | 0 | 0 | 0 | 0 | 0
F3_Commercial_Restaurant_Existing_Interior Lighting_Electric_High-Bay Lighting_E3 | F3 | Commercial | Restaurant | Existing | Interior Lighting | Electric | High-Bay Lighting | E3 | PACT BC Ratio | 0 | 0 | 0 | 0 | 0 | 0 | 0 | 0 | 0 | 0 | 0 | 0 | 0 | 0 | 0 | 0 | 0 | 0 | 0 | 0 | 0 | 0 | 0 | 0 | 0 | 0 | 0 | 0 | 0 | 0
F3_Commercial_Restaurant_Existing_Interior Lighting_Electric_High-Bay Lighting_E4 | F3 | Commercial | Restaurant | Existing | Interior Lighting | Electric | High-Bay Lighting | E4 | PACT BC Ratio | 0 | 0 | 0 | 0 | 0 | 0 | 0 | 0 | 0 | 0 | 0 | 0 | 0 | 0 | 0 | 0 | 0 | 0 | 0 | 0 | 0 | 0 | 0 | 0 | 0 | 0 | 0 | 0 | 0 | 0
F3_Commercial_Restaurant_Existing_Interior Lighting_Electric_High-Bay Lighting_E5 | F3 | Commercial | Restaurant | Existing | Interior Lighting | Electric | High-Bay Lighting | E5 | PACT BC Ratio | 0 | 0 | 0 | 0 | 0 | 0 | 0 | 0 | 0 | 0 | 0 | 0 | 0 | 0 | 0 | 0 | 0 | 0 | 0 | 0 | 0 | 0 | 0 | 0 | 0 | 0 | 0 | 0 | 0 | 0
F3_Commercial_Restaurant_Existing_Interior Lighting_Electric_High-Bay Lighting_E6 | F3 | Commercial | Restaurant | Existing | Interior Lighting | Electric | High-Bay Lighting | E6 | PACT BC Ratio | 0 | 0 | 0 | 0 | 0 | 0 | 0 | 0 | 0 | 0 | 0 | 0 | 0 | 0 | 0 | 0 | 0 | 0 | 0 | 0 | 0 | 0 | 0 | 0 | 0 | 0 | 0 | 0 | 0 | 0
F3_Commercial_Restaurant_Existing_Interior Lighting_Electric_High-Bay Lighting_E7 | F3 | Commercial | Restaurant | Existing | Interior Lighting | Electric | High-Bay Lighting | E7 | PACT BC Ratio | 0 | 0 | 0 | 0 | 0 | 0 | 0 | 0 | 0 | 0 | 0 | 0 | 0 | 0 | 0 | 0 | 0 | 0 | 0 | 0 | 0 | 0 | 0 | 0 | 0 | 0 | 0 | 0 | 0 | 0
F3_Commercial_Restaurant_Existing_Interior Lighting_Electric_High-Bay Lighting_E8 | F3 | Commercial | Restaurant | Existing | Interior Lighting | Electric | High-Bay Lighting | E8 | PACT BC Ratio | 0 | 0 | 0 | 0 | 0 | 0 | 0 | 0 | 0 | 0 | 0 | 0 | 0 | 0 | 0 | 0 | 0 | 0 | 0 | 0 | 0 | 0 | 0 | 0 | 0 | 0 | 0 | 0 | 0 | 0
F3_Commercial_Restaurant_Existing_Interior Lighting_Electric_High-Bay Lighting_E9 | F3 | Commercial | Restaurant | Existing | Interior Lighting | Electric | High-Bay Lighting | E9 | PACT BC Ratio | 0 | 0 | 0 | 0 | 0 | 0 | 0 | 0 | 0 | 0 | 0 | 0 | 0 | 0 | 0 | 0 | 0 | 0 | 0 | 0 | 0 | 0 | 0 | 0 | 0 | 0 | 0 | 0 | 0 | 0
F3_Commercial_Restaurant_Existing_Interior Lighting_Electric_High-Bay Lighting_E10 | F3 | Commercial | Restaurant | Existing | Interior Lighting | Electric | High-Bay Lighting | E10 | PACT BC Ratio | 0 | 0 | 0 | 0 | 0 | 0 | 0 | 0 | 0 | 0 | 0 | 0 | 0 | 0 | 0 | 0 | 0 | 0 | 0 | 0 | 0 | 0 | 0 | 0 | 0 | 0 | 0 | 0 | 0 | 0
F4_Commercial_Restaurant_Existing_Interior Lighting_Electric_High-Bay Lighting_E1 | F4 | Commercial | Restaurant | Existing | Interior Lighting | Electric | High-Bay Lighting | E1 | RVT BC Ratio | 0 | 0 | 0 | 0 | 0 | 0 | 0 | 0 | 0 | 0 | 0 | 0 | 0 | 0 | 0 | 0 | 0 | 0 | 0 | 0 | 0 | 0 | 0 | 0 | 0 | 0 | 0 | 0 | 0 | 0
F4_Commercial_Restaurant_Existing_Interior Lighting_Electric_High-Bay Lighting_E2 | F4 | Commercial | Restaurant | Existing | Interior Lighting | Electric | High-Bay Lighting | E2 | RVT BC Ratio | 0 | 0 | 0 | 0 | 0 | 0 | 0 | 0 | 0 | 0 | 0 | 0 | 0 | 0 | 0 | 0 | 0 | 0 | 0 | 0 | 0 | 0 | 0 | 0 | 0 | 0 | 0 | 0 | 0 | 0
F4_Commercial_Restaurant_Existing_Interior Lighting_Electric_High-Bay Lighting_E3 | F4 | Commercial | Restaurant | Existing | Interior Lighting | Electric | High-Bay Lighting | E3 | RVT BC Ratio | 0 | 0 | 0 | 0 | 0 | 0 | 0 | 0 | 0 | 0 | 0 | 0 | 0 | 0 | 0 | 0 | 0 | 0 | 0 | 0 | 0 | 0 | 0 | 0 | 0 | 0 | 0 | 0 | 0 | 0
F4_Commercial_Restaurant_Existing_Interior Lighting_Electric_High-Bay Lighting_E4 | F4 | Commercial | Restaurant | Existing | Interior Lighting | Electric | High-Bay Lighting | E4 | RVT BC Ratio | 0 | 0 | 0 | 0 | 0 | 0 | 0 | 0 | 0 | 0 | 0 | 0 | 0 | 0 | 0 | 0 | 0 | 0 | 0 | 0 | 0 | 0 | 0 | 0 | 0 | 0 | 0 | 0 | 0 | 0
F4_Commercial_Restaurant_Existing_Interior Lighting_Electric_High-Bay Lighting_E5 | F4 | Commercial | Restaurant | Existing | Interior Lighting | Electric | High-Bay Lighting | E5 | RVT BC Ratio | 0 | 0 | 0 | 0 | 0 | 0 | 0 | 0 | 0 | 0 | 0 | 0 | 0 | 0 | 0 | 0 | 0 | 0 | 0 | 0 | 0 | 0 | 0 | 0 | 0 | 0 | 0 | 0 | 0 | 0
F4_Commercial_Restaurant_Existing_Interior Lighting_Electric_High-Bay Lighting_E6 | F4 | Commercial | Restaurant | Existing | Interior Lighting | Electric | High-Bay Lighting | E6 | RVT BC Ratio | 0 | 0 | 0 | 0 | 0 | 0 | 0 | 0 | 0 | 0 | 0 | 0 | 0 | 0 | 0 | 0 | 0 | 0 | 0 | 0 | 0 | 0 | 0 | 0 | 0 | 0 | 0 | 0 | 0 | 0
F4_Commercial_Restaurant_Existing_Interior Lighting_Electric_High-Bay Lighting_E7 | F4 | Commercial | Restaurant | Existing | Interior Lighting | Electric | High-Bay Lighting | E7 | RVT BC Ratio | 0 | 0 | 0 | 0 | 0 | 0 | 0 | 0 | 0 | 0 | 0 | 0 | 0 | 0 | 0 | 0 | 0 | 0 | 0 | 0 | 0 | 0 | 0 | 0 | 0 | 0 | 0 | 0 | 0 | 0
F4_Commercial_Restaurant_Existing_Interior Lighting_Electric_High-Bay Lighting_E8 | F4 | Commercial | Restaurant | Existing | Interior Lighting | Electric | High-Bay Lighting | E8 | RVT BC Ratio | 0 | 0 | 0 | 0 | 0 | 0 | 0 | 0 | 0 | 0 | 0 | 0 | 0 | 0 | 0 | 0 | 0 | 0 | 0 | 0 | 0 | 0 | 0 | 0 | 0 | 0 | 0 | 0 | 0 | 0
F4_Commercial_Restaurant_Existing_Interior Lighting_Electric_High-Bay Lighting_E9 | F4 | Commercial | Restaurant | Existing | Interior Lighting | Electric | High-Bay Lighting | E9 | RVT BC Ratio | 0 | 0 | 0 | 0 | 0 | 0 | 0 | 0 | 0 | 0 | 0 | 0 | 0 | 0 | 0 | 0 | 0 | 0 | 0 | 0 | 0 | 0 | 0 | 0 | 0 | 0 | 0 | 0 | 0 | 0
F4_Commercial_Restaurant_Existing_Interior Lighting_Electric_High-Bay Lighting_E10 | F4 | Commercial | Restaurant | Existing | Interior Lighting | Electric | High-Bay Lighting | E10 | RVT BC Ratio | 0 | 0 | 0 | 0 | 0 | 0 | 0 | 0 | 0 | 0 | 0 | 0 | 0 | 0 | 0 | 0 | 0 | 0 | 0 | 0 | 0 | 0 | 0 | 0 | 0 | 0 | 0 | 0 | 0 | 0
F5_Commercial_Restaurant_Existing_Interior Lighting_Electric_High-Bay Lighting_E1 | F5 | Commercial | Restaurant | Existing | Interior Lighting | Electric | High-Bay Lighting | E1 | RIM BC Ratio | 0 | 0 | 0 | 0 | 0 | 0 | 0 | 0 | 0 | 0 | 0 | 0 | 0 | 0 | 0 | 0 | 0 | 0 | 0 | 0 | 0 | 0 | 0 | 0 | 0 | 0 | 0 | 0 | 0 | 0
F5_Commercial_Restaurant_Existing_Interior Lighting_Electric_High-Bay Lighting_E2 | F5 | Commercial | Restaurant | Existing | Interior Lighting | Electric | High-Bay Lighting | E2 | RIM BC Ratio | 0 | 0 | 0 | 0 | 0 | 0 | 0 | 0 | 0 | 0 | 0 | 0 | 0 | 0 | 0 | 0 | 0 | 0 | 0 | 0 | 0 | 0 | 0 | 0 | 0 | 0 | 0 | 0 | 0 | 0
F5_Commercial_Restaurant_Existing_Interior Lighting_Electric_High-Bay Lighting_E3 | F5 | Commercial | Restaurant | Existing | Interior Lighting | Electric | High-Bay Lighting | E3 | RIM BC Ratio | 0 | 0 | 0 | 0 | 0 | 0 | 0 | 0 | 0 | 0 | 0 | 0 | 0 | 0 | 0 | 0 | 0 | 0 | 0 | 0 | 0 | 0 | 0 | 0 | 0 | 0 | 0 | 0 | 0 | 0
F5_Commercial_Restaurant_Existing_Interior Lighting_Electric_High-Bay Lighting_E4 | F5 | Commercial | Restaurant | Existing | Interior Lighting | Electric | High-Bay Lighting | E4 | RIM BC Ratio | 0 | 0 | 0 | 0 | 0 | 0 | 0 | 0 | 0 | 0 | 0 | 0 | 0 | 0 | 0 | 0 | 0 | 0 | 0 | 0 | 0 | 0 | 0 | 0 | 0 | 0 | 0 | 0 | 0 | 0
F5_Commercial_Restaurant_Existing_Interior Lighting_Electric_High-Bay Lighting_E5 | F5 | Commercial | Restaurant | Existing | Interior Lighting | Electric | High-Bay Lighting | E5 | RIM BC Ratio | 0 | 0 | 0 | 0 | 0 | 0 | 0 | 0 | 0 | 0 | 0 | 0 | 0 | 0 | 0 | 0 | 0 | 0 | 0 | 0 | 0 | 0 | 0 | 0 | 0 | 0 | 0 | 0 | 0 | 0
F5_Commercial_Restaurant_Existing_Interior Lighting_Electric_High-Bay Lighting_E6 | F5 | Commercial | Restaurant | Existing | Interior Lighting | Electric | High-Bay Lighting | E6 | RIM BC Ratio | 0 | 0 | 0 | 0 | 0 | 0 | 0 | 0 | 0 | 0 | 0 | 0 | 0 | 0 | 0 | 0 | 0 | 0 | 0 | 0 | 0 | 0 | 0 | 0 | 0 | 0 | 0 | 0 | 0 | 0
F5_Commercial_Restaurant_Existing_Interior Lighting_Electric_High-Bay Lighting_E7 | F5 | Commercial | Restaurant | Existing | Interior Lighting | Electric | High-Bay Lighting | E7 | RIM BC Ratio | 0 | 0 | 0 | 0 | 0 | 0 | 0 | 0 | 0 | 0 | 0 | 0 | 0 | 0 | 0 | 0 | 0 | 0 | 0 | 0 | 0 | 0 | 0 | 0 | 0 | 0 | 0 | 0 | 0 | 0
F5_Commercial_Restaurant_Existing_Interior Lighting_Electric_High-Bay Lighting_E8 | F5 | Commercial | Restaurant | Existing | Interior Lighting | Electric | High-Bay Lighting | E8 | RIM BC Ratio | 0 | 0 | 0 | 0 | 0 | 0 | 0 | 0 | 0 | 0 | 0 | 0 | 0 | 0 | 0 | 0 | 0 | 0 | 0 | 0 | 0 | 0 | 0 | 0 | 0 | 0 | 0 | 0 | 0 | 0
F5_Commercial_Restaurant_Existing_Interior Lighting_Electric_High-Bay Lighting_E9 | F5 | Commercial | Restaurant | Existing | Interior Lighting | Electric | High-Bay Lighting | E9 | RIM BC Ratio | 0 | 0 | 0 | 0 | 0 | 0 | 0 | 0 | 0 | 0 | 0 | 0 | 0 | 0 | 0 | 0 | 0 | 0 | 0 | 0 | 0 | 0 | 0 | 0 | 0 | 0 | 0 | 0 | 0 | 0
F5_Commercial_Restaurant_Existing_Interior Lighting_Electric_High-Bay Lighting_E10 | F5 | Commercial | Restaurant | Existing | Interior Lighting | Electric | High-Bay Lighting | E10 | RIM BC Ratio | 0 | 0 | 0 | 0 | 0 | 0 | 0 | 0 | 0 | 0 | 0 | 0 | 0 | 0 | 0 | 0 | 0 | 0 | 0 | 0 | 0 | 0 | 0 | 0 | 0 | 0 | 0 | 0 | 0 | 0
F0_Commercial_Restaurant_Existing_Interior Lighting_Electric_Linear Lighting_E0 | F0 | Commercial | Restaurant | Existing | Interior Lighting | Electric | Linear Lighting | E0 | Economic Unit | 0 | 0 | 0 | 0 | 0 | 0 | 0 | 0 | 0 | 0 | 0 | 0 | 0 | 0 | 0 | 0 | 0 | 0 | 0 | 0 | 0 | 0 | 0 | 0 | 0 | 0 | 0 | 0 | 0 | 0
F1_Commercial_Restaurant_Existing_Interior Lighting_Electric_Linear Lighting_E1 | F1 | Commercial | Restaurant | Existing | Interior Lighting | Electric | Linear Lighting | E1 | CCE | 0 | 0 | 0 | 0 | 0 | 0 | 0 | 0 | 0 | 0 | 0 | 0 | 0 | 0 | 0 | 0 | 0 | 0 | 0 | 0 | 0 | 0 | 0 | 0 | 0 | 0 | 0 | 0 | 0 | 0
F1_Commercial_Restaurant_Existing_Interior Lighting_Electric_Linear Lighting_E2 | F1 | Commercial | Restaurant | Existing | Interior Lighting | Electric | Linear Lighting | E2 | CCE | 0 | 0 | 0 | 0 | 0 | 0 | 0 | 0 | 0 | 0 | 0 | 0 | 0 | 0 | 0 | 0 | 0 | 0 | 0 | 0 | 0 | 0 | 0 | 0 | 0 | 0 | 0 | 0 | 0 | 0
F1_Commercial_Restaurant_Existing_Interior Lighting_Electric_Linear Lighting_E3 | F1 | Commercial | Restaurant | Existing | Interior Lighting | Electric | Linear Lighting | E3 | CCE | 0 | 0 | 0 | 0 | 0 | 0 | 0 | 0 | 0 | 0 | 0 | 0 | 0 | 0 | 0 | 0 | 0 | 0 | 0 | 0 | 0 | 0 | 0 | 0 | 0 | 0 | 0 | 0 | 0 | 0
F1_Commercial_Restaurant_Existing_Interior Lighting_Electric_Linear Lighting_E4 | F1 | Commercial | Restaurant | Existing | Interior Lighting | Electric | Linear Lighting | E4 | CCE | 0 | 0 | 0 | 0 | 0 | 0 | 0 | 0 | 0 | 0 | 0 | 0 | 0 | 0 | 0 | 0 | 0 | 0 | 0 | 0 | 0 | 0 | 0 | 0 | 0 | 0 | 0 | 0 | 0 | 0
F1_Commercial_Restaurant_Existing_Interior Lighting_Electric_Linear Lighting_E5 | F1 | Commercial | Restaurant | Existing | Interior Lighting | Electric | Linear Lighting | E5 | CCE | 0 | 0 | 0 | 0 | 0 | 0 | 0 | 0 | 0 | 0 | 0 | 0 | 0 | 0 | 0 | 0 | 0 | 0 | 0 | 0 | 0 | 0 | 0 | 0 | 0 | 0 | 0 | 0 | 0 | 0
F1_Commercial_Restaurant_Existing_Interior Lighting_Electric_Linear Lighting_E6 | F1 | Commercial | Restaurant | Existing | Interior Lighting | Electric | Linear Lighting | E6 | CCE | 0 | 0 | 0 | 0 | 0 | 0 | 0 | 0 | 0 | 0 | 0 | 0 | 0 | 0 | 0 | 0 | 0 | 0 | 0 | 0 | 0 | 0 | 0 | 0 | 0 | 0 | 0 | 0 | 0 | 0
F1_Commercial_Restaurant_Existing_Interior Lighting_Electric_Linear Lighting_E7 | F1 | Commercial | Restaurant | Existing | Interior Lighting | Electric | Linear Lighting | E7 | CCE | 0 | 0 | 0 | 0 | 0 | 0 | 0 | 0 | 0 | 0 | 0 | 0 | 0 | 0 | 0 | 0 | 0 | 0 | 0 | 0 | 0 | 0 | 0 | 0 | 0 | 0 | 0 | 0 | 0 | 0
F1_Commercial_Restaurant_Existing_Interior Lighting_Electric_Linear Lighting_E8 | F1 | Commercial | Restaurant | Existing | Interior Lighting | Electric | Linear Lighting | E8 | CCE | 0 | 0 | 0 | 0 | 0 | 0 | 0 | 0 | 0 | 0 | 0 | 0 | 0 | 0 | 0 | 0 | 0 | 0 | 0 | 0 | 0 | 0 | 0 | 0 | 0 | 0 | 0 | 0 | 0 | 0
F1_Commercial_Restaurant_Existing_Interior Lighting_Electric_Linear Lighting_E9 | F1 | Commercial | Restaurant | Existing | Interior Lighting | Electric | Linear Lighting | E9 | CCE | 0 | 0 | 0 | 0 | 0 | 0 | 0 | 0 | 0 | 0 | 0 | 0 | 0 | 0 | 0 | 0 | 0 | 0 | 0 | 0 | 0 | 0 | 0 | 0 | 0 | 0 | 0 | 0 | 0 | 0
F1_Commercial_Restaurant_Existing_Interior Lighting_Electric_Linear Lighting_E10 | F1 | Commercial | Restaurant | Existing | Interior Lighting | Electric | Linear Lighting | E10 | CCE | 0 | 0 | 0 | 0 | 0 | 0 | 0 | 0 | 0 | 0 | 0 | 0 | 0 | 0 | 0 | 0 | 0 | 0 | 0 | 0 | 0 | 0 | 0 | 0 | 0 | 0 | 0 | 0 | 0 | 0
F2_Commercial_Restaurant_Existing_Interior Lighting_Electric_Linear Lighting_E1 | F2 | Commercial | Restaurant | Existing | Interior Lighting | Electric | Linear Lighting | E1 | TRC BC Ratio | 0 | 0 | 0 | 0 | 0 | 0 | 0 | 0 | 0 | 0 | 0 | 0 | 0 | 0 | 0 | 0 | 0 | 0 | 0 | 0 | 0 | 0 | 0 | 0 | 0 | 0 | 0 | 0 | 0 | 0
F2_Commercial_Restaurant_Existing_Interior Lighting_Electric_Linear Lighting_E2 | F2 | Commercial | Restaurant | Existing | Interior Lighting | Electric | Linear Lighting | E2 | TRC BC Ratio | 0 | 0 | 0 | 0 | 0 | 0 | 0 | 0 | 0 | 0 | 0 | 0 | 0 | 0 | 0 | 0 | 0 | 0 | 0 | 0 | 0 | 0 | 0 | 0 | 0 | 0 | 0 | 0 | 0 | 0
F2_Commercial_Restaurant_Existing_Interior Lighting_Electric_Linear Lighting_E3 | F2 | Commercial | Restaurant | Existing | Interior Lighting | Electric | Linear Lighting | E3 | TRC BC Ratio | 0 | 0 | 0 | 0 | 0 | 0 | 0 | 0 | 0 | 0 | 0 | 0 | 0 | 0 | 0 | 0 | 0 | 0 | 0 | 0 | 0 | 0 | 0 | 0 | 0 | 0 | 0 | 0 | 0 | 0
F2_Commercial_Restaurant_Existing_Interior Lighting_Electric_Linear Lighting_E4 | F2 | Commercial | Restaurant | Existing | Interior Lighting | Electric | Linear Lighting | E4 | TRC BC Ratio | 0 | 0 | 0 | 0 | 0 | 0 | 0 | 0 | 0 | 0 | 0 | 0 | 0 | 0 | 0 | 0 | 0 | 0 | 0 | 0 | 0 | 0 | 0 | 0 | 0 | 0 | 0 | 0 | 0 | 0
F2_Commercial_Restaurant_Existing_Interior Lighting_Electric_Linear Lighting_E5 | F2 | Commercial | Restaurant | Existing | Interior Lighting | Electric | Linear Lighting | E5 | TRC BC Ratio | 0 | 0 | 0 | 0 | 0 | 0 | 0 | 0 | 0 | 0 | 0 | 0 | 0 | 0 | 0 | 0 | 0 | 0 | 0 | 0 | 0 | 0 | 0 | 0 | 0 | 0 | 0 | 0 | 0 | 0
F2_Commercial_Restaurant_Existing_Interior Lighting_Electric_Linear Lighting_E6 | F2 | Commercial | Restaurant | Existing | Interior Lighting | Electric | Linear Lighting | E6 | TRC BC Ratio | 0 | 0 | 0 | 0 | 0 | 0 | 0 | 0 | 0 | 0 | 0 | 0 | 0 | 0 | 0 | 0 | 0 | 0 | 0 | 0 | 0 | 0 | 0 | 0 | 0 | 0 | 0 | 0 | 0 | 0
F2_Commercial_Restaurant_Existing_Interior Lighting_Electric_Linear Lighting_E7 | F2 | Commercial | Restaurant | Existing | Interior Lighting | Electric | Linear Lighting | E7 | TRC BC Ratio | 0 | 0 | 0 | 0 | 0 | 0 | 0 | 0 | 0 | 0 | 0 | 0 | 0 | 0 | 0 | 0 | 0 | 0 | 0 | 0 | 0 | 0 | 0 | 0 | 0 | 0 | 0 | 0 | 0 | 0
F2_Commercial_Restaurant_Existing_Interior Lighting_Electric_Linear Lighting_E8 | F2 | Commercial | Restaurant | Existing | Interior Lighting | Electric | Linear Lighting | E8 | TRC BC Ratio | 0 | 0 | 0 | 0 | 0 | 0 | 0 | 0 | 0 | 0 | 0 | 0 | 0 | 0 | 0 | 0 | 0 | 0 | 0 | 0 | 0 | 0 | 0 | 0 | 0 | 0 | 0 | 0 | 0 | 0
F2_Commercial_Restaurant_Existing_Interior Lighting_Electric_Linear Lighting_E9 | F2 | Commercial | Restaurant | Existing | Interior Lighting | Electric | Linear Lighting | E9 | TRC BC Ratio | 0 | 0 | 0 | 0 | 0 | 0 | 0 | 0 | 0 | 0 | 0 | 0 | 0 | 0 | 0 | 0 | 0 | 0 | 0 | 0 | 0 | 0 | 0 | 0 | 0 | 0 | 0 | 0 | 0 | 0
F2_Commercial_Restaurant_Existing_Interior Lighting_Electric_Linear Lighting_E10 | F2 | Commercial | Restaurant | Existing | Interior Lighting | Electric | Linear Lighting | E10 | TRC BC Ratio | 0 | 0 | 0 | 0 | 0 | 0 | 0 | 0 | 0 | 0 | 0 | 0 | 0 | 0 | 0 | 0 | 0 | 0 | 0 | 0 | 0 | 0 | 0 | 0 | 0 | 0 | 0 | 0 | 0 | 0
F3_Commercial_Restaurant_Existing_Interior Lighting_Electric_Linear Lighting_E1 | F3 | Commercial | Restaurant | Existing | Interior Lighting | Electric | Linear Lighting | E1 | PACT BC Ratio | 0 | 0 | 0 | 0 | 0 | 0 | 0 | 0 | 0 | 0 | 0 | 0 | 0 | 0 | 0 | 0 | 0 | 0 | 0 | 0 | 0 | 0 | 0 | 0 | 0 | 0 | 0 | 0 | 0 | 0
F3_Commercial_Restaurant_Existing_Interior Lighting_Electric_Linear Lighting_E2 | F3 | Commercial | Restaurant | Existing | Interior Lighting | Electric | Linear Lighting | E2 | PACT BC Ratio | 0 | 0 | 0 | 0 | 0 | 0 | 0 | 0 | 0 | 0 | 0 | 0 | 0 | 0 | 0 | 0 | 0 | 0 | 0 | 0 | 0 | 0 | 0 | 0 | 0 | 0 | 0 | 0 | 0 | 0
F3_Commercial_Restaurant_Existing_Interior Lighting_Electric_Linear Lighting_E3 | F3 | Commercial | Restaurant | Existing | Interior Lighting | Electric | Linear Lighting | E3 | PACT BC Ratio | 0 | 0 | 0 | 0 | 0 | 0 | 0 | 0 | 0 | 0 | 0 | 0 | 0 | 0 | 0 | 0 | 0 | 0 | 0 | 0 | 0 | 0 | 0 | 0 | 0 | 0 | 0 | 0 | 0 | 0
F3_Commercial_Restaurant_Existing_Interior Lighting_Electric_Linear Lighting_E4 | F3 | Commercial | Restaurant | Existing | Interior Lighting | Electric | Linear Lighting | E4 | PACT BC Ratio | 0 | 0 | 0 | 0 | 0 | 0 | 0 | 0 | 0 | 0 | 0 | 0 | 0 | 0 | 0 | 0 | 0 | 0 | 0 | 0 | 0 | 0 | 0 | 0 | 0 | 0 | 0 | 0 | 0 | 0
F3_Commercial_Restaurant_Existing_Interior Lighting_Electric_Linear Lighting_E5 | F3 | Commercial | Restaurant | Existing | Interior Lighting | Electric | Linear Lighting | E5 | PACT BC Ratio | 0 | 0 | 0 | 0 | 0 | 0 | 0 | 0 | 0 | 0 | 0 | 0 | 0 | 0 | 0 | 0 | 0 | 0 | 0 | 0 | 0 | 0 | 0 | 0 | 0 | 0 | 0 | 0 | 0 | 0
F3_Commercial_Restaurant_Existing_Interior Lighting_Electric_Linear Lighting_E6 | F3 | Commercial | Restaurant | Existing | Interior Lighting | Electric | Linear Lighting | E6 | PACT BC Ratio | 0 | 0 | 0 | 0 | 0 | 0 | 0 | 0 | 0 | 0 | 0 | 0 | 0 | 0 | 0 | 0 | 0 | 0 | 0 | 0 | 0 | 0 | 0 | 0 | 0 | 0 | 0 | 0 | 0 | 0
F3_Commercial_Restaurant_Existing_Interior Lighting_Electric_Linear Lighting_E7 | F3 | Commercial | Restaurant | Existing | Interior Lighting | Electric | Linear Lighting | E7 | PACT BC Ratio | 0 | 0 | 0 | 0 | 0 | 0 | 0 | 0 | 0 | 0 | 0 | 0 | 0 | 0 | 0 | 0 | 0 | 0 | 0 | 0 | 0 | 0 | 0 | 0 | 0 | 0 | 0 | 0 | 0 | 0
F3_Commercial_Restaurant_Existing_Interior Lighting_Electric_Linear Lighting_E8 | F3 | Commercial | Restaurant | Existing | Interior Lighting | Electric | Linear Lighting | E8 | PACT BC Ratio | 0 | 0 | 0 | 0 | 0 | 0 | 0 | 0 | 0 | 0 | 0 | 0 | 0 | 0 | 0 | 0 | 0 | 0 | 0 | 0 | 0 | 0 | 0 | 0 | 0 | 0 | 0 | 0 | 0 | 0
F3_Commercial_Restaurant_Existing_Interior Lighting_Electric_Linear Lighting_E9 | F3 | Commercial | Restaurant | Existing | Interior Lighting | Electric | Linear Lighting | E9 | PACT BC Ratio | 0 | 0 | 0 | 0 | 0 | 0 | 0 | 0 | 0 | 0 | 0 | 0 | 0 | 0 | 0 | 0 | 0 | 0 | 0 | 0 | 0 | 0 | 0 | 0 | 0 | 0 | 0 | 0 | 0 | 0
F3_Commercial_Restaurant_Existing_Interior Lighting_Electric_Linear Lighting_E10 | F3 | Commercial | Restaurant | Existing | Interior Lighting | Electric | Linear Lighting | E10 | PACT BC Ratio | 0 | 0 | 0 | 0 | 0 | 0 | 0 | 0 | 0 | 0 | 0 | 0 | 0 | 0 | 0 | 0 | 0 | 0 | 0 | 0 | 0 | 0 | 0 | 0 | 0 | 0 | 0 | 0 | 0 | 0
F4_Commercial_Restaurant_Existing_Interior Lighting_Electric_Linear Lighting_E1 | F4 | Commercial | Restaurant | Existing | Interior Lighting | Electric | Linear Lighting | E1 | RVT BC Ratio | 0 | 0 | 0 | 0 | 0 | 0 | 0 | 0 | 0 | 0 | 0 | 0 | 0 | 0 | 0 | 0 | 0 | 0 | 0 | 0 | 0 | 0 | 0 | 0 | 0 | 0 | 0 | 0 | 0 | 0
F4_Commercial_Restaurant_Existing_Interior Lighting_Electric_Linear Lighting_E2 | F4 | Commercial | Restaurant | Existing | Interior Lighting | Electric | Linear Lighting | E2 | RVT BC Ratio | 0 | 0 | 0 | 0 | 0 | 0 | 0 | 0 | 0 | 0 | 0 | 0 | 0 | 0 | 0 | 0 | 0 | 0 | 0 | 0 | 0 | 0 | 0 | 0 | 0 | 0 | 0 | 0 | 0 | 0
F4_Commercial_Restaurant_Existing_Interior Lighting_Electric_Linear Lighting_E3 | F4 | Commercial | Restaurant | Existing | Interior Lighting | Electric | Linear Lighting | E3 | RVT BC Ratio | 0 | 0 | 0 | 0 | 0 | 0 | 0 | 0 | 0 | 0 | 0 | 0 | 0 | 0 | 0 | 0 | 0 | 0 | 0 | 0 | 0 | 0 | 0 | 0 | 0 | 0 | 0 | 0 | 0 | 0
F4_Commercial_Restaurant_Existing_Interior Lighting_Electric_Linear Lighting_E4 | F4 | Commercial | Restaurant | Existing | Interior Lighting | Electric | Linear Lighting | E4 | RVT BC Ratio | 0 | 0 | 0 | 0 | 0 | 0 | 0 | 0 | 0 | 0 | 0 | 0 | 0 | 0 | 0 | 0 | 0 | 0 | 0 | 0 | 0 | 0 | 0 | 0 | 0 | 0 | 0 | 0 | 0 | 0
F4_Commercial_Restaurant_Existing_Interior Lighting_Electric_Linear Lighting_E5 | F4 | Commercial | Restaurant | Existing | Interior Lighting | Electric | Linear Lighting | E5 | RVT BC Ratio | 0 | 0 | 0 | 0 | 0 | 0 | 0 | 0 | 0 | 0 | 0 | 0 | 0 | 0 | 0 | 0 | 0 | 0 | 0 | 0 | 0 | 0 | 0 | 0 | 0 | 0 | 0 | 0 | 0 | 0
F4_Commercial_Restaurant_Existing_Interior Lighting_Electric_Linear Lighting_E6 | F4 | Commercial | Restaurant | Existing | Interior Lighting | Electric | Linear Lighting | E6 | RVT BC Ratio | 0 | 0 | 0 | 0 | 0 | 0 | 0 | 0 | 0 | 0 | 0 | 0 | 0 | 0 | 0 | 0 | 0 | 0 | 0 | 0 | 0 | 0 | 0 | 0 | 0 | 0 | 0 | 0 | 0 | 0
F4_Commercial_Restaurant_Existing_Interior Lighting_Electric_Linear Lighting_E7 | F4 | Commercial | Restaurant | Existing | Interior Lighting | Electric | Linear Lighting | E7 | RVT BC Ratio | 0 | 0 | 0 | 0 | 0 | 0 | 0 | 0 | 0 | 0 | 0 | 0 | 0 | 0 | 0 | 0 | 0 | 0 | 0 | 0 | 0 | 0 | 0 | 0 | 0 | 0 | 0 | 0 | 0 | 0
F4_Commercial_Restaurant_Existing_Interior Lighting_Electric_Linear Lighting_E8 | F4 | Commercial | Restaurant | Existing | Interior Lighting | Electric | Linear Lighting | E8 | RVT BC Ratio | 0 | 0 | 0 | 0 | 0 | 0 | 0 | 0 | 0 | 0 | 0 | 0 | 0 | 0 | 0 | 0 | 0 | 0 | 0 | 0 | 0 | 0 | 0 | 0 | 0 | 0 | 0 | 0 | 0 | 0
F4_Commercial_Restaurant_Existing_Interior Lighting_Electric_Linear Lighting_E9 | F4 | Commercial | Restaurant | Existing | Interior Lighting | Electric | Linear Lighting | E9 | RVT BC Ratio | 0 | 0 | 0 | 0 | 0 | 0 | 0 | 0 | 0 | 0 | 0 | 0 | 0 | 0 | 0 | 0 | 0 | 0 | 0 | 0 | 0 | 0 | 0 | 0 | 0 | 0 | 0 | 0 | 0 | 0
F4_Commercial_Restaurant_Existing_Interior Lighting_Electric_Linear Lighting_E10 | F4 | Commercial | Restaurant | Existing | Interior Lighting | Electric | Linear Lighting | E10 | RVT BC Ratio | 0 | 0 | 0 | 0 | 0 | 0 | 0 | 0 | 0 | 0 | 0 | 0 | 0 | 0 | 0 | 0 | 0 | 0 | 0 | 0 | 0 | 0 | 0 | 0 | 0 | 0 | 0 | 0 | 0 | 0
F5_Commercial_Restaurant_Existing_Interior Lighting_Electric_Linear Lighting_E1 | F5 | Commercial | Restaurant | Existing | Interior Lighting | Electric | Linear Lighting | E1 | RIM BC Ratio | 0 | 0 | 0 | 0 | 0 | 0 | 0 | 0 | 0 | 0 | 0 | 0 | 0 | 0 | 0 | 0 | 0 | 0 | 0 | 0 | 0 | 0 | 0 | 0 | 0 | 0 | 0 | 0 | 0 | 0
F5_Commercial_Restaurant_Existing_Interior Lighting_Electric_Linear Lighting_E2 | F5 | Commercial | Restaurant | Existing | Interior Lighting | Electric | Linear Lighting | E2 | RIM BC Ratio | 0 | 0 | 0 | 0 | 0 | 0 | 0 | 0 | 0 | 0 | 0 | 0 | 0 | 0 | 0 | 0 | 0 | 0 | 0 | 0 | 0 | 0 | 0 | 0 | 0 | 0 | 0 | 0 | 0 | 0
F5_Commercial_Restaurant_Existing_Interior Lighting_Electric_Linear Lighting_E3 | F5 | Commercial | Restaurant | Existing | Interior Lighting | Electric | Linear Lighting | E3 | RIM BC Ratio | 0 | 0 | 0 | 0 | 0 | 0 | 0 | 0 | 0 | 0 | 0 | 0 | 0 | 0 | 0 | 0 | 0 | 0 | 0 | 0 | 0 | 0 | 0 | 0 | 0 | 0 | 0 | 0 | 0 | 0
F5_Commercial_Restaurant_Existing_Interior Lighting_Electric_Linear Lighting_E4 | F5 | Commercial | Restaurant | Existing | Interior Lighting | Electric | Linear Lighting | E4 | RIM BC Ratio | 0 | 0 | 0 | 0 | 0 | 0 | 0 | 0 | 0 | 0 | 0 | 0 | 0 | 0 | 0 | 0 | 0 | 0 | 0 | 0 | 0 | 0 | 0 | 0 | 0 | 0 | 0 | 0 | 0 | 0
F5_Commercial_Restaurant_Existing_Interior Lighting_Electric_Linear Lighting_E5 | F5 | Commercial | Restaurant | Existing | Interior Lighting | Electric | Linear Lighting | E5 | RIM BC Ratio | 0 | 0 | 0 | 0 | 0 | 0 | 0 | 0 | 0 | 0 | 0 | 0 | 0 | 0 | 0 | 0 | 0 | 0 | 0 | 0 | 0 | 0 | 0 | 0 | 0 | 0 | 0 | 0 | 0 | 0
F5_Commercial_Restaurant_Existing_Interior Lighting_Electric_Linear Lighting_E6 | F5 | Commercial | Restaurant | Existing | Interior Lighting | Electric | Linear Lighting | E6 | RIM BC Ratio | 0 | 0 | 0 | 0 | 0 | 0 | 0 | 0 | 0 | 0 | 0 | 0 | 0 | 0 | 0 | 0 | 0 | 0 | 0 | 0 | 0 | 0 | 0 | 0 | 0 | 0 | 0 | 0 | 0 | 0
F5_Commercial_Restaurant_Existing_Interior Lighting_Electric_Linear Lighting_E7 | F5 | Commercial | Restaurant | Existing | Interior Lighting | Electric | Linear Lighting | E7 | RIM BC Ratio | 0 | 0 | 0 | 0 | 0 | 0 | 0 | 0 | 0 | 0 | 0 | 0 | 0 | 0 | 0 | 0 | 0 | 0 | 0 | 0 | 0 | 0 | 0 | 0 | 0 | 0 | 0 | 0 | 0 | 0
F5_Commercial_Restaurant_Existing_Interior Lighting_Electric_Linear Lighting_E8 | F5 | Commercial | Restaurant | Existing | Interior Lighting | Electric | Linear Lighting | E8 | RIM BC Ratio | 0 | 0 | 0 | 0 | 0 | 0 | 0 | 0 | 0 | 0 | 0 | 0 | 0 | 0 | 0 | 0 | 0 | 0 | 0 | 0 | 0 | 0 | 0 | 0 | 0 | 0 | 0 | 0 | 0 | 0
F5_Commercial_Restaurant_Existing_Interior Lighting_Electric_Linear Lighting_E9 | F5 | Commercial | Restaurant | Existing | Interior Lighting | Electric | Linear Lighting | E9 | RIM BC Ratio | 0 | 0 | 0 | 0 | 0 | 0 | 0 | 0 | 0 | 0 | 0 | 0 | 0 | 0 | 0 | 0 | 0 | 0 | 0 | 0 | 0 | 0 | 0 | 0 | 0 | 0 | 0 | 0 | 0 | 0
F5_Commercial_Restaurant_Existing_Interior Lighting_Electric_Linear Lighting_E10 | F5 | Commercial | Restaurant | Existing | Interior Lighting | Electric | Linear Lighting | E10 | RIM BC Ratio | 0 | 0 | 0 | 0 | 0 | 0 | 0 | 0 | 0 | 0 | 0 | 0 | 0 | 0 | 0 | 0 | 0 | 0 | 0 | 0 | 0 | 0 | 0 | 0 | 0 | 0 | 0 | 0 | 0 | 0
F0_Commercial_Restaurant_Existing_Exterior Lighting_Electric_General Service Lighting_E0 | F0 | Commercial | Restaurant | Existing | Exterior Lighting | Electric | General Service Lighting | E0 | Economic Unit | 0 | 0 | 0 | 0 | 0 | 0 | 0 | 0 | 0 | 0 | 0 | 0 | 0 | 0 | 0 | 0 | 0 | 0 | 0 | 0 | 0 | 0 | 0 | 0 | 0 | 0 | 0 | 0 | 0 | 0
F1_Commercial_Restaurant_Existing_Exterior Lighting_Electric_General Service Lighting_E1 | F1 | Commercial | Restaurant | Existing | Exterior Lighting | Electric | General Service Lighting | E1 | CCE | 0 | 0 | 0 | 0 | 0 | 0 | 0 | 0 | 0 | 0 | 0 | 0 | 0 | 0 | 0 | 0 | 0 | 0 | 0 | 0 | 0 | 0 | 0 | 0 | 0 | 0 | 0 | 0 | 0 | 0
F1_Commercial_Restaurant_Existing_Exterior Lighting_Electric_General Service Lighting_E2 | F1 | Commercial | Restaurant | Existing | Exterior Lighting | Electric | General Service Lighting | E2 | CCE | 0 | 0 | 0 | 0 | 0 | 0 | 0 | 0 | 0 | 0 | 0 | 0 | 0 | 0 | 0 | 0 | 0 | 0 | 0 | 0 | 0 | 0 | 0 | 0 | 0 | 0 | 0 | 0 | 0 | 0
F1_Commercial_Restaurant_Existing_Exterior Lighting_Electric_General Service Lighting_E3 | F1 | Commercial | Restaurant | Existing | Exterior Lighting | Electric | General Service Lighting | E3 | CCE | 0 | 0 | 0 | 0 | 0 | 0 | 0 | 0 | 0 | 0 | 0 | 0 | 0 | 0 | 0 | 0 | 0 | 0 | 0 | 0 | 0 | 0 | 0 | 0 | 0 | 0 | 0 | 0 | 0 | 0
F1_Commercial_Restaurant_Existing_Exterior Lighting_Electric_General Service Lighting_E4 | F1 | Commercial | Restaurant | Existing | Exterior Lighting | Electric | General Service Lighting | E4 | CCE | 0 | 0 | 0 | 0 | 0 | 0 | 0 | 0 | 0 | 0 | 0 | 0 | 0 | 0 | 0 | 0 | 0 | 0 | 0 | 0 | 0 | 0 | 0 | 0 | 0 | 0 | 0 | 0 | 0 | 0
F1_Commercial_Restaurant_Existing_Exterior Lighting_Electric_General Service Lighting_E5 | F1 | Commercial | Restaurant | Existing | Exterior Lighting | Electric | General Service Lighting | E5 | CCE | 0 | 0 | 0 | 0 | 0 | 0 | 0 | 0 | 0 | 0 | 0 | 0 | 0 | 0 | 0 | 0 | 0 | 0 | 0 | 0 | 0 | 0 | 0 | 0 | 0 | 0 | 0 | 0 | 0 | 0
F1_Commercial_Restaurant_Existing_Exterior Lighting_Electric_General Service Lighting_E6 | F1 | Commercial | Restaurant | Existing | Exterior Lighting | Electric | General Service Lighting | E6 | CCE | 0 | 0 | 0 | 0 | 0 | 0 | 0 | 0 | 0 | 0 | 0 | 0 | 0 | 0 | 0 | 0 | 0 | 0 | 0 | 0 | 0 | 0 | 0 | 0 | 0 | 0 | 0 | 0 | 0 | 0
F1_Commercial_Restaurant_Existing_Exterior Lighting_Electric_General Service Lighting_E7 | F1 | Commercial | Restaurant | Existing | Exterior Lighting | Electric | General Service Lighting | E7 | CCE | 0 | 0 | 0 | 0 | 0 | 0 | 0 | 0 | 0 | 0 | 0 | 0 | 0 | 0 | 0 | 0 | 0 | 0 | 0 | 0 | 0 | 0 | 0 | 0 | 0 | 0 | 0 | 0 | 0 | 0
F1_Commercial_Restaurant_Existing_Exterior Lighting_Electric_General Service Lighting_E8 | F1 | Commercial | Restaurant | Existing | Exterior Lighting | Electric | General Service Lighting | E8 | CCE | 0 | 0 | 0 | 0 | 0 | 0 | 0 | 0 | 0 | 0 | 0 | 0 | 0 | 0 | 0 | 0 | 0 | 0 | 0 | 0 | 0 | 0 | 0 | 0 | 0 | 0 | 0 | 0 | 0 | 0
F1_Commercial_Restaurant_Existing_Exterior Lighting_Electric_General Service Lighting_E9 | F1 | Commercial | Restaurant | Existing | Exterior Lighting | Electric | General Service Lighting | E9 | CCE | 0 | 0 | 0 | 0 | 0 | 0 | 0 | 0 | 0 | 0 | 0 | 0 | 0 | 0 | 0 | 0 | 0 | 0 | 0 | 0 | 0 | 0 | 0 | 0 | 0 | 0 | 0 | 0 | 0 | 0
F1_Commercial_Restaurant_Existing_Exterior Lighting_Electric_General Service Lighting_E10 | F1 | Commercial | Restaurant | Existing | Exterior Lighting | Electric | General Service Lighting | E10 | CCE | 0 | 0 | 0 | 0 | 0 | 0 | 0 | 0 | 0 | 0 | 0 | 0 | 0 | 0 | 0 | 0 | 0 | 0 | 0 | 0 | 0 | 0 | 0 | 0 | 0 | 0 | 0 | 0 | 0 | 0
F2_Commercial_Restaurant_Existing_Exterior Lighting_Electric_General Service Lighting_E1 | F2 | Commercial | Restaurant | Existing | Exterior Lighting | Electric | General Service Lighting | E1 | TRC BC Ratio | 0 | 0 | 0 | 0 | 0 | 0 | 0 | 0 | 0 | 0 | 0 | 0 | 0 | 0 | 0 | 0 | 0 | 0 | 0 | 0 | 0 | 0 | 0 | 0 | 0 | 0 | 0 | 0 | 0 | 0
F2_Commercial_Restaurant_Existing_Exterior Lighting_Electric_General Service Lighting_E2 | F2 | Commercial | Restaurant | Existing | Exterior Lighting | Electric | General Service Lighting | E2 | TRC BC Ratio | 0 | 0 | 0 | 0 | 0 | 0 | 0 | 0 | 0 | 0 | 0 | 0 | 0 | 0 | 0 | 0 | 0 | 0 | 0 | 0 | 0 | 0 | 0 | 0 | 0 | 0 | 0 | 0 | 0 | 0
F2_Commercial_Restaurant_Existing_Exterior Lighting_Electric_General Service Lighting_E3 | F2 | Commercial | Restaurant | Existing | Exterior Lighting | Electric | General Service Lighting | E3 | TRC BC Ratio | 0 | 0 | 0 | 0 | 0 | 0 | 0 | 0 | 0 | 0 | 0 | 0 | 0 | 0 | 0 | 0 | 0 | 0 | 0 | 0 | 0 | 0 | 0 | 0 | 0 | 0 | 0 | 0 | 0 | 0
F2_Commercial_Restaurant_Existing_Exterior Lighting_Electric_General Service Lighting_E4 | F2 | Commercial | Restaurant | Existing | Exterior Lighting | Electric | General Service Lighting | E4 | TRC BC Ratio | 0 | 0 | 0 | 0 | 0 | 0 | 0 | 0 | 0 | 0 | 0 | 0 | 0 | 0 | 0 | 0 | 0 | 0 | 0 | 0 | 0 | 0 | 0 | 0 | 0 | 0 | 0 | 0 | 0 | 0
F2_Commercial_Restaurant_Existing_Exterior Lighting_Electric_General Service Lighting_E5 | F2 | Commercial | Restaurant | Existing | Exterior Lighting | Electric | General Service Lighting | E5 | TRC BC Ratio | 0 | 0 | 0 | 0 | 0 | 0 | 0 | 0 | 0 | 0 | 0 | 0 | 0 | 0 | 0 | 0 | 0 | 0 | 0 | 0 | 0 | 0 | 0 | 0 | 0 | 0 | 0 | 0 | 0 | 0
F2_Commercial_Restaurant_Existing_Exterior Lighting_Electric_General Service Lighting_E6 | F2 | Commercial | Restaurant | Existing | Exterior Lighting | Electric | General Service Lighting | E6 | TRC BC Ratio | 0 | 0 | 0 | 0 | 0 | 0 | 0 | 0 | 0 | 0 | 0 | 0 | 0 | 0 | 0 | 0 | 0 | 0 | 0 | 0 | 0 | 0 | 0 | 0 | 0 | 0 | 0 | 0 | 0 | 0
F2_Commercial_Restaurant_Existing_Exterior Lighting_Electric_General Service Lighting_E7 | F2 | Commercial | Restaurant | Existing | Exterior Lighting | Electric | General Service Lighting | E7 | TRC BC Ratio | 0 | 0 | 0 | 0 | 0 | 0 | 0 | 0 | 0 | 0 | 0 | 0 | 0 | 0 | 0 | 0 | 0 | 0 | 0 | 0 | 0 | 0 | 0 | 0 | 0 | 0 | 0 | 0 | 0 | 0
F2_Commercial_Restaurant_Existing_Exterior Lighting_Electric_General Service Lighting_E8 | F2 | Commercial | Restaurant | Existing | Exterior Lighting | Electric | General Service Lighting | E8 | TRC BC Ratio | 0 | 0 | 0 | 0 | 0 | 0 | 0 | 0 | 0 | 0 | 0 | 0 | 0 | 0 | 0 | 0 | 0 | 0 | 0 | 0 | 0 | 0 | 0 | 0 | 0 | 0 | 0 | 0 | 0 | 0
F2_Commercial_Restaurant_Existing_Exterior Lighting_Electric_General Service Lighting_E9 | F2 | Commercial | Restaurant | Existing | Exterior Lighting | Electric | General Service Lighting | E9 | TRC BC Ratio | 0 | 0 | 0 | 0 | 0 | 0 | 0 | 0 | 0 | 0 | 0 | 0 | 0 | 0 | 0 | 0 | 0 | 0 | 0 | 0 | 0 | 0 | 0 | 0 | 0 | 0 | 0 | 0 | 0 | 0
F2_Commercial_Restaurant_Existing_Exterior Lighting_Electric_General Service Lighting_E10 | F2 | Commercial | Restaurant | Existing | Exterior Lighting | Electric | General Service Lighting | E10 | TRC BC Ratio | 0 | 0 | 0 | 0 | 0 | 0 | 0 | 0 | 0 | 0 | 0 | 0 | 0 | 0 | 0 | 0 | 0 | 0 | 0 | 0 | 0 | 0 | 0 | 0 | 0 | 0 | 0 | 0 | 0 | 0
F3_Commercial_Restaurant_Existing_Exterior Lighting_Electric_General Service Lighting_E1 | F3 | Commercial | Restaurant | Existing | Exterior Lighting | Electric | General Service Lighting | E1 | PACT BC Ratio | 0 | 0 | 0 | 0 | 0 | 0 | 0 | 0 | 0 | 0 | 0 | 0 | 0 | 0 | 0 | 0 | 0 | 0 | 0 | 0 | 0 | 0 | 0 | 0 | 0 | 0 | 0 | 0 | 0 | 0
F3_Commercial_Restaurant_Existing_Exterior Lighting_Electric_General Service Lighting_E2 | F3 | Commercial | Restaurant | Existing | Exterior Lighting | Electric | General Service Lighting | E2 | PACT BC Ratio | 0 | 0 | 0 | 0 | 0 | 0 | 0 | 0 | 0 | 0 | 0 | 0 | 0 | 0 | 0 | 0 | 0 | 0 | 0 | 0 | 0 | 0 | 0 | 0 | 0 | 0 | 0 | 0 | 0 | 0
F3_Commercial_Restaurant_Existing_Exterior Lighting_Electric_General Service Lighting_E3 | F3 | Commercial | Restaurant | Existing | Exterior Lighting | Electric | General Service Lighting | E3 | PACT BC Ratio | 0 | 0 | 0 | 0 | 0 | 0 | 0 | 0 | 0 | 0 | 0 | 0 | 0 | 0 | 0 | 0 | 0 | 0 | 0 | 0 | 0 | 0 | 0 | 0 | 0 | 0 | 0 | 0 | 0 | 0
F3_Commercial_Restaurant_Existing_Exterior Lighting_Electric_General Service Lighting_E4 | F3 | Commercial | Restaurant | Existing | Exterior Lighting | Electric | General Service Lighting | E4 | PACT BC Ratio | 0 | 0 | 0 | 0 | 0 | 0 | 0 | 0 | 0 | 0 | 0 | 0 | 0 | 0 | 0 | 0 | 0 | 0 | 0 | 0 | 0 | 0 | 0 | 0 | 0 | 0 | 0 | 0 | 0 | 0
F3_Commercial_Restaurant_Existing_Exterior Lighting_Electric_General Service Lighting_E5 | F3 | Commercial | Restaurant | Existing | Exterior Lighting | Electric | General Service Lighting | E5 | PACT BC Ratio | 0 | 0 | 0 | 0 | 0 | 0 | 0 | 0 | 0 | 0 | 0 | 0 | 0 | 0 | 0 | 0 | 0 | 0 | 0 | 0 | 0 | 0 | 0 | 0 | 0 | 0 | 0 | 0 | 0 | 0
F3_Commercial_Restaurant_Existing_Exterior Lighting_Electric_General Service Lighting_E6 | F3 | Commercial | Restaurant | Existing | Exterior Lighting | Electric | General Service Lighting | E6 | PACT BC Ratio | 0 | 0 | 0 | 0 | 0 | 0 | 0 | 0 | 0 | 0 | 0 | 0 | 0 | 0 | 0 | 0 | 0 | 0 | 0 | 0 | 0 | 0 | 0 | 0 | 0 | 0 | 0 | 0 | 0 | 0
F3_Commercial_Restaurant_Existing_Exterior Lighting_Electric_General Service Lighting_E7 | F3 | Commercial | Restaurant | Existing | Exterior Lighting | Electric | General Service Lighting | E7 | PACT BC Ratio | 0 | 0 | 0 | 0 | 0 | 0 | 0 | 0 | 0 | 0 | 0 | 0 | 0 | 0 | 0 | 0 | 0 | 0 | 0 | 0 | 0 | 0 | 0 | 0 | 0 | 0 | 0 | 0 | 0 | 0
F3_Commercial_Restaurant_Existing_Exterior Lighting_Electric_General Service Lighting_E8 | F3 | Commercial | Restaurant | Existing | Exterior Lighting | Electric | General Service Lighting | E8 | PACT BC Ratio | 0 | 0 | 0 | 0 | 0 | 0 | 0 | 0 | 0 | 0 | 0 | 0 | 0 | 0 | 0 | 0 | 0 | 0 | 0 | 0 | 0 | 0 | 0 | 0 | 0 | 0 | 0 | 0 | 0 | 0
F3_Commercial_Restaurant_Existing_Exterior Lighting_Electric_General Service Lighting_E9 | F3 | Commercial | Restaurant | Existing | Exterior Lighting | Electric | General Service Lighting | E9 | PACT BC Ratio | 0 | 0 | 0 | 0 | 0 | 0 | 0 | 0 | 0 | 0 | 0 | 0 | 0 | 0 | 0 | 0 | 0 | 0 | 0 | 0 | 0 | 0 | 0 | 0 | 0 | 0 | 0 | 0 | 0 | 0
F3_Commercial_Restaurant_Existing_Exterior Lighting_Electric_General Service Lighting_E10 | F3 | Commercial | Restaurant | Existing | Exterior Lighting | Electric | General Service Lighting | E10 | PACT BC Ratio | 0 | 0 | 0 | 0 | 0 | 0 | 0 | 0 | 0 | 0 | 0 | 0 | 0 | 0 | 0 | 0 | 0 | 0 | 0 | 0 | 0 | 0 | 0 | 0 | 0 | 0 | 0 | 0 | 0 | 0
F4_Commercial_Restaurant_Existing_Exterior Lighting_Electric_General Service Lighting_E1 | F4 | Commercial | Restaurant | Existing | Exterior Lighting | Electric | General Service Lighting | E1 | RVT BC Ratio | 0 | 0 | 0 | 0 | 0 | 0 | 0 | 0 | 0 | 0 | 0 | 0 | 0 | 0 | 0 | 0 | 0 | 0 | 0 | 0 | 0 | 0 | 0 | 0 | 0 | 0 | 0 | 0 | 0 | 0
F4_Commercial_Restaurant_Existing_Exterior Lighting_Electric_General Service Lighting_E2 | F4 | Commercial | Restaurant | Existing | Exterior Lighting | Electric | General Service Lighting | E2 | RVT BC Ratio | 0 | 0 | 0 | 0 | 0 | 0 | 0 | 0 | 0 | 0 | 0 | 0 | 0 | 0 | 0 | 0 | 0 | 0 | 0 | 0 | 0 | 0 | 0 | 0 | 0 | 0 | 0 | 0 | 0 | 0
F4_Commercial_Restaurant_Existing_Exterior Lighting_Electric_General Service Lighting_E3 | F4 | Commercial | Restaurant | Existing | Exterior Lighting | Electric | General Service Lighting | E3 | RVT BC Ratio | 0 | 0 | 0 | 0 | 0 | 0 | 0 | 0 | 0 | 0 | 0 | 0 | 0 | 0 | 0 | 0 | 0 | 0 | 0 | 0 | 0 | 0 | 0 | 0 | 0 | 0 | 0 | 0 | 0 | 0
F4_Commercial_Restaurant_Existing_Exterior Lighting_Electric_General Service Lighting_E4 | F4 | Commercial | Restaurant | Existing | Exterior Lighting | Electric | General Service Lighting | E4 | RVT BC Ratio | 0 | 0 | 0 | 0 | 0 | 0 | 0 | 0 | 0 | 0 | 0 | 0 | 0 | 0 | 0 | 0 | 0 | 0 | 0 | 0 | 0 | 0 | 0 | 0 | 0 | 0 | 0 | 0 | 0 | 0
F4_Commercial_Restaurant_Existing_Exterior Lighting_Electric_General Service Lighting_E5 | F4 | Commercial | Restaurant | Existing | Exterior Lighting | Electric | General Service Lighting | E5 | RVT BC Ratio | 0 | 0 | 0 | 0 | 0 | 0 | 0 | 0 | 0 | 0 | 0 | 0 | 0 | 0 | 0 | 0 | 0 | 0 | 0 | 0 | 0 | 0 | 0 | 0 | 0 | 0 | 0 | 0 | 0 | 0
F4_Commercial_Restaurant_Existing_Exterior Lighting_Electric_General Service Lighting_E6 | F4 | Commercial | Restaurant | Existing | Exterior Lighting | Electric | General Service Lighting | E6 | RVT BC Ratio | 0 | 0 | 0 | 0 | 0 | 0 | 0 | 0 | 0 | 0 | 0 | 0 | 0 | 0 | 0 | 0 | 0 | 0 | 0 | 0 | 0 | 0 | 0 | 0 | 0 | 0 | 0 | 0 | 0 | 0
F4_Commercial_Restaurant_Existing_Exterior Lighting_Electric_General Service Lighting_E7 | F4 | Commercial | Restaurant | Existing | Exterior Lighting | Electric | General Service Lighting | E7 | RVT BC Ratio | 0 | 0 | 0 | 0 | 0 | 0 | 0 | 0 | 0 | 0 | 0 | 0 | 0 | 0 | 0 | 0 | 0 | 0 | 0 | 0 | 0 | 0 | 0 | 0 | 0 | 0 | 0 | 0 | 0 | 0
F4_Commercial_Restaurant_Existing_Exterior Lighting_Electric_General Service Lighting_E8 | F4 | Commercial | Restaurant | Existing | Exterior Lighting | Electric | General Service Lighting | E8 | RVT BC Ratio | 0 | 0 | 0 | 0 | 0 | 0 | 0 | 0 | 0 | 0 | 0 | 0 | 0 | 0 | 0 | 0 | 0 | 0 | 0 | 0 | 0 | 0 | 0 | 0 | 0 | 0 | 0 | 0 | 0 | 0
F4_Commercial_Restaurant_Existing_Exterior Lighting_Electric_General Service Lighting_E9 | F4 | Commercial | Restaurant | Existing | Exterior Lighting | Electric | General Service Lighting | E9 | RVT BC Ratio | 0 | 0 | 0 | 0 | 0 | 0 | 0 | 0 | 0 | 0 | 0 | 0 | 0 | 0 | 0 | 0 | 0 | 0 | 0 | 0 | 0 | 0 | 0 | 0 | 0 | 0 | 0 | 0 | 0 | 0
F4_Commercial_Restaurant_Existing_Exterior Lighting_Electric_General Service Lighting_E10 | F4 | Commercial | Restaurant | Existing | Exterior Lighting | Electric | General Service Lighting | E10 | RVT BC Ratio | 0 | 0 | 0 | 0 | 0 | 0 | 0 | 0 | 0 | 0 | 0 | 0 | 0 | 0 | 0 | 0 | 0 | 0 | 0 | 0 | 0 | 0 | 0 | 0 | 0 | 0 | 0 | 0 | 0 | 0
F5_Commercial_Restaurant_Existing_Exterior Lighting_Electric_General Service Lighting_E1 | F5 | Commercial | Restaurant | Existing | Exterior Lighting | Electric | General Service Lighting | E1 | RIM BC Ratio | 0 | 0 | 0 | 0 | 0 | 0 | 0 | 0 | 0 | 0 | 0 | 0 | 0 | 0 | 0 | 0 | 0 | 0 | 0 | 0 | 0 | 0 | 0 | 0 | 0 | 0 | 0 | 0 | 0 | 0
F5_Commercial_Restaurant_Existing_Exterior Lighting_Electric_General Service Lighting_E2 | F5 | Commercial | Restaurant | Existing | Exterior Lighting | Electric | General Service Lighting | E2 | RIM BC Ratio | 0 | 0 | 0 | 0 | 0 | 0 | 0 | 0 | 0 | 0 | 0 | 0 | 0 | 0 | 0 | 0 | 0 | 0 | 0 | 0 | 0 | 0 | 0 | 0 | 0 | 0 | 0 | 0 | 0 | 0
F5_Commercial_Restaurant_Existing_Exterior Lighting_Electric_General Service Lighting_E3 | F5 | Commercial | Restaurant | Existing | Exterior Lighting | Electric | General Service Lighting | E3 | RIM BC Ratio | 0 | 0 | 0 | 0 | 0 | 0 | 0 | 0 | 0 | 0 | 0 | 0 | 0 | 0 | 0 | 0 | 0 | 0 | 0 | 0 | 0 | 0 | 0 | 0 | 0 | 0 | 0 | 0 | 0 | 0
F5_Commercial_Restaurant_Existing_Exterior Lighting_Electric_General Service Lighting_E4 | F5 | Commercial | Restaurant | Existing | Exterior Lighting | Electric | General Service Lighting | E4 | RIM BC Ratio | 0 | 0 | 0 | 0 | 0 | 0 | 0 | 0 | 0 | 0 | 0 | 0 | 0 | 0 | 0 | 0 | 0 | 0 | 0 | 0 | 0 | 0 | 0 | 0 | 0 | 0 | 0 | 0 | 0 | 0
F5_Commercial_Restaurant_Existing_Exterior Lighting_Electric_General Service Lighting_E5 | F5 | Commercial | Restaurant | Existing | Exterior Lighting | Electric | General Service Lighting | E5 | RIM BC Ratio | 0 | 0 | 0 | 0 | 0 | 0 | 0 | 0 | 0 | 0 | 0 | 0 | 0 | 0 | 0 | 0 | 0 | 0 | 0 | 0 | 0 | 0 | 0 | 0 | 0 | 0 | 0 | 0 | 0 | 0
F5_Commercial_Restaurant_Existing_Exterior Lighting_Electric_General Service Lighting_E6 | F5 | Commercial | Restaurant | Existing | Exterior Lighting | Electric | General Service Lighting | E6 | RIM BC Ratio | 0 | 0 | 0 | 0 | 0 | 0 | 0 | 0 | 0 | 0 | 0 | 0 | 0 | 0 | 0 | 0 | 0 | 0 | 0 | 0 | 0 | 0 | 0 | 0 | 0 | 0 | 0 | 0 | 0 | 0
F5_Commercial_Restaurant_Existing_Exterior Lighting_Electric_General Service Lighting_E7 | F5 | Commercial | Restaurant | Existing | Exterior Lighting | Electric | General Service Lighting | E7 | RIM BC Ratio | 0 | 0 | 0 | 0 | 0 | 0 | 0 | 0 | 0 | 0 | 0 | 0 | 0 | 0 | 0 | 0 | 0 | 0 | 0 | 0 | 0 | 0 | 0 | 0 | 0 | 0 | 0 | 0 | 0 | 0
F5_Commercial_Restaurant_Existing_Exterior Lighting_Electric_General Service Lighting_E8 | F5 | Commercial | Restaurant | Existing | Exterior Lighting | Electric | General Service Lighting | E8 | RIM BC Ratio | 0 | 0 | 0 | 0 | 0 | 0 | 0 | 0 | 0 | 0 | 0 | 0 | 0 | 0 | 0 | 0 | 0 | 0 | 0 | 0 | 0 | 0 | 0 | 0 | 0 | 0 | 0 | 0 | 0 | 0
F5_Commercial_Restaurant_Existing_Exterior Lighting_Electric_General Service Lighting_E9 | F5 | Commercial | Restaurant | Existing | Exterior Lighting | Electric | General Service Lighting | E9 | RIM BC Ratio | 0 | 0 | 0 | 0 | 0 | 0 | 0 | 0 | 0 | 0 | 0 | 0 | 0 | 0 | 0 | 0 | 0 | 0 | 0 | 0 | 0 | 0 | 0 | 0 | 0 | 0 | 0 | 0 | 0 | 0
F5_Commercial_Restaurant_Existing_Exterior Lighting_Electric_General Service Lighting_E10 | F5 | Commercial | Restaurant | Existing | Exterior Lighting | Electric | General Service Lighting | E10 | RIM BC Ratio | 0 | 0 | 0 | 0 | 0 | 0 | 0 | 0 | 0 | 0 | 0 | 0 | 0 | 0 | 0 | 0 | 0 | 0 | 0 | 0 | 0 | 0 | 0 | 0 | 0 | 0 | 0 | 0 | 0 | 0
F0_Commercial_Restaurant_Existing_Exterior Lighting_Electric_Area Lighting_E0 | F0 | Commercial | Restaurant | Existing | Exterior Lighting | Electric | Area Lighting | E0 | Economic Unit | 0 | 0 | 0 | 0 | 0 | 0 | 0 | 0 | 0 | 0 | 0 | 0 | 0 | 0 | 0 | 0 | 0 | 0 | 0 | 0 | 0 | 0 | 0 | 0 | 0 | 0 | 0 | 0 | 0 | 0
F1_Commercial_Restaurant_Existing_Exterior Lighting_Electric_Area Lighting_E1 | F1 | Commercial | Restaurant | Existing | Exterior Lighting | Electric | Area Lighting | E1 | CCE | 0 | 0 | 0 | 0 | 0 | 0 | 0 | 0 | 0 | 0 | 0 | 0 | 0 | 0 | 0 | 0 | 0 | 0 | 0 | 0 | 0 | 0 | 0 | 0 | 0 | 0 | 0 | 0 | 0 | 0
F1_Commercial_Restaurant_Existing_Exterior Lighting_Electric_Area Lighting_E2 | F1 | Commercial | Restaurant | Existing | Exterior Lighting | Electric | Area Lighting | E2 | CCE | 0 | 0 | 0 | 0 | 0 | 0 | 0 | 0 | 0 | 0 | 0 | 0 | 0 | 0 | 0 | 0 | 0 | 0 | 0 | 0 | 0 | 0 | 0 | 0 | 0 | 0 | 0 | 0 | 0 | 0
F1_Commercial_Restaurant_Existing_Exterior Lighting_Electric_Area Lighting_E3 | F1 | Commercial | Restaurant | Existing | Exterior Lighting | Electric | Area Lighting | E3 | CCE | 0 | 0 | 0 | 0 | 0 | 0 | 0 | 0 | 0 | 0 | 0 | 0 | 0 | 0 | 0 | 0 | 0 | 0 | 0 | 0 | 0 | 0 | 0 | 0 | 0 | 0 | 0 | 0 | 0 | 0
F1_Commercial_Restaurant_Existing_Exterior Lighting_Electric_Area Lighting_E4 | F1 | Commercial | Restaurant | Existing | Exterior Lighting | Electric | Area Lighting | E4 | CCE | 0 | 0 | 0 | 0 | 0 | 0 | 0 | 0 | 0 | 0 | 0 | 0 | 0 | 0 | 0 | 0 | 0 | 0 | 0 | 0 | 0 | 0 | 0 | 0 | 0 | 0 | 0 | 0 | 0 | 0
F1_Commercial_Restaurant_Existing_Exterior Lighting_Electric_Area Lighting_E5 | F1 | Commercial | Restaurant | Existing | Exterior Lighting | Electric | Area Lighting | E5 | CCE | 0 | 0 | 0 | 0 | 0 | 0 | 0 | 0 | 0 | 0 | 0 | 0 | 0 | 0 | 0 | 0 | 0 | 0 | 0 | 0 | 0 | 0 | 0 | 0 | 0 | 0 | 0 | 0 | 0 | 0
F1_Commercial_Restaurant_Existing_Exterior Lighting_Electric_Area Lighting_E6 | F1 | Commercial | Restaurant | Existing | Exterior Lighting | Electric | Area Lighting | E6 | CCE | 0 | 0 | 0 | 0 | 0 | 0 | 0 | 0 | 0 | 0 | 0 | 0 | 0 | 0 | 0 | 0 | 0 | 0 | 0 | 0 | 0 | 0 | 0 | 0 | 0 | 0 | 0 | 0 | 0 | 0
F1_Commercial_Restaurant_Existing_Exterior Lighting_Electric_Area Lighting_E7 | F1 | Commercial | Restaurant | Existing | Exterior Lighting | Electric | Area Lighting | E7 | CCE | 0 | 0 | 0 | 0 | 0 | 0 | 0 | 0 | 0 | 0 | 0 | 0 | 0 | 0 | 0 | 0 | 0 | 0 | 0 | 0 | 0 | 0 | 0 | 0 | 0 | 0 | 0 | 0 | 0 | 0
F1_Commercial_Restaurant_Existing_Exterior Lighting_Electric_Area Lighting_E8 | F1 | Commercial | Restaurant | Existing | Exterior Lighting | Electric | Area Lighting | E8 | CCE | 0 | 0 | 0 | 0 | 0 | 0 | 0 | 0 | 0 | 0 | 0 | 0 | 0 | 0 | 0 | 0 | 0 | 0 | 0 | 0 | 0 | 0 | 0 | 0 | 0 | 0 | 0 | 0 | 0 | 0
F1_Commercial_Restaurant_Existing_Exterior Lighting_Electric_Area Lighting_E9 | F1 | Commercial | Restaurant | Existing | Exterior Lighting | Electric | Area Lighting | E9 | CCE | 0 | 0 | 0 | 0 | 0 | 0 | 0 | 0 | 0 | 0 | 0 | 0 | 0 | 0 | 0 | 0 | 0 | 0 | 0 | 0 | 0 | 0 | 0 | 0 | 0 | 0 | 0 | 0 | 0 | 0
F1_Commercial_Restaurant_Existing_Exterior Lighting_Electric_Area Lighting_E10 | F1 | Commercial | Restaurant | Existing | Exterior Lighting | Electric | Area Lighting | E10 | CCE | 0 | 0 | 0 | 0 | 0 | 0 | 0 | 0 | 0 | 0 | 0 | 0 | 0 | 0 | 0 | 0 | 0 | 0 | 0 | 0 | 0 | 0 | 0 | 0 | 0 | 0 | 0 | 0 | 0 | 0
F2_Commercial_Restaurant_Existing_Exterior Lighting_Electric_Area Lighting_E1 | F2 | Commercial | Restaurant | Existing | Exterior Lighting | Electric | Area Lighting | E1 | TRC BC Ratio | 0 | 0 | 0 | 0 | 0 | 0 | 0 | 0 | 0 | 0 | 0 | 0 | 0 | 0 | 0 | 0 | 0 | 0 | 0 | 0 | 0 | 0 | 0 | 0 | 0 | 0 | 0 | 0 | 0 | 0
F2_Commercial_Restaurant_Existing_Exterior Lighting_Electric_Area Lighting_E2 | F2 | Commercial | Restaurant | Existing | Exterior Lighting | Electric | Area Lighting | E2 | TRC BC Ratio | 0 | 0 | 0 | 0 | 0 | 0 | 0 | 0 | 0 | 0 | 0 | 0 | 0 | 0 | 0 | 0 | 0 | 0 | 0 | 0 | 0 | 0 | 0 | 0 | 0 | 0 | 0 | 0 | 0 | 0
F2_Commercial_Restaurant_Existing_Exterior Lighting_Electric_Area Lighting_E3 | F2 | Commercial | Restaurant | Existing | Exterior Lighting | Electric | Area Lighting | E3 | TRC BC Ratio | 0 | 0 | 0 | 0 | 0 | 0 | 0 | 0 | 0 | 0 | 0 | 0 | 0 | 0 | 0 | 0 | 0 | 0 | 0 | 0 | 0 | 0 | 0 | 0 | 0 | 0 | 0 | 0 | 0 | 0
F2_Commercial_Restaurant_Existing_Exterior Lighting_Electric_Area Lighting_E4 | F2 | Commercial | Restaurant | Existing | Exterior Lighting | Electric | Area Lighting | E4 | TRC BC Ratio | 0 | 0 | 0 | 0 | 0 | 0 | 0 | 0 | 0 | 0 | 0 | 0 | 0 | 0 | 0 | 0 | 0 | 0 | 0 | 0 | 0 | 0 | 0 | 0 | 0 | 0 | 0 | 0 | 0 | 0
F2_Commercial_Restaurant_Existing_Exterior Lighting_Electric_Area Lighting_E5 | F2 | Commercial | Restaurant | Existing | Exterior Lighting | Electric | Area Lighting | E5 | TRC BC Ratio | 0 | 0 | 0 | 0 | 0 | 0 | 0 | 0 | 0 | 0 | 0 | 0 | 0 | 0 | 0 | 0 | 0 | 0 | 0 | 0 | 0 | 0 | 0 | 0 | 0 | 0 | 0 | 0 | 0 | 0
F2_Commercial_Restaurant_Existing_Exterior Lighting_Electric_Area Lighting_E6 | F2 | Commercial | Restaurant | Existing | Exterior Lighting | Electric | Area Lighting | E6 | TRC BC Ratio | 0 | 0 | 0 | 0 | 0 | 0 | 0 | 0 | 0 | 0 | 0 | 0 | 0 | 0 | 0 | 0 | 0 | 0 | 0 | 0 | 0 | 0 | 0 | 0 | 0 | 0 | 0 | 0 | 0 | 0
F2_Commercial_Restaurant_Existing_Exterior Lighting_Electric_Area Lighting_E7 | F2 | Commercial | Restaurant | Existing | Exterior Lighting | Electric | Area Lighting | E7 | TRC BC Ratio | 0 | 0 | 0 | 0 | 0 | 0 | 0 | 0 | 0 | 0 | 0 | 0 | 0 | 0 | 0 | 0 | 0 | 0 | 0 | 0 | 0 | 0 | 0 | 0 | 0 | 0 | 0 | 0 | 0 | 0
F2_Commercial_Restaurant_Existing_Exterior Lighting_Electric_Area Lighting_E8 | F2 | Commercial | Restaurant | Existing | Exterior Lighting | Electric | Area Lighting | E8 | TRC BC Ratio | 0 | 0 | 0 | 0 | 0 | 0 | 0 | 0 | 0 | 0 | 0 | 0 | 0 | 0 | 0 | 0 | 0 | 0 | 0 | 0 | 0 | 0 | 0 | 0 | 0 | 0 | 0 | 0 | 0 | 0
F2_Commercial_Restaurant_Existing_Exterior Lighting_Electric_Area Lighting_E9 | F2 | Commercial | Restaurant | Existing | Exterior Lighting | Electric | Area Lighting | E9 | TRC BC Ratio | 0 | 0 | 0 | 0 | 0 | 0 | 0 | 0 | 0 | 0 | 0 | 0 | 0 | 0 | 0 | 0 | 0 | 0 | 0 | 0 | 0 | 0 | 0 | 0 | 0 | 0 | 0 | 0 | 0 | 0
F2_Commercial_Restaurant_Existing_Exterior Lighting_Electric_Area Lighting_E10 | F2 | Commercial | Restaurant | Existing | Exterior Lighting | Electric | Area Lighting | E10 | TRC BC Ratio | 0 | 0 | 0 | 0 | 0 | 0 | 0 | 0 | 0 | 0 | 0 | 0 | 0 | 0 | 0 | 0 | 0 | 0 | 0 | 0 | 0 | 0 | 0 | 0 | 0 | 0 | 0 | 0 | 0 | 0
F3_Commercial_Restaurant_Existing_Exterior Lighting_Electric_Area Lighting_E1 | F3 | Commercial | Restaurant | Existing | Exterior Lighting | Electric | Area Lighting | E1 | PACT BC Ratio | 0 | 0 | 0 | 0 | 0 | 0 | 0 | 0 | 0 | 0 | 0 | 0 | 0 | 0 | 0 | 0 | 0 | 0 | 0 | 0 | 0 | 0 | 0 | 0 | 0 | 0 | 0 | 0 | 0 | 0
F3_Commercial_Restaurant_Existing_Exterior Lighting_Electric_Area Lighting_E2 | F3 | Commercial | Restaurant | Existing | Exterior Lighting | Electric | Area Lighting | E2 | PACT BC Ratio | 0 | 0 | 0 | 0 | 0 | 0 | 0 | 0 | 0 | 0 | 0 | 0 | 0 | 0 | 0 | 0 | 0 | 0 | 0 | 0 | 0 | 0 | 0 | 0 | 0 | 0 | 0 | 0 | 0 | 0
F3_Commercial_Restaurant_Existing_Exterior Lighting_Electric_Area Lighting_E3 | F3 | Commercial | Restaurant | Existing | Exterior Lighting | Electric | Area Lighting | E3 | PACT BC Ratio | 0 | 0 | 0 | 0 | 0 | 0 | 0 | 0 | 0 | 0 | 0 | 0 | 0 | 0 | 0 | 0 | 0 | 0 | 0 | 0 | 0 | 0 | 0 | 0 | 0 | 0 | 0 | 0 | 0 | 0
F3_Commercial_Restaurant_Existing_Exterior Lighting_Electric_Area Lighting_E4 | F3 | Commercial | Restaurant | Existing | Exterior Lighting | Electric | Area Lighting | E4 | PACT BC Ratio | 0 | 0 | 0 | 0 | 0 | 0 | 0 | 0 | 0 | 0 | 0 | 0 | 0 | 0 | 0 | 0 | 0 | 0 | 0 | 0 | 0 | 0 | 0 | 0 | 0 | 0 | 0 | 0 | 0 | 0
F3_Commercial_Restaurant_Existing_Exterior Lighting_Electric_Area Lighting_E5 | F3 | Commercial | Restaurant | Existing | Exterior Lighting | Electric | Area Lighting | E5 | PACT BC Ratio | 0 | 0 | 0 | 0 | 0 | 0 | 0 | 0 | 0 | 0 | 0 | 0 | 0 | 0 | 0 | 0 | 0 | 0 | 0 | 0 | 0 | 0 | 0 | 0 | 0 | 0 | 0 | 0 | 0 | 0
F3_Commercial_Restaurant_Existing_Exterior Lighting_Electric_Area Lighting_E6 | F3 | Commercial | Restaurant | Existing | Exterior Lighting | Electric | Area Lighting | E6 | PACT BC Ratio | 0 | 0 | 0 | 0 | 0 | 0 | 0 | 0 | 0 | 0 | 0 | 0 | 0 | 0 | 0 | 0 | 0 | 0 | 0 | 0 | 0 | 0 | 0 | 0 | 0 | 0 | 0 | 0 | 0 | 0
F3_Commercial_Restaurant_Existing_Exterior Lighting_Electric_Area Lighting_E7 | F3 | Commercial | Restaurant | Existing | Exterior Lighting | Electric | Area Lighting | E7 | PACT BC Ratio | 0 | 0 | 0 | 0 | 0 | 0 | 0 | 0 | 0 | 0 | 0 | 0 | 0 | 0 | 0 | 0 | 0 | 0 | 0 | 0 | 0 | 0 | 0 | 0 | 0 | 0 | 0 | 0 | 0 | 0
F3_Commercial_Restaurant_Existing_Exterior Lighting_Electric_Area Lighting_E8 | F3 | Commercial | Restaurant | Existing | Exterior Lighting | Electric | Area Lighting | E8 | PACT BC Ratio | 0 | 0 | 0 | 0 | 0 | 0 | 0 | 0 | 0 | 0 | 0 | 0 | 0 | 0 | 0 | 0 | 0 | 0 | 0 | 0 | 0 | 0 | 0 | 0 | 0 | 0 | 0 | 0 | 0 | 0
F3_Commercial_Restaurant_Existing_Exterior Lighting_Electric_Area Lighting_E9 | F3 | Commercial | Restaurant | Existing | Exterior Lighting | Electric | Area Lighting | E9 | PACT BC Ratio | 0 | 0 | 0 | 0 | 0 | 0 | 0 | 0 | 0 | 0 | 0 | 0 | 0 | 0 | 0 | 0 | 0 | 0 | 0 | 0 | 0 | 0 | 0 | 0 | 0 | 0 | 0 | 0 | 0 | 0
F3_Commercial_Restaurant_Existing_Exterior Lighting_Electric_Area Lighting_E10 | F3 | Commercial | Restaurant | Existing | Exterior Lighting | Electric | Area Lighting | E10 | PACT BC Ratio | 0 | 0 | 0 | 0 | 0 | 0 | 0 | 0 | 0 | 0 | 0 | 0 | 0 | 0 | 0 | 0 | 0 | 0 | 0 | 0 | 0 | 0 | 0 | 0 | 0 | 0 | 0 | 0 | 0 | 0
F4_Commercial_Restaurant_Existing_Exterior Lighting_Electric_Area Lighting_E1 | F4 | Commercial | Restaurant | Existing | Exterior Lighting | Electric | Area Lighting | E1 | RVT BC Ratio | 0 | 0 | 0 | 0 | 0 | 0 | 0 | 0 | 0 | 0 | 0 | 0 | 0 | 0 | 0 | 0 | 0 | 0 | 0 | 0 | 0 | 0 | 0 | 0 | 0 | 0 | 0 | 0 | 0 | 0
F4_Commercial_Restaurant_Existing_Exterior Lighting_Electric_Area Lighting_E2 | F4 | Commercial | Restaurant | Existing | Exterior Lighting | Electric | Area Lighting | E2 | RVT BC Ratio | 0 | 0 | 0 | 0 | 0 | 0 | 0 | 0 | 0 | 0 | 0 | 0 | 0 | 0 | 0 | 0 | 0 | 0 | 0 | 0 | 0 | 0 | 0 | 0 | 0 | 0 | 0 | 0 | 0 | 0
F4_Commercial_Restaurant_Existing_Exterior Lighting_Electric_Area Lighting_E3 | F4 | Commercial | Restaurant | Existing | Exterior Lighting | Electric | Area Lighting | E3 | RVT BC Ratio | 0 | 0 | 0 | 0 | 0 | 0 | 0 | 0 | 0 | 0 | 0 | 0 | 0 | 0 | 0 | 0 | 0 | 0 | 0 | 0 | 0 | 0 | 0 | 0 | 0 | 0 | 0 | 0 | 0 | 0
F4_Commercial_Restaurant_Existing_Exterior Lighting_Electric_Area Lighting_E4 | F4 | Commercial | Restaurant | Existing | Exterior Lighting | Electric | Area Lighting | E4 | RVT BC Ratio | 0 | 0 | 0 | 0 | 0 | 0 | 0 | 0 | 0 | 0 | 0 | 0 | 0 | 0 | 0 | 0 | 0 | 0 | 0 | 0 | 0 | 0 | 0 | 0 | 0 | 0 | 0 | 0 | 0 | 0
F4_Commercial_Restaurant_Existing_Exterior Lighting_Electric_Area Lighting_E5 | F4 | Commercial | Restaurant | Existing | Exterior Lighting | Electric | Area Lighting | E5 | RVT BC Ratio | 0 | 0 | 0 | 0 | 0 | 0 | 0 | 0 | 0 | 0 | 0 | 0 | 0 | 0 | 0 | 0 | 0 | 0 | 0 | 0 | 0 | 0 | 0 | 0 | 0 | 0 | 0 | 0 | 0 | 0
F4_Commercial_Restaurant_Existing_Exterior Lighting_Electric_Area Lighting_E6 | F4 | Commercial | Restaurant | Existing | Exterior Lighting | Electric | Area Lighting | E6 | RVT BC Ratio | 0 | 0 | 0 | 0 | 0 | 0 | 0 | 0 | 0 | 0 | 0 | 0 | 0 | 0 | 0 | 0 | 0 | 0 | 0 | 0 | 0 | 0 | 0 | 0 | 0 | 0 | 0 | 0 | 0 | 0
F4_Commercial_Restaurant_Existing_Exterior Lighting_Electric_Area Lighting_E7 | F4 | Commercial | Restaurant | Existing | Exterior Lighting | Electric | Area Lighting | E7 | RVT BC Ratio | 0 | 0 | 0 | 0 | 0 | 0 | 0 | 0 | 0 | 0 | 0 | 0 | 0 | 0 | 0 | 0 | 0 | 0 | 0 | 0 | 0 | 0 | 0 | 0 | 0 | 0 | 0 | 0 | 0 | 0
F4_Commercial_Restaurant_Existing_Exterior Lighting_Electric_Area Lighting_E8 | F4 | Commercial | Restaurant | Existing | Exterior Lighting | Electric | Area Lighting | E8 | RVT BC Ratio | 0 | 0 | 0 | 0 | 0 | 0 | 0 | 0 | 0 | 0 | 0 | 0 | 0 | 0 | 0 | 0 | 0 | 0 | 0 | 0 | 0 | 0 | 0 | 0 | 0 | 0 | 0 | 0 | 0 | 0
F4_Commercial_Restaurant_Existing_Exterior Lighting_Electric_Area Lighting_E9 | F4 | Commercial | Restaurant | Existing | Exterior Lighting | Electric | Area Lighting | E9 | RVT BC Ratio | 0 | 0 | 0 | 0 | 0 | 0 | 0 | 0 | 0 | 0 | 0 | 0 | 0 | 0 | 0 | 0 | 0 | 0 | 0 | 0 | 0 | 0 | 0 | 0 | 0 | 0 | 0 | 0 | 0 | 0
F4_Commercial_Restaurant_Existing_Exterior Lighting_Electric_Area Lighting_E10 | F4 | Commercial | Restaurant | Existing | Exterior Lighting | Electric | Area Lighting | E10 | RVT BC Ratio | 0 | 0 | 0 | 0 | 0 | 0 | 0 | 0 | 0 | 0 | 0 | 0 | 0 | 0 | 0 | 0 | 0 | 0 | 0 | 0 | 0 | 0 | 0 | 0 | 0 | 0 | 0 | 0 | 0 | 0
F5_Commercial_Restaurant_Existing_Exterior Lighting_Electric_Area Lighting_E1 | F5 | Commercial | Restaurant | Existing | Exterior Lighting | Electric | Area Lighting | E1 | RIM BC Ratio | 0 | 0 | 0 | 0 | 0 | 0 | 0 | 0 | 0 | 0 | 0 | 0 | 0 | 0 | 0 | 0 | 0 | 0 | 0 | 0 | 0 | 0 | 0 | 0 | 0 | 0 | 0 | 0 | 0 | 0
F5_Commercial_Restaurant_Existing_Exterior Lighting_Electric_Area Lighting_E2 | F5 | Commercial | Restaurant | Existing | Exterior Lighting | Electric | Area Lighting | E2 | RIM BC Ratio | 0 | 0 | 0 | 0 | 0 | 0 | 0 | 0 | 0 | 0 | 0 | 0 | 0 | 0 | 0 | 0 | 0 | 0 | 0 | 0 | 0 | 0 | 0 | 0 | 0 | 0 | 0 | 0 | 0 | 0
F5_Commercial_Restaurant_Existing_Exterior Lighting_Electric_Area Lighting_E3 | F5 | Commercial | Restaurant | Existing | Exterior Lighting | Electric | Area Lighting | E3 | RIM BC Ratio | 0 | 0 | 0 | 0 | 0 | 0 | 0 | 0 | 0 | 0 | 0 | 0 | 0 | 0 | 0 | 0 | 0 | 0 | 0 | 0 | 0 | 0 | 0 | 0 | 0 | 0 | 0 | 0 | 0 | 0
F5_Commercial_Restaurant_Existing_Exterior Lighting_Electric_Area Lighting_E4 | F5 | Commercial | Restaurant | Existing | Exterior Lighting | Electric | Area Lighting | E4 | RIM BC Ratio | 0 | 0 | 0 | 0 | 0 | 0 | 0 | 0 | 0 | 0 | 0 | 0 | 0 | 0 | 0 | 0 | 0 | 0 | 0 | 0 | 0 | 0 | 0 | 0 | 0 | 0 | 0 | 0 | 0 | 0
F5_Commercial_Restaurant_Existing_Exterior Lighting_Electric_Area Lighting_E5 | F5 | Commercial | Restaurant | Existing | Exterior Lighting | Electric | Area Lighting | E5 | RIM BC Ratio | 0 | 0 | 0 | 0 | 0 | 0 | 0 | 0 | 0 | 0 | 0 | 0 | 0 | 0 | 0 | 0 | 0 | 0 | 0 | 0 | 0 | 0 | 0 | 0 | 0 | 0 | 0 | 0 | 0 | 0
F5_Commercial_Restaurant_Existing_Exterior Lighting_Electric_Area Lighting_E6 | F5 | Commercial | Restaurant | Existing | Exterior Lighting | Electric | Area Lighting | E6 | RIM BC Ratio | 0 | 0 | 0 | 0 | 0 | 0 | 0 | 0 | 0 | 0 | 0 | 0 | 0 | 0 | 0 | 0 | 0 | 0 | 0 | 0 | 0 | 0 | 0 | 0 | 0 | 0 | 0 | 0 | 0 | 0
F5_Commercial_Restaurant_Existing_Exterior Lighting_Electric_Area Lighting_E7 | F5 | Commercial | Restaurant | Existing | Exterior Lighting | Electric | Area Lighting | E7 | RIM BC Ratio | 0 | 0 | 0 | 0 | 0 | 0 | 0 | 0 | 0 | 0 | 0 | 0 | 0 | 0 | 0 | 0 | 0 | 0 | 0 | 0 | 0 | 0 | 0 | 0 | 0 | 0 | 0 | 0 | 0 | 0
F5_Commercial_Restaurant_Existing_Exterior Lighting_Electric_Area Lighting_E8 | F5 | Commercial | Restaurant | Existing | Exterior Lighting | Electric | Area Lighting | E8 | RIM BC Ratio | 0 | 0 | 0 | 0 | 0 | 0 | 0 | 0 | 0 | 0 | 0 | 0 | 0 | 0 | 0 | 0 | 0 | 0 | 0 | 0 | 0 | 0 | 0 | 0 | 0 | 0 | 0 | 0 | 0 | 0
F5_Commercial_Restaurant_Existing_Exterior Lighting_Electric_Area Lighting_E9 | F5 | Commercial | Restaurant | Existing | Exterior Lighting | Electric | Area Lighting | E9 | RIM BC Ratio | 0 | 0 | 0 | 0 | 0 | 0 | 0 | 0 | 0 | 0 | 0 | 0 | 0 | 0 | 0 | 0 | 0 | 0 | 0 | 0 | 0 | 0 | 0 | 0 | 0 | 0 | 0 | 0 | 0 | 0
F5_Commercial_Restaurant_Existing_Exterior Lighting_Electric_Area Lighting_E10 | F5 | Commercial | Restaurant | Existing | Exterior Lighting | Electric | Area Lighting | E10 | RIM BC Ratio | 0 | 0 | 0 | 0 | 0 | 0 | 0 | 0 | 0 | 0 | 0 | 0 | 0 | 0 | 0 | 0 | 0 | 0 | 0 | 0 | 0 | 0 | 0 | 0 | 0 | 0 | 0 | 0 | 0 | 0
F0_Commercial_Restaurant_Existing_Exterior Lighting_Electric_Linear Lighting_E0 | F0 | Commercial | Restaurant | Existing | Exterior Lighting | Electric | Linear Lighting | E0 | Economic Unit | 0 | 0 | 0 | 0 | 0 | 0 | 0 | 0 | 0 | 0 | 0 | 0 | 0 | 0 | 0 | 0 | 0 | 0 | 0 | 0 | 0 | 0 | 0 | 0 | 0 | 0 | 0 | 0 | 0 | 0
F1_Commercial_Restaurant_Existing_Exterior Lighting_Electric_Linear Lighting_E1 | F1 | Commercial | Restaurant | Existing | Exterior Lighting | Electric | Linear Lighting | E1 | CCE | 0 | 0 | 0 | 0 | 0 | 0 | 0 | 0 | 0 | 0 | 0 | 0 | 0 | 0 | 0 | 0 | 0 | 0 | 0 | 0 | 0 | 0 | 0 | 0 | 0 | 0 | 0 | 0 | 0 | 0
F1_Commercial_Restaurant_Existing_Exterior Lighting_Electric_Linear Lighting_E2 | F1 | Commercial | Restaurant | Existing | Exterior Lighting | Electric | Linear Lighting | E2 | CCE | 0 | 0 | 0 | 0 | 0 | 0 | 0 | 0 | 0 | 0 | 0 | 0 | 0 | 0 | 0 | 0 | 0 | 0 | 0 | 0 | 0 | 0 | 0 | 0 | 0 | 0 | 0 | 0 | 0 | 0
F1_Commercial_Restaurant_Existing_Exterior Lighting_Electric_Linear Lighting_E3 | F1 | Commercial | Restaurant | Existing | Exterior Lighting | Electric | Linear Lighting | E3 | CCE | 0 | 0 | 0 | 0 | 0 | 0 | 0 | 0 | 0 | 0 | 0 | 0 | 0 | 0 | 0 | 0 | 0 | 0 | 0 | 0 | 0 | 0 | 0 | 0 | 0 | 0 | 0 | 0 | 0 | 0
F1_Commercial_Restaurant_Existing_Exterior Lighting_Electric_Linear Lighting_E4 | F1 | Commercial | Restaurant | Existing | Exterior Lighting | Electric | Linear Lighting | E4 | CCE | 0 | 0 | 0 | 0 | 0 | 0 | 0 | 0 | 0 | 0 | 0 | 0 | 0 | 0 | 0 | 0 | 0 | 0 | 0 | 0 | 0 | 0 | 0 | 0 | 0 | 0 | 0 | 0 | 0 | 0
F1_Commercial_Restaurant_Existing_Exterior Lighting_Electric_Linear Lighting_E5 | F1 | Commercial | Restaurant | Existing | Exterior Lighting | Electric | Linear Lighting | E5 | CCE | 0 | 0 | 0 | 0 | 0 | 0 | 0 | 0 | 0 | 0 | 0 | 0 | 0 | 0 | 0 | 0 | 0 | 0 | 0 | 0 | 0 | 0 | 0 | 0 | 0 | 0 | 0 | 0 | 0 | 0
F1_Commercial_Restaurant_Existing_Exterior Lighting_Electric_Linear Lighting_E6 | F1 | Commercial | Restaurant | Existing | Exterior Lighting | Electric | Linear Lighting | E6 | CCE | 0 | 0 | 0 | 0 | 0 | 0 | 0 | 0 | 0 | 0 | 0 | 0 | 0 | 0 | 0 | 0 | 0 | 0 | 0 | 0 | 0 | 0 | 0 | 0 | 0 | 0 | 0 | 0 | 0 | 0
F1_Commercial_Restaurant_Existing_Exterior Lighting_Electric_Linear Lighting_E7 | F1 | Commercial | Restaurant | Existing | Exterior Lighting | Electric | Linear Lighting | E7 | CCE | 0 | 0 | 0 | 0 | 0 | 0 | 0 | 0 | 0 | 0 | 0 | 0 | 0 | 0 | 0 | 0 | 0 | 0 | 0 | 0 | 0 | 0 | 0 | 0 | 0 | 0 | 0 | 0 | 0 | 0
F1_Commercial_Restaurant_Existing_Exterior Lighting_Electric_Linear Lighting_E8 | F1 | Commercial | Restaurant | Existing | Exterior Lighting | Electric | Linear Lighting | E8 | CCE | 0 | 0 | 0 | 0 | 0 | 0 | 0 | 0 | 0 | 0 | 0 | 0 | 0 | 0 | 0 | 0 | 0 | 0 | 0 | 0 | 0 | 0 | 0 | 0 | 0 | 0 | 0 | 0 | 0 | 0
F1_Commercial_Restaurant_Existing_Exterior Lighting_Electric_Linear Lighting_E9 | F1 | Commercial | Restaurant | Existing | Exterior Lighting | Electric | Linear Lighting | E9 | CCE | 0 | 0 | 0 | 0 | 0 | 0 | 0 | 0 | 0 | 0 | 0 | 0 | 0 | 0 | 0 | 0 | 0 | 0 | 0 | 0 | 0 | 0 | 0 | 0 | 0 | 0 | 0 | 0 | 0 | 0
F1_Commercial_Restaurant_Existing_Exterior Lighting_Electric_Linear Lighting_E10 | F1 | Commercial | Restaurant | Existing | Exterior Lighting | Electric | Linear Lighting | E10 | CCE | 0 | 0 | 0 | 0 | 0 | 0 | 0 | 0 | 0 | 0 | 0 | 0 | 0 | 0 | 0 | 0 | 0 | 0 | 0 | 0 | 0 | 0 | 0 | 0 | 0 | 0 | 0 | 0 | 0 | 0
F2_Commercial_Restaurant_Existing_Exterior Lighting_Electric_Linear Lighting_E1 | F2 | Commercial | Restaurant | Existing | Exterior Lighting | Electric | Linear Lighting | E1 | TRC BC Ratio | 0 | 0 | 0 | 0 | 0 | 0 | 0 | 0 | 0 | 0 | 0 | 0 | 0 | 0 | 0 | 0 | 0 | 0 | 0 | 0 | 0 | 0 | 0 | 0 | 0 | 0 | 0 | 0 | 0 | 0
F2_Commercial_Restaurant_Existing_Exterior Lighting_Electric_Linear Lighting_E2 | F2 | Commercial | Restaurant | Existing | Exterior Lighting | Electric | Linear Lighting | E2 | TRC BC Ratio | 0 | 0 | 0 | 0 | 0 | 0 | 0 | 0 | 0 | 0 | 0 | 0 | 0 | 0 | 0 | 0 | 0 | 0 | 0 | 0 | 0 | 0 | 0 | 0 | 0 | 0 | 0 | 0 | 0 | 0
F2_Commercial_Restaurant_Existing_Exterior Lighting_Electric_Linear Lighting_E3 | F2 | Commercial | Restaurant | Existing | Exterior Lighting | Electric | Linear Lighting | E3 | TRC BC Ratio | 0 | 0 | 0 | 0 | 0 | 0 | 0 | 0 | 0 | 0 | 0 | 0 | 0 | 0 | 0 | 0 | 0 | 0 | 0 | 0 | 0 | 0 | 0 | 0 | 0 | 0 | 0 | 0 | 0 | 0
F2_Commercial_Restaurant_Existing_Exterior Lighting_Electric_Linear Lighting_E4 | F2 | Commercial | Restaurant | Existing | Exterior Lighting | Electric | Linear Lighting | E4 | TRC BC Ratio | 0 | 0 | 0 | 0 | 0 | 0 | 0 | 0 | 0 | 0 | 0 | 0 | 0 | 0 | 0 | 0 | 0 | 0 | 0 | 0 | 0 | 0 | 0 | 0 | 0 | 0 | 0 | 0 | 0 | 0
F2_Commercial_Restaurant_Existing_Exterior Lighting_Electric_Linear Lighting_E5 | F2 | Commercial | Restaurant | Existing | Exterior Lighting | Electric | Linear Lighting | E5 | TRC BC Ratio | 0 | 0 | 0 | 0 | 0 | 0 | 0 | 0 | 0 | 0 | 0 | 0 | 0 | 0 | 0 | 0 | 0 | 0 | 0 | 0 | 0 | 0 | 0 | 0 | 0 | 0 | 0 | 0 | 0 | 0
F2_Commercial_Restaurant_Existing_Exterior Lighting_Electric_Linear Lighting_E6 | F2 | Commercial | Restaurant | Existing | Exterior Lighting | Electric | Linear Lighting | E6 | TRC BC Ratio | 0 | 0 | 0 | 0 | 0 | 0 | 0 | 0 | 0 | 0 | 0 | 0 | 0 | 0 | 0 | 0 | 0 | 0 | 0 | 0 | 0 | 0 | 0 | 0 | 0 | 0 | 0 | 0 | 0 | 0
F2_Commercial_Restaurant_Existing_Exterior Lighting_Electric_Linear Lighting_E7 | F2 | Commercial | Restaurant | Existing | Exterior Lighting | Electric | Linear Lighting | E7 | TRC BC Ratio | 0 | 0 | 0 | 0 | 0 | 0 | 0 | 0 | 0 | 0 | 0 | 0 | 0 | 0 | 0 | 0 | 0 | 0 | 0 | 0 | 0 | 0 | 0 | 0 | 0 | 0 | 0 | 0 | 0 | 0
F2_Commercial_Restaurant_Existing_Exterior Lighting_Electric_Linear Lighting_E8 | F2 | Commercial | Restaurant | Existing | Exterior Lighting | Electric | Linear Lighting | E8 | TRC BC Ratio | 0 | 0 | 0 | 0 | 0 | 0 | 0 | 0 | 0 | 0 | 0 | 0 | 0 | 0 | 0 | 0 | 0 | 0 | 0 | 0 | 0 | 0 | 0 | 0 | 0 | 0 | 0 | 0 | 0 | 0
F2_Commercial_Restaurant_Existing_Exterior Lighting_Electric_Linear Lighting_E9 | F2 | Commercial | Restaurant | Existing | Exterior Lighting | Electric | Linear Lighting | E9 | TRC BC Ratio | 0 | 0 | 0 | 0 | 0 | 0 | 0 | 0 | 0 | 0 | 0 | 0 | 0 | 0 | 0 | 0 | 0 | 0 | 0 | 0 | 0 | 0 | 0 | 0 | 0 | 0 | 0 | 0 | 0 | 0
F2_Commercial_Restaurant_Existing_Exterior Lighting_Electric_Linear Lighting_E10 | F2 | Commercial | Restaurant | Existing | Exterior Lighting | Electric | Linear Lighting | E10 | TRC BC Ratio | 0 | 0 | 0 | 0 | 0 | 0 | 0 | 0 | 0 | 0 | 0 | 0 | 0 | 0 | 0 | 0 | 0 | 0 | 0 | 0 | 0 | 0 | 0 | 0 | 0 | 0 | 0 | 0 | 0 | 0
F3_Commercial_Restaurant_Existing_Exterior Lighting_Electric_Linear Lighting_E1 | F3 | Commercial | Restaurant | Existing | Exterior Lighting | Electric | Linear Lighting | E1 | PACT BC Ratio | 0 | 0 | 0 | 0 | 0 | 0 | 0 | 0 | 0 | 0 | 0 | 0 | 0 | 0 | 0 | 0 | 0 | 0 | 0 | 0 | 0 | 0 | 0 | 0 | 0 | 0 | 0 | 0 | 0 | 0
F3_Commercial_Restaurant_Existing_Exterior Lighting_Electric_Linear Lighting_E2 | F3 | Commercial | Restaurant | Existing | Exterior Lighting | Electric | Linear Lighting | E2 | PACT BC Ratio | 0 | 0 | 0 | 0 | 0 | 0 | 0 | 0 | 0 | 0 | 0 | 0 | 0 | 0 | 0 | 0 | 0 | 0 | 0 | 0 | 0 | 0 | 0 | 0 | 0 | 0 | 0 | 0 | 0 | 0
F3_Commercial_Restaurant_Existing_Exterior Lighting_Electric_Linear Lighting_E3 | F3 | Commercial | Restaurant | Existing | Exterior Lighting | Electric | Linear Lighting | E3 | PACT BC Ratio | 0 | 0 | 0 | 0 | 0 | 0 | 0 | 0 | 0 | 0 | 0 | 0 | 0 | 0 | 0 | 0 | 0 | 0 | 0 | 0 | 0 | 0 | 0 | 0 | 0 | 0 | 0 | 0 | 0 | 0
F3_Commercial_Restaurant_Existing_Exterior Lighting_Electric_Linear Lighting_E4 | F3 | Commercial | Restaurant | Existing | Exterior Lighting | Electric | Linear Lighting | E4 | PACT BC Ratio | 0 | 0 | 0 | 0 | 0 | 0 | 0 | 0 | 0 | 0 | 0 | 0 | 0 | 0 | 0 | 0 | 0 | 0 | 0 | 0 | 0 | 0 | 0 | 0 | 0 | 0 | 0 | 0 | 0 | 0
F3_Commercial_Restaurant_Existing_Exterior Lighting_Electric_Linear Lighting_E5 | F3 | Commercial | Restaurant | Existing | Exterior Lighting | Electric | Linear Lighting | E5 | PACT BC Ratio | 0 | 0 | 0 | 0 | 0 | 0 | 0 | 0 | 0 | 0 | 0 | 0 | 0 | 0 | 0 | 0 | 0 | 0 | 0 | 0 | 0 | 0 | 0 | 0 | 0 | 0 | 0 | 0 | 0 | 0
F3_Commercial_Restaurant_Existing_Exterior Lighting_Electric_Linear Lighting_E6 | F3 | Commercial | Restaurant | Existing | Exterior Lighting | Electric | Linear Lighting | E6 | PACT BC Ratio | 0 | 0 | 0 | 0 | 0 | 0 | 0 | 0 | 0 | 0 | 0 | 0 | 0 | 0 | 0 | 0 | 0 | 0 | 0 | 0 | 0 | 0 | 0 | 0 | 0 | 0 | 0 | 0 | 0 | 0
F3_Commercial_Restaurant_Existing_Exterior Lighting_Electric_Linear Lighting_E7 | F3 | Commercial | Restaurant | Existing | Exterior Lighting | Electric | Linear Lighting | E7 | PACT BC Ratio | 0 | 0 | 0 | 0 | 0 | 0 | 0 | 0 | 0 | 0 | 0 | 0 | 0 | 0 | 0 | 0 | 0 | 0 | 0 | 0 | 0 | 0 | 0 | 0 | 0 | 0 | 0 | 0 | 0 | 0
F3_Commercial_Restaurant_Existing_Exterior Lighting_Electric_Linear Lighting_E8 | F3 | Commercial | Restaurant | Existing | Exterior Lighting | Electric | Linear Lighting | E8 | PACT BC Ratio | 0 | 0 | 0 | 0 | 0 | 0 | 0 | 0 | 0 | 0 | 0 | 0 | 0 | 0 | 0 | 0 | 0 | 0 | 0 | 0 | 0 | 0 | 0 | 0 | 0 | 0 | 0 | 0 | 0 | 0
F3_Commercial_Restaurant_Existing_Exterior Lighting_Electric_Linear Lighting_E9 | F3 | Commercial | Restaurant | Existing | Exterior Lighting | Electric | Linear Lighting | E9 | PACT BC Ratio | 0 | 0 | 0 | 0 | 0 | 0 | 0 | 0 | 0 | 0 | 0 | 0 | 0 | 0 | 0 | 0 | 0 | 0 | 0 | 0 | 0 | 0 | 0 | 0 | 0 | 0 | 0 | 0 | 0 | 0
F3_Commercial_Restaurant_Existing_Exterior Lighting_Electric_Linear Lighting_E10 | F3 | Commercial | Restaurant | Existing | Exterior Lighting | Electric | Linear Lighting | E10 | PACT BC Ratio | 0 | 0 | 0 | 0 | 0 | 0 | 0 | 0 | 0 | 0 | 0 | 0 | 0 | 0 | 0 | 0 | 0 | 0 | 0 | 0 | 0 | 0 | 0 | 0 | 0 | 0 | 0 | 0 | 0 | 0
F4_Commercial_Restaurant_Existing_Exterior Lighting_Electric_Linear Lighting_E1 | F4 | Commercial | Restaurant | Existing | Exterior Lighting | Electric | Linear Lighting | E1 | RVT BC Ratio | 0 | 0 | 0 | 0 | 0 | 0 | 0 | 0 | 0 | 0 | 0 | 0 | 0 | 0 | 0 | 0 | 0 | 0 | 0 | 0 | 0 | 0 | 0 | 0 | 0 | 0 | 0 | 0 | 0 | 0
F4_Commercial_Restaurant_Existing_Exterior Lighting_Electric_Linear Lighting_E2 | F4 | Commercial | Restaurant | Existing | Exterior Lighting | Electric | Linear Lighting | E2 | RVT BC Ratio | 0 | 0 | 0 | 0 | 0 | 0 | 0 | 0 | 0 | 0 | 0 | 0 | 0 | 0 | 0 | 0 | 0 | 0 | 0 | 0 | 0 | 0 | 0 | 0 | 0 | 0 | 0 | 0 | 0 | 0
F4_Commercial_Restaurant_Existing_Exterior Lighting_Electric_Linear Lighting_E3 | F4 | Commercial | Restaurant | Existing | Exterior Lighting | Electric | Linear Lighting | E3 | RVT BC Ratio | 0 | 0 | 0 | 0 | 0 | 0 | 0 | 0 | 0 | 0 | 0 | 0 | 0 | 0 | 0 | 0 | 0 | 0 | 0 | 0 | 0 | 0 | 0 | 0 | 0 | 0 | 0 | 0 | 0 | 0
F4_Commercial_Restaurant_Existing_Exterior Lighting_Electric_Linear Lighting_E4 | F4 | Commercial | Restaurant | Existing | Exterior Lighting | Electric | Linear Lighting | E4 | RVT BC Ratio | 0 | 0 | 0 | 0 | 0 | 0 | 0 | 0 | 0 | 0 | 0 | 0 | 0 | 0 | 0 | 0 | 0 | 0 | 0 | 0 | 0 | 0 | 0 | 0 | 0 | 0 | 0 | 0 | 0 | 0
F4_Commercial_Restaurant_Existing_Exterior Lighting_Electric_Linear Lighting_E5 | F4 | Commercial | Restaurant | Existing | Exterior Lighting | Electric | Linear Lighting | E5 | RVT BC Ratio | 0 | 0 | 0 | 0 | 0 | 0 | 0 | 0 | 0 | 0 | 0 | 0 | 0 | 0 | 0 | 0 | 0 | 0 | 0 | 0 | 0 | 0 | 0 | 0 | 0 | 0 | 0 | 0 | 0 | 0
F4_Commercial_Restaurant_Existing_Exterior Lighting_Electric_Linear Lighting_E6 | F4 | Commercial | Restaurant | Existing | Exterior Lighting | Electric | Linear Lighting | E6 | RVT BC Ratio | 0 | 0 | 0 | 0 | 0 | 0 | 0 | 0 | 0 | 0 | 0 | 0 | 0 | 0 | 0 | 0 | 0 | 0 | 0 | 0 | 0 | 0 | 0 | 0 | 0 | 0 | 0 | 0 | 0 | 0
F4_Commercial_Restaurant_Existing_Exterior Lighting_Electric_Linear Lighting_E7 | F4 | Commercial | Restaurant | Existing | Exterior Lighting | Electric | Linear Lighting | E7 | RVT BC Ratio | 0 | 0 | 0 | 0 | 0 | 0 | 0 | 0 | 0 | 0 | 0 | 0 | 0 | 0 | 0 | 0 | 0 | 0 | 0 | 0 | 0 | 0 | 0 | 0 | 0 | 0 | 0 | 0 | 0 | 0
F4_Commercial_Restaurant_Existing_Exterior Lighting_Electric_Linear Lighting_E8 | F4 | Commercial | Restaurant | Existing | Exterior Lighting | Electric | Linear Lighting | E8 | RVT BC Ratio | 0 | 0 | 0 | 0 | 0 | 0 | 0 | 0 | 0 | 0 | 0 | 0 | 0 | 0 | 0 | 0 | 0 | 0 | 0 | 0 | 0 | 0 | 0 | 0 | 0 | 0 | 0 | 0 | 0 | 0
F4_Commercial_Restaurant_Existing_Exterior Lighting_Electric_Linear Lighting_E9 | F4 | Commercial | Restaurant | Existing | Exterior Lighting | Electric | Linear Lighting | E9 | RVT BC Ratio | 0 | 0 | 0 | 0 | 0 | 0 | 0 | 0 | 0 | 0 | 0 | 0 | 0 | 0 | 0 | 0 | 0 | 0 | 0 | 0 | 0 | 0 | 0 | 0 | 0 | 0 | 0 | 0 | 0 | 0
F4_Commercial_Restaurant_Existing_Exterior Lighting_Electric_Linear Lighting_E10 | F4 | Commercial | Restaurant | Existing | Exterior Lighting | Electric | Linear Lighting | E10 | RVT BC Ratio | 0 | 0 | 0 | 0 | 0 | 0 | 0 | 0 | 0 | 0 | 0 | 0 | 0 | 0 | 0 | 0 | 0 | 0 | 0 | 0 | 0 | 0 | 0 | 0 | 0 | 0 | 0 | 0 | 0 | 0
F5_Commercial_Restaurant_Existing_Exterior Lighting_Electric_Linear Lighting_E1 | F5 | Commercial | Restaurant | Existing | Exterior Lighting | Electric | Linear Lighting | E1 | RIM BC Ratio | 0 | 0 | 0 | 0 | 0 | 0 | 0 | 0 | 0 | 0 | 0 | 0 | 0 | 0 | 0 | 0 | 0 | 0 | 0 | 0 | 0 | 0 | 0 | 0 | 0 | 0 | 0 | 0 | 0 | 0
F5_Commercial_Restaurant_Existing_Exterior Lighting_Electric_Linear Lighting_E2 | F5 | Commercial | Restaurant | Existing | Exterior Lighting | Electric | Linear Lighting | E2 | RIM BC Ratio | 0 | 0 | 0 | 0 | 0 | 0 | 0 | 0 | 0 | 0 | 0 | 0 | 0 | 0 | 0 | 0 | 0 | 0 | 0 | 0 | 0 | 0 | 0 | 0 | 0 | 0 | 0 | 0 | 0 | 0
F5_Commercial_Restaurant_Existing_Exterior Lighting_Electric_Linear Lighting_E3 | F5 | Commercial | Restaurant | Existing | Exterior Lighting | Electric | Linear Lighting | E3 | RIM BC Ratio | 0 | 0 | 0 | 0 | 0 | 0 | 0 | 0 | 0 | 0 | 0 | 0 | 0 | 0 | 0 | 0 | 0 | 0 | 0 | 0 | 0 | 0 | 0 | 0 | 0 | 0 | 0 | 0 | 0 | 0
F5_Commercial_Restaurant_Existing_Exterior Lighting_Electric_Linear Lighting_E4 | F5 | Commercial | Restaurant | Existing | Exterior Lighting | Electric | Linear Lighting | E4 | RIM BC Ratio | 0 | 0 | 0 | 0 | 0 | 0 | 0 | 0 | 0 | 0 | 0 | 0 | 0 | 0 | 0 | 0 | 0 | 0 | 0 | 0 | 0 | 0 | 0 | 0 | 0 | 0 | 0 | 0 | 0 | 0
F5_Commercial_Restaurant_Existing_Exterior Lighting_Electric_Linear Lighting_E5 | F5 | Commercial | Restaurant | Existing | Exterior Lighting | Electric | Linear Lighting | E5 | RIM BC Ratio | 0 | 0 | 0 | 0 | 0 | 0 | 0 | 0 | 0 | 0 | 0 | 0 | 0 | 0 | 0 | 0 | 0 | 0 | 0 | 0 | 0 | 0 | 0 | 0 | 0 | 0 | 0 | 0 | 0 | 0
F5_Commercial_Restaurant_Existing_Exterior Lighting_Electric_Linear Lighting_E6 | F5 | Commercial | Restaurant | Existing | Exterior Lighting | Electric | Linear Lighting | E6 | RIM BC Ratio | 0 | 0 | 0 | 0 | 0 | 0 | 0 | 0 | 0 | 0 | 0 | 0 | 0 | 0 | 0 | 0 | 0 | 0 | 0 | 0 | 0 | 0 | 0 | 0 | 0 | 0 | 0 | 0 | 0 | 0
F5_Commercial_Restaurant_Existing_Exterior Lighting_Electric_Linear Lighting_E7 | F5 | Commercial | Restaurant | Existing | Exterior Lighting | Electric | Linear Lighting | E7 | RIM BC Ratio | 0 | 0 | 0 | 0 | 0 | 0 | 0 | 0 | 0 | 0 | 0 | 0 | 0 | 0 | 0 | 0 | 0 | 0 | 0 | 0 | 0 | 0 | 0 | 0 | 0 | 0 | 0 | 0 | 0 | 0
F5_Commercial_Restaurant_Existing_Exterior Lighting_Electric_Linear Lighting_E8 | F5 | Commercial | Restaurant | Existing | Exterior Lighting | Electric | Linear Lighting | E8 | RIM BC Ratio | 0 | 0 | 0 | 0 | 0 | 0 | 0 | 0 | 0 | 0 | 0 | 0 | 0 | 0 | 0 | 0 | 0 | 0 | 0 | 0 | 0 | 0 | 0 | 0 | 0 | 0 | 0 | 0 | 0 | 0
F5_Commercial_Restaurant_Existing_Exterior Lighting_Electric_Linear Lighting_E9 | F5 | Commercial | Restaurant | Existing | Exterior Lighting | Electric | Linear Lighting | E9 | RIM BC Ratio | 0 | 0 | 0 | 0 | 0 | 0 | 0 | 0 | 0 | 0 | 0 | 0 | 0 | 0 | 0 | 0 | 0 | 0 | 0 | 0 | 0 | 0 | 0 | 0 | 0 | 0 | 0 | 0 | 0 | 0
F5_Commercial_Restaurant_Existing_Exterior Lighting_Electric_Linear Lighting_E10 | F5 | Commercial | Restaurant | Existing | Exterior Lighting | Electric | Linear Lighting | E10 | RIM BC Ratio | 0 | 0 | 0 | 0 | 0 | 0 | 0 | 0 | 0 | 0 | 0 | 0 | 0 | 0 | 0 | 0 | 0 | 0 | 0 | 0 | 0 | 0 | 0 | 0 | 0 | 0 | 0 | 0 | 0 | 0
F0_Commercial_Restaurant_Existing_Refrigeration_Electric_Walk-in Refrigerator/Freezer_E0 | F0 | Commercial | Restaurant | Existing | Refrigeration | Electric | Walk-in Refrigerator/Freezer | E0 | Economic Unit | 0 | 0 | 0 | 0 | 0 | 0 | 0 | 0 | 0 | 0 | 0 | 0 | 0 | 0 | 0 | 0 | 0 | 0 | 0 | 0 | 0 | 0 | 0 | 0 | 0 | 0 | 0 | 0 | 0 | 0
F1_Commercial_Restaurant_Existing_Refrigeration_Electric_Walk-in Refrigerator/Freezer_E1 | F1 | Commercial | Restaurant | Existing | Refrigeration | Electric | Walk-in Refrigerator/Freezer | E1 | CCE | 0 | 0 | 0 | 0 | 0 | 0 | 0 | 0 | 0 | 0 | 0 | 0 | 0 | 0 | 0 | 0 | 0 | 0 | 0 | 0 | 0 | 0 | 0 | 0 | 0 | 0 | 0 | 0 | 0 | 0
F1_Commercial_Restaurant_Existing_Refrigeration_Electric_Walk-in Refrigerator/Freezer_E2 | F1 | Commercial | Restaurant | Existing | Refrigeration | Electric | Walk-in Refrigerator/Freezer | E2 | CCE | 0 | 0 | 0 | 0 | 0 | 0 | 0 | 0 | 0 | 0 | 0 | 0 | 0 | 0 | 0 | 0 | 0 | 0 | 0 | 0 | 0 | 0 | 0 | 0 | 0 | 0 | 0 | 0 | 0 | 0
F1_Commercial_Restaurant_Existing_Refrigeration_Electric_Walk-in Refrigerator/Freezer_E3 | F1 | Commercial | Restaurant | Existing | Refrigeration | Electric | Walk-in Refrigerator/Freezer | E3 | CCE | 0 | 0 | 0 | 0 | 0 | 0 | 0 | 0 | 0 | 0 | 0 | 0 | 0 | 0 | 0 | 0 | 0 | 0 | 0 | 0 | 0 | 0 | 0 | 0 | 0 | 0 | 0 | 0 | 0 | 0
F1_Commercial_Restaurant_Existing_Refrigeration_Electric_Walk-in Refrigerator/Freezer_E4 | F1 | Commercial | Restaurant | Existing | Refrigeration | Electric | Walk-in Refrigerator/Freezer | E4 | CCE | 0 | 0 | 0 | 0 | 0 | 0 | 0 | 0 | 0 | 0 | 0 | 0 | 0 | 0 | 0 | 0 | 0 | 0 | 0 | 0 | 0 | 0 | 0 | 0 | 0 | 0 | 0 | 0 | 0 | 0
F1_Commercial_Restaurant_Existing_Refrigeration_Electric_Walk-in Refrigerator/Freezer_E5 | F1 | Commercial | Restaurant | Existing | Refrigeration | Electric | Walk-in Refrigerator/Freezer | E5 | CCE | 0 | 0 | 0 | 0 | 0 | 0 | 0 | 0 | 0 | 0 | 0 | 0 | 0 | 0 | 0 | 0 | 0 | 0 | 0 | 0 | 0 | 0 | 0 | 0 | 0 | 0 | 0 | 0 | 0 | 0
F1_Commercial_Restaurant_Existing_Refrigeration_Electric_Walk-in Refrigerator/Freezer_E6 | F1 | Commercial | Restaurant | Existing | Refrigeration | Electric | Walk-in Refrigerator/Freezer | E6 | CCE | 0 | 0 | 0 | 0 | 0 | 0 | 0 | 0 | 0 | 0 | 0 | 0 | 0 | 0 | 0 | 0 | 0 | 0 | 0 | 0 | 0 | 0 | 0 | 0 | 0 | 0 | 0 | 0 | 0 | 0
F1_Commercial_Restaurant_Existing_Refrigeration_Electric_Walk-in Refrigerator/Freezer_E7 | F1 | Commercial | Restaurant | Existing | Refrigeration | Electric | Walk-in Refrigerator/Freezer | E7 | CCE | 0 | 0 | 0 | 0 | 0 | 0 | 0 | 0 | 0 | 0 | 0 | 0 | 0 | 0 | 0 | 0 | 0 | 0 | 0 | 0 | 0 | 0 | 0 | 0 | 0 | 0 | 0 | 0 | 0 | 0
F1_Commercial_Restaurant_Existing_Refrigeration_Electric_Walk-in Refrigerator/Freezer_E8 | F1 | Commercial | Restaurant | Existing | Refrigeration | Electric | Walk-in Refrigerator/Freezer | E8 | CCE | 0 | 0 | 0 | 0 | 0 | 0 | 0 | 0 | 0 | 0 | 0 | 0 | 0 | 0 | 0 | 0 | 0 | 0 | 0 | 0 | 0 | 0 | 0 | 0 | 0 | 0 | 0 | 0 | 0 | 0
F1_Commercial_Restaurant_Existing_Refrigeration_Electric_Walk-in Refrigerator/Freezer_E9 | F1 | Commercial | Restaurant | Existing | Refrigeration | Electric | Walk-in Refrigerator/Freezer | E9 | CCE | 0 | 0 | 0 | 0 | 0 | 0 | 0 | 0 | 0 | 0 | 0 | 0 | 0 | 0 | 0 | 0 | 0 | 0 | 0 | 0 | 0 | 0 | 0 | 0 | 0 | 0 | 0 | 0 | 0 | 0
F1_Commercial_Restaurant_Existing_Refrigeration_Electric_Walk-in Refrigerator/Freezer_E10 | F1 | Commercial | Restaurant | Existing | Refrigeration | Electric | Walk-in Refrigerator/Freezer | E10 | CCE | 0 | 0 | 0 | 0 | 0 | 0 | 0 | 0 | 0 | 0 | 0 | 0 | 0 | 0 | 0 | 0 | 0 | 0 | 0 | 0 | 0 | 0 | 0 | 0 | 0 | 0 | 0 | 0 | 0 | 0
F2_Commercial_Restaurant_Existing_Refrigeration_Electric_Walk-in Refrigerator/Freezer_E1 | F2 | Commercial | Restaurant | Existing | Refrigeration | Electric | Walk-in Refrigerator/Freezer | E1 | TRC BC Ratio | 0 | 0 | 0 | 0 | 0 | 0 | 0 | 0 | 0 | 0 | 0 | 0 | 0 | 0 | 0 | 0 | 0 | 0 | 0 | 0 | 0 | 0 | 0 | 0 | 0 | 0 | 0 | 0 | 0 | 0
F2_Commercial_Restaurant_Existing_Refrigeration_Electric_Walk-in Refrigerator/Freezer_E2 | F2 | Commercial | Restaurant | Existing | Refrigeration | Electric | Walk-in Refrigerator/Freezer | E2 | TRC BC Ratio | 0 | 0 | 0 | 0 | 0 | 0 | 0 | 0 | 0 | 0 | 0 | 0 | 0 | 0 | 0 | 0 | 0 | 0 | 0 | 0 | 0 | 0 | 0 | 0 | 0 | 0 | 0 | 0 | 0 | 0
F2_Commercial_Restaurant_Existing_Refrigeration_Electric_Walk-in Refrigerator/Freezer_E3 | F2 | Commercial | Restaurant | Existing | Refrigeration | Electric | Walk-in Refrigerator/Freezer | E3 | TRC BC Ratio | 0 | 0 | 0 | 0 | 0 | 0 | 0 | 0 | 0 | 0 | 0 | 0 | 0 | 0 | 0 | 0 | 0 | 0 | 0 | 0 | 0 | 0 | 0 | 0 | 0 | 0 | 0 | 0 | 0 | 0
F2_Commercial_Restaurant_Existing_Refrigeration_Electric_Walk-in Refrigerator/Freezer_E4 | F2 | Commercial | Restaurant | Existing | Refrigeration | Electric | Walk-in Refrigerator/Freezer | E4 | TRC BC Ratio | 0 | 0 | 0 | 0 | 0 | 0 | 0 | 0 | 0 | 0 | 0 | 0 | 0 | 0 | 0 | 0 | 0 | 0 | 0 | 0 | 0 | 0 | 0 | 0 | 0 | 0 | 0 | 0 | 0 | 0
F2_Commercial_Restaurant_Existing_Refrigeration_Electric_Walk-in Refrigerator/Freezer_E5 | F2 | Commercial | Restaurant | Existing | Refrigeration | Electric | Walk-in Refrigerator/Freezer | E5 | TRC BC Ratio | 0 | 0 | 0 | 0 | 0 | 0 | 0 | 0 | 0 | 0 | 0 | 0 | 0 | 0 | 0 | 0 | 0 | 0 | 0 | 0 | 0 | 0 | 0 | 0 | 0 | 0 | 0 | 0 | 0 | 0
F2_Commercial_Restaurant_Existing_Refrigeration_Electric_Walk-in Refrigerator/Freezer_E6 | F2 | Commercial | Restaurant | Existing | Refrigeration | Electric | Walk-in Refrigerator/Freezer | E6 | TRC BC Ratio | 0 | 0 | 0 | 0 | 0 | 0 | 0 | 0 | 0 | 0 | 0 | 0 | 0 | 0 | 0 | 0 | 0 | 0 | 0 | 0 | 0 | 0 | 0 | 0 | 0 | 0 | 0 | 0 | 0 | 0
F2_Commercial_Restaurant_Existing_Refrigeration_Electric_Walk-in Refrigerator/Freezer_E7 | F2 | Commercial | Restaurant | Existing | Refrigeration | Electric | Walk-in Refrigerator/Freezer | E7 | TRC BC Ratio | 0 | 0 | 0 | 0 | 0 | 0 | 0 | 0 | 0 | 0 | 0 | 0 | 0 | 0 | 0 | 0 | 0 | 0 | 0 | 0 | 0 | 0 | 0 | 0 | 0 | 0 | 0 | 0 | 0 | 0
F2_Commercial_Restaurant_Existing_Refrigeration_Electric_Walk-in Refrigerator/Freezer_E8 | F2 | Commercial | Restaurant | Existing | Refrigeration | Electric | Walk-in Refrigerator/Freezer | E8 | TRC BC Ratio | 0 | 0 | 0 | 0 | 0 | 0 | 0 | 0 | 0 | 0 | 0 | 0 | 0 | 0 | 0 | 0 | 0 | 0 | 0 | 0 | 0 | 0 | 0 | 0 | 0 | 0 | 0 | 0 | 0 | 0
F2_Commercial_Restaurant_Existing_Refrigeration_Electric_Walk-in Refrigerator/Freezer_E9 | F2 | Commercial | Restaurant | Existing | Refrigeration | Electric | Walk-in Refrigerator/Freezer | E9 | TRC BC Ratio | 0 | 0 | 0 | 0 | 0 | 0 | 0 | 0 | 0 | 0 | 0 | 0 | 0 | 0 | 0 | 0 | 0 | 0 | 0 | 0 | 0 | 0 | 0 | 0 | 0 | 0 | 0 | 0 | 0 | 0
F2_Commercial_Restaurant_Existing_Refrigeration_Electric_Walk-in Refrigerator/Freezer_E10 | F2 | Commercial | Restaurant | Existing | Refrigeration | Electric | Walk-in Refrigerator/Freezer | E10 | TRC BC Ratio | 0 | 0 | 0 | 0 | 0 | 0 | 0 | 0 | 0 | 0 | 0 | 0 | 0 | 0 | 0 | 0 | 0 | 0 | 0 | 0 | 0 | 0 | 0 | 0 | 0 | 0 | 0 | 0 | 0 | 0
F3_Commercial_Restaurant_Existing_Refrigeration_Electric_Walk-in Refrigerator/Freezer_E1 | F3 | Commercial | Restaurant | Existing | Refrigeration | Electric | Walk-in Refrigerator/Freezer | E1 | PACT BC Ratio | 0 | 0 | 0 | 0 | 0 | 0 | 0 | 0 | 0 | 0 | 0 | 0 | 0 | 0 | 0 | 0 | 0 | 0 | 0 | 0 | 0 | 0 | 0 | 0 | 0 | 0 | 0 | 0 | 0 | 0
F3_Commercial_Restaurant_Existing_Refrigeration_Electric_Walk-in Refrigerator/Freezer_E2 | F3 | Commercial | Restaurant | Existing | Refrigeration | Electric | Walk-in Refrigerator/Freezer | E2 | PACT BC Ratio | 0 | 0 | 0 | 0 | 0 | 0 | 0 | 0 | 0 | 0 | 0 | 0 | 0 | 0 | 0 | 0 | 0 | 0 | 0 | 0 | 0 | 0 | 0 | 0 | 0 | 0 | 0 | 0 | 0 | 0
F3_Commercial_Restaurant_Existing_Refrigeration_Electric_Walk-in Refrigerator/Freezer_E3 | F3 | Commercial | Restaurant | Existing | Refrigeration | Electric | Walk-in Refrigerator/Freezer | E3 | PACT BC Ratio | 0 | 0 | 0 | 0 | 0 | 0 | 0 | 0 | 0 | 0 | 0 | 0 | 0 | 0 | 0 | 0 | 0 | 0 | 0 | 0 | 0 | 0 | 0 | 0 | 0 | 0 | 0 | 0 | 0 | 0
F3_Commercial_Restaurant_Existing_Refrigeration_Electric_Walk-in Refrigerator/Freezer_E4 | F3 | Commercial | Restaurant | Existing | Refrigeration | Electric | Walk-in Refrigerator/Freezer | E4 | PACT BC Ratio | 0 | 0 | 0 | 0 | 0 | 0 | 0 | 0 | 0 | 0 | 0 | 0 | 0 | 0 | 0 | 0 | 0 | 0 | 0 | 0 | 0 | 0 | 0 | 0 | 0 | 0 | 0 | 0 | 0 | 0
F3_Commercial_Restaurant_Existing_Refrigeration_Electric_Walk-in Refrigerator/Freezer_E5 | F3 | Commercial | Restaurant | Existing | Refrigeration | Electric | Walk-in Refrigerator/Freezer | E5 | PACT BC Ratio | 0 | 0 | 0 | 0 | 0 | 0 | 0 | 0 | 0 | 0 | 0 | 0 | 0 | 0 | 0 | 0 | 0 | 0 | 0 | 0 | 0 | 0 | 0 | 0 | 0 | 0 | 0 | 0 | 0 | 0
F3_Commercial_Restaurant_Existing_Refrigeration_Electric_Walk-in Refrigerator/Freezer_E6 | F3 | Commercial | Restaurant | Existing | Refrigeration | Electric | Walk-in Refrigerator/Freezer | E6 | PACT BC Ratio | 0 | 0 | 0 | 0 | 0 | 0 | 0 | 0 | 0 | 0 | 0 | 0 | 0 | 0 | 0 | 0 | 0 | 0 | 0 | 0 | 0 | 0 | 0 | 0 | 0 | 0 | 0 | 0 | 0 | 0
F3_Commercial_Restaurant_Existing_Refrigeration_Electric_Walk-in Refrigerator/Freezer_E7 | F3 | Commercial | Restaurant | Existing | Refrigeration | Electric | Walk-in Refrigerator/Freezer | E7 | PACT BC Ratio | 0 | 0 | 0 | 0 | 0 | 0 | 0 | 0 | 0 | 0 | 0 | 0 | 0 | 0 | 0 | 0 | 0 | 0 | 0 | 0 | 0 | 0 | 0 | 0 | 0 | 0 | 0 | 0 | 0 | 0
F3_Commercial_Restaurant_Existing_Refrigeration_Electric_Walk-in Refrigerator/Freezer_E8 | F3 | Commercial | Restaurant | Existing | Refrigeration | Electric | Walk-in Refrigerator/Freezer | E8 | PACT BC Ratio | 0 | 0 | 0 | 0 | 0 | 0 | 0 | 0 | 0 | 0 | 0 | 0 | 0 | 0 | 0 | 0 | 0 | 0 | 0 | 0 | 0 | 0 | 0 | 0 | 0 | 0 | 0 | 0 | 0 | 0
F3_Commercial_Restaurant_Existing_Refrigeration_Electric_Walk-in Refrigerator/Freezer_E9 | F3 | Commercial | Restaurant | Existing | Refrigeration | Electric | Walk-in Refrigerator/Freezer | E9 | PACT BC Ratio | 0 | 0 | 0 | 0 | 0 | 0 | 0 | 0 | 0 | 0 | 0 | 0 | 0 | 0 | 0 | 0 | 0 | 0 | 0 | 0 | 0 | 0 | 0 | 0 | 0 | 0 | 0 | 0 | 0 | 0
F3_Commercial_Restaurant_Existing_Refrigeration_Electric_Walk-in Refrigerator/Freezer_E10 | F3 | Commercial | Restaurant | Existing | Refrigeration | Electric | Walk-in Refrigerator/Freezer | E10 | PACT BC Ratio | 0 | 0 | 0 | 0 | 0 | 0 | 0 | 0 | 0 | 0 | 0 | 0 | 0 | 0 | 0 | 0 | 0 | 0 | 0 | 0 | 0 | 0 | 0 | 0 | 0 | 0 | 0 | 0 | 0 | 0
F4_Commercial_Restaurant_Existing_Refrigeration_Electric_Walk-in Refrigerator/Freezer_E1 | F4 | Commercial | Restaurant | Existing | Refrigeration | Electric | Walk-in Refrigerator/Freezer | E1 | RVT BC Ratio | 0 | 0 | 0 | 0 | 0 | 0 | 0 | 0 | 0 | 0 | 0 | 0 | 0 | 0 | 0 | 0 | 0 | 0 | 0 | 0 | 0 | 0 | 0 | 0 | 0 | 0 | 0 | 0 | 0 | 0
F4_Commercial_Restaurant_Existing_Refrigeration_Electric_Walk-in Refrigerator/Freezer_E2 | F4 | Commercial | Restaurant | Existing | Refrigeration | Electric | Walk-in Refrigerator/Freezer | E2 | RVT BC Ratio | 0 | 0 | 0 | 0 | 0 | 0 | 0 | 0 | 0 | 0 | 0 | 0 | 0 | 0 | 0 | 0 | 0 | 0 | 0 | 0 | 0 | 0 | 0 | 0 | 0 | 0 | 0 | 0 | 0 | 0
F4_Commercial_Restaurant_Existing_Refrigeration_Electric_Walk-in Refrigerator/Freezer_E3 | F4 | Commercial | Restaurant | Existing | Refrigeration | Electric | Walk-in Refrigerator/Freezer | E3 | RVT BC Ratio | 0 | 0 | 0 | 0 | 0 | 0 | 0 | 0 | 0 | 0 | 0 | 0 | 0 | 0 | 0 | 0 | 0 | 0 | 0 | 0 | 0 | 0 | 0 | 0 | 0 | 0 | 0 | 0 | 0 | 0
F4_Commercial_Restaurant_Existing_Refrigeration_Electric_Walk-in Refrigerator/Freezer_E4 | F4 | Commercial | Restaurant | Existing | Refrigeration | Electric | Walk-in Refrigerator/Freezer | E4 | RVT BC Ratio | 0 | 0 | 0 | 0 | 0 | 0 | 0 | 0 | 0 | 0 | 0 | 0 | 0 | 0 | 0 | 0 | 0 | 0 | 0 | 0 | 0 | 0 | 0 | 0 | 0 | 0 | 0 | 0 | 0 | 0
F4_Commercial_Restaurant_Existing_Refrigeration_Electric_Walk-in Refrigerator/Freezer_E5 | F4 | Commercial | Restaurant | Existing | Refrigeration | Electric | Walk-in Refrigerator/Freezer | E5 | RVT BC Ratio | 0 | 0 | 0 | 0 | 0 | 0 | 0 | 0 | 0 | 0 | 0 | 0 | 0 | 0 | 0 | 0 | 0 | 0 | 0 | 0 | 0 | 0 | 0 | 0 | 0 | 0 | 0 | 0 | 0 | 0
F4_Commercial_Restaurant_Existing_Refrigeration_Electric_Walk-in Refrigerator/Freezer_E6 | F4 | Commercial | Restaurant | Existing | Refrigeration | Electric | Walk-in Refrigerator/Freezer | E6 | RVT BC Ratio | 0 | 0 | 0 | 0 | 0 | 0 | 0 | 0 | 0 | 0 | 0 | 0 | 0 | 0 | 0 | 0 | 0 | 0 | 0 | 0 | 0 | 0 | 0 | 0 | 0 | 0 | 0 | 0 | 0 | 0
F4_Commercial_Restaurant_Existing_Refrigeration_Electric_Walk-in Refrigerator/Freezer_E7 | F4 | Commercial | Restaurant | Existing | Refrigeration | Electric | Walk-in Refrigerator/Freezer | E7 | RVT BC Ratio | 0 | 0 | 0 | 0 | 0 | 0 | 0 | 0 | 0 | 0 | 0 | 0 | 0 | 0 | 0 | 0 | 0 | 0 | 0 | 0 | 0 | 0 | 0 | 0 | 0 | 0 | 0 | 0 | 0 | 0
F4_Commercial_Restaurant_Existing_Refrigeration_Electric_Walk-in Refrigerator/Freezer_E8 | F4 | Commercial | Restaurant | Existing | Refrigeration | Electric | Walk-in Refrigerator/Freezer | E8 | RVT BC Ratio | 0 | 0 | 0 | 0 | 0 | 0 | 0 | 0 | 0 | 0 | 0 | 0 | 0 | 0 | 0 | 0 | 0 | 0 | 0 | 0 | 0 | 0 | 0 | 0 | 0 | 0 | 0 | 0 | 0 | 0
F4_Commercial_Restaurant_Existing_Refrigeration_Electric_Walk-in Refrigerator/Freezer_E9 | F4 | Commercial | Restaurant | Existing | Refrigeration | Electric | Walk-in Refrigerator/Freezer | E9 | RVT BC Ratio | 0 | 0 | 0 | 0 | 0 | 0 | 0 | 0 | 0 | 0 | 0 | 0 | 0 | 0 | 0 | 0 | 0 | 0 | 0 | 0 | 0 | 0 | 0 | 0 | 0 | 0 | 0 | 0 | 0 | 0
F4_Commercial_Restaurant_Existing_Refrigeration_Electric_Walk-in Refrigerator/Freezer_E10 | F4 | Commercial | Restaurant | Existing | Refrigeration | Electric | Walk-in Refrigerator/Freezer | E10 | RVT BC Ratio | 0 | 0 | 0 | 0 | 0 | 0 | 0 | 0 | 0 | 0 | 0 | 0 | 0 | 0 | 0 | 0 | 0 | 0 | 0 | 0 | 0 | 0 | 0 | 0 | 0 | 0 | 0 | 0 | 0 | 0
F5_Commercial_Restaurant_Existing_Refrigeration_Electric_Walk-in Refrigerator/Freezer_E1 | F5 | Commercial | Restaurant | Existing | Refrigeration | Electric | Walk-in Refrigerator/Freezer | E1 | RIM BC Ratio | 0 | 0 | 0 | 0 | 0 | 0 | 0 | 0 | 0 | 0 | 0 | 0 | 0 | 0 | 0 | 0 | 0 | 0 | 0 | 0 | 0 | 0 | 0 | 0 | 0 | 0 | 0 | 0 | 0 | 0
F5_Commercial_Restaurant_Existing_Refrigeration_Electric_Walk-in Refrigerator/Freezer_E2 | F5 | Commercial | Restaurant | Existing | Refrigeration | Electric | Walk-in Refrigerator/Freezer | E2 | RIM BC Ratio | 0 | 0 | 0 | 0 | 0 | 0 | 0 | 0 | 0 | 0 | 0 | 0 | 0 | 0 | 0 | 0 | 0 | 0 | 0 | 0 | 0 | 0 | 0 | 0 | 0 | 0 | 0 | 0 | 0 | 0
F5_Commercial_Restaurant_Existing_Refrigeration_Electric_Walk-in Refrigerator/Freezer_E3 | F5 | Commercial | Restaurant | Existing | Refrigeration | Electric | Walk-in Refrigerator/Freezer | E3 | RIM BC Ratio | 0 | 0 | 0 | 0 | 0 | 0 | 0 | 0 | 0 | 0 | 0 | 0 | 0 | 0 | 0 | 0 | 0 | 0 | 0 | 0 | 0 | 0 | 0 | 0 | 0 | 0 | 0 | 0 | 0 | 0
F5_Commercial_Restaurant_Existing_Refrigeration_Electric_Walk-in Refrigerator/Freezer_E4 | F5 | Commercial | Restaurant | Existing | Refrigeration | Electric | Walk-in Refrigerator/Freezer | E4 | RIM BC Ratio | 0 | 0 | 0 | 0 | 0 | 0 | 0 | 0 | 0 | 0 | 0 | 0 | 0 | 0 | 0 | 0 | 0 | 0 | 0 | 0 | 0 | 0 | 0 | 0 | 0 | 0 | 0 | 0 | 0 | 0
F5_Commercial_Restaurant_Existing_Refrigeration_Electric_Walk-in Refrigerator/Freezer_E5 | F5 | Commercial | Restaurant | Existing | Refrigeration | Electric | Walk-in Refrigerator/Freezer | E5 | RIM BC Ratio | 0 | 0 | 0 | 0 | 0 | 0 | 0 | 0 | 0 | 0 | 0 | 0 | 0 | 0 | 0 | 0 | 0 | 0 | 0 | 0 | 0 | 0 | 0 | 0 | 0 | 0 | 0 | 0 | 0 | 0
F5_Commercial_Restaurant_Existing_Refrigeration_Electric_Walk-in Refrigerator/Freezer_E6 | F5 | Commercial | Restaurant | Existing | Refrigeration | Electric | Walk-in Refrigerator/Freezer | E6 | RIM BC Ratio | 0 | 0 | 0 | 0 | 0 | 0 | 0 | 0 | 0 | 0 | 0 | 0 | 0 | 0 | 0 | 0 | 0 | 0 | 0 | 0 | 0 | 0 | 0 | 0 | 0 | 0 | 0 | 0 | 0 | 0
F5_Commercial_Restaurant_Existing_Refrigeration_Electric_Walk-in Refrigerator/Freezer_E7 | F5 | Commercial | Restaurant | Existing | Refrigeration | Electric | Walk-in Refrigerator/Freezer | E7 | RIM BC Ratio | 0 | 0 | 0 | 0 | 0 | 0 | 0 | 0 | 0 | 0 | 0 | 0 | 0 | 0 | 0 | 0 | 0 | 0 | 0 | 0 | 0 | 0 | 0 | 0 | 0 | 0 | 0 | 0 | 0 | 0
F5_Commercial_Restaurant_Existing_Refrigeration_Electric_Walk-in Refrigerator/Freezer_E8 | F5 | Commercial | Restaurant | Existing | Refrigeration | Electric | Walk-in Refrigerator/Freezer | E8 | RIM BC Ratio | 0 | 0 | 0 | 0 | 0 | 0 | 0 | 0 | 0 | 0 | 0 | 0 | 0 | 0 | 0 | 0 | 0 | 0 | 0 | 0 | 0 | 0 | 0 | 0 | 0 | 0 | 0 | 0 | 0 | 0
F5_Commercial_Restaurant_Existing_Refrigeration_Electric_Walk-in Refrigerator/Freezer_E9 | F5 | Commercial | Restaurant | Existing | Refrigeration | Electric | Walk-in Refrigerator/Freezer | E9 | RIM BC Ratio | 0 | 0 | 0 | 0 | 0 | 0 | 0 | 0 | 0 | 0 | 0 | 0 | 0 | 0 | 0 | 0 | 0 | 0 | 0 | 0 | 0 | 0 | 0 | 0 | 0 | 0 | 0 | 0 | 0 | 0
F5_Commercial_Restaurant_Existing_Refrigeration_Electric_Walk-in Refrigerator/Freezer_E10 | F5 | Commercial | Restaurant | Existing | Refrigeration | Electric | Walk-in Refrigerator/Freezer | E10 | RIM BC Ratio | 0 | 0 | 0 | 0 | 0 | 0 | 0 | 0 | 0 | 0 | 0 | 0 | 0 | 0 | 0 | 0 | 0 | 0 | 0 | 0 | 0 | 0 | 0 | 0 | 0 | 0 | 0 | 0 | 0 | 0
F0_Commercial_Restaurant_Existing_Refrigeration_Electric_Reach-in Refrigerator/Freezer_E0 | F0 | Commercial | Restaurant | Existing | Refrigeration | Electric | Reach-in Refrigerator/Freezer | E0 | Economic Unit | 0 | 0 | 0 | 0 | 0 | 0 | 0 | 0 | 0 | 0 | 0 | 0 | 0 | 0 | 0 | 0 | 0 | 0 | 0 | 0 | 0 | 0 | 0 | 0 | 0 | 0 | 0 | 0 | 0 | 0
F1_Commercial_Restaurant_Existing_Refrigeration_Electric_Reach-in Refrigerator/Freezer_E1 | F1 | Commercial | Restaurant | Existing | Refrigeration | Electric | Reach-in Refrigerator/Freezer | E1 | CCE | 0 | 0 | 0 | 0 | 0 | 0 | 0 | 0 | 0 | 0 | 0 | 0 | 0 | 0 | 0 | 0 | 0 | 0 | 0 | 0 | 0 | 0 | 0 | 0 | 0 | 0 | 0 | 0 | 0 | 0
F1_Commercial_Restaurant_Existing_Refrigeration_Electric_Reach-in Refrigerator/Freezer_E2 | F1 | Commercial | Restaurant | Existing | Refrigeration | Electric | Reach-in Refrigerator/Freezer | E2 | CCE | 0 | 0 | 0 | 0 | 0 | 0 | 0 | 0 | 0 | 0 | 0 | 0 | 0 | 0 | 0 | 0 | 0 | 0 | 0 | 0 | 0 | 0 | 0 | 0 | 0 | 0 | 0 | 0 | 0 | 0
F1_Commercial_Restaurant_Existing_Refrigeration_Electric_Reach-in Refrigerator/Freezer_E3 | F1 | Commercial | Restaurant | Existing | Refrigeration | Electric | Reach-in Refrigerator/Freezer | E3 | CCE | 0 | 0 | 0 | 0 | 0 | 0 | 0 | 0 | 0 | 0 | 0 | 0 | 0 | 0 | 0 | 0 | 0 | 0 | 0 | 0 | 0 | 0 | 0 | 0 | 0 | 0 | 0 | 0 | 0 | 0
F1_Commercial_Restaurant_Existing_Refrigeration_Electric_Reach-in Refrigerator/Freezer_E4 | F1 | Commercial | Restaurant | Existing | Refrigeration | Electric | Reach-in Refrigerator/Freezer | E4 | CCE | 0 | 0 | 0 | 0 | 0 | 0 | 0 | 0 | 0 | 0 | 0 | 0 | 0 | 0 | 0 | 0 | 0 | 0 | 0 | 0 | 0 | 0 | 0 | 0 | 0 | 0 | 0 | 0 | 0 | 0
F1_Commercial_Restaurant_Existing_Refrigeration_Electric_Reach-in Refrigerator/Freezer_E5 | F1 | Commercial | Restaurant | Existing | Refrigeration | Electric | Reach-in Refrigerator/Freezer | E5 | CCE | 0 | 0 | 0 | 0 | 0 | 0 | 0 | 0 | 0 | 0 | 0 | 0 | 0 | 0 | 0 | 0 | 0 | 0 | 0 | 0 | 0 | 0 | 0 | 0 | 0 | 0 | 0 | 0 | 0 | 0
F1_Commercial_Restaurant_Existing_Refrigeration_Electric_Reach-in Refrigerator/Freezer_E6 | F1 | Commercial | Restaurant | Existing | Refrigeration | Electric | Reach-in Refrigerator/Freezer | E6 | CCE | 0 | 0 | 0 | 0 | 0 | 0 | 0 | 0 | 0 | 0 | 0 | 0 | 0 | 0 | 0 | 0 | 0 | 0 | 0 | 0 | 0 | 0 | 0 | 0 | 0 | 0 | 0 | 0 | 0 | 0
F1_Commercial_Restaurant_Existing_Refrigeration_Electric_Reach-in Refrigerator/Freezer_E7 | F1 | Commercial | Restaurant | Existing | Refrigeration | Electric | Reach-in Refrigerator/Freezer | E7 | CCE | 0 | 0 | 0 | 0 | 0 | 0 | 0 | 0 | 0 | 0 | 0 | 0 | 0 | 0 | 0 | 0 | 0 | 0 | 0 | 0 | 0 | 0 | 0 | 0 | 0 | 0 | 0 | 0 | 0 | 0
F1_Commercial_Restaurant_Existing_Refrigeration_Electric_Reach-in Refrigerator/Freezer_E8 | F1 | Commercial | Restaurant | Existing | Refrigeration | Electric | Reach-in Refrigerator/Freezer | E8 | CCE | 0 | 0 | 0 | 0 | 0 | 0 | 0 | 0 | 0 | 0 | 0 | 0 | 0 | 0 | 0 | 0 | 0 | 0 | 0 | 0 | 0 | 0 | 0 | 0 | 0 | 0 | 0 | 0 | 0 | 0
F1_Commercial_Restaurant_Existing_Refrigeration_Electric_Reach-in Refrigerator/Freezer_E9 | F1 | Commercial | Restaurant | Existing | Refrigeration | Electric | Reach-in Refrigerator/Freezer | E9 | CCE | 0 | 0 | 0 | 0 | 0 | 0 | 0 | 0 | 0 | 0 | 0 | 0 | 0 | 0 | 0 | 0 | 0 | 0 | 0 | 0 | 0 | 0 | 0 | 0 | 0 | 0 | 0 | 0 | 0 | 0
F1_Commercial_Restaurant_Existing_Refrigeration_Electric_Reach-in Refrigerator/Freezer_E10 | F1 | Commercial | Restaurant | Existing | Refrigeration | Electric | Reach-in Refrigerator/Freezer | E10 | CCE | 0 | 0 | 0 | 0 | 0 | 0 | 0 | 0 | 0 | 0 | 0 | 0 | 0 | 0 | 0 | 0 | 0 | 0 | 0 | 0 | 0 | 0 | 0 | 0 | 0 | 0 | 0 | 0 | 0 | 0
F2_Commercial_Restaurant_Existing_Refrigeration_Electric_Reach-in Refrigerator/Freezer_E1 | F2 | Commercial | Restaurant | Existing | Refrigeration | Electric | Reach-in Refrigerator/Freezer | E1 | TRC BC Ratio | 0 | 0 | 0 | 0 | 0 | 0 | 0 | 0 | 0 | 0 | 0 | 0 | 0 | 0 | 0 | 0 | 0 | 0 | 0 | 0 | 0 | 0 | 0 | 0 | 0 | 0 | 0 | 0 | 0 | 0
F2_Commercial_Restaurant_Existing_Refrigeration_Electric_Reach-in Refrigerator/Freezer_E2 | F2 | Commercial | Restaurant | Existing | Refrigeration | Electric | Reach-in Refrigerator/Freezer | E2 | TRC BC Ratio | 0 | 0 | 0 | 0 | 0 | 0 | 0 | 0 | 0 | 0 | 0 | 0 | 0 | 0 | 0 | 0 | 0 | 0 | 0 | 0 | 0 | 0 | 0 | 0 | 0 | 0 | 0 | 0 | 0 | 0
F2_Commercial_Restaurant_Existing_Refrigeration_Electric_Reach-in Refrigerator/Freezer_E3 | F2 | Commercial | Restaurant | Existing | Refrigeration | Electric | Reach-in Refrigerator/Freezer | E3 | TRC BC Ratio | 0 | 0 | 0 | 0 | 0 | 0 | 0 | 0 | 0 | 0 | 0 | 0 | 0 | 0 | 0 | 0 | 0 | 0 | 0 | 0 | 0 | 0 | 0 | 0 | 0 | 0 | 0 | 0 | 0 | 0
F2_Commercial_Restaurant_Existing_Refrigeration_Electric_Reach-in Refrigerator/Freezer_E4 | F2 | Commercial | Restaurant | Existing | Refrigeration | Electric | Reach-in Refrigerator/Freezer | E4 | TRC BC Ratio | 0 | 0 | 0 | 0 | 0 | 0 | 0 | 0 | 0 | 0 | 0 | 0 | 0 | 0 | 0 | 0 | 0 | 0 | 0 | 0 | 0 | 0 | 0 | 0 | 0 | 0 | 0 | 0 | 0 | 0
F2_Commercial_Restaurant_Existing_Refrigeration_Electric_Reach-in Refrigerator/Freezer_E5 | F2 | Commercial | Restaurant | Existing | Refrigeration | Electric | Reach-in Refrigerator/Freezer | E5 | TRC BC Ratio | 0 | 0 | 0 | 0 | 0 | 0 | 0 | 0 | 0 | 0 | 0 | 0 | 0 | 0 | 0 | 0 | 0 | 0 | 0 | 0 | 0 | 0 | 0 | 0 | 0 | 0 | 0 | 0 | 0 | 0
F2_Commercial_Restaurant_Existing_Refrigeration_Electric_Reach-in Refrigerator/Freezer_E6 | F2 | Commercial | Restaurant | Existing | Refrigeration | Electric | Reach-in Refrigerator/Freezer | E6 | TRC BC Ratio | 0 | 0 | 0 | 0 | 0 | 0 | 0 | 0 | 0 | 0 | 0 | 0 | 0 | 0 | 0 | 0 | 0 | 0 | 0 | 0 | 0 | 0 | 0 | 0 | 0 | 0 | 0 | 0 | 0 | 0
F2_Commercial_Restaurant_Existing_Refrigeration_Electric_Reach-in Refrigerator/Freezer_E7 | F2 | Commercial | Restaurant | Existing | Refrigeration | Electric | Reach-in Refrigerator/Freezer | E7 | TRC BC Ratio | 0 | 0 | 0 | 0 | 0 | 0 | 0 | 0 | 0 | 0 | 0 | 0 | 0 | 0 | 0 | 0 | 0 | 0 | 0 | 0 | 0 | 0 | 0 | 0 | 0 | 0 | 0 | 0 | 0 | 0
F2_Commercial_Restaurant_Existing_Refrigeration_Electric_Reach-in Refrigerator/Freezer_E8 | F2 | Commercial | Restaurant | Existing | Refrigeration | Electric | Reach-in Refrigerator/Freezer | E8 | TRC BC Ratio | 0 | 0 | 0 | 0 | 0 | 0 | 0 | 0 | 0 | 0 | 0 | 0 | 0 | 0 | 0 | 0 | 0 | 0 | 0 | 0 | 0 | 0 | 0 | 0 | 0 | 0 | 0 | 0 | 0 | 0
F2_Commercial_Restaurant_Existing_Refrigeration_Electric_Reach-in Refrigerator/Freezer_E9 | F2 | Commercial | Restaurant | Existing | Refrigeration | Electric | Reach-in Refrigerator/Freezer | E9 | TRC BC Ratio | 0 | 0 | 0 | 0 | 0 | 0 | 0 | 0 | 0 | 0 | 0 | 0 | 0 | 0 | 0 | 0 | 0 | 0 | 0 | 0 | 0 | 0 | 0 | 0 | 0 | 0 | 0 | 0 | 0 | 0
F2_Commercial_Restaurant_Existing_Refrigeration_Electric_Reach-in Refrigerator/Freezer_E10 | F2 | Commercial | Restaurant | Existing | Refrigeration | Electric | Reach-in Refrigerator/Freezer | E10 | TRC BC Ratio | 0 | 0 | 0 | 0 | 0 | 0 | 0 | 0 | 0 | 0 | 0 | 0 | 0 | 0 | 0 | 0 | 0 | 0 | 0 | 0 | 0 | 0 | 0 | 0 | 0 | 0 | 0 | 0 | 0 | 0
F3_Commercial_Restaurant_Existing_Refrigeration_Electric_Reach-in Refrigerator/Freezer_E1 | F3 | Commercial | Restaurant | Existing | Refrigeration | Electric | Reach-in Refrigerator/Freezer | E1 | PACT BC Ratio | 0 | 0 | 0 | 0 | 0 | 0 | 0 | 0 | 0 | 0 | 0 | 0 | 0 | 0 | 0 | 0 | 0 | 0 | 0 | 0 | 0 | 0 | 0 | 0 | 0 | 0 | 0 | 0 | 0 | 0
F3_Commercial_Restaurant_Existing_Refrigeration_Electric_Reach-in Refrigerator/Freezer_E2 | F3 | Commercial | Restaurant | Existing | Refrigeration | Electric | Reach-in Refrigerator/Freezer | E2 | PACT BC Ratio | 0 | 0 | 0 | 0 | 0 | 0 | 0 | 0 | 0 | 0 | 0 | 0 | 0 | 0 | 0 | 0 | 0 | 0 | 0 | 0 | 0 | 0 | 0 | 0 | 0 | 0 | 0 | 0 | 0 | 0
F3_Commercial_Restaurant_Existing_Refrigeration_Electric_Reach-in Refrigerator/Freezer_E3 | F3 | Commercial | Restaurant | Existing | Refrigeration | Electric | Reach-in Refrigerator/Freezer | E3 | PACT BC Ratio | 0 | 0 | 0 | 0 | 0 | 0 | 0 | 0 | 0 | 0 | 0 | 0 | 0 | 0 | 0 | 0 | 0 | 0 | 0 | 0 | 0 | 0 | 0 | 0 | 0 | 0 | 0 | 0 | 0 | 0
F3_Commercial_Restaurant_Existing_Refrigeration_Electric_Reach-in Refrigerator/Freezer_E4 | F3 | Commercial | Restaurant | Existing | Refrigeration | Electric | Reach-in Refrigerator/Freezer | E4 | PACT BC Ratio | 0 | 0 | 0 | 0 | 0 | 0 | 0 | 0 | 0 | 0 | 0 | 0 | 0 | 0 | 0 | 0 | 0 | 0 | 0 | 0 | 0 | 0 | 0 | 0 | 0 | 0 | 0 | 0 | 0 | 0
F3_Commercial_Restaurant_Existing_Refrigeration_Electric_Reach-in Refrigerator/Freezer_E5 | F3 | Commercial | Restaurant | Existing | Refrigeration | Electric | Reach-in Refrigerator/Freezer | E5 | PACT BC Ratio | 0 | 0 | 0 | 0 | 0 | 0 | 0 | 0 | 0 | 0 | 0 | 0 | 0 | 0 | 0 | 0 | 0 | 0 | 0 | 0 | 0 | 0 | 0 | 0 | 0 | 0 | 0 | 0 | 0 | 0
F3_Commercial_Restaurant_Existing_Refrigeration_Electric_Reach-in Refrigerator/Freezer_E6 | F3 | Commercial | Restaurant | Existing | Refrigeration | Electric | Reach-in Refrigerator/Freezer | E6 | PACT BC Ratio | 0 | 0 | 0 | 0 | 0 | 0 | 0 | 0 | 0 | 0 | 0 | 0 | 0 | 0 | 0 | 0 | 0 | 0 | 0 | 0 | 0 | 0 | 0 | 0 | 0 | 0 | 0 | 0 | 0 | 0
F3_Commercial_Restaurant_Existing_Refrigeration_Electric_Reach-in Refrigerator/Freezer_E7 | F3 | Commercial | Restaurant | Existing | Refrigeration | Electric | Reach-in Refrigerator/Freezer | E7 | PACT BC Ratio | 0 | 0 | 0 | 0 | 0 | 0 | 0 | 0 | 0 | 0 | 0 | 0 | 0 | 0 | 0 | 0 | 0 | 0 | 0 | 0 | 0 | 0 | 0 | 0 | 0 | 0 | 0 | 0 | 0 | 0
F3_Commercial_Restaurant_Existing_Refrigeration_Electric_Reach-in Refrigerator/Freezer_E8 | F3 | Commercial | Restaurant | Existing | Refrigeration | Electric | Reach-in Refrigerator/Freezer | E8 | PACT BC Ratio | 0 | 0 | 0 | 0 | 0 | 0 | 0 | 0 | 0 | 0 | 0 | 0 | 0 | 0 | 0 | 0 | 0 | 0 | 0 | 0 | 0 | 0 | 0 | 0 | 0 | 0 | 0 | 0 | 0 | 0
F3_Commercial_Restaurant_Existing_Refrigeration_Electric_Reach-in Refrigerator/Freezer_E9 | F3 | Commercial | Restaurant | Existing | Refrigeration | Electric | Reach-in Refrigerator/Freezer | E9 | PACT BC Ratio | 0 | 0 | 0 | 0 | 0 | 0 | 0 | 0 | 0 | 0 | 0 | 0 | 0 | 0 | 0 | 0 | 0 | 0 | 0 | 0 | 0 | 0 | 0 | 0 | 0 | 0 | 0 | 0 | 0 | 0
F3_Commercial_Restaurant_Existing_Refrigeration_Electric_Reach-in Refrigerator/Freezer_E10 | F3 | Commercial | Restaurant | Existing | Refrigeration | Electric | Reach-in Refrigerator/Freezer | E10 | PACT BC Ratio | 0 | 0 | 0 | 0 | 0 | 0 | 0 | 0 | 0 | 0 | 0 | 0 | 0 | 0 | 0 | 0 | 0 | 0 | 0 | 0 | 0 | 0 | 0 | 0 | 0 | 0 | 0 | 0 | 0 | 0
F4_Commercial_Restaurant_Existing_Refrigeration_Electric_Reach-in Refrigerator/Freezer_E1 | F4 | Commercial | Restaurant | Existing | Refrigeration | Electric | Reach-in Refrigerator/Freezer | E1 | RVT BC Ratio | 0 | 0 | 0 | 0 | 0 | 0 | 0 | 0 | 0 | 0 | 0 | 0 | 0 | 0 | 0 | 0 | 0 | 0 | 0 | 0 | 0 | 0 | 0 | 0 | 0 | 0 | 0 | 0 | 0 | 0
F4_Commercial_Restaurant_Existing_Refrigeration_Electric_Reach-in Refrigerator/Freezer_E2 | F4 | Commercial | Restaurant | Existing | Refrigeration | Electric | Reach-in Refrigerator/Freezer | E2 | RVT BC Ratio | 0 | 0 | 0 | 0 | 0 | 0 | 0 | 0 | 0 | 0 | 0 | 0 | 0 | 0 | 0 | 0 | 0 | 0 | 0 | 0 | 0 | 0 | 0 | 0 | 0 | 0 | 0 | 0 | 0 | 0
F4_Commercial_Restaurant_Existing_Refrigeration_Electric_Reach-in Refrigerator/Freezer_E3 | F4 | Commercial | Restaurant | Existing | Refrigeration | Electric | Reach-in Refrigerator/Freezer | E3 | RVT BC Ratio | 0 | 0 | 0 | 0 | 0 | 0 | 0 | 0 | 0 | 0 | 0 | 0 | 0 | 0 | 0 | 0 | 0 | 0 | 0 | 0 | 0 | 0 | 0 | 0 | 0 | 0 | 0 | 0 | 0 | 0
F4_Commercial_Restaurant_Existing_Refrigeration_Electric_Reach-in Refrigerator/Freezer_E4 | F4 | Commercial | Restaurant | Existing | Refrigeration | Electric | Reach-in Refrigerator/Freezer | E4 | RVT BC Ratio | 0 | 0 | 0 | 0 | 0 | 0 | 0 | 0 | 0 | 0 | 0 | 0 | 0 | 0 | 0 | 0 | 0 | 0 | 0 | 0 | 0 | 0 | 0 | 0 | 0 | 0 | 0 | 0 | 0 | 0
F4_Commercial_Restaurant_Existing_Refrigeration_Electric_Reach-in Refrigerator/Freezer_E5 | F4 | Commercial | Restaurant | Existing | Refrigeration | Electric | Reach-in Refrigerator/Freezer | E5 | RVT BC Ratio | 0 | 0 | 0 | 0 | 0 | 0 | 0 | 0 | 0 | 0 | 0 | 0 | 0 | 0 | 0 | 0 | 0 | 0 | 0 | 0 | 0 | 0 | 0 | 0 | 0 | 0 | 0 | 0 | 0 | 0
F4_Commercial_Restaurant_Existing_Refrigeration_Electric_Reach-in Refrigerator/Freezer_E6 | F4 | Commercial | Restaurant | Existing | Refrigeration | Electric | Reach-in Refrigerator/Freezer | E6 | RVT BC Ratio | 0 | 0 | 0 | 0 | 0 | 0 | 0 | 0 | 0 | 0 | 0 | 0 | 0 | 0 | 0 | 0 | 0 | 0 | 0 | 0 | 0 | 0 | 0 | 0 | 0 | 0 | 0 | 0 | 0 | 0
F4_Commercial_Restaurant_Existing_Refrigeration_Electric_Reach-in Refrigerator/Freezer_E7 | F4 | Commercial | Restaurant | Existing | Refrigeration | Electric | Reach-in Refrigerator/Freezer | E7 | RVT BC Ratio | 0 | 0 | 0 | 0 | 0 | 0 | 0 | 0 | 0 | 0 | 0 | 0 | 0 | 0 | 0 | 0 | 0 | 0 | 0 | 0 | 0 | 0 | 0 | 0 | 0 | 0 | 0 | 0 | 0 | 0
F4_Commercial_Restaurant_Existing_Refrigeration_Electric_Reach-in Refrigerator/Freezer_E8 | F4 | Commercial | Restaurant | Existing | Refrigeration | Electric | Reach-in Refrigerator/Freezer | E8 | RVT BC Ratio | 0 | 0 | 0 | 0 | 0 | 0 | 0 | 0 | 0 | 0 | 0 | 0 | 0 | 0 | 0 | 0 | 0 | 0 | 0 | 0 | 0 | 0 | 0 | 0 | 0 | 0 | 0 | 0 | 0 | 0
F4_Commercial_Restaurant_Existing_Refrigeration_Electric_Reach-in Refrigerator/Freezer_E9 | F4 | Commercial | Restaurant | Existing | Refrigeration | Electric | Reach-in Refrigerator/Freezer | E9 | RVT BC Ratio | 0 | 0 | 0 | 0 | 0 | 0 | 0 | 0 | 0 | 0 | 0 | 0 | 0 | 0 | 0 | 0 | 0 | 0 | 0 | 0 | 0 | 0 | 0 | 0 | 0 | 0 | 0 | 0 | 0 | 0
F4_Commercial_Restaurant_Existing_Refrigeration_Electric_Reach-in Refrigerator/Freezer_E10 | F4 | Commercial | Restaurant | Existing | Refrigeration | Electric | Reach-in Refrigerator/Freezer | E10 | RVT BC Ratio | 0 | 0 | 0 | 0 | 0 | 0 | 0 | 0 | 0 | 0 | 0 | 0 | 0 | 0 | 0 | 0 | 0 | 0 | 0 | 0 | 0 | 0 | 0 | 0 | 0 | 0 | 0 | 0 | 0 | 0
F5_Commercial_Restaurant_Existing_Refrigeration_Electric_Reach-in Refrigerator/Freezer_E1 | F5 | Commercial | Restaurant | Existing | Refrigeration | Electric | Reach-in Refrigerator/Freezer | E1 | RIM BC Ratio | 0 | 0 | 0 | 0 | 0 | 0 | 0 | 0 | 0 | 0 | 0 | 0 | 0 | 0 | 0 | 0 | 0 | 0 | 0 | 0 | 0 | 0 | 0 | 0 | 0 | 0 | 0 | 0 | 0 | 0
F5_Commercial_Restaurant_Existing_Refrigeration_Electric_Reach-in Refrigerator/Freezer_E2 | F5 | Commercial | Restaurant | Existing | Refrigeration | Electric | Reach-in Refrigerator/Freezer | E2 | RIM BC Ratio | 0 | 0 | 0 | 0 | 0 | 0 | 0 | 0 | 0 | 0 | 0 | 0 | 0 | 0 | 0 | 0 | 0 | 0 | 0 | 0 | 0 | 0 | 0 | 0 | 0 | 0 | 0 | 0 | 0 | 0
F5_Commercial_Restaurant_Existing_Refrigeration_Electric_Reach-in Refrigerator/Freezer_E3 | F5 | Commercial | Restaurant | Existing | Refrigeration | Electric | Reach-in Refrigerator/Freezer | E3 | RIM BC Ratio | 0 | 0 | 0 | 0 | 0 | 0 | 0 | 0 | 0 | 0 | 0 | 0 | 0 | 0 | 0 | 0 | 0 | 0 | 0 | 0 | 0 | 0 | 0 | 0 | 0 | 0 | 0 | 0 | 0 | 0
F5_Commercial_Restaurant_Existing_Refrigeration_Electric_Reach-in Refrigerator/Freezer_E4 | F5 | Commercial | Restaurant | Existing | Refrigeration | Electric | Reach-in Refrigerator/Freezer | E4 | RIM BC Ratio | 0 | 0 | 0 | 0 | 0 | 0 | 0 | 0 | 0 | 0 | 0 | 0 | 0 | 0 | 0 | 0 | 0 | 0 | 0 | 0 | 0 | 0 | 0 | 0 | 0 | 0 | 0 | 0 | 0 | 0
F5_Commercial_Restaurant_Existing_Refrigeration_Electric_Reach-in Refrigerator/Freezer_E5 | F5 | Commercial | Restaurant | Existing | Refrigeration | Electric | Reach-in Refrigerator/Freezer | E5 | RIM BC Ratio | 0 | 0 | 0 | 0 | 0 | 0 | 0 | 0 | 0 | 0 | 0 | 0 | 0 | 0 | 0 | 0 | 0 | 0 | 0 | 0 | 0 | 0 | 0 | 0 | 0 | 0 | 0 | 0 | 0 | 0
F5_Commercial_Restaurant_Existing_Refrigeration_Electric_Reach-in Refrigerator/Freezer_E6 | F5 | Commercial | Restaurant | Existing | Refrigeration | Electric | Reach-in Refrigerator/Freezer | E6 | RIM BC Ratio | 0 | 0 | 0 | 0 | 0 | 0 | 0 | 0 | 0 | 0 | 0 | 0 | 0 | 0 | 0 | 0 | 0 | 0 | 0 | 0 | 0 | 0 | 0 | 0 | 0 | 0 | 0 | 0 | 0 | 0
F5_Commercial_Restaurant_Existing_Refrigeration_Electric_Reach-in Refrigerator/Freezer_E7 | F5 | Commercial | Restaurant | Existing | Refrigeration | Electric | Reach-in Refrigerator/Freezer | E7 | RIM BC Ratio | 0 | 0 | 0 | 0 | 0 | 0 | 0 | 0 | 0 | 0 | 0 | 0 | 0 | 0 | 0 | 0 | 0 | 0 | 0 | 0 | 0 | 0 | 0 | 0 | 0 | 0 | 0 | 0 | 0 | 0
F5_Commercial_Restaurant_Existing_Refrigeration_Electric_Reach-in Refrigerator/Freezer_E8 | F5 | Commercial | Restaurant | Existing | Refrigeration | Electric | Reach-in Refrigerator/Freezer | E8 | RIM BC Ratio | 0 | 0 | 0 | 0 | 0 | 0 | 0 | 0 | 0 | 0 | 0 | 0 | 0 | 0 | 0 | 0 | 0 | 0 | 0 | 0 | 0 | 0 | 0 | 0 | 0 | 0 | 0 | 0 | 0 | 0
F5_Commercial_Restaurant_Existing_Refrigeration_Electric_Reach-in Refrigerator/Freezer_E9 | F5 | Commercial | Restaurant | Existing | Refrigeration | Electric | Reach-in Refrigerator/Freezer | E9 | RIM BC Ratio | 0 | 0 | 0 | 0 | 0 | 0 | 0 | 0 | 0 | 0 | 0 | 0 | 0 | 0 | 0 | 0 | 0 | 0 | 0 | 0 | 0 | 0 | 0 | 0 | 0 | 0 | 0 | 0 | 0 | 0
F5_Commercial_Restaurant_Existing_Refrigeration_Electric_Reach-in Refrigerator/Freezer_E10 | F5 | Commercial | Restaurant | Existing | Refrigeration | Electric | Reach-in Refrigerator/Freezer | E10 | RIM BC Ratio | 0 | 0 | 0 | 0 | 0 | 0 | 0 | 0 | 0 | 0 | 0 | 0 | 0 | 0 | 0 | 0 | 0 | 0 | 0 | 0 | 0 | 0 | 0 | 0 | 0 | 0 | 0 | 0 | 0 | 0
F0_Commercial_Restaurant_Existing_Refrigeration_Electric_Glass Door Display_E0 | F0 | Commercial | Restaurant | Existing | Refrigeration | Electric | Glass Door Display | E0 | Economic Unit | 0 | 0 | 0 | 0 | 0 | 0 | 0 | 0 | 0 | 0 | 0 | 0 | 0 | 0 | 0 | 0 | 0 | 0 | 0 | 0 | 0 | 0 | 0 | 0 | 0 | 0 | 0 | 0 | 0 | 0
F1_Commercial_Restaurant_Existing_Refrigeration_Electric_Glass Door Display_E1 | F1 | Commercial | Restaurant | Existing | Refrigeration | Electric | Glass Door Display | E1 | CCE | 0 | 0 | 0 | 0 | 0 | 0 | 0 | 0 | 0 | 0 | 0 | 0 | 0 | 0 | 0 | 0 | 0 | 0 | 0 | 0 | 0 | 0 | 0 | 0 | 0 | 0 | 0 | 0 | 0 | 0
F1_Commercial_Restaurant_Existing_Refrigeration_Electric_Glass Door Display_E2 | F1 | Commercial | Restaurant | Existing | Refrigeration | Electric | Glass Door Display | E2 | CCE | 0 | 0 | 0 | 0 | 0 | 0 | 0 | 0 | 0 | 0 | 0 | 0 | 0 | 0 | 0 | 0 | 0 | 0 | 0 | 0 | 0 | 0 | 0 | 0 | 0 | 0 | 0 | 0 | 0 | 0
F1_Commercial_Restaurant_Existing_Refrigeration_Electric_Glass Door Display_E3 | F1 | Commercial | Restaurant | Existing | Refrigeration | Electric | Glass Door Display | E3 | CCE | 0 | 0 | 0 | 0 | 0 | 0 | 0 | 0 | 0 | 0 | 0 | 0 | 0 | 0 | 0 | 0 | 0 | 0 | 0 | 0 | 0 | 0 | 0 | 0 | 0 | 0 | 0 | 0 | 0 | 0
F1_Commercial_Restaurant_Existing_Refrigeration_Electric_Glass Door Display_E4 | F1 | Commercial | Restaurant | Existing | Refrigeration | Electric | Glass Door Display | E4 | CCE | 0 | 0 | 0 | 0 | 0 | 0 | 0 | 0 | 0 | 0 | 0 | 0 | 0 | 0 | 0 | 0 | 0 | 0 | 0 | 0 | 0 | 0 | 0 | 0 | 0 | 0 | 0 | 0 | 0 | 0
F1_Commercial_Restaurant_Existing_Refrigeration_Electric_Glass Door Display_E5 | F1 | Commercial | Restaurant | Existing | Refrigeration | Electric | Glass Door Display | E5 | CCE | 0 | 0 | 0 | 0 | 0 | 0 | 0 | 0 | 0 | 0 | 0 | 0 | 0 | 0 | 0 | 0 | 0 | 0 | 0 | 0 | 0 | 0 | 0 | 0 | 0 | 0 | 0 | 0 | 0 | 0
F1_Commercial_Restaurant_Existing_Refrigeration_Electric_Glass Door Display_E6 | F1 | Commercial | Restaurant | Existing | Refrigeration | Electric | Glass Door Display | E6 | CCE | 0 | 0 | 0 | 0 | 0 | 0 | 0 | 0 | 0 | 0 | 0 | 0 | 0 | 0 | 0 | 0 | 0 | 0 | 0 | 0 | 0 | 0 | 0 | 0 | 0 | 0 | 0 | 0 | 0 | 0
F1_Commercial_Restaurant_Existing_Refrigeration_Electric_Glass Door Display_E7 | F1 | Commercial | Restaurant | Existing | Refrigeration | Electric | Glass Door Display | E7 | CCE | 0 | 0 | 0 | 0 | 0 | 0 | 0 | 0 | 0 | 0 | 0 | 0 | 0 | 0 | 0 | 0 | 0 | 0 | 0 | 0 | 0 | 0 | 0 | 0 | 0 | 0 | 0 | 0 | 0 | 0
F1_Commercial_Restaurant_Existing_Refrigeration_Electric_Glass Door Display_E8 | F1 | Commercial | Restaurant | Existing | Refrigeration | Electric | Glass Door Display | E8 | CCE | 0 | 0 | 0 | 0 | 0 | 0 | 0 | 0 | 0 | 0 | 0 | 0 | 0 | 0 | 0 | 0 | 0 | 0 | 0 | 0 | 0 | 0 | 0 | 0 | 0 | 0 | 0 | 0 | 0 | 0
F1_Commercial_Restaurant_Existing_Refrigeration_Electric_Glass Door Display_E9 | F1 | Commercial | Restaurant | Existing | Refrigeration | Electric | Glass Door Display | E9 | CCE | 0 | 0 | 0 | 0 | 0 | 0 | 0 | 0 | 0 | 0 | 0 | 0 | 0 | 0 | 0 | 0 | 0 | 0 | 0 | 0 | 0 | 0 | 0 | 0 | 0 | 0 | 0 | 0 | 0 | 0
F1_Commercial_Restaurant_Existing_Refrigeration_Electric_Glass Door Display_E10 | F1 | Commercial | Restaurant | Existing | Refrigeration | Electric | Glass Door Display | E10 | CCE | 0 | 0 | 0 | 0 | 0 | 0 | 0 | 0 | 0 | 0 | 0 | 0 | 0 | 0 | 0 | 0 | 0 | 0 | 0 | 0 | 0 | 0 | 0 | 0 | 0 | 0 | 0 | 0 | 0 | 0
F2_Commercial_Restaurant_Existing_Refrigeration_Electric_Glass Door Display_E1 | F2 | Commercial | Restaurant | Existing | Refrigeration | Electric | Glass Door Display | E1 | TRC BC Ratio | 0 | 0 | 0 | 0 | 0 | 0 | 0 | 0 | 0 | 0 | 0 | 0 | 0 | 0 | 0 | 0 | 0 | 0 | 0 | 0 | 0 | 0 | 0 | 0 | 0 | 0 | 0 | 0 | 0 | 0
F2_Commercial_Restaurant_Existing_Refrigeration_Electric_Glass Door Display_E2 | F2 | Commercial | Restaurant | Existing | Refrigeration | Electric | Glass Door Display | E2 | TRC BC Ratio | 0 | 0 | 0 | 0 | 0 | 0 | 0 | 0 | 0 | 0 | 0 | 0 | 0 | 0 | 0 | 0 | 0 | 0 | 0 | 0 | 0 | 0 | 0 | 0 | 0 | 0 | 0 | 0 | 0 | 0
F2_Commercial_Restaurant_Existing_Refrigeration_Electric_Glass Door Display_E3 | F2 | Commercial | Restaurant | Existing | Refrigeration | Electric | Glass Door Display | E3 | TRC BC Ratio | 0 | 0 | 0 | 0 | 0 | 0 | 0 | 0 | 0 | 0 | 0 | 0 | 0 | 0 | 0 | 0 | 0 | 0 | 0 | 0 | 0 | 0 | 0 | 0 | 0 | 0 | 0 | 0 | 0 | 0
F2_Commercial_Restaurant_Existing_Refrigeration_Electric_Glass Door Display_E4 | F2 | Commercial | Restaurant | Existing | Refrigeration | Electric | Glass Door Display | E4 | TRC BC Ratio | 0 | 0 | 0 | 0 | 0 | 0 | 0 | 0 | 0 | 0 | 0 | 0 | 0 | 0 | 0 | 0 | 0 | 0 | 0 | 0 | 0 | 0 | 0 | 0 | 0 | 0 | 0 | 0 | 0 | 0
F2_Commercial_Restaurant_Existing_Refrigeration_Electric_Glass Door Display_E5 | F2 | Commercial | Restaurant | Existing | Refrigeration | Electric | Glass Door Display | E5 | TRC BC Ratio | 0 | 0 | 0 | 0 | 0 | 0 | 0 | 0 | 0 | 0 | 0 | 0 | 0 | 0 | 0 | 0 | 0 | 0 | 0 | 0 | 0 | 0 | 0 | 0 | 0 | 0 | 0 | 0 | 0 | 0
F2_Commercial_Restaurant_Existing_Refrigeration_Electric_Glass Door Display_E6 | F2 | Commercial | Restaurant | Existing | Refrigeration | Electric | Glass Door Display | E6 | TRC BC Ratio | 0 | 0 | 0 | 0 | 0 | 0 | 0 | 0 | 0 | 0 | 0 | 0 | 0 | 0 | 0 | 0 | 0 | 0 | 0 | 0 | 0 | 0 | 0 | 0 | 0 | 0 | 0 | 0 | 0 | 0
F2_Commercial_Restaurant_Existing_Refrigeration_Electric_Glass Door Display_E7 | F2 | Commercial | Restaurant | Existing | Refrigeration | Electric | Glass Door Display | E7 | TRC BC Ratio | 0 | 0 | 0 | 0 | 0 | 0 | 0 | 0 | 0 | 0 | 0 | 0 | 0 | 0 | 0 | 0 | 0 | 0 | 0 | 0 | 0 | 0 | 0 | 0 | 0 | 0 | 0 | 0 | 0 | 0
F2_Commercial_Restaurant_Existing_Refrigeration_Electric_Glass Door Display_E8 | F2 | Commercial | Restaurant | Existing | Refrigeration | Electric | Glass Door Display | E8 | TRC BC Ratio | 0 | 0 | 0 | 0 | 0 | 0 | 0 | 0 | 0 | 0 | 0 | 0 | 0 | 0 | 0 | 0 | 0 | 0 | 0 | 0 | 0 | 0 | 0 | 0 | 0 | 0 | 0 | 0 | 0 | 0
F2_Commercial_Restaurant_Existing_Refrigeration_Electric_Glass Door Display_E9 | F2 | Commercial | Restaurant | Existing | Refrigeration | Electric | Glass Door Display | E9 | TRC BC Ratio | 0 | 0 | 0 | 0 | 0 | 0 | 0 | 0 | 0 | 0 | 0 | 0 | 0 | 0 | 0 | 0 | 0 | 0 | 0 | 0 | 0 | 0 | 0 | 0 | 0 | 0 | 0 | 0 | 0 | 0
F2_Commercial_Restaurant_Existing_Refrigeration_Electric_Glass Door Display_E10 | F2 | Commercial | Restaurant | Existing | Refrigeration | Electric | Glass Door Display | E10 | TRC BC Ratio | 0 | 0 | 0 | 0 | 0 | 0 | 0 | 0 | 0 | 0 | 0 | 0 | 0 | 0 | 0 | 0 | 0 | 0 | 0 | 0 | 0 | 0 | 0 | 0 | 0 | 0 | 0 | 0 | 0 | 0
F3_Commercial_Restaurant_Existing_Refrigeration_Electric_Glass Door Display_E1 | F3 | Commercial | Restaurant | Existing | Refrigeration | Electric | Glass Door Display | E1 | PACT BC Ratio | 0 | 0 | 0 | 0 | 0 | 0 | 0 | 0 | 0 | 0 | 0 | 0 | 0 | 0 | 0 | 0 | 0 | 0 | 0 | 0 | 0 | 0 | 0 | 0 | 0 | 0 | 0 | 0 | 0 | 0
F3_Commercial_Restaurant_Existing_Refrigeration_Electric_Glass Door Display_E2 | F3 | Commercial | Restaurant | Existing | Refrigeration | Electric | Glass Door Display | E2 | PACT BC Ratio | 0 | 0 | 0 | 0 | 0 | 0 | 0 | 0 | 0 | 0 | 0 | 0 | 0 | 0 | 0 | 0 | 0 | 0 | 0 | 0 | 0 | 0 | 0 | 0 | 0 | 0 | 0 | 0 | 0 | 0
F3_Commercial_Restaurant_Existing_Refrigeration_Electric_Glass Door Display_E3 | F3 | Commercial | Restaurant | Existing | Refrigeration | Electric | Glass Door Display | E3 | PACT BC Ratio | 0 | 0 | 0 | 0 | 0 | 0 | 0 | 0 | 0 | 0 | 0 | 0 | 0 | 0 | 0 | 0 | 0 | 0 | 0 | 0 | 0 | 0 | 0 | 0 | 0 | 0 | 0 | 0 | 0 | 0
F3_Commercial_Restaurant_Existing_Refrigeration_Electric_Glass Door Display_E4 | F3 | Commercial | Restaurant | Existing | Refrigeration | Electric | Glass Door Display | E4 | PACT BC Ratio | 0 | 0 | 0 | 0 | 0 | 0 | 0 | 0 | 0 | 0 | 0 | 0 | 0 | 0 | 0 | 0 | 0 | 0 | 0 | 0 | 0 | 0 | 0 | 0 | 0 | 0 | 0 | 0 | 0 | 0
F3_Commercial_Restaurant_Existing_Refrigeration_Electric_Glass Door Display_E5 | F3 | Commercial | Restaurant | Existing | Refrigeration | Electric | Glass Door Display | E5 | PACT BC Ratio | 0 | 0 | 0 | 0 | 0 | 0 | 0 | 0 | 0 | 0 | 0 | 0 | 0 | 0 | 0 | 0 | 0 | 0 | 0 | 0 | 0 | 0 | 0 | 0 | 0 | 0 | 0 | 0 | 0 | 0
F3_Commercial_Restaurant_Existing_Refrigeration_Electric_Glass Door Display_E6 | F3 | Commercial | Restaurant | Existing | Refrigeration | Electric | Glass Door Display | E6 | PACT BC Ratio | 0 | 0 | 0 | 0 | 0 | 0 | 0 | 0 | 0 | 0 | 0 | 0 | 0 | 0 | 0 | 0 | 0 | 0 | 0 | 0 | 0 | 0 | 0 | 0 | 0 | 0 | 0 | 0 | 0 | 0
F3_Commercial_Restaurant_Existing_Refrigeration_Electric_Glass Door Display_E7 | F3 | Commercial | Restaurant | Existing | Refrigeration | Electric | Glass Door Display | E7 | PACT BC Ratio | 0 | 0 | 0 | 0 | 0 | 0 | 0 | 0 | 0 | 0 | 0 | 0 | 0 | 0 | 0 | 0 | 0 | 0 | 0 | 0 | 0 | 0 | 0 | 0 | 0 | 0 | 0 | 0 | 0 | 0
F3_Commercial_Restaurant_Existing_Refrigeration_Electric_Glass Door Display_E8 | F3 | Commercial | Restaurant | Existing | Refrigeration | Electric | Glass Door Display | E8 | PACT BC Ratio | 0 | 0 | 0 | 0 | 0 | 0 | 0 | 0 | 0 | 0 | 0 | 0 | 0 | 0 | 0 | 0 | 0 | 0 | 0 | 0 | 0 | 0 | 0 | 0 | 0 | 0 | 0 | 0 | 0 | 0
F3_Commercial_Restaurant_Existing_Refrigeration_Electric_Glass Door Display_E9 | F3 | Commercial | Restaurant | Existing | Refrigeration | Electric | Glass Door Display | E9 | PACT BC Ratio | 0 | 0 | 0 | 0 | 0 | 0 | 0 | 0 | 0 | 0 | 0 | 0 | 0 | 0 | 0 | 0 | 0 | 0 | 0 | 0 | 0 | 0 | 0 | 0 | 0 | 0 | 0 | 0 | 0 | 0
F3_Commercial_Restaurant_Existing_Refrigeration_Electric_Glass Door Display_E10 | F3 | Commercial | Restaurant | Existing | Refrigeration | Electric | Glass Door Display | E10 | PACT BC Ratio | 0 | 0 | 0 | 0 | 0 | 0 | 0 | 0 | 0 | 0 | 0 | 0 | 0 | 0 | 0 | 0 | 0 | 0 | 0 | 0 | 0 | 0 | 0 | 0 | 0 | 0 | 0 | 0 | 0 | 0
F4_Commercial_Restaurant_Existing_Refrigeration_Electric_Glass Door Display_E1 | F4 | Commercial | Restaurant | Existing | Refrigeration | Electric | Glass Door Display | E1 | RVT BC Ratio | 0 | 0 | 0 | 0 | 0 | 0 | 0 | 0 | 0 | 0 | 0 | 0 | 0 | 0 | 0 | 0 | 0 | 0 | 0 | 0 | 0 | 0 | 0 | 0 | 0 | 0 | 0 | 0 | 0 | 0
F4_Commercial_Restaurant_Existing_Refrigeration_Electric_Glass Door Display_E2 | F4 | Commercial | Restaurant | Existing | Refrigeration | Electric | Glass Door Display | E2 | RVT BC Ratio | 0 | 0 | 0 | 0 | 0 | 0 | 0 | 0 | 0 | 0 | 0 | 0 | 0 | 0 | 0 | 0 | 0 | 0 | 0 | 0 | 0 | 0 | 0 | 0 | 0 | 0 | 0 | 0 | 0 | 0
F4_Commercial_Restaurant_Existing_Refrigeration_Electric_Glass Door Display_E3 | F4 | Commercial | Restaurant | Existing | Refrigeration | Electric | Glass Door Display | E3 | RVT BC Ratio | 0 | 0 | 0 | 0 | 0 | 0 | 0 | 0 | 0 | 0 | 0 | 0 | 0 | 0 | 0 | 0 | 0 | 0 | 0 | 0 | 0 | 0 | 0 | 0 | 0 | 0 | 0 | 0 | 0 | 0
F4_Commercial_Restaurant_Existing_Refrigeration_Electric_Glass Door Display_E4 | F4 | Commercial | Restaurant | Existing | Refrigeration | Electric | Glass Door Display | E4 | RVT BC Ratio | 0 | 0 | 0 | 0 | 0 | 0 | 0 | 0 | 0 | 0 | 0 | 0 | 0 | 0 | 0 | 0 | 0 | 0 | 0 | 0 | 0 | 0 | 0 | 0 | 0 | 0 | 0 | 0 | 0 | 0
F4_Commercial_Restaurant_Existing_Refrigeration_Electric_Glass Door Display_E5 | F4 | Commercial | Restaurant | Existing | Refrigeration | Electric | Glass Door Display | E5 | RVT BC Ratio | 0 | 0 | 0 | 0 | 0 | 0 | 0 | 0 | 0 | 0 | 0 | 0 | 0 | 0 | 0 | 0 | 0 | 0 | 0 | 0 | 0 | 0 | 0 | 0 | 0 | 0 | 0 | 0 | 0 | 0
F4_Commercial_Restaurant_Existing_Refrigeration_Electric_Glass Door Display_E6 | F4 | Commercial | Restaurant | Existing | Refrigeration | Electric | Glass Door Display | E6 | RVT BC Ratio | 0 | 0 | 0 | 0 | 0 | 0 | 0 | 0 | 0 | 0 | 0 | 0 | 0 | 0 | 0 | 0 | 0 | 0 | 0 | 0 | 0 | 0 | 0 | 0 | 0 | 0 | 0 | 0 | 0 | 0
F4_Commercial_Restaurant_Existing_Refrigeration_Electric_Glass Door Display_E7 | F4 | Commercial | Restaurant | Existing | Refrigeration | Electric | Glass Door Display | E7 | RVT BC Ratio | 0 | 0 | 0 | 0 | 0 | 0 | 0 | 0 | 0 | 0 | 0 | 0 | 0 | 0 | 0 | 0 | 0 | 0 | 0 | 0 | 0 | 0 | 0 | 0 | 0 | 0 | 0 | 0 | 0 | 0
F4_Commercial_Restaurant_Existing_Refrigeration_Electric_Glass Door Display_E8 | F4 | Commercial | Restaurant | Existing | Refrigeration | Electric | Glass Door Display | E8 | RVT BC Ratio | 0 | 0 | 0 | 0 | 0 | 0 | 0 | 0 | 0 | 0 | 0 | 0 | 0 | 0 | 0 | 0 | 0 | 0 | 0 | 0 | 0 | 0 | 0 | 0 | 0 | 0 | 0 | 0 | 0 | 0
F4_Commercial_Restaurant_Existing_Refrigeration_Electric_Glass Door Display_E9 | F4 | Commercial | Restaurant | Existing | Refrigeration | Electric | Glass Door Display | E9 | RVT BC Ratio | 0 | 0 | 0 | 0 | 0 | 0 | 0 | 0 | 0 | 0 | 0 | 0 | 0 | 0 | 0 | 0 | 0 | 0 | 0 | 0 | 0 | 0 | 0 | 0 | 0 | 0 | 0 | 0 | 0 | 0
F4_Commercial_Restaurant_Existing_Refrigeration_Electric_Glass Door Display_E10 | F4 | Commercial | Restaurant | Existing | Refrigeration | Electric | Glass Door Display | E10 | RVT BC Ratio | 0 | 0 | 0 | 0 | 0 | 0 | 0 | 0 | 0 | 0 | 0 | 0 | 0 | 0 | 0 | 0 | 0 | 0 | 0 | 0 | 0 | 0 | 0 | 0 | 0 | 0 | 0 | 0 | 0 | 0
F5_Commercial_Restaurant_Existing_Refrigeration_Electric_Glass Door Display_E1 | F5 | Commercial | Restaurant | Existing | Refrigeration | Electric | Glass Door Display | E1 | RIM BC Ratio | 0 | 0 | 0 | 0 | 0 | 0 | 0 | 0 | 0 | 0 | 0 | 0 | 0 | 0 | 0 | 0 | 0 | 0 | 0 | 0 | 0 | 0 | 0 | 0 | 0 | 0 | 0 | 0 | 0 | 0
F5_Commercial_Restaurant_Existing_Refrigeration_Electric_Glass Door Display_E2 | F5 | Commercial | Restaurant | Existing | Refrigeration | Electric | Glass Door Display | E2 | RIM BC Ratio | 0 | 0 | 0 | 0 | 0 | 0 | 0 | 0 | 0 | 0 | 0 | 0 | 0 | 0 | 0 | 0 | 0 | 0 | 0 | 0 | 0 | 0 | 0 | 0 | 0 | 0 | 0 | 0 | 0 | 0
F5_Commercial_Restaurant_Existing_Refrigeration_Electric_Glass Door Display_E3 | F5 | Commercial | Restaurant | Existing | Refrigeration | Electric | Glass Door Display | E3 | RIM BC Ratio | 0 | 0 | 0 | 0 | 0 | 0 | 0 | 0 | 0 | 0 | 0 | 0 | 0 | 0 | 0 | 0 | 0 | 0 | 0 | 0 | 0 | 0 | 0 | 0 | 0 | 0 | 0 | 0 | 0 | 0
F5_Commercial_Restaurant_Existing_Refrigeration_Electric_Glass Door Display_E4 | F5 | Commercial | Restaurant | Existing | Refrigeration | Electric | Glass Door Display | E4 | RIM BC Ratio | 0 | 0 | 0 | 0 | 0 | 0 | 0 | 0 | 0 | 0 | 0 | 0 | 0 | 0 | 0 | 0 | 0 | 0 | 0 | 0 | 0 | 0 | 0 | 0 | 0 | 0 | 0 | 0 | 0 | 0
F5_Commercial_Restaurant_Existing_Refrigeration_Electric_Glass Door Display_E5 | F5 | Commercial | Restaurant | Existing | Refrigeration | Electric | Glass Door Display | E5 | RIM BC Ratio | 0 | 0 | 0 | 0 | 0 | 0 | 0 | 0 | 0 | 0 | 0 | 0 | 0 | 0 | 0 | 0 | 0 | 0 | 0 | 0 | 0 | 0 | 0 | 0 | 0 | 0 | 0 | 0 | 0 | 0
F5_Commercial_Restaurant_Existing_Refrigeration_Electric_Glass Door Display_E6 | F5 | Commercial | Restaurant | Existing | Refrigeration | Electric | Glass Door Display | E6 | RIM BC Ratio | 0 | 0 | 0 | 0 | 0 | 0 | 0 | 0 | 0 | 0 | 0 | 0 | 0 | 0 | 0 | 0 | 0 | 0 | 0 | 0 | 0 | 0 | 0 | 0 | 0 | 0 | 0 | 0 | 0 | 0
F5_Commercial_Restaurant_Existing_Refrigeration_Electric_Glass Door Display_E7 | F5 | Commercial | Restaurant | Existing | Refrigeration | Electric | Glass Door Display | E7 | RIM BC Ratio | 0 | 0 | 0 | 0 | 0 | 0 | 0 | 0 | 0 | 0 | 0 | 0 | 0 | 0 | 0 | 0 | 0 | 0 | 0 | 0 | 0 | 0 | 0 | 0 | 0 | 0 | 0 | 0 | 0 | 0
F5_Commercial_Restaurant_Existing_Refrigeration_Electric_Glass Door Display_E8 | F5 | Commercial | Restaurant | Existing | Refrigeration | Electric | Glass Door Display | E8 | RIM BC Ratio | 0 | 0 | 0 | 0 | 0 | 0 | 0 | 0 | 0 | 0 | 0 | 0 | 0 | 0 | 0 | 0 | 0 | 0 | 0 | 0 | 0 | 0 | 0 | 0 | 0 | 0 | 0 | 0 | 0 | 0
F5_Commercial_Restaurant_Existing_Refrigeration_Electric_Glass Door Display_E9 | F5 | Commercial | Restaurant | Existing | Refrigeration | Electric | Glass Door Display | E9 | RIM BC Ratio | 0 | 0 | 0 | 0 | 0 | 0 | 0 | 0 | 0 | 0 | 0 | 0 | 0 | 0 | 0 | 0 | 0 | 0 | 0 | 0 | 0 | 0 | 0 | 0 | 0 | 0 | 0 | 0 | 0 | 0
F5_Commercial_Restaurant_Existing_Refrigeration_Electric_Glass Door Display_E10 | F5 | Commercial | Restaurant | Existing | Refrigeration | Electric | Glass Door Display | E10 | RIM BC Ratio | 0 | 0 | 0 | 0 | 0 | 0 | 0 | 0 | 0 | 0 | 0 | 0 | 0 | 0 | 0 | 0 | 0 | 0 | 0 | 0 | 0 | 0 | 0 | 0 | 0 | 0 | 0 | 0 | 0 | 0
F0_Commercial_Restaurant_Existing_Refrigeration_Electric_Open Display Case_E0 | F0 | Commercial | Restaurant | Existing | Refrigeration | Electric | Open Display Case | E0 | Economic Unit | 0 | 0 | 0 | 0 | 0 | 0 | 0 | 0 | 0 | 0 | 0 | 0 | 0 | 0 | 0 | 0 | 0 | 0 | 0 | 0 | 0 | 0 | 0 | 0 | 0 | 0 | 0 | 0 | 0 | 0
F1_Commercial_Restaurant_Existing_Refrigeration_Electric_Open Display Case_E1 | F1 | Commercial | Restaurant | Existing | Refrigeration | Electric | Open Display Case | E1 | CCE | 0 | 0 | 0 | 0 | 0 | 0 | 0 | 0 | 0 | 0 | 0 | 0 | 0 | 0 | 0 | 0 | 0 | 0 | 0 | 0 | 0 | 0 | 0 | 0 | 0 | 0 | 0 | 0 | 0 | 0
F1_Commercial_Restaurant_Existing_Refrigeration_Electric_Open Display Case_E2 | F1 | Commercial | Restaurant | Existing | Refrigeration | Electric | Open Display Case | E2 | CCE | 0 | 0 | 0 | 0 | 0 | 0 | 0 | 0 | 0 | 0 | 0 | 0 | 0 | 0 | 0 | 0 | 0 | 0 | 0 | 0 | 0 | 0 | 0 | 0 | 0 | 0 | 0 | 0 | 0 | 0
F1_Commercial_Restaurant_Existing_Refrigeration_Electric_Open Display Case_E3 | F1 | Commercial | Restaurant | Existing | Refrigeration | Electric | Open Display Case | E3 | CCE | 0 | 0 | 0 | 0 | 0 | 0 | 0 | 0 | 0 | 0 | 0 | 0 | 0 | 0 | 0 | 0 | 0 | 0 | 0 | 0 | 0 | 0 | 0 | 0 | 0 | 0 | 0 | 0 | 0 | 0
F1_Commercial_Restaurant_Existing_Refrigeration_Electric_Open Display Case_E4 | F1 | Commercial | Restaurant | Existing | Refrigeration | Electric | Open Display Case | E4 | CCE | 0 | 0 | 0 | 0 | 0 | 0 | 0 | 0 | 0 | 0 | 0 | 0 | 0 | 0 | 0 | 0 | 0 | 0 | 0 | 0 | 0 | 0 | 0 | 0 | 0 | 0 | 0 | 0 | 0 | 0
F1_Commercial_Restaurant_Existing_Refrigeration_Electric_Open Display Case_E5 | F1 | Commercial | Restaurant | Existing | Refrigeration | Electric | Open Display Case | E5 | CCE | 0 | 0 | 0 | 0 | 0 | 0 | 0 | 0 | 0 | 0 | 0 | 0 | 0 | 0 | 0 | 0 | 0 | 0 | 0 | 0 | 0 | 0 | 0 | 0 | 0 | 0 | 0 | 0 | 0 | 0
F1_Commercial_Restaurant_Existing_Refrigeration_Electric_Open Display Case_E6 | F1 | Commercial | Restaurant | Existing | Refrigeration | Electric | Open Display Case | E6 | CCE | 0 | 0 | 0 | 0 | 0 | 0 | 0 | 0 | 0 | 0 | 0 | 0 | 0 | 0 | 0 | 0 | 0 | 0 | 0 | 0 | 0 | 0 | 0 | 0 | 0 | 0 | 0 | 0 | 0 | 0
F1_Commercial_Restaurant_Existing_Refrigeration_Electric_Open Display Case_E7 | F1 | Commercial | Restaurant | Existing | Refrigeration | Electric | Open Display Case | E7 | CCE | 0 | 0 | 0 | 0 | 0 | 0 | 0 | 0 | 0 | 0 | 0 | 0 | 0 | 0 | 0 | 0 | 0 | 0 | 0 | 0 | 0 | 0 | 0 | 0 | 0 | 0 | 0 | 0 | 0 | 0
F1_Commercial_Restaurant_Existing_Refrigeration_Electric_Open Display Case_E8 | F1 | Commercial | Restaurant | Existing | Refrigeration | Electric | Open Display Case | E8 | CCE | 0 | 0 | 0 | 0 | 0 | 0 | 0 | 0 | 0 | 0 | 0 | 0 | 0 | 0 | 0 | 0 | 0 | 0 | 0 | 0 | 0 | 0 | 0 | 0 | 0 | 0 | 0 | 0 | 0 | 0
F1_Commercial_Restaurant_Existing_Refrigeration_Electric_Open Display Case_E9 | F1 | Commercial | Restaurant | Existing | Refrigeration | Electric | Open Display Case | E9 | CCE | 0 | 0 | 0 | 0 | 0 | 0 | 0 | 0 | 0 | 0 | 0 | 0 | 0 | 0 | 0 | 0 | 0 | 0 | 0 | 0 | 0 | 0 | 0 | 0 | 0 | 0 | 0 | 0 | 0 | 0
F1_Commercial_Restaurant_Existing_Refrigeration_Electric_Open Display Case_E10 | F1 | Commercial | Restaurant | Existing | Refrigeration | Electric | Open Display Case | E10 | CCE | 0 | 0 | 0 | 0 | 0 | 0 | 0 | 0 | 0 | 0 | 0 | 0 | 0 | 0 | 0 | 0 | 0 | 0 | 0 | 0 | 0 | 0 | 0 | 0 | 0 | 0 | 0 | 0 | 0 | 0
F2_Commercial_Restaurant_Existing_Refrigeration_Electric_Open Display Case_E1 | F2 | Commercial | Restaurant | Existing | Refrigeration | Electric | Open Display Case | E1 | TRC BC Ratio | 0 | 0 | 0 | 0 | 0 | 0 | 0 | 0 | 0 | 0 | 0 | 0 | 0 | 0 | 0 | 0 | 0 | 0 | 0 | 0 | 0 | 0 | 0 | 0 | 0 | 0 | 0 | 0 | 0 | 0
F2_Commercial_Restaurant_Existing_Refrigeration_Electric_Open Display Case_E2 | F2 | Commercial | Restaurant | Existing | Refrigeration | Electric | Open Display Case | E2 | TRC BC Ratio | 0 | 0 | 0 | 0 | 0 | 0 | 0 | 0 | 0 | 0 | 0 | 0 | 0 | 0 | 0 | 0 | 0 | 0 | 0 | 0 | 0 | 0 | 0 | 0 | 0 | 0 | 0 | 0 | 0 | 0
F2_Commercial_Restaurant_Existing_Refrigeration_Electric_Open Display Case_E3 | F2 | Commercial | Restaurant | Existing | Refrigeration | Electric | Open Display Case | E3 | TRC BC Ratio | 0 | 0 | 0 | 0 | 0 | 0 | 0 | 0 | 0 | 0 | 0 | 0 | 0 | 0 | 0 | 0 | 0 | 0 | 0 | 0 | 0 | 0 | 0 | 0 | 0 | 0 | 0 | 0 | 0 | 0
F2_Commercial_Restaurant_Existing_Refrigeration_Electric_Open Display Case_E4 | F2 | Commercial | Restaurant | Existing | Refrigeration | Electric | Open Display Case | E4 | TRC BC Ratio | 0 | 0 | 0 | 0 | 0 | 0 | 0 | 0 | 0 | 0 | 0 | 0 | 0 | 0 | 0 | 0 | 0 | 0 | 0 | 0 | 0 | 0 | 0 | 0 | 0 | 0 | 0 | 0 | 0 | 0
F2_Commercial_Restaurant_Existing_Refrigeration_Electric_Open Display Case_E5 | F2 | Commercial | Restaurant | Existing | Refrigeration | Electric | Open Display Case | E5 | TRC BC Ratio | 0 | 0 | 0 | 0 | 0 | 0 | 0 | 0 | 0 | 0 | 0 | 0 | 0 | 0 | 0 | 0 | 0 | 0 | 0 | 0 | 0 | 0 | 0 | 0 | 0 | 0 | 0 | 0 | 0 | 0
F2_Commercial_Restaurant_Existing_Refrigeration_Electric_Open Display Case_E6 | F2 | Commercial | Restaurant | Existing | Refrigeration | Electric | Open Display Case | E6 | TRC BC Ratio | 0 | 0 | 0 | 0 | 0 | 0 | 0 | 0 | 0 | 0 | 0 | 0 | 0 | 0 | 0 | 0 | 0 | 0 | 0 | 0 | 0 | 0 | 0 | 0 | 0 | 0 | 0 | 0 | 0 | 0
F2_Commercial_Restaurant_Existing_Refrigeration_Electric_Open Display Case_E7 | F2 | Commercial | Restaurant | Existing | Refrigeration | Electric | Open Display Case | E7 | TRC BC Ratio | 0 | 0 | 0 | 0 | 0 | 0 | 0 | 0 | 0 | 0 | 0 | 0 | 0 | 0 | 0 | 0 | 0 | 0 | 0 | 0 | 0 | 0 | 0 | 0 | 0 | 0 | 0 | 0 | 0 | 0
F2_Commercial_Restaurant_Existing_Refrigeration_Electric_Open Display Case_E8 | F2 | Commercial | Restaurant | Existing | Refrigeration | Electric | Open Display Case | E8 | TRC BC Ratio | 0 | 0 | 0 | 0 | 0 | 0 | 0 | 0 | 0 | 0 | 0 | 0 | 0 | 0 | 0 | 0 | 0 | 0 | 0 | 0 | 0 | 0 | 0 | 0 | 0 | 0 | 0 | 0 | 0 | 0
F2_Commercial_Restaurant_Existing_Refrigeration_Electric_Open Display Case_E9 | F2 | Commercial | Restaurant | Existing | Refrigeration | Electric | Open Display Case | E9 | TRC BC Ratio | 0 | 0 | 0 | 0 | 0 | 0 | 0 | 0 | 0 | 0 | 0 | 0 | 0 | 0 | 0 | 0 | 0 | 0 | 0 | 0 | 0 | 0 | 0 | 0 | 0 | 0 | 0 | 0 | 0 | 0
F2_Commercial_Restaurant_Existing_Refrigeration_Electric_Open Display Case_E10 | F2 | Commercial | Restaurant | Existing | Refrigeration | Electric | Open Display Case | E10 | TRC BC Ratio | 0 | 0 | 0 | 0 | 0 | 0 | 0 | 0 | 0 | 0 | 0 | 0 | 0 | 0 | 0 | 0 | 0 | 0 | 0 | 0 | 0 | 0 | 0 | 0 | 0 | 0 | 0 | 0 | 0 | 0
F3_Commercial_Restaurant_Existing_Refrigeration_Electric_Open Display Case_E1 | F3 | Commercial | Restaurant | Existing | Refrigeration | Electric | Open Display Case | E1 | PACT BC Ratio | 0 | 0 | 0 | 0 | 0 | 0 | 0 | 0 | 0 | 0 | 0 | 0 | 0 | 0 | 0 | 0 | 0 | 0 | 0 | 0 | 0 | 0 | 0 | 0 | 0 | 0 | 0 | 0 | 0 | 0
F3_Commercial_Restaurant_Existing_Refrigeration_Electric_Open Display Case_E2 | F3 | Commercial | Restaurant | Existing | Refrigeration | Electric | Open Display Case | E2 | PACT BC Ratio | 0 | 0 | 0 | 0 | 0 | 0 | 0 | 0 | 0 | 0 | 0 | 0 | 0 | 0 | 0 | 0 | 0 | 0 | 0 | 0 | 0 | 0 | 0 | 0 | 0 | 0 | 0 | 0 | 0 | 0
F3_Commercial_Restaurant_Existing_Refrigeration_Electric_Open Display Case_E3 | F3 | Commercial | Restaurant | Existing | Refrigeration | Electric | Open Display Case | E3 | PACT BC Ratio | 0 | 0 | 0 | 0 | 0 | 0 | 0 | 0 | 0 | 0 | 0 | 0 | 0 | 0 | 0 | 0 | 0 | 0 | 0 | 0 | 0 | 0 | 0 | 0 | 0 | 0 | 0 | 0 | 0 | 0
F3_Commercial_Restaurant_Existing_Refrigeration_Electric_Open Display Case_E4 | F3 | Commercial | Restaurant | Existing | Refrigeration | Electric | Open Display Case | E4 | PACT BC Ratio | 0 | 0 | 0 | 0 | 0 | 0 | 0 | 0 | 0 | 0 | 0 | 0 | 0 | 0 | 0 | 0 | 0 | 0 | 0 | 0 | 0 | 0 | 0 | 0 | 0 | 0 | 0 | 0 | 0 | 0
F3_Commercial_Restaurant_Existing_Refrigeration_Electric_Open Display Case_E5 | F3 | Commercial | Restaurant | Existing | Refrigeration | Electric | Open Display Case | E5 | PACT BC Ratio | 0 | 0 | 0 | 0 | 0 | 0 | 0 | 0 | 0 | 0 | 0 | 0 | 0 | 0 | 0 | 0 | 0 | 0 | 0 | 0 | 0 | 0 | 0 | 0 | 0 | 0 | 0 | 0 | 0 | 0
F3_Commercial_Restaurant_Existing_Refrigeration_Electric_Open Display Case_E6 | F3 | Commercial | Restaurant | Existing | Refrigeration | Electric | Open Display Case | E6 | PACT BC Ratio | 0 | 0 | 0 | 0 | 0 | 0 | 0 | 0 | 0 | 0 | 0 | 0 | 0 | 0 | 0 | 0 | 0 | 0 | 0 | 0 | 0 | 0 | 0 | 0 | 0 | 0 | 0 | 0 | 0 | 0
F3_Commercial_Restaurant_Existing_Refrigeration_Electric_Open Display Case_E7 | F3 | Commercial | Restaurant | Existing | Refrigeration | Electric | Open Display Case | E7 | PACT BC Ratio | 0 | 0 | 0 | 0 | 0 | 0 | 0 | 0 | 0 | 0 | 0 | 0 | 0 | 0 | 0 | 0 | 0 | 0 | 0 | 0 | 0 | 0 | 0 | 0 | 0 | 0 | 0 | 0 | 0 | 0
F3_Commercial_Restaurant_Existing_Refrigeration_Electric_Open Display Case_E8 | F3 | Commercial | Restaurant | Existing | Refrigeration | Electric | Open Display Case | E8 | PACT BC Ratio | 0 | 0 | 0 | 0 | 0 | 0 | 0 | 0 | 0 | 0 | 0 | 0 | 0 | 0 | 0 | 0 | 0 | 0 | 0 | 0 | 0 | 0 | 0 | 0 | 0 | 0 | 0 | 0 | 0 | 0
F3_Commercial_Restaurant_Existing_Refrigeration_Electric_Open Display Case_E9 | F3 | Commercial | Restaurant | Existing | Refrigeration | Electric | Open Display Case | E9 | PACT BC Ratio | 0 | 0 | 0 | 0 | 0 | 0 | 0 | 0 | 0 | 0 | 0 | 0 | 0 | 0 | 0 | 0 | 0 | 0 | 0 | 0 | 0 | 0 | 0 | 0 | 0 | 0 | 0 | 0 | 0 | 0
F3_Commercial_Restaurant_Existing_Refrigeration_Electric_Open Display Case_E10 | F3 | Commercial | Restaurant | Existing | Refrigeration | Electric | Open Display Case | E10 | PACT BC Ratio | 0 | 0 | 0 | 0 | 0 | 0 | 0 | 0 | 0 | 0 | 0 | 0 | 0 | 0 | 0 | 0 | 0 | 0 | 0 | 0 | 0 | 0 | 0 | 0 | 0 | 0 | 0 | 0 | 0 | 0
F4_Commercial_Restaurant_Existing_Refrigeration_Electric_Open Display Case_E1 | F4 | Commercial | Restaurant | Existing | Refrigeration | Electric | Open Display Case | E1 | RVT BC Ratio | 0 | 0 | 0 | 0 | 0 | 0 | 0 | 0 | 0 | 0 | 0 | 0 | 0 | 0 | 0 | 0 | 0 | 0 | 0 | 0 | 0 | 0 | 0 | 0 | 0 | 0 | 0 | 0 | 0 | 0
F4_Commercial_Restaurant_Existing_Refrigeration_Electric_Open Display Case_E2 | F4 | Commercial | Restaurant | Existing | Refrigeration | Electric | Open Display Case | E2 | RVT BC Ratio | 0 | 0 | 0 | 0 | 0 | 0 | 0 | 0 | 0 | 0 | 0 | 0 | 0 | 0 | 0 | 0 | 0 | 0 | 0 | 0 | 0 | 0 | 0 | 0 | 0 | 0 | 0 | 0 | 0 | 0
F4_Commercial_Restaurant_Existing_Refrigeration_Electric_Open Display Case_E3 | F4 | Commercial | Restaurant | Existing | Refrigeration | Electric | Open Display Case | E3 | RVT BC Ratio | 0 | 0 | 0 | 0 | 0 | 0 | 0 | 0 | 0 | 0 | 0 | 0 | 0 | 0 | 0 | 0 | 0 | 0 | 0 | 0 | 0 | 0 | 0 | 0 | 0 | 0 | 0 | 0 | 0 | 0
F4_Commercial_Restaurant_Existing_Refrigeration_Electric_Open Display Case_E4 | F4 | Commercial | Restaurant | Existing | Refrigeration | Electric | Open Display Case | E4 | RVT BC Ratio | 0 | 0 | 0 | 0 | 0 | 0 | 0 | 0 | 0 | 0 | 0 | 0 | 0 | 0 | 0 | 0 | 0 | 0 | 0 | 0 | 0 | 0 | 0 | 0 | 0 | 0 | 0 | 0 | 0 | 0
F4_Commercial_Restaurant_Existing_Refrigeration_Electric_Open Display Case_E5 | F4 | Commercial | Restaurant | Existing | Refrigeration | Electric | Open Display Case | E5 | RVT BC Ratio | 0 | 0 | 0 | 0 | 0 | 0 | 0 | 0 | 0 | 0 | 0 | 0 | 0 | 0 | 0 | 0 | 0 | 0 | 0 | 0 | 0 | 0 | 0 | 0 | 0 | 0 | 0 | 0 | 0 | 0
F4_Commercial_Restaurant_Existing_Refrigeration_Electric_Open Display Case_E6 | F4 | Commercial | Restaurant | Existing | Refrigeration | Electric | Open Display Case | E6 | RVT BC Ratio | 0 | 0 | 0 | 0 | 0 | 0 | 0 | 0 | 0 | 0 | 0 | 0 | 0 | 0 | 0 | 0 | 0 | 0 | 0 | 0 | 0 | 0 | 0 | 0 | 0 | 0 | 0 | 0 | 0 | 0
F4_Commercial_Restaurant_Existing_Refrigeration_Electric_Open Display Case_E7 | F4 | Commercial | Restaurant | Existing | Refrigeration | Electric | Open Display Case | E7 | RVT BC Ratio | 0 | 0 | 0 | 0 | 0 | 0 | 0 | 0 | 0 | 0 | 0 | 0 | 0 | 0 | 0 | 0 | 0 | 0 | 0 | 0 | 0 | 0 | 0 | 0 | 0 | 0 | 0 | 0 | 0 | 0
F4_Commercial_Restaurant_Existing_Refrigeration_Electric_Open Display Case_E8 | F4 | Commercial | Restaurant | Existing | Refrigeration | Electric | Open Display Case | E8 | RVT BC Ratio | 0 | 0 | 0 | 0 | 0 | 0 | 0 | 0 | 0 | 0 | 0 | 0 | 0 | 0 | 0 | 0 | 0 | 0 | 0 | 0 | 0 | 0 | 0 | 0 | 0 | 0 | 0 | 0 | 0 | 0
F4_Commercial_Restaurant_Existing_Refrigeration_Electric_Open Display Case_E9 | F4 | Commercial | Restaurant | Existing | Refrigeration | Electric | Open Display Case | E9 | RVT BC Ratio | 0 | 0 | 0 | 0 | 0 | 0 | 0 | 0 | 0 | 0 | 0 | 0 | 0 | 0 | 0 | 0 | 0 | 0 | 0 | 0 | 0 | 0 | 0 | 0 | 0 | 0 | 0 | 0 | 0 | 0
F4_Commercial_Restaurant_Existing_Refrigeration_Electric_Open Display Case_E10 | F4 | Commercial | Restaurant | Existing | Refrigeration | Electric | Open Display Case | E10 | RVT BC Ratio | 0 | 0 | 0 | 0 | 0 | 0 | 0 | 0 | 0 | 0 | 0 | 0 | 0 | 0 | 0 | 0 | 0 | 0 | 0 | 0 | 0 | 0 | 0 | 0 | 0 | 0 | 0 | 0 | 0 | 0
F5_Commercial_Restaurant_Existing_Refrigeration_Electric_Open Display Case_E1 | F5 | Commercial | Restaurant | Existing | Refrigeration | Electric | Open Display Case | E1 | RIM BC Ratio | 0 | 0 | 0 | 0 | 0 | 0 | 0 | 0 | 0 | 0 | 0 | 0 | 0 | 0 | 0 | 0 | 0 | 0 | 0 | 0 | 0 | 0 | 0 | 0 | 0 | 0 | 0 | 0 | 0 | 0
F5_Commercial_Restaurant_Existing_Refrigeration_Electric_Open Display Case_E2 | F5 | Commercial | Restaurant | Existing | Refrigeration | Electric | Open Display Case | E2 | RIM BC Ratio | 0 | 0 | 0 | 0 | 0 | 0 | 0 | 0 | 0 | 0 | 0 | 0 | 0 | 0 | 0 | 0 | 0 | 0 | 0 | 0 | 0 | 0 | 0 | 0 | 0 | 0 | 0 | 0 | 0 | 0
F5_Commercial_Restaurant_Existing_Refrigeration_Electric_Open Display Case_E3 | F5 | Commercial | Restaurant | Existing | Refrigeration | Electric | Open Display Case | E3 | RIM BC Ratio | 0 | 0 | 0 | 0 | 0 | 0 | 0 | 0 | 0 | 0 | 0 | 0 | 0 | 0 | 0 | 0 | 0 | 0 | 0 | 0 | 0 | 0 | 0 | 0 | 0 | 0 | 0 | 0 | 0 | 0
F5_Commercial_Restaurant_Existing_Refrigeration_Electric_Open Display Case_E4 | F5 | Commercial | Restaurant | Existing | Refrigeration | Electric | Open Display Case | E4 | RIM BC Ratio | 0 | 0 | 0 | 0 | 0 | 0 | 0 | 0 | 0 | 0 | 0 | 0 | 0 | 0 | 0 | 0 | 0 | 0 | 0 | 0 | 0 | 0 | 0 | 0 | 0 | 0 | 0 | 0 | 0 | 0
F5_Commercial_Restaurant_Existing_Refrigeration_Electric_Open Display Case_E5 | F5 | Commercial | Restaurant | Existing | Refrigeration | Electric | Open Display Case | E5 | RIM BC Ratio | 0 | 0 | 0 | 0 | 0 | 0 | 0 | 0 | 0 | 0 | 0 | 0 | 0 | 0 | 0 | 0 | 0 | 0 | 0 | 0 | 0 | 0 | 0 | 0 | 0 | 0 | 0 | 0 | 0 | 0
F5_Commercial_Restaurant_Existing_Refrigeration_Electric_Open Display Case_E6 | F5 | Commercial | Restaurant | Existing | Refrigeration | Electric | Open Display Case | E6 | RIM BC Ratio | 0 | 0 | 0 | 0 | 0 | 0 | 0 | 0 | 0 | 0 | 0 | 0 | 0 | 0 | 0 | 0 | 0 | 0 | 0 | 0 | 0 | 0 | 0 | 0 | 0 | 0 | 0 | 0 | 0 | 0
F5_Commercial_Restaurant_Existing_Refrigeration_Electric_Open Display Case_E7 | F5 | Commercial | Restaurant | Existing | Refrigeration | Electric | Open Display Case | E7 | RIM BC Ratio | 0 | 0 | 0 | 0 | 0 | 0 | 0 | 0 | 0 | 0 | 0 | 0 | 0 | 0 | 0 | 0 | 0 | 0 | 0 | 0 | 0 | 0 | 0 | 0 | 0 | 0 | 0 | 0 | 0 | 0
F5_Commercial_Restaurant_Existing_Refrigeration_Electric_Open Display Case_E8 | F5 | Commercial | Restaurant | Existing | Refrigeration | Electric | Open Display Case | E8 | RIM BC Ratio | 0 | 0 | 0 | 0 | 0 | 0 | 0 | 0 | 0 | 0 | 0 | 0 | 0 | 0 | 0 | 0 | 0 | 0 | 0 | 0 | 0 | 0 | 0 | 0 | 0 | 0 | 0 | 0 | 0 | 0
F5_Commercial_Restaurant_Existing_Refrigeration_Electric_Open Display Case_E9 | F5 | Commercial | Restaurant | Existing | Refrigeration | Electric | Open Display Case | E9 | RIM BC Ratio | 0 | 0 | 0 | 0 | 0 | 0 | 0 | 0 | 0 | 0 | 0 | 0 | 0 | 0 | 0 | 0 | 0 | 0 | 0 | 0 | 0 | 0 | 0 | 0 | 0 | 0 | 0 | 0 | 0 | 0
F5_Commercial_Restaurant_Existing_Refrigeration_Electric_Open Display Case_E10 | F5 | Commercial | Restaurant | Existing | Refrigeration | Electric | Open Display Case | E10 | RIM BC Ratio | 0 | 0 | 0 | 0 | 0 | 0 | 0 | 0 | 0 | 0 | 0 | 0 | 0 | 0 | 0 | 0 | 0 | 0 | 0 | 0 | 0 | 0 | 0 | 0 | 0 | 0 | 0 | 0 | 0 | 0
F0_Commercial_Restaurant_Existing_Refrigeration_Electric_Icemaker_E0 | F0 | Commercial | Restaurant | Existing | Refrigeration | Electric | Icemaker | E0 | Economic Unit | 0 | 0 | 0 | 0 | 0 | 0 | 0 | 0 | 0 | 0 | 0 | 0 | 0 | 0 | 0 | 0 | 0 | 0 | 0 | 0 | 0 | 0 | 0 | 0 | 0 | 0 | 0 | 0 | 0 | 0
F1_Commercial_Restaurant_Existing_Refrigeration_Electric_Icemaker_E1 | F1 | Commercial | Restaurant | Existing | Refrigeration | Electric | Icemaker | E1 | CCE | 0 | 0 | 0 | 0 | 0 | 0 | 0 | 0 | 0 | 0 | 0 | 0 | 0 | 0 | 0 | 0 | 0 | 0 | 0 | 0 | 0 | 0 | 0 | 0 | 0 | 0 | 0 | 0 | 0 | 0
F1_Commercial_Restaurant_Existing_Refrigeration_Electric_Icemaker_E2 | F1 | Commercial | Restaurant | Existing | Refrigeration | Electric | Icemaker | E2 | CCE | 0 | 0 | 0 | 0 | 0 | 0 | 0 | 0 | 0 | 0 | 0 | 0 | 0 | 0 | 0 | 0 | 0 | 0 | 0 | 0 | 0 | 0 | 0 | 0 | 0 | 0 | 0 | 0 | 0 | 0
F1_Commercial_Restaurant_Existing_Refrigeration_Electric_Icemaker_E3 | F1 | Commercial | Restaurant | Existing | Refrigeration | Electric | Icemaker | E3 | CCE | 0 | 0 | 0 | 0 | 0 | 0 | 0 | 0 | 0 | 0 | 0 | 0 | 0 | 0 | 0 | 0 | 0 | 0 | 0 | 0 | 0 | 0 | 0 | 0 | 0 | 0 | 0 | 0 | 0 | 0
F1_Commercial_Restaurant_Existing_Refrigeration_Electric_Icemaker_E4 | F1 | Commercial | Restaurant | Existing | Refrigeration | Electric | Icemaker | E4 | CCE | 0 | 0 | 0 | 0 | 0 | 0 | 0 | 0 | 0 | 0 | 0 | 0 | 0 | 0 | 0 | 0 | 0 | 0 | 0 | 0 | 0 | 0 | 0 | 0 | 0 | 0 | 0 | 0 | 0 | 0
F1_Commercial_Restaurant_Existing_Refrigeration_Electric_Icemaker_E5 | F1 | Commercial | Restaurant | Existing | Refrigeration | Electric | Icemaker | E5 | CCE | 0 | 0 | 0 | 0 | 0 | 0 | 0 | 0 | 0 | 0 | 0 | 0 | 0 | 0 | 0 | 0 | 0 | 0 | 0 | 0 | 0 | 0 | 0 | 0 | 0 | 0 | 0 | 0 | 0 | 0
F1_Commercial_Restaurant_Existing_Refrigeration_Electric_Icemaker_E6 | F1 | Commercial | Restaurant | Existing | Refrigeration | Electric | Icemaker | E6 | CCE | 0 | 0 | 0 | 0 | 0 | 0 | 0 | 0 | 0 | 0 | 0 | 0 | 0 | 0 | 0 | 0 | 0 | 0 | 0 | 0 | 0 | 0 | 0 | 0 | 0 | 0 | 0 | 0 | 0 | 0
F1_Commercial_Restaurant_Existing_Refrigeration_Electric_Icemaker_E7 | F1 | Commercial | Restaurant | Existing | Refrigeration | Electric | Icemaker | E7 | CCE | 0 | 0 | 0 | 0 | 0 | 0 | 0 | 0 | 0 | 0 | 0 | 0 | 0 | 0 | 0 | 0 | 0 | 0 | 0 | 0 | 0 | 0 | 0 | 0 | 0 | 0 | 0 | 0 | 0 | 0
F1_Commercial_Restaurant_Existing_Refrigeration_Electric_Icemaker_E8 | F1 | Commercial | Restaurant | Existing | Refrigeration | Electric | Icemaker | E8 | CCE | 0 | 0 | 0 | 0 | 0 | 0 | 0 | 0 | 0 | 0 | 0 | 0 | 0 | 0 | 0 | 0 | 0 | 0 | 0 | 0 | 0 | 0 | 0 | 0 | 0 | 0 | 0 | 0 | 0 | 0
F1_Commercial_Restaurant_Existing_Refrigeration_Electric_Icemaker_E9 | F1 | Commercial | Restaurant | Existing | Refrigeration | Electric | Icemaker | E9 | CCE | 0 | 0 | 0 | 0 | 0 | 0 | 0 | 0 | 0 | 0 | 0 | 0 | 0 | 0 | 0 | 0 | 0 | 0 | 0 | 0 | 0 | 0 | 0 | 0 | 0 | 0 | 0 | 0 | 0 | 0
F1_Commercial_Restaurant_Existing_Refrigeration_Electric_Icemaker_E10 | F1 | Commercial | Restaurant | Existing | Refrigeration | Electric | Icemaker | E10 | CCE | 0 | 0 | 0 | 0 | 0 | 0 | 0 | 0 | 0 | 0 | 0 | 0 | 0 | 0 | 0 | 0 | 0 | 0 | 0 | 0 | 0 | 0 | 0 | 0 | 0 | 0 | 0 | 0 | 0 | 0
F2_Commercial_Restaurant_Existing_Refrigeration_Electric_Icemaker_E1 | F2 | Commercial | Restaurant | Existing | Refrigeration | Electric | Icemaker | E1 | TRC BC Ratio | 0 | 0 | 0 | 0 | 0 | 0 | 0 | 0 | 0 | 0 | 0 | 0 | 0 | 0 | 0 | 0 | 0 | 0 | 0 | 0 | 0 | 0 | 0 | 0 | 0 | 0 | 0 | 0 | 0 | 0
F2_Commercial_Restaurant_Existing_Refrigeration_Electric_Icemaker_E2 | F2 | Commercial | Restaurant | Existing | Refrigeration | Electric | Icemaker | E2 | TRC BC Ratio | 0 | 0 | 0 | 0 | 0 | 0 | 0 | 0 | 0 | 0 | 0 | 0 | 0 | 0 | 0 | 0 | 0 | 0 | 0 | 0 | 0 | 0 | 0 | 0 | 0 | 0 | 0 | 0 | 0 | 0
F2_Commercial_Restaurant_Existing_Refrigeration_Electric_Icemaker_E3 | F2 | Commercial | Restaurant | Existing | Refrigeration | Electric | Icemaker | E3 | TRC BC Ratio | 0 | 0 | 0 | 0 | 0 | 0 | 0 | 0 | 0 | 0 | 0 | 0 | 0 | 0 | 0 | 0 | 0 | 0 | 0 | 0 | 0 | 0 | 0 | 0 | 0 | 0 | 0 | 0 | 0 | 0
F2_Commercial_Restaurant_Existing_Refrigeration_Electric_Icemaker_E4 | F2 | Commercial | Restaurant | Existing | Refrigeration | Electric | Icemaker | E4 | TRC BC Ratio | 0 | 0 | 0 | 0 | 0 | 0 | 0 | 0 | 0 | 0 | 0 | 0 | 0 | 0 | 0 | 0 | 0 | 0 | 0 | 0 | 0 | 0 | 0 | 0 | 0 | 0 | 0 | 0 | 0 | 0
F2_Commercial_Restaurant_Existing_Refrigeration_Electric_Icemaker_E5 | F2 | Commercial | Restaurant | Existing | Refrigeration | Electric | Icemaker | E5 | TRC BC Ratio | 0 | 0 | 0 | 0 | 0 | 0 | 0 | 0 | 0 | 0 | 0 | 0 | 0 | 0 | 0 | 0 | 0 | 0 | 0 | 0 | 0 | 0 | 0 | 0 | 0 | 0 | 0 | 0 | 0 | 0
F2_Commercial_Restaurant_Existing_Refrigeration_Electric_Icemaker_E6 | F2 | Commercial | Restaurant | Existing | Refrigeration | Electric | Icemaker | E6 | TRC BC Ratio | 0 | 0 | 0 | 0 | 0 | 0 | 0 | 0 | 0 | 0 | 0 | 0 | 0 | 0 | 0 | 0 | 0 | 0 | 0 | 0 | 0 | 0 | 0 | 0 | 0 | 0 | 0 | 0 | 0 | 0
F2_Commercial_Restaurant_Existing_Refrigeration_Electric_Icemaker_E7 | F2 | Commercial | Restaurant | Existing | Refrigeration | Electric | Icemaker | E7 | TRC BC Ratio | 0 | 0 | 0 | 0 | 0 | 0 | 0 | 0 | 0 | 0 | 0 | 0 | 0 | 0 | 0 | 0 | 0 | 0 | 0 | 0 | 0 | 0 | 0 | 0 | 0 | 0 | 0 | 0 | 0 | 0
F2_Commercial_Restaurant_Existing_Refrigeration_Electric_Icemaker_E8 | F2 | Commercial | Restaurant | Existing | Refrigeration | Electric | Icemaker | E8 | TRC BC Ratio | 0 | 0 | 0 | 0 | 0 | 0 | 0 | 0 | 0 | 0 | 0 | 0 | 0 | 0 | 0 | 0 | 0 | 0 | 0 | 0 | 0 | 0 | 0 | 0 | 0 | 0 | 0 | 0 | 0 | 0
F2_Commercial_Restaurant_Existing_Refrigeration_Electric_Icemaker_E9 | F2 | Commercial | Restaurant | Existing | Refrigeration | Electric | Icemaker | E9 | TRC BC Ratio | 0 | 0 | 0 | 0 | 0 | 0 | 0 | 0 | 0 | 0 | 0 | 0 | 0 | 0 | 0 | 0 | 0 | 0 | 0 | 0 | 0 | 0 | 0 | 0 | 0 | 0 | 0 | 0 | 0 | 0
F2_Commercial_Restaurant_Existing_Refrigeration_Electric_Icemaker_E10 | F2 | Commercial | Restaurant | Existing | Refrigeration | Electric | Icemaker | E10 | TRC BC Ratio | 0 | 0 | 0 | 0 | 0 | 0 | 0 | 0 | 0 | 0 | 0 | 0 | 0 | 0 | 0 | 0 | 0 | 0 | 0 | 0 | 0 | 0 | 0 | 0 | 0 | 0 | 0 | 0 | 0 | 0
F3_Commercial_Restaurant_Existing_Refrigeration_Electric_Icemaker_E1 | F3 | Commercial | Restaurant | Existing | Refrigeration | Electric | Icemaker | E1 | PACT BC Ratio | 0 | 0 | 0 | 0 | 0 | 0 | 0 | 0 | 0 | 0 | 0 | 0 | 0 | 0 | 0 | 0 | 0 | 0 | 0 | 0 | 0 | 0 | 0 | 0 | 0 | 0 | 0 | 0 | 0 | 0
F3_Commercial_Restaurant_Existing_Refrigeration_Electric_Icemaker_E2 | F3 | Commercial | Restaurant | Existing | Refrigeration | Electric | Icemaker | E2 | PACT BC Ratio | 0 | 0 | 0 | 0 | 0 | 0 | 0 | 0 | 0 | 0 | 0 | 0 | 0 | 0 | 0 | 0 | 0 | 0 | 0 | 0 | 0 | 0 | 0 | 0 | 0 | 0 | 0 | 0 | 0 | 0
F3_Commercial_Restaurant_Existing_Refrigeration_Electric_Icemaker_E3 | F3 | Commercial | Restaurant | Existing | Refrigeration | Electric | Icemaker | E3 | PACT BC Ratio | 0 | 0 | 0 | 0 | 0 | 0 | 0 | 0 | 0 | 0 | 0 | 0 | 0 | 0 | 0 | 0 | 0 | 0 | 0 | 0 | 0 | 0 | 0 | 0 | 0 | 0 | 0 | 0 | 0 | 0
F3_Commercial_Restaurant_Existing_Refrigeration_Electric_Icemaker_E4 | F3 | Commercial | Restaurant | Existing | Refrigeration | Electric | Icemaker | E4 | PACT BC Ratio | 0 | 0 | 0 | 0 | 0 | 0 | 0 | 0 | 0 | 0 | 0 | 0 | 0 | 0 | 0 | 0 | 0 | 0 | 0 | 0 | 0 | 0 | 0 | 0 | 0 | 0 | 0 | 0 | 0 | 0
F3_Commercial_Restaurant_Existing_Refrigeration_Electric_Icemaker_E5 | F3 | Commercial | Restaurant | Existing | Refrigeration | Electric | Icemaker | E5 | PACT BC Ratio | 0 | 0 | 0 | 0 | 0 | 0 | 0 | 0 | 0 | 0 | 0 | 0 | 0 | 0 | 0 | 0 | 0 | 0 | 0 | 0 | 0 | 0 | 0 | 0 | 0 | 0 | 0 | 0 | 0 | 0
F3_Commercial_Restaurant_Existing_Refrigeration_Electric_Icemaker_E6 | F3 | Commercial | Restaurant | Existing | Refrigeration | Electric | Icemaker | E6 | PACT BC Ratio | 0 | 0 | 0 | 0 | 0 | 0 | 0 | 0 | 0 | 0 | 0 | 0 | 0 | 0 | 0 | 0 | 0 | 0 | 0 | 0 | 0 | 0 | 0 | 0 | 0 | 0 | 0 | 0 | 0 | 0
F3_Commercial_Restaurant_Existing_Refrigeration_Electric_Icemaker_E7 | F3 | Commercial | Restaurant | Existing | Refrigeration | Electric | Icemaker | E7 | PACT BC Ratio | 0 | 0 | 0 | 0 | 0 | 0 | 0 | 0 | 0 | 0 | 0 | 0 | 0 | 0 | 0 | 0 | 0 | 0 | 0 | 0 | 0 | 0 | 0 | 0 | 0 | 0 | 0 | 0 | 0 | 0
F3_Commercial_Restaurant_Existing_Refrigeration_Electric_Icemaker_E8 | F3 | Commercial | Restaurant | Existing | Refrigeration | Electric | Icemaker | E8 | PACT BC Ratio | 0 | 0 | 0 | 0 | 0 | 0 | 0 | 0 | 0 | 0 | 0 | 0 | 0 | 0 | 0 | 0 | 0 | 0 | 0 | 0 | 0 | 0 | 0 | 0 | 0 | 0 | 0 | 0 | 0 | 0
F3_Commercial_Restaurant_Existing_Refrigeration_Electric_Icemaker_E9 | F3 | Commercial | Restaurant | Existing | Refrigeration | Electric | Icemaker | E9 | PACT BC Ratio | 0 | 0 | 0 | 0 | 0 | 0 | 0 | 0 | 0 | 0 | 0 | 0 | 0 | 0 | 0 | 0 | 0 | 0 | 0 | 0 | 0 | 0 | 0 | 0 | 0 | 0 | 0 | 0 | 0 | 0
F3_Commercial_Restaurant_Existing_Refrigeration_Electric_Icemaker_E10 | F3 | Commercial | Restaurant | Existing | Refrigeration | Electric | Icemaker | E10 | PACT BC Ratio | 0 | 0 | 0 | 0 | 0 | 0 | 0 | 0 | 0 | 0 | 0 | 0 | 0 | 0 | 0 | 0 | 0 | 0 | 0 | 0 | 0 | 0 | 0 | 0 | 0 | 0 | 0 | 0 | 0 | 0
F4_Commercial_Restaurant_Existing_Refrigeration_Electric_Icemaker_E1 | F4 | Commercial | Restaurant | Existing | Refrigeration | Electric | Icemaker | E1 | RVT BC Ratio | 0 | 0 | 0 | 0 | 0 | 0 | 0 | 0 | 0 | 0 | 0 | 0 | 0 | 0 | 0 | 0 | 0 | 0 | 0 | 0 | 0 | 0 | 0 | 0 | 0 | 0 | 0 | 0 | 0 | 0
F4_Commercial_Restaurant_Existing_Refrigeration_Electric_Icemaker_E2 | F4 | Commercial | Restaurant | Existing | Refrigeration | Electric | Icemaker | E2 | RVT BC Ratio | 0 | 0 | 0 | 0 | 0 | 0 | 0 | 0 | 0 | 0 | 0 | 0 | 0 | 0 | 0 | 0 | 0 | 0 | 0 | 0 | 0 | 0 | 0 | 0 | 0 | 0 | 0 | 0 | 0 | 0
F4_Commercial_Restaurant_Existing_Refrigeration_Electric_Icemaker_E3 | F4 | Commercial | Restaurant | Existing | Refrigeration | Electric | Icemaker | E3 | RVT BC Ratio | 0 | 0 | 0 | 0 | 0 | 0 | 0 | 0 | 0 | 0 | 0 | 0 | 0 | 0 | 0 | 0 | 0 | 0 | 0 | 0 | 0 | 0 | 0 | 0 | 0 | 0 | 0 | 0 | 0 | 0
F4_Commercial_Restaurant_Existing_Refrigeration_Electric_Icemaker_E4 | F4 | Commercial | Restaurant | Existing | Refrigeration | Electric | Icemaker | E4 | RVT BC Ratio | 0 | 0 | 0 | 0 | 0 | 0 | 0 | 0 | 0 | 0 | 0 | 0 | 0 | 0 | 0 | 0 | 0 | 0 | 0 | 0 | 0 | 0 | 0 | 0 | 0 | 0 | 0 | 0 | 0 | 0
F4_Commercial_Restaurant_Existing_Refrigeration_Electric_Icemaker_E5 | F4 | Commercial | Restaurant | Existing | Refrigeration | Electric | Icemaker | E5 | RVT BC Ratio | 0 | 0 | 0 | 0 | 0 | 0 | 0 | 0 | 0 | 0 | 0 | 0 | 0 | 0 | 0 | 0 | 0 | 0 | 0 | 0 | 0 | 0 | 0 | 0 | 0 | 0 | 0 | 0 | 0 | 0
F4_Commercial_Restaurant_Existing_Refrigeration_Electric_Icemaker_E6 | F4 | Commercial | Restaurant | Existing | Refrigeration | Electric | Icemaker | E6 | RVT BC Ratio | 0 | 0 | 0 | 0 | 0 | 0 | 0 | 0 | 0 | 0 | 0 | 0 | 0 | 0 | 0 | 0 | 0 | 0 | 0 | 0 | 0 | 0 | 0 | 0 | 0 | 0 | 0 | 0 | 0 | 0
F4_Commercial_Restaurant_Existing_Refrigeration_Electric_Icemaker_E7 | F4 | Commercial | Restaurant | Existing | Refrigeration | Electric | Icemaker | E7 | RVT BC Ratio | 0 | 0 | 0 | 0 | 0 | 0 | 0 | 0 | 0 | 0 | 0 | 0 | 0 | 0 | 0 | 0 | 0 | 0 | 0 | 0 | 0 | 0 | 0 | 0 | 0 | 0 | 0 | 0 | 0 | 0
F4_Commercial_Restaurant_Existing_Refrigeration_Electric_Icemaker_E8 | F4 | Commercial | Restaurant | Existing | Refrigeration | Electric | Icemaker | E8 | RVT BC Ratio | 0 | 0 | 0 | 0 | 0 | 0 | 0 | 0 | 0 | 0 | 0 | 0 | 0 | 0 | 0 | 0 | 0 | 0 | 0 | 0 | 0 | 0 | 0 | 0 | 0 | 0 | 0 | 0 | 0 | 0
F4_Commercial_Restaurant_Existing_Refrigeration_Electric_Icemaker_E9 | F4 | Commercial | Restaurant | Existing | Refrigeration | Electric | Icemaker | E9 | RVT BC Ratio | 0 | 0 | 0 | 0 | 0 | 0 | 0 | 0 | 0 | 0 | 0 | 0 | 0 | 0 | 0 | 0 | 0 | 0 | 0 | 0 | 0 | 0 | 0 | 0 | 0 | 0 | 0 | 0 | 0 | 0
F4_Commercial_Restaurant_Existing_Refrigeration_Electric_Icemaker_E10 | F4 | Commercial | Restaurant | Existing | Refrigeration | Electric | Icemaker | E10 | RVT BC Ratio | 0 | 0 | 0 | 0 | 0 | 0 | 0 | 0 | 0 | 0 | 0 | 0 | 0 | 0 | 0 | 0 | 0 | 0 | 0 | 0 | 0 | 0 | 0 | 0 | 0 | 0 | 0 | 0 | 0 | 0
F5_Commercial_Restaurant_Existing_Refrigeration_Electric_Icemaker_E1 | F5 | Commercial | Restaurant | Existing | Refrigeration | Electric | Icemaker | E1 | RIM BC Ratio | 0 | 0 | 0 | 0 | 0 | 0 | 0 | 0 | 0 | 0 | 0 | 0 | 0 | 0 | 0 | 0 | 0 | 0 | 0 | 0 | 0 | 0 | 0 | 0 | 0 | 0 | 0 | 0 | 0 | 0
F5_Commercial_Restaurant_Existing_Refrigeration_Electric_Icemaker_E2 | F5 | Commercial | Restaurant | Existing | Refrigeration | Electric | Icemaker | E2 | RIM BC Ratio | 0 | 0 | 0 | 0 | 0 | 0 | 0 | 0 | 0 | 0 | 0 | 0 | 0 | 0 | 0 | 0 | 0 | 0 | 0 | 0 | 0 | 0 | 0 | 0 | 0 | 0 | 0 | 0 | 0 | 0
F5_Commercial_Restaurant_Existing_Refrigeration_Electric_Icemaker_E3 | F5 | Commercial | Restaurant | Existing | Refrigeration | Electric | Icemaker | E3 | RIM BC Ratio | 0 | 0 | 0 | 0 | 0 | 0 | 0 | 0 | 0 | 0 | 0 | 0 | 0 | 0 | 0 | 0 | 0 | 0 | 0 | 0 | 0 | 0 | 0 | 0 | 0 | 0 | 0 | 0 | 0 | 0
F5_Commercial_Restaurant_Existing_Refrigeration_Electric_Icemaker_E4 | F5 | Commercial | Restaurant | Existing | Refrigeration | Electric | Icemaker | E4 | RIM BC Ratio | 0 | 0 | 0 | 0 | 0 | 0 | 0 | 0 | 0 | 0 | 0 | 0 | 0 | 0 | 0 | 0 | 0 | 0 | 0 | 0 | 0 | 0 | 0 | 0 | 0 | 0 | 0 | 0 | 0 | 0
F5_Commercial_Restaurant_Existing_Refrigeration_Electric_Icemaker_E5 | F5 | Commercial | Restaurant | Existing | Refrigeration | Electric | Icemaker | E5 | RIM BC Ratio | 0 | 0 | 0 | 0 | 0 | 0 | 0 | 0 | 0 | 0 | 0 | 0 | 0 | 0 | 0 | 0 | 0 | 0 | 0 | 0 | 0 | 0 | 0 | 0 | 0 | 0 | 0 | 0 | 0 | 0
F5_Commercial_Restaurant_Existing_Refrigeration_Electric_Icemaker_E6 | F5 | Commercial | Restaurant | Existing | Refrigeration | Electric | Icemaker | E6 | RIM BC Ratio | 0 | 0 | 0 | 0 | 0 | 0 | 0 | 0 | 0 | 0 | 0 | 0 | 0 | 0 | 0 | 0 | 0 | 0 | 0 | 0 | 0 | 0 | 0 | 0 | 0 | 0 | 0 | 0 | 0 | 0
F5_Commercial_Restaurant_Existing_Refrigeration_Electric_Icemaker_E7 | F5 | Commercial | Restaurant | Existing | Refrigeration | Electric | Icemaker | E7 | RIM BC Ratio | 0 | 0 | 0 | 0 | 0 | 0 | 0 | 0 | 0 | 0 | 0 | 0 | 0 | 0 | 0 | 0 | 0 | 0 | 0 | 0 | 0 | 0 | 0 | 0 | 0 | 0 | 0 | 0 | 0 | 0
F5_Commercial_Restaurant_Existing_Refrigeration_Electric_Icemaker_E8 | F5 | Commercial | Restaurant | Existing | Refrigeration | Electric | Icemaker | E8 | RIM BC Ratio | 0 | 0 | 0 | 0 | 0 | 0 | 0 | 0 | 0 | 0 | 0 | 0 | 0 | 0 | 0 | 0 | 0 | 0 | 0 | 0 | 0 | 0 | 0 | 0 | 0 | 0 | 0 | 0 | 0 | 0
F5_Commercial_Restaurant_Existing_Refrigeration_Electric_Icemaker_E9 | F5 | Commercial | Restaurant | Existing | Refrigeration | Electric | Icemaker | E9 | RIM BC Ratio | 0 | 0 | 0 | 0 | 0 | 0 | 0 | 0 | 0 | 0 | 0 | 0 | 0 | 0 | 0 | 0 | 0 | 0 | 0 | 0 | 0 | 0 | 0 | 0 | 0 | 0 | 0 | 0 | 0 | 0
F5_Commercial_Restaurant_Existing_Refrigeration_Electric_Icemaker_E10 | F5 | Commercial | Restaurant | Existing | Refrigeration | Electric | Icemaker | E10 | RIM BC Ratio | 0 | 0 | 0 | 0 | 0 | 0 | 0 | 0 | 0 | 0 | 0 | 0 | 0 | 0 | 0 | 0 | 0 | 0 | 0 | 0 | 0 | 0 | 0 | 0 | 0 | 0 | 0 | 0 | 0 | 0
F0_Commercial_Restaurant_Existing_Refrigeration_Electric_Vending Machine_E0 | F0 | Commercial | Restaurant | Existing | Refrigeration | Electric | Vending Machine | E0 | Economic Unit | 0 | 0 | 0 | 0 | 0 | 0 | 0 | 0 | 0 | 0 | 0 | 0 | 0 | 0 | 0 | 0 | 0 | 0 | 0 | 0 | 0 | 0 | 0 | 0 | 0 | 0 | 0 | 0 | 0 | 0
F1_Commercial_Restaurant_Existing_Refrigeration_Electric_Vending Machine_E1 | F1 | Commercial | Restaurant | Existing | Refrigeration | Electric | Vending Machine | E1 | CCE | 0 | 0 | 0 | 0 | 0 | 0 | 0 | 0 | 0 | 0 | 0 | 0 | 0 | 0 | 0 | 0 | 0 | 0 | 0 | 0 | 0 | 0 | 0 | 0 | 0 | 0 | 0 | 0 | 0 | 0
F1_Commercial_Restaurant_Existing_Refrigeration_Electric_Vending Machine_E2 | F1 | Commercial | Restaurant | Existing | Refrigeration | Electric | Vending Machine | E2 | CCE | 0 | 0 | 0 | 0 | 0 | 0 | 0 | 0 | 0 | 0 | 0 | 0 | 0 | 0 | 0 | 0 | 0 | 0 | 0 | 0 | 0 | 0 | 0 | 0 | 0 | 0 | 0 | 0 | 0 | 0
F1_Commercial_Restaurant_Existing_Refrigeration_Electric_Vending Machine_E3 | F1 | Commercial | Restaurant | Existing | Refrigeration | Electric | Vending Machine | E3 | CCE | 0 | 0 | 0 | 0 | 0 | 0 | 0 | 0 | 0 | 0 | 0 | 0 | 0 | 0 | 0 | 0 | 0 | 0 | 0 | 0 | 0 | 0 | 0 | 0 | 0 | 0 | 0 | 0 | 0 | 0
F1_Commercial_Restaurant_Existing_Refrigeration_Electric_Vending Machine_E4 | F1 | Commercial | Restaurant | Existing | Refrigeration | Electric | Vending Machine | E4 | CCE | 0 | 0 | 0 | 0 | 0 | 0 | 0 | 0 | 0 | 0 | 0 | 0 | 0 | 0 | 0 | 0 | 0 | 0 | 0 | 0 | 0 | 0 | 0 | 0 | 0 | 0 | 0 | 0 | 0 | 0
F1_Commercial_Restaurant_Existing_Refrigeration_Electric_Vending Machine_E5 | F1 | Commercial | Restaurant | Existing | Refrigeration | Electric | Vending Machine | E5 | CCE | 0 | 0 | 0 | 0 | 0 | 0 | 0 | 0 | 0 | 0 | 0 | 0 | 0 | 0 | 0 | 0 | 0 | 0 | 0 | 0 | 0 | 0 | 0 | 0 | 0 | 0 | 0 | 0 | 0 | 0
F1_Commercial_Restaurant_Existing_Refrigeration_Electric_Vending Machine_E6 | F1 | Commercial | Restaurant | Existing | Refrigeration | Electric | Vending Machine | E6 | CCE | 0 | 0 | 0 | 0 | 0 | 0 | 0 | 0 | 0 | 0 | 0 | 0 | 0 | 0 | 0 | 0 | 0 | 0 | 0 | 0 | 0 | 0 | 0 | 0 | 0 | 0 | 0 | 0 | 0 | 0
F1_Commercial_Restaurant_Existing_Refrigeration_Electric_Vending Machine_E7 | F1 | Commercial | Restaurant | Existing | Refrigeration | Electric | Vending Machine | E7 | CCE | 0 | 0 | 0 | 0 | 0 | 0 | 0 | 0 | 0 | 0 | 0 | 0 | 0 | 0 | 0 | 0 | 0 | 0 | 0 | 0 | 0 | 0 | 0 | 0 | 0 | 0 | 0 | 0 | 0 | 0
F1_Commercial_Restaurant_Existing_Refrigeration_Electric_Vending Machine_E8 | F1 | Commercial | Restaurant | Existing | Refrigeration | Electric | Vending Machine | E8 | CCE | 0 | 0 | 0 | 0 | 0 | 0 | 0 | 0 | 0 | 0 | 0 | 0 | 0 | 0 | 0 | 0 | 0 | 0 | 0 | 0 | 0 | 0 | 0 | 0 | 0 | 0 | 0 | 0 | 0 | 0
F1_Commercial_Restaurant_Existing_Refrigeration_Electric_Vending Machine_E9 | F1 | Commercial | Restaurant | Existing | Refrigeration | Electric | Vending Machine | E9 | CCE | 0 | 0 | 0 | 0 | 0 | 0 | 0 | 0 | 0 | 0 | 0 | 0 | 0 | 0 | 0 | 0 | 0 | 0 | 0 | 0 | 0 | 0 | 0 | 0 | 0 | 0 | 0 | 0 | 0 | 0
F1_Commercial_Restaurant_Existing_Refrigeration_Electric_Vending Machine_E10 | F1 | Commercial | Restaurant | Existing | Refrigeration | Electric | Vending Machine | E10 | CCE | 0 | 0 | 0 | 0 | 0 | 0 | 0 | 0 | 0 | 0 | 0 | 0 | 0 | 0 | 0 | 0 | 0 | 0 | 0 | 0 | 0 | 0 | 0 | 0 | 0 | 0 | 0 | 0 | 0 | 0
F2_Commercial_Restaurant_Existing_Refrigeration_Electric_Vending Machine_E1 | F2 | Commercial | Restaurant | Existing | Refrigeration | Electric | Vending Machine | E1 | TRC BC Ratio | 0 | 0 | 0 | 0 | 0 | 0 | 0 | 0 | 0 | 0 | 0 | 0 | 0 | 0 | 0 | 0 | 0 | 0 | 0 | 0 | 0 | 0 | 0 | 0 | 0 | 0 | 0 | 0 | 0 | 0
F2_Commercial_Restaurant_Existing_Refrigeration_Electric_Vending Machine_E2 | F2 | Commercial | Restaurant | Existing | Refrigeration | Electric | Vending Machine | E2 | TRC BC Ratio | 0 | 0 | 0 | 0 | 0 | 0 | 0 | 0 | 0 | 0 | 0 | 0 | 0 | 0 | 0 | 0 | 0 | 0 | 0 | 0 | 0 | 0 | 0 | 0 | 0 | 0 | 0 | 0 | 0 | 0
F2_Commercial_Restaurant_Existing_Refrigeration_Electric_Vending Machine_E3 | F2 | Commercial | Restaurant | Existing | Refrigeration | Electric | Vending Machine | E3 | TRC BC Ratio | 0 | 0 | 0 | 0 | 0 | 0 | 0 | 0 | 0 | 0 | 0 | 0 | 0 | 0 | 0 | 0 | 0 | 0 | 0 | 0 | 0 | 0 | 0 | 0 | 0 | 0 | 0 | 0 | 0 | 0
F2_Commercial_Restaurant_Existing_Refrigeration_Electric_Vending Machine_E4 | F2 | Commercial | Restaurant | Existing | Refrigeration | Electric | Vending Machine | E4 | TRC BC Ratio | 0 | 0 | 0 | 0 | 0 | 0 | 0 | 0 | 0 | 0 | 0 | 0 | 0 | 0 | 0 | 0 | 0 | 0 | 0 | 0 | 0 | 0 | 0 | 0 | 0 | 0 | 0 | 0 | 0 | 0
F2_Commercial_Restaurant_Existing_Refrigeration_Electric_Vending Machine_E5 | F2 | Commercial | Restaurant | Existing | Refrigeration | Electric | Vending Machine | E5 | TRC BC Ratio | 0 | 0 | 0 | 0 | 0 | 0 | 0 | 0 | 0 | 0 | 0 | 0 | 0 | 0 | 0 | 0 | 0 | 0 | 0 | 0 | 0 | 0 | 0 | 0 | 0 | 0 | 0 | 0 | 0 | 0
F2_Commercial_Restaurant_Existing_Refrigeration_Electric_Vending Machine_E6 | F2 | Commercial | Restaurant | Existing | Refrigeration | Electric | Vending Machine | E6 | TRC BC Ratio | 0 | 0 | 0 | 0 | 0 | 0 | 0 | 0 | 0 | 0 | 0 | 0 | 0 | 0 | 0 | 0 | 0 | 0 | 0 | 0 | 0 | 0 | 0 | 0 | 0 | 0 | 0 | 0 | 0 | 0
F2_Commercial_Restaurant_Existing_Refrigeration_Electric_Vending Machine_E7 | F2 | Commercial | Restaurant | Existing | Refrigeration | Electric | Vending Machine | E7 | TRC BC Ratio | 0 | 0 | 0 | 0 | 0 | 0 | 0 | 0 | 0 | 0 | 0 | 0 | 0 | 0 | 0 | 0 | 0 | 0 | 0 | 0 | 0 | 0 | 0 | 0 | 0 | 0 | 0 | 0 | 0 | 0
F2_Commercial_Restaurant_Existing_Refrigeration_Electric_Vending Machine_E8 | F2 | Commercial | Restaurant | Existing | Refrigeration | Electric | Vending Machine | E8 | TRC BC Ratio | 0 | 0 | 0 | 0 | 0 | 0 | 0 | 0 | 0 | 0 | 0 | 0 | 0 | 0 | 0 | 0 | 0 | 0 | 0 | 0 | 0 | 0 | 0 | 0 | 0 | 0 | 0 | 0 | 0 | 0
F2_Commercial_Restaurant_Existing_Refrigeration_Electric_Vending Machine_E9 | F2 | Commercial | Restaurant | Existing | Refrigeration | Electric | Vending Machine | E9 | TRC BC Ratio | 0 | 0 | 0 | 0 | 0 | 0 | 0 | 0 | 0 | 0 | 0 | 0 | 0 | 0 | 0 | 0 | 0 | 0 | 0 | 0 | 0 | 0 | 0 | 0 | 0 | 0 | 0 | 0 | 0 | 0
F2_Commercial_Restaurant_Existing_Refrigeration_Electric_Vending Machine_E10 | F2 | Commercial | Restaurant | Existing | Refrigeration | Electric | Vending Machine | E10 | TRC BC Ratio | 0 | 0 | 0 | 0 | 0 | 0 | 0 | 0 | 0 | 0 | 0 | 0 | 0 | 0 | 0 | 0 | 0 | 0 | 0 | 0 | 0 | 0 | 0 | 0 | 0 | 0 | 0 | 0 | 0 | 0
F3_Commercial_Restaurant_Existing_Refrigeration_Electric_Vending Machine_E1 | F3 | Commercial | Restaurant | Existing | Refrigeration | Electric | Vending Machine | E1 | PACT BC Ratio | 0 | 0 | 0 | 0 | 0 | 0 | 0 | 0 | 0 | 0 | 0 | 0 | 0 | 0 | 0 | 0 | 0 | 0 | 0 | 0 | 0 | 0 | 0 | 0 | 0 | 0 | 0 | 0 | 0 | 0
F3_Commercial_Restaurant_Existing_Refrigeration_Electric_Vending Machine_E2 | F3 | Commercial | Restaurant | Existing | Refrigeration | Electric | Vending Machine | E2 | PACT BC Ratio | 0 | 0 | 0 | 0 | 0 | 0 | 0 | 0 | 0 | 0 | 0 | 0 | 0 | 0 | 0 | 0 | 0 | 0 | 0 | 0 | 0 | 0 | 0 | 0 | 0 | 0 | 0 | 0 | 0 | 0
F3_Commercial_Restaurant_Existing_Refrigeration_Electric_Vending Machine_E3 | F3 | Commercial | Restaurant | Existing | Refrigeration | Electric | Vending Machine | E3 | PACT BC Ratio | 0 | 0 | 0 | 0 | 0 | 0 | 0 | 0 | 0 | 0 | 0 | 0 | 0 | 0 | 0 | 0 | 0 | 0 | 0 | 0 | 0 | 0 | 0 | 0 | 0 | 0 | 0 | 0 | 0 | 0
F3_Commercial_Restaurant_Existing_Refrigeration_Electric_Vending Machine_E4 | F3 | Commercial | Restaurant | Existing | Refrigeration | Electric | Vending Machine | E4 | PACT BC Ratio | 0 | 0 | 0 | 0 | 0 | 0 | 0 | 0 | 0 | 0 | 0 | 0 | 0 | 0 | 0 | 0 | 0 | 0 | 0 | 0 | 0 | 0 | 0 | 0 | 0 | 0 | 0 | 0 | 0 | 0
F3_Commercial_Restaurant_Existing_Refrigeration_Electric_Vending Machine_E5 | F3 | Commercial | Restaurant | Existing | Refrigeration | Electric | Vending Machine | E5 | PACT BC Ratio | 0 | 0 | 0 | 0 | 0 | 0 | 0 | 0 | 0 | 0 | 0 | 0 | 0 | 0 | 0 | 0 | 0 | 0 | 0 | 0 | 0 | 0 | 0 | 0 | 0 | 0 | 0 | 0 | 0 | 0
F3_Commercial_Restaurant_Existing_Refrigeration_Electric_Vending Machine_E6 | F3 | Commercial | Restaurant | Existing | Refrigeration | Electric | Vending Machine | E6 | PACT BC Ratio | 0 | 0 | 0 | 0 | 0 | 0 | 0 | 0 | 0 | 0 | 0 | 0 | 0 | 0 | 0 | 0 | 0 | 0 | 0 | 0 | 0 | 0 | 0 | 0 | 0 | 0 | 0 | 0 | 0 | 0
F3_Commercial_Restaurant_Existing_Refrigeration_Electric_Vending Machine_E7 | F3 | Commercial | Restaurant | Existing | Refrigeration | Electric | Vending Machine | E7 | PACT BC Ratio | 0 | 0 | 0 | 0 | 0 | 0 | 0 | 0 | 0 | 0 | 0 | 0 | 0 | 0 | 0 | 0 | 0 | 0 | 0 | 0 | 0 | 0 | 0 | 0 | 0 | 0 | 0 | 0 | 0 | 0
F3_Commercial_Restaurant_Existing_Refrigeration_Electric_Vending Machine_E8 | F3 | Commercial | Restaurant | Existing | Refrigeration | Electric | Vending Machine | E8 | PACT BC Ratio | 0 | 0 | 0 | 0 | 0 | 0 | 0 | 0 | 0 | 0 | 0 | 0 | 0 | 0 | 0 | 0 | 0 | 0 | 0 | 0 | 0 | 0 | 0 | 0 | 0 | 0 | 0 | 0 | 0 | 0
F3_Commercial_Restaurant_Existing_Refrigeration_Electric_Vending Machine_E9 | F3 | Commercial | Restaurant | Existing | Refrigeration | Electric | Vending Machine | E9 | PACT BC Ratio | 0 | 0 | 0 | 0 | 0 | 0 | 0 | 0 | 0 | 0 | 0 | 0 | 0 | 0 | 0 | 0 | 0 | 0 | 0 | 0 | 0 | 0 | 0 | 0 | 0 | 0 | 0 | 0 | 0 | 0
F3_Commercial_Restaurant_Existing_Refrigeration_Electric_Vending Machine_E10 | F3 | Commercial | Restaurant | Existing | Refrigeration | Electric | Vending Machine | E10 | PACT BC Ratio | 0 | 0 | 0 | 0 | 0 | 0 | 0 | 0 | 0 | 0 | 0 | 0 | 0 | 0 | 0 | 0 | 0 | 0 | 0 | 0 | 0 | 0 | 0 | 0 | 0 | 0 | 0 | 0 | 0 | 0
F4_Commercial_Restaurant_Existing_Refrigeration_Electric_Vending Machine_E1 | F4 | Commercial | Restaurant | Existing | Refrigeration | Electric | Vending Machine | E1 | RVT BC Ratio | 0 | 0 | 0 | 0 | 0 | 0 | 0 | 0 | 0 | 0 | 0 | 0 | 0 | 0 | 0 | 0 | 0 | 0 | 0 | 0 | 0 | 0 | 0 | 0 | 0 | 0 | 0 | 0 | 0 | 0
F4_Commercial_Restaurant_Existing_Refrigeration_Electric_Vending Machine_E2 | F4 | Commercial | Restaurant | Existing | Refrigeration | Electric | Vending Machine | E2 | RVT BC Ratio | 0 | 0 | 0 | 0 | 0 | 0 | 0 | 0 | 0 | 0 | 0 | 0 | 0 | 0 | 0 | 0 | 0 | 0 | 0 | 0 | 0 | 0 | 0 | 0 | 0 | 0 | 0 | 0 | 0 | 0
F4_Commercial_Restaurant_Existing_Refrigeration_Electric_Vending Machine_E3 | F4 | Commercial | Restaurant | Existing | Refrigeration | Electric | Vending Machine | E3 | RVT BC Ratio | 0 | 0 | 0 | 0 | 0 | 0 | 0 | 0 | 0 | 0 | 0 | 0 | 0 | 0 | 0 | 0 | 0 | 0 | 0 | 0 | 0 | 0 | 0 | 0 | 0 | 0 | 0 | 0 | 0 | 0
F4_Commercial_Restaurant_Existing_Refrigeration_Electric_Vending Machine_E4 | F4 | Commercial | Restaurant | Existing | Refrigeration | Electric | Vending Machine | E4 | RVT BC Ratio | 0 | 0 | 0 | 0 | 0 | 0 | 0 | 0 | 0 | 0 | 0 | 0 | 0 | 0 | 0 | 0 | 0 | 0 | 0 | 0 | 0 | 0 | 0 | 0 | 0 | 0 | 0 | 0 | 0 | 0
F4_Commercial_Restaurant_Existing_Refrigeration_Electric_Vending Machine_E5 | F4 | Commercial | Restaurant | Existing | Refrigeration | Electric | Vending Machine | E5 | RVT BC Ratio | 0 | 0 | 0 | 0 | 0 | 0 | 0 | 0 | 0 | 0 | 0 | 0 | 0 | 0 | 0 | 0 | 0 | 0 | 0 | 0 | 0 | 0 | 0 | 0 | 0 | 0 | 0 | 0 | 0 | 0
F4_Commercial_Restaurant_Existing_Refrigeration_Electric_Vending Machine_E6 | F4 | Commercial | Restaurant | Existing | Refrigeration | Electric | Vending Machine | E6 | RVT BC Ratio | 0 | 0 | 0 | 0 | 0 | 0 | 0 | 0 | 0 | 0 | 0 | 0 | 0 | 0 | 0 | 0 | 0 | 0 | 0 | 0 | 0 | 0 | 0 | 0 | 0 | 0 | 0 | 0 | 0 | 0
F4_Commercial_Restaurant_Existing_Refrigeration_Electric_Vending Machine_E7 | F4 | Commercial | Restaurant | Existing | Refrigeration | Electric | Vending Machine | E7 | RVT BC Ratio | 0 | 0 | 0 | 0 | 0 | 0 | 0 | 0 | 0 | 0 | 0 | 0 | 0 | 0 | 0 | 0 | 0 | 0 | 0 | 0 | 0 | 0 | 0 | 0 | 0 | 0 | 0 | 0 | 0 | 0
F4_Commercial_Restaurant_Existing_Refrigeration_Electric_Vending Machine_E8 | F4 | Commercial | Restaurant | Existing | Refrigeration | Electric | Vending Machine | E8 | RVT BC Ratio | 0 | 0 | 0 | 0 | 0 | 0 | 0 | 0 | 0 | 0 | 0 | 0 | 0 | 0 | 0 | 0 | 0 | 0 | 0 | 0 | 0 | 0 | 0 | 0 | 0 | 0 | 0 | 0 | 0 | 0
F4_Commercial_Restaurant_Existing_Refrigeration_Electric_Vending Machine_E9 | F4 | Commercial | Restaurant | Existing | Refrigeration | Electric | Vending Machine | E9 | RVT BC Ratio | 0 | 0 | 0 | 0 | 0 | 0 | 0 | 0 | 0 | 0 | 0 | 0 | 0 | 0 | 0 | 0 | 0 | 0 | 0 | 0 | 0 | 0 | 0 | 0 | 0 | 0 | 0 | 0 | 0 | 0
F4_Commercial_Restaurant_Existing_Refrigeration_Electric_Vending Machine_E10 | F4 | Commercial | Restaurant | Existing | Refrigeration | Electric | Vending Machine | E10 | RVT BC Ratio | 0 | 0 | 0 | 0 | 0 | 0 | 0 | 0 | 0 | 0 | 0 | 0 | 0 | 0 | 0 | 0 | 0 | 0 | 0 | 0 | 0 | 0 | 0 | 0 | 0 | 0 | 0 | 0 | 0 | 0
F5_Commercial_Restaurant_Existing_Refrigeration_Electric_Vending Machine_E1 | F5 | Commercial | Restaurant | Existing | Refrigeration | Electric | Vending Machine | E1 | RIM BC Ratio | 0 | 0 | 0 | 0 | 0 | 0 | 0 | 0 | 0 | 0 | 0 | 0 | 0 | 0 | 0 | 0 | 0 | 0 | 0 | 0 | 0 | 0 | 0 | 0 | 0 | 0 | 0 | 0 | 0 | 0
F5_Commercial_Restaurant_Existing_Refrigeration_Electric_Vending Machine_E2 | F5 | Commercial | Restaurant | Existing | Refrigeration | Electric | Vending Machine | E2 | RIM BC Ratio | 0 | 0 | 0 | 0 | 0 | 0 | 0 | 0 | 0 | 0 | 0 | 0 | 0 | 0 | 0 | 0 | 0 | 0 | 0 | 0 | 0 | 0 | 0 | 0 | 0 | 0 | 0 | 0 | 0 | 0
F5_Commercial_Restaurant_Existing_Refrigeration_Electric_Vending Machine_E3 | F5 | Commercial | Restaurant | Existing | Refrigeration | Electric | Vending Machine | E3 | RIM BC Ratio | 0 | 0 | 0 | 0 | 0 | 0 | 0 | 0 | 0 | 0 | 0 | 0 | 0 | 0 | 0 | 0 | 0 | 0 | 0 | 0 | 0 | 0 | 0 | 0 | 0 | 0 | 0 | 0 | 0 | 0
F5_Commercial_Restaurant_Existing_Refrigeration_Electric_Vending Machine_E4 | F5 | Commercial | Restaurant | Existing | Refrigeration | Electric | Vending Machine | E4 | RIM BC Ratio | 0 | 0 | 0 | 0 | 0 | 0 | 0 | 0 | 0 | 0 | 0 | 0 | 0 | 0 | 0 | 0 | 0 | 0 | 0 | 0 | 0 | 0 | 0 | 0 | 0 | 0 | 0 | 0 | 0 | 0
F5_Commercial_Restaurant_Existing_Refrigeration_Electric_Vending Machine_E5 | F5 | Commercial | Restaurant | Existing | Refrigeration | Electric | Vending Machine | E5 | RIM BC Ratio | 0 | 0 | 0 | 0 | 0 | 0 | 0 | 0 | 0 | 0 | 0 | 0 | 0 | 0 | 0 | 0 | 0 | 0 | 0 | 0 | 0 | 0 | 0 | 0 | 0 | 0 | 0 | 0 | 0 | 0
F5_Commercial_Restaurant_Existing_Refrigeration_Electric_Vending Machine_E6 | F5 | Commercial | Restaurant | Existing | Refrigeration | Electric | Vending Machine | E6 | RIM BC Ratio | 0 | 0 | 0 | 0 | 0 | 0 | 0 | 0 | 0 | 0 | 0 | 0 | 0 | 0 | 0 | 0 | 0 | 0 | 0 | 0 | 0 | 0 | 0 | 0 | 0 | 0 | 0 | 0 | 0 | 0
F5_Commercial_Restaurant_Existing_Refrigeration_Electric_Vending Machine_E7 | F5 | Commercial | Restaurant | Existing | Refrigeration | Electric | Vending Machine | E7 | RIM BC Ratio | 0 | 0 | 0 | 0 | 0 | 0 | 0 | 0 | 0 | 0 | 0 | 0 | 0 | 0 | 0 | 0 | 0 | 0 | 0 | 0 | 0 | 0 | 0 | 0 | 0 | 0 | 0 | 0 | 0 | 0
F5_Commercial_Restaurant_Existing_Refrigeration_Electric_Vending Machine_E8 | F5 | Commercial | Restaurant | Existing | Refrigeration | Electric | Vending Machine | E8 | RIM BC Ratio | 0 | 0 | 0 | 0 | 0 | 0 | 0 | 0 | 0 | 0 | 0 | 0 | 0 | 0 | 0 | 0 | 0 | 0 | 0 | 0 | 0 | 0 | 0 | 0 | 0 | 0 | 0 | 0 | 0 | 0
F5_Commercial_Restaurant_Existing_Refrigeration_Electric_Vending Machine_E9 | F5 | Commercial | Restaurant | Existing | Refrigeration | Electric | Vending Machine | E9 | RIM BC Ratio | 0 | 0 | 0 | 0 | 0 | 0 | 0 | 0 | 0 | 0 | 0 | 0 | 0 | 0 | 0 | 0 | 0 | 0 | 0 | 0 | 0 | 0 | 0 | 0 | 0 | 0 | 0 | 0 | 0 | 0
F5_Commercial_Restaurant_Existing_Refrigeration_Electric_Vending Machine_E10 | F5 | Commercial | Restaurant | Existing | Refrigeration | Electric | Vending Machine | E10 | RIM BC Ratio | 0 | 0 | 0 | 0 | 0 | 0 | 0 | 0 | 0 | 0 | 0 | 0 | 0 | 0 | 0 | 0 | 0 | 0 | 0 | 0 | 0 | 0 | 0 | 0 | 0 | 0 | 0 | 0 | 0 | 0
F0_Commercial_Restaurant_Existing_Food Preparation_Electric_Oven_E0 | F0 | Commercial | Restaurant | Existing | Food Preparation | Electric | Oven | E0 | Economic Unit | 0 | 0 | 0 | 0 | 0 | 0 | 0 | 0 | 0 | 0 | 0 | 0 | 0 | 0 | 0 | 0 | 0 | 0 | 0 | 0 | 0 | 0 | 0 | 0 | 0 | 0 | 0 | 0 | 0 | 0
F1_Commercial_Restaurant_Existing_Food Preparation_Electric_Oven_E1 | F1 | Commercial | Restaurant | Existing | Food Preparation | Electric | Oven | E1 | CCE | 0 | 0 | 0 | 0 | 0 | 0 | 0 | 0 | 0 | 0 | 0 | 0 | 0 | 0 | 0 | 0 | 0 | 0 | 0 | 0 | 0 | 0 | 0 | 0 | 0 | 0 | 0 | 0 | 0 | 0
F1_Commercial_Restaurant_Existing_Food Preparation_Electric_Oven_E2 | F1 | Commercial | Restaurant | Existing | Food Preparation | Electric | Oven | E2 | CCE | 0 | 0 | 0 | 0 | 0 | 0 | 0 | 0 | 0 | 0 | 0 | 0 | 0 | 0 | 0 | 0 | 0 | 0 | 0 | 0 | 0 | 0 | 0 | 0 | 0 | 0 | 0 | 0 | 0 | 0
F1_Commercial_Restaurant_Existing_Food Preparation_Electric_Oven_E3 | F1 | Commercial | Restaurant | Existing | Food Preparation | Electric | Oven | E3 | CCE | 0 | 0 | 0 | 0 | 0 | 0 | 0 | 0 | 0 | 0 | 0 | 0 | 0 | 0 | 0 | 0 | 0 | 0 | 0 | 0 | 0 | 0 | 0 | 0 | 0 | 0 | 0 | 0 | 0 | 0
F1_Commercial_Restaurant_Existing_Food Preparation_Electric_Oven_E4 | F1 | Commercial | Restaurant | Existing | Food Preparation | Electric | Oven | E4 | CCE | 0 | 0 | 0 | 0 | 0 | 0 | 0 | 0 | 0 | 0 | 0 | 0 | 0 | 0 | 0 | 0 | 0 | 0 | 0 | 0 | 0 | 0 | 0 | 0 | 0 | 0 | 0 | 0 | 0 | 0
F1_Commercial_Restaurant_Existing_Food Preparation_Electric_Oven_E5 | F1 | Commercial | Restaurant | Existing | Food Preparation | Electric | Oven | E5 | CCE | 0 | 0 | 0 | 0 | 0 | 0 | 0 | 0 | 0 | 0 | 0 | 0 | 0 | 0 | 0 | 0 | 0 | 0 | 0 | 0 | 0 | 0 | 0 | 0 | 0 | 0 | 0 | 0 | 0 | 0
F1_Commercial_Restaurant_Existing_Food Preparation_Electric_Oven_E6 | F1 | Commercial | Restaurant | Existing | Food Preparation | Electric | Oven | E6 | CCE | 0 | 0 | 0 | 0 | 0 | 0 | 0 | 0 | 0 | 0 | 0 | 0 | 0 | 0 | 0 | 0 | 0 | 0 | 0 | 0 | 0 | 0 | 0 | 0 | 0 | 0 | 0 | 0 | 0 | 0
F1_Commercial_Restaurant_Existing_Food Preparation_Electric_Oven_E7 | F1 | Commercial | Restaurant | Existing | Food Preparation | Electric | Oven | E7 | CCE | 0 | 0 | 0 | 0 | 0 | 0 | 0 | 0 | 0 | 0 | 0 | 0 | 0 | 0 | 0 | 0 | 0 | 0 | 0 | 0 | 0 | 0 | 0 | 0 | 0 | 0 | 0 | 0 | 0 | 0
F1_Commercial_Restaurant_Existing_Food Preparation_Electric_Oven_E8 | F1 | Commercial | Restaurant | Existing | Food Preparation | Electric | Oven | E8 | CCE | 0 | 0 | 0 | 0 | 0 | 0 | 0 | 0 | 0 | 0 | 0 | 0 | 0 | 0 | 0 | 0 | 0 | 0 | 0 | 0 | 0 | 0 | 0 | 0 | 0 | 0 | 0 | 0 | 0 | 0
F1_Commercial_Restaurant_Existing_Food Preparation_Electric_Oven_E9 | F1 | Commercial | Restaurant | Existing | Food Preparation | Electric | Oven | E9 | CCE | 0 | 0 | 0 | 0 | 0 | 0 | 0 | 0 | 0 | 0 | 0 | 0 | 0 | 0 | 0 | 0 | 0 | 0 | 0 | 0 | 0 | 0 | 0 | 0 | 0 | 0 | 0 | 0 | 0 | 0
F1_Commercial_Restaurant_Existing_Food Preparation_Electric_Oven_E10 | F1 | Commercial | Restaurant | Existing | Food Preparation | Electric | Oven | E10 | CCE | 0 | 0 | 0 | 0 | 0 | 0 | 0 | 0 | 0 | 0 | 0 | 0 | 0 | 0 | 0 | 0 | 0 | 0 | 0 | 0 | 0 | 0 | 0 | 0 | 0 | 0 | 0 | 0 | 0 | 0
F2_Commercial_Restaurant_Existing_Food Preparation_Electric_Oven_E1 | F2 | Commercial | Restaurant | Existing | Food Preparation | Electric | Oven | E1 | TRC BC Ratio | 0 | 0 | 0 | 0 | 0 | 0 | 0 | 0 | 0 | 0 | 0 | 0 | 0 | 0 | 0 | 0 | 0 | 0 | 0 | 0 | 0 | 0 | 0 | 0 | 0 | 0 | 0 | 0 | 0 | 0
F2_Commercial_Restaurant_Existing_Food Preparation_Electric_Oven_E2 | F2 | Commercial | Restaurant | Existing | Food Preparation | Electric | Oven | E2 | TRC BC Ratio | 0 | 0 | 0 | 0 | 0 | 0 | 0 | 0 | 0 | 0 | 0 | 0 | 0 | 0 | 0 | 0 | 0 | 0 | 0 | 0 | 0 | 0 | 0 | 0 | 0 | 0 | 0 | 0 | 0 | 0
F2_Commercial_Restaurant_Existing_Food Preparation_Electric_Oven_E3 | F2 | Commercial | Restaurant | Existing | Food Preparation | Electric | Oven | E3 | TRC BC Ratio | 0 | 0 | 0 | 0 | 0 | 0 | 0 | 0 | 0 | 0 | 0 | 0 | 0 | 0 | 0 | 0 | 0 | 0 | 0 | 0 | 0 | 0 | 0 | 0 | 0 | 0 | 0 | 0 | 0 | 0
F2_Commercial_Restaurant_Existing_Food Preparation_Electric_Oven_E4 | F2 | Commercial | Restaurant | Existing | Food Preparation | Electric | Oven | E4 | TRC BC Ratio | 0 | 0 | 0 | 0 | 0 | 0 | 0 | 0 | 0 | 0 | 0 | 0 | 0 | 0 | 0 | 0 | 0 | 0 | 0 | 0 | 0 | 0 | 0 | 0 | 0 | 0 | 0 | 0 | 0 | 0
F2_Commercial_Restaurant_Existing_Food Preparation_Electric_Oven_E5 | F2 | Commercial | Restaurant | Existing | Food Preparation | Electric | Oven | E5 | TRC BC Ratio | 0 | 0 | 0 | 0 | 0 | 0 | 0 | 0 | 0 | 0 | 0 | 0 | 0 | 0 | 0 | 0 | 0 | 0 | 0 | 0 | 0 | 0 | 0 | 0 | 0 | 0 | 0 | 0 | 0 | 0
F2_Commercial_Restaurant_Existing_Food Preparation_Electric_Oven_E6 | F2 | Commercial | Restaurant | Existing | Food Preparation | Electric | Oven | E6 | TRC BC Ratio | 0 | 0 | 0 | 0 | 0 | 0 | 0 | 0 | 0 | 0 | 0 | 0 | 0 | 0 | 0 | 0 | 0 | 0 | 0 | 0 | 0 | 0 | 0 | 0 | 0 | 0 | 0 | 0 | 0 | 0
F2_Commercial_Restaurant_Existing_Food Preparation_Electric_Oven_E7 | F2 | Commercial | Restaurant | Existing | Food Preparation | Electric | Oven | E7 | TRC BC Ratio | 0 | 0 | 0 | 0 | 0 | 0 | 0 | 0 | 0 | 0 | 0 | 0 | 0 | 0 | 0 | 0 | 0 | 0 | 0 | 0 | 0 | 0 | 0 | 0 | 0 | 0 | 0 | 0 | 0 | 0
F2_Commercial_Restaurant_Existing_Food Preparation_Electric_Oven_E8 | F2 | Commercial | Restaurant | Existing | Food Preparation | Electric | Oven | E8 | TRC BC Ratio | 0 | 0 | 0 | 0 | 0 | 0 | 0 | 0 | 0 | 0 | 0 | 0 | 0 | 0 | 0 | 0 | 0 | 0 | 0 | 0 | 0 | 0 | 0 | 0 | 0 | 0 | 0 | 0 | 0 | 0
F2_Commercial_Restaurant_Existing_Food Preparation_Electric_Oven_E9 | F2 | Commercial | Restaurant | Existing | Food Preparation | Electric | Oven | E9 | TRC BC Ratio | 0 | 0 | 0 | 0 | 0 | 0 | 0 | 0 | 0 | 0 | 0 | 0 | 0 | 0 | 0 | 0 | 0 | 0 | 0 | 0 | 0 | 0 | 0 | 0 | 0 | 0 | 0 | 0 | 0 | 0
F2_Commercial_Restaurant_Existing_Food Preparation_Electric_Oven_E10 | F2 | Commercial | Restaurant | Existing | Food Preparation | Electric | Oven | E10 | TRC BC Ratio | 0 | 0 | 0 | 0 | 0 | 0 | 0 | 0 | 0 | 0 | 0 | 0 | 0 | 0 | 0 | 0 | 0 | 0 | 0 | 0 | 0 | 0 | 0 | 0 | 0 | 0 | 0 | 0 | 0 | 0
F3_Commercial_Restaurant_Existing_Food Preparation_Electric_Oven_E1 | F3 | Commercial | Restaurant | Existing | Food Preparation | Electric | Oven | E1 | PACT BC Ratio | 0 | 0 | 0 | 0 | 0 | 0 | 0 | 0 | 0 | 0 | 0 | 0 | 0 | 0 | 0 | 0 | 0 | 0 | 0 | 0 | 0 | 0 | 0 | 0 | 0 | 0 | 0 | 0 | 0 | 0
F3_Commercial_Restaurant_Existing_Food Preparation_Electric_Oven_E2 | F3 | Commercial | Restaurant | Existing | Food Preparation | Electric | Oven | E2 | PACT BC Ratio | 0 | 0 | 0 | 0 | 0 | 0 | 0 | 0 | 0 | 0 | 0 | 0 | 0 | 0 | 0 | 0 | 0 | 0 | 0 | 0 | 0 | 0 | 0 | 0 | 0 | 0 | 0 | 0 | 0 | 0
F3_Commercial_Restaurant_Existing_Food Preparation_Electric_Oven_E3 | F3 | Commercial | Restaurant | Existing | Food Preparation | Electric | Oven | E3 | PACT BC Ratio | 0 | 0 | 0 | 0 | 0 | 0 | 0 | 0 | 0 | 0 | 0 | 0 | 0 | 0 | 0 | 0 | 0 | 0 | 0 | 0 | 0 | 0 | 0 | 0 | 0 | 0 | 0 | 0 | 0 | 0
F3_Commercial_Restaurant_Existing_Food Preparation_Electric_Oven_E4 | F3 | Commercial | Restaurant | Existing | Food Preparation | Electric | Oven | E4 | PACT BC Ratio | 0 | 0 | 0 | 0 | 0 | 0 | 0 | 0 | 0 | 0 | 0 | 0 | 0 | 0 | 0 | 0 | 0 | 0 | 0 | 0 | 0 | 0 | 0 | 0 | 0 | 0 | 0 | 0 | 0 | 0
F3_Commercial_Restaurant_Existing_Food Preparation_Electric_Oven_E5 | F3 | Commercial | Restaurant | Existing | Food Preparation | Electric | Oven | E5 | PACT BC Ratio | 0 | 0 | 0 | 0 | 0 | 0 | 0 | 0 | 0 | 0 | 0 | 0 | 0 | 0 | 0 | 0 | 0 | 0 | 0 | 0 | 0 | 0 | 0 | 0 | 0 | 0 | 0 | 0 | 0 | 0
F3_Commercial_Restaurant_Existing_Food Preparation_Electric_Oven_E6 | F3 | Commercial | Restaurant | Existing | Food Preparation | Electric | Oven | E6 | PACT BC Ratio | 0 | 0 | 0 | 0 | 0 | 0 | 0 | 0 | 0 | 0 | 0 | 0 | 0 | 0 | 0 | 0 | 0 | 0 | 0 | 0 | 0 | 0 | 0 | 0 | 0 | 0 | 0 | 0 | 0 | 0
F3_Commercial_Restaurant_Existing_Food Preparation_Electric_Oven_E7 | F3 | Commercial | Restaurant | Existing | Food Preparation | Electric | Oven | E7 | PACT BC Ratio | 0 | 0 | 0 | 0 | 0 | 0 | 0 | 0 | 0 | 0 | 0 | 0 | 0 | 0 | 0 | 0 | 0 | 0 | 0 | 0 | 0 | 0 | 0 | 0 | 0 | 0 | 0 | 0 | 0 | 0
F3_Commercial_Restaurant_Existing_Food Preparation_Electric_Oven_E8 | F3 | Commercial | Restaurant | Existing | Food Preparation | Electric | Oven | E8 | PACT BC Ratio | 0 | 0 | 0 | 0 | 0 | 0 | 0 | 0 | 0 | 0 | 0 | 0 | 0 | 0 | 0 | 0 | 0 | 0 | 0 | 0 | 0 | 0 | 0 | 0 | 0 | 0 | 0 | 0 | 0 | 0
F3_Commercial_Restaurant_Existing_Food Preparation_Electric_Oven_E9 | F3 | Commercial | Restaurant | Existing | Food Preparation | Electric | Oven | E9 | PACT BC Ratio | 0 | 0 | 0 | 0 | 0 | 0 | 0 | 0 | 0 | 0 | 0 | 0 | 0 | 0 | 0 | 0 | 0 | 0 | 0 | 0 | 0 | 0 | 0 | 0 | 0 | 0 | 0 | 0 | 0 | 0
F3_Commercial_Restaurant_Existing_Food Preparation_Electric_Oven_E10 | F3 | Commercial | Restaurant | Existing | Food Preparation | Electric | Oven | E10 | PACT BC Ratio | 0 | 0 | 0 | 0 | 0 | 0 | 0 | 0 | 0 | 0 | 0 | 0 | 0 | 0 | 0 | 0 | 0 | 0 | 0 | 0 | 0 | 0 | 0 | 0 | 0 | 0 | 0 | 0 | 0 | 0
F4_Commercial_Restaurant_Existing_Food Preparation_Electric_Oven_E1 | F4 | Commercial | Restaurant | Existing | Food Preparation | Electric | Oven | E1 | RVT BC Ratio | 0 | 0 | 0 | 0 | 0 | 0 | 0 | 0 | 0 | 0 | 0 | 0 | 0 | 0 | 0 | 0 | 0 | 0 | 0 | 0 | 0 | 0 | 0 | 0 | 0 | 0 | 0 | 0 | 0 | 0
F4_Commercial_Restaurant_Existing_Food Preparation_Electric_Oven_E2 | F4 | Commercial | Restaurant | Existing | Food Preparation | Electric | Oven | E2 | RVT BC Ratio | 0 | 0 | 0 | 0 | 0 | 0 | 0 | 0 | 0 | 0 | 0 | 0 | 0 | 0 | 0 | 0 | 0 | 0 | 0 | 0 | 0 | 0 | 0 | 0 | 0 | 0 | 0 | 0 | 0 | 0
F4_Commercial_Restaurant_Existing_Food Preparation_Electric_Oven_E3 | F4 | Commercial | Restaurant | Existing | Food Preparation | Electric | Oven | E3 | RVT BC Ratio | 0 | 0 | 0 | 0 | 0 | 0 | 0 | 0 | 0 | 0 | 0 | 0 | 0 | 0 | 0 | 0 | 0 | 0 | 0 | 0 | 0 | 0 | 0 | 0 | 0 | 0 | 0 | 0 | 0 | 0
F4_Commercial_Restaurant_Existing_Food Preparation_Electric_Oven_E4 | F4 | Commercial | Restaurant | Existing | Food Preparation | Electric | Oven | E4 | RVT BC Ratio | 0 | 0 | 0 | 0 | 0 | 0 | 0 | 0 | 0 | 0 | 0 | 0 | 0 | 0 | 0 | 0 | 0 | 0 | 0 | 0 | 0 | 0 | 0 | 0 | 0 | 0 | 0 | 0 | 0 | 0
F4_Commercial_Restaurant_Existing_Food Preparation_Electric_Oven_E5 | F4 | Commercial | Restaurant | Existing | Food Preparation | Electric | Oven | E5 | RVT BC Ratio | 0 | 0 | 0 | 0 | 0 | 0 | 0 | 0 | 0 | 0 | 0 | 0 | 0 | 0 | 0 | 0 | 0 | 0 | 0 | 0 | 0 | 0 | 0 | 0 | 0 | 0 | 0 | 0 | 0 | 0
F4_Commercial_Restaurant_Existing_Food Preparation_Electric_Oven_E6 | F4 | Commercial | Restaurant | Existing | Food Preparation | Electric | Oven | E6 | RVT BC Ratio | 0 | 0 | 0 | 0 | 0 | 0 | 0 | 0 | 0 | 0 | 0 | 0 | 0 | 0 | 0 | 0 | 0 | 0 | 0 | 0 | 0 | 0 | 0 | 0 | 0 | 0 | 0 | 0 | 0 | 0
F4_Commercial_Restaurant_Existing_Food Preparation_Electric_Oven_E7 | F4 | Commercial | Restaurant | Existing | Food Preparation | Electric | Oven | E7 | RVT BC Ratio | 0 | 0 | 0 | 0 | 0 | 0 | 0 | 0 | 0 | 0 | 0 | 0 | 0 | 0 | 0 | 0 | 0 | 0 | 0 | 0 | 0 | 0 | 0 | 0 | 0 | 0 | 0 | 0 | 0 | 0
F4_Commercial_Restaurant_Existing_Food Preparation_Electric_Oven_E8 | F4 | Commercial | Restaurant | Existing | Food Preparation | Electric | Oven | E8 | RVT BC Ratio | 0 | 0 | 0 | 0 | 0 | 0 | 0 | 0 | 0 | 0 | 0 | 0 | 0 | 0 | 0 | 0 | 0 | 0 | 0 | 0 | 0 | 0 | 0 | 0 | 0 | 0 | 0 | 0 | 0 | 0
F4_Commercial_Restaurant_Existing_Food Preparation_Electric_Oven_E9 | F4 | Commercial | Restaurant | Existing | Food Preparation | Electric | Oven | E9 | RVT BC Ratio | 0 | 0 | 0 | 0 | 0 | 0 | 0 | 0 | 0 | 0 | 0 | 0 | 0 | 0 | 0 | 0 | 0 | 0 | 0 | 0 | 0 | 0 | 0 | 0 | 0 | 0 | 0 | 0 | 0 | 0
F4_Commercial_Restaurant_Existing_Food Preparation_Electric_Oven_E10 | F4 | Commercial | Restaurant | Existing | Food Preparation | Electric | Oven | E10 | RVT BC Ratio | 0 | 0 | 0 | 0 | 0 | 0 | 0 | 0 | 0 | 0 | 0 | 0 | 0 | 0 | 0 | 0 | 0 | 0 | 0 | 0 | 0 | 0 | 0 | 0 | 0 | 0 | 0 | 0 | 0 | 0
F5_Commercial_Restaurant_Existing_Food Preparation_Electric_Oven_E1 | F5 | Commercial | Restaurant | Existing | Food Preparation | Electric | Oven | E1 | RIM BC Ratio | 0 | 0 | 0 | 0 | 0 | 0 | 0 | 0 | 0 | 0 | 0 | 0 | 0 | 0 | 0 | 0 | 0 | 0 | 0 | 0 | 0 | 0 | 0 | 0 | 0 | 0 | 0 | 0 | 0 | 0
F5_Commercial_Restaurant_Existing_Food Preparation_Electric_Oven_E2 | F5 | Commercial | Restaurant | Existing | Food Preparation | Electric | Oven | E2 | RIM BC Ratio | 0 | 0 | 0 | 0 | 0 | 0 | 0 | 0 | 0 | 0 | 0 | 0 | 0 | 0 | 0 | 0 | 0 | 0 | 0 | 0 | 0 | 0 | 0 | 0 | 0 | 0 | 0 | 0 | 0 | 0
F5_Commercial_Restaurant_Existing_Food Preparation_Electric_Oven_E3 | F5 | Commercial | Restaurant | Existing | Food Preparation | Electric | Oven | E3 | RIM BC Ratio | 0 | 0 | 0 | 0 | 0 | 0 | 0 | 0 | 0 | 0 | 0 | 0 | 0 | 0 | 0 | 0 | 0 | 0 | 0 | 0 | 0 | 0 | 0 | 0 | 0 | 0 | 0 | 0 | 0 | 0
F5_Commercial_Restaurant_Existing_Food Preparation_Electric_Oven_E4 | F5 | Commercial | Restaurant | Existing | Food Preparation | Electric | Oven | E4 | RIM BC Ratio | 0 | 0 | 0 | 0 | 0 | 0 | 0 | 0 | 0 | 0 | 0 | 0 | 0 | 0 | 0 | 0 | 0 | 0 | 0 | 0 | 0 | 0 | 0 | 0 | 0 | 0 | 0 | 0 | 0 | 0
F5_Commercial_Restaurant_Existing_Food Preparation_Electric_Oven_E5 | F5 | Commercial | Restaurant | Existing | Food Preparation | Electric | Oven | E5 | RIM BC Ratio | 0 | 0 | 0 | 0 | 0 | 0 | 0 | 0 | 0 | 0 | 0 | 0 | 0 | 0 | 0 | 0 | 0 | 0 | 0 | 0 | 0 | 0 | 0 | 0 | 0 | 0 | 0 | 0 | 0 | 0
F5_Commercial_Restaurant_Existing_Food Preparation_Electric_Oven_E6 | F5 | Commercial | Restaurant | Existing | Food Preparation | Electric | Oven | E6 | RIM BC Ratio | 0 | 0 | 0 | 0 | 0 | 0 | 0 | 0 | 0 | 0 | 0 | 0 | 0 | 0 | 0 | 0 | 0 | 0 | 0 | 0 | 0 | 0 | 0 | 0 | 0 | 0 | 0 | 0 | 0 | 0
F5_Commercial_Restaurant_Existing_Food Preparation_Electric_Oven_E7 | F5 | Commercial | Restaurant | Existing | Food Preparation | Electric | Oven | E7 | RIM BC Ratio | 0 | 0 | 0 | 0 | 0 | 0 | 0 | 0 | 0 | 0 | 0 | 0 | 0 | 0 | 0 | 0 | 0 | 0 | 0 | 0 | 0 | 0 | 0 | 0 | 0 | 0 | 0 | 0 | 0 | 0
F5_Commercial_Restaurant_Existing_Food Preparation_Electric_Oven_E8 | F5 | Commercial | Restaurant | Existing | Food Preparation | Electric | Oven | E8 | RIM BC Ratio | 0 | 0 | 0 | 0 | 0 | 0 | 0 | 0 | 0 | 0 | 0 | 0 | 0 | 0 | 0 | 0 | 0 | 0 | 0 | 0 | 0 | 0 | 0 | 0 | 0 | 0 | 0 | 0 | 0 | 0
F5_Commercial_Restaurant_Existing_Food Preparation_Electric_Oven_E9 | F5 | Commercial | Restaurant | Existing | Food Preparation | Electric | Oven | E9 | RIM BC Ratio | 0 | 0 | 0 | 0 | 0 | 0 | 0 | 0 | 0 | 0 | 0 | 0 | 0 | 0 | 0 | 0 | 0 | 0 | 0 | 0 | 0 | 0 | 0 | 0 | 0 | 0 | 0 | 0 | 0 | 0
F5_Commercial_Restaurant_Existing_Food Preparation_Electric_Oven_E10 | F5 | Commercial | Restaurant | Existing | Food Preparation | Electric | Oven | E10 | RIM BC Ratio | 0 | 0 | 0 | 0 | 0 | 0 | 0 | 0 | 0 | 0 | 0 | 0 | 0 | 0 | 0 | 0 | 0 | 0 | 0 | 0 | 0 | 0 | 0 | 0 | 0 | 0 | 0 | 0 | 0 | 0
F0_Commercial_Restaurant_Existing_Food Preparation_Electric_Fryer_E0 | F0 | Commercial | Restaurant | Existing | Food Preparation | Electric | Fryer | E0 | Economic Unit | 0 | 0 | 0 | 0 | 0 | 0 | 0 | 0 | 0 | 0 | 0 | 0 | 0 | 0 | 0 | 0 | 0 | 0 | 0 | 0 | 0 | 0 | 0 | 0 | 0 | 0 | 0 | 0 | 0 | 0
F1_Commercial_Restaurant_Existing_Food Preparation_Electric_Fryer_E1 | F1 | Commercial | Restaurant | Existing | Food Preparation | Electric | Fryer | E1 | CCE | 0 | 0 | 0 | 0 | 0 | 0 | 0 | 0 | 0 | 0 | 0 | 0 | 0 | 0 | 0 | 0 | 0 | 0 | 0 | 0 | 0 | 0 | 0 | 0 | 0 | 0 | 0 | 0 | 0 | 0
F1_Commercial_Restaurant_Existing_Food Preparation_Electric_Fryer_E2 | F1 | Commercial | Restaurant | Existing | Food Preparation | Electric | Fryer | E2 | CCE | 0 | 0 | 0 | 0 | 0 | 0 | 0 | 0 | 0 | 0 | 0 | 0 | 0 | 0 | 0 | 0 | 0 | 0 | 0 | 0 | 0 | 0 | 0 | 0 | 0 | 0 | 0 | 0 | 0 | 0
F1_Commercial_Restaurant_Existing_Food Preparation_Electric_Fryer_E3 | F1 | Commercial | Restaurant | Existing | Food Preparation | Electric | Fryer | E3 | CCE | 0 | 0 | 0 | 0 | 0 | 0 | 0 | 0 | 0 | 0 | 0 | 0 | 0 | 0 | 0 | 0 | 0 | 0 | 0 | 0 | 0 | 0 | 0 | 0 | 0 | 0 | 0 | 0 | 0 | 0
F1_Commercial_Restaurant_Existing_Food Preparation_Electric_Fryer_E4 | F1 | Commercial | Restaurant | Existing | Food Preparation | Electric | Fryer | E4 | CCE | 0 | 0 | 0 | 0 | 0 | 0 | 0 | 0 | 0 | 0 | 0 | 0 | 0 | 0 | 0 | 0 | 0 | 0 | 0 | 0 | 0 | 0 | 0 | 0 | 0 | 0 | 0 | 0 | 0 | 0
F1_Commercial_Restaurant_Existing_Food Preparation_Electric_Fryer_E5 | F1 | Commercial | Restaurant | Existing | Food Preparation | Electric | Fryer | E5 | CCE | 0 | 0 | 0 | 0 | 0 | 0 | 0 | 0 | 0 | 0 | 0 | 0 | 0 | 0 | 0 | 0 | 0 | 0 | 0 | 0 | 0 | 0 | 0 | 0 | 0 | 0 | 0 | 0 | 0 | 0
F1_Commercial_Restaurant_Existing_Food Preparation_Electric_Fryer_E6 | F1 | Commercial | Restaurant | Existing | Food Preparation | Electric | Fryer | E6 | CCE | 0 | 0 | 0 | 0 | 0 | 0 | 0 | 0 | 0 | 0 | 0 | 0 | 0 | 0 | 0 | 0 | 0 | 0 | 0 | 0 | 0 | 0 | 0 | 0 | 0 | 0 | 0 | 0 | 0 | 0
F1_Commercial_Restaurant_Existing_Food Preparation_Electric_Fryer_E7 | F1 | Commercial | Restaurant | Existing | Food Preparation | Electric | Fryer | E7 | CCE | 0 | 0 | 0 | 0 | 0 | 0 | 0 | 0 | 0 | 0 | 0 | 0 | 0 | 0 | 0 | 0 | 0 | 0 | 0 | 0 | 0 | 0 | 0 | 0 | 0 | 0 | 0 | 0 | 0 | 0
F1_Commercial_Restaurant_Existing_Food Preparation_Electric_Fryer_E8 | F1 | Commercial | Restaurant | Existing | Food Preparation | Electric | Fryer | E8 | CCE | 0 | 0 | 0 | 0 | 0 | 0 | 0 | 0 | 0 | 0 | 0 | 0 | 0 | 0 | 0 | 0 | 0 | 0 | 0 | 0 | 0 | 0 | 0 | 0 | 0 | 0 | 0 | 0 | 0 | 0
F1_Commercial_Restaurant_Existing_Food Preparation_Electric_Fryer_E9 | F1 | Commercial | Restaurant | Existing | Food Preparation | Electric | Fryer | E9 | CCE | 0 | 0 | 0 | 0 | 0 | 0 | 0 | 0 | 0 | 0 | 0 | 0 | 0 | 0 | 0 | 0 | 0 | 0 | 0 | 0 | 0 | 0 | 0 | 0 | 0 | 0 | 0 | 0 | 0 | 0
F1_Commercial_Restaurant_Existing_Food Preparation_Electric_Fryer_E10 | F1 | Commercial | Restaurant | Existing | Food Preparation | Electric | Fryer | E10 | CCE | 0 | 0 | 0 | 0 | 0 | 0 | 0 | 0 | 0 | 0 | 0 | 0 | 0 | 0 | 0 | 0 | 0 | 0 | 0 | 0 | 0 | 0 | 0 | 0 | 0 | 0 | 0 | 0 | 0 | 0
F2_Commercial_Restaurant_Existing_Food Preparation_Electric_Fryer_E1 | F2 | Commercial | Restaurant | Existing | Food Preparation | Electric | Fryer | E1 | TRC BC Ratio | 0 | 0 | 0 | 0 | 0 | 0 | 0 | 0 | 0 | 0 | 0 | 0 | 0 | 0 | 0 | 0 | 0 | 0 | 0 | 0 | 0 | 0 | 0 | 0 | 0 | 0 | 0 | 0 | 0 | 0
F2_Commercial_Restaurant_Existing_Food Preparation_Electric_Fryer_E2 | F2 | Commercial | Restaurant | Existing | Food Preparation | Electric | Fryer | E2 | TRC BC Ratio | 0 | 0 | 0 | 0 | 0 | 0 | 0 | 0 | 0 | 0 | 0 | 0 | 0 | 0 | 0 | 0 | 0 | 0 | 0 | 0 | 0 | 0 | 0 | 0 | 0 | 0 | 0 | 0 | 0 | 0
F2_Commercial_Restaurant_Existing_Food Preparation_Electric_Fryer_E3 | F2 | Commercial | Restaurant | Existing | Food Preparation | Electric | Fryer | E3 | TRC BC Ratio | 0 | 0 | 0 | 0 | 0 | 0 | 0 | 0 | 0 | 0 | 0 | 0 | 0 | 0 | 0 | 0 | 0 | 0 | 0 | 0 | 0 | 0 | 0 | 0 | 0 | 0 | 0 | 0 | 0 | 0
F2_Commercial_Restaurant_Existing_Food Preparation_Electric_Fryer_E4 | F2 | Commercial | Restaurant | Existing | Food Preparation | Electric | Fryer | E4 | TRC BC Ratio | 0 | 0 | 0 | 0 | 0 | 0 | 0 | 0 | 0 | 0 | 0 | 0 | 0 | 0 | 0 | 0 | 0 | 0 | 0 | 0 | 0 | 0 | 0 | 0 | 0 | 0 | 0 | 0 | 0 | 0
F2_Commercial_Restaurant_Existing_Food Preparation_Electric_Fryer_E5 | F2 | Commercial | Restaurant | Existing | Food Preparation | Electric | Fryer | E5 | TRC BC Ratio | 0 | 0 | 0 | 0 | 0 | 0 | 0 | 0 | 0 | 0 | 0 | 0 | 0 | 0 | 0 | 0 | 0 | 0 | 0 | 0 | 0 | 0 | 0 | 0 | 0 | 0 | 0 | 0 | 0 | 0
F2_Commercial_Restaurant_Existing_Food Preparation_Electric_Fryer_E6 | F2 | Commercial | Restaurant | Existing | Food Preparation | Electric | Fryer | E6 | TRC BC Ratio | 0 | 0 | 0 | 0 | 0 | 0 | 0 | 0 | 0 | 0 | 0 | 0 | 0 | 0 | 0 | 0 | 0 | 0 | 0 | 0 | 0 | 0 | 0 | 0 | 0 | 0 | 0 | 0 | 0 | 0
F2_Commercial_Restaurant_Existing_Food Preparation_Electric_Fryer_E7 | F2 | Commercial | Restaurant | Existing | Food Preparation | Electric | Fryer | E7 | TRC BC Ratio | 0 | 0 | 0 | 0 | 0 | 0 | 0 | 0 | 0 | 0 | 0 | 0 | 0 | 0 | 0 | 0 | 0 | 0 | 0 | 0 | 0 | 0 | 0 | 0 | 0 | 0 | 0 | 0 | 0 | 0
F2_Commercial_Restaurant_Existing_Food Preparation_Electric_Fryer_E8 | F2 | Commercial | Restaurant | Existing | Food Preparation | Electric | Fryer | E8 | TRC BC Ratio | 0 | 0 | 0 | 0 | 0 | 0 | 0 | 0 | 0 | 0 | 0 | 0 | 0 | 0 | 0 | 0 | 0 | 0 | 0 | 0 | 0 | 0 | 0 | 0 | 0 | 0 | 0 | 0 | 0 | 0
F2_Commercial_Restaurant_Existing_Food Preparation_Electric_Fryer_E9 | F2 | Commercial | Restaurant | Existing | Food Preparation | Electric | Fryer | E9 | TRC BC Ratio | 0 | 0 | 0 | 0 | 0 | 0 | 0 | 0 | 0 | 0 | 0 | 0 | 0 | 0 | 0 | 0 | 0 | 0 | 0 | 0 | 0 | 0 | 0 | 0 | 0 | 0 | 0 | 0 | 0 | 0
F2_Commercial_Restaurant_Existing_Food Preparation_Electric_Fryer_E10 | F2 | Commercial | Restaurant | Existing | Food Preparation | Electric | Fryer | E10 | TRC BC Ratio | 0 | 0 | 0 | 0 | 0 | 0 | 0 | 0 | 0 | 0 | 0 | 0 | 0 | 0 | 0 | 0 | 0 | 0 | 0 | 0 | 0 | 0 | 0 | 0 | 0 | 0 | 0 | 0 | 0 | 0
F3_Commercial_Restaurant_Existing_Food Preparation_Electric_Fryer_E1 | F3 | Commercial | Restaurant | Existing | Food Preparation | Electric | Fryer | E1 | PACT BC Ratio | 0 | 0 | 0 | 0 | 0 | 0 | 0 | 0 | 0 | 0 | 0 | 0 | 0 | 0 | 0 | 0 | 0 | 0 | 0 | 0 | 0 | 0 | 0 | 0 | 0 | 0 | 0 | 0 | 0 | 0
F3_Commercial_Restaurant_Existing_Food Preparation_Electric_Fryer_E2 | F3 | Commercial | Restaurant | Existing | Food Preparation | Electric | Fryer | E2 | PACT BC Ratio | 0 | 0 | 0 | 0 | 0 | 0 | 0 | 0 | 0 | 0 | 0 | 0 | 0 | 0 | 0 | 0 | 0 | 0 | 0 | 0 | 0 | 0 | 0 | 0 | 0 | 0 | 0 | 0 | 0 | 0
F3_Commercial_Restaurant_Existing_Food Preparation_Electric_Fryer_E3 | F3 | Commercial | Restaurant | Existing | Food Preparation | Electric | Fryer | E3 | PACT BC Ratio | 0 | 0 | 0 | 0 | 0 | 0 | 0 | 0 | 0 | 0 | 0 | 0 | 0 | 0 | 0 | 0 | 0 | 0 | 0 | 0 | 0 | 0 | 0 | 0 | 0 | 0 | 0 | 0 | 0 | 0
F3_Commercial_Restaurant_Existing_Food Preparation_Electric_Fryer_E4 | F3 | Commercial | Restaurant | Existing | Food Preparation | Electric | Fryer | E4 | PACT BC Ratio | 0 | 0 | 0 | 0 | 0 | 0 | 0 | 0 | 0 | 0 | 0 | 0 | 0 | 0 | 0 | 0 | 0 | 0 | 0 | 0 | 0 | 0 | 0 | 0 | 0 | 0 | 0 | 0 | 0 | 0
F3_Commercial_Restaurant_Existing_Food Preparation_Electric_Fryer_E5 | F3 | Commercial | Restaurant | Existing | Food Preparation | Electric | Fryer | E5 | PACT BC Ratio | 0 | 0 | 0 | 0 | 0 | 0 | 0 | 0 | 0 | 0 | 0 | 0 | 0 | 0 | 0 | 0 | 0 | 0 | 0 | 0 | 0 | 0 | 0 | 0 | 0 | 0 | 0 | 0 | 0 | 0
F3_Commercial_Restaurant_Existing_Food Preparation_Electric_Fryer_E6 | F3 | Commercial | Restaurant | Existing | Food Preparation | Electric | Fryer | E6 | PACT BC Ratio | 0 | 0 | 0 | 0 | 0 | 0 | 0 | 0 | 0 | 0 | 0 | 0 | 0 | 0 | 0 | 0 | 0 | 0 | 0 | 0 | 0 | 0 | 0 | 0 | 0 | 0 | 0 | 0 | 0 | 0
F3_Commercial_Restaurant_Existing_Food Preparation_Electric_Fryer_E7 | F3 | Commercial | Restaurant | Existing | Food Preparation | Electric | Fryer | E7 | PACT BC Ratio | 0 | 0 | 0 | 0 | 0 | 0 | 0 | 0 | 0 | 0 | 0 | 0 | 0 | 0 | 0 | 0 | 0 | 0 | 0 | 0 | 0 | 0 | 0 | 0 | 0 | 0 | 0 | 0 | 0 | 0
F3_Commercial_Restaurant_Existing_Food Preparation_Electric_Fryer_E8 | F3 | Commercial | Restaurant | Existing | Food Preparation | Electric | Fryer | E8 | PACT BC Ratio | 0 | 0 | 0 | 0 | 0 | 0 | 0 | 0 | 0 | 0 | 0 | 0 | 0 | 0 | 0 | 0 | 0 | 0 | 0 | 0 | 0 | 0 | 0 | 0 | 0 | 0 | 0 | 0 | 0 | 0
F3_Commercial_Restaurant_Existing_Food Preparation_Electric_Fryer_E9 | F3 | Commercial | Restaurant | Existing | Food Preparation | Electric | Fryer | E9 | PACT BC Ratio | 0 | 0 | 0 | 0 | 0 | 0 | 0 | 0 | 0 | 0 | 0 | 0 | 0 | 0 | 0 | 0 | 0 | 0 | 0 | 0 | 0 | 0 | 0 | 0 | 0 | 0 | 0 | 0 | 0 | 0
F3_Commercial_Restaurant_Existing_Food Preparation_Electric_Fryer_E10 | F3 | Commercial | Restaurant | Existing | Food Preparation | Electric | Fryer | E10 | PACT BC Ratio | 0 | 0 | 0 | 0 | 0 | 0 | 0 | 0 | 0 | 0 | 0 | 0 | 0 | 0 | 0 | 0 | 0 | 0 | 0 | 0 | 0 | 0 | 0 | 0 | 0 | 0 | 0 | 0 | 0 | 0
F4_Commercial_Restaurant_Existing_Food Preparation_Electric_Fryer_E1 | F4 | Commercial | Restaurant | Existing | Food Preparation | Electric | Fryer | E1 | RVT BC Ratio | 0 | 0 | 0 | 0 | 0 | 0 | 0 | 0 | 0 | 0 | 0 | 0 | 0 | 0 | 0 | 0 | 0 | 0 | 0 | 0 | 0 | 0 | 0 | 0 | 0 | 0 | 0 | 0 | 0 | 0
F4_Commercial_Restaurant_Existing_Food Preparation_Electric_Fryer_E2 | F4 | Commercial | Restaurant | Existing | Food Preparation | Electric | Fryer | E2 | RVT BC Ratio | 0 | 0 | 0 | 0 | 0 | 0 | 0 | 0 | 0 | 0 | 0 | 0 | 0 | 0 | 0 | 0 | 0 | 0 | 0 | 0 | 0 | 0 | 0 | 0 | 0 | 0 | 0 | 0 | 0 | 0
F4_Commercial_Restaurant_Existing_Food Preparation_Electric_Fryer_E3 | F4 | Commercial | Restaurant | Existing | Food Preparation | Electric | Fryer | E3 | RVT BC Ratio | 0 | 0 | 0 | 0 | 0 | 0 | 0 | 0 | 0 | 0 | 0 | 0 | 0 | 0 | 0 | 0 | 0 | 0 | 0 | 0 | 0 | 0 | 0 | 0 | 0 | 0 | 0 | 0 | 0 | 0
F4_Commercial_Restaurant_Existing_Food Preparation_Electric_Fryer_E4 | F4 | Commercial | Restaurant | Existing | Food Preparation | Electric | Fryer | E4 | RVT BC Ratio | 0 | 0 | 0 | 0 | 0 | 0 | 0 | 0 | 0 | 0 | 0 | 0 | 0 | 0 | 0 | 0 | 0 | 0 | 0 | 0 | 0 | 0 | 0 | 0 | 0 | 0 | 0 | 0 | 0 | 0
F4_Commercial_Restaurant_Existing_Food Preparation_Electric_Fryer_E5 | F4 | Commercial | Restaurant | Existing | Food Preparation | Electric | Fryer | E5 | RVT BC Ratio | 0 | 0 | 0 | 0 | 0 | 0 | 0 | 0 | 0 | 0 | 0 | 0 | 0 | 0 | 0 | 0 | 0 | 0 | 0 | 0 | 0 | 0 | 0 | 0 | 0 | 0 | 0 | 0 | 0 | 0
F4_Commercial_Restaurant_Existing_Food Preparation_Electric_Fryer_E6 | F4 | Commercial | Restaurant | Existing | Food Preparation | Electric | Fryer | E6 | RVT BC Ratio | 0 | 0 | 0 | 0 | 0 | 0 | 0 | 0 | 0 | 0 | 0 | 0 | 0 | 0 | 0 | 0 | 0 | 0 | 0 | 0 | 0 | 0 | 0 | 0 | 0 | 0 | 0 | 0 | 0 | 0
F4_Commercial_Restaurant_Existing_Food Preparation_Electric_Fryer_E7 | F4 | Commercial | Restaurant | Existing | Food Preparation | Electric | Fryer | E7 | RVT BC Ratio | 0 | 0 | 0 | 0 | 0 | 0 | 0 | 0 | 0 | 0 | 0 | 0 | 0 | 0 | 0 | 0 | 0 | 0 | 0 | 0 | 0 | 0 | 0 | 0 | 0 | 0 | 0 | 0 | 0 | 0
F4_Commercial_Restaurant_Existing_Food Preparation_Electric_Fryer_E8 | F4 | Commercial | Restaurant | Existing | Food Preparation | Electric | Fryer | E8 | RVT BC Ratio | 0 | 0 | 0 | 0 | 0 | 0 | 0 | 0 | 0 | 0 | 0 | 0 | 0 | 0 | 0 | 0 | 0 | 0 | 0 | 0 | 0 | 0 | 0 | 0 | 0 | 0 | 0 | 0 | 0 | 0
F4_Commercial_Restaurant_Existing_Food Preparation_Electric_Fryer_E9 | F4 | Commercial | Restaurant | Existing | Food Preparation | Electric | Fryer | E9 | RVT BC Ratio | 0 | 0 | 0 | 0 | 0 | 0 | 0 | 0 | 0 | 0 | 0 | 0 | 0 | 0 | 0 | 0 | 0 | 0 | 0 | 0 | 0 | 0 | 0 | 0 | 0 | 0 | 0 | 0 | 0 | 0
F4_Commercial_Restaurant_Existing_Food Preparation_Electric_Fryer_E10 | F4 | Commercial | Restaurant | Existing | Food Preparation | Electric | Fryer | E10 | RVT BC Ratio | 0 | 0 | 0 | 0 | 0 | 0 | 0 | 0 | 0 | 0 | 0 | 0 | 0 | 0 | 0 | 0 | 0 | 0 | 0 | 0 | 0 | 0 | 0 | 0 | 0 | 0 | 0 | 0 | 0 | 0
F5_Commercial_Restaurant_Existing_Food Preparation_Electric_Fryer_E1 | F5 | Commercial | Restaurant | Existing | Food Preparation | Electric | Fryer | E1 | RIM BC Ratio | 0 | 0 | 0 | 0 | 0 | 0 | 0 | 0 | 0 | 0 | 0 | 0 | 0 | 0 | 0 | 0 | 0 | 0 | 0 | 0 | 0 | 0 | 0 | 0 | 0 | 0 | 0 | 0 | 0 | 0
F5_Commercial_Restaurant_Existing_Food Preparation_Electric_Fryer_E2 | F5 | Commercial | Restaurant | Existing | Food Preparation | Electric | Fryer | E2 | RIM BC Ratio | 0 | 0 | 0 | 0 | 0 | 0 | 0 | 0 | 0 | 0 | 0 | 0 | 0 | 0 | 0 | 0 | 0 | 0 | 0 | 0 | 0 | 0 | 0 | 0 | 0 | 0 | 0 | 0 | 0 | 0
F5_Commercial_Restaurant_Existing_Food Preparation_Electric_Fryer_E3 | F5 | Commercial | Restaurant | Existing | Food Preparation | Electric | Fryer | E3 | RIM BC Ratio | 0 | 0 | 0 | 0 | 0 | 0 | 0 | 0 | 0 | 0 | 0 | 0 | 0 | 0 | 0 | 0 | 0 | 0 | 0 | 0 | 0 | 0 | 0 | 0 | 0 | 0 | 0 | 0 | 0 | 0
F5_Commercial_Restaurant_Existing_Food Preparation_Electric_Fryer_E4 | F5 | Commercial | Restaurant | Existing | Food Preparation | Electric | Fryer | E4 | RIM BC Ratio | 0 | 0 | 0 | 0 | 0 | 0 | 0 | 0 | 0 | 0 | 0 | 0 | 0 | 0 | 0 | 0 | 0 | 0 | 0 | 0 | 0 | 0 | 0 | 0 | 0 | 0 | 0 | 0 | 0 | 0
F5_Commercial_Restaurant_Existing_Food Preparation_Electric_Fryer_E5 | F5 | Commercial | Restaurant | Existing | Food Preparation | Electric | Fryer | E5 | RIM BC Ratio | 0 | 0 | 0 | 0 | 0 | 0 | 0 | 0 | 0 | 0 | 0 | 0 | 0 | 0 | 0 | 0 | 0 | 0 | 0 | 0 | 0 | 0 | 0 | 0 | 0 | 0 | 0 | 0 | 0 | 0
F5_Commercial_Restaurant_Existing_Food Preparation_Electric_Fryer_E6 | F5 | Commercial | Restaurant | Existing | Food Preparation | Electric | Fryer | E6 | RIM BC Ratio | 0 | 0 | 0 | 0 | 0 | 0 | 0 | 0 | 0 | 0 | 0 | 0 | 0 | 0 | 0 | 0 | 0 | 0 | 0 | 0 | 0 | 0 | 0 | 0 | 0 | 0 | 0 | 0 | 0 | 0
F5_Commercial_Restaurant_Existing_Food Preparation_Electric_Fryer_E7 | F5 | Commercial | Restaurant | Existing | Food Preparation | Electric | Fryer | E7 | RIM BC Ratio | 0 | 0 | 0 | 0 | 0 | 0 | 0 | 0 | 0 | 0 | 0 | 0 | 0 | 0 | 0 | 0 | 0 | 0 | 0 | 0 | 0 | 0 | 0 | 0 | 0 | 0 | 0 | 0 | 0 | 0
F5_Commercial_Restaurant_Existing_Food Preparation_Electric_Fryer_E8 | F5 | Commercial | Restaurant | Existing | Food Preparation | Electric | Fryer | E8 | RIM BC Ratio | 0 | 0 | 0 | 0 | 0 | 0 | 0 | 0 | 0 | 0 | 0 | 0 | 0 | 0 | 0 | 0 | 0 | 0 | 0 | 0 | 0 | 0 | 0 | 0 | 0 | 0 | 0 | 0 | 0 | 0
F5_Commercial_Restaurant_Existing_Food Preparation_Electric_Fryer_E9 | F5 | Commercial | Restaurant | Existing | Food Preparation | Electric | Fryer | E9 | RIM BC Ratio | 0 | 0 | 0 | 0 | 0 | 0 | 0 | 0 | 0 | 0 | 0 | 0 | 0 | 0 | 0 | 0 | 0 | 0 | 0 | 0 | 0 | 0 | 0 | 0 | 0 | 0 | 0 | 0 | 0 | 0
F5_Commercial_Restaurant_Existing_Food Preparation_Electric_Fryer_E10 | F5 | Commercial | Restaurant | Existing | Food Preparation | Electric | Fryer | E10 | RIM BC Ratio | 0 | 0 | 0 | 0 | 0 | 0 | 0 | 0 | 0 | 0 | 0 | 0 | 0 | 0 | 0 | 0 | 0 | 0 | 0 | 0 | 0 | 0 | 0 | 0 | 0 | 0 | 0 | 0 | 0 | 0
F0_Commercial_Restaurant_Existing_Food Preparation_Electric_Dishwasher_E0 | F0 | Commercial | Restaurant | Existing | Food Preparation | Electric | Dishwasher | E0 | Economic Unit | 0 | 0 | 0 | 0 | 0 | 0 | 0 | 0 | 0 | 0 | 0 | 0 | 0 | 0 | 0 | 0 | 0 | 0 | 0 | 0 | 0 | 0 | 0 | 0 | 0 | 0 | 0 | 0 | 0 | 0
F1_Commercial_Restaurant_Existing_Food Preparation_Electric_Dishwasher_E1 | F1 | Commercial | Restaurant | Existing | Food Preparation | Electric | Dishwasher | E1 | CCE | 0 | 0 | 0 | 0 | 0 | 0 | 0 | 0 | 0 | 0 | 0 | 0 | 0 | 0 | 0 | 0 | 0 | 0 | 0 | 0 | 0 | 0 | 0 | 0 | 0 | 0 | 0 | 0 | 0 | 0
F1_Commercial_Restaurant_Existing_Food Preparation_Electric_Dishwasher_E2 | F1 | Commercial | Restaurant | Existing | Food Preparation | Electric | Dishwasher | E2 | CCE | 0 | 0 | 0 | 0 | 0 | 0 | 0 | 0 | 0 | 0 | 0 | 0 | 0 | 0 | 0 | 0 | 0 | 0 | 0 | 0 | 0 | 0 | 0 | 0 | 0 | 0 | 0 | 0 | 0 | 0
F1_Commercial_Restaurant_Existing_Food Preparation_Electric_Dishwasher_E3 | F1 | Commercial | Restaurant | Existing | Food Preparation | Electric | Dishwasher | E3 | CCE | 0 | 0 | 0 | 0 | 0 | 0 | 0 | 0 | 0 | 0 | 0 | 0 | 0 | 0 | 0 | 0 | 0 | 0 | 0 | 0 | 0 | 0 | 0 | 0 | 0 | 0 | 0 | 0 | 0 | 0
F1_Commercial_Restaurant_Existing_Food Preparation_Electric_Dishwasher_E4 | F1 | Commercial | Restaurant | Existing | Food Preparation | Electric | Dishwasher | E4 | CCE | 0 | 0 | 0 | 0 | 0 | 0 | 0 | 0 | 0 | 0 | 0 | 0 | 0 | 0 | 0 | 0 | 0 | 0 | 0 | 0 | 0 | 0 | 0 | 0 | 0 | 0 | 0 | 0 | 0 | 0
F1_Commercial_Restaurant_Existing_Food Preparation_Electric_Dishwasher_E5 | F1 | Commercial | Restaurant | Existing | Food Preparation | Electric | Dishwasher | E5 | CCE | 0 | 0 | 0 | 0 | 0 | 0 | 0 | 0 | 0 | 0 | 0 | 0 | 0 | 0 | 0 | 0 | 0 | 0 | 0 | 0 | 0 | 0 | 0 | 0 | 0 | 0 | 0 | 0 | 0 | 0
F1_Commercial_Restaurant_Existing_Food Preparation_Electric_Dishwasher_E6 | F1 | Commercial | Restaurant | Existing | Food Preparation | Electric | Dishwasher | E6 | CCE | 0 | 0 | 0 | 0 | 0 | 0 | 0 | 0 | 0 | 0 | 0 | 0 | 0 | 0 | 0 | 0 | 0 | 0 | 0 | 0 | 0 | 0 | 0 | 0 | 0 | 0 | 0 | 0 | 0 | 0
F1_Commercial_Restaurant_Existing_Food Preparation_Electric_Dishwasher_E7 | F1 | Commercial | Restaurant | Existing | Food Preparation | Electric | Dishwasher | E7 | CCE | 0 | 0 | 0 | 0 | 0 | 0 | 0 | 0 | 0 | 0 | 0 | 0 | 0 | 0 | 0 | 0 | 0 | 0 | 0 | 0 | 0 | 0 | 0 | 0 | 0 | 0 | 0 | 0 | 0 | 0
F1_Commercial_Restaurant_Existing_Food Preparation_Electric_Dishwasher_E8 | F1 | Commercial | Restaurant | Existing | Food Preparation | Electric | Dishwasher | E8 | CCE | 0 | 0 | 0 | 0 | 0 | 0 | 0 | 0 | 0 | 0 | 0 | 0 | 0 | 0 | 0 | 0 | 0 | 0 | 0 | 0 | 0 | 0 | 0 | 0 | 0 | 0 | 0 | 0 | 0 | 0
F1_Commercial_Restaurant_Existing_Food Preparation_Electric_Dishwasher_E9 | F1 | Commercial | Restaurant | Existing | Food Preparation | Electric | Dishwasher | E9 | CCE | 0 | 0 | 0 | 0 | 0 | 0 | 0 | 0 | 0 | 0 | 0 | 0 | 0 | 0 | 0 | 0 | 0 | 0 | 0 | 0 | 0 | 0 | 0 | 0 | 0 | 0 | 0 | 0 | 0 | 0
F1_Commercial_Restaurant_Existing_Food Preparation_Electric_Dishwasher_E10 | F1 | Commercial | Restaurant | Existing | Food Preparation | Electric | Dishwasher | E10 | CCE | 0 | 0 | 0 | 0 | 0 | 0 | 0 | 0 | 0 | 0 | 0 | 0 | 0 | 0 | 0 | 0 | 0 | 0 | 0 | 0 | 0 | 0 | 0 | 0 | 0 | 0 | 0 | 0 | 0 | 0
F2_Commercial_Restaurant_Existing_Food Preparation_Electric_Dishwasher_E1 | F2 | Commercial | Restaurant | Existing | Food Preparation | Electric | Dishwasher | E1 | TRC BC Ratio | 0 | 0 | 0 | 0 | 0 | 0 | 0 | 0 | 0 | 0 | 0 | 0 | 0 | 0 | 0 | 0 | 0 | 0 | 0 | 0 | 0 | 0 | 0 | 0 | 0 | 0 | 0 | 0 | 0 | 0
F2_Commercial_Restaurant_Existing_Food Preparation_Electric_Dishwasher_E2 | F2 | Commercial | Restaurant | Existing | Food Preparation | Electric | Dishwasher | E2 | TRC BC Ratio | 0 | 0 | 0 | 0 | 0 | 0 | 0 | 0 | 0 | 0 | 0 | 0 | 0 | 0 | 0 | 0 | 0 | 0 | 0 | 0 | 0 | 0 | 0 | 0 | 0 | 0 | 0 | 0 | 0 | 0
F2_Commercial_Restaurant_Existing_Food Preparation_Electric_Dishwasher_E3 | F2 | Commercial | Restaurant | Existing | Food Preparation | Electric | Dishwasher | E3 | TRC BC Ratio | 0 | 0 | 0 | 0 | 0 | 0 | 0 | 0 | 0 | 0 | 0 | 0 | 0 | 0 | 0 | 0 | 0 | 0 | 0 | 0 | 0 | 0 | 0 | 0 | 0 | 0 | 0 | 0 | 0 | 0
F2_Commercial_Restaurant_Existing_Food Preparation_Electric_Dishwasher_E4 | F2 | Commercial | Restaurant | Existing | Food Preparation | Electric | Dishwasher | E4 | TRC BC Ratio | 0 | 0 | 0 | 0 | 0 | 0 | 0 | 0 | 0 | 0 | 0 | 0 | 0 | 0 | 0 | 0 | 0 | 0 | 0 | 0 | 0 | 0 | 0 | 0 | 0 | 0 | 0 | 0 | 0 | 0
F2_Commercial_Restaurant_Existing_Food Preparation_Electric_Dishwasher_E5 | F2 | Commercial | Restaurant | Existing | Food Preparation | Electric | Dishwasher | E5 | TRC BC Ratio | 0 | 0 | 0 | 0 | 0 | 0 | 0 | 0 | 0 | 0 | 0 | 0 | 0 | 0 | 0 | 0 | 0 | 0 | 0 | 0 | 0 | 0 | 0 | 0 | 0 | 0 | 0 | 0 | 0 | 0
F2_Commercial_Restaurant_Existing_Food Preparation_Electric_Dishwasher_E6 | F2 | Commercial | Restaurant | Existing | Food Preparation | Electric | Dishwasher | E6 | TRC BC Ratio | 0 | 0 | 0 | 0 | 0 | 0 | 0 | 0 | 0 | 0 | 0 | 0 | 0 | 0 | 0 | 0 | 0 | 0 | 0 | 0 | 0 | 0 | 0 | 0 | 0 | 0 | 0 | 0 | 0 | 0
F2_Commercial_Restaurant_Existing_Food Preparation_Electric_Dishwasher_E7 | F2 | Commercial | Restaurant | Existing | Food Preparation | Electric | Dishwasher | E7 | TRC BC Ratio | 0 | 0 | 0 | 0 | 0 | 0 | 0 | 0 | 0 | 0 | 0 | 0 | 0 | 0 | 0 | 0 | 0 | 0 | 0 | 0 | 0 | 0 | 0 | 0 | 0 | 0 | 0 | 0 | 0 | 0
F2_Commercial_Restaurant_Existing_Food Preparation_Electric_Dishwasher_E8 | F2 | Commercial | Restaurant | Existing | Food Preparation | Electric | Dishwasher | E8 | TRC BC Ratio | 0 | 0 | 0 | 0 | 0 | 0 | 0 | 0 | 0 | 0 | 0 | 0 | 0 | 0 | 0 | 0 | 0 | 0 | 0 | 0 | 0 | 0 | 0 | 0 | 0 | 0 | 0 | 0 | 0 | 0
F2_Commercial_Restaurant_Existing_Food Preparation_Electric_Dishwasher_E9 | F2 | Commercial | Restaurant | Existing | Food Preparation | Electric | Dishwasher | E9 | TRC BC Ratio | 0 | 0 | 0 | 0 | 0 | 0 | 0 | 0 | 0 | 0 | 0 | 0 | 0 | 0 | 0 | 0 | 0 | 0 | 0 | 0 | 0 | 0 | 0 | 0 | 0 | 0 | 0 | 0 | 0 | 0
F2_Commercial_Restaurant_Existing_Food Preparation_Electric_Dishwasher_E10 | F2 | Commercial | Restaurant | Existing | Food Preparation | Electric | Dishwasher | E10 | TRC BC Ratio | 0 | 0 | 0 | 0 | 0 | 0 | 0 | 0 | 0 | 0 | 0 | 0 | 0 | 0 | 0 | 0 | 0 | 0 | 0 | 0 | 0 | 0 | 0 | 0 | 0 | 0 | 0 | 0 | 0 | 0
F3_Commercial_Restaurant_Existing_Food Preparation_Electric_Dishwasher_E1 | F3 | Commercial | Restaurant | Existing | Food Preparation | Electric | Dishwasher | E1 | PACT BC Ratio | 0 | 0 | 0 | 0 | 0 | 0 | 0 | 0 | 0 | 0 | 0 | 0 | 0 | 0 | 0 | 0 | 0 | 0 | 0 | 0 | 0 | 0 | 0 | 0 | 0 | 0 | 0 | 0 | 0 | 0
F3_Commercial_Restaurant_Existing_Food Preparation_Electric_Dishwasher_E2 | F3 | Commercial | Restaurant | Existing | Food Preparation | Electric | Dishwasher | E2 | PACT BC Ratio | 0 | 0 | 0 | 0 | 0 | 0 | 0 | 0 | 0 | 0 | 0 | 0 | 0 | 0 | 0 | 0 | 0 | 0 | 0 | 0 | 0 | 0 | 0 | 0 | 0 | 0 | 0 | 0 | 0 | 0
F3_Commercial_Restaurant_Existing_Food Preparation_Electric_Dishwasher_E3 | F3 | Commercial | Restaurant | Existing | Food Preparation | Electric | Dishwasher | E3 | PACT BC Ratio | 0 | 0 | 0 | 0 | 0 | 0 | 0 | 0 | 0 | 0 | 0 | 0 | 0 | 0 | 0 | 0 | 0 | 0 | 0 | 0 | 0 | 0 | 0 | 0 | 0 | 0 | 0 | 0 | 0 | 0
F3_Commercial_Restaurant_Existing_Food Preparation_Electric_Dishwasher_E4 | F3 | Commercial | Restaurant | Existing | Food Preparation | Electric | Dishwasher | E4 | PACT BC Ratio | 0 | 0 | 0 | 0 | 0 | 0 | 0 | 0 | 0 | 0 | 0 | 0 | 0 | 0 | 0 | 0 | 0 | 0 | 0 | 0 | 0 | 0 | 0 | 0 | 0 | 0 | 0 | 0 | 0 | 0
F3_Commercial_Restaurant_Existing_Food Preparation_Electric_Dishwasher_E5 | F3 | Commercial | Restaurant | Existing | Food Preparation | Electric | Dishwasher | E5 | PACT BC Ratio | 0 | 0 | 0 | 0 | 0 | 0 | 0 | 0 | 0 | 0 | 0 | 0 | 0 | 0 | 0 | 0 | 0 | 0 | 0 | 0 | 0 | 0 | 0 | 0 | 0 | 0 | 0 | 0 | 0 | 0
F3_Commercial_Restaurant_Existing_Food Preparation_Electric_Dishwasher_E6 | F3 | Commercial | Restaurant | Existing | Food Preparation | Electric | Dishwasher | E6 | PACT BC Ratio | 0 | 0 | 0 | 0 | 0 | 0 | 0 | 0 | 0 | 0 | 0 | 0 | 0 | 0 | 0 | 0 | 0 | 0 | 0 | 0 | 0 | 0 | 0 | 0 | 0 | 0 | 0 | 0 | 0 | 0
F3_Commercial_Restaurant_Existing_Food Preparation_Electric_Dishwasher_E7 | F3 | Commercial | Restaurant | Existing | Food Preparation | Electric | Dishwasher | E7 | PACT BC Ratio | 0 | 0 | 0 | 0 | 0 | 0 | 0 | 0 | 0 | 0 | 0 | 0 | 0 | 0 | 0 | 0 | 0 | 0 | 0 | 0 | 0 | 0 | 0 | 0 | 0 | 0 | 0 | 0 | 0 | 0
F3_Commercial_Restaurant_Existing_Food Preparation_Electric_Dishwasher_E8 | F3 | Commercial | Restaurant | Existing | Food Preparation | Electric | Dishwasher | E8 | PACT BC Ratio | 0 | 0 | 0 | 0 | 0 | 0 | 0 | 0 | 0 | 0 | 0 | 0 | 0 | 0 | 0 | 0 | 0 | 0 | 0 | 0 | 0 | 0 | 0 | 0 | 0 | 0 | 0 | 0 | 0 | 0
F3_Commercial_Restaurant_Existing_Food Preparation_Electric_Dishwasher_E9 | F3 | Commercial | Restaurant | Existing | Food Preparation | Electric | Dishwasher | E9 | PACT BC Ratio | 0 | 0 | 0 | 0 | 0 | 0 | 0 | 0 | 0 | 0 | 0 | 0 | 0 | 0 | 0 | 0 | 0 | 0 | 0 | 0 | 0 | 0 | 0 | 0 | 0 | 0 | 0 | 0 | 0 | 0
F3_Commercial_Restaurant_Existing_Food Preparation_Electric_Dishwasher_E10 | F3 | Commercial | Restaurant | Existing | Food Preparation | Electric | Dishwasher | E10 | PACT BC Ratio | 0 | 0 | 0 | 0 | 0 | 0 | 0 | 0 | 0 | 0 | 0 | 0 | 0 | 0 | 0 | 0 | 0 | 0 | 0 | 0 | 0 | 0 | 0 | 0 | 0 | 0 | 0 | 0 | 0 | 0
F4_Commercial_Restaurant_Existing_Food Preparation_Electric_Dishwasher_E1 | F4 | Commercial | Restaurant | Existing | Food Preparation | Electric | Dishwasher | E1 | RVT BC Ratio | 0 | 0 | 0 | 0 | 0 | 0 | 0 | 0 | 0 | 0 | 0 | 0 | 0 | 0 | 0 | 0 | 0 | 0 | 0 | 0 | 0 | 0 | 0 | 0 | 0 | 0 | 0 | 0 | 0 | 0
F4_Commercial_Restaurant_Existing_Food Preparation_Electric_Dishwasher_E2 | F4 | Commercial | Restaurant | Existing | Food Preparation | Electric | Dishwasher | E2 | RVT BC Ratio | 0 | 0 | 0 | 0 | 0 | 0 | 0 | 0 | 0 | 0 | 0 | 0 | 0 | 0 | 0 | 0 | 0 | 0 | 0 | 0 | 0 | 0 | 0 | 0 | 0 | 0 | 0 | 0 | 0 | 0
F4_Commercial_Restaurant_Existing_Food Preparation_Electric_Dishwasher_E3 | F4 | Commercial | Restaurant | Existing | Food Preparation | Electric | Dishwasher | E3 | RVT BC Ratio | 0 | 0 | 0 | 0 | 0 | 0 | 0 | 0 | 0 | 0 | 0 | 0 | 0 | 0 | 0 | 0 | 0 | 0 | 0 | 0 | 0 | 0 | 0 | 0 | 0 | 0 | 0 | 0 | 0 | 0
F4_Commercial_Restaurant_Existing_Food Preparation_Electric_Dishwasher_E4 | F4 | Commercial | Restaurant | Existing | Food Preparation | Electric | Dishwasher | E4 | RVT BC Ratio | 0 | 0 | 0 | 0 | 0 | 0 | 0 | 0 | 0 | 0 | 0 | 0 | 0 | 0 | 0 | 0 | 0 | 0 | 0 | 0 | 0 | 0 | 0 | 0 | 0 | 0 | 0 | 0 | 0 | 0
F4_Commercial_Restaurant_Existing_Food Preparation_Electric_Dishwasher_E5 | F4 | Commercial | Restaurant | Existing | Food Preparation | Electric | Dishwasher | E5 | RVT BC Ratio | 0 | 0 | 0 | 0 | 0 | 0 | 0 | 0 | 0 | 0 | 0 | 0 | 0 | 0 | 0 | 0 | 0 | 0 | 0 | 0 | 0 | 0 | 0 | 0 | 0 | 0 | 0 | 0 | 0 | 0
F4_Commercial_Restaurant_Existing_Food Preparation_Electric_Dishwasher_E6 | F4 | Commercial | Restaurant | Existing | Food Preparation | Electric | Dishwasher | E6 | RVT BC Ratio | 0 | 0 | 0 | 0 | 0 | 0 | 0 | 0 | 0 | 0 | 0 | 0 | 0 | 0 | 0 | 0 | 0 | 0 | 0 | 0 | 0 | 0 | 0 | 0 | 0 | 0 | 0 | 0 | 0 | 0
F4_Commercial_Restaurant_Existing_Food Preparation_Electric_Dishwasher_E7 | F4 | Commercial | Restaurant | Existing | Food Preparation | Electric | Dishwasher | E7 | RVT BC Ratio | 0 | 0 | 0 | 0 | 0 | 0 | 0 | 0 | 0 | 0 | 0 | 0 | 0 | 0 | 0 | 0 | 0 | 0 | 0 | 0 | 0 | 0 | 0 | 0 | 0 | 0 | 0 | 0 | 0 | 0
F4_Commercial_Restaurant_Existing_Food Preparation_Electric_Dishwasher_E8 | F4 | Commercial | Restaurant | Existing | Food Preparation | Electric | Dishwasher | E8 | RVT BC Ratio | 0 | 0 | 0 | 0 | 0 | 0 | 0 | 0 | 0 | 0 | 0 | 0 | 0 | 0 | 0 | 0 | 0 | 0 | 0 | 0 | 0 | 0 | 0 | 0 | 0 | 0 | 0 | 0 | 0 | 0
F4_Commercial_Restaurant_Existing_Food Preparation_Electric_Dishwasher_E9 | F4 | Commercial | Restaurant | Existing | Food Preparation | Electric | Dishwasher | E9 | RVT BC Ratio | 0 | 0 | 0 | 0 | 0 | 0 | 0 | 0 | 0 | 0 | 0 | 0 | 0 | 0 | 0 | 0 | 0 | 0 | 0 | 0 | 0 | 0 | 0 | 0 | 0 | 0 | 0 | 0 | 0 | 0
F4_Commercial_Restaurant_Existing_Food Preparation_Electric_Dishwasher_E10 | F4 | Commercial | Restaurant | Existing | Food Preparation | Electric | Dishwasher | E10 | RVT BC Ratio | 0 | 0 | 0 | 0 | 0 | 0 | 0 | 0 | 0 | 0 | 0 | 0 | 0 | 0 | 0 | 0 | 0 | 0 | 0 | 0 | 0 | 0 | 0 | 0 | 0 | 0 | 0 | 0 | 0 | 0
F5_Commercial_Restaurant_Existing_Food Preparation_Electric_Dishwasher_E1 | F5 | Commercial | Restaurant | Existing | Food Preparation | Electric | Dishwasher | E1 | RIM BC Ratio | 0 | 0 | 0 | 0 | 0 | 0 | 0 | 0 | 0 | 0 | 0 | 0 | 0 | 0 | 0 | 0 | 0 | 0 | 0 | 0 | 0 | 0 | 0 | 0 | 0 | 0 | 0 | 0 | 0 | 0
F5_Commercial_Restaurant_Existing_Food Preparation_Electric_Dishwasher_E2 | F5 | Commercial | Restaurant | Existing | Food Preparation | Electric | Dishwasher | E2 | RIM BC Ratio | 0 | 0 | 0 | 0 | 0 | 0 | 0 | 0 | 0 | 0 | 0 | 0 | 0 | 0 | 0 | 0 | 0 | 0 | 0 | 0 | 0 | 0 | 0 | 0 | 0 | 0 | 0 | 0 | 0 | 0
F5_Commercial_Restaurant_Existing_Food Preparation_Electric_Dishwasher_E3 | F5 | Commercial | Restaurant | Existing | Food Preparation | Electric | Dishwasher | E3 | RIM BC Ratio | 0 | 0 | 0 | 0 | 0 | 0 | 0 | 0 | 0 | 0 | 0 | 0 | 0 | 0 | 0 | 0 | 0 | 0 | 0 | 0 | 0 | 0 | 0 | 0 | 0 | 0 | 0 | 0 | 0 | 0
F5_Commercial_Restaurant_Existing_Food Preparation_Electric_Dishwasher_E4 | F5 | Commercial | Restaurant | Existing | Food Preparation | Electric | Dishwasher | E4 | RIM BC Ratio | 0 | 0 | 0 | 0 | 0 | 0 | 0 | 0 | 0 | 0 | 0 | 0 | 0 | 0 | 0 | 0 | 0 | 0 | 0 | 0 | 0 | 0 | 0 | 0 | 0 | 0 | 0 | 0 | 0 | 0
F5_Commercial_Restaurant_Existing_Food Preparation_Electric_Dishwasher_E5 | F5 | Commercial | Restaurant | Existing | Food Preparation | Electric | Dishwasher | E5 | RIM BC Ratio | 0 | 0 | 0 | 0 | 0 | 0 | 0 | 0 | 0 | 0 | 0 | 0 | 0 | 0 | 0 | 0 | 0 | 0 | 0 | 0 | 0 | 0 | 0 | 0 | 0 | 0 | 0 | 0 | 0 | 0
F5_Commercial_Restaurant_Existing_Food Preparation_Electric_Dishwasher_E6 | F5 | Commercial | Restaurant | Existing | Food Preparation | Electric | Dishwasher | E6 | RIM BC Ratio | 0 | 0 | 0 | 0 | 0 | 0 | 0 | 0 | 0 | 0 | 0 | 0 | 0 | 0 | 0 | 0 | 0 | 0 | 0 | 0 | 0 | 0 | 0 | 0 | 0 | 0 | 0 | 0 | 0 | 0
F5_Commercial_Restaurant_Existing_Food Preparation_Electric_Dishwasher_E7 | F5 | Commercial | Restaurant | Existing | Food Preparation | Electric | Dishwasher | E7 | RIM BC Ratio | 0 | 0 | 0 | 0 | 0 | 0 | 0 | 0 | 0 | 0 | 0 | 0 | 0 | 0 | 0 | 0 | 0 | 0 | 0 | 0 | 0 | 0 | 0 | 0 | 0 | 0 | 0 | 0 | 0 | 0
F5_Commercial_Restaurant_Existing_Food Preparation_Electric_Dishwasher_E8 | F5 | Commercial | Restaurant | Existing | Food Preparation | Electric | Dishwasher | E8 | RIM BC Ratio | 0 | 0 | 0 | 0 | 0 | 0 | 0 | 0 | 0 | 0 | 0 | 0 | 0 | 0 | 0 | 0 | 0 | 0 | 0 | 0 | 0 | 0 | 0 | 0 | 0 | 0 | 0 | 0 | 0 | 0
F5_Commercial_Restaurant_Existing_Food Preparation_Electric_Dishwasher_E9 | F5 | Commercial | Restaurant | Existing | Food Preparation | Electric | Dishwasher | E9 | RIM BC Ratio | 0 | 0 | 0 | 0 | 0 | 0 | 0 | 0 | 0 | 0 | 0 | 0 | 0 | 0 | 0 | 0 | 0 | 0 | 0 | 0 | 0 | 0 | 0 | 0 | 0 | 0 | 0 | 0 | 0 | 0
F5_Commercial_Restaurant_Existing_Food Preparation_Electric_Dishwasher_E10 | F5 | Commercial | Restaurant | Existing | Food Preparation | Electric | Dishwasher | E10 | RIM BC Ratio | 0 | 0 | 0 | 0 | 0 | 0 | 0 | 0 | 0 | 0 | 0 | 0 | 0 | 0 | 0 | 0 | 0 | 0 | 0 | 0 | 0 | 0 | 0 | 0 | 0 | 0 | 0 | 0 | 0 | 0
F0_Commercial_Restaurant_Existing_Food Preparation_Electric_Hot Food Container_E0 | F0 | Commercial | Restaurant | Existing | Food Preparation | Electric | Hot Food Container | E0 | Economic Unit | 0 | 0 | 0 | 0 | 0 | 0 | 0 | 0 | 0 | 0 | 0 | 0 | 0 | 0 | 0 | 0 | 0 | 0 | 0 | 0 | 0 | 0 | 0 | 0 | 0 | 0 | 0 | 0 | 0 | 0
F1_Commercial_Restaurant_Existing_Food Preparation_Electric_Hot Food Container_E1 | F1 | Commercial | Restaurant | Existing | Food Preparation | Electric | Hot Food Container | E1 | CCE | 0 | 0 | 0 | 0 | 0 | 0 | 0 | 0 | 0 | 0 | 0 | 0 | 0 | 0 | 0 | 0 | 0 | 0 | 0 | 0 | 0 | 0 | 0 | 0 | 0 | 0 | 0 | 0 | 0 | 0
F1_Commercial_Restaurant_Existing_Food Preparation_Electric_Hot Food Container_E2 | F1 | Commercial | Restaurant | Existing | Food Preparation | Electric | Hot Food Container | E2 | CCE | 0 | 0 | 0 | 0 | 0 | 0 | 0 | 0 | 0 | 0 | 0 | 0 | 0 | 0 | 0 | 0 | 0 | 0 | 0 | 0 | 0 | 0 | 0 | 0 | 0 | 0 | 0 | 0 | 0 | 0
F1_Commercial_Restaurant_Existing_Food Preparation_Electric_Hot Food Container_E3 | F1 | Commercial | Restaurant | Existing | Food Preparation | Electric | Hot Food Container | E3 | CCE | 0 | 0 | 0 | 0 | 0 | 0 | 0 | 0 | 0 | 0 | 0 | 0 | 0 | 0 | 0 | 0 | 0 | 0 | 0 | 0 | 0 | 0 | 0 | 0 | 0 | 0 | 0 | 0 | 0 | 0
F1_Commercial_Restaurant_Existing_Food Preparation_Electric_Hot Food Container_E4 | F1 | Commercial | Restaurant | Existing | Food Preparation | Electric | Hot Food Container | E4 | CCE | 0 | 0 | 0 | 0 | 0 | 0 | 0 | 0 | 0 | 0 | 0 | 0 | 0 | 0 | 0 | 0 | 0 | 0 | 0 | 0 | 0 | 0 | 0 | 0 | 0 | 0 | 0 | 0 | 0 | 0
F1_Commercial_Restaurant_Existing_Food Preparation_Electric_Hot Food Container_E5 | F1 | Commercial | Restaurant | Existing | Food Preparation | Electric | Hot Food Container | E5 | CCE | 0 | 0 | 0 | 0 | 0 | 0 | 0 | 0 | 0 | 0 | 0 | 0 | 0 | 0 | 0 | 0 | 0 | 0 | 0 | 0 | 0 | 0 | 0 | 0 | 0 | 0 | 0 | 0 | 0 | 0
F1_Commercial_Restaurant_Existing_Food Preparation_Electric_Hot Food Container_E6 | F1 | Commercial | Restaurant | Existing | Food Preparation | Electric | Hot Food Container | E6 | CCE | 0 | 0 | 0 | 0 | 0 | 0 | 0 | 0 | 0 | 0 | 0 | 0 | 0 | 0 | 0 | 0 | 0 | 0 | 0 | 0 | 0 | 0 | 0 | 0 | 0 | 0 | 0 | 0 | 0 | 0
F1_Commercial_Restaurant_Existing_Food Preparation_Electric_Hot Food Container_E7 | F1 | Commercial | Restaurant | Existing | Food Preparation | Electric | Hot Food Container | E7 | CCE | 0 | 0 | 0 | 0 | 0 | 0 | 0 | 0 | 0 | 0 | 0 | 0 | 0 | 0 | 0 | 0 | 0 | 0 | 0 | 0 | 0 | 0 | 0 | 0 | 0 | 0 | 0 | 0 | 0 | 0
F1_Commercial_Restaurant_Existing_Food Preparation_Electric_Hot Food Container_E8 | F1 | Commercial | Restaurant | Existing | Food Preparation | Electric | Hot Food Container | E8 | CCE | 0 | 0 | 0 | 0 | 0 | 0 | 0 | 0 | 0 | 0 | 0 | 0 | 0 | 0 | 0 | 0 | 0 | 0 | 0 | 0 | 0 | 0 | 0 | 0 | 0 | 0 | 0 | 0 | 0 | 0
F1_Commercial_Restaurant_Existing_Food Preparation_Electric_Hot Food Container_E9 | F1 | Commercial | Restaurant | Existing | Food Preparation | Electric | Hot Food Container | E9 | CCE | 0 | 0 | 0 | 0 | 0 | 0 | 0 | 0 | 0 | 0 | 0 | 0 | 0 | 0 | 0 | 0 | 0 | 0 | 0 | 0 | 0 | 0 | 0 | 0 | 0 | 0 | 0 | 0 | 0 | 0
F1_Commercial_Restaurant_Existing_Food Preparation_Electric_Hot Food Container_E10 | F1 | Commercial | Restaurant | Existing | Food Preparation | Electric | Hot Food Container | E10 | CCE | 0 | 0 | 0 | 0 | 0 | 0 | 0 | 0 | 0 | 0 | 0 | 0 | 0 | 0 | 0 | 0 | 0 | 0 | 0 | 0 | 0 | 0 | 0 | 0 | 0 | 0 | 0 | 0 | 0 | 0
F2_Commercial_Restaurant_Existing_Food Preparation_Electric_Hot Food Container_E1 | F2 | Commercial | Restaurant | Existing | Food Preparation | Electric | Hot Food Container | E1 | TRC BC Ratio | 0 | 0 | 0 | 0 | 0 | 0 | 0 | 0 | 0 | 0 | 0 | 0 | 0 | 0 | 0 | 0 | 0 | 0 | 0 | 0 | 0 | 0 | 0 | 0 | 0 | 0 | 0 | 0 | 0 | 0
F2_Commercial_Restaurant_Existing_Food Preparation_Electric_Hot Food Container_E2 | F2 | Commercial | Restaurant | Existing | Food Preparation | Electric | Hot Food Container | E2 | TRC BC Ratio | 0 | 0 | 0 | 0 | 0 | 0 | 0 | 0 | 0 | 0 | 0 | 0 | 0 | 0 | 0 | 0 | 0 | 0 | 0 | 0 | 0 | 0 | 0 | 0 | 0 | 0 | 0 | 0 | 0 | 0
F2_Commercial_Restaurant_Existing_Food Preparation_Electric_Hot Food Container_E3 | F2 | Commercial | Restaurant | Existing | Food Preparation | Electric | Hot Food Container | E3 | TRC BC Ratio | 0 | 0 | 0 | 0 | 0 | 0 | 0 | 0 | 0 | 0 | 0 | 0 | 0 | 0 | 0 | 0 | 0 | 0 | 0 | 0 | 0 | 0 | 0 | 0 | 0 | 0 | 0 | 0 | 0 | 0
F2_Commercial_Restaurant_Existing_Food Preparation_Electric_Hot Food Container_E4 | F2 | Commercial | Restaurant | Existing | Food Preparation | Electric | Hot Food Container | E4 | TRC BC Ratio | 0 | 0 | 0 | 0 | 0 | 0 | 0 | 0 | 0 | 0 | 0 | 0 | 0 | 0 | 0 | 0 | 0 | 0 | 0 | 0 | 0 | 0 | 0 | 0 | 0 | 0 | 0 | 0 | 0 | 0
F2_Commercial_Restaurant_Existing_Food Preparation_Electric_Hot Food Container_E5 | F2 | Commercial | Restaurant | Existing | Food Preparation | Electric | Hot Food Container | E5 | TRC BC Ratio | 0 | 0 | 0 | 0 | 0 | 0 | 0 | 0 | 0 | 0 | 0 | 0 | 0 | 0 | 0 | 0 | 0 | 0 | 0 | 0 | 0 | 0 | 0 | 0 | 0 | 0 | 0 | 0 | 0 | 0
F2_Commercial_Restaurant_Existing_Food Preparation_Electric_Hot Food Container_E6 | F2 | Commercial | Restaurant | Existing | Food Preparation | Electric | Hot Food Container | E6 | TRC BC Ratio | 0 | 0 | 0 | 0 | 0 | 0 | 0 | 0 | 0 | 0 | 0 | 0 | 0 | 0 | 0 | 0 | 0 | 0 | 0 | 0 | 0 | 0 | 0 | 0 | 0 | 0 | 0 | 0 | 0 | 0
F2_Commercial_Restaurant_Existing_Food Preparation_Electric_Hot Food Container_E7 | F2 | Commercial | Restaurant | Existing | Food Preparation | Electric | Hot Food Container | E7 | TRC BC Ratio | 0 | 0 | 0 | 0 | 0 | 0 | 0 | 0 | 0 | 0 | 0 | 0 | 0 | 0 | 0 | 0 | 0 | 0 | 0 | 0 | 0 | 0 | 0 | 0 | 0 | 0 | 0 | 0 | 0 | 0
F2_Commercial_Restaurant_Existing_Food Preparation_Electric_Hot Food Container_E8 | F2 | Commercial | Restaurant | Existing | Food Preparation | Electric | Hot Food Container | E8 | TRC BC Ratio | 0 | 0 | 0 | 0 | 0 | 0 | 0 | 0 | 0 | 0 | 0 | 0 | 0 | 0 | 0 | 0 | 0 | 0 | 0 | 0 | 0 | 0 | 0 | 0 | 0 | 0 | 0 | 0 | 0 | 0
F2_Commercial_Restaurant_Existing_Food Preparation_Electric_Hot Food Container_E9 | F2 | Commercial | Restaurant | Existing | Food Preparation | Electric | Hot Food Container | E9 | TRC BC Ratio | 0 | 0 | 0 | 0 | 0 | 0 | 0 | 0 | 0 | 0 | 0 | 0 | 0 | 0 | 0 | 0 | 0 | 0 | 0 | 0 | 0 | 0 | 0 | 0 | 0 | 0 | 0 | 0 | 0 | 0
F2_Commercial_Restaurant_Existing_Food Preparation_Electric_Hot Food Container_E10 | F2 | Commercial | Restaurant | Existing | Food Preparation | Electric | Hot Food Container | E10 | TRC BC Ratio | 0 | 0 | 0 | 0 | 0 | 0 | 0 | 0 | 0 | 0 | 0 | 0 | 0 | 0 | 0 | 0 | 0 | 0 | 0 | 0 | 0 | 0 | 0 | 0 | 0 | 0 | 0 | 0 | 0 | 0
F3_Commercial_Restaurant_Existing_Food Preparation_Electric_Hot Food Container_E1 | F3 | Commercial | Restaurant | Existing | Food Preparation | Electric | Hot Food Container | E1 | PACT BC Ratio | 0 | 0 | 0 | 0 | 0 | 0 | 0 | 0 | 0 | 0 | 0 | 0 | 0 | 0 | 0 | 0 | 0 | 0 | 0 | 0 | 0 | 0 | 0 | 0 | 0 | 0 | 0 | 0 | 0 | 0
F3_Commercial_Restaurant_Existing_Food Preparation_Electric_Hot Food Container_E2 | F3 | Commercial | Restaurant | Existing | Food Preparation | Electric | Hot Food Container | E2 | PACT BC Ratio | 0 | 0 | 0 | 0 | 0 | 0 | 0 | 0 | 0 | 0 | 0 | 0 | 0 | 0 | 0 | 0 | 0 | 0 | 0 | 0 | 0 | 0 | 0 | 0 | 0 | 0 | 0 | 0 | 0 | 0
F3_Commercial_Restaurant_Existing_Food Preparation_Electric_Hot Food Container_E3 | F3 | Commercial | Restaurant | Existing | Food Preparation | Electric | Hot Food Container | E3 | PACT BC Ratio | 0 | 0 | 0 | 0 | 0 | 0 | 0 | 0 | 0 | 0 | 0 | 0 | 0 | 0 | 0 | 0 | 0 | 0 | 0 | 0 | 0 | 0 | 0 | 0 | 0 | 0 | 0 | 0 | 0 | 0
F3_Commercial_Restaurant_Existing_Food Preparation_Electric_Hot Food Container_E4 | F3 | Commercial | Restaurant | Existing | Food Preparation | Electric | Hot Food Container | E4 | PACT BC Ratio | 0 | 0 | 0 | 0 | 0 | 0 | 0 | 0 | 0 | 0 | 0 | 0 | 0 | 0 | 0 | 0 | 0 | 0 | 0 | 0 | 0 | 0 | 0 | 0 | 0 | 0 | 0 | 0 | 0 | 0
F3_Commercial_Restaurant_Existing_Food Preparation_Electric_Hot Food Container_E5 | F3 | Commercial | Restaurant | Existing | Food Preparation | Electric | Hot Food Container | E5 | PACT BC Ratio | 0 | 0 | 0 | 0 | 0 | 0 | 0 | 0 | 0 | 0 | 0 | 0 | 0 | 0 | 0 | 0 | 0 | 0 | 0 | 0 | 0 | 0 | 0 | 0 | 0 | 0 | 0 | 0 | 0 | 0
F3_Commercial_Restaurant_Existing_Food Preparation_Electric_Hot Food Container_E6 | F3 | Commercial | Restaurant | Existing | Food Preparation | Electric | Hot Food Container | E6 | PACT BC Ratio | 0 | 0 | 0 | 0 | 0 | 0 | 0 | 0 | 0 | 0 | 0 | 0 | 0 | 0 | 0 | 0 | 0 | 0 | 0 | 0 | 0 | 0 | 0 | 0 | 0 | 0 | 0 | 0 | 0 | 0
F3_Commercial_Restaurant_Existing_Food Preparation_Electric_Hot Food Container_E7 | F3 | Commercial | Restaurant | Existing | Food Preparation | Electric | Hot Food Container | E7 | PACT BC Ratio | 0 | 0 | 0 | 0 | 0 | 0 | 0 | 0 | 0 | 0 | 0 | 0 | 0 | 0 | 0 | 0 | 0 | 0 | 0 | 0 | 0 | 0 | 0 | 0 | 0 | 0 | 0 | 0 | 0 | 0
F3_Commercial_Restaurant_Existing_Food Preparation_Electric_Hot Food Container_E8 | F3 | Commercial | Restaurant | Existing | Food Preparation | Electric | Hot Food Container | E8 | PACT BC Ratio | 0 | 0 | 0 | 0 | 0 | 0 | 0 | 0 | 0 | 0 | 0 | 0 | 0 | 0 | 0 | 0 | 0 | 0 | 0 | 0 | 0 | 0 | 0 | 0 | 0 | 0 | 0 | 0 | 0 | 0
F3_Commercial_Restaurant_Existing_Food Preparation_Electric_Hot Food Container_E9 | F3 | Commercial | Restaurant | Existing | Food Preparation | Electric | Hot Food Container | E9 | PACT BC Ratio | 0 | 0 | 0 | 0 | 0 | 0 | 0 | 0 | 0 | 0 | 0 | 0 | 0 | 0 | 0 | 0 | 0 | 0 | 0 | 0 | 0 | 0 | 0 | 0 | 0 | 0 | 0 | 0 | 0 | 0
F3_Commercial_Restaurant_Existing_Food Preparation_Electric_Hot Food Container_E10 | F3 | Commercial | Restaurant | Existing | Food Preparation | Electric | Hot Food Container | E10 | PACT BC Ratio | 0 | 0 | 0 | 0 | 0 | 0 | 0 | 0 | 0 | 0 | 0 | 0 | 0 | 0 | 0 | 0 | 0 | 0 | 0 | 0 | 0 | 0 | 0 | 0 | 0 | 0 | 0 | 0 | 0 | 0
F4_Commercial_Restaurant_Existing_Food Preparation_Electric_Hot Food Container_E1 | F4 | Commercial | Restaurant | Existing | Food Preparation | Electric | Hot Food Container | E1 | RVT BC Ratio | 0 | 0 | 0 | 0 | 0 | 0 | 0 | 0 | 0 | 0 | 0 | 0 | 0 | 0 | 0 | 0 | 0 | 0 | 0 | 0 | 0 | 0 | 0 | 0 | 0 | 0 | 0 | 0 | 0 | 0
F4_Commercial_Restaurant_Existing_Food Preparation_Electric_Hot Food Container_E2 | F4 | Commercial | Restaurant | Existing | Food Preparation | Electric | Hot Food Container | E2 | RVT BC Ratio | 0 | 0 | 0 | 0 | 0 | 0 | 0 | 0 | 0 | 0 | 0 | 0 | 0 | 0 | 0 | 0 | 0 | 0 | 0 | 0 | 0 | 0 | 0 | 0 | 0 | 0 | 0 | 0 | 0 | 0
F4_Commercial_Restaurant_Existing_Food Preparation_Electric_Hot Food Container_E3 | F4 | Commercial | Restaurant | Existing | Food Preparation | Electric | Hot Food Container | E3 | RVT BC Ratio | 0 | 0 | 0 | 0 | 0 | 0 | 0 | 0 | 0 | 0 | 0 | 0 | 0 | 0 | 0 | 0 | 0 | 0 | 0 | 0 | 0 | 0 | 0 | 0 | 0 | 0 | 0 | 0 | 0 | 0
F4_Commercial_Restaurant_Existing_Food Preparation_Electric_Hot Food Container_E4 | F4 | Commercial | Restaurant | Existing | Food Preparation | Electric | Hot Food Container | E4 | RVT BC Ratio | 0 | 0 | 0 | 0 | 0 | 0 | 0 | 0 | 0 | 0 | 0 | 0 | 0 | 0 | 0 | 0 | 0 | 0 | 0 | 0 | 0 | 0 | 0 | 0 | 0 | 0 | 0 | 0 | 0 | 0
F4_Commercial_Restaurant_Existing_Food Preparation_Electric_Hot Food Container_E5 | F4 | Commercial | Restaurant | Existing | Food Preparation | Electric | Hot Food Container | E5 | RVT BC Ratio | 0 | 0 | 0 | 0 | 0 | 0 | 0 | 0 | 0 | 0 | 0 | 0 | 0 | 0 | 0 | 0 | 0 | 0 | 0 | 0 | 0 | 0 | 0 | 0 | 0 | 0 | 0 | 0 | 0 | 0
F4_Commercial_Restaurant_Existing_Food Preparation_Electric_Hot Food Container_E6 | F4 | Commercial | Restaurant | Existing | Food Preparation | Electric | Hot Food Container | E6 | RVT BC Ratio | 0 | 0 | 0 | 0 | 0 | 0 | 0 | 0 | 0 | 0 | 0 | 0 | 0 | 0 | 0 | 0 | 0 | 0 | 0 | 0 | 0 | 0 | 0 | 0 | 0 | 0 | 0 | 0 | 0 | 0
F4_Commercial_Restaurant_Existing_Food Preparation_Electric_Hot Food Container_E7 | F4 | Commercial | Restaurant | Existing | Food Preparation | Electric | Hot Food Container | E7 | RVT BC Ratio | 0 | 0 | 0 | 0 | 0 | 0 | 0 | 0 | 0 | 0 | 0 | 0 | 0 | 0 | 0 | 0 | 0 | 0 | 0 | 0 | 0 | 0 | 0 | 0 | 0 | 0 | 0 | 0 | 0 | 0
F4_Commercial_Restaurant_Existing_Food Preparation_Electric_Hot Food Container_E8 | F4 | Commercial | Restaurant | Existing | Food Preparation | Electric | Hot Food Container | E8 | RVT BC Ratio | 0 | 0 | 0 | 0 | 0 | 0 | 0 | 0 | 0 | 0 | 0 | 0 | 0 | 0 | 0 | 0 | 0 | 0 | 0 | 0 | 0 | 0 | 0 | 0 | 0 | 0 | 0 | 0 | 0 | 0
F4_Commercial_Restaurant_Existing_Food Preparation_Electric_Hot Food Container_E9 | F4 | Commercial | Restaurant | Existing | Food Preparation | Electric | Hot Food Container | E9 | RVT BC Ratio | 0 | 0 | 0 | 0 | 0 | 0 | 0 | 0 | 0 | 0 | 0 | 0 | 0 | 0 | 0 | 0 | 0 | 0 | 0 | 0 | 0 | 0 | 0 | 0 | 0 | 0 | 0 | 0 | 0 | 0
F4_Commercial_Restaurant_Existing_Food Preparation_Electric_Hot Food Container_E10 | F4 | Commercial | Restaurant | Existing | Food Preparation | Electric | Hot Food Container | E10 | RVT BC Ratio | 0 | 0 | 0 | 0 | 0 | 0 | 0 | 0 | 0 | 0 | 0 | 0 | 0 | 0 | 0 | 0 | 0 | 0 | 0 | 0 | 0 | 0 | 0 | 0 | 0 | 0 | 0 | 0 | 0 | 0
F5_Commercial_Restaurant_Existing_Food Preparation_Electric_Hot Food Container_E1 | F5 | Commercial | Restaurant | Existing | Food Preparation | Electric | Hot Food Container | E1 | RIM BC Ratio | 0 | 0 | 0 | 0 | 0 | 0 | 0 | 0 | 0 | 0 | 0 | 0 | 0 | 0 | 0 | 0 | 0 | 0 | 0 | 0 | 0 | 0 | 0 | 0 | 0 | 0 | 0 | 0 | 0 | 0
F5_Commercial_Restaurant_Existing_Food Preparation_Electric_Hot Food Container_E2 | F5 | Commercial | Restaurant | Existing | Food Preparation | Electric | Hot Food Container | E2 | RIM BC Ratio | 0 | 0 | 0 | 0 | 0 | 0 | 0 | 0 | 0 | 0 | 0 | 0 | 0 | 0 | 0 | 0 | 0 | 0 | 0 | 0 | 0 | 0 | 0 | 0 | 0 | 0 | 0 | 0 | 0 | 0
F5_Commercial_Restaurant_Existing_Food Preparation_Electric_Hot Food Container_E3 | F5 | Commercial | Restaurant | Existing | Food Preparation | Electric | Hot Food Container | E3 | RIM BC Ratio | 0 | 0 | 0 | 0 | 0 | 0 | 0 | 0 | 0 | 0 | 0 | 0 | 0 | 0 | 0 | 0 | 0 | 0 | 0 | 0 | 0 | 0 | 0 | 0 | 0 | 0 | 0 | 0 | 0 | 0
F5_Commercial_Restaurant_Existing_Food Preparation_Electric_Hot Food Container_E4 | F5 | Commercial | Restaurant | Existing | Food Preparation | Electric | Hot Food Container | E4 | RIM BC Ratio | 0 | 0 | 0 | 0 | 0 | 0 | 0 | 0 | 0 | 0 | 0 | 0 | 0 | 0 | 0 | 0 | 0 | 0 | 0 | 0 | 0 | 0 | 0 | 0 | 0 | 0 | 0 | 0 | 0 | 0
F5_Commercial_Restaurant_Existing_Food Preparation_Electric_Hot Food Container_E5 | F5 | Commercial | Restaurant | Existing | Food Preparation | Electric | Hot Food Container | E5 | RIM BC Ratio | 0 | 0 | 0 | 0 | 0 | 0 | 0 | 0 | 0 | 0 | 0 | 0 | 0 | 0 | 0 | 0 | 0 | 0 | 0 | 0 | 0 | 0 | 0 | 0 | 0 | 0 | 0 | 0 | 0 | 0
F5_Commercial_Restaurant_Existing_Food Preparation_Electric_Hot Food Container_E6 | F5 | Commercial | Restaurant | Existing | Food Preparation | Electric | Hot Food Container | E6 | RIM BC Ratio | 0 | 0 | 0 | 0 | 0 | 0 | 0 | 0 | 0 | 0 | 0 | 0 | 0 | 0 | 0 | 0 | 0 | 0 | 0 | 0 | 0 | 0 | 0 | 0 | 0 | 0 | 0 | 0 | 0 | 0
F5_Commercial_Restaurant_Existing_Food Preparation_Electric_Hot Food Container_E7 | F5 | Commercial | Restaurant | Existing | Food Preparation | Electric | Hot Food Container | E7 | RIM BC Ratio | 0 | 0 | 0 | 0 | 0 | 0 | 0 | 0 | 0 | 0 | 0 | 0 | 0 | 0 | 0 | 0 | 0 | 0 | 0 | 0 | 0 | 0 | 0 | 0 | 0 | 0 | 0 | 0 | 0 | 0
F5_Commercial_Restaurant_Existing_Food Preparation_Electric_Hot Food Container_E8 | F5 | Commercial | Restaurant | Existing | Food Preparation | Electric | Hot Food Container | E8 | RIM BC Ratio | 0 | 0 | 0 | 0 | 0 | 0 | 0 | 0 | 0 | 0 | 0 | 0 | 0 | 0 | 0 | 0 | 0 | 0 | 0 | 0 | 0 | 0 | 0 | 0 | 0 | 0 | 0 | 0 | 0 | 0
F5_Commercial_Restaurant_Existing_Food Preparation_Electric_Hot Food Container_E9 | F5 | Commercial | Restaurant | Existing | Food Preparation | Electric | Hot Food Container | E9 | RIM BC Ratio | 0 | 0 | 0 | 0 | 0 | 0 | 0 | 0 | 0 | 0 | 0 | 0 | 0 | 0 | 0 | 0 | 0 | 0 | 0 | 0 | 0 | 0 | 0 | 0 | 0 | 0 | 0 | 0 | 0 | 0
F5_Commercial_Restaurant_Existing_Food Preparation_Electric_Hot Food Container_E10 | F5 | Commercial | Restaurant | Existing | Food Preparation | Electric | Hot Food Container | E10 | RIM BC Ratio | 0 | 0 | 0 | 0 | 0 | 0 | 0 | 0 | 0 | 0 | 0 | 0 | 0 | 0 | 0 | 0 | 0 | 0 | 0 | 0 | 0 | 0 | 0 | 0 | 0 | 0 | 0 | 0 | 0 | 0
F0_Commercial_Restaurant_Existing_Food Preparation_Electric_Steamer_E0 | F0 | Commercial | Restaurant | Existing | Food Preparation | Electric | Steamer | E0 | Economic Unit | 0 | 0 | 0 | 0 | 0 | 0 | 0 | 0 | 0 | 0 | 0 | 0 | 0 | 0 | 0 | 0 | 0 | 0 | 0 | 0 | 0 | 0 | 0 | 0 | 0 | 0 | 0 | 0 | 0 | 0
F1_Commercial_Restaurant_Existing_Food Preparation_Electric_Steamer_E1 | F1 | Commercial | Restaurant | Existing | Food Preparation | Electric | Steamer | E1 | CCE | 0 | 0 | 0 | 0 | 0 | 0 | 0 | 0 | 0 | 0 | 0 | 0 | 0 | 0 | 0 | 0 | 0 | 0 | 0 | 0 | 0 | 0 | 0 | 0 | 0 | 0 | 0 | 0 | 0 | 0
F1_Commercial_Restaurant_Existing_Food Preparation_Electric_Steamer_E2 | F1 | Commercial | Restaurant | Existing | Food Preparation | Electric | Steamer | E2 | CCE | 0 | 0 | 0 | 0 | 0 | 0 | 0 | 0 | 0 | 0 | 0 | 0 | 0 | 0 | 0 | 0 | 0 | 0 | 0 | 0 | 0 | 0 | 0 | 0 | 0 | 0 | 0 | 0 | 0 | 0
F1_Commercial_Restaurant_Existing_Food Preparation_Electric_Steamer_E3 | F1 | Commercial | Restaurant | Existing | Food Preparation | Electric | Steamer | E3 | CCE | 0 | 0 | 0 | 0 | 0 | 0 | 0 | 0 | 0 | 0 | 0 | 0 | 0 | 0 | 0 | 0 | 0 | 0 | 0 | 0 | 0 | 0 | 0 | 0 | 0 | 0 | 0 | 0 | 0 | 0
F1_Commercial_Restaurant_Existing_Food Preparation_Electric_Steamer_E4 | F1 | Commercial | Restaurant | Existing | Food Preparation | Electric | Steamer | E4 | CCE | 0 | 0 | 0 | 0 | 0 | 0 | 0 | 0 | 0 | 0 | 0 | 0 | 0 | 0 | 0 | 0 | 0 | 0 | 0 | 0 | 0 | 0 | 0 | 0 | 0 | 0 | 0 | 0 | 0 | 0
F1_Commercial_Restaurant_Existing_Food Preparation_Electric_Steamer_E5 | F1 | Commercial | Restaurant | Existing | Food Preparation | Electric | Steamer | E5 | CCE | 0 | 0 | 0 | 0 | 0 | 0 | 0 | 0 | 0 | 0 | 0 | 0 | 0 | 0 | 0 | 0 | 0 | 0 | 0 | 0 | 0 | 0 | 0 | 0 | 0 | 0 | 0 | 0 | 0 | 0
F1_Commercial_Restaurant_Existing_Food Preparation_Electric_Steamer_E6 | F1 | Commercial | Restaurant | Existing | Food Preparation | Electric | Steamer | E6 | CCE | 0 | 0 | 0 | 0 | 0 | 0 | 0 | 0 | 0 | 0 | 0 | 0 | 0 | 0 | 0 | 0 | 0 | 0 | 0 | 0 | 0 | 0 | 0 | 0 | 0 | 0 | 0 | 0 | 0 | 0
F1_Commercial_Restaurant_Existing_Food Preparation_Electric_Steamer_E7 | F1 | Commercial | Restaurant | Existing | Food Preparation | Electric | Steamer | E7 | CCE | 0 | 0 | 0 | 0 | 0 | 0 | 0 | 0 | 0 | 0 | 0 | 0 | 0 | 0 | 0 | 0 | 0 | 0 | 0 | 0 | 0 | 0 | 0 | 0 | 0 | 0 | 0 | 0 | 0 | 0
F1_Commercial_Restaurant_Existing_Food Preparation_Electric_Steamer_E8 | F1 | Commercial | Restaurant | Existing | Food Preparation | Electric | Steamer | E8 | CCE | 0 | 0 | 0 | 0 | 0 | 0 | 0 | 0 | 0 | 0 | 0 | 0 | 0 | 0 | 0 | 0 | 0 | 0 | 0 | 0 | 0 | 0 | 0 | 0 | 0 | 0 | 0 | 0 | 0 | 0
F1_Commercial_Restaurant_Existing_Food Preparation_Electric_Steamer_E9 | F1 | Commercial | Restaurant | Existing | Food Preparation | Electric | Steamer | E9 | CCE | 0 | 0 | 0 | 0 | 0 | 0 | 0 | 0 | 0 | 0 | 0 | 0 | 0 | 0 | 0 | 0 | 0 | 0 | 0 | 0 | 0 | 0 | 0 | 0 | 0 | 0 | 0 | 0 | 0 | 0
F1_Commercial_Restaurant_Existing_Food Preparation_Electric_Steamer_E10 | F1 | Commercial | Restaurant | Existing | Food Preparation | Electric | Steamer | E10 | CCE | 0 | 0 | 0 | 0 | 0 | 0 | 0 | 0 | 0 | 0 | 0 | 0 | 0 | 0 | 0 | 0 | 0 | 0 | 0 | 0 | 0 | 0 | 0 | 0 | 0 | 0 | 0 | 0 | 0 | 0
F2_Commercial_Restaurant_Existing_Food Preparation_Electric_Steamer_E1 | F2 | Commercial | Restaurant | Existing | Food Preparation | Electric | Steamer | E1 | TRC BC Ratio | 0 | 0 | 0 | 0 | 0 | 0 | 0 | 0 | 0 | 0 | 0 | 0 | 0 | 0 | 0 | 0 | 0 | 0 | 0 | 0 | 0 | 0 | 0 | 0 | 0 | 0 | 0 | 0 | 0 | 0
F2_Commercial_Restaurant_Existing_Food Preparation_Electric_Steamer_E2 | F2 | Commercial | Restaurant | Existing | Food Preparation | Electric | Steamer | E2 | TRC BC Ratio | 0 | 0 | 0 | 0 | 0 | 0 | 0 | 0 | 0 | 0 | 0 | 0 | 0 | 0 | 0 | 0 | 0 | 0 | 0 | 0 | 0 | 0 | 0 | 0 | 0 | 0 | 0 | 0 | 0 | 0
F2_Commercial_Restaurant_Existing_Food Preparation_Electric_Steamer_E3 | F2 | Commercial | Restaurant | Existing | Food Preparation | Electric | Steamer | E3 | TRC BC Ratio | 0 | 0 | 0 | 0 | 0 | 0 | 0 | 0 | 0 | 0 | 0 | 0 | 0 | 0 | 0 | 0 | 0 | 0 | 0 | 0 | 0 | 0 | 0 | 0 | 0 | 0 | 0 | 0 | 0 | 0
F2_Commercial_Restaurant_Existing_Food Preparation_Electric_Steamer_E4 | F2 | Commercial | Restaurant | Existing | Food Preparation | Electric | Steamer | E4 | TRC BC Ratio | 0 | 0 | 0 | 0 | 0 | 0 | 0 | 0 | 0 | 0 | 0 | 0 | 0 | 0 | 0 | 0 | 0 | 0 | 0 | 0 | 0 | 0 | 0 | 0 | 0 | 0 | 0 | 0 | 0 | 0
F2_Commercial_Restaurant_Existing_Food Preparation_Electric_Steamer_E5 | F2 | Commercial | Restaurant | Existing | Food Preparation | Electric | Steamer | E5 | TRC BC Ratio | 0 | 0 | 0 | 0 | 0 | 0 | 0 | 0 | 0 | 0 | 0 | 0 | 0 | 0 | 0 | 0 | 0 | 0 | 0 | 0 | 0 | 0 | 0 | 0 | 0 | 0 | 0 | 0 | 0 | 0
F2_Commercial_Restaurant_Existing_Food Preparation_Electric_Steamer_E6 | F2 | Commercial | Restaurant | Existing | Food Preparation | Electric | Steamer | E6 | TRC BC Ratio | 0 | 0 | 0 | 0 | 0 | 0 | 0 | 0 | 0 | 0 | 0 | 0 | 0 | 0 | 0 | 0 | 0 | 0 | 0 | 0 | 0 | 0 | 0 | 0 | 0 | 0 | 0 | 0 | 0 | 0
F2_Commercial_Restaurant_Existing_Food Preparation_Electric_Steamer_E7 | F2 | Commercial | Restaurant | Existing | Food Preparation | Electric | Steamer | E7 | TRC BC Ratio | 0 | 0 | 0 | 0 | 0 | 0 | 0 | 0 | 0 | 0 | 0 | 0 | 0 | 0 | 0 | 0 | 0 | 0 | 0 | 0 | 0 | 0 | 0 | 0 | 0 | 0 | 0 | 0 | 0 | 0
F2_Commercial_Restaurant_Existing_Food Preparation_Electric_Steamer_E8 | F2 | Commercial | Restaurant | Existing | Food Preparation | Electric | Steamer | E8 | TRC BC Ratio | 0 | 0 | 0 | 0 | 0 | 0 | 0 | 0 | 0 | 0 | 0 | 0 | 0 | 0 | 0 | 0 | 0 | 0 | 0 | 0 | 0 | 0 | 0 | 0 | 0 | 0 | 0 | 0 | 0 | 0
F2_Commercial_Restaurant_Existing_Food Preparation_Electric_Steamer_E9 | F2 | Commercial | Restaurant | Existing | Food Preparation | Electric | Steamer | E9 | TRC BC Ratio | 0 | 0 | 0 | 0 | 0 | 0 | 0 | 0 | 0 | 0 | 0 | 0 | 0 | 0 | 0 | 0 | 0 | 0 | 0 | 0 | 0 | 0 | 0 | 0 | 0 | 0 | 0 | 0 | 0 | 0
F2_Commercial_Restaurant_Existing_Food Preparation_Electric_Steamer_E10 | F2 | Commercial | Restaurant | Existing | Food Preparation | Electric | Steamer | E10 | TRC BC Ratio | 0 | 0 | 0 | 0 | 0 | 0 | 0 | 0 | 0 | 0 | 0 | 0 | 0 | 0 | 0 | 0 | 0 | 0 | 0 | 0 | 0 | 0 | 0 | 0 | 0 | 0 | 0 | 0 | 0 | 0
F3_Commercial_Restaurant_Existing_Food Preparation_Electric_Steamer_E1 | F3 | Commercial | Restaurant | Existing | Food Preparation | Electric | Steamer | E1 | PACT BC Ratio | 0 | 0 | 0 | 0 | 0 | 0 | 0 | 0 | 0 | 0 | 0 | 0 | 0 | 0 | 0 | 0 | 0 | 0 | 0 | 0 | 0 | 0 | 0 | 0 | 0 | 0 | 0 | 0 | 0 | 0
F3_Commercial_Restaurant_Existing_Food Preparation_Electric_Steamer_E2 | F3 | Commercial | Restaurant | Existing | Food Preparation | Electric | Steamer | E2 | PACT BC Ratio | 0 | 0 | 0 | 0 | 0 | 0 | 0 | 0 | 0 | 0 | 0 | 0 | 0 | 0 | 0 | 0 | 0 | 0 | 0 | 0 | 0 | 0 | 0 | 0 | 0 | 0 | 0 | 0 | 0 | 0
F3_Commercial_Restaurant_Existing_Food Preparation_Electric_Steamer_E3 | F3 | Commercial | Restaurant | Existing | Food Preparation | Electric | Steamer | E3 | PACT BC Ratio | 0 | 0 | 0 | 0 | 0 | 0 | 0 | 0 | 0 | 0 | 0 | 0 | 0 | 0 | 0 | 0 | 0 | 0 | 0 | 0 | 0 | 0 | 0 | 0 | 0 | 0 | 0 | 0 | 0 | 0
F3_Commercial_Restaurant_Existing_Food Preparation_Electric_Steamer_E4 | F3 | Commercial | Restaurant | Existing | Food Preparation | Electric | Steamer | E4 | PACT BC Ratio | 0 | 0 | 0 | 0 | 0 | 0 | 0 | 0 | 0 | 0 | 0 | 0 | 0 | 0 | 0 | 0 | 0 | 0 | 0 | 0 | 0 | 0 | 0 | 0 | 0 | 0 | 0 | 0 | 0 | 0
F3_Commercial_Restaurant_Existing_Food Preparation_Electric_Steamer_E5 | F3 | Commercial | Restaurant | Existing | Food Preparation | Electric | Steamer | E5 | PACT BC Ratio | 0 | 0 | 0 | 0 | 0 | 0 | 0 | 0 | 0 | 0 | 0 | 0 | 0 | 0 | 0 | 0 | 0 | 0 | 0 | 0 | 0 | 0 | 0 | 0 | 0 | 0 | 0 | 0 | 0 | 0
F3_Commercial_Restaurant_Existing_Food Preparation_Electric_Steamer_E6 | F3 | Commercial | Restaurant | Existing | Food Preparation | Electric | Steamer | E6 | PACT BC Ratio | 0 | 0 | 0 | 0 | 0 | 0 | 0 | 0 | 0 | 0 | 0 | 0 | 0 | 0 | 0 | 0 | 0 | 0 | 0 | 0 | 0 | 0 | 0 | 0 | 0 | 0 | 0 | 0 | 0 | 0
F3_Commercial_Restaurant_Existing_Food Preparation_Electric_Steamer_E7 | F3 | Commercial | Restaurant | Existing | Food Preparation | Electric | Steamer | E7 | PACT BC Ratio | 0 | 0 | 0 | 0 | 0 | 0 | 0 | 0 | 0 | 0 | 0 | 0 | 0 | 0 | 0 | 0 | 0 | 0 | 0 | 0 | 0 | 0 | 0 | 0 | 0 | 0 | 0 | 0 | 0 | 0
F3_Commercial_Restaurant_Existing_Food Preparation_Electric_Steamer_E8 | F3 | Commercial | Restaurant | Existing | Food Preparation | Electric | Steamer | E8 | PACT BC Ratio | 0 | 0 | 0 | 0 | 0 | 0 | 0 | 0 | 0 | 0 | 0 | 0 | 0 | 0 | 0 | 0 | 0 | 0 | 0 | 0 | 0 | 0 | 0 | 0 | 0 | 0 | 0 | 0 | 0 | 0
F3_Commercial_Restaurant_Existing_Food Preparation_Electric_Steamer_E9 | F3 | Commercial | Restaurant | Existing | Food Preparation | Electric | Steamer | E9 | PACT BC Ratio | 0 | 0 | 0 | 0 | 0 | 0 | 0 | 0 | 0 | 0 | 0 | 0 | 0 | 0 | 0 | 0 | 0 | 0 | 0 | 0 | 0 | 0 | 0 | 0 | 0 | 0 | 0 | 0 | 0 | 0
F3_Commercial_Restaurant_Existing_Food Preparation_Electric_Steamer_E10 | F3 | Commercial | Restaurant | Existing | Food Preparation | Electric | Steamer | E10 | PACT BC Ratio | 0 | 0 | 0 | 0 | 0 | 0 | 0 | 0 | 0 | 0 | 0 | 0 | 0 | 0 | 0 | 0 | 0 | 0 | 0 | 0 | 0 | 0 | 0 | 0 | 0 | 0 | 0 | 0 | 0 | 0
F4_Commercial_Restaurant_Existing_Food Preparation_Electric_Steamer_E1 | F4 | Commercial | Restaurant | Existing | Food Preparation | Electric | Steamer | E1 | RVT BC Ratio | 0 | 0 | 0 | 0 | 0 | 0 | 0 | 0 | 0 | 0 | 0 | 0 | 0 | 0 | 0 | 0 | 0 | 0 | 0 | 0 | 0 | 0 | 0 | 0 | 0 | 0 | 0 | 0 | 0 | 0
F4_Commercial_Restaurant_Existing_Food Preparation_Electric_Steamer_E2 | F4 | Commercial | Restaurant | Existing | Food Preparation | Electric | Steamer | E2 | RVT BC Ratio | 0 | 0 | 0 | 0 | 0 | 0 | 0 | 0 | 0 | 0 | 0 | 0 | 0 | 0 | 0 | 0 | 0 | 0 | 0 | 0 | 0 | 0 | 0 | 0 | 0 | 0 | 0 | 0 | 0 | 0
F4_Commercial_Restaurant_Existing_Food Preparation_Electric_Steamer_E3 | F4 | Commercial | Restaurant | Existing | Food Preparation | Electric | Steamer | E3 | RVT BC Ratio | 0 | 0 | 0 | 0 | 0 | 0 | 0 | 0 | 0 | 0 | 0 | 0 | 0 | 0 | 0 | 0 | 0 | 0 | 0 | 0 | 0 | 0 | 0 | 0 | 0 | 0 | 0 | 0 | 0 | 0
F4_Commercial_Restaurant_Existing_Food Preparation_Electric_Steamer_E4 | F4 | Commercial | Restaurant | Existing | Food Preparation | Electric | Steamer | E4 | RVT BC Ratio | 0 | 0 | 0 | 0 | 0 | 0 | 0 | 0 | 0 | 0 | 0 | 0 | 0 | 0 | 0 | 0 | 0 | 0 | 0 | 0 | 0 | 0 | 0 | 0 | 0 | 0 | 0 | 0 | 0 | 0
F4_Commercial_Restaurant_Existing_Food Preparation_Electric_Steamer_E5 | F4 | Commercial | Restaurant | Existing | Food Preparation | Electric | Steamer | E5 | RVT BC Ratio | 0 | 0 | 0 | 0 | 0 | 0 | 0 | 0 | 0 | 0 | 0 | 0 | 0 | 0 | 0 | 0 | 0 | 0 | 0 | 0 | 0 | 0 | 0 | 0 | 0 | 0 | 0 | 0 | 0 | 0
F4_Commercial_Restaurant_Existing_Food Preparation_Electric_Steamer_E6 | F4 | Commercial | Restaurant | Existing | Food Preparation | Electric | Steamer | E6 | RVT BC Ratio | 0 | 0 | 0 | 0 | 0 | 0 | 0 | 0 | 0 | 0 | 0 | 0 | 0 | 0 | 0 | 0 | 0 | 0 | 0 | 0 | 0 | 0 | 0 | 0 | 0 | 0 | 0 | 0 | 0 | 0
F4_Commercial_Restaurant_Existing_Food Preparation_Electric_Steamer_E7 | F4 | Commercial | Restaurant | Existing | Food Preparation | Electric | Steamer | E7 | RVT BC Ratio | 0 | 0 | 0 | 0 | 0 | 0 | 0 | 0 | 0 | 0 | 0 | 0 | 0 | 0 | 0 | 0 | 0 | 0 | 0 | 0 | 0 | 0 | 0 | 0 | 0 | 0 | 0 | 0 | 0 | 0
F4_Commercial_Restaurant_Existing_Food Preparation_Electric_Steamer_E8 | F4 | Commercial | Restaurant | Existing | Food Preparation | Electric | Steamer | E8 | RVT BC Ratio | 0 | 0 | 0 | 0 | 0 | 0 | 0 | 0 | 0 | 0 | 0 | 0 | 0 | 0 | 0 | 0 | 0 | 0 | 0 | 0 | 0 | 0 | 0 | 0 | 0 | 0 | 0 | 0 | 0 | 0
F4_Commercial_Restaurant_Existing_Food Preparation_Electric_Steamer_E9 | F4 | Commercial | Restaurant | Existing | Food Preparation | Electric | Steamer | E9 | RVT BC Ratio | 0 | 0 | 0 | 0 | 0 | 0 | 0 | 0 | 0 | 0 | 0 | 0 | 0 | 0 | 0 | 0 | 0 | 0 | 0 | 0 | 0 | 0 | 0 | 0 | 0 | 0 | 0 | 0 | 0 | 0
F4_Commercial_Restaurant_Existing_Food Preparation_Electric_Steamer_E10 | F4 | Commercial | Restaurant | Existing | Food Preparation | Electric | Steamer | E10 | RVT BC Ratio | 0 | 0 | 0 | 0 | 0 | 0 | 0 | 0 | 0 | 0 | 0 | 0 | 0 | 0 | 0 | 0 | 0 | 0 | 0 | 0 | 0 | 0 | 0 | 0 | 0 | 0 | 0 | 0 | 0 | 0
F5_Commercial_Restaurant_Existing_Food Preparation_Electric_Steamer_E1 | F5 | Commercial | Restaurant | Existing | Food Preparation | Electric | Steamer | E1 | RIM BC Ratio | 0 | 0 | 0 | 0 | 0 | 0 | 0 | 0 | 0 | 0 | 0 | 0 | 0 | 0 | 0 | 0 | 0 | 0 | 0 | 0 | 0 | 0 | 0 | 0 | 0 | 0 | 0 | 0 | 0 | 0
F5_Commercial_Restaurant_Existing_Food Preparation_Electric_Steamer_E2 | F5 | Commercial | Restaurant | Existing | Food Preparation | Electric | Steamer | E2 | RIM BC Ratio | 0 | 0 | 0 | 0 | 0 | 0 | 0 | 0 | 0 | 0 | 0 | 0 | 0 | 0 | 0 | 0 | 0 | 0 | 0 | 0 | 0 | 0 | 0 | 0 | 0 | 0 | 0 | 0 | 0 | 0
F5_Commercial_Restaurant_Existing_Food Preparation_Electric_Steamer_E3 | F5 | Commercial | Restaurant | Existing | Food Preparation | Electric | Steamer | E3 | RIM BC Ratio | 0 | 0 | 0 | 0 | 0 | 0 | 0 | 0 | 0 | 0 | 0 | 0 | 0 | 0 | 0 | 0 | 0 | 0 | 0 | 0 | 0 | 0 | 0 | 0 | 0 | 0 | 0 | 0 | 0 | 0
F5_Commercial_Restaurant_Existing_Food Preparation_Electric_Steamer_E4 | F5 | Commercial | Restaurant | Existing | Food Preparation | Electric | Steamer | E4 | RIM BC Ratio | 0 | 0 | 0 | 0 | 0 | 0 | 0 | 0 | 0 | 0 | 0 | 0 | 0 | 0 | 0 | 0 | 0 | 0 | 0 | 0 | 0 | 0 | 0 | 0 | 0 | 0 | 0 | 0 | 0 | 0
F5_Commercial_Restaurant_Existing_Food Preparation_Electric_Steamer_E5 | F5 | Commercial | Restaurant | Existing | Food Preparation | Electric | Steamer | E5 | RIM BC Ratio | 0 | 0 | 0 | 0 | 0 | 0 | 0 | 0 | 0 | 0 | 0 | 0 | 0 | 0 | 0 | 0 | 0 | 0 | 0 | 0 | 0 | 0 | 0 | 0 | 0 | 0 | 0 | 0 | 0 | 0
F5_Commercial_Restaurant_Existing_Food Preparation_Electric_Steamer_E6 | F5 | Commercial | Restaurant | Existing | Food Preparation | Electric | Steamer | E6 | RIM BC Ratio | 0 | 0 | 0 | 0 | 0 | 0 | 0 | 0 | 0 | 0 | 0 | 0 | 0 | 0 | 0 | 0 | 0 | 0 | 0 | 0 | 0 | 0 | 0 | 0 | 0 | 0 | 0 | 0 | 0 | 0
F5_Commercial_Restaurant_Existing_Food Preparation_Electric_Steamer_E7 | F5 | Commercial | Restaurant | Existing | Food Preparation | Electric | Steamer | E7 | RIM BC Ratio | 0 | 0 | 0 | 0 | 0 | 0 | 0 | 0 | 0 | 0 | 0 | 0 | 0 | 0 | 0 | 0 | 0 | 0 | 0 | 0 | 0 | 0 | 0 | 0 | 0 | 0 | 0 | 0 | 0 | 0
F5_Commercial_Restaurant_Existing_Food Preparation_Electric_Steamer_E8 | F5 | Commercial | Restaurant | Existing | Food Preparation | Electric | Steamer | E8 | RIM BC Ratio | 0 | 0 | 0 | 0 | 0 | 0 | 0 | 0 | 0 | 0 | 0 | 0 | 0 | 0 | 0 | 0 | 0 | 0 | 0 | 0 | 0 | 0 | 0 | 0 | 0 | 0 | 0 | 0 | 0 | 0
F5_Commercial_Restaurant_Existing_Food Preparation_Electric_Steamer_E9 | F5 | Commercial | Restaurant | Existing | Food Preparation | Electric | Steamer | E9 | RIM BC Ratio | 0 | 0 | 0 | 0 | 0 | 0 | 0 | 0 | 0 | 0 | 0 | 0 | 0 | 0 | 0 | 0 | 0 | 0 | 0 | 0 | 0 | 0 | 0 | 0 | 0 | 0 | 0 | 0 | 0 | 0
F5_Commercial_Restaurant_Existing_Food Preparation_Electric_Steamer_E10 | F5 | Commercial | Restaurant | Existing | Food Preparation | Electric | Steamer | E10 | RIM BC Ratio | 0 | 0 | 0 | 0 | 0 | 0 | 0 | 0 | 0 | 0 | 0 | 0 | 0 | 0 | 0 | 0 | 0 | 0 | 0 | 0 | 0 | 0 | 0 | 0 | 0 | 0 | 0 | 0 | 0 | 0
F0_Commercial_Restaurant_Existing_Food Preparation_Electric_Griddle_E0 | F0 | Commercial | Restaurant | Existing | Food Preparation | Electric | Griddle | E0 | Economic Unit | 0 | 0 | 0 | 0 | 0 | 0 | 0 | 0 | 0 | 0 | 0 | 0 | 0 | 0 | 0 | 0 | 0 | 0 | 0 | 0 | 0 | 0 | 0 | 0 | 0 | 0 | 0 | 0 | 0 | 0
F1_Commercial_Restaurant_Existing_Food Preparation_Electric_Griddle_E1 | F1 | Commercial | Restaurant | Existing | Food Preparation | Electric | Griddle | E1 | CCE | 0 | 0 | 0 | 0 | 0 | 0 | 0 | 0 | 0 | 0 | 0 | 0 | 0 | 0 | 0 | 0 | 0 | 0 | 0 | 0 | 0 | 0 | 0 | 0 | 0 | 0 | 0 | 0 | 0 | 0
F1_Commercial_Restaurant_Existing_Food Preparation_Electric_Griddle_E2 | F1 | Commercial | Restaurant | Existing | Food Preparation | Electric | Griddle | E2 | CCE | 0 | 0 | 0 | 0 | 0 | 0 | 0 | 0 | 0 | 0 | 0 | 0 | 0 | 0 | 0 | 0 | 0 | 0 | 0 | 0 | 0 | 0 | 0 | 0 | 0 | 0 | 0 | 0 | 0 | 0
F1_Commercial_Restaurant_Existing_Food Preparation_Electric_Griddle_E3 | F1 | Commercial | Restaurant | Existing | Food Preparation | Electric | Griddle | E3 | CCE | 0 | 0 | 0 | 0 | 0 | 0 | 0 | 0 | 0 | 0 | 0 | 0 | 0 | 0 | 0 | 0 | 0 | 0 | 0 | 0 | 0 | 0 | 0 | 0 | 0 | 0 | 0 | 0 | 0 | 0
F1_Commercial_Restaurant_Existing_Food Preparation_Electric_Griddle_E4 | F1 | Commercial | Restaurant | Existing | Food Preparation | Electric | Griddle | E4 | CCE | 0 | 0 | 0 | 0 | 0 | 0 | 0 | 0 | 0 | 0 | 0 | 0 | 0 | 0 | 0 | 0 | 0 | 0 | 0 | 0 | 0 | 0 | 0 | 0 | 0 | 0 | 0 | 0 | 0 | 0
F1_Commercial_Restaurant_Existing_Food Preparation_Electric_Griddle_E5 | F1 | Commercial | Restaurant | Existing | Food Preparation | Electric | Griddle | E5 | CCE | 0 | 0 | 0 | 0 | 0 | 0 | 0 | 0 | 0 | 0 | 0 | 0 | 0 | 0 | 0 | 0 | 0 | 0 | 0 | 0 | 0 | 0 | 0 | 0 | 0 | 0 | 0 | 0 | 0 | 0
F1_Commercial_Restaurant_Existing_Food Preparation_Electric_Griddle_E6 | F1 | Commercial | Restaurant | Existing | Food Preparation | Electric | Griddle | E6 | CCE | 0 | 0 | 0 | 0 | 0 | 0 | 0 | 0 | 0 | 0 | 0 | 0 | 0 | 0 | 0 | 0 | 0 | 0 | 0 | 0 | 0 | 0 | 0 | 0 | 0 | 0 | 0 | 0 | 0 | 0
F1_Commercial_Restaurant_Existing_Food Preparation_Electric_Griddle_E7 | F1 | Commercial | Restaurant | Existing | Food Preparation | Electric | Griddle | E7 | CCE | 0 | 0 | 0 | 0 | 0 | 0 | 0 | 0 | 0 | 0 | 0 | 0 | 0 | 0 | 0 | 0 | 0 | 0 | 0 | 0 | 0 | 0 | 0 | 0 | 0 | 0 | 0 | 0 | 0 | 0
F1_Commercial_Restaurant_Existing_Food Preparation_Electric_Griddle_E8 | F1 | Commercial | Restaurant | Existing | Food Preparation | Electric | Griddle | E8 | CCE | 0 | 0 | 0 | 0 | 0 | 0 | 0 | 0 | 0 | 0 | 0 | 0 | 0 | 0 | 0 | 0 | 0 | 0 | 0 | 0 | 0 | 0 | 0 | 0 | 0 | 0 | 0 | 0 | 0 | 0
F1_Commercial_Restaurant_Existing_Food Preparation_Electric_Griddle_E9 | F1 | Commercial | Restaurant | Existing | Food Preparation | Electric | Griddle | E9 | CCE | 0 | 0 | 0 | 0 | 0 | 0 | 0 | 0 | 0 | 0 | 0 | 0 | 0 | 0 | 0 | 0 | 0 | 0 | 0 | 0 | 0 | 0 | 0 | 0 | 0 | 0 | 0 | 0 | 0 | 0
F1_Commercial_Restaurant_Existing_Food Preparation_Electric_Griddle_E10 | F1 | Commercial | Restaurant | Existing | Food Preparation | Electric | Griddle | E10 | CCE | 0 | 0 | 0 | 0 | 0 | 0 | 0 | 0 | 0 | 0 | 0 | 0 | 0 | 0 | 0 | 0 | 0 | 0 | 0 | 0 | 0 | 0 | 0 | 0 | 0 | 0 | 0 | 0 | 0 | 0
F2_Commercial_Restaurant_Existing_Food Preparation_Electric_Griddle_E1 | F2 | Commercial | Restaurant | Existing | Food Preparation | Electric | Griddle | E1 | TRC BC Ratio | 0 | 0 | 0 | 0 | 0 | 0 | 0 | 0 | 0 | 0 | 0 | 0 | 0 | 0 | 0 | 0 | 0 | 0 | 0 | 0 | 0 | 0 | 0 | 0 | 0 | 0 | 0 | 0 | 0 | 0
F2_Commercial_Restaurant_Existing_Food Preparation_Electric_Griddle_E2 | F2 | Commercial | Restaurant | Existing | Food Preparation | Electric | Griddle | E2 | TRC BC Ratio | 0 | 0 | 0 | 0 | 0 | 0 | 0 | 0 | 0 | 0 | 0 | 0 | 0 | 0 | 0 | 0 | 0 | 0 | 0 | 0 | 0 | 0 | 0 | 0 | 0 | 0 | 0 | 0 | 0 | 0
F2_Commercial_Restaurant_Existing_Food Preparation_Electric_Griddle_E3 | F2 | Commercial | Restaurant | Existing | Food Preparation | Electric | Griddle | E3 | TRC BC Ratio | 0 | 0 | 0 | 0 | 0 | 0 | 0 | 0 | 0 | 0 | 0 | 0 | 0 | 0 | 0 | 0 | 0 | 0 | 0 | 0 | 0 | 0 | 0 | 0 | 0 | 0 | 0 | 0 | 0 | 0
F2_Commercial_Restaurant_Existing_Food Preparation_Electric_Griddle_E4 | F2 | Commercial | Restaurant | Existing | Food Preparation | Electric | Griddle | E4 | TRC BC Ratio | 0 | 0 | 0 | 0 | 0 | 0 | 0 | 0 | 0 | 0 | 0 | 0 | 0 | 0 | 0 | 0 | 0 | 0 | 0 | 0 | 0 | 0 | 0 | 0 | 0 | 0 | 0 | 0 | 0 | 0
F2_Commercial_Restaurant_Existing_Food Preparation_Electric_Griddle_E5 | F2 | Commercial | Restaurant | Existing | Food Preparation | Electric | Griddle | E5 | TRC BC Ratio | 0 | 0 | 0 | 0 | 0 | 0 | 0 | 0 | 0 | 0 | 0 | 0 | 0 | 0 | 0 | 0 | 0 | 0 | 0 | 0 | 0 | 0 | 0 | 0 | 0 | 0 | 0 | 0 | 0 | 0
F2_Commercial_Restaurant_Existing_Food Preparation_Electric_Griddle_E6 | F2 | Commercial | Restaurant | Existing | Food Preparation | Electric | Griddle | E6 | TRC BC Ratio | 0 | 0 | 0 | 0 | 0 | 0 | 0 | 0 | 0 | 0 | 0 | 0 | 0 | 0 | 0 | 0 | 0 | 0 | 0 | 0 | 0 | 0 | 0 | 0 | 0 | 0 | 0 | 0 | 0 | 0
F2_Commercial_Restaurant_Existing_Food Preparation_Electric_Griddle_E7 | F2 | Commercial | Restaurant | Existing | Food Preparation | Electric | Griddle | E7 | TRC BC Ratio | 0 | 0 | 0 | 0 | 0 | 0 | 0 | 0 | 0 | 0 | 0 | 0 | 0 | 0 | 0 | 0 | 0 | 0 | 0 | 0 | 0 | 0 | 0 | 0 | 0 | 0 | 0 | 0 | 0 | 0
F2_Commercial_Restaurant_Existing_Food Preparation_Electric_Griddle_E8 | F2 | Commercial | Restaurant | Existing | Food Preparation | Electric | Griddle | E8 | TRC BC Ratio | 0 | 0 | 0 | 0 | 0 | 0 | 0 | 0 | 0 | 0 | 0 | 0 | 0 | 0 | 0 | 0 | 0 | 0 | 0 | 0 | 0 | 0 | 0 | 0 | 0 | 0 | 0 | 0 | 0 | 0
F2_Commercial_Restaurant_Existing_Food Preparation_Electric_Griddle_E9 | F2 | Commercial | Restaurant | Existing | Food Preparation | Electric | Griddle | E9 | TRC BC Ratio | 0 | 0 | 0 | 0 | 0 | 0 | 0 | 0 | 0 | 0 | 0 | 0 | 0 | 0 | 0 | 0 | 0 | 0 | 0 | 0 | 0 | 0 | 0 | 0 | 0 | 0 | 0 | 0 | 0 | 0
F2_Commercial_Restaurant_Existing_Food Preparation_Electric_Griddle_E10 | F2 | Commercial | Restaurant | Existing | Food Preparation | Electric | Griddle | E10 | TRC BC Ratio | 0 | 0 | 0 | 0 | 0 | 0 | 0 | 0 | 0 | 0 | 0 | 0 | 0 | 0 | 0 | 0 | 0 | 0 | 0 | 0 | 0 | 0 | 0 | 0 | 0 | 0 | 0 | 0 | 0 | 0
F3_Commercial_Restaurant_Existing_Food Preparation_Electric_Griddle_E1 | F3 | Commercial | Restaurant | Existing | Food Preparation | Electric | Griddle | E1 | PACT BC Ratio | 0 | 0 | 0 | 0 | 0 | 0 | 0 | 0 | 0 | 0 | 0 | 0 | 0 | 0 | 0 | 0 | 0 | 0 | 0 | 0 | 0 | 0 | 0 | 0 | 0 | 0 | 0 | 0 | 0 | 0
F3_Commercial_Restaurant_Existing_Food Preparation_Electric_Griddle_E2 | F3 | Commercial | Restaurant | Existing | Food Preparation | Electric | Griddle | E2 | PACT BC Ratio | 0 | 0 | 0 | 0 | 0 | 0 | 0 | 0 | 0 | 0 | 0 | 0 | 0 | 0 | 0 | 0 | 0 | 0 | 0 | 0 | 0 | 0 | 0 | 0 | 0 | 0 | 0 | 0 | 0 | 0
F3_Commercial_Restaurant_Existing_Food Preparation_Electric_Griddle_E3 | F3 | Commercial | Restaurant | Existing | Food Preparation | Electric | Griddle | E3 | PACT BC Ratio | 0 | 0 | 0 | 0 | 0 | 0 | 0 | 0 | 0 | 0 | 0 | 0 | 0 | 0 | 0 | 0 | 0 | 0 | 0 | 0 | 0 | 0 | 0 | 0 | 0 | 0 | 0 | 0 | 0 | 0
F3_Commercial_Restaurant_Existing_Food Preparation_Electric_Griddle_E4 | F3 | Commercial | Restaurant | Existing | Food Preparation | Electric | Griddle | E4 | PACT BC Ratio | 0 | 0 | 0 | 0 | 0 | 0 | 0 | 0 | 0 | 0 | 0 | 0 | 0 | 0 | 0 | 0 | 0 | 0 | 0 | 0 | 0 | 0 | 0 | 0 | 0 | 0 | 0 | 0 | 0 | 0
F3_Commercial_Restaurant_Existing_Food Preparation_Electric_Griddle_E5 | F3 | Commercial | Restaurant | Existing | Food Preparation | Electric | Griddle | E5 | PACT BC Ratio | 0 | 0 | 0 | 0 | 0 | 0 | 0 | 0 | 0 | 0 | 0 | 0 | 0 | 0 | 0 | 0 | 0 | 0 | 0 | 0 | 0 | 0 | 0 | 0 | 0 | 0 | 0 | 0 | 0 | 0
F3_Commercial_Restaurant_Existing_Food Preparation_Electric_Griddle_E6 | F3 | Commercial | Restaurant | Existing | Food Preparation | Electric | Griddle | E6 | PACT BC Ratio | 0 | 0 | 0 | 0 | 0 | 0 | 0 | 0 | 0 | 0 | 0 | 0 | 0 | 0 | 0 | 0 | 0 | 0 | 0 | 0 | 0 | 0 | 0 | 0 | 0 | 0 | 0 | 0 | 0 | 0
F3_Commercial_Restaurant_Existing_Food Preparation_Electric_Griddle_E7 | F3 | Commercial | Restaurant | Existing | Food Preparation | Electric | Griddle | E7 | PACT BC Ratio | 0 | 0 | 0 | 0 | 0 | 0 | 0 | 0 | 0 | 0 | 0 | 0 | 0 | 0 | 0 | 0 | 0 | 0 | 0 | 0 | 0 | 0 | 0 | 0 | 0 | 0 | 0 | 0 | 0 | 0
F3_Commercial_Restaurant_Existing_Food Preparation_Electric_Griddle_E8 | F3 | Commercial | Restaurant | Existing | Food Preparation | Electric | Griddle | E8 | PACT BC Ratio | 0 | 0 | 0 | 0 | 0 | 0 | 0 | 0 | 0 | 0 | 0 | 0 | 0 | 0 | 0 | 0 | 0 | 0 | 0 | 0 | 0 | 0 | 0 | 0 | 0 | 0 | 0 | 0 | 0 | 0
F3_Commercial_Restaurant_Existing_Food Preparation_Electric_Griddle_E9 | F3 | Commercial | Restaurant | Existing | Food Preparation | Electric | Griddle | E9 | PACT BC Ratio | 0 | 0 | 0 | 0 | 0 | 0 | 0 | 0 | 0 | 0 | 0 | 0 | 0 | 0 | 0 | 0 | 0 | 0 | 0 | 0 | 0 | 0 | 0 | 0 | 0 | 0 | 0 | 0 | 0 | 0
F3_Commercial_Restaurant_Existing_Food Preparation_Electric_Griddle_E10 | F3 | Commercial | Restaurant | Existing | Food Preparation | Electric | Griddle | E10 | PACT BC Ratio | 0 | 0 | 0 | 0 | 0 | 0 | 0 | 0 | 0 | 0 | 0 | 0 | 0 | 0 | 0 | 0 | 0 | 0 | 0 | 0 | 0 | 0 | 0 | 0 | 0 | 0 | 0 | 0 | 0 | 0
F4_Commercial_Restaurant_Existing_Food Preparation_Electric_Griddle_E1 | F4 | Commercial | Restaurant | Existing | Food Preparation | Electric | Griddle | E1 | RVT BC Ratio | 0 | 0 | 0 | 0 | 0 | 0 | 0 | 0 | 0 | 0 | 0 | 0 | 0 | 0 | 0 | 0 | 0 | 0 | 0 | 0 | 0 | 0 | 0 | 0 | 0 | 0 | 0 | 0 | 0 | 0
F4_Commercial_Restaurant_Existing_Food Preparation_Electric_Griddle_E2 | F4 | Commercial | Restaurant | Existing | Food Preparation | Electric | Griddle | E2 | RVT BC Ratio | 0 | 0 | 0 | 0 | 0 | 0 | 0 | 0 | 0 | 0 | 0 | 0 | 0 | 0 | 0 | 0 | 0 | 0 | 0 | 0 | 0 | 0 | 0 | 0 | 0 | 0 | 0 | 0 | 0 | 0
F4_Commercial_Restaurant_Existing_Food Preparation_Electric_Griddle_E3 | F4 | Commercial | Restaurant | Existing | Food Preparation | Electric | Griddle | E3 | RVT BC Ratio | 0 | 0 | 0 | 0 | 0 | 0 | 0 | 0 | 0 | 0 | 0 | 0 | 0 | 0 | 0 | 0 | 0 | 0 | 0 | 0 | 0 | 0 | 0 | 0 | 0 | 0 | 0 | 0 | 0 | 0
F4_Commercial_Restaurant_Existing_Food Preparation_Electric_Griddle_E4 | F4 | Commercial | Restaurant | Existing | Food Preparation | Electric | Griddle | E4 | RVT BC Ratio | 0 | 0 | 0 | 0 | 0 | 0 | 0 | 0 | 0 | 0 | 0 | 0 | 0 | 0 | 0 | 0 | 0 | 0 | 0 | 0 | 0 | 0 | 0 | 0 | 0 | 0 | 0 | 0 | 0 | 0
F4_Commercial_Restaurant_Existing_Food Preparation_Electric_Griddle_E5 | F4 | Commercial | Restaurant | Existing | Food Preparation | Electric | Griddle | E5 | RVT BC Ratio | 0 | 0 | 0 | 0 | 0 | 0 | 0 | 0 | 0 | 0 | 0 | 0 | 0 | 0 | 0 | 0 | 0 | 0 | 0 | 0 | 0 | 0 | 0 | 0 | 0 | 0 | 0 | 0 | 0 | 0
F4_Commercial_Restaurant_Existing_Food Preparation_Electric_Griddle_E6 | F4 | Commercial | Restaurant | Existing | Food Preparation | Electric | Griddle | E6 | RVT BC Ratio | 0 | 0 | 0 | 0 | 0 | 0 | 0 | 0 | 0 | 0 | 0 | 0 | 0 | 0 | 0 | 0 | 0 | 0 | 0 | 0 | 0 | 0 | 0 | 0 | 0 | 0 | 0 | 0 | 0 | 0
F4_Commercial_Restaurant_Existing_Food Preparation_Electric_Griddle_E7 | F4 | Commercial | Restaurant | Existing | Food Preparation | Electric | Griddle | E7 | RVT BC Ratio | 0 | 0 | 0 | 0 | 0 | 0 | 0 | 0 | 0 | 0 | 0 | 0 | 0 | 0 | 0 | 0 | 0 | 0 | 0 | 0 | 0 | 0 | 0 | 0 | 0 | 0 | 0 | 0 | 0 | 0
F4_Commercial_Restaurant_Existing_Food Preparation_Electric_Griddle_E8 | F4 | Commercial | Restaurant | Existing | Food Preparation | Electric | Griddle | E8 | RVT BC Ratio | 0 | 0 | 0 | 0 | 0 | 0 | 0 | 0 | 0 | 0 | 0 | 0 | 0 | 0 | 0 | 0 | 0 | 0 | 0 | 0 | 0 | 0 | 0 | 0 | 0 | 0 | 0 | 0 | 0 | 0
F4_Commercial_Restaurant_Existing_Food Preparation_Electric_Griddle_E9 | F4 | Commercial | Restaurant | Existing | Food Preparation | Electric | Griddle | E9 | RVT BC Ratio | 0 | 0 | 0 | 0 | 0 | 0 | 0 | 0 | 0 | 0 | 0 | 0 | 0 | 0 | 0 | 0 | 0 | 0 | 0 | 0 | 0 | 0 | 0 | 0 | 0 | 0 | 0 | 0 | 0 | 0
F4_Commercial_Restaurant_Existing_Food Preparation_Electric_Griddle_E10 | F4 | Commercial | Restaurant | Existing | Food Preparation | Electric | Griddle | E10 | RVT BC Ratio | 0 | 0 | 0 | 0 | 0 | 0 | 0 | 0 | 0 | 0 | 0 | 0 | 0 | 0 | 0 | 0 | 0 | 0 | 0 | 0 | 0 | 0 | 0 | 0 | 0 | 0 | 0 | 0 | 0 | 0
F5_Commercial_Restaurant_Existing_Food Preparation_Electric_Griddle_E1 | F5 | Commercial | Restaurant | Existing | Food Preparation | Electric | Griddle | E1 | RIM BC Ratio | 0 | 0 | 0 | 0 | 0 | 0 | 0 | 0 | 0 | 0 | 0 | 0 | 0 | 0 | 0 | 0 | 0 | 0 | 0 | 0 | 0 | 0 | 0 | 0 | 0 | 0 | 0 | 0 | 0 | 0
F5_Commercial_Restaurant_Existing_Food Preparation_Electric_Griddle_E2 | F5 | Commercial | Restaurant | Existing | Food Preparation | Electric | Griddle | E2 | RIM BC Ratio | 0 | 0 | 0 | 0 | 0 | 0 | 0 | 0 | 0 | 0 | 0 | 0 | 0 | 0 | 0 | 0 | 0 | 0 | 0 | 0 | 0 | 0 | 0 | 0 | 0 | 0 | 0 | 0 | 0 | 0
F5_Commercial_Restaurant_Existing_Food Preparation_Electric_Griddle_E3 | F5 | Commercial | Restaurant | Existing | Food Preparation | Electric | Griddle | E3 | RIM BC Ratio | 0 | 0 | 0 | 0 | 0 | 0 | 0 | 0 | 0 | 0 | 0 | 0 | 0 | 0 | 0 | 0 | 0 | 0 | 0 | 0 | 0 | 0 | 0 | 0 | 0 | 0 | 0 | 0 | 0 | 0
F5_Commercial_Restaurant_Existing_Food Preparation_Electric_Griddle_E4 | F5 | Commercial | Restaurant | Existing | Food Preparation | Electric | Griddle | E4 | RIM BC Ratio | 0 | 0 | 0 | 0 | 0 | 0 | 0 | 0 | 0 | 0 | 0 | 0 | 0 | 0 | 0 | 0 | 0 | 0 | 0 | 0 | 0 | 0 | 0 | 0 | 0 | 0 | 0 | 0 | 0 | 0
F5_Commercial_Restaurant_Existing_Food Preparation_Electric_Griddle_E5 | F5 | Commercial | Restaurant | Existing | Food Preparation | Electric | Griddle | E5 | RIM BC Ratio | 0 | 0 | 0 | 0 | 0 | 0 | 0 | 0 | 0 | 0 | 0 | 0 | 0 | 0 | 0 | 0 | 0 | 0 | 0 | 0 | 0 | 0 | 0 | 0 | 0 | 0 | 0 | 0 | 0 | 0
F5_Commercial_Restaurant_Existing_Food Preparation_Electric_Griddle_E6 | F5 | Commercial | Restaurant | Existing | Food Preparation | Electric | Griddle | E6 | RIM BC Ratio | 0 | 0 | 0 | 0 | 0 | 0 | 0 | 0 | 0 | 0 | 0 | 0 | 0 | 0 | 0 | 0 | 0 | 0 | 0 | 0 | 0 | 0 | 0 | 0 | 0 | 0 | 0 | 0 | 0 | 0
F5_Commercial_Restaurant_Existing_Food Preparation_Electric_Griddle_E7 | F5 | Commercial | Restaurant | Existing | Food Preparation | Electric | Griddle | E7 | RIM BC Ratio | 0 | 0 | 0 | 0 | 0 | 0 | 0 | 0 | 0 | 0 | 0 | 0 | 0 | 0 | 0 | 0 | 0 | 0 | 0 | 0 | 0 | 0 | 0 | 0 | 0 | 0 | 0 | 0 | 0 | 0
F5_Commercial_Restaurant_Existing_Food Preparation_Electric_Griddle_E8 | F5 | Commercial | Restaurant | Existing | Food Preparation | Electric | Griddle | E8 | RIM BC Ratio | 0 | 0 | 0 | 0 | 0 | 0 | 0 | 0 | 0 | 0 | 0 | 0 | 0 | 0 | 0 | 0 | 0 | 0 | 0 | 0 | 0 | 0 | 0 | 0 | 0 | 0 | 0 | 0 | 0 | 0
F5_Commercial_Restaurant_Existing_Food Preparation_Electric_Griddle_E9 | F5 | Commercial | Restaurant | Existing | Food Preparation | Electric | Griddle | E9 | RIM BC Ratio | 0 | 0 | 0 | 0 | 0 | 0 | 0 | 0 | 0 | 0 | 0 | 0 | 0 | 0 | 0 | 0 | 0 | 0 | 0 | 0 | 0 | 0 | 0 | 0 | 0 | 0 | 0 | 0 | 0 | 0
F5_Commercial_Restaurant_Existing_Food Preparation_Electric_Griddle_E10 | F5 | Commercial | Restaurant | Existing | Food Preparation | Electric | Griddle | E10 | RIM BC Ratio | 0 | 0 | 0 | 0 | 0 | 0 | 0 | 0 | 0 | 0 | 0 | 0 | 0 | 0 | 0 | 0 | 0 | 0 | 0 | 0 | 0 | 0 | 0 | 0 | 0 | 0 | 0 | 0 | 0 | 0
F0_Commercial_Restaurant_Existing_Office Equipment_Electric_Desktop Computer_E0 | F0 | Commercial | Restaurant | Existing | Office Equipment | Electric | Desktop Computer | E0 | Economic Unit | 0 | 0 | 0 | 0 | 0 | 0 | 0 | 0 | 0 | 0 | 0 | 0 | 0 | 0 | 0 | 0 | 0 | 0 | 0 | 0 | 0 | 0 | 0 | 0 | 0 | 0 | 0 | 0 | 0 | 0
F1_Commercial_Restaurant_Existing_Office Equipment_Electric_Desktop Computer_E1 | F1 | Commercial | Restaurant | Existing | Office Equipment | Electric | Desktop Computer | E1 | CCE | 0 | 0 | 0 | 0 | 0 | 0 | 0 | 0 | 0 | 0 | 0 | 0 | 0 | 0 | 0 | 0 | 0 | 0 | 0 | 0 | 0 | 0 | 0 | 0 | 0 | 0 | 0 | 0 | 0 | 0
F1_Commercial_Restaurant_Existing_Office Equipment_Electric_Desktop Computer_E2 | F1 | Commercial | Restaurant | Existing | Office Equipment | Electric | Desktop Computer | E2 | CCE | 0 | 0 | 0 | 0 | 0 | 0 | 0 | 0 | 0 | 0 | 0 | 0 | 0 | 0 | 0 | 0 | 0 | 0 | 0 | 0 | 0 | 0 | 0 | 0 | 0 | 0 | 0 | 0 | 0 | 0
F1_Commercial_Restaurant_Existing_Office Equipment_Electric_Desktop Computer_E3 | F1 | Commercial | Restaurant | Existing | Office Equipment | Electric | Desktop Computer | E3 | CCE | 0 | 0 | 0 | 0 | 0 | 0 | 0 | 0 | 0 | 0 | 0 | 0 | 0 | 0 | 0 | 0 | 0 | 0 | 0 | 0 | 0 | 0 | 0 | 0 | 0 | 0 | 0 | 0 | 0 | 0
F1_Commercial_Restaurant_Existing_Office Equipment_Electric_Desktop Computer_E4 | F1 | Commercial | Restaurant | Existing | Office Equipment | Electric | Desktop Computer | E4 | CCE | 0 | 0 | 0 | 0 | 0 | 0 | 0 | 0 | 0 | 0 | 0 | 0 | 0 | 0 | 0 | 0 | 0 | 0 | 0 | 0 | 0 | 0 | 0 | 0 | 0 | 0 | 0 | 0 | 0 | 0
F1_Commercial_Restaurant_Existing_Office Equipment_Electric_Desktop Computer_E5 | F1 | Commercial | Restaurant | Existing | Office Equipment | Electric | Desktop Computer | E5 | CCE | 0 | 0 | 0 | 0 | 0 | 0 | 0 | 0 | 0 | 0 | 0 | 0 | 0 | 0 | 0 | 0 | 0 | 0 | 0 | 0 | 0 | 0 | 0 | 0 | 0 | 0 | 0 | 0 | 0 | 0
F1_Commercial_Restaurant_Existing_Office Equipment_Electric_Desktop Computer_E6 | F1 | Commercial | Restaurant | Existing | Office Equipment | Electric | Desktop Computer | E6 | CCE | 0 | 0 | 0 | 0 | 0 | 0 | 0 | 0 | 0 | 0 | 0 | 0 | 0 | 0 | 0 | 0 | 0 | 0 | 0 | 0 | 0 | 0 | 0 | 0 | 0 | 0 | 0 | 0 | 0 | 0
F1_Commercial_Restaurant_Existing_Office Equipment_Electric_Desktop Computer_E7 | F1 | Commercial | Restaurant | Existing | Office Equipment | Electric | Desktop Computer | E7 | CCE | 0 | 0 | 0 | 0 | 0 | 0 | 0 | 0 | 0 | 0 | 0 | 0 | 0 | 0 | 0 | 0 | 0 | 0 | 0 | 0 | 0 | 0 | 0 | 0 | 0 | 0 | 0 | 0 | 0 | 0
F1_Commercial_Restaurant_Existing_Office Equipment_Electric_Desktop Computer_E8 | F1 | Commercial | Restaurant | Existing | Office Equipment | Electric | Desktop Computer | E8 | CCE | 0 | 0 | 0 | 0 | 0 | 0 | 0 | 0 | 0 | 0 | 0 | 0 | 0 | 0 | 0 | 0 | 0 | 0 | 0 | 0 | 0 | 0 | 0 | 0 | 0 | 0 | 0 | 0 | 0 | 0
F1_Commercial_Restaurant_Existing_Office Equipment_Electric_Desktop Computer_E9 | F1 | Commercial | Restaurant | Existing | Office Equipment | Electric | Desktop Computer | E9 | CCE | 0 | 0 | 0 | 0 | 0 | 0 | 0 | 0 | 0 | 0 | 0 | 0 | 0 | 0 | 0 | 0 | 0 | 0 | 0 | 0 | 0 | 0 | 0 | 0 | 0 | 0 | 0 | 0 | 0 | 0
F1_Commercial_Restaurant_Existing_Office Equipment_Electric_Desktop Computer_E10 | F1 | Commercial | Restaurant | Existing | Office Equipment | Electric | Desktop Computer | E10 | CCE | 0 | 0 | 0 | 0 | 0 | 0 | 0 | 0 | 0 | 0 | 0 | 0 | 0 | 0 | 0 | 0 | 0 | 0 | 0 | 0 | 0 | 0 | 0 | 0 | 0 | 0 | 0 | 0 | 0 | 0
F2_Commercial_Restaurant_Existing_Office Equipment_Electric_Desktop Computer_E1 | F2 | Commercial | Restaurant | Existing | Office Equipment | Electric | Desktop Computer | E1 | TRC BC Ratio | 0 | 0 | 0 | 0 | 0 | 0 | 0 | 0 | 0 | 0 | 0 | 0 | 0 | 0 | 0 | 0 | 0 | 0 | 0 | 0 | 0 | 0 | 0 | 0 | 0 | 0 | 0 | 0 | 0 | 0
F2_Commercial_Restaurant_Existing_Office Equipment_Electric_Desktop Computer_E2 | F2 | Commercial | Restaurant | Existing | Office Equipment | Electric | Desktop Computer | E2 | TRC BC Ratio | 0 | 0 | 0 | 0 | 0 | 0 | 0 | 0 | 0 | 0 | 0 | 0 | 0 | 0 | 0 | 0 | 0 | 0 | 0 | 0 | 0 | 0 | 0 | 0 | 0 | 0 | 0 | 0 | 0 | 0
F2_Commercial_Restaurant_Existing_Office Equipment_Electric_Desktop Computer_E3 | F2 | Commercial | Restaurant | Existing | Office Equipment | Electric | Desktop Computer | E3 | TRC BC Ratio | 0 | 0 | 0 | 0 | 0 | 0 | 0 | 0 | 0 | 0 | 0 | 0 | 0 | 0 | 0 | 0 | 0 | 0 | 0 | 0 | 0 | 0 | 0 | 0 | 0 | 0 | 0 | 0 | 0 | 0
F2_Commercial_Restaurant_Existing_Office Equipment_Electric_Desktop Computer_E4 | F2 | Commercial | Restaurant | Existing | Office Equipment | Electric | Desktop Computer | E4 | TRC BC Ratio | 0 | 0 | 0 | 0 | 0 | 0 | 0 | 0 | 0 | 0 | 0 | 0 | 0 | 0 | 0 | 0 | 0 | 0 | 0 | 0 | 0 | 0 | 0 | 0 | 0 | 0 | 0 | 0 | 0 | 0
F2_Commercial_Restaurant_Existing_Office Equipment_Electric_Desktop Computer_E5 | F2 | Commercial | Restaurant | Existing | Office Equipment | Electric | Desktop Computer | E5 | TRC BC Ratio | 0 | 0 | 0 | 0 | 0 | 0 | 0 | 0 | 0 | 0 | 0 | 0 | 0 | 0 | 0 | 0 | 0 | 0 | 0 | 0 | 0 | 0 | 0 | 0 | 0 | 0 | 0 | 0 | 0 | 0
F2_Commercial_Restaurant_Existing_Office Equipment_Electric_Desktop Computer_E6 | F2 | Commercial | Restaurant | Existing | Office Equipment | Electric | Desktop Computer | E6 | TRC BC Ratio | 0 | 0 | 0 | 0 | 0 | 0 | 0 | 0 | 0 | 0 | 0 | 0 | 0 | 0 | 0 | 0 | 0 | 0 | 0 | 0 | 0 | 0 | 0 | 0 | 0 | 0 | 0 | 0 | 0 | 0
F2_Commercial_Restaurant_Existing_Office Equipment_Electric_Desktop Computer_E7 | F2 | Commercial | Restaurant | Existing | Office Equipment | Electric | Desktop Computer | E7 | TRC BC Ratio | 0 | 0 | 0 | 0 | 0 | 0 | 0 | 0 | 0 | 0 | 0 | 0 | 0 | 0 | 0 | 0 | 0 | 0 | 0 | 0 | 0 | 0 | 0 | 0 | 0 | 0 | 0 | 0 | 0 | 0
F2_Commercial_Restaurant_Existing_Office Equipment_Electric_Desktop Computer_E8 | F2 | Commercial | Restaurant | Existing | Office Equipment | Electric | Desktop Computer | E8 | TRC BC Ratio | 0 | 0 | 0 | 0 | 0 | 0 | 0 | 0 | 0 | 0 | 0 | 0 | 0 | 0 | 0 | 0 | 0 | 0 | 0 | 0 | 0 | 0 | 0 | 0 | 0 | 0 | 0 | 0 | 0 | 0
F2_Commercial_Restaurant_Existing_Office Equipment_Electric_Desktop Computer_E9 | F2 | Commercial | Restaurant | Existing | Office Equipment | Electric | Desktop Computer | E9 | TRC BC Ratio | 0 | 0 | 0 | 0 | 0 | 0 | 0 | 0 | 0 | 0 | 0 | 0 | 0 | 0 | 0 | 0 | 0 | 0 | 0 | 0 | 0 | 0 | 0 | 0 | 0 | 0 | 0 | 0 | 0 | 0
F2_Commercial_Restaurant_Existing_Office Equipment_Electric_Desktop Computer_E10 | F2 | Commercial | Restaurant | Existing | Office Equipment | Electric | Desktop Computer | E10 | TRC BC Ratio | 0 | 0 | 0 | 0 | 0 | 0 | 0 | 0 | 0 | 0 | 0 | 0 | 0 | 0 | 0 | 0 | 0 | 0 | 0 | 0 | 0 | 0 | 0 | 0 | 0 | 0 | 0 | 0 | 0 | 0
F3_Commercial_Restaurant_Existing_Office Equipment_Electric_Desktop Computer_E1 | F3 | Commercial | Restaurant | Existing | Office Equipment | Electric | Desktop Computer | E1 | PACT BC Ratio | 0 | 0 | 0 | 0 | 0 | 0 | 0 | 0 | 0 | 0 | 0 | 0 | 0 | 0 | 0 | 0 | 0 | 0 | 0 | 0 | 0 | 0 | 0 | 0 | 0 | 0 | 0 | 0 | 0 | 0
F3_Commercial_Restaurant_Existing_Office Equipment_Electric_Desktop Computer_E2 | F3 | Commercial | Restaurant | Existing | Office Equipment | Electric | Desktop Computer | E2 | PACT BC Ratio | 0 | 0 | 0 | 0 | 0 | 0 | 0 | 0 | 0 | 0 | 0 | 0 | 0 | 0 | 0 | 0 | 0 | 0 | 0 | 0 | 0 | 0 | 0 | 0 | 0 | 0 | 0 | 0 | 0 | 0
F3_Commercial_Restaurant_Existing_Office Equipment_Electric_Desktop Computer_E3 | F3 | Commercial | Restaurant | Existing | Office Equipment | Electric | Desktop Computer | E3 | PACT BC Ratio | 0 | 0 | 0 | 0 | 0 | 0 | 0 | 0 | 0 | 0 | 0 | 0 | 0 | 0 | 0 | 0 | 0 | 0 | 0 | 0 | 0 | 0 | 0 | 0 | 0 | 0 | 0 | 0 | 0 | 0
F3_Commercial_Restaurant_Existing_Office Equipment_Electric_Desktop Computer_E4 | F3 | Commercial | Restaurant | Existing | Office Equipment | Electric | Desktop Computer | E4 | PACT BC Ratio | 0 | 0 | 0 | 0 | 0 | 0 | 0 | 0 | 0 | 0 | 0 | 0 | 0 | 0 | 0 | 0 | 0 | 0 | 0 | 0 | 0 | 0 | 0 | 0 | 0 | 0 | 0 | 0 | 0 | 0
F3_Commercial_Restaurant_Existing_Office Equipment_Electric_Desktop Computer_E5 | F3 | Commercial | Restaurant | Existing | Office Equipment | Electric | Desktop Computer | E5 | PACT BC Ratio | 0 | 0 | 0 | 0 | 0 | 0 | 0 | 0 | 0 | 0 | 0 | 0 | 0 | 0 | 0 | 0 | 0 | 0 | 0 | 0 | 0 | 0 | 0 | 0 | 0 | 0 | 0 | 0 | 0 | 0
F3_Commercial_Restaurant_Existing_Office Equipment_Electric_Desktop Computer_E6 | F3 | Commercial | Restaurant | Existing | Office Equipment | Electric | Desktop Computer | E6 | PACT BC Ratio | 0 | 0 | 0 | 0 | 0 | 0 | 0 | 0 | 0 | 0 | 0 | 0 | 0 | 0 | 0 | 0 | 0 | 0 | 0 | 0 | 0 | 0 | 0 | 0 | 0 | 0 | 0 | 0 | 0 | 0
F3_Commercial_Restaurant_Existing_Office Equipment_Electric_Desktop Computer_E7 | F3 | Commercial | Restaurant | Existing | Office Equipment | Electric | Desktop Computer | E7 | PACT BC Ratio | 0 | 0 | 0 | 0 | 0 | 0 | 0 | 0 | 0 | 0 | 0 | 0 | 0 | 0 | 0 | 0 | 0 | 0 | 0 | 0 | 0 | 0 | 0 | 0 | 0 | 0 | 0 | 0 | 0 | 0
F3_Commercial_Restaurant_Existing_Office Equipment_Electric_Desktop Computer_E8 | F3 | Commercial | Restaurant | Existing | Office Equipment | Electric | Desktop Computer | E8 | PACT BC Ratio | 0 | 0 | 0 | 0 | 0 | 0 | 0 | 0 | 0 | 0 | 0 | 0 | 0 | 0 | 0 | 0 | 0 | 0 | 0 | 0 | 0 | 0 | 0 | 0 | 0 | 0 | 0 | 0 | 0 | 0
F3_Commercial_Restaurant_Existing_Office Equipment_Electric_Desktop Computer_E9 | F3 | Commercial | Restaurant | Existing | Office Equipment | Electric | Desktop Computer | E9 | PACT BC Ratio | 0 | 0 | 0 | 0 | 0 | 0 | 0 | 0 | 0 | 0 | 0 | 0 | 0 | 0 | 0 | 0 | 0 | 0 | 0 | 0 | 0 | 0 | 0 | 0 | 0 | 0 | 0 | 0 | 0 | 0
F3_Commercial_Restaurant_Existing_Office Equipment_Electric_Desktop Computer_E10 | F3 | Commercial | Restaurant | Existing | Office Equipment | Electric | Desktop Computer | E10 | PACT BC Ratio | 0 | 0 | 0 | 0 | 0 | 0 | 0 | 0 | 0 | 0 | 0 | 0 | 0 | 0 | 0 | 0 | 0 | 0 | 0 | 0 | 0 | 0 | 0 | 0 | 0 | 0 | 0 | 0 | 0 | 0
F4_Commercial_Restaurant_Existing_Office Equipment_Electric_Desktop Computer_E1 | F4 | Commercial | Restaurant | Existing | Office Equipment | Electric | Desktop Computer | E1 | RVT BC Ratio | 0 | 0 | 0 | 0 | 0 | 0 | 0 | 0 | 0 | 0 | 0 | 0 | 0 | 0 | 0 | 0 | 0 | 0 | 0 | 0 | 0 | 0 | 0 | 0 | 0 | 0 | 0 | 0 | 0 | 0
F4_Commercial_Restaurant_Existing_Office Equipment_Electric_Desktop Computer_E2 | F4 | Commercial | Restaurant | Existing | Office Equipment | Electric | Desktop Computer | E2 | RVT BC Ratio | 0 | 0 | 0 | 0 | 0 | 0 | 0 | 0 | 0 | 0 | 0 | 0 | 0 | 0 | 0 | 0 | 0 | 0 | 0 | 0 | 0 | 0 | 0 | 0 | 0 | 0 | 0 | 0 | 0 | 0
F4_Commercial_Restaurant_Existing_Office Equipment_Electric_Desktop Computer_E3 | F4 | Commercial | Restaurant | Existing | Office Equipment | Electric | Desktop Computer | E3 | RVT BC Ratio | 0 | 0 | 0 | 0 | 0 | 0 | 0 | 0 | 0 | 0 | 0 | 0 | 0 | 0 | 0 | 0 | 0 | 0 | 0 | 0 | 0 | 0 | 0 | 0 | 0 | 0 | 0 | 0 | 0 | 0
F4_Commercial_Restaurant_Existing_Office Equipment_Electric_Desktop Computer_E4 | F4 | Commercial | Restaurant | Existing | Office Equipment | Electric | Desktop Computer | E4 | RVT BC Ratio | 0 | 0 | 0 | 0 | 0 | 0 | 0 | 0 | 0 | 0 | 0 | 0 | 0 | 0 | 0 | 0 | 0 | 0 | 0 | 0 | 0 | 0 | 0 | 0 | 0 | 0 | 0 | 0 | 0 | 0
F4_Commercial_Restaurant_Existing_Office Equipment_Electric_Desktop Computer_E5 | F4 | Commercial | Restaurant | Existing | Office Equipment | Electric | Desktop Computer | E5 | RVT BC Ratio | 0 | 0 | 0 | 0 | 0 | 0 | 0 | 0 | 0 | 0 | 0 | 0 | 0 | 0 | 0 | 0 | 0 | 0 | 0 | 0 | 0 | 0 | 0 | 0 | 0 | 0 | 0 | 0 | 0 | 0
F4_Commercial_Restaurant_Existing_Office Equipment_Electric_Desktop Computer_E6 | F4 | Commercial | Restaurant | Existing | Office Equipment | Electric | Desktop Computer | E6 | RVT BC Ratio | 0 | 0 | 0 | 0 | 0 | 0 | 0 | 0 | 0 | 0 | 0 | 0 | 0 | 0 | 0 | 0 | 0 | 0 | 0 | 0 | 0 | 0 | 0 | 0 | 0 | 0 | 0 | 0 | 0 | 0
F4_Commercial_Restaurant_Existing_Office Equipment_Electric_Desktop Computer_E7 | F4 | Commercial | Restaurant | Existing | Office Equipment | Electric | Desktop Computer | E7 | RVT BC Ratio | 0 | 0 | 0 | 0 | 0 | 0 | 0 | 0 | 0 | 0 | 0 | 0 | 0 | 0 | 0 | 0 | 0 | 0 | 0 | 0 | 0 | 0 | 0 | 0 | 0 | 0 | 0 | 0 | 0 | 0
F4_Commercial_Restaurant_Existing_Office Equipment_Electric_Desktop Computer_E8 | F4 | Commercial | Restaurant | Existing | Office Equipment | Electric | Desktop Computer | E8 | RVT BC Ratio | 0 | 0 | 0 | 0 | 0 | 0 | 0 | 0 | 0 | 0 | 0 | 0 | 0 | 0 | 0 | 0 | 0 | 0 | 0 | 0 | 0 | 0 | 0 | 0 | 0 | 0 | 0 | 0 | 0 | 0
F4_Commercial_Restaurant_Existing_Office Equipment_Electric_Desktop Computer_E9 | F4 | Commercial | Restaurant | Existing | Office Equipment | Electric | Desktop Computer | E9 | RVT BC Ratio | 0 | 0 | 0 | 0 | 0 | 0 | 0 | 0 | 0 | 0 | 0 | 0 | 0 | 0 | 0 | 0 | 0 | 0 | 0 | 0 | 0 | 0 | 0 | 0 | 0 | 0 | 0 | 0 | 0 | 0
F4_Commercial_Restaurant_Existing_Office Equipment_Electric_Desktop Computer_E10 | F4 | Commercial | Restaurant | Existing | Office Equipment | Electric | Desktop Computer | E10 | RVT BC Ratio | 0 | 0 | 0 | 0 | 0 | 0 | 0 | 0 | 0 | 0 | 0 | 0 | 0 | 0 | 0 | 0 | 0 | 0 | 0 | 0 | 0 | 0 | 0 | 0 | 0 | 0 | 0 | 0 | 0 | 0
F5_Commercial_Restaurant_Existing_Office Equipment_Electric_Desktop Computer_E1 | F5 | Commercial | Restaurant | Existing | Office Equipment | Electric | Desktop Computer | E1 | RIM BC Ratio | 0 | 0 | 0 | 0 | 0 | 0 | 0 | 0 | 0 | 0 | 0 | 0 | 0 | 0 | 0 | 0 | 0 | 0 | 0 | 0 | 0 | 0 | 0 | 0 | 0 | 0 | 0 | 0 | 0 | 0
F5_Commercial_Restaurant_Existing_Office Equipment_Electric_Desktop Computer_E2 | F5 | Commercial | Restaurant | Existing | Office Equipment | Electric | Desktop Computer | E2 | RIM BC Ratio | 0 | 0 | 0 | 0 | 0 | 0 | 0 | 0 | 0 | 0 | 0 | 0 | 0 | 0 | 0 | 0 | 0 | 0 | 0 | 0 | 0 | 0 | 0 | 0 | 0 | 0 | 0 | 0 | 0 | 0
F5_Commercial_Restaurant_Existing_Office Equipment_Electric_Desktop Computer_E3 | F5 | Commercial | Restaurant | Existing | Office Equipment | Electric | Desktop Computer | E3 | RIM BC Ratio | 0 | 0 | 0 | 0 | 0 | 0 | 0 | 0 | 0 | 0 | 0 | 0 | 0 | 0 | 0 | 0 | 0 | 0 | 0 | 0 | 0 | 0 | 0 | 0 | 0 | 0 | 0 | 0 | 0 | 0
F5_Commercial_Restaurant_Existing_Office Equipment_Electric_Desktop Computer_E4 | F5 | Commercial | Restaurant | Existing | Office Equipment | Electric | Desktop Computer | E4 | RIM BC Ratio | 0 | 0 | 0 | 0 | 0 | 0 | 0 | 0 | 0 | 0 | 0 | 0 | 0 | 0 | 0 | 0 | 0 | 0 | 0 | 0 | 0 | 0 | 0 | 0 | 0 | 0 | 0 | 0 | 0 | 0
F5_Commercial_Restaurant_Existing_Office Equipment_Electric_Desktop Computer_E5 | F5 | Commercial | Restaurant | Existing | Office Equipment | Electric | Desktop Computer | E5 | RIM BC Ratio | 0 | 0 | 0 | 0 | 0 | 0 | 0 | 0 | 0 | 0 | 0 | 0 | 0 | 0 | 0 | 0 | 0 | 0 | 0 | 0 | 0 | 0 | 0 | 0 | 0 | 0 | 0 | 0 | 0 | 0
F5_Commercial_Restaurant_Existing_Office Equipment_Electric_Desktop Computer_E6 | F5 | Commercial | Restaurant | Existing | Office Equipment | Electric | Desktop Computer | E6 | RIM BC Ratio | 0 | 0 | 0 | 0 | 0 | 0 | 0 | 0 | 0 | 0 | 0 | 0 | 0 | 0 | 0 | 0 | 0 | 0 | 0 | 0 | 0 | 0 | 0 | 0 | 0 | 0 | 0 | 0 | 0 | 0
F5_Commercial_Restaurant_Existing_Office Equipment_Electric_Desktop Computer_E7 | F5 | Commercial | Restaurant | Existing | Office Equipment | Electric | Desktop Computer | E7 | RIM BC Ratio | 0 | 0 | 0 | 0 | 0 | 0 | 0 | 0 | 0 | 0 | 0 | 0 | 0 | 0 | 0 | 0 | 0 | 0 | 0 | 0 | 0 | 0 | 0 | 0 | 0 | 0 | 0 | 0 | 0 | 0
F5_Commercial_Restaurant_Existing_Office Equipment_Electric_Desktop Computer_E8 | F5 | Commercial | Restaurant | Existing | Office Equipment | Electric | Desktop Computer | E8 | RIM BC Ratio | 0 | 0 | 0 | 0 | 0 | 0 | 0 | 0 | 0 | 0 | 0 | 0 | 0 | 0 | 0 | 0 | 0 | 0 | 0 | 0 | 0 | 0 | 0 | 0 | 0 | 0 | 0 | 0 | 0 | 0
F5_Commercial_Restaurant_Existing_Office Equipment_Electric_Desktop Computer_E9 | F5 | Commercial | Restaurant | Existing | Office Equipment | Electric | Desktop Computer | E9 | RIM BC Ratio | 0 | 0 | 0 | 0 | 0 | 0 | 0 | 0 | 0 | 0 | 0 | 0 | 0 | 0 | 0 | 0 | 0 | 0 | 0 | 0 | 0 | 0 | 0 | 0 | 0 | 0 | 0 | 0 | 0 | 0
F5_Commercial_Restaurant_Existing_Office Equipment_Electric_Desktop Computer_E10 | F5 | Commercial | Restaurant | Existing | Office Equipment | Electric | Desktop Computer | E10 | RIM BC Ratio | 0 | 0 | 0 | 0 | 0 | 0 | 0 | 0 | 0 | 0 | 0 | 0 | 0 | 0 | 0 | 0 | 0 | 0 | 0 | 0 | 0 | 0 | 0 | 0 | 0 | 0 | 0 | 0 | 0 | 0
F0_Commercial_Restaurant_Existing_Office Equipment_Electric_Laptop_E0 | F0 | Commercial | Restaurant | Existing | Office Equipment | Electric | Laptop | E0 | Economic Unit | 0 | 0 | 0 | 0 | 0 | 0 | 0 | 0 | 0 | 0 | 0 | 0 | 0 | 0 | 0 | 0 | 0 | 0 | 0 | 0 | 0 | 0 | 0 | 0 | 0 | 0 | 0 | 0 | 0 | 0
F1_Commercial_Restaurant_Existing_Office Equipment_Electric_Laptop_E1 | F1 | Commercial | Restaurant | Existing | Office Equipment | Electric | Laptop | E1 | CCE | 0 | 0 | 0 | 0 | 0 | 0 | 0 | 0 | 0 | 0 | 0 | 0 | 0 | 0 | 0 | 0 | 0 | 0 | 0 | 0 | 0 | 0 | 0 | 0 | 0 | 0 | 0 | 0 | 0 | 0
F1_Commercial_Restaurant_Existing_Office Equipment_Electric_Laptop_E2 | F1 | Commercial | Restaurant | Existing | Office Equipment | Electric | Laptop | E2 | CCE | 0 | 0 | 0 | 0 | 0 | 0 | 0 | 0 | 0 | 0 | 0 | 0 | 0 | 0 | 0 | 0 | 0 | 0 | 0 | 0 | 0 | 0 | 0 | 0 | 0 | 0 | 0 | 0 | 0 | 0
F1_Commercial_Restaurant_Existing_Office Equipment_Electric_Laptop_E3 | F1 | Commercial | Restaurant | Existing | Office Equipment | Electric | Laptop | E3 | CCE | 0 | 0 | 0 | 0 | 0 | 0 | 0 | 0 | 0 | 0 | 0 | 0 | 0 | 0 | 0 | 0 | 0 | 0 | 0 | 0 | 0 | 0 | 0 | 0 | 0 | 0 | 0 | 0 | 0 | 0
F1_Commercial_Restaurant_Existing_Office Equipment_Electric_Laptop_E4 | F1 | Commercial | Restaurant | Existing | Office Equipment | Electric | Laptop | E4 | CCE | 0 | 0 | 0 | 0 | 0 | 0 | 0 | 0 | 0 | 0 | 0 | 0 | 0 | 0 | 0 | 0 | 0 | 0 | 0 | 0 | 0 | 0 | 0 | 0 | 0 | 0 | 0 | 0 | 0 | 0
F1_Commercial_Restaurant_Existing_Office Equipment_Electric_Laptop_E5 | F1 | Commercial | Restaurant | Existing | Office Equipment | Electric | Laptop | E5 | CCE | 0 | 0 | 0 | 0 | 0 | 0 | 0 | 0 | 0 | 0 | 0 | 0 | 0 | 0 | 0 | 0 | 0 | 0 | 0 | 0 | 0 | 0 | 0 | 0 | 0 | 0 | 0 | 0 | 0 | 0
F1_Commercial_Restaurant_Existing_Office Equipment_Electric_Laptop_E6 | F1 | Commercial | Restaurant | Existing | Office Equipment | Electric | Laptop | E6 | CCE | 0 | 0 | 0 | 0 | 0 | 0 | 0 | 0 | 0 | 0 | 0 | 0 | 0 | 0 | 0 | 0 | 0 | 0 | 0 | 0 | 0 | 0 | 0 | 0 | 0 | 0 | 0 | 0 | 0 | 0
F1_Commercial_Restaurant_Existing_Office Equipment_Electric_Laptop_E7 | F1 | Commercial | Restaurant | Existing | Office Equipment | Electric | Laptop | E7 | CCE | 0 | 0 | 0 | 0 | 0 | 0 | 0 | 0 | 0 | 0 | 0 | 0 | 0 | 0 | 0 | 0 | 0 | 0 | 0 | 0 | 0 | 0 | 0 | 0 | 0 | 0 | 0 | 0 | 0 | 0
F1_Commercial_Restaurant_Existing_Office Equipment_Electric_Laptop_E8 | F1 | Commercial | Restaurant | Existing | Office Equipment | Electric | Laptop | E8 | CCE | 0 | 0 | 0 | 0 | 0 | 0 | 0 | 0 | 0 | 0 | 0 | 0 | 0 | 0 | 0 | 0 | 0 | 0 | 0 | 0 | 0 | 0 | 0 | 0 | 0 | 0 | 0 | 0 | 0 | 0
F1_Commercial_Restaurant_Existing_Office Equipment_Electric_Laptop_E9 | F1 | Commercial | Restaurant | Existing | Office Equipment | Electric | Laptop | E9 | CCE | 0 | 0 | 0 | 0 | 0 | 0 | 0 | 0 | 0 | 0 | 0 | 0 | 0 | 0 | 0 | 0 | 0 | 0 | 0 | 0 | 0 | 0 | 0 | 0 | 0 | 0 | 0 | 0 | 0 | 0
F1_Commercial_Restaurant_Existing_Office Equipment_Electric_Laptop_E10 | F1 | Commercial | Restaurant | Existing | Office Equipment | Electric | Laptop | E10 | CCE | 0 | 0 | 0 | 0 | 0 | 0 | 0 | 0 | 0 | 0 | 0 | 0 | 0 | 0 | 0 | 0 | 0 | 0 | 0 | 0 | 0 | 0 | 0 | 0 | 0 | 0 | 0 | 0 | 0 | 0
F2_Commercial_Restaurant_Existing_Office Equipment_Electric_Laptop_E1 | F2 | Commercial | Restaurant | Existing | Office Equipment | Electric | Laptop | E1 | TRC BC Ratio | 0 | 0 | 0 | 0 | 0 | 0 | 0 | 0 | 0 | 0 | 0 | 0 | 0 | 0 | 0 | 0 | 0 | 0 | 0 | 0 | 0 | 0 | 0 | 0 | 0 | 0 | 0 | 0 | 0 | 0
F2_Commercial_Restaurant_Existing_Office Equipment_Electric_Laptop_E2 | F2 | Commercial | Restaurant | Existing | Office Equipment | Electric | Laptop | E2 | TRC BC Ratio | 0 | 0 | 0 | 0 | 0 | 0 | 0 | 0 | 0 | 0 | 0 | 0 | 0 | 0 | 0 | 0 | 0 | 0 | 0 | 0 | 0 | 0 | 0 | 0 | 0 | 0 | 0 | 0 | 0 | 0
F2_Commercial_Restaurant_Existing_Office Equipment_Electric_Laptop_E3 | F2 | Commercial | Restaurant | Existing | Office Equipment | Electric | Laptop | E3 | TRC BC Ratio | 0 | 0 | 0 | 0 | 0 | 0 | 0 | 0 | 0 | 0 | 0 | 0 | 0 | 0 | 0 | 0 | 0 | 0 | 0 | 0 | 0 | 0 | 0 | 0 | 0 | 0 | 0 | 0 | 0 | 0
F2_Commercial_Restaurant_Existing_Office Equipment_Electric_Laptop_E4 | F2 | Commercial | Restaurant | Existing | Office Equipment | Electric | Laptop | E4 | TRC BC Ratio | 0 | 0 | 0 | 0 | 0 | 0 | 0 | 0 | 0 | 0 | 0 | 0 | 0 | 0 | 0 | 0 | 0 | 0 | 0 | 0 | 0 | 0 | 0 | 0 | 0 | 0 | 0 | 0 | 0 | 0
F2_Commercial_Restaurant_Existing_Office Equipment_Electric_Laptop_E5 | F2 | Commercial | Restaurant | Existing | Office Equipment | Electric | Laptop | E5 | TRC BC Ratio | 0 | 0 | 0 | 0 | 0 | 0 | 0 | 0 | 0 | 0 | 0 | 0 | 0 | 0 | 0 | 0 | 0 | 0 | 0 | 0 | 0 | 0 | 0 | 0 | 0 | 0 | 0 | 0 | 0 | 0
F2_Commercial_Restaurant_Existing_Office Equipment_Electric_Laptop_E6 | F2 | Commercial | Restaurant | Existing | Office Equipment | Electric | Laptop | E6 | TRC BC Ratio | 0 | 0 | 0 | 0 | 0 | 0 | 0 | 0 | 0 | 0 | 0 | 0 | 0 | 0 | 0 | 0 | 0 | 0 | 0 | 0 | 0 | 0 | 0 | 0 | 0 | 0 | 0 | 0 | 0 | 0
F2_Commercial_Restaurant_Existing_Office Equipment_Electric_Laptop_E7 | F2 | Commercial | Restaurant | Existing | Office Equipment | Electric | Laptop | E7 | TRC BC Ratio | 0 | 0 | 0 | 0 | 0 | 0 | 0 | 0 | 0 | 0 | 0 | 0 | 0 | 0 | 0 | 0 | 0 | 0 | 0 | 0 | 0 | 0 | 0 | 0 | 0 | 0 | 0 | 0 | 0 | 0
F2_Commercial_Restaurant_Existing_Office Equipment_Electric_Laptop_E8 | F2 | Commercial | Restaurant | Existing | Office Equipment | Electric | Laptop | E8 | TRC BC Ratio | 0 | 0 | 0 | 0 | 0 | 0 | 0 | 0 | 0 | 0 | 0 | 0 | 0 | 0 | 0 | 0 | 0 | 0 | 0 | 0 | 0 | 0 | 0 | 0 | 0 | 0 | 0 | 0 | 0 | 0
F2_Commercial_Restaurant_Existing_Office Equipment_Electric_Laptop_E9 | F2 | Commercial | Restaurant | Existing | Office Equipment | Electric | Laptop | E9 | TRC BC Ratio | 0 | 0 | 0 | 0 | 0 | 0 | 0 | 0 | 0 | 0 | 0 | 0 | 0 | 0 | 0 | 0 | 0 | 0 | 0 | 0 | 0 | 0 | 0 | 0 | 0 | 0 | 0 | 0 | 0 | 0
F2_Commercial_Restaurant_Existing_Office Equipment_Electric_Laptop_E10 | F2 | Commercial | Restaurant | Existing | Office Equipment | Electric | Laptop | E10 | TRC BC Ratio | 0 | 0 | 0 | 0 | 0 | 0 | 0 | 0 | 0 | 0 | 0 | 0 | 0 | 0 | 0 | 0 | 0 | 0 | 0 | 0 | 0 | 0 | 0 | 0 | 0 | 0 | 0 | 0 | 0 | 0
F3_Commercial_Restaurant_Existing_Office Equipment_Electric_Laptop_E1 | F3 | Commercial | Restaurant | Existing | Office Equipment | Electric | Laptop | E1 | PACT BC Ratio | 0 | 0 | 0 | 0 | 0 | 0 | 0 | 0 | 0 | 0 | 0 | 0 | 0 | 0 | 0 | 0 | 0 | 0 | 0 | 0 | 0 | 0 | 0 | 0 | 0 | 0 | 0 | 0 | 0 | 0
F3_Commercial_Restaurant_Existing_Office Equipment_Electric_Laptop_E2 | F3 | Commercial | Restaurant | Existing | Office Equipment | Electric | Laptop | E2 | PACT BC Ratio | 0 | 0 | 0 | 0 | 0 | 0 | 0 | 0 | 0 | 0 | 0 | 0 | 0 | 0 | 0 | 0 | 0 | 0 | 0 | 0 | 0 | 0 | 0 | 0 | 0 | 0 | 0 | 0 | 0 | 0
F3_Commercial_Restaurant_Existing_Office Equipment_Electric_Laptop_E3 | F3 | Commercial | Restaurant | Existing | Office Equipment | Electric | Laptop | E3 | PACT BC Ratio | 0 | 0 | 0 | 0 | 0 | 0 | 0 | 0 | 0 | 0 | 0 | 0 | 0 | 0 | 0 | 0 | 0 | 0 | 0 | 0 | 0 | 0 | 0 | 0 | 0 | 0 | 0 | 0 | 0 | 0
F3_Commercial_Restaurant_Existing_Office Equipment_Electric_Laptop_E4 | F3 | Commercial | Restaurant | Existing | Office Equipment | Electric | Laptop | E4 | PACT BC Ratio | 0 | 0 | 0 | 0 | 0 | 0 | 0 | 0 | 0 | 0 | 0 | 0 | 0 | 0 | 0 | 0 | 0 | 0 | 0 | 0 | 0 | 0 | 0 | 0 | 0 | 0 | 0 | 0 | 0 | 0
F3_Commercial_Restaurant_Existing_Office Equipment_Electric_Laptop_E5 | F3 | Commercial | Restaurant | Existing | Office Equipment | Electric | Laptop | E5 | PACT BC Ratio | 0 | 0 | 0 | 0 | 0 | 0 | 0 | 0 | 0 | 0 | 0 | 0 | 0 | 0 | 0 | 0 | 0 | 0 | 0 | 0 | 0 | 0 | 0 | 0 | 0 | 0 | 0 | 0 | 0 | 0
F3_Commercial_Restaurant_Existing_Office Equipment_Electric_Laptop_E6 | F3 | Commercial | Restaurant | Existing | Office Equipment | Electric | Laptop | E6 | PACT BC Ratio | 0 | 0 | 0 | 0 | 0 | 0 | 0 | 0 | 0 | 0 | 0 | 0 | 0 | 0 | 0 | 0 | 0 | 0 | 0 | 0 | 0 | 0 | 0 | 0 | 0 | 0 | 0 | 0 | 0 | 0
F3_Commercial_Restaurant_Existing_Office Equipment_Electric_Laptop_E7 | F3 | Commercial | Restaurant | Existing | Office Equipment | Electric | Laptop | E7 | PACT BC Ratio | 0 | 0 | 0 | 0 | 0 | 0 | 0 | 0 | 0 | 0 | 0 | 0 | 0 | 0 | 0 | 0 | 0 | 0 | 0 | 0 | 0 | 0 | 0 | 0 | 0 | 0 | 0 | 0 | 0 | 0
F3_Commercial_Restaurant_Existing_Office Equipment_Electric_Laptop_E8 | F3 | Commercial | Restaurant | Existing | Office Equipment | Electric | Laptop | E8 | PACT BC Ratio | 0 | 0 | 0 | 0 | 0 | 0 | 0 | 0 | 0 | 0 | 0 | 0 | 0 | 0 | 0 | 0 | 0 | 0 | 0 | 0 | 0 | 0 | 0 | 0 | 0 | 0 | 0 | 0 | 0 | 0
F3_Commercial_Restaurant_Existing_Office Equipment_Electric_Laptop_E9 | F3 | Commercial | Restaurant | Existing | Office Equipment | Electric | Laptop | E9 | PACT BC Ratio | 0 | 0 | 0 | 0 | 0 | 0 | 0 | 0 | 0 | 0 | 0 | 0 | 0 | 0 | 0 | 0 | 0 | 0 | 0 | 0 | 0 | 0 | 0 | 0 | 0 | 0 | 0 | 0 | 0 | 0
F3_Commercial_Restaurant_Existing_Office Equipment_Electric_Laptop_E10 | F3 | Commercial | Restaurant | Existing | Office Equipment | Electric | Laptop | E10 | PACT BC Ratio | 0 | 0 | 0 | 0 | 0 | 0 | 0 | 0 | 0 | 0 | 0 | 0 | 0 | 0 | 0 | 0 | 0 | 0 | 0 | 0 | 0 | 0 | 0 | 0 | 0 | 0 | 0 | 0 | 0 | 0
F4_Commercial_Restaurant_Existing_Office Equipment_Electric_Laptop_E1 | F4 | Commercial | Restaurant | Existing | Office Equipment | Electric | Laptop | E1 | RVT BC Ratio | 0 | 0 | 0 | 0 | 0 | 0 | 0 | 0 | 0 | 0 | 0 | 0 | 0 | 0 | 0 | 0 | 0 | 0 | 0 | 0 | 0 | 0 | 0 | 0 | 0 | 0 | 0 | 0 | 0 | 0
F4_Commercial_Restaurant_Existing_Office Equipment_Electric_Laptop_E2 | F4 | Commercial | Restaurant | Existing | Office Equipment | Electric | Laptop | E2 | RVT BC Ratio | 0 | 0 | 0 | 0 | 0 | 0 | 0 | 0 | 0 | 0 | 0 | 0 | 0 | 0 | 0 | 0 | 0 | 0 | 0 | 0 | 0 | 0 | 0 | 0 | 0 | 0 | 0 | 0 | 0 | 0
F4_Commercial_Restaurant_Existing_Office Equipment_Electric_Laptop_E3 | F4 | Commercial | Restaurant | Existing | Office Equipment | Electric | Laptop | E3 | RVT BC Ratio | 0 | 0 | 0 | 0 | 0 | 0 | 0 | 0 | 0 | 0 | 0 | 0 | 0 | 0 | 0 | 0 | 0 | 0 | 0 | 0 | 0 | 0 | 0 | 0 | 0 | 0 | 0 | 0 | 0 | 0
F4_Commercial_Restaurant_Existing_Office Equipment_Electric_Laptop_E4 | F4 | Commercial | Restaurant | Existing | Office Equipment | Electric | Laptop | E4 | RVT BC Ratio | 0 | 0 | 0 | 0 | 0 | 0 | 0 | 0 | 0 | 0 | 0 | 0 | 0 | 0 | 0 | 0 | 0 | 0 | 0 | 0 | 0 | 0 | 0 | 0 | 0 | 0 | 0 | 0 | 0 | 0
F4_Commercial_Restaurant_Existing_Office Equipment_Electric_Laptop_E5 | F4 | Commercial | Restaurant | Existing | Office Equipment | Electric | Laptop | E5 | RVT BC Ratio | 0 | 0 | 0 | 0 | 0 | 0 | 0 | 0 | 0 | 0 | 0 | 0 | 0 | 0 | 0 | 0 | 0 | 0 | 0 | 0 | 0 | 0 | 0 | 0 | 0 | 0 | 0 | 0 | 0 | 0
F4_Commercial_Restaurant_Existing_Office Equipment_Electric_Laptop_E6 | F4 | Commercial | Restaurant | Existing | Office Equipment | Electric | Laptop | E6 | RVT BC Ratio | 0 | 0 | 0 | 0 | 0 | 0 | 0 | 0 | 0 | 0 | 0 | 0 | 0 | 0 | 0 | 0 | 0 | 0 | 0 | 0 | 0 | 0 | 0 | 0 | 0 | 0 | 0 | 0 | 0 | 0
F4_Commercial_Restaurant_Existing_Office Equipment_Electric_Laptop_E7 | F4 | Commercial | Restaurant | Existing | Office Equipment | Electric | Laptop | E7 | RVT BC Ratio | 0 | 0 | 0 | 0 | 0 | 0 | 0 | 0 | 0 | 0 | 0 | 0 | 0 | 0 | 0 | 0 | 0 | 0 | 0 | 0 | 0 | 0 | 0 | 0 | 0 | 0 | 0 | 0 | 0 | 0
F4_Commercial_Restaurant_Existing_Office Equipment_Electric_Laptop_E8 | F4 | Commercial | Restaurant | Existing | Office Equipment | Electric | Laptop | E8 | RVT BC Ratio | 0 | 0 | 0 | 0 | 0 | 0 | 0 | 0 | 0 | 0 | 0 | 0 | 0 | 0 | 0 | 0 | 0 | 0 | 0 | 0 | 0 | 0 | 0 | 0 | 0 | 0 | 0 | 0 | 0 | 0
F4_Commercial_Restaurant_Existing_Office Equipment_Electric_Laptop_E9 | F4 | Commercial | Restaurant | Existing | Office Equipment | Electric | Laptop | E9 | RVT BC Ratio | 0 | 0 | 0 | 0 | 0 | 0 | 0 | 0 | 0 | 0 | 0 | 0 | 0 | 0 | 0 | 0 | 0 | 0 | 0 | 0 | 0 | 0 | 0 | 0 | 0 | 0 | 0 | 0 | 0 | 0
F4_Commercial_Restaurant_Existing_Office Equipment_Electric_Laptop_E10 | F4 | Commercial | Restaurant | Existing | Office Equipment | Electric | Laptop | E10 | RVT BC Ratio | 0 | 0 | 0 | 0 | 0 | 0 | 0 | 0 | 0 | 0 | 0 | 0 | 0 | 0 | 0 | 0 | 0 | 0 | 0 | 0 | 0 | 0 | 0 | 0 | 0 | 0 | 0 | 0 | 0 | 0
F5_Commercial_Restaurant_Existing_Office Equipment_Electric_Laptop_E1 | F5 | Commercial | Restaurant | Existing | Office Equipment | Electric | Laptop | E1 | RIM BC Ratio | 0 | 0 | 0 | 0 | 0 | 0 | 0 | 0 | 0 | 0 | 0 | 0 | 0 | 0 | 0 | 0 | 0 | 0 | 0 | 0 | 0 | 0 | 0 | 0 | 0 | 0 | 0 | 0 | 0 | 0
F5_Commercial_Restaurant_Existing_Office Equipment_Electric_Laptop_E2 | F5 | Commercial | Restaurant | Existing | Office Equipment | Electric | Laptop | E2 | RIM BC Ratio | 0 | 0 | 0 | 0 | 0 | 0 | 0 | 0 | 0 | 0 | 0 | 0 | 0 | 0 | 0 | 0 | 0 | 0 | 0 | 0 | 0 | 0 | 0 | 0 | 0 | 0 | 0 | 0 | 0 | 0
F5_Commercial_Restaurant_Existing_Office Equipment_Electric_Laptop_E3 | F5 | Commercial | Restaurant | Existing | Office Equipment | Electric | Laptop | E3 | RIM BC Ratio | 0 | 0 | 0 | 0 | 0 | 0 | 0 | 0 | 0 | 0 | 0 | 0 | 0 | 0 | 0 | 0 | 0 | 0 | 0 | 0 | 0 | 0 | 0 | 0 | 0 | 0 | 0 | 0 | 0 | 0
F5_Commercial_Restaurant_Existing_Office Equipment_Electric_Laptop_E4 | F5 | Commercial | Restaurant | Existing | Office Equipment | Electric | Laptop | E4 | RIM BC Ratio | 0 | 0 | 0 | 0 | 0 | 0 | 0 | 0 | 0 | 0 | 0 | 0 | 0 | 0 | 0 | 0 | 0 | 0 | 0 | 0 | 0 | 0 | 0 | 0 | 0 | 0 | 0 | 0 | 0 | 0
F5_Commercial_Restaurant_Existing_Office Equipment_Electric_Laptop_E5 | F5 | Commercial | Restaurant | Existing | Office Equipment | Electric | Laptop | E5 | RIM BC Ratio | 0 | 0 | 0 | 0 | 0 | 0 | 0 | 0 | 0 | 0 | 0 | 0 | 0 | 0 | 0 | 0 | 0 | 0 | 0 | 0 | 0 | 0 | 0 | 0 | 0 | 0 | 0 | 0 | 0 | 0
F5_Commercial_Restaurant_Existing_Office Equipment_Electric_Laptop_E6 | F5 | Commercial | Restaurant | Existing | Office Equipment | Electric | Laptop | E6 | RIM BC Ratio | 0 | 0 | 0 | 0 | 0 | 0 | 0 | 0 | 0 | 0 | 0 | 0 | 0 | 0 | 0 | 0 | 0 | 0 | 0 | 0 | 0 | 0 | 0 | 0 | 0 | 0 | 0 | 0 | 0 | 0
F5_Commercial_Restaurant_Existing_Office Equipment_Electric_Laptop_E7 | F5 | Commercial | Restaurant | Existing | Office Equipment | Electric | Laptop | E7 | RIM BC Ratio | 0 | 0 | 0 | 0 | 0 | 0 | 0 | 0 | 0 | 0 | 0 | 0 | 0 | 0 | 0 | 0 | 0 | 0 | 0 | 0 | 0 | 0 | 0 | 0 | 0 | 0 | 0 | 0 | 0 | 0
F5_Commercial_Restaurant_Existing_Office Equipment_Electric_Laptop_E8 | F5 | Commercial | Restaurant | Existing | Office Equipment | Electric | Laptop | E8 | RIM BC Ratio | 0 | 0 | 0 | 0 | 0 | 0 | 0 | 0 | 0 | 0 | 0 | 0 | 0 | 0 | 0 | 0 | 0 | 0 | 0 | 0 | 0 | 0 | 0 | 0 | 0 | 0 | 0 | 0 | 0 | 0
F5_Commercial_Restaurant_Existing_Office Equipment_Electric_Laptop_E9 | F5 | Commercial | Restaurant | Existing | Office Equipment | Electric | Laptop | E9 | RIM BC Ratio | 0 | 0 | 0 | 0 | 0 | 0 | 0 | 0 | 0 | 0 | 0 | 0 | 0 | 0 | 0 | 0 | 0 | 0 | 0 | 0 | 0 | 0 | 0 | 0 | 0 | 0 | 0 | 0 | 0 | 0
F5_Commercial_Restaurant_Existing_Office Equipment_Electric_Laptop_E10 | F5 | Commercial | Restaurant | Existing | Office Equipment | Electric | Laptop | E10 | RIM BC Ratio | 0 | 0 | 0 | 0 | 0 | 0 | 0 | 0 | 0 | 0 | 0 | 0 | 0 | 0 | 0 | 0 | 0 | 0 | 0 | 0 | 0 | 0 | 0 | 0 | 0 | 0 | 0 | 0 | 0 | 0
F0_Commercial_Restaurant_Existing_Office Equipment_Electric_Server_E0 | F0 | Commercial | Restaurant | Existing | Office Equipment | Electric | Server | E0 | Economic Unit | 0 | 0 | 0 | 0 | 0 | 0 | 0 | 0 | 0 | 0 | 0 | 0 | 0 | 0 | 0 | 0 | 0 | 0 | 0 | 0 | 0 | 0 | 0 | 0 | 0 | 0 | 0 | 0 | 0 | 0
F1_Commercial_Restaurant_Existing_Office Equipment_Electric_Server_E1 | F1 | Commercial | Restaurant | Existing | Office Equipment | Electric | Server | E1 | CCE | 0 | 0 | 0 | 0 | 0 | 0 | 0 | 0 | 0 | 0 | 0 | 0 | 0 | 0 | 0 | 0 | 0 | 0 | 0 | 0 | 0 | 0 | 0 | 0 | 0 | 0 | 0 | 0 | 0 | 0
F1_Commercial_Restaurant_Existing_Office Equipment_Electric_Server_E2 | F1 | Commercial | Restaurant | Existing | Office Equipment | Electric | Server | E2 | CCE | 0 | 0 | 0 | 0 | 0 | 0 | 0 | 0 | 0 | 0 | 0 | 0 | 0 | 0 | 0 | 0 | 0 | 0 | 0 | 0 | 0 | 0 | 0 | 0 | 0 | 0 | 0 | 0 | 0 | 0
F1_Commercial_Restaurant_Existing_Office Equipment_Electric_Server_E3 | F1 | Commercial | Restaurant | Existing | Office Equipment | Electric | Server | E3 | CCE | 0 | 0 | 0 | 0 | 0 | 0 | 0 | 0 | 0 | 0 | 0 | 0 | 0 | 0 | 0 | 0 | 0 | 0 | 0 | 0 | 0 | 0 | 0 | 0 | 0 | 0 | 0 | 0 | 0 | 0
F1_Commercial_Restaurant_Existing_Office Equipment_Electric_Server_E4 | F1 | Commercial | Restaurant | Existing | Office Equipment | Electric | Server | E4 | CCE | 0 | 0 | 0 | 0 | 0 | 0 | 0 | 0 | 0 | 0 | 0 | 0 | 0 | 0 | 0 | 0 | 0 | 0 | 0 | 0 | 0 | 0 | 0 | 0 | 0 | 0 | 0 | 0 | 0 | 0
F1_Commercial_Restaurant_Existing_Office Equipment_Electric_Server_E5 | F1 | Commercial | Restaurant | Existing | Office Equipment | Electric | Server | E5 | CCE | 0 | 0 | 0 | 0 | 0 | 0 | 0 | 0 | 0 | 0 | 0 | 0 | 0 | 0 | 0 | 0 | 0 | 0 | 0 | 0 | 0 | 0 | 0 | 0 | 0 | 0 | 0 | 0 | 0 | 0
F1_Commercial_Restaurant_Existing_Office Equipment_Electric_Server_E6 | F1 | Commercial | Restaurant | Existing | Office Equipment | Electric | Server | E6 | CCE | 0 | 0 | 0 | 0 | 0 | 0 | 0 | 0 | 0 | 0 | 0 | 0 | 0 | 0 | 0 | 0 | 0 | 0 | 0 | 0 | 0 | 0 | 0 | 0 | 0 | 0 | 0 | 0 | 0 | 0
F1_Commercial_Restaurant_Existing_Office Equipment_Electric_Server_E7 | F1 | Commercial | Restaurant | Existing | Office Equipment | Electric | Server | E7 | CCE | 0 | 0 | 0 | 0 | 0 | 0 | 0 | 0 | 0 | 0 | 0 | 0 | 0 | 0 | 0 | 0 | 0 | 0 | 0 | 0 | 0 | 0 | 0 | 0 | 0 | 0 | 0 | 0 | 0 | 0
F1_Commercial_Restaurant_Existing_Office Equipment_Electric_Server_E8 | F1 | Commercial | Restaurant | Existing | Office Equipment | Electric | Server | E8 | CCE | 0 | 0 | 0 | 0 | 0 | 0 | 0 | 0 | 0 | 0 | 0 | 0 | 0 | 0 | 0 | 0 | 0 | 0 | 0 | 0 | 0 | 0 | 0 | 0 | 0 | 0 | 0 | 0 | 0 | 0
F1_Commercial_Restaurant_Existing_Office Equipment_Electric_Server_E9 | F1 | Commercial | Restaurant | Existing | Office Equipment | Electric | Server | E9 | CCE | 0 | 0 | 0 | 0 | 0 | 0 | 0 | 0 | 0 | 0 | 0 | 0 | 0 | 0 | 0 | 0 | 0 | 0 | 0 | 0 | 0 | 0 | 0 | 0 | 0 | 0 | 0 | 0 | 0 | 0
F1_Commercial_Restaurant_Existing_Office Equipment_Electric_Server_E10 | F1 | Commercial | Restaurant | Existing | Office Equipment | Electric | Server | E10 | CCE | 0 | 0 | 0 | 0 | 0 | 0 | 0 | 0 | 0 | 0 | 0 | 0 | 0 | 0 | 0 | 0 | 0 | 0 | 0 | 0 | 0 | 0 | 0 | 0 | 0 | 0 | 0 | 0 | 0 | 0
F2_Commercial_Restaurant_Existing_Office Equipment_Electric_Server_E1 | F2 | Commercial | Restaurant | Existing | Office Equipment | Electric | Server | E1 | TRC BC Ratio | 0 | 0 | 0 | 0 | 0 | 0 | 0 | 0 | 0 | 0 | 0 | 0 | 0 | 0 | 0 | 0 | 0 | 0 | 0 | 0 | 0 | 0 | 0 | 0 | 0 | 0 | 0 | 0 | 0 | 0
F2_Commercial_Restaurant_Existing_Office Equipment_Electric_Server_E2 | F2 | Commercial | Restaurant | Existing | Office Equipment | Electric | Server | E2 | TRC BC Ratio | 0 | 0 | 0 | 0 | 0 | 0 | 0 | 0 | 0 | 0 | 0 | 0 | 0 | 0 | 0 | 0 | 0 | 0 | 0 | 0 | 0 | 0 | 0 | 0 | 0 | 0 | 0 | 0 | 0 | 0
F2_Commercial_Restaurant_Existing_Office Equipment_Electric_Server_E3 | F2 | Commercial | Restaurant | Existing | Office Equipment | Electric | Server | E3 | TRC BC Ratio | 0 | 0 | 0 | 0 | 0 | 0 | 0 | 0 | 0 | 0 | 0 | 0 | 0 | 0 | 0 | 0 | 0 | 0 | 0 | 0 | 0 | 0 | 0 | 0 | 0 | 0 | 0 | 0 | 0 | 0
F2_Commercial_Restaurant_Existing_Office Equipment_Electric_Server_E4 | F2 | Commercial | Restaurant | Existing | Office Equipment | Electric | Server | E4 | TRC BC Ratio | 0 | 0 | 0 | 0 | 0 | 0 | 0 | 0 | 0 | 0 | 0 | 0 | 0 | 0 | 0 | 0 | 0 | 0 | 0 | 0 | 0 | 0 | 0 | 0 | 0 | 0 | 0 | 0 | 0 | 0
F2_Commercial_Restaurant_Existing_Office Equipment_Electric_Server_E5 | F2 | Commercial | Restaurant | Existing | Office Equipment | Electric | Server | E5 | TRC BC Ratio | 0 | 0 | 0 | 0 | 0 | 0 | 0 | 0 | 0 | 0 | 0 | 0 | 0 | 0 | 0 | 0 | 0 | 0 | 0 | 0 | 0 | 0 | 0 | 0 | 0 | 0 | 0 | 0 | 0 | 0
F2_Commercial_Restaurant_Existing_Office Equipment_Electric_Server_E6 | F2 | Commercial | Restaurant | Existing | Office Equipment | Electric | Server | E6 | TRC BC Ratio | 0 | 0 | 0 | 0 | 0 | 0 | 0 | 0 | 0 | 0 | 0 | 0 | 0 | 0 | 0 | 0 | 0 | 0 | 0 | 0 | 0 | 0 | 0 | 0 | 0 | 0 | 0 | 0 | 0 | 0
F2_Commercial_Restaurant_Existing_Office Equipment_Electric_Server_E7 | F2 | Commercial | Restaurant | Existing | Office Equipment | Electric | Server | E7 | TRC BC Ratio | 0 | 0 | 0 | 0 | 0 | 0 | 0 | 0 | 0 | 0 | 0 | 0 | 0 | 0 | 0 | 0 | 0 | 0 | 0 | 0 | 0 | 0 | 0 | 0 | 0 | 0 | 0 | 0 | 0 | 0
F2_Commercial_Restaurant_Existing_Office Equipment_Electric_Server_E8 | F2 | Commercial | Restaurant | Existing | Office Equipment | Electric | Server | E8 | TRC BC Ratio | 0 | 0 | 0 | 0 | 0 | 0 | 0 | 0 | 0 | 0 | 0 | 0 | 0 | 0 | 0 | 0 | 0 | 0 | 0 | 0 | 0 | 0 | 0 | 0 | 0 | 0 | 0 | 0 | 0 | 0
F2_Commercial_Restaurant_Existing_Office Equipment_Electric_Server_E9 | F2 | Commercial | Restaurant | Existing | Office Equipment | Electric | Server | E9 | TRC BC Ratio | 0 | 0 | 0 | 0 | 0 | 0 | 0 | 0 | 0 | 0 | 0 | 0 | 0 | 0 | 0 | 0 | 0 | 0 | 0 | 0 | 0 | 0 | 0 | 0 | 0 | 0 | 0 | 0 | 0 | 0
F2_Commercial_Restaurant_Existing_Office Equipment_Electric_Server_E10 | F2 | Commercial | Restaurant | Existing | Office Equipment | Electric | Server | E10 | TRC BC Ratio | 0 | 0 | 0 | 0 | 0 | 0 | 0 | 0 | 0 | 0 | 0 | 0 | 0 | 0 | 0 | 0 | 0 | 0 | 0 | 0 | 0 | 0 | 0 | 0 | 0 | 0 | 0 | 0 | 0 | 0
F3_Commercial_Restaurant_Existing_Office Equipment_Electric_Server_E1 | F3 | Commercial | Restaurant | Existing | Office Equipment | Electric | Server | E1 | PACT BC Ratio | 0 | 0 | 0 | 0 | 0 | 0 | 0 | 0 | 0 | 0 | 0 | 0 | 0 | 0 | 0 | 0 | 0 | 0 | 0 | 0 | 0 | 0 | 0 | 0 | 0 | 0 | 0 | 0 | 0 | 0
F3_Commercial_Restaurant_Existing_Office Equipment_Electric_Server_E2 | F3 | Commercial | Restaurant | Existing | Office Equipment | Electric | Server | E2 | PACT BC Ratio | 0 | 0 | 0 | 0 | 0 | 0 | 0 | 0 | 0 | 0 | 0 | 0 | 0 | 0 | 0 | 0 | 0 | 0 | 0 | 0 | 0 | 0 | 0 | 0 | 0 | 0 | 0 | 0 | 0 | 0
F3_Commercial_Restaurant_Existing_Office Equipment_Electric_Server_E3 | F3 | Commercial | Restaurant | Existing | Office Equipment | Electric | Server | E3 | PACT BC Ratio | 0 | 0 | 0 | 0 | 0 | 0 | 0 | 0 | 0 | 0 | 0 | 0 | 0 | 0 | 0 | 0 | 0 | 0 | 0 | 0 | 0 | 0 | 0 | 0 | 0 | 0 | 0 | 0 | 0 | 0
F3_Commercial_Restaurant_Existing_Office Equipment_Electric_Server_E4 | F3 | Commercial | Restaurant | Existing | Office Equipment | Electric | Server | E4 | PACT BC Ratio | 0 | 0 | 0 | 0 | 0 | 0 | 0 | 0 | 0 | 0 | 0 | 0 | 0 | 0 | 0 | 0 | 0 | 0 | 0 | 0 | 0 | 0 | 0 | 0 | 0 | 0 | 0 | 0 | 0 | 0
F3_Commercial_Restaurant_Existing_Office Equipment_Electric_Server_E5 | F3 | Commercial | Restaurant | Existing | Office Equipment | Electric | Server | E5 | PACT BC Ratio | 0 | 0 | 0 | 0 | 0 | 0 | 0 | 0 | 0 | 0 | 0 | 0 | 0 | 0 | 0 | 0 | 0 | 0 | 0 | 0 | 0 | 0 | 0 | 0 | 0 | 0 | 0 | 0 | 0 | 0
F3_Commercial_Restaurant_Existing_Office Equipment_Electric_Server_E6 | F3 | Commercial | Restaurant | Existing | Office Equipment | Electric | Server | E6 | PACT BC Ratio | 0 | 0 | 0 | 0 | 0 | 0 | 0 | 0 | 0 | 0 | 0 | 0 | 0 | 0 | 0 | 0 | 0 | 0 | 0 | 0 | 0 | 0 | 0 | 0 | 0 | 0 | 0 | 0 | 0 | 0
F3_Commercial_Restaurant_Existing_Office Equipment_Electric_Server_E7 | F3 | Commercial | Restaurant | Existing | Office Equipment | Electric | Server | E7 | PACT BC Ratio | 0 | 0 | 0 | 0 | 0 | 0 | 0 | 0 | 0 | 0 | 0 | 0 | 0 | 0 | 0 | 0 | 0 | 0 | 0 | 0 | 0 | 0 | 0 | 0 | 0 | 0 | 0 | 0 | 0 | 0
F3_Commercial_Restaurant_Existing_Office Equipment_Electric_Server_E8 | F3 | Commercial | Restaurant | Existing | Office Equipment | Electric | Server | E8 | PACT BC Ratio | 0 | 0 | 0 | 0 | 0 | 0 | 0 | 0 | 0 | 0 | 0 | 0 | 0 | 0 | 0 | 0 | 0 | 0 | 0 | 0 | 0 | 0 | 0 | 0 | 0 | 0 | 0 | 0 | 0 | 0
F3_Commercial_Restaurant_Existing_Office Equipment_Electric_Server_E9 | F3 | Commercial | Restaurant | Existing | Office Equipment | Electric | Server | E9 | PACT BC Ratio | 0 | 0 | 0 | 0 | 0 | 0 | 0 | 0 | 0 | 0 | 0 | 0 | 0 | 0 | 0 | 0 | 0 | 0 | 0 | 0 | 0 | 0 | 0 | 0 | 0 | 0 | 0 | 0 | 0 | 0
F3_Commercial_Restaurant_Existing_Office Equipment_Electric_Server_E10 | F3 | Commercial | Restaurant | Existing | Office Equipment | Electric | Server | E10 | PACT BC Ratio | 0 | 0 | 0 | 0 | 0 | 0 | 0 | 0 | 0 | 0 | 0 | 0 | 0 | 0 | 0 | 0 | 0 | 0 | 0 | 0 | 0 | 0 | 0 | 0 | 0 | 0 | 0 | 0 | 0 | 0
F4_Commercial_Restaurant_Existing_Office Equipment_Electric_Server_E1 | F4 | Commercial | Restaurant | Existing | Office Equipment | Electric | Server | E1 | RVT BC Ratio | 0 | 0 | 0 | 0 | 0 | 0 | 0 | 0 | 0 | 0 | 0 | 0 | 0 | 0 | 0 | 0 | 0 | 0 | 0 | 0 | 0 | 0 | 0 | 0 | 0 | 0 | 0 | 0 | 0 | 0
F4_Commercial_Restaurant_Existing_Office Equipment_Electric_Server_E2 | F4 | Commercial | Restaurant | Existing | Office Equipment | Electric | Server | E2 | RVT BC Ratio | 0 | 0 | 0 | 0 | 0 | 0 | 0 | 0 | 0 | 0 | 0 | 0 | 0 | 0 | 0 | 0 | 0 | 0 | 0 | 0 | 0 | 0 | 0 | 0 | 0 | 0 | 0 | 0 | 0 | 0
F4_Commercial_Restaurant_Existing_Office Equipment_Electric_Server_E3 | F4 | Commercial | Restaurant | Existing | Office Equipment | Electric | Server | E3 | RVT BC Ratio | 0 | 0 | 0 | 0 | 0 | 0 | 0 | 0 | 0 | 0 | 0 | 0 | 0 | 0 | 0 | 0 | 0 | 0 | 0 | 0 | 0 | 0 | 0 | 0 | 0 | 0 | 0 | 0 | 0 | 0
F4_Commercial_Restaurant_Existing_Office Equipment_Electric_Server_E4 | F4 | Commercial | Restaurant | Existing | Office Equipment | Electric | Server | E4 | RVT BC Ratio | 0 | 0 | 0 | 0 | 0 | 0 | 0 | 0 | 0 | 0 | 0 | 0 | 0 | 0 | 0 | 0 | 0 | 0 | 0 | 0 | 0 | 0 | 0 | 0 | 0 | 0 | 0 | 0 | 0 | 0
F4_Commercial_Restaurant_Existing_Office Equipment_Electric_Server_E5 | F4 | Commercial | Restaurant | Existing | Office Equipment | Electric | Server | E5 | RVT BC Ratio | 0 | 0 | 0 | 0 | 0 | 0 | 0 | 0 | 0 | 0 | 0 | 0 | 0 | 0 | 0 | 0 | 0 | 0 | 0 | 0 | 0 | 0 | 0 | 0 | 0 | 0 | 0 | 0 | 0 | 0
F4_Commercial_Restaurant_Existing_Office Equipment_Electric_Server_E6 | F4 | Commercial | Restaurant | Existing | Office Equipment | Electric | Server | E6 | RVT BC Ratio | 0 | 0 | 0 | 0 | 0 | 0 | 0 | 0 | 0 | 0 | 0 | 0 | 0 | 0 | 0 | 0 | 0 | 0 | 0 | 0 | 0 | 0 | 0 | 0 | 0 | 0 | 0 | 0 | 0 | 0
F4_Commercial_Restaurant_Existing_Office Equipment_Electric_Server_E7 | F4 | Commercial | Restaurant | Existing | Office Equipment | Electric | Server | E7 | RVT BC Ratio | 0 | 0 | 0 | 0 | 0 | 0 | 0 | 0 | 0 | 0 | 0 | 0 | 0 | 0 | 0 | 0 | 0 | 0 | 0 | 0 | 0 | 0 | 0 | 0 | 0 | 0 | 0 | 0 | 0 | 0
F4_Commercial_Restaurant_Existing_Office Equipment_Electric_Server_E8 | F4 | Commercial | Restaurant | Existing | Office Equipment | Electric | Server | E8 | RVT BC Ratio | 0 | 0 | 0 | 0 | 0 | 0 | 0 | 0 | 0 | 0 | 0 | 0 | 0 | 0 | 0 | 0 | 0 | 0 | 0 | 0 | 0 | 0 | 0 | 0 | 0 | 0 | 0 | 0 | 0 | 0
F4_Commercial_Restaurant_Existing_Office Equipment_Electric_Server_E9 | F4 | Commercial | Restaurant | Existing | Office Equipment | Electric | Server | E9 | RVT BC Ratio | 0 | 0 | 0 | 0 | 0 | 0 | 0 | 0 | 0 | 0 | 0 | 0 | 0 | 0 | 0 | 0 | 0 | 0 | 0 | 0 | 0 | 0 | 0 | 0 | 0 | 0 | 0 | 0 | 0 | 0
F4_Commercial_Restaurant_Existing_Office Equipment_Electric_Server_E10 | F4 | Commercial | Restaurant | Existing | Office Equipment | Electric | Server | E10 | RVT BC Ratio | 0 | 0 | 0 | 0 | 0 | 0 | 0 | 0 | 0 | 0 | 0 | 0 | 0 | 0 | 0 | 0 | 0 | 0 | 0 | 0 | 0 | 0 | 0 | 0 | 0 | 0 | 0 | 0 | 0 | 0
F5_Commercial_Restaurant_Existing_Office Equipment_Electric_Server_E1 | F5 | Commercial | Restaurant | Existing | Office Equipment | Electric | Server | E1 | RIM BC Ratio | 0 | 0 | 0 | 0 | 0 | 0 | 0 | 0 | 0 | 0 | 0 | 0 | 0 | 0 | 0 | 0 | 0 | 0 | 0 | 0 | 0 | 0 | 0 | 0 | 0 | 0 | 0 | 0 | 0 | 0
F5_Commercial_Restaurant_Existing_Office Equipment_Electric_Server_E2 | F5 | Commercial | Restaurant | Existing | Office Equipment | Electric | Server | E2 | RIM BC Ratio | 0 | 0 | 0 | 0 | 0 | 0 | 0 | 0 | 0 | 0 | 0 | 0 | 0 | 0 | 0 | 0 | 0 | 0 | 0 | 0 | 0 | 0 | 0 | 0 | 0 | 0 | 0 | 0 | 0 | 0
F5_Commercial_Restaurant_Existing_Office Equipment_Electric_Server_E3 | F5 | Commercial | Restaurant | Existing | Office Equipment | Electric | Server | E3 | RIM BC Ratio | 0 | 0 | 0 | 0 | 0 | 0 | 0 | 0 | 0 | 0 | 0 | 0 | 0 | 0 | 0 | 0 | 0 | 0 | 0 | 0 | 0 | 0 | 0 | 0 | 0 | 0 | 0 | 0 | 0 | 0
F5_Commercial_Restaurant_Existing_Office Equipment_Electric_Server_E4 | F5 | Commercial | Restaurant | Existing | Office Equipment | Electric | Server | E4 | RIM BC Ratio | 0 | 0 | 0 | 0 | 0 | 0 | 0 | 0 | 0 | 0 | 0 | 0 | 0 | 0 | 0 | 0 | 0 | 0 | 0 | 0 | 0 | 0 | 0 | 0 | 0 | 0 | 0 | 0 | 0 | 0
F5_Commercial_Restaurant_Existing_Office Equipment_Electric_Server_E5 | F5 | Commercial | Restaurant | Existing | Office Equipment | Electric | Server | E5 | RIM BC Ratio | 0 | 0 | 0 | 0 | 0 | 0 | 0 | 0 | 0 | 0 | 0 | 0 | 0 | 0 | 0 | 0 | 0 | 0 | 0 | 0 | 0 | 0 | 0 | 0 | 0 | 0 | 0 | 0 | 0 | 0
F5_Commercial_Restaurant_Existing_Office Equipment_Electric_Server_E6 | F5 | Commercial | Restaurant | Existing | Office Equipment | Electric | Server | E6 | RIM BC Ratio | 0 | 0 | 0 | 0 | 0 | 0 | 0 | 0 | 0 | 0 | 0 | 0 | 0 | 0 | 0 | 0 | 0 | 0 | 0 | 0 | 0 | 0 | 0 | 0 | 0 | 0 | 0 | 0 | 0 | 0
F5_Commercial_Restaurant_Existing_Office Equipment_Electric_Server_E7 | F5 | Commercial | Restaurant | Existing | Office Equipment | Electric | Server | E7 | RIM BC Ratio | 0 | 0 | 0 | 0 | 0 | 0 | 0 | 0 | 0 | 0 | 0 | 0 | 0 | 0 | 0 | 0 | 0 | 0 | 0 | 0 | 0 | 0 | 0 | 0 | 0 | 0 | 0 | 0 | 0 | 0
F5_Commercial_Restaurant_Existing_Office Equipment_Electric_Server_E8 | F5 | Commercial | Restaurant | Existing | Office Equipment | Electric | Server | E8 | RIM BC Ratio | 0 | 0 | 0 | 0 | 0 | 0 | 0 | 0 | 0 | 0 | 0 | 0 | 0 | 0 | 0 | 0 | 0 | 0 | 0 | 0 | 0 | 0 | 0 | 0 | 0 | 0 | 0 | 0 | 0 | 0
F5_Commercial_Restaurant_Existing_Office Equipment_Electric_Server_E9 | F5 | Commercial | Restaurant | Existing | Office Equipment | Electric | Server | E9 | RIM BC Ratio | 0 | 0 | 0 | 0 | 0 | 0 | 0 | 0 | 0 | 0 | 0 | 0 | 0 | 0 | 0 | 0 | 0 | 0 | 0 | 0 | 0 | 0 | 0 | 0 | 0 | 0 | 0 | 0 | 0 | 0
F5_Commercial_Restaurant_Existing_Office Equipment_Electric_Server_E10 | F5 | Commercial | Restaurant | Existing | Office Equipment | Electric | Server | E10 | RIM BC Ratio | 0 | 0 | 0 | 0 | 0 | 0 | 0 | 0 | 0 | 0 | 0 | 0 | 0 | 0 | 0 | 0 | 0 | 0 | 0 | 0 | 0 | 0 | 0 | 0 | 0 | 0 | 0 | 0 | 0 | 0
F0_Commercial_Restaurant_Existing_Office Equipment_Electric_Monitor_E0 | F0 | Commercial | Restaurant | Existing | Office Equipment | Electric | Monitor | E0 | Economic Unit | 0 | 0 | 0 | 0 | 0 | 0 | 0 | 0 | 0 | 0 | 0 | 0 | 0 | 0 | 0 | 0 | 0 | 0 | 0 | 0 | 0 | 0 | 0 | 0 | 0 | 0 | 0 | 0 | 0 | 0
F1_Commercial_Restaurant_Existing_Office Equipment_Electric_Monitor_E1 | F1 | Commercial | Restaurant | Existing | Office Equipment | Electric | Monitor | E1 | CCE | 0 | 0 | 0 | 0 | 0 | 0 | 0 | 0 | 0 | 0 | 0 | 0 | 0 | 0 | 0 | 0 | 0 | 0 | 0 | 0 | 0 | 0 | 0 | 0 | 0 | 0 | 0 | 0 | 0 | 0
F1_Commercial_Restaurant_Existing_Office Equipment_Electric_Monitor_E2 | F1 | Commercial | Restaurant | Existing | Office Equipment | Electric | Monitor | E2 | CCE | 0 | 0 | 0 | 0 | 0 | 0 | 0 | 0 | 0 | 0 | 0 | 0 | 0 | 0 | 0 | 0 | 0 | 0 | 0 | 0 | 0 | 0 | 0 | 0 | 0 | 0 | 0 | 0 | 0 | 0
F1_Commercial_Restaurant_Existing_Office Equipment_Electric_Monitor_E3 | F1 | Commercial | Restaurant | Existing | Office Equipment | Electric | Monitor | E3 | CCE | 0 | 0 | 0 | 0 | 0 | 0 | 0 | 0 | 0 | 0 | 0 | 0 | 0 | 0 | 0 | 0 | 0 | 0 | 0 | 0 | 0 | 0 | 0 | 0 | 0 | 0 | 0 | 0 | 0 | 0
F1_Commercial_Restaurant_Existing_Office Equipment_Electric_Monitor_E4 | F1 | Commercial | Restaurant | Existing | Office Equipment | Electric | Monitor | E4 | CCE | 0 | 0 | 0 | 0 | 0 | 0 | 0 | 0 | 0 | 0 | 0 | 0 | 0 | 0 | 0 | 0 | 0 | 0 | 0 | 0 | 0 | 0 | 0 | 0 | 0 | 0 | 0 | 0 | 0 | 0
F1_Commercial_Restaurant_Existing_Office Equipment_Electric_Monitor_E5 | F1 | Commercial | Restaurant | Existing | Office Equipment | Electric | Monitor | E5 | CCE | 0 | 0 | 0 | 0 | 0 | 0 | 0 | 0 | 0 | 0 | 0 | 0 | 0 | 0 | 0 | 0 | 0 | 0 | 0 | 0 | 0 | 0 | 0 | 0 | 0 | 0 | 0 | 0 | 0 | 0
F1_Commercial_Restaurant_Existing_Office Equipment_Electric_Monitor_E6 | F1 | Commercial | Restaurant | Existing | Office Equipment | Electric | Monitor | E6 | CCE | 0 | 0 | 0 | 0 | 0 | 0 | 0 | 0 | 0 | 0 | 0 | 0 | 0 | 0 | 0 | 0 | 0 | 0 | 0 | 0 | 0 | 0 | 0 | 0 | 0 | 0 | 0 | 0 | 0 | 0
F1_Commercial_Restaurant_Existing_Office Equipment_Electric_Monitor_E7 | F1 | Commercial | Restaurant | Existing | Office Equipment | Electric | Monitor | E7 | CCE | 0 | 0 | 0 | 0 | 0 | 0 | 0 | 0 | 0 | 0 | 0 | 0 | 0 | 0 | 0 | 0 | 0 | 0 | 0 | 0 | 0 | 0 | 0 | 0 | 0 | 0 | 0 | 0 | 0 | 0
F1_Commercial_Restaurant_Existing_Office Equipment_Electric_Monitor_E8 | F1 | Commercial | Restaurant | Existing | Office Equipment | Electric | Monitor | E8 | CCE | 0 | 0 | 0 | 0 | 0 | 0 | 0 | 0 | 0 | 0 | 0 | 0 | 0 | 0 | 0 | 0 | 0 | 0 | 0 | 0 | 0 | 0 | 0 | 0 | 0 | 0 | 0 | 0 | 0 | 0
F1_Commercial_Restaurant_Existing_Office Equipment_Electric_Monitor_E9 | F1 | Commercial | Restaurant | Existing | Office Equipment | Electric | Monitor | E9 | CCE | 0 | 0 | 0 | 0 | 0 | 0 | 0 | 0 | 0 | 0 | 0 | 0 | 0 | 0 | 0 | 0 | 0 | 0 | 0 | 0 | 0 | 0 | 0 | 0 | 0 | 0 | 0 | 0 | 0 | 0
F1_Commercial_Restaurant_Existing_Office Equipment_Electric_Monitor_E10 | F1 | Commercial | Restaurant | Existing | Office Equipment | Electric | Monitor | E10 | CCE | 0 | 0 | 0 | 0 | 0 | 0 | 0 | 0 | 0 | 0 | 0 | 0 | 0 | 0 | 0 | 0 | 0 | 0 | 0 | 0 | 0 | 0 | 0 | 0 | 0 | 0 | 0 | 0 | 0 | 0
F2_Commercial_Restaurant_Existing_Office Equipment_Electric_Monitor_E1 | F2 | Commercial | Restaurant | Existing | Office Equipment | Electric | Monitor | E1 | TRC BC Ratio | 0 | 0 | 0 | 0 | 0 | 0 | 0 | 0 | 0 | 0 | 0 | 0 | 0 | 0 | 0 | 0 | 0 | 0 | 0 | 0 | 0 | 0 | 0 | 0 | 0 | 0 | 0 | 0 | 0 | 0
F2_Commercial_Restaurant_Existing_Office Equipment_Electric_Monitor_E2 | F2 | Commercial | Restaurant | Existing | Office Equipment | Electric | Monitor | E2 | TRC BC Ratio | 0 | 0 | 0 | 0 | 0 | 0 | 0 | 0 | 0 | 0 | 0 | 0 | 0 | 0 | 0 | 0 | 0 | 0 | 0 | 0 | 0 | 0 | 0 | 0 | 0 | 0 | 0 | 0 | 0 | 0
F2_Commercial_Restaurant_Existing_Office Equipment_Electric_Monitor_E3 | F2 | Commercial | Restaurant | Existing | Office Equipment | Electric | Monitor | E3 | TRC BC Ratio | 0 | 0 | 0 | 0 | 0 | 0 | 0 | 0 | 0 | 0 | 0 | 0 | 0 | 0 | 0 | 0 | 0 | 0 | 0 | 0 | 0 | 0 | 0 | 0 | 0 | 0 | 0 | 0 | 0 | 0
F2_Commercial_Restaurant_Existing_Office Equipment_Electric_Monitor_E4 | F2 | Commercial | Restaurant | Existing | Office Equipment | Electric | Monitor | E4 | TRC BC Ratio | 0 | 0 | 0 | 0 | 0 | 0 | 0 | 0 | 0 | 0 | 0 | 0 | 0 | 0 | 0 | 0 | 0 | 0 | 0 | 0 | 0 | 0 | 0 | 0 | 0 | 0 | 0 | 0 | 0 | 0
F2_Commercial_Restaurant_Existing_Office Equipment_Electric_Monitor_E5 | F2 | Commercial | Restaurant | Existing | Office Equipment | Electric | Monitor | E5 | TRC BC Ratio | 0 | 0 | 0 | 0 | 0 | 0 | 0 | 0 | 0 | 0 | 0 | 0 | 0 | 0 | 0 | 0 | 0 | 0 | 0 | 0 | 0 | 0 | 0 | 0 | 0 | 0 | 0 | 0 | 0 | 0
F2_Commercial_Restaurant_Existing_Office Equipment_Electric_Monitor_E6 | F2 | Commercial | Restaurant | Existing | Office Equipment | Electric | Monitor | E6 | TRC BC Ratio | 0 | 0 | 0 | 0 | 0 | 0 | 0 | 0 | 0 | 0 | 0 | 0 | 0 | 0 | 0 | 0 | 0 | 0 | 0 | 0 | 0 | 0 | 0 | 0 | 0 | 0 | 0 | 0 | 0 | 0
F2_Commercial_Restaurant_Existing_Office Equipment_Electric_Monitor_E7 | F2 | Commercial | Restaurant | Existing | Office Equipment | Electric | Monitor | E7 | TRC BC Ratio | 0 | 0 | 0 | 0 | 0 | 0 | 0 | 0 | 0 | 0 | 0 | 0 | 0 | 0 | 0 | 0 | 0 | 0 | 0 | 0 | 0 | 0 | 0 | 0 | 0 | 0 | 0 | 0 | 0 | 0
F2_Commercial_Restaurant_Existing_Office Equipment_Electric_Monitor_E8 | F2 | Commercial | Restaurant | Existing | Office Equipment | Electric | Monitor | E8 | TRC BC Ratio | 0 | 0 | 0 | 0 | 0 | 0 | 0 | 0 | 0 | 0 | 0 | 0 | 0 | 0 | 0 | 0 | 0 | 0 | 0 | 0 | 0 | 0 | 0 | 0 | 0 | 0 | 0 | 0 | 0 | 0
F2_Commercial_Restaurant_Existing_Office Equipment_Electric_Monitor_E9 | F2 | Commercial | Restaurant | Existing | Office Equipment | Electric | Monitor | E9 | TRC BC Ratio | 0 | 0 | 0 | 0 | 0 | 0 | 0 | 0 | 0 | 0 | 0 | 0 | 0 | 0 | 0 | 0 | 0 | 0 | 0 | 0 | 0 | 0 | 0 | 0 | 0 | 0 | 0 | 0 | 0 | 0
F2_Commercial_Restaurant_Existing_Office Equipment_Electric_Monitor_E10 | F2 | Commercial | Restaurant | Existing | Office Equipment | Electric | Monitor | E10 | TRC BC Ratio | 0 | 0 | 0 | 0 | 0 | 0 | 0 | 0 | 0 | 0 | 0 | 0 | 0 | 0 | 0 | 0 | 0 | 0 | 0 | 0 | 0 | 0 | 0 | 0 | 0 | 0 | 0 | 0 | 0 | 0
F3_Commercial_Restaurant_Existing_Office Equipment_Electric_Monitor_E1 | F3 | Commercial | Restaurant | Existing | Office Equipment | Electric | Monitor | E1 | PACT BC Ratio | 0 | 0 | 0 | 0 | 0 | 0 | 0 | 0 | 0 | 0 | 0 | 0 | 0 | 0 | 0 | 0 | 0 | 0 | 0 | 0 | 0 | 0 | 0 | 0 | 0 | 0 | 0 | 0 | 0 | 0
F3_Commercial_Restaurant_Existing_Office Equipment_Electric_Monitor_E2 | F3 | Commercial | Restaurant | Existing | Office Equipment | Electric | Monitor | E2 | PACT BC Ratio | 0 | 0 | 0 | 0 | 0 | 0 | 0 | 0 | 0 | 0 | 0 | 0 | 0 | 0 | 0 | 0 | 0 | 0 | 0 | 0 | 0 | 0 | 0 | 0 | 0 | 0 | 0 | 0 | 0 | 0
F3_Commercial_Restaurant_Existing_Office Equipment_Electric_Monitor_E3 | F3 | Commercial | Restaurant | Existing | Office Equipment | Electric | Monitor | E3 | PACT BC Ratio | 0 | 0 | 0 | 0 | 0 | 0 | 0 | 0 | 0 | 0 | 0 | 0 | 0 | 0 | 0 | 0 | 0 | 0 | 0 | 0 | 0 | 0 | 0 | 0 | 0 | 0 | 0 | 0 | 0 | 0
F3_Commercial_Restaurant_Existing_Office Equipment_Electric_Monitor_E4 | F3 | Commercial | Restaurant | Existing | Office Equipment | Electric | Monitor | E4 | PACT BC Ratio | 0 | 0 | 0 | 0 | 0 | 0 | 0 | 0 | 0 | 0 | 0 | 0 | 0 | 0 | 0 | 0 | 0 | 0 | 0 | 0 | 0 | 0 | 0 | 0 | 0 | 0 | 0 | 0 | 0 | 0
F3_Commercial_Restaurant_Existing_Office Equipment_Electric_Monitor_E5 | F3 | Commercial | Restaurant | Existing | Office Equipment | Electric | Monitor | E5 | PACT BC Ratio | 0 | 0 | 0 | 0 | 0 | 0 | 0 | 0 | 0 | 0 | 0 | 0 | 0 | 0 | 0 | 0 | 0 | 0 | 0 | 0 | 0 | 0 | 0 | 0 | 0 | 0 | 0 | 0 | 0 | 0
F3_Commercial_Restaurant_Existing_Office Equipment_Electric_Monitor_E6 | F3 | Commercial | Restaurant | Existing | Office Equipment | Electric | Monitor | E6 | PACT BC Ratio | 0 | 0 | 0 | 0 | 0 | 0 | 0 | 0 | 0 | 0 | 0 | 0 | 0 | 0 | 0 | 0 | 0 | 0 | 0 | 0 | 0 | 0 | 0 | 0 | 0 | 0 | 0 | 0 | 0 | 0
F3_Commercial_Restaurant_Existing_Office Equipment_Electric_Monitor_E7 | F3 | Commercial | Restaurant | Existing | Office Equipment | Electric | Monitor | E7 | PACT BC Ratio | 0 | 0 | 0 | 0 | 0 | 0 | 0 | 0 | 0 | 0 | 0 | 0 | 0 | 0 | 0 | 0 | 0 | 0 | 0 | 0 | 0 | 0 | 0 | 0 | 0 | 0 | 0 | 0 | 0 | 0
F3_Commercial_Restaurant_Existing_Office Equipment_Electric_Monitor_E8 | F3 | Commercial | Restaurant | Existing | Office Equipment | Electric | Monitor | E8 | PACT BC Ratio | 0 | 0 | 0 | 0 | 0 | 0 | 0 | 0 | 0 | 0 | 0 | 0 | 0 | 0 | 0 | 0 | 0 | 0 | 0 | 0 | 0 | 0 | 0 | 0 | 0 | 0 | 0 | 0 | 0 | 0
F3_Commercial_Restaurant_Existing_Office Equipment_Electric_Monitor_E9 | F3 | Commercial | Restaurant | Existing | Office Equipment | Electric | Monitor | E9 | PACT BC Ratio | 0 | 0 | 0 | 0 | 0 | 0 | 0 | 0 | 0 | 0 | 0 | 0 | 0 | 0 | 0 | 0 | 0 | 0 | 0 | 0 | 0 | 0 | 0 | 0 | 0 | 0 | 0 | 0 | 0 | 0
F3_Commercial_Restaurant_Existing_Office Equipment_Electric_Monitor_E10 | F3 | Commercial | Restaurant | Existing | Office Equipment | Electric | Monitor | E10 | PACT BC Ratio | 0 | 0 | 0 | 0 | 0 | 0 | 0 | 0 | 0 | 0 | 0 | 0 | 0 | 0 | 0 | 0 | 0 | 0 | 0 | 0 | 0 | 0 | 0 | 0 | 0 | 0 | 0 | 0 | 0 | 0
F4_Commercial_Restaurant_Existing_Office Equipment_Electric_Monitor_E1 | F4 | Commercial | Restaurant | Existing | Office Equipment | Electric | Monitor | E1 | RVT BC Ratio | 0 | 0 | 0 | 0 | 0 | 0 | 0 | 0 | 0 | 0 | 0 | 0 | 0 | 0 | 0 | 0 | 0 | 0 | 0 | 0 | 0 | 0 | 0 | 0 | 0 | 0 | 0 | 0 | 0 | 0
F4_Commercial_Restaurant_Existing_Office Equipment_Electric_Monitor_E2 | F4 | Commercial | Restaurant | Existing | Office Equipment | Electric | Monitor | E2 | RVT BC Ratio | 0 | 0 | 0 | 0 | 0 | 0 | 0 | 0 | 0 | 0 | 0 | 0 | 0 | 0 | 0 | 0 | 0 | 0 | 0 | 0 | 0 | 0 | 0 | 0 | 0 | 0 | 0 | 0 | 0 | 0
F4_Commercial_Restaurant_Existing_Office Equipment_Electric_Monitor_E3 | F4 | Commercial | Restaurant | Existing | Office Equipment | Electric | Monitor | E3 | RVT BC Ratio | 0 | 0 | 0 | 0 | 0 | 0 | 0 | 0 | 0 | 0 | 0 | 0 | 0 | 0 | 0 | 0 | 0 | 0 | 0 | 0 | 0 | 0 | 0 | 0 | 0 | 0 | 0 | 0 | 0 | 0
F4_Commercial_Restaurant_Existing_Office Equipment_Electric_Monitor_E4 | F4 | Commercial | Restaurant | Existing | Office Equipment | Electric | Monitor | E4 | RVT BC Ratio | 0 | 0 | 0 | 0 | 0 | 0 | 0 | 0 | 0 | 0 | 0 | 0 | 0 | 0 | 0 | 0 | 0 | 0 | 0 | 0 | 0 | 0 | 0 | 0 | 0 | 0 | 0 | 0 | 0 | 0
F4_Commercial_Restaurant_Existing_Office Equipment_Electric_Monitor_E5 | F4 | Commercial | Restaurant | Existing | Office Equipment | Electric | Monitor | E5 | RVT BC Ratio | 0 | 0 | 0 | 0 | 0 | 0 | 0 | 0 | 0 | 0 | 0 | 0 | 0 | 0 | 0 | 0 | 0 | 0 | 0 | 0 | 0 | 0 | 0 | 0 | 0 | 0 | 0 | 0 | 0 | 0
F4_Commercial_Restaurant_Existing_Office Equipment_Electric_Monitor_E6 | F4 | Commercial | Restaurant | Existing | Office Equipment | Electric | Monitor | E6 | RVT BC Ratio | 0 | 0 | 0 | 0 | 0 | 0 | 0 | 0 | 0 | 0 | 0 | 0 | 0 | 0 | 0 | 0 | 0 | 0 | 0 | 0 | 0 | 0 | 0 | 0 | 0 | 0 | 0 | 0 | 0 | 0
F4_Commercial_Restaurant_Existing_Office Equipment_Electric_Monitor_E7 | F4 | Commercial | Restaurant | Existing | Office Equipment | Electric | Monitor | E7 | RVT BC Ratio | 0 | 0 | 0 | 0 | 0 | 0 | 0 | 0 | 0 | 0 | 0 | 0 | 0 | 0 | 0 | 0 | 0 | 0 | 0 | 0 | 0 | 0 | 0 | 0 | 0 | 0 | 0 | 0 | 0 | 0
F4_Commercial_Restaurant_Existing_Office Equipment_Electric_Monitor_E8 | F4 | Commercial | Restaurant | Existing | Office Equipment | Electric | Monitor | E8 | RVT BC Ratio | 0 | 0 | 0 | 0 | 0 | 0 | 0 | 0 | 0 | 0 | 0 | 0 | 0 | 0 | 0 | 0 | 0 | 0 | 0 | 0 | 0 | 0 | 0 | 0 | 0 | 0 | 0 | 0 | 0 | 0
F4_Commercial_Restaurant_Existing_Office Equipment_Electric_Monitor_E9 | F4 | Commercial | Restaurant | Existing | Office Equipment | Electric | Monitor | E9 | RVT BC Ratio | 0 | 0 | 0 | 0 | 0 | 0 | 0 | 0 | 0 | 0 | 0 | 0 | 0 | 0 | 0 | 0 | 0 | 0 | 0 | 0 | 0 | 0 | 0 | 0 | 0 | 0 | 0 | 0 | 0 | 0
F4_Commercial_Restaurant_Existing_Office Equipment_Electric_Monitor_E10 | F4 | Commercial | Restaurant | Existing | Office Equipment | Electric | Monitor | E10 | RVT BC Ratio | 0 | 0 | 0 | 0 | 0 | 0 | 0 | 0 | 0 | 0 | 0 | 0 | 0 | 0 | 0 | 0 | 0 | 0 | 0 | 0 | 0 | 0 | 0 | 0 | 0 | 0 | 0 | 0 | 0 | 0
F5_Commercial_Restaurant_Existing_Office Equipment_Electric_Monitor_E1 | F5 | Commercial | Restaurant | Existing | Office Equipment | Electric | Monitor | E1 | RIM BC Ratio | 0 | 0 | 0 | 0 | 0 | 0 | 0 | 0 | 0 | 0 | 0 | 0 | 0 | 0 | 0 | 0 | 0 | 0 | 0 | 0 | 0 | 0 | 0 | 0 | 0 | 0 | 0 | 0 | 0 | 0
F5_Commercial_Restaurant_Existing_Office Equipment_Electric_Monitor_E2 | F5 | Commercial | Restaurant | Existing | Office Equipment | Electric | Monitor | E2 | RIM BC Ratio | 0 | 0 | 0 | 0 | 0 | 0 | 0 | 0 | 0 | 0 | 0 | 0 | 0 | 0 | 0 | 0 | 0 | 0 | 0 | 0 | 0 | 0 | 0 | 0 | 0 | 0 | 0 | 0 | 0 | 0
F5_Commercial_Restaurant_Existing_Office Equipment_Electric_Monitor_E3 | F5 | Commercial | Restaurant | Existing | Office Equipment | Electric | Monitor | E3 | RIM BC Ratio | 0 | 0 | 0 | 0 | 0 | 0 | 0 | 0 | 0 | 0 | 0 | 0 | 0 | 0 | 0 | 0 | 0 | 0 | 0 | 0 | 0 | 0 | 0 | 0 | 0 | 0 | 0 | 0 | 0 | 0
F5_Commercial_Restaurant_Existing_Office Equipment_Electric_Monitor_E4 | F5 | Commercial | Restaurant | Existing | Office Equipment | Electric | Monitor | E4 | RIM BC Ratio | 0 | 0 | 0 | 0 | 0 | 0 | 0 | 0 | 0 | 0 | 0 | 0 | 0 | 0 | 0 | 0 | 0 | 0 | 0 | 0 | 0 | 0 | 0 | 0 | 0 | 0 | 0 | 0 | 0 | 0
F5_Commercial_Restaurant_Existing_Office Equipment_Electric_Monitor_E5 | F5 | Commercial | Restaurant | Existing | Office Equipment | Electric | Monitor | E5 | RIM BC Ratio | 0 | 0 | 0 | 0 | 0 | 0 | 0 | 0 | 0 | 0 | 0 | 0 | 0 | 0 | 0 | 0 | 0 | 0 | 0 | 0 | 0 | 0 | 0 | 0 | 0 | 0 | 0 | 0 | 0 | 0
F5_Commercial_Restaurant_Existing_Office Equipment_Electric_Monitor_E6 | F5 | Commercial | Restaurant | Existing | Office Equipment | Electric | Monitor | E6 | RIM BC Ratio | 0 | 0 | 0 | 0 | 0 | 0 | 0 | 0 | 0 | 0 | 0 | 0 | 0 | 0 | 0 | 0 | 0 | 0 | 0 | 0 | 0 | 0 | 0 | 0 | 0 | 0 | 0 | 0 | 0 | 0
F5_Commercial_Restaurant_Existing_Office Equipment_Electric_Monitor_E7 | F5 | Commercial | Restaurant | Existing | Office Equipment | Electric | Monitor | E7 | RIM BC Ratio | 0 | 0 | 0 | 0 | 0 | 0 | 0 | 0 | 0 | 0 | 0 | 0 | 0 | 0 | 0 | 0 | 0 | 0 | 0 | 0 | 0 | 0 | 0 | 0 | 0 | 0 | 0 | 0 | 0 | 0
F5_Commercial_Restaurant_Existing_Office Equipment_Electric_Monitor_E8 | F5 | Commercial | Restaurant | Existing | Office Equipment | Electric | Monitor | E8 | RIM BC Ratio | 0 | 0 | 0 | 0 | 0 | 0 | 0 | 0 | 0 | 0 | 0 | 0 | 0 | 0 | 0 | 0 | 0 | 0 | 0 | 0 | 0 | 0 | 0 | 0 | 0 | 0 | 0 | 0 | 0 | 0
F5_Commercial_Restaurant_Existing_Office Equipment_Electric_Monitor_E9 | F5 | Commercial | Restaurant | Existing | Office Equipment | Electric | Monitor | E9 | RIM BC Ratio | 0 | 0 | 0 | 0 | 0 | 0 | 0 | 0 | 0 | 0 | 0 | 0 | 0 | 0 | 0 | 0 | 0 | 0 | 0 | 0 | 0 | 0 | 0 | 0 | 0 | 0 | 0 | 0 | 0 | 0
F5_Commercial_Restaurant_Existing_Office Equipment_Electric_Monitor_E10 | F5 | Commercial | Restaurant | Existing | Office Equipment | Electric | Monitor | E10 | RIM BC Ratio | 0 | 0 | 0 | 0 | 0 | 0 | 0 | 0 | 0 | 0 | 0 | 0 | 0 | 0 | 0 | 0 | 0 | 0 | 0 | 0 | 0 | 0 | 0 | 0 | 0 | 0 | 0 | 0 | 0 | 0
F0_Commercial_Restaurant_Existing_Office Equipment_Electric_Printer/Copier/Fax_E0 | F0 | Commercial | Restaurant | Existing | Office Equipment | Electric | Printer/Copier/Fax | E0 | Economic Unit | 0 | 0 | 0 | 0 | 0 | 0 | 0 | 0 | 0 | 0 | 0 | 0 | 0 | 0 | 0 | 0 | 0 | 0 | 0 | 0 | 0 | 0 | 0 | 0 | 0 | 0 | 0 | 0 | 0 | 0
F1_Commercial_Restaurant_Existing_Office Equipment_Electric_Printer/Copier/Fax_E1 | F1 | Commercial | Restaurant | Existing | Office Equipment | Electric | Printer/Copier/Fax | E1 | CCE | 0 | 0 | 0 | 0 | 0 | 0 | 0 | 0 | 0 | 0 | 0 | 0 | 0 | 0 | 0 | 0 | 0 | 0 | 0 | 0 | 0 | 0 | 0 | 0 | 0 | 0 | 0 | 0 | 0 | 0
F1_Commercial_Restaurant_Existing_Office Equipment_Electric_Printer/Copier/Fax_E2 | F1 | Commercial | Restaurant | Existing | Office Equipment | Electric | Printer/Copier/Fax | E2 | CCE | 0 | 0 | 0 | 0 | 0 | 0 | 0 | 0 | 0 | 0 | 0 | 0 | 0 | 0 | 0 | 0 | 0 | 0 | 0 | 0 | 0 | 0 | 0 | 0 | 0 | 0 | 0 | 0 | 0 | 0
F1_Commercial_Restaurant_Existing_Office Equipment_Electric_Printer/Copier/Fax_E3 | F1 | Commercial | Restaurant | Existing | Office Equipment | Electric | Printer/Copier/Fax | E3 | CCE | 0 | 0 | 0 | 0 | 0 | 0 | 0 | 0 | 0 | 0 | 0 | 0 | 0 | 0 | 0 | 0 | 0 | 0 | 0 | 0 | 0 | 0 | 0 | 0 | 0 | 0 | 0 | 0 | 0 | 0
F1_Commercial_Restaurant_Existing_Office Equipment_Electric_Printer/Copier/Fax_E4 | F1 | Commercial | Restaurant | Existing | Office Equipment | Electric | Printer/Copier/Fax | E4 | CCE | 0 | 0 | 0 | 0 | 0 | 0 | 0 | 0 | 0 | 0 | 0 | 0 | 0 | 0 | 0 | 0 | 0 | 0 | 0 | 0 | 0 | 0 | 0 | 0 | 0 | 0 | 0 | 0 | 0 | 0
F1_Commercial_Restaurant_Existing_Office Equipment_Electric_Printer/Copier/Fax_E5 | F1 | Commercial | Restaurant | Existing | Office Equipment | Electric | Printer/Copier/Fax | E5 | CCE | 0 | 0 | 0 | 0 | 0 | 0 | 0 | 0 | 0 | 0 | 0 | 0 | 0 | 0 | 0 | 0 | 0 | 0 | 0 | 0 | 0 | 0 | 0 | 0 | 0 | 0 | 0 | 0 | 0 | 0
F1_Commercial_Restaurant_Existing_Office Equipment_Electric_Printer/Copier/Fax_E6 | F1 | Commercial | Restaurant | Existing | Office Equipment | Electric | Printer/Copier/Fax | E6 | CCE | 0 | 0 | 0 | 0 | 0 | 0 | 0 | 0 | 0 | 0 | 0 | 0 | 0 | 0 | 0 | 0 | 0 | 0 | 0 | 0 | 0 | 0 | 0 | 0 | 0 | 0 | 0 | 0 | 0 | 0
F1_Commercial_Restaurant_Existing_Office Equipment_Electric_Printer/Copier/Fax_E7 | F1 | Commercial | Restaurant | Existing | Office Equipment | Electric | Printer/Copier/Fax | E7 | CCE | 0 | 0 | 0 | 0 | 0 | 0 | 0 | 0 | 0 | 0 | 0 | 0 | 0 | 0 | 0 | 0 | 0 | 0 | 0 | 0 | 0 | 0 | 0 | 0 | 0 | 0 | 0 | 0 | 0 | 0
F1_Commercial_Restaurant_Existing_Office Equipment_Electric_Printer/Copier/Fax_E8 | F1 | Commercial | Restaurant | Existing | Office Equipment | Electric | Printer/Copier/Fax | E8 | CCE | 0 | 0 | 0 | 0 | 0 | 0 | 0 | 0 | 0 | 0 | 0 | 0 | 0 | 0 | 0 | 0 | 0 | 0 | 0 | 0 | 0 | 0 | 0 | 0 | 0 | 0 | 0 | 0 | 0 | 0
F1_Commercial_Restaurant_Existing_Office Equipment_Electric_Printer/Copier/Fax_E9 | F1 | Commercial | Restaurant | Existing | Office Equipment | Electric | Printer/Copier/Fax | E9 | CCE | 0 | 0 | 0 | 0 | 0 | 0 | 0 | 0 | 0 | 0 | 0 | 0 | 0 | 0 | 0 | 0 | 0 | 0 | 0 | 0 | 0 | 0 | 0 | 0 | 0 | 0 | 0 | 0 | 0 | 0
F1_Commercial_Restaurant_Existing_Office Equipment_Electric_Printer/Copier/Fax_E10 | F1 | Commercial | Restaurant | Existing | Office Equipment | Electric | Printer/Copier/Fax | E10 | CCE | 0 | 0 | 0 | 0 | 0 | 0 | 0 | 0 | 0 | 0 | 0 | 0 | 0 | 0 | 0 | 0 | 0 | 0 | 0 | 0 | 0 | 0 | 0 | 0 | 0 | 0 | 0 | 0 | 0 | 0
F2_Commercial_Restaurant_Existing_Office Equipment_Electric_Printer/Copier/Fax_E1 | F2 | Commercial | Restaurant | Existing | Office Equipment | Electric | Printer/Copier/Fax | E1 | TRC BC Ratio | 0 | 0 | 0 | 0 | 0 | 0 | 0 | 0 | 0 | 0 | 0 | 0 | 0 | 0 | 0 | 0 | 0 | 0 | 0 | 0 | 0 | 0 | 0 | 0 | 0 | 0 | 0 | 0 | 0 | 0
F2_Commercial_Restaurant_Existing_Office Equipment_Electric_Printer/Copier/Fax_E2 | F2 | Commercial | Restaurant | Existing | Office Equipment | Electric | Printer/Copier/Fax | E2 | TRC BC Ratio | 0 | 0 | 0 | 0 | 0 | 0 | 0 | 0 | 0 | 0 | 0 | 0 | 0 | 0 | 0 | 0 | 0 | 0 | 0 | 0 | 0 | 0 | 0 | 0 | 0 | 0 | 0 | 0 | 0 | 0
F2_Commercial_Restaurant_Existing_Office Equipment_Electric_Printer/Copier/Fax_E3 | F2 | Commercial | Restaurant | Existing | Office Equipment | Electric | Printer/Copier/Fax | E3 | TRC BC Ratio | 0 | 0 | 0 | 0 | 0 | 0 | 0 | 0 | 0 | 0 | 0 | 0 | 0 | 0 | 0 | 0 | 0 | 0 | 0 | 0 | 0 | 0 | 0 | 0 | 0 | 0 | 0 | 0 | 0 | 0
F2_Commercial_Restaurant_Existing_Office Equipment_Electric_Printer/Copier/Fax_E4 | F2 | Commercial | Restaurant | Existing | Office Equipment | Electric | Printer/Copier/Fax | E4 | TRC BC Ratio | 0 | 0 | 0 | 0 | 0 | 0 | 0 | 0 | 0 | 0 | 0 | 0 | 0 | 0 | 0 | 0 | 0 | 0 | 0 | 0 | 0 | 0 | 0 | 0 | 0 | 0 | 0 | 0 | 0 | 0
F2_Commercial_Restaurant_Existing_Office Equipment_Electric_Printer/Copier/Fax_E5 | F2 | Commercial | Restaurant | Existing | Office Equipment | Electric | Printer/Copier/Fax | E5 | TRC BC Ratio | 0 | 0 | 0 | 0 | 0 | 0 | 0 | 0 | 0 | 0 | 0 | 0 | 0 | 0 | 0 | 0 | 0 | 0 | 0 | 0 | 0 | 0 | 0 | 0 | 0 | 0 | 0 | 0 | 0 | 0
F2_Commercial_Restaurant_Existing_Office Equipment_Electric_Printer/Copier/Fax_E6 | F2 | Commercial | Restaurant | Existing | Office Equipment | Electric | Printer/Copier/Fax | E6 | TRC BC Ratio | 0 | 0 | 0 | 0 | 0 | 0 | 0 | 0 | 0 | 0 | 0 | 0 | 0 | 0 | 0 | 0 | 0 | 0 | 0 | 0 | 0 | 0 | 0 | 0 | 0 | 0 | 0 | 0 | 0 | 0
F2_Commercial_Restaurant_Existing_Office Equipment_Electric_Printer/Copier/Fax_E7 | F2 | Commercial | Restaurant | Existing | Office Equipment | Electric | Printer/Copier/Fax | E7 | TRC BC Ratio | 0 | 0 | 0 | 0 | 0 | 0 | 0 | 0 | 0 | 0 | 0 | 0 | 0 | 0 | 0 | 0 | 0 | 0 | 0 | 0 | 0 | 0 | 0 | 0 | 0 | 0 | 0 | 0 | 0 | 0
F2_Commercial_Restaurant_Existing_Office Equipment_Electric_Printer/Copier/Fax_E8 | F2 | Commercial | Restaurant | Existing | Office Equipment | Electric | Printer/Copier/Fax | E8 | TRC BC Ratio | 0 | 0 | 0 | 0 | 0 | 0 | 0 | 0 | 0 | 0 | 0 | 0 | 0 | 0 | 0 | 0 | 0 | 0 | 0 | 0 | 0 | 0 | 0 | 0 | 0 | 0 | 0 | 0 | 0 | 0
F2_Commercial_Restaurant_Existing_Office Equipment_Electric_Printer/Copier/Fax_E9 | F2 | Commercial | Restaurant | Existing | Office Equipment | Electric | Printer/Copier/Fax | E9 | TRC BC Ratio | 0 | 0 | 0 | 0 | 0 | 0 | 0 | 0 | 0 | 0 | 0 | 0 | 0 | 0 | 0 | 0 | 0 | 0 | 0 | 0 | 0 | 0 | 0 | 0 | 0 | 0 | 0 | 0 | 0 | 0
F2_Commercial_Restaurant_Existing_Office Equipment_Electric_Printer/Copier/Fax_E10 | F2 | Commercial | Restaurant | Existing | Office Equipment | Electric | Printer/Copier/Fax | E10 | TRC BC Ratio | 0 | 0 | 0 | 0 | 0 | 0 | 0 | 0 | 0 | 0 | 0 | 0 | 0 | 0 | 0 | 0 | 0 | 0 | 0 | 0 | 0 | 0 | 0 | 0 | 0 | 0 | 0 | 0 | 0 | 0
F3_Commercial_Restaurant_Existing_Office Equipment_Electric_Printer/Copier/Fax_E1 | F3 | Commercial | Restaurant | Existing | Office Equipment | Electric | Printer/Copier/Fax | E1 | PACT BC Ratio | 0 | 0 | 0 | 0 | 0 | 0 | 0 | 0 | 0 | 0 | 0 | 0 | 0 | 0 | 0 | 0 | 0 | 0 | 0 | 0 | 0 | 0 | 0 | 0 | 0 | 0 | 0 | 0 | 0 | 0
F3_Commercial_Restaurant_Existing_Office Equipment_Electric_Printer/Copier/Fax_E2 | F3 | Commercial | Restaurant | Existing | Office Equipment | Electric | Printer/Copier/Fax | E2 | PACT BC Ratio | 0 | 0 | 0 | 0 | 0 | 0 | 0 | 0 | 0 | 0 | 0 | 0 | 0 | 0 | 0 | 0 | 0 | 0 | 0 | 0 | 0 | 0 | 0 | 0 | 0 | 0 | 0 | 0 | 0 | 0
F3_Commercial_Restaurant_Existing_Office Equipment_Electric_Printer/Copier/Fax_E3 | F3 | Commercial | Restaurant | Existing | Office Equipment | Electric | Printer/Copier/Fax | E3 | PACT BC Ratio | 0 | 0 | 0 | 0 | 0 | 0 | 0 | 0 | 0 | 0 | 0 | 0 | 0 | 0 | 0 | 0 | 0 | 0 | 0 | 0 | 0 | 0 | 0 | 0 | 0 | 0 | 0 | 0 | 0 | 0
F3_Commercial_Restaurant_Existing_Office Equipment_Electric_Printer/Copier/Fax_E4 | F3 | Commercial | Restaurant | Existing | Office Equipment | Electric | Printer/Copier/Fax | E4 | PACT BC Ratio | 0 | 0 | 0 | 0 | 0 | 0 | 0 | 0 | 0 | 0 | 0 | 0 | 0 | 0 | 0 | 0 | 0 | 0 | 0 | 0 | 0 | 0 | 0 | 0 | 0 | 0 | 0 | 0 | 0 | 0
F3_Commercial_Restaurant_Existing_Office Equipment_Electric_Printer/Copier/Fax_E5 | F3 | Commercial | Restaurant | Existing | Office Equipment | Electric | Printer/Copier/Fax | E5 | PACT BC Ratio | 0 | 0 | 0 | 0 | 0 | 0 | 0 | 0 | 0 | 0 | 0 | 0 | 0 | 0 | 0 | 0 | 0 | 0 | 0 | 0 | 0 | 0 | 0 | 0 | 0 | 0 | 0 | 0 | 0 | 0
F3_Commercial_Restaurant_Existing_Office Equipment_Electric_Printer/Copier/Fax_E6 | F3 | Commercial | Restaurant | Existing | Office Equipment | Electric | Printer/Copier/Fax | E6 | PACT BC Ratio | 0 | 0 | 0 | 0 | 0 | 0 | 0 | 0 | 0 | 0 | 0 | 0 | 0 | 0 | 0 | 0 | 0 | 0 | 0 | 0 | 0 | 0 | 0 | 0 | 0 | 0 | 0 | 0 | 0 | 0
F3_Commercial_Restaurant_Existing_Office Equipment_Electric_Printer/Copier/Fax_E7 | F3 | Commercial | Restaurant | Existing | Office Equipment | Electric | Printer/Copier/Fax | E7 | PACT BC Ratio | 0 | 0 | 0 | 0 | 0 | 0 | 0 | 0 | 0 | 0 | 0 | 0 | 0 | 0 | 0 | 0 | 0 | 0 | 0 | 0 | 0 | 0 | 0 | 0 | 0 | 0 | 0 | 0 | 0 | 0
F3_Commercial_Restaurant_Existing_Office Equipment_Electric_Printer/Copier/Fax_E8 | F3 | Commercial | Restaurant | Existing | Office Equipment | Electric | Printer/Copier/Fax | E8 | PACT BC Ratio | 0 | 0 | 0 | 0 | 0 | 0 | 0 | 0 | 0 | 0 | 0 | 0 | 0 | 0 | 0 | 0 | 0 | 0 | 0 | 0 | 0 | 0 | 0 | 0 | 0 | 0 | 0 | 0 | 0 | 0
F3_Commercial_Restaurant_Existing_Office Equipment_Electric_Printer/Copier/Fax_E9 | F3 | Commercial | Restaurant | Existing | Office Equipment | Electric | Printer/Copier/Fax | E9 | PACT BC Ratio | 0 | 0 | 0 | 0 | 0 | 0 | 0 | 0 | 0 | 0 | 0 | 0 | 0 | 0 | 0 | 0 | 0 | 0 | 0 | 0 | 0 | 0 | 0 | 0 | 0 | 0 | 0 | 0 | 0 | 0
F3_Commercial_Restaurant_Existing_Office Equipment_Electric_Printer/Copier/Fax_E10 | F3 | Commercial | Restaurant | Existing | Office Equipment | Electric | Printer/Copier/Fax | E10 | PACT BC Ratio | 0 | 0 | 0 | 0 | 0 | 0 | 0 | 0 | 0 | 0 | 0 | 0 | 0 | 0 | 0 | 0 | 0 | 0 | 0 | 0 | 0 | 0 | 0 | 0 | 0 | 0 | 0 | 0 | 0 | 0
F4_Commercial_Restaurant_Existing_Office Equipment_Electric_Printer/Copier/Fax_E1 | F4 | Commercial | Restaurant | Existing | Office Equipment | Electric | Printer/Copier/Fax | E1 | RVT BC Ratio | 0 | 0 | 0 | 0 | 0 | 0 | 0 | 0 | 0 | 0 | 0 | 0 | 0 | 0 | 0 | 0 | 0 | 0 | 0 | 0 | 0 | 0 | 0 | 0 | 0 | 0 | 0 | 0 | 0 | 0
F4_Commercial_Restaurant_Existing_Office Equipment_Electric_Printer/Copier/Fax_E2 | F4 | Commercial | Restaurant | Existing | Office Equipment | Electric | Printer/Copier/Fax | E2 | RVT BC Ratio | 0 | 0 | 0 | 0 | 0 | 0 | 0 | 0 | 0 | 0 | 0 | 0 | 0 | 0 | 0 | 0 | 0 | 0 | 0 | 0 | 0 | 0 | 0 | 0 | 0 | 0 | 0 | 0 | 0 | 0
F4_Commercial_Restaurant_Existing_Office Equipment_Electric_Printer/Copier/Fax_E3 | F4 | Commercial | Restaurant | Existing | Office Equipment | Electric | Printer/Copier/Fax | E3 | RVT BC Ratio | 0 | 0 | 0 | 0 | 0 | 0 | 0 | 0 | 0 | 0 | 0 | 0 | 0 | 0 | 0 | 0 | 0 | 0 | 0 | 0 | 0 | 0 | 0 | 0 | 0 | 0 | 0 | 0 | 0 | 0
F4_Commercial_Restaurant_Existing_Office Equipment_Electric_Printer/Copier/Fax_E4 | F4 | Commercial | Restaurant | Existing | Office Equipment | Electric | Printer/Copier/Fax | E4 | RVT BC Ratio | 0 | 0 | 0 | 0 | 0 | 0 | 0 | 0 | 0 | 0 | 0 | 0 | 0 | 0 | 0 | 0 | 0 | 0 | 0 | 0 | 0 | 0 | 0 | 0 | 0 | 0 | 0 | 0 | 0 | 0
F4_Commercial_Restaurant_Existing_Office Equipment_Electric_Printer/Copier/Fax_E5 | F4 | Commercial | Restaurant | Existing | Office Equipment | Electric | Printer/Copier/Fax | E5 | RVT BC Ratio | 0 | 0 | 0 | 0 | 0 | 0 | 0 | 0 | 0 | 0 | 0 | 0 | 0 | 0 | 0 | 0 | 0 | 0 | 0 | 0 | 0 | 0 | 0 | 0 | 0 | 0 | 0 | 0 | 0 | 0
F4_Commercial_Restaurant_Existing_Office Equipment_Electric_Printer/Copier/Fax_E6 | F4 | Commercial | Restaurant | Existing | Office Equipment | Electric | Printer/Copier/Fax | E6 | RVT BC Ratio | 0 | 0 | 0 | 0 | 0 | 0 | 0 | 0 | 0 | 0 | 0 | 0 | 0 | 0 | 0 | 0 | 0 | 0 | 0 | 0 | 0 | 0 | 0 | 0 | 0 | 0 | 0 | 0 | 0 | 0
F4_Commercial_Restaurant_Existing_Office Equipment_Electric_Printer/Copier/Fax_E7 | F4 | Commercial | Restaurant | Existing | Office Equipment | Electric | Printer/Copier/Fax | E7 | RVT BC Ratio | 0 | 0 | 0 | 0 | 0 | 0 | 0 | 0 | 0 | 0 | 0 | 0 | 0 | 0 | 0 | 0 | 0 | 0 | 0 | 0 | 0 | 0 | 0 | 0 | 0 | 0 | 0 | 0 | 0 | 0
F4_Commercial_Restaurant_Existing_Office Equipment_Electric_Printer/Copier/Fax_E8 | F4 | Commercial | Restaurant | Existing | Office Equipment | Electric | Printer/Copier/Fax | E8 | RVT BC Ratio | 0 | 0 | 0 | 0 | 0 | 0 | 0 | 0 | 0 | 0 | 0 | 0 | 0 | 0 | 0 | 0 | 0 | 0 | 0 | 0 | 0 | 0 | 0 | 0 | 0 | 0 | 0 | 0 | 0 | 0
F4_Commercial_Restaurant_Existing_Office Equipment_Electric_Printer/Copier/Fax_E9 | F4 | Commercial | Restaurant | Existing | Office Equipment | Electric | Printer/Copier/Fax | E9 | RVT BC Ratio | 0 | 0 | 0 | 0 | 0 | 0 | 0 | 0 | 0 | 0 | 0 | 0 | 0 | 0 | 0 | 0 | 0 | 0 | 0 | 0 | 0 | 0 | 0 | 0 | 0 | 0 | 0 | 0 | 0 | 0
F4_Commercial_Restaurant_Existing_Office Equipment_Electric_Printer/Copier/Fax_E10 | F4 | Commercial | Restaurant | Existing | Office Equipment | Electric | Printer/Copier/Fax | E10 | RVT BC Ratio | 0 | 0 | 0 | 0 | 0 | 0 | 0 | 0 | 0 | 0 | 0 | 0 | 0 | 0 | 0 | 0 | 0 | 0 | 0 | 0 | 0 | 0 | 0 | 0 | 0 | 0 | 0 | 0 | 0 | 0
F5_Commercial_Restaurant_Existing_Office Equipment_Electric_Printer/Copier/Fax_E1 | F5 | Commercial | Restaurant | Existing | Office Equipment | Electric | Printer/Copier/Fax | E1 | RIM BC Ratio | 0 | 0 | 0 | 0 | 0 | 0 | 0 | 0 | 0 | 0 | 0 | 0 | 0 | 0 | 0 | 0 | 0 | 0 | 0 | 0 | 0 | 0 | 0 | 0 | 0 | 0 | 0 | 0 | 0 | 0
F5_Commercial_Restaurant_Existing_Office Equipment_Electric_Printer/Copier/Fax_E2 | F5 | Commercial | Restaurant | Existing | Office Equipment | Electric | Printer/Copier/Fax | E2 | RIM BC Ratio | 0 | 0 | 0 | 0 | 0 | 0 | 0 | 0 | 0 | 0 | 0 | 0 | 0 | 0 | 0 | 0 | 0 | 0 | 0 | 0 | 0 | 0 | 0 | 0 | 0 | 0 | 0 | 0 | 0 | 0
F5_Commercial_Restaurant_Existing_Office Equipment_Electric_Printer/Copier/Fax_E3 | F5 | Commercial | Restaurant | Existing | Office Equipment | Electric | Printer/Copier/Fax | E3 | RIM BC Ratio | 0 | 0 | 0 | 0 | 0 | 0 | 0 | 0 | 0 | 0 | 0 | 0 | 0 | 0 | 0 | 0 | 0 | 0 | 0 | 0 | 0 | 0 | 0 | 0 | 0 | 0 | 0 | 0 | 0 | 0
F5_Commercial_Restaurant_Existing_Office Equipment_Electric_Printer/Copier/Fax_E4 | F5 | Commercial | Restaurant | Existing | Office Equipment | Electric | Printer/Copier/Fax | E4 | RIM BC Ratio | 0 | 0 | 0 | 0 | 0 | 0 | 0 | 0 | 0 | 0 | 0 | 0 | 0 | 0 | 0 | 0 | 0 | 0 | 0 | 0 | 0 | 0 | 0 | 0 | 0 | 0 | 0 | 0 | 0 | 0
F5_Commercial_Restaurant_Existing_Office Equipment_Electric_Printer/Copier/Fax_E5 | F5 | Commercial | Restaurant | Existing | Office Equipment | Electric | Printer/Copier/Fax | E5 | RIM BC Ratio | 0 | 0 | 0 | 0 | 0 | 0 | 0 | 0 | 0 | 0 | 0 | 0 | 0 | 0 | 0 | 0 | 0 | 0 | 0 | 0 | 0 | 0 | 0 | 0 | 0 | 0 | 0 | 0 | 0 | 0
F5_Commercial_Restaurant_Existing_Office Equipment_Electric_Printer/Copier/Fax_E6 | F5 | Commercial | Restaurant | Existing | Office Equipment | Electric | Printer/Copier/Fax | E6 | RIM BC Ratio | 0 | 0 | 0 | 0 | 0 | 0 | 0 | 0 | 0 | 0 | 0 | 0 | 0 | 0 | 0 | 0 | 0 | 0 | 0 | 0 | 0 | 0 | 0 | 0 | 0 | 0 | 0 | 0 | 0 | 0
F5_Commercial_Restaurant_Existing_Office Equipment_Electric_Printer/Copier/Fax_E7 | F5 | Commercial | Restaurant | Existing | Office Equipment | Electric | Printer/Copier/Fax | E7 | RIM BC Ratio | 0 | 0 | 0 | 0 | 0 | 0 | 0 | 0 | 0 | 0 | 0 | 0 | 0 | 0 | 0 | 0 | 0 | 0 | 0 | 0 | 0 | 0 | 0 | 0 | 0 | 0 | 0 | 0 | 0 | 0
F5_Commercial_Restaurant_Existing_Office Equipment_Electric_Printer/Copier/Fax_E8 | F5 | Commercial | Restaurant | Existing | Office Equipment | Electric | Printer/Copier/Fax | E8 | RIM BC Ratio | 0 | 0 | 0 | 0 | 0 | 0 | 0 | 0 | 0 | 0 | 0 | 0 | 0 | 0 | 0 | 0 | 0 | 0 | 0 | 0 | 0 | 0 | 0 | 0 | 0 | 0 | 0 | 0 | 0 | 0
F5_Commercial_Restaurant_Existing_Office Equipment_Electric_Printer/Copier/Fax_E9 | F5 | Commercial | Restaurant | Existing | Office Equipment | Electric | Printer/Copier/Fax | E9 | RIM BC Ratio | 0 | 0 | 0 | 0 | 0 | 0 | 0 | 0 | 0 | 0 | 0 | 0 | 0 | 0 | 0 | 0 | 0 | 0 | 0 | 0 | 0 | 0 | 0 | 0 | 0 | 0 | 0 | 0 | 0 | 0
F5_Commercial_Restaurant_Existing_Office Equipment_Electric_Printer/Copier/Fax_E10 | F5 | Commercial | Restaurant | Existing | Office Equipment | Electric | Printer/Copier/Fax | E10 | RIM BC Ratio | 0 | 0 | 0 | 0 | 0 | 0 | 0 | 0 | 0 | 0 | 0 | 0 | 0 | 0 | 0 | 0 | 0 | 0 | 0 | 0 | 0 | 0 | 0 | 0 | 0 | 0 | 0 | 0 | 0 | 0
F0_Commercial_Restaurant_Existing_Office Equipment_Electric_POS Terminal_E0 | F0 | Commercial | Restaurant | Existing | Office Equipment | Electric | POS Terminal | E0 | Economic Unit | 0 | 0 | 0 | 0 | 0 | 0 | 0 | 0 | 0 | 0 | 0 | 0 | 0 | 0 | 0 | 0 | 0 | 0 | 0 | 0 | 0 | 0 | 0 | 0 | 0 | 0 | 0 | 0 | 0 | 0
F1_Commercial_Restaurant_Existing_Office Equipment_Electric_POS Terminal_E1 | F1 | Commercial | Restaurant | Existing | Office Equipment | Electric | POS Terminal | E1 | CCE | 0 | 0 | 0 | 0 | 0 | 0 | 0 | 0 | 0 | 0 | 0 | 0 | 0 | 0 | 0 | 0 | 0 | 0 | 0 | 0 | 0 | 0 | 0 | 0 | 0 | 0 | 0 | 0 | 0 | 0
F1_Commercial_Restaurant_Existing_Office Equipment_Electric_POS Terminal_E2 | F1 | Commercial | Restaurant | Existing | Office Equipment | Electric | POS Terminal | E2 | CCE | 0 | 0 | 0 | 0 | 0 | 0 | 0 | 0 | 0 | 0 | 0 | 0 | 0 | 0 | 0 | 0 | 0 | 0 | 0 | 0 | 0 | 0 | 0 | 0 | 0 | 0 | 0 | 0 | 0 | 0
F1_Commercial_Restaurant_Existing_Office Equipment_Electric_POS Terminal_E3 | F1 | Commercial | Restaurant | Existing | Office Equipment | Electric | POS Terminal | E3 | CCE | 0 | 0 | 0 | 0 | 0 | 0 | 0 | 0 | 0 | 0 | 0 | 0 | 0 | 0 | 0 | 0 | 0 | 0 | 0 | 0 | 0 | 0 | 0 | 0 | 0 | 0 | 0 | 0 | 0 | 0
F1_Commercial_Restaurant_Existing_Office Equipment_Electric_POS Terminal_E4 | F1 | Commercial | Restaurant | Existing | Office Equipment | Electric | POS Terminal | E4 | CCE | 0 | 0 | 0 | 0 | 0 | 0 | 0 | 0 | 0 | 0 | 0 | 0 | 0 | 0 | 0 | 0 | 0 | 0 | 0 | 0 | 0 | 0 | 0 | 0 | 0 | 0 | 0 | 0 | 0 | 0
F1_Commercial_Restaurant_Existing_Office Equipment_Electric_POS Terminal_E5 | F1 | Commercial | Restaurant | Existing | Office Equipment | Electric | POS Terminal | E5 | CCE | 0 | 0 | 0 | 0 | 0 | 0 | 0 | 0 | 0 | 0 | 0 | 0 | 0 | 0 | 0 | 0 | 0 | 0 | 0 | 0 | 0 | 0 | 0 | 0 | 0 | 0 | 0 | 0 | 0 | 0
F1_Commercial_Restaurant_Existing_Office Equipment_Electric_POS Terminal_E6 | F1 | Commercial | Restaurant | Existing | Office Equipment | Electric | POS Terminal | E6 | CCE | 0 | 0 | 0 | 0 | 0 | 0 | 0 | 0 | 0 | 0 | 0 | 0 | 0 | 0 | 0 | 0 | 0 | 0 | 0 | 0 | 0 | 0 | 0 | 0 | 0 | 0 | 0 | 0 | 0 | 0
F1_Commercial_Restaurant_Existing_Office Equipment_Electric_POS Terminal_E7 | F1 | Commercial | Restaurant | Existing | Office Equipment | Electric | POS Terminal | E7 | CCE | 0 | 0 | 0 | 0 | 0 | 0 | 0 | 0 | 0 | 0 | 0 | 0 | 0 | 0 | 0 | 0 | 0 | 0 | 0 | 0 | 0 | 0 | 0 | 0 | 0 | 0 | 0 | 0 | 0 | 0
F1_Commercial_Restaurant_Existing_Office Equipment_Electric_POS Terminal_E8 | F1 | Commercial | Restaurant | Existing | Office Equipment | Electric | POS Terminal | E8 | CCE | 0 | 0 | 0 | 0 | 0 | 0 | 0 | 0 | 0 | 0 | 0 | 0 | 0 | 0 | 0 | 0 | 0 | 0 | 0 | 0 | 0 | 0 | 0 | 0 | 0 | 0 | 0 | 0 | 0 | 0
F1_Commercial_Restaurant_Existing_Office Equipment_Electric_POS Terminal_E9 | F1 | Commercial | Restaurant | Existing | Office Equipment | Electric | POS Terminal | E9 | CCE | 0 | 0 | 0 | 0 | 0 | 0 | 0 | 0 | 0 | 0 | 0 | 0 | 0 | 0 | 0 | 0 | 0 | 0 | 0 | 0 | 0 | 0 | 0 | 0 | 0 | 0 | 0 | 0 | 0 | 0
F1_Commercial_Restaurant_Existing_Office Equipment_Electric_POS Terminal_E10 | F1 | Commercial | Restaurant | Existing | Office Equipment | Electric | POS Terminal | E10 | CCE | 0 | 0 | 0 | 0 | 0 | 0 | 0 | 0 | 0 | 0 | 0 | 0 | 0 | 0 | 0 | 0 | 0 | 0 | 0 | 0 | 0 | 0 | 0 | 0 | 0 | 0 | 0 | 0 | 0 | 0
F2_Commercial_Restaurant_Existing_Office Equipment_Electric_POS Terminal_E1 | F2 | Commercial | Restaurant | Existing | Office Equipment | Electric | POS Terminal | E1 | TRC BC Ratio | 0 | 0 | 0 | 0 | 0 | 0 | 0 | 0 | 0 | 0 | 0 | 0 | 0 | 0 | 0 | 0 | 0 | 0 | 0 | 0 | 0 | 0 | 0 | 0 | 0 | 0 | 0 | 0 | 0 | 0
F2_Commercial_Restaurant_Existing_Office Equipment_Electric_POS Terminal_E2 | F2 | Commercial | Restaurant | Existing | Office Equipment | Electric | POS Terminal | E2 | TRC BC Ratio | 0 | 0 | 0 | 0 | 0 | 0 | 0 | 0 | 0 | 0 | 0 | 0 | 0 | 0 | 0 | 0 | 0 | 0 | 0 | 0 | 0 | 0 | 0 | 0 | 0 | 0 | 0 | 0 | 0 | 0
F2_Commercial_Restaurant_Existing_Office Equipment_Electric_POS Terminal_E3 | F2 | Commercial | Restaurant | Existing | Office Equipment | Electric | POS Terminal | E3 | TRC BC Ratio | 0 | 0 | 0 | 0 | 0 | 0 | 0 | 0 | 0 | 0 | 0 | 0 | 0 | 0 | 0 | 0 | 0 | 0 | 0 | 0 | 0 | 0 | 0 | 0 | 0 | 0 | 0 | 0 | 0 | 0
F2_Commercial_Restaurant_Existing_Office Equipment_Electric_POS Terminal_E4 | F2 | Commercial | Restaurant | Existing | Office Equipment | Electric | POS Terminal | E4 | TRC BC Ratio | 0 | 0 | 0 | 0 | 0 | 0 | 0 | 0 | 0 | 0 | 0 | 0 | 0 | 0 | 0 | 0 | 0 | 0 | 0 | 0 | 0 | 0 | 0 | 0 | 0 | 0 | 0 | 0 | 0 | 0
F2_Commercial_Restaurant_Existing_Office Equipment_Electric_POS Terminal_E5 | F2 | Commercial | Restaurant | Existing | Office Equipment | Electric | POS Terminal | E5 | TRC BC Ratio | 0 | 0 | 0 | 0 | 0 | 0 | 0 | 0 | 0 | 0 | 0 | 0 | 0 | 0 | 0 | 0 | 0 | 0 | 0 | 0 | 0 | 0 | 0 | 0 | 0 | 0 | 0 | 0 | 0 | 0
F2_Commercial_Restaurant_Existing_Office Equipment_Electric_POS Terminal_E6 | F2 | Commercial | Restaurant | Existing | Office Equipment | Electric | POS Terminal | E6 | TRC BC Ratio | 0 | 0 | 0 | 0 | 0 | 0 | 0 | 0 | 0 | 0 | 0 | 0 | 0 | 0 | 0 | 0 | 0 | 0 | 0 | 0 | 0 | 0 | 0 | 0 | 0 | 0 | 0 | 0 | 0 | 0
F2_Commercial_Restaurant_Existing_Office Equipment_Electric_POS Terminal_E7 | F2 | Commercial | Restaurant | Existing | Office Equipment | Electric | POS Terminal | E7 | TRC BC Ratio | 0 | 0 | 0 | 0 | 0 | 0 | 0 | 0 | 0 | 0 | 0 | 0 | 0 | 0 | 0 | 0 | 0 | 0 | 0 | 0 | 0 | 0 | 0 | 0 | 0 | 0 | 0 | 0 | 0 | 0
F2_Commercial_Restaurant_Existing_Office Equipment_Electric_POS Terminal_E8 | F2 | Commercial | Restaurant | Existing | Office Equipment | Electric | POS Terminal | E8 | TRC BC Ratio | 0 | 0 | 0 | 0 | 0 | 0 | 0 | 0 | 0 | 0 | 0 | 0 | 0 | 0 | 0 | 0 | 0 | 0 | 0 | 0 | 0 | 0 | 0 | 0 | 0 | 0 | 0 | 0 | 0 | 0
F2_Commercial_Restaurant_Existing_Office Equipment_Electric_POS Terminal_E9 | F2 | Commercial | Restaurant | Existing | Office Equipment | Electric | POS Terminal | E9 | TRC BC Ratio | 0 | 0 | 0 | 0 | 0 | 0 | 0 | 0 | 0 | 0 | 0 | 0 | 0 | 0 | 0 | 0 | 0 | 0 | 0 | 0 | 0 | 0 | 0 | 0 | 0 | 0 | 0 | 0 | 0 | 0
F2_Commercial_Restaurant_Existing_Office Equipment_Electric_POS Terminal_E10 | F2 | Commercial | Restaurant | Existing | Office Equipment | Electric | POS Terminal | E10 | TRC BC Ratio | 0 | 0 | 0 | 0 | 0 | 0 | 0 | 0 | 0 | 0 | 0 | 0 | 0 | 0 | 0 | 0 | 0 | 0 | 0 | 0 | 0 | 0 | 0 | 0 | 0 | 0 | 0 | 0 | 0 | 0
F3_Commercial_Restaurant_Existing_Office Equipment_Electric_POS Terminal_E1 | F3 | Commercial | Restaurant | Existing | Office Equipment | Electric | POS Terminal | E1 | PACT BC Ratio | 0 | 0 | 0 | 0 | 0 | 0 | 0 | 0 | 0 | 0 | 0 | 0 | 0 | 0 | 0 | 0 | 0 | 0 | 0 | 0 | 0 | 0 | 0 | 0 | 0 | 0 | 0 | 0 | 0 | 0
F3_Commercial_Restaurant_Existing_Office Equipment_Electric_POS Terminal_E2 | F3 | Commercial | Restaurant | Existing | Office Equipment | Electric | POS Terminal | E2 | PACT BC Ratio | 0 | 0 | 0 | 0 | 0 | 0 | 0 | 0 | 0 | 0 | 0 | 0 | 0 | 0 | 0 | 0 | 0 | 0 | 0 | 0 | 0 | 0 | 0 | 0 | 0 | 0 | 0 | 0 | 0 | 0
F3_Commercial_Restaurant_Existing_Office Equipment_Electric_POS Terminal_E3 | F3 | Commercial | Restaurant | Existing | Office Equipment | Electric | POS Terminal | E3 | PACT BC Ratio | 0 | 0 | 0 | 0 | 0 | 0 | 0 | 0 | 0 | 0 | 0 | 0 | 0 | 0 | 0 | 0 | 0 | 0 | 0 | 0 | 0 | 0 | 0 | 0 | 0 | 0 | 0 | 0 | 0 | 0
F3_Commercial_Restaurant_Existing_Office Equipment_Electric_POS Terminal_E4 | F3 | Commercial | Restaurant | Existing | Office Equipment | Electric | POS Terminal | E4 | PACT BC Ratio | 0 | 0 | 0 | 0 | 0 | 0 | 0 | 0 | 0 | 0 | 0 | 0 | 0 | 0 | 0 | 0 | 0 | 0 | 0 | 0 | 0 | 0 | 0 | 0 | 0 | 0 | 0 | 0 | 0 | 0
F3_Commercial_Restaurant_Existing_Office Equipment_Electric_POS Terminal_E5 | F3 | Commercial | Restaurant | Existing | Office Equipment | Electric | POS Terminal | E5 | PACT BC Ratio | 0 | 0 | 0 | 0 | 0 | 0 | 0 | 0 | 0 | 0 | 0 | 0 | 0 | 0 | 0 | 0 | 0 | 0 | 0 | 0 | 0 | 0 | 0 | 0 | 0 | 0 | 0 | 0 | 0 | 0
F3_Commercial_Restaurant_Existing_Office Equipment_Electric_POS Terminal_E6 | F3 | Commercial | Restaurant | Existing | Office Equipment | Electric | POS Terminal | E6 | PACT BC Ratio | 0 | 0 | 0 | 0 | 0 | 0 | 0 | 0 | 0 | 0 | 0 | 0 | 0 | 0 | 0 | 0 | 0 | 0 | 0 | 0 | 0 | 0 | 0 | 0 | 0 | 0 | 0 | 0 | 0 | 0
F3_Commercial_Restaurant_Existing_Office Equipment_Electric_POS Terminal_E7 | F3 | Commercial | Restaurant | Existing | Office Equipment | Electric | POS Terminal | E7 | PACT BC Ratio | 0 | 0 | 0 | 0 | 0 | 0 | 0 | 0 | 0 | 0 | 0 | 0 | 0 | 0 | 0 | 0 | 0 | 0 | 0 | 0 | 0 | 0 | 0 | 0 | 0 | 0 | 0 | 0 | 0 | 0
F3_Commercial_Restaurant_Existing_Office Equipment_Electric_POS Terminal_E8 | F3 | Commercial | Restaurant | Existing | Office Equipment | Electric | POS Terminal | E8 | PACT BC Ratio | 0 | 0 | 0 | 0 | 0 | 0 | 0 | 0 | 0 | 0 | 0 | 0 | 0 | 0 | 0 | 0 | 0 | 0 | 0 | 0 | 0 | 0 | 0 | 0 | 0 | 0 | 0 | 0 | 0 | 0
F3_Commercial_Restaurant_Existing_Office Equipment_Electric_POS Terminal_E9 | F3 | Commercial | Restaurant | Existing | Office Equipment | Electric | POS Terminal | E9 | PACT BC Ratio | 0 | 0 | 0 | 0 | 0 | 0 | 0 | 0 | 0 | 0 | 0 | 0 | 0 | 0 | 0 | 0 | 0 | 0 | 0 | 0 | 0 | 0 | 0 | 0 | 0 | 0 | 0 | 0 | 0 | 0
F3_Commercial_Restaurant_Existing_Office Equipment_Electric_POS Terminal_E10 | F3 | Commercial | Restaurant | Existing | Office Equipment | Electric | POS Terminal | E10 | PACT BC Ratio | 0 | 0 | 0 | 0 | 0 | 0 | 0 | 0 | 0 | 0 | 0 | 0 | 0 | 0 | 0 | 0 | 0 | 0 | 0 | 0 | 0 | 0 | 0 | 0 | 0 | 0 | 0 | 0 | 0 | 0
F4_Commercial_Restaurant_Existing_Office Equipment_Electric_POS Terminal_E1 | F4 | Commercial | Restaurant | Existing | Office Equipment | Electric | POS Terminal | E1 | RVT BC Ratio | 0 | 0 | 0 | 0 | 0 | 0 | 0 | 0 | 0 | 0 | 0 | 0 | 0 | 0 | 0 | 0 | 0 | 0 | 0 | 0 | 0 | 0 | 0 | 0 | 0 | 0 | 0 | 0 | 0 | 0
F4_Commercial_Restaurant_Existing_Office Equipment_Electric_POS Terminal_E2 | F4 | Commercial | Restaurant | Existing | Office Equipment | Electric | POS Terminal | E2 | RVT BC Ratio | 0 | 0 | 0 | 0 | 0 | 0 | 0 | 0 | 0 | 0 | 0 | 0 | 0 | 0 | 0 | 0 | 0 | 0 | 0 | 0 | 0 | 0 | 0 | 0 | 0 | 0 | 0 | 0 | 0 | 0
F4_Commercial_Restaurant_Existing_Office Equipment_Electric_POS Terminal_E3 | F4 | Commercial | Restaurant | Existing | Office Equipment | Electric | POS Terminal | E3 | RVT BC Ratio | 0 | 0 | 0 | 0 | 0 | 0 | 0 | 0 | 0 | 0 | 0 | 0 | 0 | 0 | 0 | 0 | 0 | 0 | 0 | 0 | 0 | 0 | 0 | 0 | 0 | 0 | 0 | 0 | 0 | 0
F4_Commercial_Restaurant_Existing_Office Equipment_Electric_POS Terminal_E4 | F4 | Commercial | Restaurant | Existing | Office Equipment | Electric | POS Terminal | E4 | RVT BC Ratio | 0 | 0 | 0 | 0 | 0 | 0 | 0 | 0 | 0 | 0 | 0 | 0 | 0 | 0 | 0 | 0 | 0 | 0 | 0 | 0 | 0 | 0 | 0 | 0 | 0 | 0 | 0 | 0 | 0 | 0
F4_Commercial_Restaurant_Existing_Office Equipment_Electric_POS Terminal_E5 | F4 | Commercial | Restaurant | Existing | Office Equipment | Electric | POS Terminal | E5 | RVT BC Ratio | 0 | 0 | 0 | 0 | 0 | 0 | 0 | 0 | 0 | 0 | 0 | 0 | 0 | 0 | 0 | 0 | 0 | 0 | 0 | 0 | 0 | 0 | 0 | 0 | 0 | 0 | 0 | 0 | 0 | 0
F4_Commercial_Restaurant_Existing_Office Equipment_Electric_POS Terminal_E6 | F4 | Commercial | Restaurant | Existing | Office Equipment | Electric | POS Terminal | E6 | RVT BC Ratio | 0 | 0 | 0 | 0 | 0 | 0 | 0 | 0 | 0 | 0 | 0 | 0 | 0 | 0 | 0 | 0 | 0 | 0 | 0 | 0 | 0 | 0 | 0 | 0 | 0 | 0 | 0 | 0 | 0 | 0
F4_Commercial_Restaurant_Existing_Office Equipment_Electric_POS Terminal_E7 | F4 | Commercial | Restaurant | Existing | Office Equipment | Electric | POS Terminal | E7 | RVT BC Ratio | 0 | 0 | 0 | 0 | 0 | 0 | 0 | 0 | 0 | 0 | 0 | 0 | 0 | 0 | 0 | 0 | 0 | 0 | 0 | 0 | 0 | 0 | 0 | 0 | 0 | 0 | 0 | 0 | 0 | 0
F4_Commercial_Restaurant_Existing_Office Equipment_Electric_POS Terminal_E8 | F4 | Commercial | Restaurant | Existing | Office Equipment | Electric | POS Terminal | E8 | RVT BC Ratio | 0 | 0 | 0 | 0 | 0 | 0 | 0 | 0 | 0 | 0 | 0 | 0 | 0 | 0 | 0 | 0 | 0 | 0 | 0 | 0 | 0 | 0 | 0 | 0 | 0 | 0 | 0 | 0 | 0 | 0
F4_Commercial_Restaurant_Existing_Office Equipment_Electric_POS Terminal_E9 | F4 | Commercial | Restaurant | Existing | Office Equipment | Electric | POS Terminal | E9 | RVT BC Ratio | 0 | 0 | 0 | 0 | 0 | 0 | 0 | 0 | 0 | 0 | 0 | 0 | 0 | 0 | 0 | 0 | 0 | 0 | 0 | 0 | 0 | 0 | 0 | 0 | 0 | 0 | 0 | 0 | 0 | 0
F4_Commercial_Restaurant_Existing_Office Equipment_Electric_POS Terminal_E10 | F4 | Commercial | Restaurant | Existing | Office Equipment | Electric | POS Terminal | E10 | RVT BC Ratio | 0 | 0 | 0 | 0 | 0 | 0 | 0 | 0 | 0 | 0 | 0 | 0 | 0 | 0 | 0 | 0 | 0 | 0 | 0 | 0 | 0 | 0 | 0 | 0 | 0 | 0 | 0 | 0 | 0 | 0
F5_Commercial_Restaurant_Existing_Office Equipment_Electric_POS Terminal_E1 | F5 | Commercial | Restaurant | Existing | Office Equipment | Electric | POS Terminal | E1 | RIM BC Ratio | 0 | 0 | 0 | 0 | 0 | 0 | 0 | 0 | 0 | 0 | 0 | 0 | 0 | 0 | 0 | 0 | 0 | 0 | 0 | 0 | 0 | 0 | 0 | 0 | 0 | 0 | 0 | 0 | 0 | 0
F5_Commercial_Restaurant_Existing_Office Equipment_Electric_POS Terminal_E2 | F5 | Commercial | Restaurant | Existing | Office Equipment | Electric | POS Terminal | E2 | RIM BC Ratio | 0 | 0 | 0 | 0 | 0 | 0 | 0 | 0 | 0 | 0 | 0 | 0 | 0 | 0 | 0 | 0 | 0 | 0 | 0 | 0 | 0 | 0 | 0 | 0 | 0 | 0 | 0 | 0 | 0 | 0
F5_Commercial_Restaurant_Existing_Office Equipment_Electric_POS Terminal_E3 | F5 | Commercial | Restaurant | Existing | Office Equipment | Electric | POS Terminal | E3 | RIM BC Ratio | 0 | 0 | 0 | 0 | 0 | 0 | 0 | 0 | 0 | 0 | 0 | 0 | 0 | 0 | 0 | 0 | 0 | 0 | 0 | 0 | 0 | 0 | 0 | 0 | 0 | 0 | 0 | 0 | 0 | 0
F5_Commercial_Restaurant_Existing_Office Equipment_Electric_POS Terminal_E4 | F5 | Commercial | Restaurant | Existing | Office Equipment | Electric | POS Terminal | E4 | RIM BC Ratio | 0 | 0 | 0 | 0 | 0 | 0 | 0 | 0 | 0 | 0 | 0 | 0 | 0 | 0 | 0 | 0 | 0 | 0 | 0 | 0 | 0 | 0 | 0 | 0 | 0 | 0 | 0 | 0 | 0 | 0
F5_Commercial_Restaurant_Existing_Office Equipment_Electric_POS Terminal_E5 | F5 | Commercial | Restaurant | Existing | Office Equipment | Electric | POS Terminal | E5 | RIM BC Ratio | 0 | 0 | 0 | 0 | 0 | 0 | 0 | 0 | 0 | 0 | 0 | 0 | 0 | 0 | 0 | 0 | 0 | 0 | 0 | 0 | 0 | 0 | 0 | 0 | 0 | 0 | 0 | 0 | 0 | 0
F5_Commercial_Restaurant_Existing_Office Equipment_Electric_POS Terminal_E6 | F5 | Commercial | Restaurant | Existing | Office Equipment | Electric | POS Terminal | E6 | RIM BC Ratio | 0 | 0 | 0 | 0 | 0 | 0 | 0 | 0 | 0 | 0 | 0 | 0 | 0 | 0 | 0 | 0 | 0 | 0 | 0 | 0 | 0 | 0 | 0 | 0 | 0 | 0 | 0 | 0 | 0 | 0
F5_Commercial_Restaurant_Existing_Office Equipment_Electric_POS Terminal_E7 | F5 | Commercial | Restaurant | Existing | Office Equipment | Electric | POS Terminal | E7 | RIM BC Ratio | 0 | 0 | 0 | 0 | 0 | 0 | 0 | 0 | 0 | 0 | 0 | 0 | 0 | 0 | 0 | 0 | 0 | 0 | 0 | 0 | 0 | 0 | 0 | 0 | 0 | 0 | 0 | 0 | 0 | 0
F5_Commercial_Restaurant_Existing_Office Equipment_Electric_POS Terminal_E8 | F5 | Commercial | Restaurant | Existing | Office Equipment | Electric | POS Terminal | E8 | RIM BC Ratio | 0 | 0 | 0 | 0 | 0 | 0 | 0 | 0 | 0 | 0 | 0 | 0 | 0 | 0 | 0 | 0 | 0 | 0 | 0 | 0 | 0 | 0 | 0 | 0 | 0 | 0 | 0 | 0 | 0 | 0
F5_Commercial_Restaurant_Existing_Office Equipment_Electric_POS Terminal_E9 | F5 | Commercial | Restaurant | Existing | Office Equipment | Electric | POS Terminal | E9 | RIM BC Ratio | 0 | 0 | 0 | 0 | 0 | 0 | 0 | 0 | 0 | 0 | 0 | 0 | 0 | 0 | 0 | 0 | 0 | 0 | 0 | 0 | 0 | 0 | 0 | 0 | 0 | 0 | 0 | 0 | 0 | 0
F5_Commercial_Restaurant_Existing_Office Equipment_Electric_POS Terminal_E10 | F5 | Commercial | Restaurant | Existing | Office Equipment | Electric | POS Terminal | E10 | RIM BC Ratio | 0 | 0 | 0 | 0 | 0 | 0 | 0 | 0 | 0 | 0 | 0 | 0 | 0 | 0 | 0 | 0 | 0 | 0 | 0 | 0 | 0 | 0 | 0 | 0 | 0 | 0 | 0 | 0 | 0 | 0
F0_Commercial_Restaurant_Existing_Miscellaneous_Electric_Non-HVAC Motors_E0 | F0 | Commercial | Restaurant | Existing | Miscellaneous | Electric | Non-HVAC Motors | E0 | Economic Unit | 0 | 0 | 0 | 0 | 0 | 0 | 0 | 0 | 0 | 0 | 0 | 0 | 0 | 0 | 0 | 0 | 0 | 0 | 0 | 0 | 0 | 0 | 0 | 0 | 0 | 0 | 0 | 0 | 0 | 0
F1_Commercial_Restaurant_Existing_Miscellaneous_Electric_Non-HVAC Motors_E1 | F1 | Commercial | Restaurant | Existing | Miscellaneous | Electric | Non-HVAC Motors | E1 | CCE | 0 | 0 | 0 | 0 | 0 | 0 | 0 | 0 | 0 | 0 | 0 | 0 | 0 | 0 | 0 | 0 | 0 | 0 | 0 | 0 | 0 | 0 | 0 | 0 | 0 | 0 | 0 | 0 | 0 | 0
F1_Commercial_Restaurant_Existing_Miscellaneous_Electric_Non-HVAC Motors_E2 | F1 | Commercial | Restaurant | Existing | Miscellaneous | Electric | Non-HVAC Motors | E2 | CCE | 0 | 0 | 0 | 0 | 0 | 0 | 0 | 0 | 0 | 0 | 0 | 0 | 0 | 0 | 0 | 0 | 0 | 0 | 0 | 0 | 0 | 0 | 0 | 0 | 0 | 0 | 0 | 0 | 0 | 0
F1_Commercial_Restaurant_Existing_Miscellaneous_Electric_Non-HVAC Motors_E3 | F1 | Commercial | Restaurant | Existing | Miscellaneous | Electric | Non-HVAC Motors | E3 | CCE | 0 | 0 | 0 | 0 | 0 | 0 | 0 | 0 | 0 | 0 | 0 | 0 | 0 | 0 | 0 | 0 | 0 | 0 | 0 | 0 | 0 | 0 | 0 | 0 | 0 | 0 | 0 | 0 | 0 | 0
F1_Commercial_Restaurant_Existing_Miscellaneous_Electric_Non-HVAC Motors_E4 | F1 | Commercial | Restaurant | Existing | Miscellaneous | Electric | Non-HVAC Motors | E4 | CCE | 0 | 0 | 0 | 0 | 0 | 0 | 0 | 0 | 0 | 0 | 0 | 0 | 0 | 0 | 0 | 0 | 0 | 0 | 0 | 0 | 0 | 0 | 0 | 0 | 0 | 0 | 0 | 0 | 0 | 0
F1_Commercial_Restaurant_Existing_Miscellaneous_Electric_Non-HVAC Motors_E5 | F1 | Commercial | Restaurant | Existing | Miscellaneous | Electric | Non-HVAC Motors | E5 | CCE | 0 | 0 | 0 | 0 | 0 | 0 | 0 | 0 | 0 | 0 | 0 | 0 | 0 | 0 | 0 | 0 | 0 | 0 | 0 | 0 | 0 | 0 | 0 | 0 | 0 | 0 | 0 | 0 | 0 | 0
F1_Commercial_Restaurant_Existing_Miscellaneous_Electric_Non-HVAC Motors_E6 | F1 | Commercial | Restaurant | Existing | Miscellaneous | Electric | Non-HVAC Motors | E6 | CCE | 0 | 0 | 0 | 0 | 0 | 0 | 0 | 0 | 0 | 0 | 0 | 0 | 0 | 0 | 0 | 0 | 0 | 0 | 0 | 0 | 0 | 0 | 0 | 0 | 0 | 0 | 0 | 0 | 0 | 0
F1_Commercial_Restaurant_Existing_Miscellaneous_Electric_Non-HVAC Motors_E7 | F1 | Commercial | Restaurant | Existing | Miscellaneous | Electric | Non-HVAC Motors | E7 | CCE | 0 | 0 | 0 | 0 | 0 | 0 | 0 | 0 | 0 | 0 | 0 | 0 | 0 | 0 | 0 | 0 | 0 | 0 | 0 | 0 | 0 | 0 | 0 | 0 | 0 | 0 | 0 | 0 | 0 | 0
F1_Commercial_Restaurant_Existing_Miscellaneous_Electric_Non-HVAC Motors_E8 | F1 | Commercial | Restaurant | Existing | Miscellaneous | Electric | Non-HVAC Motors | E8 | CCE | 0 | 0 | 0 | 0 | 0 | 0 | 0 | 0 | 0 | 0 | 0 | 0 | 0 | 0 | 0 | 0 | 0 | 0 | 0 | 0 | 0 | 0 | 0 | 0 | 0 | 0 | 0 | 0 | 0 | 0
F1_Commercial_Restaurant_Existing_Miscellaneous_Electric_Non-HVAC Motors_E9 | F1 | Commercial | Restaurant | Existing | Miscellaneous | Electric | Non-HVAC Motors | E9 | CCE | 0 | 0 | 0 | 0 | 0 | 0 | 0 | 0 | 0 | 0 | 0 | 0 | 0 | 0 | 0 | 0 | 0 | 0 | 0 | 0 | 0 | 0 | 0 | 0 | 0 | 0 | 0 | 0 | 0 | 0
F1_Commercial_Restaurant_Existing_Miscellaneous_Electric_Non-HVAC Motors_E10 | F1 | Commercial | Restaurant | Existing | Miscellaneous | Electric | Non-HVAC Motors | E10 | CCE | 0 | 0 | 0 | 0 | 0 | 0 | 0 | 0 | 0 | 0 | 0 | 0 | 0 | 0 | 0 | 0 | 0 | 0 | 0 | 0 | 0 | 0 | 0 | 0 | 0 | 0 | 0 | 0 | 0 | 0
F2_Commercial_Restaurant_Existing_Miscellaneous_Electric_Non-HVAC Motors_E1 | F2 | Commercial | Restaurant | Existing | Miscellaneous | Electric | Non-HVAC Motors | E1 | TRC BC Ratio | 0 | 0 | 0 | 0 | 0 | 0 | 0 | 0 | 0 | 0 | 0 | 0 | 0 | 0 | 0 | 0 | 0 | 0 | 0 | 0 | 0 | 0 | 0 | 0 | 0 | 0 | 0 | 0 | 0 | 0
F2_Commercial_Restaurant_Existing_Miscellaneous_Electric_Non-HVAC Motors_E2 | F2 | Commercial | Restaurant | Existing | Miscellaneous | Electric | Non-HVAC Motors | E2 | TRC BC Ratio | 0 | 0 | 0 | 0 | 0 | 0 | 0 | 0 | 0 | 0 | 0 | 0 | 0 | 0 | 0 | 0 | 0 | 0 | 0 | 0 | 0 | 0 | 0 | 0 | 0 | 0 | 0 | 0 | 0 | 0
F2_Commercial_Restaurant_Existing_Miscellaneous_Electric_Non-HVAC Motors_E3 | F2 | Commercial | Restaurant | Existing | Miscellaneous | Electric | Non-HVAC Motors | E3 | TRC BC Ratio | 0 | 0 | 0 | 0 | 0 | 0 | 0 | 0 | 0 | 0 | 0 | 0 | 0 | 0 | 0 | 0 | 0 | 0 | 0 | 0 | 0 | 0 | 0 | 0 | 0 | 0 | 0 | 0 | 0 | 0
F2_Commercial_Restaurant_Existing_Miscellaneous_Electric_Non-HVAC Motors_E4 | F2 | Commercial | Restaurant | Existing | Miscellaneous | Electric | Non-HVAC Motors | E4 | TRC BC Ratio | 0 | 0 | 0 | 0 | 0 | 0 | 0 | 0 | 0 | 0 | 0 | 0 | 0 | 0 | 0 | 0 | 0 | 0 | 0 | 0 | 0 | 0 | 0 | 0 | 0 | 0 | 0 | 0 | 0 | 0
F2_Commercial_Restaurant_Existing_Miscellaneous_Electric_Non-HVAC Motors_E5 | F2 | Commercial | Restaurant | Existing | Miscellaneous | Electric | Non-HVAC Motors | E5 | TRC BC Ratio | 0 | 0 | 0 | 0 | 0 | 0 | 0 | 0 | 0 | 0 | 0 | 0 | 0 | 0 | 0 | 0 | 0 | 0 | 0 | 0 | 0 | 0 | 0 | 0 | 0 | 0 | 0 | 0 | 0 | 0
F2_Commercial_Restaurant_Existing_Miscellaneous_Electric_Non-HVAC Motors_E6 | F2 | Commercial | Restaurant | Existing | Miscellaneous | Electric | Non-HVAC Motors | E6 | TRC BC Ratio | 0 | 0 | 0 | 0 | 0 | 0 | 0 | 0 | 0 | 0 | 0 | 0 | 0 | 0 | 0 | 0 | 0 | 0 | 0 | 0 | 0 | 0 | 0 | 0 | 0 | 0 | 0 | 0 | 0 | 0
F2_Commercial_Restaurant_Existing_Miscellaneous_Electric_Non-HVAC Motors_E7 | F2 | Commercial | Restaurant | Existing | Miscellaneous | Electric | Non-HVAC Motors | E7 | TRC BC Ratio | 0 | 0 | 0 | 0 | 0 | 0 | 0 | 0 | 0 | 0 | 0 | 0 | 0 | 0 | 0 | 0 | 0 | 0 | 0 | 0 | 0 | 0 | 0 | 0 | 0 | 0 | 0 | 0 | 0 | 0
F2_Commercial_Restaurant_Existing_Miscellaneous_Electric_Non-HVAC Motors_E8 | F2 | Commercial | Restaurant | Existing | Miscellaneous | Electric | Non-HVAC Motors | E8 | TRC BC Ratio | 0 | 0 | 0 | 0 | 0 | 0 | 0 | 0 | 0 | 0 | 0 | 0 | 0 | 0 | 0 | 0 | 0 | 0 | 0 | 0 | 0 | 0 | 0 | 0 | 0 | 0 | 0 | 0 | 0 | 0
F2_Commercial_Restaurant_Existing_Miscellaneous_Electric_Non-HVAC Motors_E9 | F2 | Commercial | Restaurant | Existing | Miscellaneous | Electric | Non-HVAC Motors | E9 | TRC BC Ratio | 0 | 0 | 0 | 0 | 0 | 0 | 0 | 0 | 0 | 0 | 0 | 0 | 0 | 0 | 0 | 0 | 0 | 0 | 0 | 0 | 0 | 0 | 0 | 0 | 0 | 0 | 0 | 0 | 0 | 0
F2_Commercial_Restaurant_Existing_Miscellaneous_Electric_Non-HVAC Motors_E10 | F2 | Commercial | Restaurant | Existing | Miscellaneous | Electric | Non-HVAC Motors | E10 | TRC BC Ratio | 0 | 0 | 0 | 0 | 0 | 0 | 0 | 0 | 0 | 0 | 0 | 0 | 0 | 0 | 0 | 0 | 0 | 0 | 0 | 0 | 0 | 0 | 0 | 0 | 0 | 0 | 0 | 0 | 0 | 0
F3_Commercial_Restaurant_Existing_Miscellaneous_Electric_Non-HVAC Motors_E1 | F3 | Commercial | Restaurant | Existing | Miscellaneous | Electric | Non-HVAC Motors | E1 | PACT BC Ratio | 0 | 0 | 0 | 0 | 0 | 0 | 0 | 0 | 0 | 0 | 0 | 0 | 0 | 0 | 0 | 0 | 0 | 0 | 0 | 0 | 0 | 0 | 0 | 0 | 0 | 0 | 0 | 0 | 0 | 0
F3_Commercial_Restaurant_Existing_Miscellaneous_Electric_Non-HVAC Motors_E2 | F3 | Commercial | Restaurant | Existing | Miscellaneous | Electric | Non-HVAC Motors | E2 | PACT BC Ratio | 0 | 0 | 0 | 0 | 0 | 0 | 0 | 0 | 0 | 0 | 0 | 0 | 0 | 0 | 0 | 0 | 0 | 0 | 0 | 0 | 0 | 0 | 0 | 0 | 0 | 0 | 0 | 0 | 0 | 0
F3_Commercial_Restaurant_Existing_Miscellaneous_Electric_Non-HVAC Motors_E3 | F3 | Commercial | Restaurant | Existing | Miscellaneous | Electric | Non-HVAC Motors | E3 | PACT BC Ratio | 0 | 0 | 0 | 0 | 0 | 0 | 0 | 0 | 0 | 0 | 0 | 0 | 0 | 0 | 0 | 0 | 0 | 0 | 0 | 0 | 0 | 0 | 0 | 0 | 0 | 0 | 0 | 0 | 0 | 0
F3_Commercial_Restaurant_Existing_Miscellaneous_Electric_Non-HVAC Motors_E4 | F3 | Commercial | Restaurant | Existing | Miscellaneous | Electric | Non-HVAC Motors | E4 | PACT BC Ratio | 0 | 0 | 0 | 0 | 0 | 0 | 0 | 0 | 0 | 0 | 0 | 0 | 0 | 0 | 0 | 0 | 0 | 0 | 0 | 0 | 0 | 0 | 0 | 0 | 0 | 0 | 0 | 0 | 0 | 0
F3_Commercial_Restaurant_Existing_Miscellaneous_Electric_Non-HVAC Motors_E5 | F3 | Commercial | Restaurant | Existing | Miscellaneous | Electric | Non-HVAC Motors | E5 | PACT BC Ratio | 0 | 0 | 0 | 0 | 0 | 0 | 0 | 0 | 0 | 0 | 0 | 0 | 0 | 0 | 0 | 0 | 0 | 0 | 0 | 0 | 0 | 0 | 0 | 0 | 0 | 0 | 0 | 0 | 0 | 0
F3_Commercial_Restaurant_Existing_Miscellaneous_Electric_Non-HVAC Motors_E6 | F3 | Commercial | Restaurant | Existing | Miscellaneous | Electric | Non-HVAC Motors | E6 | PACT BC Ratio | 0 | 0 | 0 | 0 | 0 | 0 | 0 | 0 | 0 | 0 | 0 | 0 | 0 | 0 | 0 | 0 | 0 | 0 | 0 | 0 | 0 | 0 | 0 | 0 | 0 | 0 | 0 | 0 | 0 | 0
F3_Commercial_Restaurant_Existing_Miscellaneous_Electric_Non-HVAC Motors_E7 | F3 | Commercial | Restaurant | Existing | Miscellaneous | Electric | Non-HVAC Motors | E7 | PACT BC Ratio | 0 | 0 | 0 | 0 | 0 | 0 | 0 | 0 | 0 | 0 | 0 | 0 | 0 | 0 | 0 | 0 | 0 | 0 | 0 | 0 | 0 | 0 | 0 | 0 | 0 | 0 | 0 | 0 | 0 | 0
F3_Commercial_Restaurant_Existing_Miscellaneous_Electric_Non-HVAC Motors_E8 | F3 | Commercial | Restaurant | Existing | Miscellaneous | Electric | Non-HVAC Motors | E8 | PACT BC Ratio | 0 | 0 | 0 | 0 | 0 | 0 | 0 | 0 | 0 | 0 | 0 | 0 | 0 | 0 | 0 | 0 | 0 | 0 | 0 | 0 | 0 | 0 | 0 | 0 | 0 | 0 | 0 | 0 | 0 | 0
F3_Commercial_Restaurant_Existing_Miscellaneous_Electric_Non-HVAC Motors_E9 | F3 | Commercial | Restaurant | Existing | Miscellaneous | Electric | Non-HVAC Motors | E9 | PACT BC Ratio | 0 | 0 | 0 | 0 | 0 | 0 | 0 | 0 | 0 | 0 | 0 | 0 | 0 | 0 | 0 | 0 | 0 | 0 | 0 | 0 | 0 | 0 | 0 | 0 | 0 | 0 | 0 | 0 | 0 | 0
F3_Commercial_Restaurant_Existing_Miscellaneous_Electric_Non-HVAC Motors_E10 | F3 | Commercial | Restaurant | Existing | Miscellaneous | Electric | Non-HVAC Motors | E10 | PACT BC Ratio | 0 | 0 | 0 | 0 | 0 | 0 | 0 | 0 | 0 | 0 | 0 | 0 | 0 | 0 | 0 | 0 | 0 | 0 | 0 | 0 | 0 | 0 | 0 | 0 | 0 | 0 | 0 | 0 | 0 | 0
F4_Commercial_Restaurant_Existing_Miscellaneous_Electric_Non-HVAC Motors_E1 | F4 | Commercial | Restaurant | Existing | Miscellaneous | Electric | Non-HVAC Motors | E1 | RVT BC Ratio | 0 | 0 | 0 | 0 | 0 | 0 | 0 | 0 | 0 | 0 | 0 | 0 | 0 | 0 | 0 | 0 | 0 | 0 | 0 | 0 | 0 | 0 | 0 | 0 | 0 | 0 | 0 | 0 | 0 | 0
F4_Commercial_Restaurant_Existing_Miscellaneous_Electric_Non-HVAC Motors_E2 | F4 | Commercial | Restaurant | Existing | Miscellaneous | Electric | Non-HVAC Motors | E2 | RVT BC Ratio | 0 | 0 | 0 | 0 | 0 | 0 | 0 | 0 | 0 | 0 | 0 | 0 | 0 | 0 | 0 | 0 | 0 | 0 | 0 | 0 | 0 | 0 | 0 | 0 | 0 | 0 | 0 | 0 | 0 | 0
F4_Commercial_Restaurant_Existing_Miscellaneous_Electric_Non-HVAC Motors_E3 | F4 | Commercial | Restaurant | Existing | Miscellaneous | Electric | Non-HVAC Motors | E3 | RVT BC Ratio | 0 | 0 | 0 | 0 | 0 | 0 | 0 | 0 | 0 | 0 | 0 | 0 | 0 | 0 | 0 | 0 | 0 | 0 | 0 | 0 | 0 | 0 | 0 | 0 | 0 | 0 | 0 | 0 | 0 | 0
F4_Commercial_Restaurant_Existing_Miscellaneous_Electric_Non-HVAC Motors_E4 | F4 | Commercial | Restaurant | Existing | Miscellaneous | Electric | Non-HVAC Motors | E4 | RVT BC Ratio | 0 | 0 | 0 | 0 | 0 | 0 | 0 | 0 | 0 | 0 | 0 | 0 | 0 | 0 | 0 | 0 | 0 | 0 | 0 | 0 | 0 | 0 | 0 | 0 | 0 | 0 | 0 | 0 | 0 | 0
F4_Commercial_Restaurant_Existing_Miscellaneous_Electric_Non-HVAC Motors_E5 | F4 | Commercial | Restaurant | Existing | Miscellaneous | Electric | Non-HVAC Motors | E5 | RVT BC Ratio | 0 | 0 | 0 | 0 | 0 | 0 | 0 | 0 | 0 | 0 | 0 | 0 | 0 | 0 | 0 | 0 | 0 | 0 | 0 | 0 | 0 | 0 | 0 | 0 | 0 | 0 | 0 | 0 | 0 | 0
F4_Commercial_Restaurant_Existing_Miscellaneous_Electric_Non-HVAC Motors_E6 | F4 | Commercial | Restaurant | Existing | Miscellaneous | Electric | Non-HVAC Motors | E6 | RVT BC Ratio | 0 | 0 | 0 | 0 | 0 | 0 | 0 | 0 | 0 | 0 | 0 | 0 | 0 | 0 | 0 | 0 | 0 | 0 | 0 | 0 | 0 | 0 | 0 | 0 | 0 | 0 | 0 | 0 | 0 | 0
F4_Commercial_Restaurant_Existing_Miscellaneous_Electric_Non-HVAC Motors_E7 | F4 | Commercial | Restaurant | Existing | Miscellaneous | Electric | Non-HVAC Motors | E7 | RVT BC Ratio | 0 | 0 | 0 | 0 | 0 | 0 | 0 | 0 | 0 | 0 | 0 | 0 | 0 | 0 | 0 | 0 | 0 | 0 | 0 | 0 | 0 | 0 | 0 | 0 | 0 | 0 | 0 | 0 | 0 | 0
F4_Commercial_Restaurant_Existing_Miscellaneous_Electric_Non-HVAC Motors_E8 | F4 | Commercial | Restaurant | Existing | Miscellaneous | Electric | Non-HVAC Motors | E8 | RVT BC Ratio | 0 | 0 | 0 | 0 | 0 | 0 | 0 | 0 | 0 | 0 | 0 | 0 | 0 | 0 | 0 | 0 | 0 | 0 | 0 | 0 | 0 | 0 | 0 | 0 | 0 | 0 | 0 | 0 | 0 | 0
F4_Commercial_Restaurant_Existing_Miscellaneous_Electric_Non-HVAC Motors_E9 | F4 | Commercial | Restaurant | Existing | Miscellaneous | Electric | Non-HVAC Motors | E9 | RVT BC Ratio | 0 | 0 | 0 | 0 | 0 | 0 | 0 | 0 | 0 | 0 | 0 | 0 | 0 | 0 | 0 | 0 | 0 | 0 | 0 | 0 | 0 | 0 | 0 | 0 | 0 | 0 | 0 | 0 | 0 | 0
F4_Commercial_Restaurant_Existing_Miscellaneous_Electric_Non-HVAC Motors_E10 | F4 | Commercial | Restaurant | Existing | Miscellaneous | Electric | Non-HVAC Motors | E10 | RVT BC Ratio | 0 | 0 | 0 | 0 | 0 | 0 | 0 | 0 | 0 | 0 | 0 | 0 | 0 | 0 | 0 | 0 | 0 | 0 | 0 | 0 | 0 | 0 | 0 | 0 | 0 | 0 | 0 | 0 | 0 | 0
F5_Commercial_Restaurant_Existing_Miscellaneous_Electric_Non-HVAC Motors_E1 | F5 | Commercial | Restaurant | Existing | Miscellaneous | Electric | Non-HVAC Motors | E1 | RIM BC Ratio | 0 | 0 | 0 | 0 | 0 | 0 | 0 | 0 | 0 | 0 | 0 | 0 | 0 | 0 | 0 | 0 | 0 | 0 | 0 | 0 | 0 | 0 | 0 | 0 | 0 | 0 | 0 | 0 | 0 | 0
F5_Commercial_Restaurant_Existing_Miscellaneous_Electric_Non-HVAC Motors_E2 | F5 | Commercial | Restaurant | Existing | Miscellaneous | Electric | Non-HVAC Motors | E2 | RIM BC Ratio | 0 | 0 | 0 | 0 | 0 | 0 | 0 | 0 | 0 | 0 | 0 | 0 | 0 | 0 | 0 | 0 | 0 | 0 | 0 | 0 | 0 | 0 | 0 | 0 | 0 | 0 | 0 | 0 | 0 | 0
F5_Commercial_Restaurant_Existing_Miscellaneous_Electric_Non-HVAC Motors_E3 | F5 | Commercial | Restaurant | Existing | Miscellaneous | Electric | Non-HVAC Motors | E3 | RIM BC Ratio | 0 | 0 | 0 | 0 | 0 | 0 | 0 | 0 | 0 | 0 | 0 | 0 | 0 | 0 | 0 | 0 | 0 | 0 | 0 | 0 | 0 | 0 | 0 | 0 | 0 | 0 | 0 | 0 | 0 | 0
F5_Commercial_Restaurant_Existing_Miscellaneous_Electric_Non-HVAC Motors_E4 | F5 | Commercial | Restaurant | Existing | Miscellaneous | Electric | Non-HVAC Motors | E4 | RIM BC Ratio | 0 | 0 | 0 | 0 | 0 | 0 | 0 | 0 | 0 | 0 | 0 | 0 | 0 | 0 | 0 | 0 | 0 | 0 | 0 | 0 | 0 | 0 | 0 | 0 | 0 | 0 | 0 | 0 | 0 | 0
F5_Commercial_Restaurant_Existing_Miscellaneous_Electric_Non-HVAC Motors_E5 | F5 | Commercial | Restaurant | Existing | Miscellaneous | Electric | Non-HVAC Motors | E5 | RIM BC Ratio | 0 | 0 | 0 | 0 | 0 | 0 | 0 | 0 | 0 | 0 | 0 | 0 | 0 | 0 | 0 | 0 | 0 | 0 | 0 | 0 | 0 | 0 | 0 | 0 | 0 | 0 | 0 | 0 | 0 | 0
F5_Commercial_Restaurant_Existing_Miscellaneous_Electric_Non-HVAC Motors_E6 | F5 | Commercial | Restaurant | Existing | Miscellaneous | Electric | Non-HVAC Motors | E6 | RIM BC Ratio | 0 | 0 | 0 | 0 | 0 | 0 | 0 | 0 | 0 | 0 | 0 | 0 | 0 | 0 | 0 | 0 | 0 | 0 | 0 | 0 | 0 | 0 | 0 | 0 | 0 | 0 | 0 | 0 | 0 | 0
F5_Commercial_Restaurant_Existing_Miscellaneous_Electric_Non-HVAC Motors_E7 | F5 | Commercial | Restaurant | Existing | Miscellaneous | Electric | Non-HVAC Motors | E7 | RIM BC Ratio | 0 | 0 | 0 | 0 | 0 | 0 | 0 | 0 | 0 | 0 | 0 | 0 | 0 | 0 | 0 | 0 | 0 | 0 | 0 | 0 | 0 | 0 | 0 | 0 | 0 | 0 | 0 | 0 | 0 | 0
F5_Commercial_Restaurant_Existing_Miscellaneous_Electric_Non-HVAC Motors_E8 | F5 | Commercial | Restaurant | Existing | Miscellaneous | Electric | Non-HVAC Motors | E8 | RIM BC Ratio | 0 | 0 | 0 | 0 | 0 | 0 | 0 | 0 | 0 | 0 | 0 | 0 | 0 | 0 | 0 | 0 | 0 | 0 | 0 | 0 | 0 | 0 | 0 | 0 | 0 | 0 | 0 | 0 | 0 | 0
F5_Commercial_Restaurant_Existing_Miscellaneous_Electric_Non-HVAC Motors_E9 | F5 | Commercial | Restaurant | Existing | Miscellaneous | Electric | Non-HVAC Motors | E9 | RIM BC Ratio | 0 | 0 | 0 | 0 | 0 | 0 | 0 | 0 | 0 | 0 | 0 | 0 | 0 | 0 | 0 | 0 | 0 | 0 | 0 | 0 | 0 | 0 | 0 | 0 | 0 | 0 | 0 | 0 | 0 | 0
F5_Commercial_Restaurant_Existing_Miscellaneous_Electric_Non-HVAC Motors_E10 | F5 | Commercial | Restaurant | Existing | Miscellaneous | Electric | Non-HVAC Motors | E10 | RIM BC Ratio | 0 | 0 | 0 | 0 | 0 | 0 | 0 | 0 | 0 | 0 | 0 | 0 | 0 | 0 | 0 | 0 | 0 | 0 | 0 | 0 | 0 | 0 | 0 | 0 | 0 | 0 | 0 | 0 | 0 | 0
F0_Commercial_Restaurant_Existing_Miscellaneous_Electric_Pool Pump_E0 | F0 | Commercial | Restaurant | Existing | Miscellaneous | Electric | Pool Pump | E0 | Economic Unit | 0 | 0 | 0 | 0 | 0 | 0 | 0 | 0 | 0 | 0 | 0 | 0 | 0 | 0 | 0 | 0 | 0 | 0 | 0 | 0 | 0 | 0 | 0 | 0 | 0 | 0 | 0 | 0 | 0 | 0
F1_Commercial_Restaurant_Existing_Miscellaneous_Electric_Pool Pump_E1 | F1 | Commercial | Restaurant | Existing | Miscellaneous | Electric | Pool Pump | E1 | CCE | 0 | 0 | 0 | 0 | 0 | 0 | 0 | 0 | 0 | 0 | 0 | 0 | 0 | 0 | 0 | 0 | 0 | 0 | 0 | 0 | 0 | 0 | 0 | 0 | 0 | 0 | 0 | 0 | 0 | 0
F1_Commercial_Restaurant_Existing_Miscellaneous_Electric_Pool Pump_E2 | F1 | Commercial | Restaurant | Existing | Miscellaneous | Electric | Pool Pump | E2 | CCE | 0 | 0 | 0 | 0 | 0 | 0 | 0 | 0 | 0 | 0 | 0 | 0 | 0 | 0 | 0 | 0 | 0 | 0 | 0 | 0 | 0 | 0 | 0 | 0 | 0 | 0 | 0 | 0 | 0 | 0
F1_Commercial_Restaurant_Existing_Miscellaneous_Electric_Pool Pump_E3 | F1 | Commercial | Restaurant | Existing | Miscellaneous | Electric | Pool Pump | E3 | CCE | 0 | 0 | 0 | 0 | 0 | 0 | 0 | 0 | 0 | 0 | 0 | 0 | 0 | 0 | 0 | 0 | 0 | 0 | 0 | 0 | 0 | 0 | 0 | 0 | 0 | 0 | 0 | 0 | 0 | 0
F1_Commercial_Restaurant_Existing_Miscellaneous_Electric_Pool Pump_E4 | F1 | Commercial | Restaurant | Existing | Miscellaneous | Electric | Pool Pump | E4 | CCE | 0 | 0 | 0 | 0 | 0 | 0 | 0 | 0 | 0 | 0 | 0 | 0 | 0 | 0 | 0 | 0 | 0 | 0 | 0 | 0 | 0 | 0 | 0 | 0 | 0 | 0 | 0 | 0 | 0 | 0
F1_Commercial_Restaurant_Existing_Miscellaneous_Electric_Pool Pump_E5 | F1 | Commercial | Restaurant | Existing | Miscellaneous | Electric | Pool Pump | E5 | CCE | 0 | 0 | 0 | 0 | 0 | 0 | 0 | 0 | 0 | 0 | 0 | 0 | 0 | 0 | 0 | 0 | 0 | 0 | 0 | 0 | 0 | 0 | 0 | 0 | 0 | 0 | 0 | 0 | 0 | 0
F1_Commercial_Restaurant_Existing_Miscellaneous_Electric_Pool Pump_E6 | F1 | Commercial | Restaurant | Existing | Miscellaneous | Electric | Pool Pump | E6 | CCE | 0 | 0 | 0 | 0 | 0 | 0 | 0 | 0 | 0 | 0 | 0 | 0 | 0 | 0 | 0 | 0 | 0 | 0 | 0 | 0 | 0 | 0 | 0 | 0 | 0 | 0 | 0 | 0 | 0 | 0
F1_Commercial_Restaurant_Existing_Miscellaneous_Electric_Pool Pump_E7 | F1 | Commercial | Restaurant | Existing | Miscellaneous | Electric | Pool Pump | E7 | CCE | 0 | 0 | 0 | 0 | 0 | 0 | 0 | 0 | 0 | 0 | 0 | 0 | 0 | 0 | 0 | 0 | 0 | 0 | 0 | 0 | 0 | 0 | 0 | 0 | 0 | 0 | 0 | 0 | 0 | 0
F1_Commercial_Restaurant_Existing_Miscellaneous_Electric_Pool Pump_E8 | F1 | Commercial | Restaurant | Existing | Miscellaneous | Electric | Pool Pump | E8 | CCE | 0 | 0 | 0 | 0 | 0 | 0 | 0 | 0 | 0 | 0 | 0 | 0 | 0 | 0 | 0 | 0 | 0 | 0 | 0 | 0 | 0 | 0 | 0 | 0 | 0 | 0 | 0 | 0 | 0 | 0
F1_Commercial_Restaurant_Existing_Miscellaneous_Electric_Pool Pump_E9 | F1 | Commercial | Restaurant | Existing | Miscellaneous | Electric | Pool Pump | E9 | CCE | 0 | 0 | 0 | 0 | 0 | 0 | 0 | 0 | 0 | 0 | 0 | 0 | 0 | 0 | 0 | 0 | 0 | 0 | 0 | 0 | 0 | 0 | 0 | 0 | 0 | 0 | 0 | 0 | 0 | 0
F1_Commercial_Restaurant_Existing_Miscellaneous_Electric_Pool Pump_E10 | F1 | Commercial | Restaurant | Existing | Miscellaneous | Electric | Pool Pump | E10 | CCE | 0 | 0 | 0 | 0 | 0 | 0 | 0 | 0 | 0 | 0 | 0 | 0 | 0 | 0 | 0 | 0 | 0 | 0 | 0 | 0 | 0 | 0 | 0 | 0 | 0 | 0 | 0 | 0 | 0 | 0
F2_Commercial_Restaurant_Existing_Miscellaneous_Electric_Pool Pump_E1 | F2 | Commercial | Restaurant | Existing | Miscellaneous | Electric | Pool Pump | E1 | TRC BC Ratio | 0 | 0 | 0 | 0 | 0 | 0 | 0 | 0 | 0 | 0 | 0 | 0 | 0 | 0 | 0 | 0 | 0 | 0 | 0 | 0 | 0 | 0 | 0 | 0 | 0 | 0 | 0 | 0 | 0 | 0
F2_Commercial_Restaurant_Existing_Miscellaneous_Electric_Pool Pump_E2 | F2 | Commercial | Restaurant | Existing | Miscellaneous | Electric | Pool Pump | E2 | TRC BC Ratio | 0 | 0 | 0 | 0 | 0 | 0 | 0 | 0 | 0 | 0 | 0 | 0 | 0 | 0 | 0 | 0 | 0 | 0 | 0 | 0 | 0 | 0 | 0 | 0 | 0 | 0 | 0 | 0 | 0 | 0
F2_Commercial_Restaurant_Existing_Miscellaneous_Electric_Pool Pump_E3 | F2 | Commercial | Restaurant | Existing | Miscellaneous | Electric | Pool Pump | E3 | TRC BC Ratio | 0 | 0 | 0 | 0 | 0 | 0 | 0 | 0 | 0 | 0 | 0 | 0 | 0 | 0 | 0 | 0 | 0 | 0 | 0 | 0 | 0 | 0 | 0 | 0 | 0 | 0 | 0 | 0 | 0 | 0
F2_Commercial_Restaurant_Existing_Miscellaneous_Electric_Pool Pump_E4 | F2 | Commercial | Restaurant | Existing | Miscellaneous | Electric | Pool Pump | E4 | TRC BC Ratio | 0 | 0 | 0 | 0 | 0 | 0 | 0 | 0 | 0 | 0 | 0 | 0 | 0 | 0 | 0 | 0 | 0 | 0 | 0 | 0 | 0 | 0 | 0 | 0 | 0 | 0 | 0 | 0 | 0 | 0
F2_Commercial_Restaurant_Existing_Miscellaneous_Electric_Pool Pump_E5 | F2 | Commercial | Restaurant | Existing | Miscellaneous | Electric | Pool Pump | E5 | TRC BC Ratio | 0 | 0 | 0 | 0 | 0 | 0 | 0 | 0 | 0 | 0 | 0 | 0 | 0 | 0 | 0 | 0 | 0 | 0 | 0 | 0 | 0 | 0 | 0 | 0 | 0 | 0 | 0 | 0 | 0 | 0
F2_Commercial_Restaurant_Existing_Miscellaneous_Electric_Pool Pump_E6 | F2 | Commercial | Restaurant | Existing | Miscellaneous | Electric | Pool Pump | E6 | TRC BC Ratio | 0 | 0 | 0 | 0 | 0 | 0 | 0 | 0 | 0 | 0 | 0 | 0 | 0 | 0 | 0 | 0 | 0 | 0 | 0 | 0 | 0 | 0 | 0 | 0 | 0 | 0 | 0 | 0 | 0 | 0
F2_Commercial_Restaurant_Existing_Miscellaneous_Electric_Pool Pump_E7 | F2 | Commercial | Restaurant | Existing | Miscellaneous | Electric | Pool Pump | E7 | TRC BC Ratio | 0 | 0 | 0 | 0 | 0 | 0 | 0 | 0 | 0 | 0 | 0 | 0 | 0 | 0 | 0 | 0 | 0 | 0 | 0 | 0 | 0 | 0 | 0 | 0 | 0 | 0 | 0 | 0 | 0 | 0
F2_Commercial_Restaurant_Existing_Miscellaneous_Electric_Pool Pump_E8 | F2 | Commercial | Restaurant | Existing | Miscellaneous | Electric | Pool Pump | E8 | TRC BC Ratio | 0 | 0 | 0 | 0 | 0 | 0 | 0 | 0 | 0 | 0 | 0 | 0 | 0 | 0 | 0 | 0 | 0 | 0 | 0 | 0 | 0 | 0 | 0 | 0 | 0 | 0 | 0 | 0 | 0 | 0
F2_Commercial_Restaurant_Existing_Miscellaneous_Electric_Pool Pump_E9 | F2 | Commercial | Restaurant | Existing | Miscellaneous | Electric | Pool Pump | E9 | TRC BC Ratio | 0 | 0 | 0 | 0 | 0 | 0 | 0 | 0 | 0 | 0 | 0 | 0 | 0 | 0 | 0 | 0 | 0 | 0 | 0 | 0 | 0 | 0 | 0 | 0 | 0 | 0 | 0 | 0 | 0 | 0
F2_Commercial_Restaurant_Existing_Miscellaneous_Electric_Pool Pump_E10 | F2 | Commercial | Restaurant | Existing | Miscellaneous | Electric | Pool Pump | E10 | TRC BC Ratio | 0 | 0 | 0 | 0 | 0 | 0 | 0 | 0 | 0 | 0 | 0 | 0 | 0 | 0 | 0 | 0 | 0 | 0 | 0 | 0 | 0 | 0 | 0 | 0 | 0 | 0 | 0 | 0 | 0 | 0
F3_Commercial_Restaurant_Existing_Miscellaneous_Electric_Pool Pump_E1 | F3 | Commercial | Restaurant | Existing | Miscellaneous | Electric | Pool Pump | E1 | PACT BC Ratio | 0 | 0 | 0 | 0 | 0 | 0 | 0 | 0 | 0 | 0 | 0 | 0 | 0 | 0 | 0 | 0 | 0 | 0 | 0 | 0 | 0 | 0 | 0 | 0 | 0 | 0 | 0 | 0 | 0 | 0
F3_Commercial_Restaurant_Existing_Miscellaneous_Electric_Pool Pump_E2 | F3 | Commercial | Restaurant | Existing | Miscellaneous | Electric | Pool Pump | E2 | PACT BC Ratio | 0 | 0 | 0 | 0 | 0 | 0 | 0 | 0 | 0 | 0 | 0 | 0 | 0 | 0 | 0 | 0 | 0 | 0 | 0 | 0 | 0 | 0 | 0 | 0 | 0 | 0 | 0 | 0 | 0 | 0
F3_Commercial_Restaurant_Existing_Miscellaneous_Electric_Pool Pump_E3 | F3 | Commercial | Restaurant | Existing | Miscellaneous | Electric | Pool Pump | E3 | PACT BC Ratio | 0 | 0 | 0 | 0 | 0 | 0 | 0 | 0 | 0 | 0 | 0 | 0 | 0 | 0 | 0 | 0 | 0 | 0 | 0 | 0 | 0 | 0 | 0 | 0 | 0 | 0 | 0 | 0 | 0 | 0
F3_Commercial_Restaurant_Existing_Miscellaneous_Electric_Pool Pump_E4 | F3 | Commercial | Restaurant | Existing | Miscellaneous | Electric | Pool Pump | E4 | PACT BC Ratio | 0 | 0 | 0 | 0 | 0 | 0 | 0 | 0 | 0 | 0 | 0 | 0 | 0 | 0 | 0 | 0 | 0 | 0 | 0 | 0 | 0 | 0 | 0 | 0 | 0 | 0 | 0 | 0 | 0 | 0
F3_Commercial_Restaurant_Existing_Miscellaneous_Electric_Pool Pump_E5 | F3 | Commercial | Restaurant | Existing | Miscellaneous | Electric | Pool Pump | E5 | PACT BC Ratio | 0 | 0 | 0 | 0 | 0 | 0 | 0 | 0 | 0 | 0 | 0 | 0 | 0 | 0 | 0 | 0 | 0 | 0 | 0 | 0 | 0 | 0 | 0 | 0 | 0 | 0 | 0 | 0 | 0 | 0
F3_Commercial_Restaurant_Existing_Miscellaneous_Electric_Pool Pump_E6 | F3 | Commercial | Restaurant | Existing | Miscellaneous | Electric | Pool Pump | E6 | PACT BC Ratio | 0 | 0 | 0 | 0 | 0 | 0 | 0 | 0 | 0 | 0 | 0 | 0 | 0 | 0 | 0 | 0 | 0 | 0 | 0 | 0 | 0 | 0 | 0 | 0 | 0 | 0 | 0 | 0 | 0 | 0
F3_Commercial_Restaurant_Existing_Miscellaneous_Electric_Pool Pump_E7 | F3 | Commercial | Restaurant | Existing | Miscellaneous | Electric | Pool Pump | E7 | PACT BC Ratio | 0 | 0 | 0 | 0 | 0 | 0 | 0 | 0 | 0 | 0 | 0 | 0 | 0 | 0 | 0 | 0 | 0 | 0 | 0 | 0 | 0 | 0 | 0 | 0 | 0 | 0 | 0 | 0 | 0 | 0
F3_Commercial_Restaurant_Existing_Miscellaneous_Electric_Pool Pump_E8 | F3 | Commercial | Restaurant | Existing | Miscellaneous | Electric | Pool Pump | E8 | PACT BC Ratio | 0 | 0 | 0 | 0 | 0 | 0 | 0 | 0 | 0 | 0 | 0 | 0 | 0 | 0 | 0 | 0 | 0 | 0 | 0 | 0 | 0 | 0 | 0 | 0 | 0 | 0 | 0 | 0 | 0 | 0
F3_Commercial_Restaurant_Existing_Miscellaneous_Electric_Pool Pump_E9 | F3 | Commercial | Restaurant | Existing | Miscellaneous | Electric | Pool Pump | E9 | PACT BC Ratio | 0 | 0 | 0 | 0 | 0 | 0 | 0 | 0 | 0 | 0 | 0 | 0 | 0 | 0 | 0 | 0 | 0 | 0 | 0 | 0 | 0 | 0 | 0 | 0 | 0 | 0 | 0 | 0 | 0 | 0
F3_Commercial_Restaurant_Existing_Miscellaneous_Electric_Pool Pump_E10 | F3 | Commercial | Restaurant | Existing | Miscellaneous | Electric | Pool Pump | E10 | PACT BC Ratio | 0 | 0 | 0 | 0 | 0 | 0 | 0 | 0 | 0 | 0 | 0 | 0 | 0 | 0 | 0 | 0 | 0 | 0 | 0 | 0 | 0 | 0 | 0 | 0 | 0 | 0 | 0 | 0 | 0 | 0
F4_Commercial_Restaurant_Existing_Miscellaneous_Electric_Pool Pump_E1 | F4 | Commercial | Restaurant | Existing | Miscellaneous | Electric | Pool Pump | E1 | RVT BC Ratio | 0 | 0 | 0 | 0 | 0 | 0 | 0 | 0 | 0 | 0 | 0 | 0 | 0 | 0 | 0 | 0 | 0 | 0 | 0 | 0 | 0 | 0 | 0 | 0 | 0 | 0 | 0 | 0 | 0 | 0
F4_Commercial_Restaurant_Existing_Miscellaneous_Electric_Pool Pump_E2 | F4 | Commercial | Restaurant | Existing | Miscellaneous | Electric | Pool Pump | E2 | RVT BC Ratio | 0 | 0 | 0 | 0 | 0 | 0 | 0 | 0 | 0 | 0 | 0 | 0 | 0 | 0 | 0 | 0 | 0 | 0 | 0 | 0 | 0 | 0 | 0 | 0 | 0 | 0 | 0 | 0 | 0 | 0
F4_Commercial_Restaurant_Existing_Miscellaneous_Electric_Pool Pump_E3 | F4 | Commercial | Restaurant | Existing | Miscellaneous | Electric | Pool Pump | E3 | RVT BC Ratio | 0 | 0 | 0 | 0 | 0 | 0 | 0 | 0 | 0 | 0 | 0 | 0 | 0 | 0 | 0 | 0 | 0 | 0 | 0 | 0 | 0 | 0 | 0 | 0 | 0 | 0 | 0 | 0 | 0 | 0
F4_Commercial_Restaurant_Existing_Miscellaneous_Electric_Pool Pump_E4 | F4 | Commercial | Restaurant | Existing | Miscellaneous | Electric | Pool Pump | E4 | RVT BC Ratio | 0 | 0 | 0 | 0 | 0 | 0 | 0 | 0 | 0 | 0 | 0 | 0 | 0 | 0 | 0 | 0 | 0 | 0 | 0 | 0 | 0 | 0 | 0 | 0 | 0 | 0 | 0 | 0 | 0 | 0
F4_Commercial_Restaurant_Existing_Miscellaneous_Electric_Pool Pump_E5 | F4 | Commercial | Restaurant | Existing | Miscellaneous | Electric | Pool Pump | E5 | RVT BC Ratio | 0 | 0 | 0 | 0 | 0 | 0 | 0 | 0 | 0 | 0 | 0 | 0 | 0 | 0 | 0 | 0 | 0 | 0 | 0 | 0 | 0 | 0 | 0 | 0 | 0 | 0 | 0 | 0 | 0 | 0
F4_Commercial_Restaurant_Existing_Miscellaneous_Electric_Pool Pump_E6 | F4 | Commercial | Restaurant | Existing | Miscellaneous | Electric | Pool Pump | E6 | RVT BC Ratio | 0 | 0 | 0 | 0 | 0 | 0 | 0 | 0 | 0 | 0 | 0 | 0 | 0 | 0 | 0 | 0 | 0 | 0 | 0 | 0 | 0 | 0 | 0 | 0 | 0 | 0 | 0 | 0 | 0 | 0
F4_Commercial_Restaurant_Existing_Miscellaneous_Electric_Pool Pump_E7 | F4 | Commercial | Restaurant | Existing | Miscellaneous | Electric | Pool Pump | E7 | RVT BC Ratio | 0 | 0 | 0 | 0 | 0 | 0 | 0 | 0 | 0 | 0 | 0 | 0 | 0 | 0 | 0 | 0 | 0 | 0 | 0 | 0 | 0 | 0 | 0 | 0 | 0 | 0 | 0 | 0 | 0 | 0
F4_Commercial_Restaurant_Existing_Miscellaneous_Electric_Pool Pump_E8 | F4 | Commercial | Restaurant | Existing | Miscellaneous | Electric | Pool Pump | E8 | RVT BC Ratio | 0 | 0 | 0 | 0 | 0 | 0 | 0 | 0 | 0 | 0 | 0 | 0 | 0 | 0 | 0 | 0 | 0 | 0 | 0 | 0 | 0 | 0 | 0 | 0 | 0 | 0 | 0 | 0 | 0 | 0
F4_Commercial_Restaurant_Existing_Miscellaneous_Electric_Pool Pump_E9 | F4 | Commercial | Restaurant | Existing | Miscellaneous | Electric | Pool Pump | E9 | RVT BC Ratio | 0 | 0 | 0 | 0 | 0 | 0 | 0 | 0 | 0 | 0 | 0 | 0 | 0 | 0 | 0 | 0 | 0 | 0 | 0 | 0 | 0 | 0 | 0 | 0 | 0 | 0 | 0 | 0 | 0 | 0
F4_Commercial_Restaurant_Existing_Miscellaneous_Electric_Pool Pump_E10 | F4 | Commercial | Restaurant | Existing | Miscellaneous | Electric | Pool Pump | E10 | RVT BC Ratio | 0 | 0 | 0 | 0 | 0 | 0 | 0 | 0 | 0 | 0 | 0 | 0 | 0 | 0 | 0 | 0 | 0 | 0 | 0 | 0 | 0 | 0 | 0 | 0 | 0 | 0 | 0 | 0 | 0 | 0
F5_Commercial_Restaurant_Existing_Miscellaneous_Electric_Pool Pump_E1 | F5 | Commercial | Restaurant | Existing | Miscellaneous | Electric | Pool Pump | E1 | RIM BC Ratio | 0 | 0 | 0 | 0 | 0 | 0 | 0 | 0 | 0 | 0 | 0 | 0 | 0 | 0 | 0 | 0 | 0 | 0 | 0 | 0 | 0 | 0 | 0 | 0 | 0 | 0 | 0 | 0 | 0 | 0
F5_Commercial_Restaurant_Existing_Miscellaneous_Electric_Pool Pump_E2 | F5 | Commercial | Restaurant | Existing | Miscellaneous | Electric | Pool Pump | E2 | RIM BC Ratio | 0 | 0 | 0 | 0 | 0 | 0 | 0 | 0 | 0 | 0 | 0 | 0 | 0 | 0 | 0 | 0 | 0 | 0 | 0 | 0 | 0 | 0 | 0 | 0 | 0 | 0 | 0 | 0 | 0 | 0
F5_Commercial_Restaurant_Existing_Miscellaneous_Electric_Pool Pump_E3 | F5 | Commercial | Restaurant | Existing | Miscellaneous | Electric | Pool Pump | E3 | RIM BC Ratio | 0 | 0 | 0 | 0 | 0 | 0 | 0 | 0 | 0 | 0 | 0 | 0 | 0 | 0 | 0 | 0 | 0 | 0 | 0 | 0 | 0 | 0 | 0 | 0 | 0 | 0 | 0 | 0 | 0 | 0
F5_Commercial_Restaurant_Existing_Miscellaneous_Electric_Pool Pump_E4 | F5 | Commercial | Restaurant | Existing | Miscellaneous | Electric | Pool Pump | E4 | RIM BC Ratio | 0 | 0 | 0 | 0 | 0 | 0 | 0 | 0 | 0 | 0 | 0 | 0 | 0 | 0 | 0 | 0 | 0 | 0 | 0 | 0 | 0 | 0 | 0 | 0 | 0 | 0 | 0 | 0 | 0 | 0
F5_Commercial_Restaurant_Existing_Miscellaneous_Electric_Pool Pump_E5 | F5 | Commercial | Restaurant | Existing | Miscellaneous | Electric | Pool Pump | E5 | RIM BC Ratio | 0 | 0 | 0 | 0 | 0 | 0 | 0 | 0 | 0 | 0 | 0 | 0 | 0 | 0 | 0 | 0 | 0 | 0 | 0 | 0 | 0 | 0 | 0 | 0 | 0 | 0 | 0 | 0 | 0 | 0
F5_Commercial_Restaurant_Existing_Miscellaneous_Electric_Pool Pump_E6 | F5 | Commercial | Restaurant | Existing | Miscellaneous | Electric | Pool Pump | E6 | RIM BC Ratio | 0 | 0 | 0 | 0 | 0 | 0 | 0 | 0 | 0 | 0 | 0 | 0 | 0 | 0 | 0 | 0 | 0 | 0 | 0 | 0 | 0 | 0 | 0 | 0 | 0 | 0 | 0 | 0 | 0 | 0
F5_Commercial_Restaurant_Existing_Miscellaneous_Electric_Pool Pump_E7 | F5 | Commercial | Restaurant | Existing | Miscellaneous | Electric | Pool Pump | E7 | RIM BC Ratio | 0 | 0 | 0 | 0 | 0 | 0 | 0 | 0 | 0 | 0 | 0 | 0 | 0 | 0 | 0 | 0 | 0 | 0 | 0 | 0 | 0 | 0 | 0 | 0 | 0 | 0 | 0 | 0 | 0 | 0
F5_Commercial_Restaurant_Existing_Miscellaneous_Electric_Pool Pump_E8 | F5 | Commercial | Restaurant | Existing | Miscellaneous | Electric | Pool Pump | E8 | RIM BC Ratio | 0 | 0 | 0 | 0 | 0 | 0 | 0 | 0 | 0 | 0 | 0 | 0 | 0 | 0 | 0 | 0 | 0 | 0 | 0 | 0 | 0 | 0 | 0 | 0 | 0 | 0 | 0 | 0 | 0 | 0
F5_Commercial_Restaurant_Existing_Miscellaneous_Electric_Pool Pump_E9 | F5 | Commercial | Restaurant | Existing | Miscellaneous | Electric | Pool Pump | E9 | RIM BC Ratio | 0 | 0 | 0 | 0 | 0 | 0 | 0 | 0 | 0 | 0 | 0 | 0 | 0 | 0 | 0 | 0 | 0 | 0 | 0 | 0 | 0 | 0 | 0 | 0 | 0 | 0 | 0 | 0 | 0 | 0
F5_Commercial_Restaurant_Existing_Miscellaneous_Electric_Pool Pump_E10 | F5 | Commercial | Restaurant | Existing | Miscellaneous | Electric | Pool Pump | E10 | RIM BC Ratio | 0 | 0 | 0 | 0 | 0 | 0 | 0 | 0 | 0 | 0 | 0 | 0 | 0 | 0 | 0 | 0 | 0 | 0 | 0 | 0 | 0 | 0 | 0 | 0 | 0 | 0 | 0 | 0 | 0 | 0
F0_Commercial_Restaurant_Existing_Miscellaneous_Electric_Pool Heater_E0 | F0 | Commercial | Restaurant | Existing | Miscellaneous | Electric | Pool Heater | E0 | Economic Unit | 0 | 0 | 0 | 0 | 0 | 0 | 0 | 0 | 0 | 0 | 0 | 0 | 0 | 0 | 0 | 0 | 0 | 0 | 0 | 0 | 0 | 0 | 0 | 0 | 0 | 0 | 0 | 0 | 0 | 0
F1_Commercial_Restaurant_Existing_Miscellaneous_Electric_Pool Heater_E1 | F1 | Commercial | Restaurant | Existing | Miscellaneous | Electric | Pool Heater | E1 | CCE | 0 | 0 | 0 | 0 | 0 | 0 | 0 | 0 | 0 | 0 | 0 | 0 | 0 | 0 | 0 | 0 | 0 | 0 | 0 | 0 | 0 | 0 | 0 | 0 | 0 | 0 | 0 | 0 | 0 | 0
F1_Commercial_Restaurant_Existing_Miscellaneous_Electric_Pool Heater_E2 | F1 | Commercial | Restaurant | Existing | Miscellaneous | Electric | Pool Heater | E2 | CCE | 0 | 0 | 0 | 0 | 0 | 0 | 0 | 0 | 0 | 0 | 0 | 0 | 0 | 0 | 0 | 0 | 0 | 0 | 0 | 0 | 0 | 0 | 0 | 0 | 0 | 0 | 0 | 0 | 0 | 0
F1_Commercial_Restaurant_Existing_Miscellaneous_Electric_Pool Heater_E3 | F1 | Commercial | Restaurant | Existing | Miscellaneous | Electric | Pool Heater | E3 | CCE | 0 | 0 | 0 | 0 | 0 | 0 | 0 | 0 | 0 | 0 | 0 | 0 | 0 | 0 | 0 | 0 | 0 | 0 | 0 | 0 | 0 | 0 | 0 | 0 | 0 | 0 | 0 | 0 | 0 | 0
F1_Commercial_Restaurant_Existing_Miscellaneous_Electric_Pool Heater_E4 | F1 | Commercial | Restaurant | Existing | Miscellaneous | Electric | Pool Heater | E4 | CCE | 0 | 0 | 0 | 0 | 0 | 0 | 0 | 0 | 0 | 0 | 0 | 0 | 0 | 0 | 0 | 0 | 0 | 0 | 0 | 0 | 0 | 0 | 0 | 0 | 0 | 0 | 0 | 0 | 0 | 0
F1_Commercial_Restaurant_Existing_Miscellaneous_Electric_Pool Heater_E5 | F1 | Commercial | Restaurant | Existing | Miscellaneous | Electric | Pool Heater | E5 | CCE | 0 | 0 | 0 | 0 | 0 | 0 | 0 | 0 | 0 | 0 | 0 | 0 | 0 | 0 | 0 | 0 | 0 | 0 | 0 | 0 | 0 | 0 | 0 | 0 | 0 | 0 | 0 | 0 | 0 | 0
F1_Commercial_Restaurant_Existing_Miscellaneous_Electric_Pool Heater_E6 | F1 | Commercial | Restaurant | Existing | Miscellaneous | Electric | Pool Heater | E6 | CCE | 0 | 0 | 0 | 0 | 0 | 0 | 0 | 0 | 0 | 0 | 0 | 0 | 0 | 0 | 0 | 0 | 0 | 0 | 0 | 0 | 0 | 0 | 0 | 0 | 0 | 0 | 0 | 0 | 0 | 0
F1_Commercial_Restaurant_Existing_Miscellaneous_Electric_Pool Heater_E7 | F1 | Commercial | Restaurant | Existing | Miscellaneous | Electric | Pool Heater | E7 | CCE | 0 | 0 | 0 | 0 | 0 | 0 | 0 | 0 | 0 | 0 | 0 | 0 | 0 | 0 | 0 | 0 | 0 | 0 | 0 | 0 | 0 | 0 | 0 | 0 | 0 | 0 | 0 | 0 | 0 | 0
F1_Commercial_Restaurant_Existing_Miscellaneous_Electric_Pool Heater_E8 | F1 | Commercial | Restaurant | Existing | Miscellaneous | Electric | Pool Heater | E8 | CCE | 0 | 0 | 0 | 0 | 0 | 0 | 0 | 0 | 0 | 0 | 0 | 0 | 0 | 0 | 0 | 0 | 0 | 0 | 0 | 0 | 0 | 0 | 0 | 0 | 0 | 0 | 0 | 0 | 0 | 0
F1_Commercial_Restaurant_Existing_Miscellaneous_Electric_Pool Heater_E9 | F1 | Commercial | Restaurant | Existing | Miscellaneous | Electric | Pool Heater | E9 | CCE | 0 | 0 | 0 | 0 | 0 | 0 | 0 | 0 | 0 | 0 | 0 | 0 | 0 | 0 | 0 | 0 | 0 | 0 | 0 | 0 | 0 | 0 | 0 | 0 | 0 | 0 | 0 | 0 | 0 | 0
F1_Commercial_Restaurant_Existing_Miscellaneous_Electric_Pool Heater_E10 | F1 | Commercial | Restaurant | Existing | Miscellaneous | Electric | Pool Heater | E10 | CCE | 0 | 0 | 0 | 0 | 0 | 0 | 0 | 0 | 0 | 0 | 0 | 0 | 0 | 0 | 0 | 0 | 0 | 0 | 0 | 0 | 0 | 0 | 0 | 0 | 0 | 0 | 0 | 0 | 0 | 0
F2_Commercial_Restaurant_Existing_Miscellaneous_Electric_Pool Heater_E1 | F2 | Commercial | Restaurant | Existing | Miscellaneous | Electric | Pool Heater | E1 | TRC BC Ratio | 0 | 0 | 0 | 0 | 0 | 0 | 0 | 0 | 0 | 0 | 0 | 0 | 0 | 0 | 0 | 0 | 0 | 0 | 0 | 0 | 0 | 0 | 0 | 0 | 0 | 0 | 0 | 0 | 0 | 0
F2_Commercial_Restaurant_Existing_Miscellaneous_Electric_Pool Heater_E2 | F2 | Commercial | Restaurant | Existing | Miscellaneous | Electric | Pool Heater | E2 | TRC BC Ratio | 0 | 0 | 0 | 0 | 0 | 0 | 0 | 0 | 0 | 0 | 0 | 0 | 0 | 0 | 0 | 0 | 0 | 0 | 0 | 0 | 0 | 0 | 0 | 0 | 0 | 0 | 0 | 0 | 0 | 0
F2_Commercial_Restaurant_Existing_Miscellaneous_Electric_Pool Heater_E3 | F2 | Commercial | Restaurant | Existing | Miscellaneous | Electric | Pool Heater | E3 | TRC BC Ratio | 0 | 0 | 0 | 0 | 0 | 0 | 0 | 0 | 0 | 0 | 0 | 0 | 0 | 0 | 0 | 0 | 0 | 0 | 0 | 0 | 0 | 0 | 0 | 0 | 0 | 0 | 0 | 0 | 0 | 0
F2_Commercial_Restaurant_Existing_Miscellaneous_Electric_Pool Heater_E4 | F2 | Commercial | Restaurant | Existing | Miscellaneous | Electric | Pool Heater | E4 | TRC BC Ratio | 0 | 0 | 0 | 0 | 0 | 0 | 0 | 0 | 0 | 0 | 0 | 0 | 0 | 0 | 0 | 0 | 0 | 0 | 0 | 0 | 0 | 0 | 0 | 0 | 0 | 0 | 0 | 0 | 0 | 0
F2_Commercial_Restaurant_Existing_Miscellaneous_Electric_Pool Heater_E5 | F2 | Commercial | Restaurant | Existing | Miscellaneous | Electric | Pool Heater | E5 | TRC BC Ratio | 0 | 0 | 0 | 0 | 0 | 0 | 0 | 0 | 0 | 0 | 0 | 0 | 0 | 0 | 0 | 0 | 0 | 0 | 0 | 0 | 0 | 0 | 0 | 0 | 0 | 0 | 0 | 0 | 0 | 0
F2_Commercial_Restaurant_Existing_Miscellaneous_Electric_Pool Heater_E6 | F2 | Commercial | Restaurant | Existing | Miscellaneous | Electric | Pool Heater | E6 | TRC BC Ratio | 0 | 0 | 0 | 0 | 0 | 0 | 0 | 0 | 0 | 0 | 0 | 0 | 0 | 0 | 0 | 0 | 0 | 0 | 0 | 0 | 0 | 0 | 0 | 0 | 0 | 0 | 0 | 0 | 0 | 0
F2_Commercial_Restaurant_Existing_Miscellaneous_Electric_Pool Heater_E7 | F2 | Commercial | Restaurant | Existing | Miscellaneous | Electric | Pool Heater | E7 | TRC BC Ratio | 0 | 0 | 0 | 0 | 0 | 0 | 0 | 0 | 0 | 0 | 0 | 0 | 0 | 0 | 0 | 0 | 0 | 0 | 0 | 0 | 0 | 0 | 0 | 0 | 0 | 0 | 0 | 0 | 0 | 0
F2_Commercial_Restaurant_Existing_Miscellaneous_Electric_Pool Heater_E8 | F2 | Commercial | Restaurant | Existing | Miscellaneous | Electric | Pool Heater | E8 | TRC BC Ratio | 0 | 0 | 0 | 0 | 0 | 0 | 0 | 0 | 0 | 0 | 0 | 0 | 0 | 0 | 0 | 0 | 0 | 0 | 0 | 0 | 0 | 0 | 0 | 0 | 0 | 0 | 0 | 0 | 0 | 0
F2_Commercial_Restaurant_Existing_Miscellaneous_Electric_Pool Heater_E9 | F2 | Commercial | Restaurant | Existing | Miscellaneous | Electric | Pool Heater | E9 | TRC BC Ratio | 0 | 0 | 0 | 0 | 0 | 0 | 0 | 0 | 0 | 0 | 0 | 0 | 0 | 0 | 0 | 0 | 0 | 0 | 0 | 0 | 0 | 0 | 0 | 0 | 0 | 0 | 0 | 0 | 0 | 0
F2_Commercial_Restaurant_Existing_Miscellaneous_Electric_Pool Heater_E10 | F2 | Commercial | Restaurant | Existing | Miscellaneous | Electric | Pool Heater | E10 | TRC BC Ratio | 0 | 0 | 0 | 0 | 0 | 0 | 0 | 0 | 0 | 0 | 0 | 0 | 0 | 0 | 0 | 0 | 0 | 0 | 0 | 0 | 0 | 0 | 0 | 0 | 0 | 0 | 0 | 0 | 0 | 0
F3_Commercial_Restaurant_Existing_Miscellaneous_Electric_Pool Heater_E1 | F3 | Commercial | Restaurant | Existing | Miscellaneous | Electric | Pool Heater | E1 | PACT BC Ratio | 0 | 0 | 0 | 0 | 0 | 0 | 0 | 0 | 0 | 0 | 0 | 0 | 0 | 0 | 0 | 0 | 0 | 0 | 0 | 0 | 0 | 0 | 0 | 0 | 0 | 0 | 0 | 0 | 0 | 0
F3_Commercial_Restaurant_Existing_Miscellaneous_Electric_Pool Heater_E2 | F3 | Commercial | Restaurant | Existing | Miscellaneous | Electric | Pool Heater | E2 | PACT BC Ratio | 0 | 0 | 0 | 0 | 0 | 0 | 0 | 0 | 0 | 0 | 0 | 0 | 0 | 0 | 0 | 0 | 0 | 0 | 0 | 0 | 0 | 0 | 0 | 0 | 0 | 0 | 0 | 0 | 0 | 0
F3_Commercial_Restaurant_Existing_Miscellaneous_Electric_Pool Heater_E3 | F3 | Commercial | Restaurant | Existing | Miscellaneous | Electric | Pool Heater | E3 | PACT BC Ratio | 0 | 0 | 0 | 0 | 0 | 0 | 0 | 0 | 0 | 0 | 0 | 0 | 0 | 0 | 0 | 0 | 0 | 0 | 0 | 0 | 0 | 0 | 0 | 0 | 0 | 0 | 0 | 0 | 0 | 0
F3_Commercial_Restaurant_Existing_Miscellaneous_Electric_Pool Heater_E4 | F3 | Commercial | Restaurant | Existing | Miscellaneous | Electric | Pool Heater | E4 | PACT BC Ratio | 0 | 0 | 0 | 0 | 0 | 0 | 0 | 0 | 0 | 0 | 0 | 0 | 0 | 0 | 0 | 0 | 0 | 0 | 0 | 0 | 0 | 0 | 0 | 0 | 0 | 0 | 0 | 0 | 0 | 0
F3_Commercial_Restaurant_Existing_Miscellaneous_Electric_Pool Heater_E5 | F3 | Commercial | Restaurant | Existing | Miscellaneous | Electric | Pool Heater | E5 | PACT BC Ratio | 0 | 0 | 0 | 0 | 0 | 0 | 0 | 0 | 0 | 0 | 0 | 0 | 0 | 0 | 0 | 0 | 0 | 0 | 0 | 0 | 0 | 0 | 0 | 0 | 0 | 0 | 0 | 0 | 0 | 0
F3_Commercial_Restaurant_Existing_Miscellaneous_Electric_Pool Heater_E6 | F3 | Commercial | Restaurant | Existing | Miscellaneous | Electric | Pool Heater | E6 | PACT BC Ratio | 0 | 0 | 0 | 0 | 0 | 0 | 0 | 0 | 0 | 0 | 0 | 0 | 0 | 0 | 0 | 0 | 0 | 0 | 0 | 0 | 0 | 0 | 0 | 0 | 0 | 0 | 0 | 0 | 0 | 0
F3_Commercial_Restaurant_Existing_Miscellaneous_Electric_Pool Heater_E7 | F3 | Commercial | Restaurant | Existing | Miscellaneous | Electric | Pool Heater | E7 | PACT BC Ratio | 0 | 0 | 0 | 0 | 0 | 0 | 0 | 0 | 0 | 0 | 0 | 0 | 0 | 0 | 0 | 0 | 0 | 0 | 0 | 0 | 0 | 0 | 0 | 0 | 0 | 0 | 0 | 0 | 0 | 0
F3_Commercial_Restaurant_Existing_Miscellaneous_Electric_Pool Heater_E8 | F3 | Commercial | Restaurant | Existing | Miscellaneous | Electric | Pool Heater | E8 | PACT BC Ratio | 0 | 0 | 0 | 0 | 0 | 0 | 0 | 0 | 0 | 0 | 0 | 0 | 0 | 0 | 0 | 0 | 0 | 0 | 0 | 0 | 0 | 0 | 0 | 0 | 0 | 0 | 0 | 0 | 0 | 0
F3_Commercial_Restaurant_Existing_Miscellaneous_Electric_Pool Heater_E9 | F3 | Commercial | Restaurant | Existing | Miscellaneous | Electric | Pool Heater | E9 | PACT BC Ratio | 0 | 0 | 0 | 0 | 0 | 0 | 0 | 0 | 0 | 0 | 0 | 0 | 0 | 0 | 0 | 0 | 0 | 0 | 0 | 0 | 0 | 0 | 0 | 0 | 0 | 0 | 0 | 0 | 0 | 0
F3_Commercial_Restaurant_Existing_Miscellaneous_Electric_Pool Heater_E10 | F3 | Commercial | Restaurant | Existing | Miscellaneous | Electric | Pool Heater | E10 | PACT BC Ratio | 0 | 0 | 0 | 0 | 0 | 0 | 0 | 0 | 0 | 0 | 0 | 0 | 0 | 0 | 0 | 0 | 0 | 0 | 0 | 0 | 0 | 0 | 0 | 0 | 0 | 0 | 0 | 0 | 0 | 0
F4_Commercial_Restaurant_Existing_Miscellaneous_Electric_Pool Heater_E1 | F4 | Commercial | Restaurant | Existing | Miscellaneous | Electric | Pool Heater | E1 | RVT BC Ratio | 0 | 0 | 0 | 0 | 0 | 0 | 0 | 0 | 0 | 0 | 0 | 0 | 0 | 0 | 0 | 0 | 0 | 0 | 0 | 0 | 0 | 0 | 0 | 0 | 0 | 0 | 0 | 0 | 0 | 0
F4_Commercial_Restaurant_Existing_Miscellaneous_Electric_Pool Heater_E2 | F4 | Commercial | Restaurant | Existing | Miscellaneous | Electric | Pool Heater | E2 | RVT BC Ratio | 0 | 0 | 0 | 0 | 0 | 0 | 0 | 0 | 0 | 0 | 0 | 0 | 0 | 0 | 0 | 0 | 0 | 0 | 0 | 0 | 0 | 0 | 0 | 0 | 0 | 0 | 0 | 0 | 0 | 0
F4_Commercial_Restaurant_Existing_Miscellaneous_Electric_Pool Heater_E3 | F4 | Commercial | Restaurant | Existing | Miscellaneous | Electric | Pool Heater | E3 | RVT BC Ratio | 0 | 0 | 0 | 0 | 0 | 0 | 0 | 0 | 0 | 0 | 0 | 0 | 0 | 0 | 0 | 0 | 0 | 0 | 0 | 0 | 0 | 0 | 0 | 0 | 0 | 0 | 0 | 0 | 0 | 0
F4_Commercial_Restaurant_Existing_Miscellaneous_Electric_Pool Heater_E4 | F4 | Commercial | Restaurant | Existing | Miscellaneous | Electric | Pool Heater | E4 | RVT BC Ratio | 0 | 0 | 0 | 0 | 0 | 0 | 0 | 0 | 0 | 0 | 0 | 0 | 0 | 0 | 0 | 0 | 0 | 0 | 0 | 0 | 0 | 0 | 0 | 0 | 0 | 0 | 0 | 0 | 0 | 0
F4_Commercial_Restaurant_Existing_Miscellaneous_Electric_Pool Heater_E5 | F4 | Commercial | Restaurant | Existing | Miscellaneous | Electric | Pool Heater | E5 | RVT BC Ratio | 0 | 0 | 0 | 0 | 0 | 0 | 0 | 0 | 0 | 0 | 0 | 0 | 0 | 0 | 0 | 0 | 0 | 0 | 0 | 0 | 0 | 0 | 0 | 0 | 0 | 0 | 0 | 0 | 0 | 0
F4_Commercial_Restaurant_Existing_Miscellaneous_Electric_Pool Heater_E6 | F4 | Commercial | Restaurant | Existing | Miscellaneous | Electric | Pool Heater | E6 | RVT BC Ratio | 0 | 0 | 0 | 0 | 0 | 0 | 0 | 0 | 0 | 0 | 0 | 0 | 0 | 0 | 0 | 0 | 0 | 0 | 0 | 0 | 0 | 0 | 0 | 0 | 0 | 0 | 0 | 0 | 0 | 0
F4_Commercial_Restaurant_Existing_Miscellaneous_Electric_Pool Heater_E7 | F4 | Commercial | Restaurant | Existing | Miscellaneous | Electric | Pool Heater | E7 | RVT BC Ratio | 0 | 0 | 0 | 0 | 0 | 0 | 0 | 0 | 0 | 0 | 0 | 0 | 0 | 0 | 0 | 0 | 0 | 0 | 0 | 0 | 0 | 0 | 0 | 0 | 0 | 0 | 0 | 0 | 0 | 0
F4_Commercial_Restaurant_Existing_Miscellaneous_Electric_Pool Heater_E8 | F4 | Commercial | Restaurant | Existing | Miscellaneous | Electric | Pool Heater | E8 | RVT BC Ratio | 0 | 0 | 0 | 0 | 0 | 0 | 0 | 0 | 0 | 0 | 0 | 0 | 0 | 0 | 0 | 0 | 0 | 0 | 0 | 0 | 0 | 0 | 0 | 0 | 0 | 0 | 0 | 0 | 0 | 0
F4_Commercial_Restaurant_Existing_Miscellaneous_Electric_Pool Heater_E9 | F4 | Commercial | Restaurant | Existing | Miscellaneous | Electric | Pool Heater | E9 | RVT BC Ratio | 0 | 0 | 0 | 0 | 0 | 0 | 0 | 0 | 0 | 0 | 0 | 0 | 0 | 0 | 0 | 0 | 0 | 0 | 0 | 0 | 0 | 0 | 0 | 0 | 0 | 0 | 0 | 0 | 0 | 0
F4_Commercial_Restaurant_Existing_Miscellaneous_Electric_Pool Heater_E10 | F4 | Commercial | Restaurant | Existing | Miscellaneous | Electric | Pool Heater | E10 | RVT BC Ratio | 0 | 0 | 0 | 0 | 0 | 0 | 0 | 0 | 0 | 0 | 0 | 0 | 0 | 0 | 0 | 0 | 0 | 0 | 0 | 0 | 0 | 0 | 0 | 0 | 0 | 0 | 0 | 0 | 0 | 0
F5_Commercial_Restaurant_Existing_Miscellaneous_Electric_Pool Heater_E1 | F5 | Commercial | Restaurant | Existing | Miscellaneous | Electric | Pool Heater | E1 | RIM BC Ratio | 0 | 0 | 0 | 0 | 0 | 0 | 0 | 0 | 0 | 0 | 0 | 0 | 0 | 0 | 0 | 0 | 0 | 0 | 0 | 0 | 0 | 0 | 0 | 0 | 0 | 0 | 0 | 0 | 0 | 0
F5_Commercial_Restaurant_Existing_Miscellaneous_Electric_Pool Heater_E2 | F5 | Commercial | Restaurant | Existing | Miscellaneous | Electric | Pool Heater | E2 | RIM BC Ratio | 0 | 0 | 0 | 0 | 0 | 0 | 0 | 0 | 0 | 0 | 0 | 0 | 0 | 0 | 0 | 0 | 0 | 0 | 0 | 0 | 0 | 0 | 0 | 0 | 0 | 0 | 0 | 0 | 0 | 0
F5_Commercial_Restaurant_Existing_Miscellaneous_Electric_Pool Heater_E3 | F5 | Commercial | Restaurant | Existing | Miscellaneous | Electric | Pool Heater | E3 | RIM BC Ratio | 0 | 0 | 0 | 0 | 0 | 0 | 0 | 0 | 0 | 0 | 0 | 0 | 0 | 0 | 0 | 0 | 0 | 0 | 0 | 0 | 0 | 0 | 0 | 0 | 0 | 0 | 0 | 0 | 0 | 0
F5_Commercial_Restaurant_Existing_Miscellaneous_Electric_Pool Heater_E4 | F5 | Commercial | Restaurant | Existing | Miscellaneous | Electric | Pool Heater | E4 | RIM BC Ratio | 0 | 0 | 0 | 0 | 0 | 0 | 0 | 0 | 0 | 0 | 0 | 0 | 0 | 0 | 0 | 0 | 0 | 0 | 0 | 0 | 0 | 0 | 0 | 0 | 0 | 0 | 0 | 0 | 0 | 0
F5_Commercial_Restaurant_Existing_Miscellaneous_Electric_Pool Heater_E5 | F5 | Commercial | Restaurant | Existing | Miscellaneous | Electric | Pool Heater | E5 | RIM BC Ratio | 0 | 0 | 0 | 0 | 0 | 0 | 0 | 0 | 0 | 0 | 0 | 0 | 0 | 0 | 0 | 0 | 0 | 0 | 0 | 0 | 0 | 0 | 0 | 0 | 0 | 0 | 0 | 0 | 0 | 0
F5_Commercial_Restaurant_Existing_Miscellaneous_Electric_Pool Heater_E6 | F5 | Commercial | Restaurant | Existing | Miscellaneous | Electric | Pool Heater | E6 | RIM BC Ratio | 0 | 0 | 0 | 0 | 0 | 0 | 0 | 0 | 0 | 0 | 0 | 0 | 0 | 0 | 0 | 0 | 0 | 0 | 0 | 0 | 0 | 0 | 0 | 0 | 0 | 0 | 0 | 0 | 0 | 0
F5_Commercial_Restaurant_Existing_Miscellaneous_Electric_Pool Heater_E7 | F5 | Commercial | Restaurant | Existing | Miscellaneous | Electric | Pool Heater | E7 | RIM BC Ratio | 0 | 0 | 0 | 0 | 0 | 0 | 0 | 0 | 0 | 0 | 0 | 0 | 0 | 0 | 0 | 0 | 0 | 0 | 0 | 0 | 0 | 0 | 0 | 0 | 0 | 0 | 0 | 0 | 0 | 0
F5_Commercial_Restaurant_Existing_Miscellaneous_Electric_Pool Heater_E8 | F5 | Commercial | Restaurant | Existing | Miscellaneous | Electric | Pool Heater | E8 | RIM BC Ratio | 0 | 0 | 0 | 0 | 0 | 0 | 0 | 0 | 0 | 0 | 0 | 0 | 0 | 0 | 0 | 0 | 0 | 0 | 0 | 0 | 0 | 0 | 0 | 0 | 0 | 0 | 0 | 0 | 0 | 0
F5_Commercial_Restaurant_Existing_Miscellaneous_Electric_Pool Heater_E9 | F5 | Commercial | Restaurant | Existing | Miscellaneous | Electric | Pool Heater | E9 | RIM BC Ratio | 0 | 0 | 0 | 0 | 0 | 0 | 0 | 0 | 0 | 0 | 0 | 0 | 0 | 0 | 0 | 0 | 0 | 0 | 0 | 0 | 0 | 0 | 0 | 0 | 0 | 0 | 0 | 0 | 0 | 0
F5_Commercial_Restaurant_Existing_Miscellaneous_Electric_Pool Heater_E10 | F5 | Commercial | Restaurant | Existing | Miscellaneous | Electric | Pool Heater | E10 | RIM BC Ratio | 0 | 0 | 0 | 0 | 0 | 0 | 0 | 0 | 0 | 0 | 0 | 0 | 0 | 0 | 0 | 0 | 0 | 0 | 0 | 0 | 0 | 0 | 0 | 0 | 0 | 0 | 0 | 0 | 0 | 0
F0_Commercial_Restaurant_Existing_Miscellaneous_Electric_Clothes Washer_E0 | F0 | Commercial | Restaurant | Existing | Miscellaneous | Electric | Clothes Washer | E0 | Economic Unit | 0 | 0 | 0 | 0 | 0 | 0 | 0 | 0 | 0 | 0 | 0 | 0 | 0 | 0 | 0 | 0 | 0 | 0 | 0 | 0 | 0 | 0 | 0 | 0 | 0 | 0 | 0 | 0 | 0 | 0
F1_Commercial_Restaurant_Existing_Miscellaneous_Electric_Clothes Washer_E1 | F1 | Commercial | Restaurant | Existing | Miscellaneous | Electric | Clothes Washer | E1 | CCE | 0 | 0 | 0 | 0 | 0 | 0 | 0 | 0 | 0 | 0 | 0 | 0 | 0 | 0 | 0 | 0 | 0 | 0 | 0 | 0 | 0 | 0 | 0 | 0 | 0 | 0 | 0 | 0 | 0 | 0
F1_Commercial_Restaurant_Existing_Miscellaneous_Electric_Clothes Washer_E2 | F1 | Commercial | Restaurant | Existing | Miscellaneous | Electric | Clothes Washer | E2 | CCE | 0 | 0 | 0 | 0 | 0 | 0 | 0 | 0 | 0 | 0 | 0 | 0 | 0 | 0 | 0 | 0 | 0 | 0 | 0 | 0 | 0 | 0 | 0 | 0 | 0 | 0 | 0 | 0 | 0 | 0
F1_Commercial_Restaurant_Existing_Miscellaneous_Electric_Clothes Washer_E3 | F1 | Commercial | Restaurant | Existing | Miscellaneous | Electric | Clothes Washer | E3 | CCE | 0 | 0 | 0 | 0 | 0 | 0 | 0 | 0 | 0 | 0 | 0 | 0 | 0 | 0 | 0 | 0 | 0 | 0 | 0 | 0 | 0 | 0 | 0 | 0 | 0 | 0 | 0 | 0 | 0 | 0
F1_Commercial_Restaurant_Existing_Miscellaneous_Electric_Clothes Washer_E4 | F1 | Commercial | Restaurant | Existing | Miscellaneous | Electric | Clothes Washer | E4 | CCE | 0 | 0 | 0 | 0 | 0 | 0 | 0 | 0 | 0 | 0 | 0 | 0 | 0 | 0 | 0 | 0 | 0 | 0 | 0 | 0 | 0 | 0 | 0 | 0 | 0 | 0 | 0 | 0 | 0 | 0
F1_Commercial_Restaurant_Existing_Miscellaneous_Electric_Clothes Washer_E5 | F1 | Commercial | Restaurant | Existing | Miscellaneous | Electric | Clothes Washer | E5 | CCE | 0 | 0 | 0 | 0 | 0 | 0 | 0 | 0 | 0 | 0 | 0 | 0 | 0 | 0 | 0 | 0 | 0 | 0 | 0 | 0 | 0 | 0 | 0 | 0 | 0 | 0 | 0 | 0 | 0 | 0
F1_Commercial_Restaurant_Existing_Miscellaneous_Electric_Clothes Washer_E6 | F1 | Commercial | Restaurant | Existing | Miscellaneous | Electric | Clothes Washer | E6 | CCE | 0 | 0 | 0 | 0 | 0 | 0 | 0 | 0 | 0 | 0 | 0 | 0 | 0 | 0 | 0 | 0 | 0 | 0 | 0 | 0 | 0 | 0 | 0 | 0 | 0 | 0 | 0 | 0 | 0 | 0
F1_Commercial_Restaurant_Existing_Miscellaneous_Electric_Clothes Washer_E7 | F1 | Commercial | Restaurant | Existing | Miscellaneous | Electric | Clothes Washer | E7 | CCE | 0 | 0 | 0 | 0 | 0 | 0 | 0 | 0 | 0 | 0 | 0 | 0 | 0 | 0 | 0 | 0 | 0 | 0 | 0 | 0 | 0 | 0 | 0 | 0 | 0 | 0 | 0 | 0 | 0 | 0
F1_Commercial_Restaurant_Existing_Miscellaneous_Electric_Clothes Washer_E8 | F1 | Commercial | Restaurant | Existing | Miscellaneous | Electric | Clothes Washer | E8 | CCE | 0 | 0 | 0 | 0 | 0 | 0 | 0 | 0 | 0 | 0 | 0 | 0 | 0 | 0 | 0 | 0 | 0 | 0 | 0 | 0 | 0 | 0 | 0 | 0 | 0 | 0 | 0 | 0 | 0 | 0
F1_Commercial_Restaurant_Existing_Miscellaneous_Electric_Clothes Washer_E9 | F1 | Commercial | Restaurant | Existing | Miscellaneous | Electric | Clothes Washer | E9 | CCE | 0 | 0 | 0 | 0 | 0 | 0 | 0 | 0 | 0 | 0 | 0 | 0 | 0 | 0 | 0 | 0 | 0 | 0 | 0 | 0 | 0 | 0 | 0 | 0 | 0 | 0 | 0 | 0 | 0 | 0
F1_Commercial_Restaurant_Existing_Miscellaneous_Electric_Clothes Washer_E10 | F1 | Commercial | Restaurant | Existing | Miscellaneous | Electric | Clothes Washer | E10 | CCE | 0 | 0 | 0 | 0 | 0 | 0 | 0 | 0 | 0 | 0 | 0 | 0 | 0 | 0 | 0 | 0 | 0 | 0 | 0 | 0 | 0 | 0 | 0 | 0 | 0 | 0 | 0 | 0 | 0 | 0
F2_Commercial_Restaurant_Existing_Miscellaneous_Electric_Clothes Washer_E1 | F2 | Commercial | Restaurant | Existing | Miscellaneous | Electric | Clothes Washer | E1 | TRC BC Ratio | 0 | 0 | 0 | 0 | 0 | 0 | 0 | 0 | 0 | 0 | 0 | 0 | 0 | 0 | 0 | 0 | 0 | 0 | 0 | 0 | 0 | 0 | 0 | 0 | 0 | 0 | 0 | 0 | 0 | 0
F2_Commercial_Restaurant_Existing_Miscellaneous_Electric_Clothes Washer_E2 | F2 | Commercial | Restaurant | Existing | Miscellaneous | Electric | Clothes Washer | E2 | TRC BC Ratio | 0 | 0 | 0 | 0 | 0 | 0 | 0 | 0 | 0 | 0 | 0 | 0 | 0 | 0 | 0 | 0 | 0 | 0 | 0 | 0 | 0 | 0 | 0 | 0 | 0 | 0 | 0 | 0 | 0 | 0
F2_Commercial_Restaurant_Existing_Miscellaneous_Electric_Clothes Washer_E3 | F2 | Commercial | Restaurant | Existing | Miscellaneous | Electric | Clothes Washer | E3 | TRC BC Ratio | 0 | 0 | 0 | 0 | 0 | 0 | 0 | 0 | 0 | 0 | 0 | 0 | 0 | 0 | 0 | 0 | 0 | 0 | 0 | 0 | 0 | 0 | 0 | 0 | 0 | 0 | 0 | 0 | 0 | 0
F2_Commercial_Restaurant_Existing_Miscellaneous_Electric_Clothes Washer_E4 | F2 | Commercial | Restaurant | Existing | Miscellaneous | Electric | Clothes Washer | E4 | TRC BC Ratio | 0 | 0 | 0 | 0 | 0 | 0 | 0 | 0 | 0 | 0 | 0 | 0 | 0 | 0 | 0 | 0 | 0 | 0 | 0 | 0 | 0 | 0 | 0 | 0 | 0 | 0 | 0 | 0 | 0 | 0
F2_Commercial_Restaurant_Existing_Miscellaneous_Electric_Clothes Washer_E5 | F2 | Commercial | Restaurant | Existing | Miscellaneous | Electric | Clothes Washer | E5 | TRC BC Ratio | 0 | 0 | 0 | 0 | 0 | 0 | 0 | 0 | 0 | 0 | 0 | 0 | 0 | 0 | 0 | 0 | 0 | 0 | 0 | 0 | 0 | 0 | 0 | 0 | 0 | 0 | 0 | 0 | 0 | 0
F2_Commercial_Restaurant_Existing_Miscellaneous_Electric_Clothes Washer_E6 | F2 | Commercial | Restaurant | Existing | Miscellaneous | Electric | Clothes Washer | E6 | TRC BC Ratio | 0 | 0 | 0 | 0 | 0 | 0 | 0 | 0 | 0 | 0 | 0 | 0 | 0 | 0 | 0 | 0 | 0 | 0 | 0 | 0 | 0 | 0 | 0 | 0 | 0 | 0 | 0 | 0 | 0 | 0
F2_Commercial_Restaurant_Existing_Miscellaneous_Electric_Clothes Washer_E7 | F2 | Commercial | Restaurant | Existing | Miscellaneous | Electric | Clothes Washer | E7 | TRC BC Ratio | 0 | 0 | 0 | 0 | 0 | 0 | 0 | 0 | 0 | 0 | 0 | 0 | 0 | 0 | 0 | 0 | 0 | 0 | 0 | 0 | 0 | 0 | 0 | 0 | 0 | 0 | 0 | 0 | 0 | 0
F2_Commercial_Restaurant_Existing_Miscellaneous_Electric_Clothes Washer_E8 | F2 | Commercial | Restaurant | Existing | Miscellaneous | Electric | Clothes Washer | E8 | TRC BC Ratio | 0 | 0 | 0 | 0 | 0 | 0 | 0 | 0 | 0 | 0 | 0 | 0 | 0 | 0 | 0 | 0 | 0 | 0 | 0 | 0 | 0 | 0 | 0 | 0 | 0 | 0 | 0 | 0 | 0 | 0
F2_Commercial_Restaurant_Existing_Miscellaneous_Electric_Clothes Washer_E9 | F2 | Commercial | Restaurant | Existing | Miscellaneous | Electric | Clothes Washer | E9 | TRC BC Ratio | 0 | 0 | 0 | 0 | 0 | 0 | 0 | 0 | 0 | 0 | 0 | 0 | 0 | 0 | 0 | 0 | 0 | 0 | 0 | 0 | 0 | 0 | 0 | 0 | 0 | 0 | 0 | 0 | 0 | 0
F2_Commercial_Restaurant_Existing_Miscellaneous_Electric_Clothes Washer_E10 | F2 | Commercial | Restaurant | Existing | Miscellaneous | Electric | Clothes Washer | E10 | TRC BC Ratio | 0 | 0 | 0 | 0 | 0 | 0 | 0 | 0 | 0 | 0 | 0 | 0 | 0 | 0 | 0 | 0 | 0 | 0 | 0 | 0 | 0 | 0 | 0 | 0 | 0 | 0 | 0 | 0 | 0 | 0
F3_Commercial_Restaurant_Existing_Miscellaneous_Electric_Clothes Washer_E1 | F3 | Commercial | Restaurant | Existing | Miscellaneous | Electric | Clothes Washer | E1 | PACT BC Ratio | 0 | 0 | 0 | 0 | 0 | 0 | 0 | 0 | 0 | 0 | 0 | 0 | 0 | 0 | 0 | 0 | 0 | 0 | 0 | 0 | 0 | 0 | 0 | 0 | 0 | 0 | 0 | 0 | 0 | 0
F3_Commercial_Restaurant_Existing_Miscellaneous_Electric_Clothes Washer_E2 | F3 | Commercial | Restaurant | Existing | Miscellaneous | Electric | Clothes Washer | E2 | PACT BC Ratio | 0 | 0 | 0 | 0 | 0 | 0 | 0 | 0 | 0 | 0 | 0 | 0 | 0 | 0 | 0 | 0 | 0 | 0 | 0 | 0 | 0 | 0 | 0 | 0 | 0 | 0 | 0 | 0 | 0 | 0
F3_Commercial_Restaurant_Existing_Miscellaneous_Electric_Clothes Washer_E3 | F3 | Commercial | Restaurant | Existing | Miscellaneous | Electric | Clothes Washer | E3 | PACT BC Ratio | 0 | 0 | 0 | 0 | 0 | 0 | 0 | 0 | 0 | 0 | 0 | 0 | 0 | 0 | 0 | 0 | 0 | 0 | 0 | 0 | 0 | 0 | 0 | 0 | 0 | 0 | 0 | 0 | 0 | 0
F3_Commercial_Restaurant_Existing_Miscellaneous_Electric_Clothes Washer_E4 | F3 | Commercial | Restaurant | Existing | Miscellaneous | Electric | Clothes Washer | E4 | PACT BC Ratio | 0 | 0 | 0 | 0 | 0 | 0 | 0 | 0 | 0 | 0 | 0 | 0 | 0 | 0 | 0 | 0 | 0 | 0 | 0 | 0 | 0 | 0 | 0 | 0 | 0 | 0 | 0 | 0 | 0 | 0
F3_Commercial_Restaurant_Existing_Miscellaneous_Electric_Clothes Washer_E5 | F3 | Commercial | Restaurant | Existing | Miscellaneous | Electric | Clothes Washer | E5 | PACT BC Ratio | 0 | 0 | 0 | 0 | 0 | 0 | 0 | 0 | 0 | 0 | 0 | 0 | 0 | 0 | 0 | 0 | 0 | 0 | 0 | 0 | 0 | 0 | 0 | 0 | 0 | 0 | 0 | 0 | 0 | 0
F3_Commercial_Restaurant_Existing_Miscellaneous_Electric_Clothes Washer_E6 | F3 | Commercial | Restaurant | Existing | Miscellaneous | Electric | Clothes Washer | E6 | PACT BC Ratio | 0 | 0 | 0 | 0 | 0 | 0 | 0 | 0 | 0 | 0 | 0 | 0 | 0 | 0 | 0 | 0 | 0 | 0 | 0 | 0 | 0 | 0 | 0 | 0 | 0 | 0 | 0 | 0 | 0 | 0
F3_Commercial_Restaurant_Existing_Miscellaneous_Electric_Clothes Washer_E7 | F3 | Commercial | Restaurant | Existing | Miscellaneous | Electric | Clothes Washer | E7 | PACT BC Ratio | 0 | 0 | 0 | 0 | 0 | 0 | 0 | 0 | 0 | 0 | 0 | 0 | 0 | 0 | 0 | 0 | 0 | 0 | 0 | 0 | 0 | 0 | 0 | 0 | 0 | 0 | 0 | 0 | 0 | 0
F3_Commercial_Restaurant_Existing_Miscellaneous_Electric_Clothes Washer_E8 | F3 | Commercial | Restaurant | Existing | Miscellaneous | Electric | Clothes Washer | E8 | PACT BC Ratio | 0 | 0 | 0 | 0 | 0 | 0 | 0 | 0 | 0 | 0 | 0 | 0 | 0 | 0 | 0 | 0 | 0 | 0 | 0 | 0 | 0 | 0 | 0 | 0 | 0 | 0 | 0 | 0 | 0 | 0
F3_Commercial_Restaurant_Existing_Miscellaneous_Electric_Clothes Washer_E9 | F3 | Commercial | Restaurant | Existing | Miscellaneous | Electric | Clothes Washer | E9 | PACT BC Ratio | 0 | 0 | 0 | 0 | 0 | 0 | 0 | 0 | 0 | 0 | 0 | 0 | 0 | 0 | 0 | 0 | 0 | 0 | 0 | 0 | 0 | 0 | 0 | 0 | 0 | 0 | 0 | 0 | 0 | 0
F3_Commercial_Restaurant_Existing_Miscellaneous_Electric_Clothes Washer_E10 | F3 | Commercial | Restaurant | Existing | Miscellaneous | Electric | Clothes Washer | E10 | PACT BC Ratio | 0 | 0 | 0 | 0 | 0 | 0 | 0 | 0 | 0 | 0 | 0 | 0 | 0 | 0 | 0 | 0 | 0 | 0 | 0 | 0 | 0 | 0 | 0 | 0 | 0 | 0 | 0 | 0 | 0 | 0
F4_Commercial_Restaurant_Existing_Miscellaneous_Electric_Clothes Washer_E1 | F4 | Commercial | Restaurant | Existing | Miscellaneous | Electric | Clothes Washer | E1 | RVT BC Ratio | 0 | 0 | 0 | 0 | 0 | 0 | 0 | 0 | 0 | 0 | 0 | 0 | 0 | 0 | 0 | 0 | 0 | 0 | 0 | 0 | 0 | 0 | 0 | 0 | 0 | 0 | 0 | 0 | 0 | 0
F4_Commercial_Restaurant_Existing_Miscellaneous_Electric_Clothes Washer_E2 | F4 | Commercial | Restaurant | Existing | Miscellaneous | Electric | Clothes Washer | E2 | RVT BC Ratio | 0 | 0 | 0 | 0 | 0 | 0 | 0 | 0 | 0 | 0 | 0 | 0 | 0 | 0 | 0 | 0 | 0 | 0 | 0 | 0 | 0 | 0 | 0 | 0 | 0 | 0 | 0 | 0 | 0 | 0
F4_Commercial_Restaurant_Existing_Miscellaneous_Electric_Clothes Washer_E3 | F4 | Commercial | Restaurant | Existing | Miscellaneous | Electric | Clothes Washer | E3 | RVT BC Ratio | 0 | 0 | 0 | 0 | 0 | 0 | 0 | 0 | 0 | 0 | 0 | 0 | 0 | 0 | 0 | 0 | 0 | 0 | 0 | 0 | 0 | 0 | 0 | 0 | 0 | 0 | 0 | 0 | 0 | 0
F4_Commercial_Restaurant_Existing_Miscellaneous_Electric_Clothes Washer_E4 | F4 | Commercial | Restaurant | Existing | Miscellaneous | Electric | Clothes Washer | E4 | RVT BC Ratio | 0 | 0 | 0 | 0 | 0 | 0 | 0 | 0 | 0 | 0 | 0 | 0 | 0 | 0 | 0 | 0 | 0 | 0 | 0 | 0 | 0 | 0 | 0 | 0 | 0 | 0 | 0 | 0 | 0 | 0
F4_Commercial_Restaurant_Existing_Miscellaneous_Electric_Clothes Washer_E5 | F4 | Commercial | Restaurant | Existing | Miscellaneous | Electric | Clothes Washer | E5 | RVT BC Ratio | 0 | 0 | 0 | 0 | 0 | 0 | 0 | 0 | 0 | 0 | 0 | 0 | 0 | 0 | 0 | 0 | 0 | 0 | 0 | 0 | 0 | 0 | 0 | 0 | 0 | 0 | 0 | 0 | 0 | 0
F4_Commercial_Restaurant_Existing_Miscellaneous_Electric_Clothes Washer_E6 | F4 | Commercial | Restaurant | Existing | Miscellaneous | Electric | Clothes Washer | E6 | RVT BC Ratio | 0 | 0 | 0 | 0 | 0 | 0 | 0 | 0 | 0 | 0 | 0 | 0 | 0 | 0 | 0 | 0 | 0 | 0 | 0 | 0 | 0 | 0 | 0 | 0 | 0 | 0 | 0 | 0 | 0 | 0
F4_Commercial_Restaurant_Existing_Miscellaneous_Electric_Clothes Washer_E7 | F4 | Commercial | Restaurant | Existing | Miscellaneous | Electric | Clothes Washer | E7 | RVT BC Ratio | 0 | 0 | 0 | 0 | 0 | 0 | 0 | 0 | 0 | 0 | 0 | 0 | 0 | 0 | 0 | 0 | 0 | 0 | 0 | 0 | 0 | 0 | 0 | 0 | 0 | 0 | 0 | 0 | 0 | 0
F4_Commercial_Restaurant_Existing_Miscellaneous_Electric_Clothes Washer_E8 | F4 | Commercial | Restaurant | Existing | Miscellaneous | Electric | Clothes Washer | E8 | RVT BC Ratio | 0 | 0 | 0 | 0 | 0 | 0 | 0 | 0 | 0 | 0 | 0 | 0 | 0 | 0 | 0 | 0 | 0 | 0 | 0 | 0 | 0 | 0 | 0 | 0 | 0 | 0 | 0 | 0 | 0 | 0
F4_Commercial_Restaurant_Existing_Miscellaneous_Electric_Clothes Washer_E9 | F4 | Commercial | Restaurant | Existing | Miscellaneous | Electric | Clothes Washer | E9 | RVT BC Ratio | 0 | 0 | 0 | 0 | 0 | 0 | 0 | 0 | 0 | 0 | 0 | 0 | 0 | 0 | 0 | 0 | 0 | 0 | 0 | 0 | 0 | 0 | 0 | 0 | 0 | 0 | 0 | 0 | 0 | 0
F4_Commercial_Restaurant_Existing_Miscellaneous_Electric_Clothes Washer_E10 | F4 | Commercial | Restaurant | Existing | Miscellaneous | Electric | Clothes Washer | E10 | RVT BC Ratio | 0 | 0 | 0 | 0 | 0 | 0 | 0 | 0 | 0 | 0 | 0 | 0 | 0 | 0 | 0 | 0 | 0 | 0 | 0 | 0 | 0 | 0 | 0 | 0 | 0 | 0 | 0 | 0 | 0 | 0
F5_Commercial_Restaurant_Existing_Miscellaneous_Electric_Clothes Washer_E1 | F5 | Commercial | Restaurant | Existing | Miscellaneous | Electric | Clothes Washer | E1 | RIM BC Ratio | 0 | 0 | 0 | 0 | 0 | 0 | 0 | 0 | 0 | 0 | 0 | 0 | 0 | 0 | 0 | 0 | 0 | 0 | 0 | 0 | 0 | 0 | 0 | 0 | 0 | 0 | 0 | 0 | 0 | 0
F5_Commercial_Restaurant_Existing_Miscellaneous_Electric_Clothes Washer_E2 | F5 | Commercial | Restaurant | Existing | Miscellaneous | Electric | Clothes Washer | E2 | RIM BC Ratio | 0 | 0 | 0 | 0 | 0 | 0 | 0 | 0 | 0 | 0 | 0 | 0 | 0 | 0 | 0 | 0 | 0 | 0 | 0 | 0 | 0 | 0 | 0 | 0 | 0 | 0 | 0 | 0 | 0 | 0
F5_Commercial_Restaurant_Existing_Miscellaneous_Electric_Clothes Washer_E3 | F5 | Commercial | Restaurant | Existing | Miscellaneous | Electric | Clothes Washer | E3 | RIM BC Ratio | 0 | 0 | 0 | 0 | 0 | 0 | 0 | 0 | 0 | 0 | 0 | 0 | 0 | 0 | 0 | 0 | 0 | 0 | 0 | 0 | 0 | 0 | 0 | 0 | 0 | 0 | 0 | 0 | 0 | 0
F5_Commercial_Restaurant_Existing_Miscellaneous_Electric_Clothes Washer_E4 | F5 | Commercial | Restaurant | Existing | Miscellaneous | Electric | Clothes Washer | E4 | RIM BC Ratio | 0 | 0 | 0 | 0 | 0 | 0 | 0 | 0 | 0 | 0 | 0 | 0 | 0 | 0 | 0 | 0 | 0 | 0 | 0 | 0 | 0 | 0 | 0 | 0 | 0 | 0 | 0 | 0 | 0 | 0
F5_Commercial_Restaurant_Existing_Miscellaneous_Electric_Clothes Washer_E5 | F5 | Commercial | Restaurant | Existing | Miscellaneous | Electric | Clothes Washer | E5 | RIM BC Ratio | 0 | 0 | 0 | 0 | 0 | 0 | 0 | 0 | 0 | 0 | 0 | 0 | 0 | 0 | 0 | 0 | 0 | 0 | 0 | 0 | 0 | 0 | 0 | 0 | 0 | 0 | 0 | 0 | 0 | 0
F5_Commercial_Restaurant_Existing_Miscellaneous_Electric_Clothes Washer_E6 | F5 | Commercial | Restaurant | Existing | Miscellaneous | Electric | Clothes Washer | E6 | RIM BC Ratio | 0 | 0 | 0 | 0 | 0 | 0 | 0 | 0 | 0 | 0 | 0 | 0 | 0 | 0 | 0 | 0 | 0 | 0 | 0 | 0 | 0 | 0 | 0 | 0 | 0 | 0 | 0 | 0 | 0 | 0
F5_Commercial_Restaurant_Existing_Miscellaneous_Electric_Clothes Washer_E7 | F5 | Commercial | Restaurant | Existing | Miscellaneous | Electric | Clothes Washer | E7 | RIM BC Ratio | 0 | 0 | 0 | 0 | 0 | 0 | 0 | 0 | 0 | 0 | 0 | 0 | 0 | 0 | 0 | 0 | 0 | 0 | 0 | 0 | 0 | 0 | 0 | 0 | 0 | 0 | 0 | 0 | 0 | 0
F5_Commercial_Restaurant_Existing_Miscellaneous_Electric_Clothes Washer_E8 | F5 | Commercial | Restaurant | Existing | Miscellaneous | Electric | Clothes Washer | E8 | RIM BC Ratio | 0 | 0 | 0 | 0 | 0 | 0 | 0 | 0 | 0 | 0 | 0 | 0 | 0 | 0 | 0 | 0 | 0 | 0 | 0 | 0 | 0 | 0 | 0 | 0 | 0 | 0 | 0 | 0 | 0 | 0
F5_Commercial_Restaurant_Existing_Miscellaneous_Electric_Clothes Washer_E9 | F5 | Commercial | Restaurant | Existing | Miscellaneous | Electric | Clothes Washer | E9 | RIM BC Ratio | 0 | 0 | 0 | 0 | 0 | 0 | 0 | 0 | 0 | 0 | 0 | 0 | 0 | 0 | 0 | 0 | 0 | 0 | 0 | 0 | 0 | 0 | 0 | 0 | 0 | 0 | 0 | 0 | 0 | 0
F5_Commercial_Restaurant_Existing_Miscellaneous_Electric_Clothes Washer_E10 | F5 | Commercial | Restaurant | Existing | Miscellaneous | Electric | Clothes Washer | E10 | RIM BC Ratio | 0 | 0 | 0 | 0 | 0 | 0 | 0 | 0 | 0 | 0 | 0 | 0 | 0 | 0 | 0 | 0 | 0 | 0 | 0 | 0 | 0 | 0 | 0 | 0 | 0 | 0 | 0 | 0 | 0 | 0
F0_Commercial_Restaurant_Existing_Miscellaneous_Electric_Clothes Dryer_E0 | F0 | Commercial | Restaurant | Existing | Miscellaneous | Electric | Clothes Dryer | E0 | Economic Unit | 0 | 0 | 0 | 0 | 0 | 0 | 0 | 0 | 0 | 0 | 0 | 0 | 0 | 0 | 0 | 0 | 0 | 0 | 0 | 0 | 0 | 0 | 0 | 0 | 0 | 0 | 0 | 0 | 0 | 0
F1_Commercial_Restaurant_Existing_Miscellaneous_Electric_Clothes Dryer_E1 | F1 | Commercial | Restaurant | Existing | Miscellaneous | Electric | Clothes Dryer | E1 | CCE | 0 | 0 | 0 | 0 | 0 | 0 | 0 | 0 | 0 | 0 | 0 | 0 | 0 | 0 | 0 | 0 | 0 | 0 | 0 | 0 | 0 | 0 | 0 | 0 | 0 | 0 | 0 | 0 | 0 | 0
F1_Commercial_Restaurant_Existing_Miscellaneous_Electric_Clothes Dryer_E2 | F1 | Commercial | Restaurant | Existing | Miscellaneous | Electric | Clothes Dryer | E2 | CCE | 0 | 0 | 0 | 0 | 0 | 0 | 0 | 0 | 0 | 0 | 0 | 0 | 0 | 0 | 0 | 0 | 0 | 0 | 0 | 0 | 0 | 0 | 0 | 0 | 0 | 0 | 0 | 0 | 0 | 0
F1_Commercial_Restaurant_Existing_Miscellaneous_Electric_Clothes Dryer_E3 | F1 | Commercial | Restaurant | Existing | Miscellaneous | Electric | Clothes Dryer | E3 | CCE | 0 | 0 | 0 | 0 | 0 | 0 | 0 | 0 | 0 | 0 | 0 | 0 | 0 | 0 | 0 | 0 | 0 | 0 | 0 | 0 | 0 | 0 | 0 | 0 | 0 | 0 | 0 | 0 | 0 | 0
F1_Commercial_Restaurant_Existing_Miscellaneous_Electric_Clothes Dryer_E4 | F1 | Commercial | Restaurant | Existing | Miscellaneous | Electric | Clothes Dryer | E4 | CCE | 0 | 0 | 0 | 0 | 0 | 0 | 0 | 0 | 0 | 0 | 0 | 0 | 0 | 0 | 0 | 0 | 0 | 0 | 0 | 0 | 0 | 0 | 0 | 0 | 0 | 0 | 0 | 0 | 0 | 0
F1_Commercial_Restaurant_Existing_Miscellaneous_Electric_Clothes Dryer_E5 | F1 | Commercial | Restaurant | Existing | Miscellaneous | Electric | Clothes Dryer | E5 | CCE | 0 | 0 | 0 | 0 | 0 | 0 | 0 | 0 | 0 | 0 | 0 | 0 | 0 | 0 | 0 | 0 | 0 | 0 | 0 | 0 | 0 | 0 | 0 | 0 | 0 | 0 | 0 | 0 | 0 | 0
F1_Commercial_Restaurant_Existing_Miscellaneous_Electric_Clothes Dryer_E6 | F1 | Commercial | Restaurant | Existing | Miscellaneous | Electric | Clothes Dryer | E6 | CCE | 0 | 0 | 0 | 0 | 0 | 0 | 0 | 0 | 0 | 0 | 0 | 0 | 0 | 0 | 0 | 0 | 0 | 0 | 0 | 0 | 0 | 0 | 0 | 0 | 0 | 0 | 0 | 0 | 0 | 0
F1_Commercial_Restaurant_Existing_Miscellaneous_Electric_Clothes Dryer_E7 | F1 | Commercial | Restaurant | Existing | Miscellaneous | Electric | Clothes Dryer | E7 | CCE | 0 | 0 | 0 | 0 | 0 | 0 | 0 | 0 | 0 | 0 | 0 | 0 | 0 | 0 | 0 | 0 | 0 | 0 | 0 | 0 | 0 | 0 | 0 | 0 | 0 | 0 | 0 | 0 | 0 | 0
F1_Commercial_Restaurant_Existing_Miscellaneous_Electric_Clothes Dryer_E8 | F1 | Commercial | Restaurant | Existing | Miscellaneous | Electric | Clothes Dryer | E8 | CCE | 0 | 0 | 0 | 0 | 0 | 0 | 0 | 0 | 0 | 0 | 0 | 0 | 0 | 0 | 0 | 0 | 0 | 0 | 0 | 0 | 0 | 0 | 0 | 0 | 0 | 0 | 0 | 0 | 0 | 0
F1_Commercial_Restaurant_Existing_Miscellaneous_Electric_Clothes Dryer_E9 | F1 | Commercial | Restaurant | Existing | Miscellaneous | Electric | Clothes Dryer | E9 | CCE | 0 | 0 | 0 | 0 | 0 | 0 | 0 | 0 | 0 | 0 | 0 | 0 | 0 | 0 | 0 | 0 | 0 | 0 | 0 | 0 | 0 | 0 | 0 | 0 | 0 | 0 | 0 | 0 | 0 | 0
F1_Commercial_Restaurant_Existing_Miscellaneous_Electric_Clothes Dryer_E10 | F1 | Commercial | Restaurant | Existing | Miscellaneous | Electric | Clothes Dryer | E10 | CCE | 0 | 0 | 0 | 0 | 0 | 0 | 0 | 0 | 0 | 0 | 0 | 0 | 0 | 0 | 0 | 0 | 0 | 0 | 0 | 0 | 0 | 0 | 0 | 0 | 0 | 0 | 0 | 0 | 0 | 0
F2_Commercial_Restaurant_Existing_Miscellaneous_Electric_Clothes Dryer_E1 | F2 | Commercial | Restaurant | Existing | Miscellaneous | Electric | Clothes Dryer | E1 | TRC BC Ratio | 0 | 0 | 0 | 0 | 0 | 0 | 0 | 0 | 0 | 0 | 0 | 0 | 0 | 0 | 0 | 0 | 0 | 0 | 0 | 0 | 0 | 0 | 0 | 0 | 0 | 0 | 0 | 0 | 0 | 0
F2_Commercial_Restaurant_Existing_Miscellaneous_Electric_Clothes Dryer_E2 | F2 | Commercial | Restaurant | Existing | Miscellaneous | Electric | Clothes Dryer | E2 | TRC BC Ratio | 0 | 0 | 0 | 0 | 0 | 0 | 0 | 0 | 0 | 0 | 0 | 0 | 0 | 0 | 0 | 0 | 0 | 0 | 0 | 0 | 0 | 0 | 0 | 0 | 0 | 0 | 0 | 0 | 0 | 0
F2_Commercial_Restaurant_Existing_Miscellaneous_Electric_Clothes Dryer_E3 | F2 | Commercial | Restaurant | Existing | Miscellaneous | Electric | Clothes Dryer | E3 | TRC BC Ratio | 0 | 0 | 0 | 0 | 0 | 0 | 0 | 0 | 0 | 0 | 0 | 0 | 0 | 0 | 0 | 0 | 0 | 0 | 0 | 0 | 0 | 0 | 0 | 0 | 0 | 0 | 0 | 0 | 0 | 0
F2_Commercial_Restaurant_Existing_Miscellaneous_Electric_Clothes Dryer_E4 | F2 | Commercial | Restaurant | Existing | Miscellaneous | Electric | Clothes Dryer | E4 | TRC BC Ratio | 0 | 0 | 0 | 0 | 0 | 0 | 0 | 0 | 0 | 0 | 0 | 0 | 0 | 0 | 0 | 0 | 0 | 0 | 0 | 0 | 0 | 0 | 0 | 0 | 0 | 0 | 0 | 0 | 0 | 0
F2_Commercial_Restaurant_Existing_Miscellaneous_Electric_Clothes Dryer_E5 | F2 | Commercial | Restaurant | Existing | Miscellaneous | Electric | Clothes Dryer | E5 | TRC BC Ratio | 0 | 0 | 0 | 0 | 0 | 0 | 0 | 0 | 0 | 0 | 0 | 0 | 0 | 0 | 0 | 0 | 0 | 0 | 0 | 0 | 0 | 0 | 0 | 0 | 0 | 0 | 0 | 0 | 0 | 0
F2_Commercial_Restaurant_Existing_Miscellaneous_Electric_Clothes Dryer_E6 | F2 | Commercial | Restaurant | Existing | Miscellaneous | Electric | Clothes Dryer | E6 | TRC BC Ratio | 0 | 0 | 0 | 0 | 0 | 0 | 0 | 0 | 0 | 0 | 0 | 0 | 0 | 0 | 0 | 0 | 0 | 0 | 0 | 0 | 0 | 0 | 0 | 0 | 0 | 0 | 0 | 0 | 0 | 0
F2_Commercial_Restaurant_Existing_Miscellaneous_Electric_Clothes Dryer_E7 | F2 | Commercial | Restaurant | Existing | Miscellaneous | Electric | Clothes Dryer | E7 | TRC BC Ratio | 0 | 0 | 0 | 0 | 0 | 0 | 0 | 0 | 0 | 0 | 0 | 0 | 0 | 0 | 0 | 0 | 0 | 0 | 0 | 0 | 0 | 0 | 0 | 0 | 0 | 0 | 0 | 0 | 0 | 0
F2_Commercial_Restaurant_Existing_Miscellaneous_Electric_Clothes Dryer_E8 | F2 | Commercial | Restaurant | Existing | Miscellaneous | Electric | Clothes Dryer | E8 | TRC BC Ratio | 0 | 0 | 0 | 0 | 0 | 0 | 0 | 0 | 0 | 0 | 0 | 0 | 0 | 0 | 0 | 0 | 0 | 0 | 0 | 0 | 0 | 0 | 0 | 0 | 0 | 0 | 0 | 0 | 0 | 0
F2_Commercial_Restaurant_Existing_Miscellaneous_Electric_Clothes Dryer_E9 | F2 | Commercial | Restaurant | Existing | Miscellaneous | Electric | Clothes Dryer | E9 | TRC BC Ratio | 0 | 0 | 0 | 0 | 0 | 0 | 0 | 0 | 0 | 0 | 0 | 0 | 0 | 0 | 0 | 0 | 0 | 0 | 0 | 0 | 0 | 0 | 0 | 0 | 0 | 0 | 0 | 0 | 0 | 0
F2_Commercial_Restaurant_Existing_Miscellaneous_Electric_Clothes Dryer_E10 | F2 | Commercial | Restaurant | Existing | Miscellaneous | Electric | Clothes Dryer | E10 | TRC BC Ratio | 0 | 0 | 0 | 0 | 0 | 0 | 0 | 0 | 0 | 0 | 0 | 0 | 0 | 0 | 0 | 0 | 0 | 0 | 0 | 0 | 0 | 0 | 0 | 0 | 0 | 0 | 0 | 0 | 0 | 0
F3_Commercial_Restaurant_Existing_Miscellaneous_Electric_Clothes Dryer_E1 | F3 | Commercial | Restaurant | Existing | Miscellaneous | Electric | Clothes Dryer | E1 | PACT BC Ratio | 0 | 0 | 0 | 0 | 0 | 0 | 0 | 0 | 0 | 0 | 0 | 0 | 0 | 0 | 0 | 0 | 0 | 0 | 0 | 0 | 0 | 0 | 0 | 0 | 0 | 0 | 0 | 0 | 0 | 0
F3_Commercial_Restaurant_Existing_Miscellaneous_Electric_Clothes Dryer_E2 | F3 | Commercial | Restaurant | Existing | Miscellaneous | Electric | Clothes Dryer | E2 | PACT BC Ratio | 0 | 0 | 0 | 0 | 0 | 0 | 0 | 0 | 0 | 0 | 0 | 0 | 0 | 0 | 0 | 0 | 0 | 0 | 0 | 0 | 0 | 0 | 0 | 0 | 0 | 0 | 0 | 0 | 0 | 0
F3_Commercial_Restaurant_Existing_Miscellaneous_Electric_Clothes Dryer_E3 | F3 | Commercial | Restaurant | Existing | Miscellaneous | Electric | Clothes Dryer | E3 | PACT BC Ratio | 0 | 0 | 0 | 0 | 0 | 0 | 0 | 0 | 0 | 0 | 0 | 0 | 0 | 0 | 0 | 0 | 0 | 0 | 0 | 0 | 0 | 0 | 0 | 0 | 0 | 0 | 0 | 0 | 0 | 0
F3_Commercial_Restaurant_Existing_Miscellaneous_Electric_Clothes Dryer_E4 | F3 | Commercial | Restaurant | Existing | Miscellaneous | Electric | Clothes Dryer | E4 | PACT BC Ratio | 0 | 0 | 0 | 0 | 0 | 0 | 0 | 0 | 0 | 0 | 0 | 0 | 0 | 0 | 0 | 0 | 0 | 0 | 0 | 0 | 0 | 0 | 0 | 0 | 0 | 0 | 0 | 0 | 0 | 0
F3_Commercial_Restaurant_Existing_Miscellaneous_Electric_Clothes Dryer_E5 | F3 | Commercial | Restaurant | Existing | Miscellaneous | Electric | Clothes Dryer | E5 | PACT BC Ratio | 0 | 0 | 0 | 0 | 0 | 0 | 0 | 0 | 0 | 0 | 0 | 0 | 0 | 0 | 0 | 0 | 0 | 0 | 0 | 0 | 0 | 0 | 0 | 0 | 0 | 0 | 0 | 0 | 0 | 0
F3_Commercial_Restaurant_Existing_Miscellaneous_Electric_Clothes Dryer_E6 | F3 | Commercial | Restaurant | Existing | Miscellaneous | Electric | Clothes Dryer | E6 | PACT BC Ratio | 0 | 0 | 0 | 0 | 0 | 0 | 0 | 0 | 0 | 0 | 0 | 0 | 0 | 0 | 0 | 0 | 0 | 0 | 0 | 0 | 0 | 0 | 0 | 0 | 0 | 0 | 0 | 0 | 0 | 0
F3_Commercial_Restaurant_Existing_Miscellaneous_Electric_Clothes Dryer_E7 | F3 | Commercial | Restaurant | Existing | Miscellaneous | Electric | Clothes Dryer | E7 | PACT BC Ratio | 0 | 0 | 0 | 0 | 0 | 0 | 0 | 0 | 0 | 0 | 0 | 0 | 0 | 0 | 0 | 0 | 0 | 0 | 0 | 0 | 0 | 0 | 0 | 0 | 0 | 0 | 0 | 0 | 0 | 0
F3_Commercial_Restaurant_Existing_Miscellaneous_Electric_Clothes Dryer_E8 | F3 | Commercial | Restaurant | Existing | Miscellaneous | Electric | Clothes Dryer | E8 | PACT BC Ratio | 0 | 0 | 0 | 0 | 0 | 0 | 0 | 0 | 0 | 0 | 0 | 0 | 0 | 0 | 0 | 0 | 0 | 0 | 0 | 0 | 0 | 0 | 0 | 0 | 0 | 0 | 0 | 0 | 0 | 0
F3_Commercial_Restaurant_Existing_Miscellaneous_Electric_Clothes Dryer_E9 | F3 | Commercial | Restaurant | Existing | Miscellaneous | Electric | Clothes Dryer | E9 | PACT BC Ratio | 0 | 0 | 0 | 0 | 0 | 0 | 0 | 0 | 0 | 0 | 0 | 0 | 0 | 0 | 0 | 0 | 0 | 0 | 0 | 0 | 0 | 0 | 0 | 0 | 0 | 0 | 0 | 0 | 0 | 0
F3_Commercial_Restaurant_Existing_Miscellaneous_Electric_Clothes Dryer_E10 | F3 | Commercial | Restaurant | Existing | Miscellaneous | Electric | Clothes Dryer | E10 | PACT BC Ratio | 0 | 0 | 0 | 0 | 0 | 0 | 0 | 0 | 0 | 0 | 0 | 0 | 0 | 0 | 0 | 0 | 0 | 0 | 0 | 0 | 0 | 0 | 0 | 0 | 0 | 0 | 0 | 0 | 0 | 0
F4_Commercial_Restaurant_Existing_Miscellaneous_Electric_Clothes Dryer_E1 | F4 | Commercial | Restaurant | Existing | Miscellaneous | Electric | Clothes Dryer | E1 | RVT BC Ratio | 0 | 0 | 0 | 0 | 0 | 0 | 0 | 0 | 0 | 0 | 0 | 0 | 0 | 0 | 0 | 0 | 0 | 0 | 0 | 0 | 0 | 0 | 0 | 0 | 0 | 0 | 0 | 0 | 0 | 0
F4_Commercial_Restaurant_Existing_Miscellaneous_Electric_Clothes Dryer_E2 | F4 | Commercial | Restaurant | Existing | Miscellaneous | Electric | Clothes Dryer | E2 | RVT BC Ratio | 0 | 0 | 0 | 0 | 0 | 0 | 0 | 0 | 0 | 0 | 0 | 0 | 0 | 0 | 0 | 0 | 0 | 0 | 0 | 0 | 0 | 0 | 0 | 0 | 0 | 0 | 0 | 0 | 0 | 0
F4_Commercial_Restaurant_Existing_Miscellaneous_Electric_Clothes Dryer_E3 | F4 | Commercial | Restaurant | Existing | Miscellaneous | Electric | Clothes Dryer | E3 | RVT BC Ratio | 0 | 0 | 0 | 0 | 0 | 0 | 0 | 0 | 0 | 0 | 0 | 0 | 0 | 0 | 0 | 0 | 0 | 0 | 0 | 0 | 0 | 0 | 0 | 0 | 0 | 0 | 0 | 0 | 0 | 0
F4_Commercial_Restaurant_Existing_Miscellaneous_Electric_Clothes Dryer_E4 | F4 | Commercial | Restaurant | Existing | Miscellaneous | Electric | Clothes Dryer | E4 | RVT BC Ratio | 0 | 0 | 0 | 0 | 0 | 0 | 0 | 0 | 0 | 0 | 0 | 0 | 0 | 0 | 0 | 0 | 0 | 0 | 0 | 0 | 0 | 0 | 0 | 0 | 0 | 0 | 0 | 0 | 0 | 0
F4_Commercial_Restaurant_Existing_Miscellaneous_Electric_Clothes Dryer_E5 | F4 | Commercial | Restaurant | Existing | Miscellaneous | Electric | Clothes Dryer | E5 | RVT BC Ratio | 0 | 0 | 0 | 0 | 0 | 0 | 0 | 0 | 0 | 0 | 0 | 0 | 0 | 0 | 0 | 0 | 0 | 0 | 0 | 0 | 0 | 0 | 0 | 0 | 0 | 0 | 0 | 0 | 0 | 0
F4_Commercial_Restaurant_Existing_Miscellaneous_Electric_Clothes Dryer_E6 | F4 | Commercial | Restaurant | Existing | Miscellaneous | Electric | Clothes Dryer | E6 | RVT BC Ratio | 0 | 0 | 0 | 0 | 0 | 0 | 0 | 0 | 0 | 0 | 0 | 0 | 0 | 0 | 0 | 0 | 0 | 0 | 0 | 0 | 0 | 0 | 0 | 0 | 0 | 0 | 0 | 0 | 0 | 0
F4_Commercial_Restaurant_Existing_Miscellaneous_Electric_Clothes Dryer_E7 | F4 | Commercial | Restaurant | Existing | Miscellaneous | Electric | Clothes Dryer | E7 | RVT BC Ratio | 0 | 0 | 0 | 0 | 0 | 0 | 0 | 0 | 0 | 0 | 0 | 0 | 0 | 0 | 0 | 0 | 0 | 0 | 0 | 0 | 0 | 0 | 0 | 0 | 0 | 0 | 0 | 0 | 0 | 0
F4_Commercial_Restaurant_Existing_Miscellaneous_Electric_Clothes Dryer_E8 | F4 | Commercial | Restaurant | Existing | Miscellaneous | Electric | Clothes Dryer | E8 | RVT BC Ratio | 0 | 0 | 0 | 0 | 0 | 0 | 0 | 0 | 0 | 0 | 0 | 0 | 0 | 0 | 0 | 0 | 0 | 0 | 0 | 0 | 0 | 0 | 0 | 0 | 0 | 0 | 0 | 0 | 0 | 0
F4_Commercial_Restaurant_Existing_Miscellaneous_Electric_Clothes Dryer_E9 | F4 | Commercial | Restaurant | Existing | Miscellaneous | Electric | Clothes Dryer | E9 | RVT BC Ratio | 0 | 0 | 0 | 0 | 0 | 0 | 0 | 0 | 0 | 0 | 0 | 0 | 0 | 0 | 0 | 0 | 0 | 0 | 0 | 0 | 0 | 0 | 0 | 0 | 0 | 0 | 0 | 0 | 0 | 0
F4_Commercial_Restaurant_Existing_Miscellaneous_Electric_Clothes Dryer_E10 | F4 | Commercial | Restaurant | Existing | Miscellaneous | Electric | Clothes Dryer | E10 | RVT BC Ratio | 0 | 0 | 0 | 0 | 0 | 0 | 0 | 0 | 0 | 0 | 0 | 0 | 0 | 0 | 0 | 0 | 0 | 0 | 0 | 0 | 0 | 0 | 0 | 0 | 0 | 0 | 0 | 0 | 0 | 0
F5_Commercial_Restaurant_Existing_Miscellaneous_Electric_Clothes Dryer_E1 | F5 | Commercial | Restaurant | Existing | Miscellaneous | Electric | Clothes Dryer | E1 | RIM BC Ratio | 0 | 0 | 0 | 0 | 0 | 0 | 0 | 0 | 0 | 0 | 0 | 0 | 0 | 0 | 0 | 0 | 0 | 0 | 0 | 0 | 0 | 0 | 0 | 0 | 0 | 0 | 0 | 0 | 0 | 0
F5_Commercial_Restaurant_Existing_Miscellaneous_Electric_Clothes Dryer_E2 | F5 | Commercial | Restaurant | Existing | Miscellaneous | Electric | Clothes Dryer | E2 | RIM BC Ratio | 0 | 0 | 0 | 0 | 0 | 0 | 0 | 0 | 0 | 0 | 0 | 0 | 0 | 0 | 0 | 0 | 0 | 0 | 0 | 0 | 0 | 0 | 0 | 0 | 0 | 0 | 0 | 0 | 0 | 0
F5_Commercial_Restaurant_Existing_Miscellaneous_Electric_Clothes Dryer_E3 | F5 | Commercial | Restaurant | Existing | Miscellaneous | Electric | Clothes Dryer | E3 | RIM BC Ratio | 0 | 0 | 0 | 0 | 0 | 0 | 0 | 0 | 0 | 0 | 0 | 0 | 0 | 0 | 0 | 0 | 0 | 0 | 0 | 0 | 0 | 0 | 0 | 0 | 0 | 0 | 0 | 0 | 0 | 0
F5_Commercial_Restaurant_Existing_Miscellaneous_Electric_Clothes Dryer_E4 | F5 | Commercial | Restaurant | Existing | Miscellaneous | Electric | Clothes Dryer | E4 | RIM BC Ratio | 0 | 0 | 0 | 0 | 0 | 0 | 0 | 0 | 0 | 0 | 0 | 0 | 0 | 0 | 0 | 0 | 0 | 0 | 0 | 0 | 0 | 0 | 0 | 0 | 0 | 0 | 0 | 0 | 0 | 0
F5_Commercial_Restaurant_Existing_Miscellaneous_Electric_Clothes Dryer_E5 | F5 | Commercial | Restaurant | Existing | Miscellaneous | Electric | Clothes Dryer | E5 | RIM BC Ratio | 0 | 0 | 0 | 0 | 0 | 0 | 0 | 0 | 0 | 0 | 0 | 0 | 0 | 0 | 0 | 0 | 0 | 0 | 0 | 0 | 0 | 0 | 0 | 0 | 0 | 0 | 0 | 0 | 0 | 0
F5_Commercial_Restaurant_Existing_Miscellaneous_Electric_Clothes Dryer_E6 | F5 | Commercial | Restaurant | Existing | Miscellaneous | Electric | Clothes Dryer | E6 | RIM BC Ratio | 0 | 0 | 0 | 0 | 0 | 0 | 0 | 0 | 0 | 0 | 0 | 0 | 0 | 0 | 0 | 0 | 0 | 0 | 0 | 0 | 0 | 0 | 0 | 0 | 0 | 0 | 0 | 0 | 0 | 0
F5_Commercial_Restaurant_Existing_Miscellaneous_Electric_Clothes Dryer_E7 | F5 | Commercial | Restaurant | Existing | Miscellaneous | Electric | Clothes Dryer | E7 | RIM BC Ratio | 0 | 0 | 0 | 0 | 0 | 0 | 0 | 0 | 0 | 0 | 0 | 0 | 0 | 0 | 0 | 0 | 0 | 0 | 0 | 0 | 0 | 0 | 0 | 0 | 0 | 0 | 0 | 0 | 0 | 0
F5_Commercial_Restaurant_Existing_Miscellaneous_Electric_Clothes Dryer_E8 | F5 | Commercial | Restaurant | Existing | Miscellaneous | Electric | Clothes Dryer | E8 | RIM BC Ratio | 0 | 0 | 0 | 0 | 0 | 0 | 0 | 0 | 0 | 0 | 0 | 0 | 0 | 0 | 0 | 0 | 0 | 0 | 0 | 0 | 0 | 0 | 0 | 0 | 0 | 0 | 0 | 0 | 0 | 0
F5_Commercial_Restaurant_Existing_Miscellaneous_Electric_Clothes Dryer_E9 | F5 | Commercial | Restaurant | Existing | Miscellaneous | Electric | Clothes Dryer | E9 | RIM BC Ratio | 0 | 0 | 0 | 0 | 0 | 0 | 0 | 0 | 0 | 0 | 0 | 0 | 0 | 0 | 0 | 0 | 0 | 0 | 0 | 0 | 0 | 0 | 0 | 0 | 0 | 0 | 0 | 0 | 0 | 0
F5_Commercial_Restaurant_Existing_Miscellaneous_Electric_Clothes Dryer_E10 | F5 | Commercial | Restaurant | Existing | Miscellaneous | Electric | Clothes Dryer | E10 | RIM BC Ratio | 0 | 0 | 0 | 0 | 0 | 0 | 0 | 0 | 0 | 0 | 0 | 0 | 0 | 0 | 0 | 0 | 0 | 0 | 0 | 0 | 0 | 0 | 0 | 0 | 0 | 0 | 0 | 0 | 0 | 0
F0_Commercial_Restaurant_Existing_Miscellaneous_Electric_Miscellaneous_E0 | F0 | Commercial | Restaurant | Existing | Miscellaneous | Electric | Miscellaneous | E0 | Economic Unit | 0 | 0 | 0 | 0 | 0 | 0 | 0 | 0 | 0 | 0 | 0 | 0 | 0 | 0 | 0 | 0 | 0 | 0 | 0 | 0 | 0 | 0 | 0 | 0 | 0 | 0 | 0 | 0 | 0 | 0
F1_Commercial_Restaurant_Existing_Miscellaneous_Electric_Miscellaneous_E1 | F1 | Commercial | Restaurant | Existing | Miscellaneous | Electric | Miscellaneous | E1 | CCE | 0 | 0 | 0 | 0 | 0 | 0 | 0 | 0 | 0 | 0 | 0 | 0 | 0 | 0 | 0 | 0 | 0 | 0 | 0 | 0 | 0 | 0 | 0 | 0 | 0 | 0 | 0 | 0 | 0 | 0
F1_Commercial_Restaurant_Existing_Miscellaneous_Electric_Miscellaneous_E2 | F1 | Commercial | Restaurant | Existing | Miscellaneous | Electric | Miscellaneous | E2 | CCE | 0 | 0 | 0 | 0 | 0 | 0 | 0 | 0 | 0 | 0 | 0 | 0 | 0 | 0 | 0 | 0 | 0 | 0 | 0 | 0 | 0 | 0 | 0 | 0 | 0 | 0 | 0 | 0 | 0 | 0
F1_Commercial_Restaurant_Existing_Miscellaneous_Electric_Miscellaneous_E3 | F1 | Commercial | Restaurant | Existing | Miscellaneous | Electric | Miscellaneous | E3 | CCE | 0 | 0 | 0 | 0 | 0 | 0 | 0 | 0 | 0 | 0 | 0 | 0 | 0 | 0 | 0 | 0 | 0 | 0 | 0 | 0 | 0 | 0 | 0 | 0 | 0 | 0 | 0 | 0 | 0 | 0
F1_Commercial_Restaurant_Existing_Miscellaneous_Electric_Miscellaneous_E4 | F1 | Commercial | Restaurant | Existing | Miscellaneous | Electric | Miscellaneous | E4 | CCE | 0 | 0 | 0 | 0 | 0 | 0 | 0 | 0 | 0 | 0 | 0 | 0 | 0 | 0 | 0 | 0 | 0 | 0 | 0 | 0 | 0 | 0 | 0 | 0 | 0 | 0 | 0 | 0 | 0 | 0
F1_Commercial_Restaurant_Existing_Miscellaneous_Electric_Miscellaneous_E5 | F1 | Commercial | Restaurant | Existing | Miscellaneous | Electric | Miscellaneous | E5 | CCE | 0 | 0 | 0 | 0 | 0 | 0 | 0 | 0 | 0 | 0 | 0 | 0 | 0 | 0 | 0 | 0 | 0 | 0 | 0 | 0 | 0 | 0 | 0 | 0 | 0 | 0 | 0 | 0 | 0 | 0
F1_Commercial_Restaurant_Existing_Miscellaneous_Electric_Miscellaneous_E6 | F1 | Commercial | Restaurant | Existing | Miscellaneous | Electric | Miscellaneous | E6 | CCE | 0 | 0 | 0 | 0 | 0 | 0 | 0 | 0 | 0 | 0 | 0 | 0 | 0 | 0 | 0 | 0 | 0 | 0 | 0 | 0 | 0 | 0 | 0 | 0 | 0 | 0 | 0 | 0 | 0 | 0
F1_Commercial_Restaurant_Existing_Miscellaneous_Electric_Miscellaneous_E7 | F1 | Commercial | Restaurant | Existing | Miscellaneous | Electric | Miscellaneous | E7 | CCE | 0 | 0 | 0 | 0 | 0 | 0 | 0 | 0 | 0 | 0 | 0 | 0 | 0 | 0 | 0 | 0 | 0 | 0 | 0 | 0 | 0 | 0 | 0 | 0 | 0 | 0 | 0 | 0 | 0 | 0
F1_Commercial_Restaurant_Existing_Miscellaneous_Electric_Miscellaneous_E8 | F1 | Commercial | Restaurant | Existing | Miscellaneous | Electric | Miscellaneous | E8 | CCE | 0 | 0 | 0 | 0 | 0 | 0 | 0 | 0 | 0 | 0 | 0 | 0 | 0 | 0 | 0 | 0 | 0 | 0 | 0 | 0 | 0 | 0 | 0 | 0 | 0 | 0 | 0 | 0 | 0 | 0
F1_Commercial_Restaurant_Existing_Miscellaneous_Electric_Miscellaneous_E9 | F1 | Commercial | Restaurant | Existing | Miscellaneous | Electric | Miscellaneous | E9 | CCE | 0 | 0 | 0 | 0 | 0 | 0 | 0 | 0 | 0 | 0 | 0 | 0 | 0 | 0 | 0 | 0 | 0 | 0 | 0 | 0 | 0 | 0 | 0 | 0 | 0 | 0 | 0 | 0 | 0 | 0
F1_Commercial_Restaurant_Existing_Miscellaneous_Electric_Miscellaneous_E10 | F1 | Commercial | Restaurant | Existing | Miscellaneous | Electric | Miscellaneous | E10 | CCE | 0 | 0 | 0 | 0 | 0 | 0 | 0 | 0 | 0 | 0 | 0 | 0 | 0 | 0 | 0 | 0 | 0 | 0 | 0 | 0 | 0 | 0 | 0 | 0 | 0 | 0 | 0 | 0 | 0 | 0
F2_Commercial_Restaurant_Existing_Miscellaneous_Electric_Miscellaneous_E1 | F2 | Commercial | Restaurant | Existing | Miscellaneous | Electric | Miscellaneous | E1 | TRC BC Ratio | 0 | 0 | 0 | 0 | 0 | 0 | 0 | 0 | 0 | 0 | 0 | 0 | 0 | 0 | 0 | 0 | 0 | 0 | 0 | 0 | 0 | 0 | 0 | 0 | 0 | 0 | 0 | 0 | 0 | 0
F2_Commercial_Restaurant_Existing_Miscellaneous_Electric_Miscellaneous_E2 | F2 | Commercial | Restaurant | Existing | Miscellaneous | Electric | Miscellaneous | E2 | TRC BC Ratio | 0 | 0 | 0 | 0 | 0 | 0 | 0 | 0 | 0 | 0 | 0 | 0 | 0 | 0 | 0 | 0 | 0 | 0 | 0 | 0 | 0 | 0 | 0 | 0 | 0 | 0 | 0 | 0 | 0 | 0
F2_Commercial_Restaurant_Existing_Miscellaneous_Electric_Miscellaneous_E3 | F2 | Commercial | Restaurant | Existing | Miscellaneous | Electric | Miscellaneous | E3 | TRC BC Ratio | 0 | 0 | 0 | 0 | 0 | 0 | 0 | 0 | 0 | 0 | 0 | 0 | 0 | 0 | 0 | 0 | 0 | 0 | 0 | 0 | 0 | 0 | 0 | 0 | 0 | 0 | 0 | 0 | 0 | 0
F2_Commercial_Restaurant_Existing_Miscellaneous_Electric_Miscellaneous_E4 | F2 | Commercial | Restaurant | Existing | Miscellaneous | Electric | Miscellaneous | E4 | TRC BC Ratio | 0 | 0 | 0 | 0 | 0 | 0 | 0 | 0 | 0 | 0 | 0 | 0 | 0 | 0 | 0 | 0 | 0 | 0 | 0 | 0 | 0 | 0 | 0 | 0 | 0 | 0 | 0 | 0 | 0 | 0
F2_Commercial_Restaurant_Existing_Miscellaneous_Electric_Miscellaneous_E5 | F2 | Commercial | Restaurant | Existing | Miscellaneous | Electric | Miscellaneous | E5 | TRC BC Ratio | 0 | 0 | 0 | 0 | 0 | 0 | 0 | 0 | 0 | 0 | 0 | 0 | 0 | 0 | 0 | 0 | 0 | 0 | 0 | 0 | 0 | 0 | 0 | 0 | 0 | 0 | 0 | 0 | 0 | 0
F2_Commercial_Restaurant_Existing_Miscellaneous_Electric_Miscellaneous_E6 | F2 | Commercial | Restaurant | Existing | Miscellaneous | Electric | Miscellaneous | E6 | TRC BC Ratio | 0 | 0 | 0 | 0 | 0 | 0 | 0 | 0 | 0 | 0 | 0 | 0 | 0 | 0 | 0 | 0 | 0 | 0 | 0 | 0 | 0 | 0 | 0 | 0 | 0 | 0 | 0 | 0 | 0 | 0
F2_Commercial_Restaurant_Existing_Miscellaneous_Electric_Miscellaneous_E7 | F2 | Commercial | Restaurant | Existing | Miscellaneous | Electric | Miscellaneous | E7 | TRC BC Ratio | 0 | 0 | 0 | 0 | 0 | 0 | 0 | 0 | 0 | 0 | 0 | 0 | 0 | 0 | 0 | 0 | 0 | 0 | 0 | 0 | 0 | 0 | 0 | 0 | 0 | 0 | 0 | 0 | 0 | 0
F2_Commercial_Restaurant_Existing_Miscellaneous_Electric_Miscellaneous_E8 | F2 | Commercial | Restaurant | Existing | Miscellaneous | Electric | Miscellaneous | E8 | TRC BC Ratio | 0 | 0 | 0 | 0 | 0 | 0 | 0 | 0 | 0 | 0 | 0 | 0 | 0 | 0 | 0 | 0 | 0 | 0 | 0 | 0 | 0 | 0 | 0 | 0 | 0 | 0 | 0 | 0 | 0 | 0
F2_Commercial_Restaurant_Existing_Miscellaneous_Electric_Miscellaneous_E9 | F2 | Commercial | Restaurant | Existing | Miscellaneous | Electric | Miscellaneous | E9 | TRC BC Ratio | 0 | 0 | 0 | 0 | 0 | 0 | 0 | 0 | 0 | 0 | 0 | 0 | 0 | 0 | 0 | 0 | 0 | 0 | 0 | 0 | 0 | 0 | 0 | 0 | 0 | 0 | 0 | 0 | 0 | 0
F2_Commercial_Restaurant_Existing_Miscellaneous_Electric_Miscellaneous_E10 | F2 | Commercial | Restaurant | Existing | Miscellaneous | Electric | Miscellaneous | E10 | TRC BC Ratio | 0 | 0 | 0 | 0 | 0 | 0 | 0 | 0 | 0 | 0 | 0 | 0 | 0 | 0 | 0 | 0 | 0 | 0 | 0 | 0 | 0 | 0 | 0 | 0 | 0 | 0 | 0 | 0 | 0 | 0
F3_Commercial_Restaurant_Existing_Miscellaneous_Electric_Miscellaneous_E1 | F3 | Commercial | Restaurant | Existing | Miscellaneous | Electric | Miscellaneous | E1 | PACT BC Ratio | 0 | 0 | 0 | 0 | 0 | 0 | 0 | 0 | 0 | 0 | 0 | 0 | 0 | 0 | 0 | 0 | 0 | 0 | 0 | 0 | 0 | 0 | 0 | 0 | 0 | 0 | 0 | 0 | 0 | 0
F3_Commercial_Restaurant_Existing_Miscellaneous_Electric_Miscellaneous_E2 | F3 | Commercial | Restaurant | Existing | Miscellaneous | Electric | Miscellaneous | E2 | PACT BC Ratio | 0 | 0 | 0 | 0 | 0 | 0 | 0 | 0 | 0 | 0 | 0 | 0 | 0 | 0 | 0 | 0 | 0 | 0 | 0 | 0 | 0 | 0 | 0 | 0 | 0 | 0 | 0 | 0 | 0 | 0
F3_Commercial_Restaurant_Existing_Miscellaneous_Electric_Miscellaneous_E3 | F3 | Commercial | Restaurant | Existing | Miscellaneous | Electric | Miscellaneous | E3 | PACT BC Ratio | 0 | 0 | 0 | 0 | 0 | 0 | 0 | 0 | 0 | 0 | 0 | 0 | 0 | 0 | 0 | 0 | 0 | 0 | 0 | 0 | 0 | 0 | 0 | 0 | 0 | 0 | 0 | 0 | 0 | 0
F3_Commercial_Restaurant_Existing_Miscellaneous_Electric_Miscellaneous_E4 | F3 | Commercial | Restaurant | Existing | Miscellaneous | Electric | Miscellaneous | E4 | PACT BC Ratio | 0 | 0 | 0 | 0 | 0 | 0 | 0 | 0 | 0 | 0 | 0 | 0 | 0 | 0 | 0 | 0 | 0 | 0 | 0 | 0 | 0 | 0 | 0 | 0 | 0 | 0 | 0 | 0 | 0 | 0
F3_Commercial_Restaurant_Existing_Miscellaneous_Electric_Miscellaneous_E5 | F3 | Commercial | Restaurant | Existing | Miscellaneous | Electric | Miscellaneous | E5 | PACT BC Ratio | 0 | 0 | 0 | 0 | 0 | 0 | 0 | 0 | 0 | 0 | 0 | 0 | 0 | 0 | 0 | 0 | 0 | 0 | 0 | 0 | 0 | 0 | 0 | 0 | 0 | 0 | 0 | 0 | 0 | 0
F3_Commercial_Restaurant_Existing_Miscellaneous_Electric_Miscellaneous_E6 | F3 | Commercial | Restaurant | Existing | Miscellaneous | Electric | Miscellaneous | E6 | PACT BC Ratio | 0 | 0 | 0 | 0 | 0 | 0 | 0 | 0 | 0 | 0 | 0 | 0 | 0 | 0 | 0 | 0 | 0 | 0 | 0 | 0 | 0 | 0 | 0 | 0 | 0 | 0 | 0 | 0 | 0 | 0
F3_Commercial_Restaurant_Existing_Miscellaneous_Electric_Miscellaneous_E7 | F3 | Commercial | Restaurant | Existing | Miscellaneous | Electric | Miscellaneous | E7 | PACT BC Ratio | 0 | 0 | 0 | 0 | 0 | 0 | 0 | 0 | 0 | 0 | 0 | 0 | 0 | 0 | 0 | 0 | 0 | 0 | 0 | 0 | 0 | 0 | 0 | 0 | 0 | 0 | 0 | 0 | 0 | 0
F3_Commercial_Restaurant_Existing_Miscellaneous_Electric_Miscellaneous_E8 | F3 | Commercial | Restaurant | Existing | Miscellaneous | Electric | Miscellaneous | E8 | PACT BC Ratio | 0 | 0 | 0 | 0 | 0 | 0 | 0 | 0 | 0 | 0 | 0 | 0 | 0 | 0 | 0 | 0 | 0 | 0 | 0 | 0 | 0 | 0 | 0 | 0 | 0 | 0 | 0 | 0 | 0 | 0
F3_Commercial_Restaurant_Existing_Miscellaneous_Electric_Miscellaneous_E9 | F3 | Commercial | Restaurant | Existing | Miscellaneous | Electric | Miscellaneous | E9 | PACT BC Ratio | 0 | 0 | 0 | 0 | 0 | 0 | 0 | 0 | 0 | 0 | 0 | 0 | 0 | 0 | 0 | 0 | 0 | 0 | 0 | 0 | 0 | 0 | 0 | 0 | 0 | 0 | 0 | 0 | 0 | 0
F3_Commercial_Restaurant_Existing_Miscellaneous_Electric_Miscellaneous_E10 | F3 | Commercial | Restaurant | Existing | Miscellaneous | Electric | Miscellaneous | E10 | PACT BC Ratio | 0 | 0 | 0 | 0 | 0 | 0 | 0 | 0 | 0 | 0 | 0 | 0 | 0 | 0 | 0 | 0 | 0 | 0 | 0 | 0 | 0 | 0 | 0 | 0 | 0 | 0 | 0 | 0 | 0 | 0
F4_Commercial_Restaurant_Existing_Miscellaneous_Electric_Miscellaneous_E1 | F4 | Commercial | Restaurant | Existing | Miscellaneous | Electric | Miscellaneous | E1 | RVT BC Ratio | 0 | 0 | 0 | 0 | 0 | 0 | 0 | 0 | 0 | 0 | 0 | 0 | 0 | 0 | 0 | 0 | 0 | 0 | 0 | 0 | 0 | 0 | 0 | 0 | 0 | 0 | 0 | 0 | 0 | 0
F4_Commercial_Restaurant_Existing_Miscellaneous_Electric_Miscellaneous_E2 | F4 | Commercial | Restaurant | Existing | Miscellaneous | Electric | Miscellaneous | E2 | RVT BC Ratio | 0 | 0 | 0 | 0 | 0 | 0 | 0 | 0 | 0 | 0 | 0 | 0 | 0 | 0 | 0 | 0 | 0 | 0 | 0 | 0 | 0 | 0 | 0 | 0 | 0 | 0 | 0 | 0 | 0 | 0
F4_Commercial_Restaurant_Existing_Miscellaneous_Electric_Miscellaneous_E3 | F4 | Commercial | Restaurant | Existing | Miscellaneous | Electric | Miscellaneous | E3 | RVT BC Ratio | 0 | 0 | 0 | 0 | 0 | 0 | 0 | 0 | 0 | 0 | 0 | 0 | 0 | 0 | 0 | 0 | 0 | 0 | 0 | 0 | 0 | 0 | 0 | 0 | 0 | 0 | 0 | 0 | 0 | 0
F4_Commercial_Restaurant_Existing_Miscellaneous_Electric_Miscellaneous_E4 | F4 | Commercial | Restaurant | Existing | Miscellaneous | Electric | Miscellaneous | E4 | RVT BC Ratio | 0 | 0 | 0 | 0 | 0 | 0 | 0 | 0 | 0 | 0 | 0 | 0 | 0 | 0 | 0 | 0 | 0 | 0 | 0 | 0 | 0 | 0 | 0 | 0 | 0 | 0 | 0 | 0 | 0 | 0
F4_Commercial_Restaurant_Existing_Miscellaneous_Electric_Miscellaneous_E5 | F4 | Commercial | Restaurant | Existing | Miscellaneous | Electric | Miscellaneous | E5 | RVT BC Ratio | 0 | 0 | 0 | 0 | 0 | 0 | 0 | 0 | 0 | 0 | 0 | 0 | 0 | 0 | 0 | 0 | 0 | 0 | 0 | 0 | 0 | 0 | 0 | 0 | 0 | 0 | 0 | 0 | 0 | 0
F4_Commercial_Restaurant_Existing_Miscellaneous_Electric_Miscellaneous_E6 | F4 | Commercial | Restaurant | Existing | Miscellaneous | Electric | Miscellaneous | E6 | RVT BC Ratio | 0 | 0 | 0 | 0 | 0 | 0 | 0 | 0 | 0 | 0 | 0 | 0 | 0 | 0 | 0 | 0 | 0 | 0 | 0 | 0 | 0 | 0 | 0 | 0 | 0 | 0 | 0 | 0 | 0 | 0
F4_Commercial_Restaurant_Existing_Miscellaneous_Electric_Miscellaneous_E7 | F4 | Commercial | Restaurant | Existing | Miscellaneous | Electric | Miscellaneous | E7 | RVT BC Ratio | 0 | 0 | 0 | 0 | 0 | 0 | 0 | 0 | 0 | 0 | 0 | 0 | 0 | 0 | 0 | 0 | 0 | 0 | 0 | 0 | 0 | 0 | 0 | 0 | 0 | 0 | 0 | 0 | 0 | 0
F4_Commercial_Restaurant_Existing_Miscellaneous_Electric_Miscellaneous_E8 | F4 | Commercial | Restaurant | Existing | Miscellaneous | Electric | Miscellaneous | E8 | RVT BC Ratio | 0 | 0 | 0 | 0 | 0 | 0 | 0 | 0 | 0 | 0 | 0 | 0 | 0 | 0 | 0 | 0 | 0 | 0 | 0 | 0 | 0 | 0 | 0 | 0 | 0 | 0 | 0 | 0 | 0 | 0
F4_Commercial_Restaurant_Existing_Miscellaneous_Electric_Miscellaneous_E9 | F4 | Commercial | Restaurant | Existing | Miscellaneous | Electric | Miscellaneous | E9 | RVT BC Ratio | 0 | 0 | 0 | 0 | 0 | 0 | 0 | 0 | 0 | 0 | 0 | 0 | 0 | 0 | 0 | 0 | 0 | 0 | 0 | 0 | 0 | 0 | 0 | 0 | 0 | 0 | 0 | 0 | 0 | 0
F4_Commercial_Restaurant_Existing_Miscellaneous_Electric_Miscellaneous_E10 | F4 | Commercial | Restaurant | Existing | Miscellaneous | Electric | Miscellaneous | E10 | RVT BC Ratio | 0 | 0 | 0 | 0 | 0 | 0 | 0 | 0 | 0 | 0 | 0 | 0 | 0 | 0 | 0 | 0 | 0 | 0 | 0 | 0 | 0 | 0 | 0 | 0 | 0 | 0 | 0 | 0 | 0 | 0
F5_Commercial_Restaurant_Existing_Miscellaneous_Electric_Miscellaneous_E1 | F5 | Commercial | Restaurant | Existing | Miscellaneous | Electric | Miscellaneous | E1 | RIM BC Ratio | 0 | 0 | 0 | 0 | 0 | 0 | 0 | 0 | 0 | 0 | 0 | 0 | 0 | 0 | 0 | 0 | 0 | 0 | 0 | 0 | 0 | 0 | 0 | 0 | 0 | 0 | 0 | 0 | 0 | 0
F5_Commercial_Restaurant_Existing_Miscellaneous_Electric_Miscellaneous_E2 | F5 | Commercial | Restaurant | Existing | Miscellaneous | Electric | Miscellaneous | E2 | RIM BC Ratio | 0 | 0 | 0 | 0 | 0 | 0 | 0 | 0 | 0 | 0 | 0 | 0 | 0 | 0 | 0 | 0 | 0 | 0 | 0 | 0 | 0 | 0 | 0 | 0 | 0 | 0 | 0 | 0 | 0 | 0
F5_Commercial_Restaurant_Existing_Miscellaneous_Electric_Miscellaneous_E3 | F5 | Commercial | Restaurant | Existing | Miscellaneous | Electric | Miscellaneous | E3 | RIM BC Ratio | 0 | 0 | 0 | 0 | 0 | 0 | 0 | 0 | 0 | 0 | 0 | 0 | 0 | 0 | 0 | 0 | 0 | 0 | 0 | 0 | 0 | 0 | 0 | 0 | 0 | 0 | 0 | 0 | 0 | 0
F5_Commercial_Restaurant_Existing_Miscellaneous_Electric_Miscellaneous_E4 | F5 | Commercial | Restaurant | Existing | Miscellaneous | Electric | Miscellaneous | E4 | RIM BC Ratio | 0 | 0 | 0 | 0 | 0 | 0 | 0 | 0 | 0 | 0 | 0 | 0 | 0 | 0 | 0 | 0 | 0 | 0 | 0 | 0 | 0 | 0 | 0 | 0 | 0 | 0 | 0 | 0 | 0 | 0
F5_Commercial_Restaurant_Existing_Miscellaneous_Electric_Miscellaneous_E5 | F5 | Commercial | Restaurant | Existing | Miscellaneous | Electric | Miscellaneous | E5 | RIM BC Ratio | 0 | 0 | 0 | 0 | 0 | 0 | 0 | 0 | 0 | 0 | 0 | 0 | 0 | 0 | 0 | 0 | 0 | 0 | 0 | 0 | 0 | 0 | 0 | 0 | 0 | 0 | 0 | 0 | 0 | 0
F5_Commercial_Restaurant_Existing_Miscellaneous_Electric_Miscellaneous_E6 | F5 | Commercial | Restaurant | Existing | Miscellaneous | Electric | Miscellaneous | E6 | RIM BC Ratio | 0 | 0 | 0 | 0 | 0 | 0 | 0 | 0 | 0 | 0 | 0 | 0 | 0 | 0 | 0 | 0 | 0 | 0 | 0 | 0 | 0 | 0 | 0 | 0 | 0 | 0 | 0 | 0 | 0 | 0
F5_Commercial_Restaurant_Existing_Miscellaneous_Electric_Miscellaneous_E7 | F5 | Commercial | Restaurant | Existing | Miscellaneous | Electric | Miscellaneous | E7 | RIM BC Ratio | 0 | 0 | 0 | 0 | 0 | 0 | 0 | 0 | 0 | 0 | 0 | 0 | 0 | 0 | 0 | 0 | 0 | 0 | 0 | 0 | 0 | 0 | 0 | 0 | 0 | 0 | 0 | 0 | 0 | 0
F5_Commercial_Restaurant_Existing_Miscellaneous_Electric_Miscellaneous_E8 | F5 | Commercial | Restaurant | Existing | Miscellaneous | Electric | Miscellaneous | E8 | RIM BC Ratio | 0 | 0 | 0 | 0 | 0 | 0 | 0 | 0 | 0 | 0 | 0 | 0 | 0 | 0 | 0 | 0 | 0 | 0 | 0 | 0 | 0 | 0 | 0 | 0 | 0 | 0 | 0 | 0 | 0 | 0
F5_Commercial_Restaurant_Existing_Miscellaneous_Electric_Miscellaneous_E9 | F5 | Commercial | Restaurant | Existing | Miscellaneous | Electric | Miscellaneous | E9 | RIM BC Ratio | 0 | 0 | 0 | 0 | 0 | 0 | 0 | 0 | 0 | 0 | 0 | 0 | 0 | 0 | 0 | 0 | 0 | 0 | 0 | 0 | 0 | 0 | 0 | 0 | 0 | 0 | 0 | 0 | 0 | 0
F5_Commercial_Restaurant_Existing_Miscellaneous_Electric_Miscellaneous_E10 | F5 | Commercial | Restaurant | Existing | Miscellaneous | Electric | Miscellaneous | E10 | RIM BC Ratio | 0 | 0 | 0 | 0 | 0 | 0 | 0 | 0 | 0 | 0 | 0 | 0 | 0 | 0 | 0 | 0 | 0 | 0 | 0 | 0 | 0 | 0 | 0 | 0 | 0 | 0 | 0 | 0 | 0 | 0
F0_Commercial_Restaurant_Existing_Generation_Electric_Solar PV_E0 | F0 | Commercial | Restaurant | Existing | Generation | Electric | Solar PV | E0 | Economic Unit | 0 | 0 | 0 | 0 | 0 | 0 | 0 | 0 | 0 | 0 | 0 | 0 | 0 | 0 | 0 | 0 | 0 | 0 | 0 | 0 | 0 | 0 | 0 | 0 | 0 | 0 | 0 | 0 | 0 | 0
F1_Commercial_Restaurant_Existing_Generation_Electric_Solar PV_E1 | F1 | Commercial | Restaurant | Existing | Generation | Electric | Solar PV | E1 | CCE | 0 | 0 | 0 | 0 | 0 | 0 | 0 | 0 | 0 | 0 | 0 | 0 | 0 | 0 | 0 | 0 | 0 | 0 | 0 | 0 | 0 | 0 | 0 | 0 | 0 | 0 | 0 | 0 | 0 | 0
F1_Commercial_Restaurant_Existing_Generation_Electric_Solar PV_E2 | F1 | Commercial | Restaurant | Existing | Generation | Electric | Solar PV | E2 | CCE | 0 | 0 | 0 | 0 | 0 | 0 | 0 | 0 | 0 | 0 | 0 | 0 | 0 | 0 | 0 | 0 | 0 | 0 | 0 | 0 | 0 | 0 | 0 | 0 | 0 | 0 | 0 | 0 | 0 | 0
F1_Commercial_Restaurant_Existing_Generation_Electric_Solar PV_E3 | F1 | Commercial | Restaurant | Existing | Generation | Electric | Solar PV | E3 | CCE | 0 | 0 | 0 | 0 | 0 | 0 | 0 | 0 | 0 | 0 | 0 | 0 | 0 | 0 | 0 | 0 | 0 | 0 | 0 | 0 | 0 | 0 | 0 | 0 | 0 | 0 | 0 | 0 | 0 | 0
F1_Commercial_Restaurant_Existing_Generation_Electric_Solar PV_E4 | F1 | Commercial | Restaurant | Existing | Generation | Electric | Solar PV | E4 | CCE | 0 | 0 | 0 | 0 | 0 | 0 | 0 | 0 | 0 | 0 | 0 | 0 | 0 | 0 | 0 | 0 | 0 | 0 | 0 | 0 | 0 | 0 | 0 | 0 | 0 | 0 | 0 | 0 | 0 | 0
F1_Commercial_Restaurant_Existing_Generation_Electric_Solar PV_E5 | F1 | Commercial | Restaurant | Existing | Generation | Electric | Solar PV | E5 | CCE | 0 | 0 | 0 | 0 | 0 | 0 | 0 | 0 | 0 | 0 | 0 | 0 | 0 | 0 | 0 | 0 | 0 | 0 | 0 | 0 | 0 | 0 | 0 | 0 | 0 | 0 | 0 | 0 | 0 | 0
F1_Commercial_Restaurant_Existing_Generation_Electric_Solar PV_E6 | F1 | Commercial | Restaurant | Existing | Generation | Electric | Solar PV | E6 | CCE | 0 | 0 | 0 | 0 | 0 | 0 | 0 | 0 | 0 | 0 | 0 | 0 | 0 | 0 | 0 | 0 | 0 | 0 | 0 | 0 | 0 | 0 | 0 | 0 | 0 | 0 | 0 | 0 | 0 | 0
F1_Commercial_Restaurant_Existing_Generation_Electric_Solar PV_E7 | F1 | Commercial | Restaurant | Existing | Generation | Electric | Solar PV | E7 | CCE | 0 | 0 | 0 | 0 | 0 | 0 | 0 | 0 | 0 | 0 | 0 | 0 | 0 | 0 | 0 | 0 | 0 | 0 | 0 | 0 | 0 | 0 | 0 | 0 | 0 | 0 | 0 | 0 | 0 | 0
F1_Commercial_Restaurant_Existing_Generation_Electric_Solar PV_E8 | F1 | Commercial | Restaurant | Existing | Generation | Electric | Solar PV | E8 | CCE | 0 | 0 | 0 | 0 | 0 | 0 | 0 | 0 | 0 | 0 | 0 | 0 | 0 | 0 | 0 | 0 | 0 | 0 | 0 | 0 | 0 | 0 | 0 | 0 | 0 | 0 | 0 | 0 | 0 | 0
F1_Commercial_Restaurant_Existing_Generation_Electric_Solar PV_E9 | F1 | Commercial | Restaurant | Existing | Generation | Electric | Solar PV | E9 | CCE | 0 | 0 | 0 | 0 | 0 | 0 | 0 | 0 | 0 | 0 | 0 | 0 | 0 | 0 | 0 | 0 | 0 | 0 | 0 | 0 | 0 | 0 | 0 | 0 | 0 | 0 | 0 | 0 | 0 | 0
F1_Commercial_Restaurant_Existing_Generation_Electric_Solar PV_E10 | F1 | Commercial | Restaurant | Existing | Generation | Electric | Solar PV | E10 | CCE | 0 | 0 | 0 | 0 | 0 | 0 | 0 | 0 | 0 | 0 | 0 | 0 | 0 | 0 | 0 | 0 | 0 | 0 | 0 | 0 | 0 | 0 | 0 | 0 | 0 | 0 | 0 | 0 | 0 | 0
F2_Commercial_Restaurant_Existing_Generation_Electric_Solar PV_E1 | F2 | Commercial | Restaurant | Existing | Generation | Electric | Solar PV | E1 | TRC BC Ratio | 0 | 0 | 0 | 0 | 0 | 0 | 0 | 0 | 0 | 0 | 0 | 0 | 0 | 0 | 0 | 0 | 0 | 0 | 0 | 0 | 0 | 0 | 0 | 0 | 0 | 0 | 0 | 0 | 0 | 0
F2_Commercial_Restaurant_Existing_Generation_Electric_Solar PV_E2 | F2 | Commercial | Restaurant | Existing | Generation | Electric | Solar PV | E2 | TRC BC Ratio | 0 | 0 | 0 | 0 | 0 | 0 | 0 | 0 | 0 | 0 | 0 | 0 | 0 | 0 | 0 | 0 | 0 | 0 | 0 | 0 | 0 | 0 | 0 | 0 | 0 | 0 | 0 | 0 | 0 | 0
F2_Commercial_Restaurant_Existing_Generation_Electric_Solar PV_E3 | F2 | Commercial | Restaurant | Existing | Generation | Electric | Solar PV | E3 | TRC BC Ratio | 0 | 0 | 0 | 0 | 0 | 0 | 0 | 0 | 0 | 0 | 0 | 0 | 0 | 0 | 0 | 0 | 0 | 0 | 0 | 0 | 0 | 0 | 0 | 0 | 0 | 0 | 0 | 0 | 0 | 0
F2_Commercial_Restaurant_Existing_Generation_Electric_Solar PV_E4 | F2 | Commercial | Restaurant | Existing | Generation | Electric | Solar PV | E4 | TRC BC Ratio | 0 | 0 | 0 | 0 | 0 | 0 | 0 | 0 | 0 | 0 | 0 | 0 | 0 | 0 | 0 | 0 | 0 | 0 | 0 | 0 | 0 | 0 | 0 | 0 | 0 | 0 | 0 | 0 | 0 | 0
F2_Commercial_Restaurant_Existing_Generation_Electric_Solar PV_E5 | F2 | Commercial | Restaurant | Existing | Generation | Electric | Solar PV | E5 | TRC BC Ratio | 0 | 0 | 0 | 0 | 0 | 0 | 0 | 0 | 0 | 0 | 0 | 0 | 0 | 0 | 0 | 0 | 0 | 0 | 0 | 0 | 0 | 0 | 0 | 0 | 0 | 0 | 0 | 0 | 0 | 0
F2_Commercial_Restaurant_Existing_Generation_Electric_Solar PV_E6 | F2 | Commercial | Restaurant | Existing | Generation | Electric | Solar PV | E6 | TRC BC Ratio | 0 | 0 | 0 | 0 | 0 | 0 | 0 | 0 | 0 | 0 | 0 | 0 | 0 | 0 | 0 | 0 | 0 | 0 | 0 | 0 | 0 | 0 | 0 | 0 | 0 | 0 | 0 | 0 | 0 | 0
F2_Commercial_Restaurant_Existing_Generation_Electric_Solar PV_E7 | F2 | Commercial | Restaurant | Existing | Generation | Electric | Solar PV | E7 | TRC BC Ratio | 0 | 0 | 0 | 0 | 0 | 0 | 0 | 0 | 0 | 0 | 0 | 0 | 0 | 0 | 0 | 0 | 0 | 0 | 0 | 0 | 0 | 0 | 0 | 0 | 0 | 0 | 0 | 0 | 0 | 0
F2_Commercial_Restaurant_Existing_Generation_Electric_Solar PV_E8 | F2 | Commercial | Restaurant | Existing | Generation | Electric | Solar PV | E8 | TRC BC Ratio | 0 | 0 | 0 | 0 | 0 | 0 | 0 | 0 | 0 | 0 | 0 | 0 | 0 | 0 | 0 | 0 | 0 | 0 | 0 | 0 | 0 | 0 | 0 | 0 | 0 | 0 | 0 | 0 | 0 | 0
F2_Commercial_Restaurant_Existing_Generation_Electric_Solar PV_E9 | F2 | Commercial | Restaurant | Existing | Generation | Electric | Solar PV | E9 | TRC BC Ratio | 0 | 0 | 0 | 0 | 0 | 0 | 0 | 0 | 0 | 0 | 0 | 0 | 0 | 0 | 0 | 0 | 0 | 0 | 0 | 0 | 0 | 0 | 0 | 0 | 0 | 0 | 0 | 0 | 0 | 0
F2_Commercial_Restaurant_Existing_Generation_Electric_Solar PV_E10 | F2 | Commercial | Restaurant | Existing | Generation | Electric | Solar PV | E10 | TRC BC Ratio | 0 | 0 | 0 | 0 | 0 | 0 | 0 | 0 | 0 | 0 | 0 | 0 | 0 | 0 | 0 | 0 | 0 | 0 | 0 | 0 | 0 | 0 | 0 | 0 | 0 | 0 | 0 | 0 | 0 | 0
F3_Commercial_Restaurant_Existing_Generation_Electric_Solar PV_E1 | F3 | Commercial | Restaurant | Existing | Generation | Electric | Solar PV | E1 | PACT BC Ratio | 0 | 0 | 0 | 0 | 0 | 0 | 0 | 0 | 0 | 0 | 0 | 0 | 0 | 0 | 0 | 0 | 0 | 0 | 0 | 0 | 0 | 0 | 0 | 0 | 0 | 0 | 0 | 0 | 0 | 0
F3_Commercial_Restaurant_Existing_Generation_Electric_Solar PV_E2 | F3 | Commercial | Restaurant | Existing | Generation | Electric | Solar PV | E2 | PACT BC Ratio | 0 | 0 | 0 | 0 | 0 | 0 | 0 | 0 | 0 | 0 | 0 | 0 | 0 | 0 | 0 | 0 | 0 | 0 | 0 | 0 | 0 | 0 | 0 | 0 | 0 | 0 | 0 | 0 | 0 | 0
F3_Commercial_Restaurant_Existing_Generation_Electric_Solar PV_E3 | F3 | Commercial | Restaurant | Existing | Generation | Electric | Solar PV | E3 | PACT BC Ratio | 0 | 0 | 0 | 0 | 0 | 0 | 0 | 0 | 0 | 0 | 0 | 0 | 0 | 0 | 0 | 0 | 0 | 0 | 0 | 0 | 0 | 0 | 0 | 0 | 0 | 0 | 0 | 0 | 0 | 0
F3_Commercial_Restaurant_Existing_Generation_Electric_Solar PV_E4 | F3 | Commercial | Restaurant | Existing | Generation | Electric | Solar PV | E4 | PACT BC Ratio | 0 | 0 | 0 | 0 | 0 | 0 | 0 | 0 | 0 | 0 | 0 | 0 | 0 | 0 | 0 | 0 | 0 | 0 | 0 | 0 | 0 | 0 | 0 | 0 | 0 | 0 | 0 | 0 | 0 | 0
F3_Commercial_Restaurant_Existing_Generation_Electric_Solar PV_E5 | F3 | Commercial | Restaurant | Existing | Generation | Electric | Solar PV | E5 | PACT BC Ratio | 0 | 0 | 0 | 0 | 0 | 0 | 0 | 0 | 0 | 0 | 0 | 0 | 0 | 0 | 0 | 0 | 0 | 0 | 0 | 0 | 0 | 0 | 0 | 0 | 0 | 0 | 0 | 0 | 0 | 0
F3_Commercial_Restaurant_Existing_Generation_Electric_Solar PV_E6 | F3 | Commercial | Restaurant | Existing | Generation | Electric | Solar PV | E6 | PACT BC Ratio | 0 | 0 | 0 | 0 | 0 | 0 | 0 | 0 | 0 | 0 | 0 | 0 | 0 | 0 | 0 | 0 | 0 | 0 | 0 | 0 | 0 | 0 | 0 | 0 | 0 | 0 | 0 | 0 | 0 | 0
F3_Commercial_Restaurant_Existing_Generation_Electric_Solar PV_E7 | F3 | Commercial | Restaurant | Existing | Generation | Electric | Solar PV | E7 | PACT BC Ratio | 0 | 0 | 0 | 0 | 0 | 0 | 0 | 0 | 0 | 0 | 0 | 0 | 0 | 0 | 0 | 0 | 0 | 0 | 0 | 0 | 0 | 0 | 0 | 0 | 0 | 0 | 0 | 0 | 0 | 0
F3_Commercial_Restaurant_Existing_Generation_Electric_Solar PV_E8 | F3 | Commercial | Restaurant | Existing | Generation | Electric | Solar PV | E8 | PACT BC Ratio | 0 | 0 | 0 | 0 | 0 | 0 | 0 | 0 | 0 | 0 | 0 | 0 | 0 | 0 | 0 | 0 | 0 | 0 | 0 | 0 | 0 | 0 | 0 | 0 | 0 | 0 | 0 | 0 | 0 | 0
F3_Commercial_Restaurant_Existing_Generation_Electric_Solar PV_E9 | F3 | Commercial | Restaurant | Existing | Generation | Electric | Solar PV | E9 | PACT BC Ratio | 0 | 0 | 0 | 0 | 0 | 0 | 0 | 0 | 0 | 0 | 0 | 0 | 0 | 0 | 0 | 0 | 0 | 0 | 0 | 0 | 0 | 0 | 0 | 0 | 0 | 0 | 0 | 0 | 0 | 0
F3_Commercial_Restaurant_Existing_Generation_Electric_Solar PV_E10 | F3 | Commercial | Restaurant | Existing | Generation | Electric | Solar PV | E10 | PACT BC Ratio | 0 | 0 | 0 | 0 | 0 | 0 | 0 | 0 | 0 | 0 | 0 | 0 | 0 | 0 | 0 | 0 | 0 | 0 | 0 | 0 | 0 | 0 | 0 | 0 | 0 | 0 | 0 | 0 | 0 | 0
F4_Commercial_Restaurant_Existing_Generation_Electric_Solar PV_E1 | F4 | Commercial | Restaurant | Existing | Generation | Electric | Solar PV | E1 | RVT BC Ratio | 0 | 0 | 0 | 0 | 0 | 0 | 0 | 0 | 0 | 0 | 0 | 0 | 0 | 0 | 0 | 0 | 0 | 0 | 0 | 0 | 0 | 0 | 0 | 0 | 0 | 0 | 0 | 0 | 0 | 0
F4_Commercial_Restaurant_Existing_Generation_Electric_Solar PV_E2 | F4 | Commercial | Restaurant | Existing | Generation | Electric | Solar PV | E2 | RVT BC Ratio | 0 | 0 | 0 | 0 | 0 | 0 | 0 | 0 | 0 | 0 | 0 | 0 | 0 | 0 | 0 | 0 | 0 | 0 | 0 | 0 | 0 | 0 | 0 | 0 | 0 | 0 | 0 | 0 | 0 | 0
F4_Commercial_Restaurant_Existing_Generation_Electric_Solar PV_E3 | F4 | Commercial | Restaurant | Existing | Generation | Electric | Solar PV | E3 | RVT BC Ratio | 0 | 0 | 0 | 0 | 0 | 0 | 0 | 0 | 0 | 0 | 0 | 0 | 0 | 0 | 0 | 0 | 0 | 0 | 0 | 0 | 0 | 0 | 0 | 0 | 0 | 0 | 0 | 0 | 0 | 0
F4_Commercial_Restaurant_Existing_Generation_Electric_Solar PV_E4 | F4 | Commercial | Restaurant | Existing | Generation | Electric | Solar PV | E4 | RVT BC Ratio | 0 | 0 | 0 | 0 | 0 | 0 | 0 | 0 | 0 | 0 | 0 | 0 | 0 | 0 | 0 | 0 | 0 | 0 | 0 | 0 | 0 | 0 | 0 | 0 | 0 | 0 | 0 | 0 | 0 | 0
F4_Commercial_Restaurant_Existing_Generation_Electric_Solar PV_E5 | F4 | Commercial | Restaurant | Existing | Generation | Electric | Solar PV | E5 | RVT BC Ratio | 0 | 0 | 0 | 0 | 0 | 0 | 0 | 0 | 0 | 0 | 0 | 0 | 0 | 0 | 0 | 0 | 0 | 0 | 0 | 0 | 0 | 0 | 0 | 0 | 0 | 0 | 0 | 0 | 0 | 0
F4_Commercial_Restaurant_Existing_Generation_Electric_Solar PV_E6 | F4 | Commercial | Restaurant | Existing | Generation | Electric | Solar PV | E6 | RVT BC Ratio | 0 | 0 | 0 | 0 | 0 | 0 | 0 | 0 | 0 | 0 | 0 | 0 | 0 | 0 | 0 | 0 | 0 | 0 | 0 | 0 | 0 | 0 | 0 | 0 | 0 | 0 | 0 | 0 | 0 | 0
F4_Commercial_Restaurant_Existing_Generation_Electric_Solar PV_E7 | F4 | Commercial | Restaurant | Existing | Generation | Electric | Solar PV | E7 | RVT BC Ratio | 0 | 0 | 0 | 0 | 0 | 0 | 0 | 0 | 0 | 0 | 0 | 0 | 0 | 0 | 0 | 0 | 0 | 0 | 0 | 0 | 0 | 0 | 0 | 0 | 0 | 0 | 0 | 0 | 0 | 0
F4_Commercial_Restaurant_Existing_Generation_Electric_Solar PV_E8 | F4 | Commercial | Restaurant | Existing | Generation | Electric | Solar PV | E8 | RVT BC Ratio | 0 | 0 | 0 | 0 | 0 | 0 | 0 | 0 | 0 | 0 | 0 | 0 | 0 | 0 | 0 | 0 | 0 | 0 | 0 | 0 | 0 | 0 | 0 | 0 | 0 | 0 | 0 | 0 | 0 | 0
F4_Commercial_Restaurant_Existing_Generation_Electric_Solar PV_E9 | F4 | Commercial | Restaurant | Existing | Generation | Electric | Solar PV | E9 | RVT BC Ratio | 0 | 0 | 0 | 0 | 0 | 0 | 0 | 0 | 0 | 0 | 0 | 0 | 0 | 0 | 0 | 0 | 0 | 0 | 0 | 0 | 0 | 0 | 0 | 0 | 0 | 0 | 0 | 0 | 0 | 0
F4_Commercial_Restaurant_Existing_Generation_Electric_Solar PV_E10 | F4 | Commercial | Restaurant | Existing | Generation | Electric | Solar PV | E10 | RVT BC Ratio | 0 | 0 | 0 | 0 | 0 | 0 | 0 | 0 | 0 | 0 | 0 | 0 | 0 | 0 | 0 | 0 | 0 | 0 | 0 | 0 | 0 | 0 | 0 | 0 | 0 | 0 | 0 | 0 | 0 | 0
F5_Commercial_Restaurant_Existing_Generation_Electric_Solar PV_E1 | F5 | Commercial | Restaurant | Existing | Generation | Electric | Solar PV | E1 | RIM BC Ratio | 0 | 0 | 0 | 0 | 0 | 0 | 0 | 0 | 0 | 0 | 0 | 0 | 0 | 0 | 0 | 0 | 0 | 0 | 0 | 0 | 0 | 0 | 0 | 0 | 0 | 0 | 0 | 0 | 0 | 0
F5_Commercial_Restaurant_Existing_Generation_Electric_Solar PV_E2 | F5 | Commercial | Restaurant | Existing | Generation | Electric | Solar PV | E2 | RIM BC Ratio | 0 | 0 | 0 | 0 | 0 | 0 | 0 | 0 | 0 | 0 | 0 | 0 | 0 | 0 | 0 | 0 | 0 | 0 | 0 | 0 | 0 | 0 | 0 | 0 | 0 | 0 | 0 | 0 | 0 | 0
F5_Commercial_Restaurant_Existing_Generation_Electric_Solar PV_E3 | F5 | Commercial | Restaurant | Existing | Generation | Electric | Solar PV | E3 | RIM BC Ratio | 0 | 0 | 0 | 0 | 0 | 0 | 0 | 0 | 0 | 0 | 0 | 0 | 0 | 0 | 0 | 0 | 0 | 0 | 0 | 0 | 0 | 0 | 0 | 0 | 0 | 0 | 0 | 0 | 0 | 0
F5_Commercial_Restaurant_Existing_Generation_Electric_Solar PV_E4 | F5 | Commercial | Restaurant | Existing | Generation | Electric | Solar PV | E4 | RIM BC Ratio | 0 | 0 | 0 | 0 | 0 | 0 | 0 | 0 | 0 | 0 | 0 | 0 | 0 | 0 | 0 | 0 | 0 | 0 | 0 | 0 | 0 | 0 | 0 | 0 | 0 | 0 | 0 | 0 | 0 | 0
F5_Commercial_Restaurant_Existing_Generation_Electric_Solar PV_E5 | F5 | Commercial | Restaurant | Existing | Generation | Electric | Solar PV | E5 | RIM BC Ratio | 0 | 0 | 0 | 0 | 0 | 0 | 0 | 0 | 0 | 0 | 0 | 0 | 0 | 0 | 0 | 0 | 0 | 0 | 0 | 0 | 0 | 0 | 0 | 0 | 0 | 0 | 0 | 0 | 0 | 0
F5_Commercial_Restaurant_Existing_Generation_Electric_Solar PV_E6 | F5 | Commercial | Restaurant | Existing | Generation | Electric | Solar PV | E6 | RIM BC Ratio | 0 | 0 | 0 | 0 | 0 | 0 | 0 | 0 | 0 | 0 | 0 | 0 | 0 | 0 | 0 | 0 | 0 | 0 | 0 | 0 | 0 | 0 | 0 | 0 | 0 | 0 | 0 | 0 | 0 | 0
F5_Commercial_Restaurant_Existing_Generation_Electric_Solar PV_E7 | F5 | Commercial | Restaurant | Existing | Generation | Electric | Solar PV | E7 | RIM BC Ratio | 0 | 0 | 0 | 0 | 0 | 0 | 0 | 0 | 0 | 0 | 0 | 0 | 0 | 0 | 0 | 0 | 0 | 0 | 0 | 0 | 0 | 0 | 0 | 0 | 0 | 0 | 0 | 0 | 0 | 0
F5_Commercial_Restaurant_Existing_Generation_Electric_Solar PV_E8 | F5 | Commercial | Restaurant | Existing | Generation | Electric | Solar PV | E8 | RIM BC Ratio | 0 | 0 | 0 | 0 | 0 | 0 | 0 | 0 | 0 | 0 | 0 | 0 | 0 | 0 | 0 | 0 | 0 | 0 | 0 | 0 | 0 | 0 | 0 | 0 | 0 | 0 | 0 | 0 | 0 | 0
F5_Commercial_Restaurant_Existing_Generation_Electric_Solar PV_E9 | F5 | Commercial | Restaurant | Existing | Generation | Electric | Solar PV | E9 | RIM BC Ratio | 0 | 0 | 0 | 0 | 0 | 0 | 0 | 0 | 0 | 0 | 0 | 0 | 0 | 0 | 0 | 0 | 0 | 0 | 0 | 0 | 0 | 0 | 0 | 0 | 0 | 0 | 0 | 0 | 0 | 0
F5_Commercial_Restaurant_Existing_Generation_Electric_Solar PV_E10 | F5 | Commercial | Restaurant | Existing | Generation | Electric | Solar PV | E10 | RIM BC Ratio | 0 | 0 | 0 | 0 | 0 | 0 | 0 | 0 | 0 | 0 | 0 | 0 | 0 | 0 | 0 | 0 | 0 | 0 | 0 | 0 | 0 | 0 | 0 | 0 | 0 | 0 | 0 | 0 | 0 | 0
F0_Commercial_Restaurant_New_Cooling_Electric_Air-Cooled Chiller_E0 | F0 | Commercial | Restaurant | New | Cooling | Electric | Air-Cooled Chiller | E0 | Economic Unit | 0 | 0 | 0 | 0 | 0 | 0 | 0 | 0 | 0 | 0 | 0 | 0 | 0 | 0 | 0 | 0 | 0 | 0 | 0 | 0 | 0 | 0 | 0 | 0 | 0 | 0 | 0 | 0 | 0 | 0
F1_Commercial_Restaurant_New_Cooling_Electric_Air-Cooled Chiller_E1 | F1 | Commercial | Restaurant | New | Cooling | Electric | Air-Cooled Chiller | E1 | CCE | 0 | 0 | 0 | 0 | 0 | 0 | 0 | 0 | 0 | 0 | 0 | 0 | 0 | 0 | 0 | 0 | 0 | 0 | 0 | 0 | 0 | 0 | 0 | 0 | 0 | 0 | 0 | 0 | 0 | 0
F1_Commercial_Restaurant_New_Cooling_Electric_Air-Cooled Chiller_E2 | F1 | Commercial | Restaurant | New | Cooling | Electric | Air-Cooled Chiller | E2 | CCE | 0 | 0 | 0 | 0 | 0 | 0 | 0 | 0 | 0 | 0 | 0 | 0 | 0 | 0 | 0 | 0 | 0 | 0 | 0 | 0 | 0 | 0 | 0 | 0 | 0 | 0 | 0 | 0 | 0 | 0
F1_Commercial_Restaurant_New_Cooling_Electric_Air-Cooled Chiller_E3 | F1 | Commercial | Restaurant | New | Cooling | Electric | Air-Cooled Chiller | E3 | CCE | 0 | 0 | 0 | 0 | 0 | 0 | 0 | 0 | 0 | 0 | 0 | 0 | 0 | 0 | 0 | 0 | 0 | 0 | 0 | 0 | 0 | 0 | 0 | 0 | 0 | 0 | 0 | 0 | 0 | 0
F1_Commercial_Restaurant_New_Cooling_Electric_Air-Cooled Chiller_E4 | F1 | Commercial | Restaurant | New | Cooling | Electric | Air-Cooled Chiller | E4 | CCE | 0 | 0 | 0 | 0 | 0 | 0 | 0 | 0 | 0 | 0 | 0 | 0 | 0 | 0 | 0 | 0 | 0 | 0 | 0 | 0 | 0 | 0 | 0 | 0 | 0 | 0 | 0 | 0 | 0 | 0
F1_Commercial_Restaurant_New_Cooling_Electric_Air-Cooled Chiller_E5 | F1 | Commercial | Restaurant | New | Cooling | Electric | Air-Cooled Chiller | E5 | CCE | 0 | 0 | 0 | 0 | 0 | 0 | 0 | 0 | 0 | 0 | 0 | 0 | 0 | 0 | 0 | 0 | 0 | 0 | 0 | 0 | 0 | 0 | 0 | 0 | 0 | 0 | 0 | 0 | 0 | 0
F1_Commercial_Restaurant_New_Cooling_Electric_Air-Cooled Chiller_E6 | F1 | Commercial | Restaurant | New | Cooling | Electric | Air-Cooled Chiller | E6 | CCE | 0 | 0 | 0 | 0 | 0 | 0 | 0 | 0 | 0 | 0 | 0 | 0 | 0 | 0 | 0 | 0 | 0 | 0 | 0 | 0 | 0 | 0 | 0 | 0 | 0 | 0 | 0 | 0 | 0 | 0
F1_Commercial_Restaurant_New_Cooling_Electric_Air-Cooled Chiller_E7 | F1 | Commercial | Restaurant | New | Cooling | Electric | Air-Cooled Chiller | E7 | CCE | 0 | 0 | 0 | 0 | 0 | 0 | 0 | 0 | 0 | 0 | 0 | 0 | 0 | 0 | 0 | 0 | 0 | 0 | 0 | 0 | 0 | 0 | 0 | 0 | 0 | 0 | 0 | 0 | 0 | 0
F1_Commercial_Restaurant_New_Cooling_Electric_Air-Cooled Chiller_E8 | F1 | Commercial | Restaurant | New | Cooling | Electric | Air-Cooled Chiller | E8 | CCE | 0 | 0 | 0 | 0 | 0 | 0 | 0 | 0 | 0 | 0 | 0 | 0 | 0 | 0 | 0 | 0 | 0 | 0 | 0 | 0 | 0 | 0 | 0 | 0 | 0 | 0 | 0 | 0 | 0 | 0
F1_Commercial_Restaurant_New_Cooling_Electric_Air-Cooled Chiller_E9 | F1 | Commercial | Restaurant | New | Cooling | Electric | Air-Cooled Chiller | E9 | CCE | 0 | 0 | 0 | 0 | 0 | 0 | 0 | 0 | 0 | 0 | 0 | 0 | 0 | 0 | 0 | 0 | 0 | 0 | 0 | 0 | 0 | 0 | 0 | 0 | 0 | 0 | 0 | 0 | 0 | 0
F1_Commercial_Restaurant_New_Cooling_Electric_Air-Cooled Chiller_E10 | F1 | Commercial | Restaurant | New | Cooling | Electric | Air-Cooled Chiller | E10 | CCE | 0 | 0 | 0 | 0 | 0 | 0 | 0 | 0 | 0 | 0 | 0 | 0 | 0 | 0 | 0 | 0 | 0 | 0 | 0 | 0 | 0 | 0 | 0 | 0 | 0 | 0 | 0 | 0 | 0 | 0
F2_Commercial_Restaurant_New_Cooling_Electric_Air-Cooled Chiller_E1 | F2 | Commercial | Restaurant | New | Cooling | Electric | Air-Cooled Chiller | E1 | TRC BC Ratio | 0 | 0 | 0 | 0 | 0 | 0 | 0 | 0 | 0 | 0 | 0 | 0 | 0 | 0 | 0 | 0 | 0 | 0 | 0 | 0 | 0 | 0 | 0 | 0 | 0 | 0 | 0 | 0 | 0 | 0
F2_Commercial_Restaurant_New_Cooling_Electric_Air-Cooled Chiller_E2 | F2 | Commercial | Restaurant | New | Cooling | Electric | Air-Cooled Chiller | E2 | TRC BC Ratio | 0 | 0 | 0 | 0 | 0 | 0 | 0 | 0 | 0 | 0 | 0 | 0 | 0 | 0 | 0 | 0 | 0 | 0 | 0 | 0 | 0 | 0 | 0 | 0 | 0 | 0 | 0 | 0 | 0 | 0
F2_Commercial_Restaurant_New_Cooling_Electric_Air-Cooled Chiller_E3 | F2 | Commercial | Restaurant | New | Cooling | Electric | Air-Cooled Chiller | E3 | TRC BC Ratio | 0 | 0 | 0 | 0 | 0 | 0 | 0 | 0 | 0 | 0 | 0 | 0 | 0 | 0 | 0 | 0 | 0 | 0 | 0 | 0 | 0 | 0 | 0 | 0 | 0 | 0 | 0 | 0 | 0 | 0
F2_Commercial_Restaurant_New_Cooling_Electric_Air-Cooled Chiller_E4 | F2 | Commercial | Restaurant | New | Cooling | Electric | Air-Cooled Chiller | E4 | TRC BC Ratio | 0 | 0 | 0 | 0 | 0 | 0 | 0 | 0 | 0 | 0 | 0 | 0 | 0 | 0 | 0 | 0 | 0 | 0 | 0 | 0 | 0 | 0 | 0 | 0 | 0 | 0 | 0 | 0 | 0 | 0
F2_Commercial_Restaurant_New_Cooling_Electric_Air-Cooled Chiller_E5 | F2 | Commercial | Restaurant | New | Cooling | Electric | Air-Cooled Chiller | E5 | TRC BC Ratio | 0 | 0 | 0 | 0 | 0 | 0 | 0 | 0 | 0 | 0 | 0 | 0 | 0 | 0 | 0 | 0 | 0 | 0 | 0 | 0 | 0 | 0 | 0 | 0 | 0 | 0 | 0 | 0 | 0 | 0
F2_Commercial_Restaurant_New_Cooling_Electric_Air-Cooled Chiller_E6 | F2 | Commercial | Restaurant | New | Cooling | Electric | Air-Cooled Chiller | E6 | TRC BC Ratio | 0 | 0 | 0 | 0 | 0 | 0 | 0 | 0 | 0 | 0 | 0 | 0 | 0 | 0 | 0 | 0 | 0 | 0 | 0 | 0 | 0 | 0 | 0 | 0 | 0 | 0 | 0 | 0 | 0 | 0
F2_Commercial_Restaurant_New_Cooling_Electric_Air-Cooled Chiller_E7 | F2 | Commercial | Restaurant | New | Cooling | Electric | Air-Cooled Chiller | E7 | TRC BC Ratio | 0 | 0 | 0 | 0 | 0 | 0 | 0 | 0 | 0 | 0 | 0 | 0 | 0 | 0 | 0 | 0 | 0 | 0 | 0 | 0 | 0 | 0 | 0 | 0 | 0 | 0 | 0 | 0 | 0 | 0
F2_Commercial_Restaurant_New_Cooling_Electric_Air-Cooled Chiller_E8 | F2 | Commercial | Restaurant | New | Cooling | Electric | Air-Cooled Chiller | E8 | TRC BC Ratio | 0 | 0 | 0 | 0 | 0 | 0 | 0 | 0 | 0 | 0 | 0 | 0 | 0 | 0 | 0 | 0 | 0 | 0 | 0 | 0 | 0 | 0 | 0 | 0 | 0 | 0 | 0 | 0 | 0 | 0
F2_Commercial_Restaurant_New_Cooling_Electric_Air-Cooled Chiller_E9 | F2 | Commercial | Restaurant | New | Cooling | Electric | Air-Cooled Chiller | E9 | TRC BC Ratio | 0 | 0 | 0 | 0 | 0 | 0 | 0 | 0 | 0 | 0 | 0 | 0 | 0 | 0 | 0 | 0 | 0 | 0 | 0 | 0 | 0 | 0 | 0 | 0 | 0 | 0 | 0 | 0 | 0 | 0
F2_Commercial_Restaurant_New_Cooling_Electric_Air-Cooled Chiller_E10 | F2 | Commercial | Restaurant | New | Cooling | Electric | Air-Cooled Chiller | E10 | TRC BC Ratio | 0 | 0 | 0 | 0 | 0 | 0 | 0 | 0 | 0 | 0 | 0 | 0 | 0 | 0 | 0 | 0 | 0 | 0 | 0 | 0 | 0 | 0 | 0 | 0 | 0 | 0 | 0 | 0 | 0 | 0
F3_Commercial_Restaurant_New_Cooling_Electric_Air-Cooled Chiller_E1 | F3 | Commercial | Restaurant | New | Cooling | Electric | Air-Cooled Chiller | E1 | PACT BC Ratio | 0 | 0 | 0 | 0 | 0 | 0 | 0 | 0 | 0 | 0 | 0 | 0 | 0 | 0 | 0 | 0 | 0 | 0 | 0 | 0 | 0 | 0 | 0 | 0 | 0 | 0 | 0 | 0 | 0 | 0
F3_Commercial_Restaurant_New_Cooling_Electric_Air-Cooled Chiller_E2 | F3 | Commercial | Restaurant | New | Cooling | Electric | Air-Cooled Chiller | E2 | PACT BC Ratio | 0 | 0 | 0 | 0 | 0 | 0 | 0 | 0 | 0 | 0 | 0 | 0 | 0 | 0 | 0 | 0 | 0 | 0 | 0 | 0 | 0 | 0 | 0 | 0 | 0 | 0 | 0 | 0 | 0 | 0
F3_Commercial_Restaurant_New_Cooling_Electric_Air-Cooled Chiller_E3 | F3 | Commercial | Restaurant | New | Cooling | Electric | Air-Cooled Chiller | E3 | PACT BC Ratio | 0 | 0 | 0 | 0 | 0 | 0 | 0 | 0 | 0 | 0 | 0 | 0 | 0 | 0 | 0 | 0 | 0 | 0 | 0 | 0 | 0 | 0 | 0 | 0 | 0 | 0 | 0 | 0 | 0 | 0
F3_Commercial_Restaurant_New_Cooling_Electric_Air-Cooled Chiller_E4 | F3 | Commercial | Restaurant | New | Cooling | Electric | Air-Cooled Chiller | E4 | PACT BC Ratio | 0 | 0 | 0 | 0 | 0 | 0 | 0 | 0 | 0 | 0 | 0 | 0 | 0 | 0 | 0 | 0 | 0 | 0 | 0 | 0 | 0 | 0 | 0 | 0 | 0 | 0 | 0 | 0 | 0 | 0
F3_Commercial_Restaurant_New_Cooling_Electric_Air-Cooled Chiller_E5 | F3 | Commercial | Restaurant | New | Cooling | Electric | Air-Cooled Chiller | E5 | PACT BC Ratio | 0 | 0 | 0 | 0 | 0 | 0 | 0 | 0 | 0 | 0 | 0 | 0 | 0 | 0 | 0 | 0 | 0 | 0 | 0 | 0 | 0 | 0 | 0 | 0 | 0 | 0 | 0 | 0 | 0 | 0
F3_Commercial_Restaurant_New_Cooling_Electric_Air-Cooled Chiller_E6 | F3 | Commercial | Restaurant | New | Cooling | Electric | Air-Cooled Chiller | E6 | PACT BC Ratio | 0 | 0 | 0 | 0 | 0 | 0 | 0 | 0 | 0 | 0 | 0 | 0 | 0 | 0 | 0 | 0 | 0 | 0 | 0 | 0 | 0 | 0 | 0 | 0 | 0 | 0 | 0 | 0 | 0 | 0
F3_Commercial_Restaurant_New_Cooling_Electric_Air-Cooled Chiller_E7 | F3 | Commercial | Restaurant | New | Cooling | Electric | Air-Cooled Chiller | E7 | PACT BC Ratio | 0 | 0 | 0 | 0 | 0 | 0 | 0 | 0 | 0 | 0 | 0 | 0 | 0 | 0 | 0 | 0 | 0 | 0 | 0 | 0 | 0 | 0 | 0 | 0 | 0 | 0 | 0 | 0 | 0 | 0
F3_Commercial_Restaurant_New_Cooling_Electric_Air-Cooled Chiller_E8 | F3 | Commercial | Restaurant | New | Cooling | Electric | Air-Cooled Chiller | E8 | PACT BC Ratio | 0 | 0 | 0 | 0 | 0 | 0 | 0 | 0 | 0 | 0 | 0 | 0 | 0 | 0 | 0 | 0 | 0 | 0 | 0 | 0 | 0 | 0 | 0 | 0 | 0 | 0 | 0 | 0 | 0 | 0
F3_Commercial_Restaurant_New_Cooling_Electric_Air-Cooled Chiller_E9 | F3 | Commercial | Restaurant | New | Cooling | Electric | Air-Cooled Chiller | E9 | PACT BC Ratio | 0 | 0 | 0 | 0 | 0 | 0 | 0 | 0 | 0 | 0 | 0 | 0 | 0 | 0 | 0 | 0 | 0 | 0 | 0 | 0 | 0 | 0 | 0 | 0 | 0 | 0 | 0 | 0 | 0 | 0
F3_Commercial_Restaurant_New_Cooling_Electric_Air-Cooled Chiller_E10 | F3 | Commercial | Restaurant | New | Cooling | Electric | Air-Cooled Chiller | E10 | PACT BC Ratio | 0 | 0 | 0 | 0 | 0 | 0 | 0 | 0 | 0 | 0 | 0 | 0 | 0 | 0 | 0 | 0 | 0 | 0 | 0 | 0 | 0 | 0 | 0 | 0 | 0 | 0 | 0 | 0 | 0 | 0
F4_Commercial_Restaurant_New_Cooling_Electric_Air-Cooled Chiller_E1 | F4 | Commercial | Restaurant | New | Cooling | Electric | Air-Cooled Chiller | E1 | RVT BC Ratio | 0 | 0 | 0 | 0 | 0 | 0 | 0 | 0 | 0 | 0 | 0 | 0 | 0 | 0 | 0 | 0 | 0 | 0 | 0 | 0 | 0 | 0 | 0 | 0 | 0 | 0 | 0 | 0 | 0 | 0
F4_Commercial_Restaurant_New_Cooling_Electric_Air-Cooled Chiller_E2 | F4 | Commercial | Restaurant | New | Cooling | Electric | Air-Cooled Chiller | E2 | RVT BC Ratio | 0 | 0 | 0 | 0 | 0 | 0 | 0 | 0 | 0 | 0 | 0 | 0 | 0 | 0 | 0 | 0 | 0 | 0 | 0 | 0 | 0 | 0 | 0 | 0 | 0 | 0 | 0 | 0 | 0 | 0
F4_Commercial_Restaurant_New_Cooling_Electric_Air-Cooled Chiller_E3 | F4 | Commercial | Restaurant | New | Cooling | Electric | Air-Cooled Chiller | E3 | RVT BC Ratio | 0 | 0 | 0 | 0 | 0 | 0 | 0 | 0 | 0 | 0 | 0 | 0 | 0 | 0 | 0 | 0 | 0 | 0 | 0 | 0 | 0 | 0 | 0 | 0 | 0 | 0 | 0 | 0 | 0 | 0
F4_Commercial_Restaurant_New_Cooling_Electric_Air-Cooled Chiller_E4 | F4 | Commercial | Restaurant | New | Cooling | Electric | Air-Cooled Chiller | E4 | RVT BC Ratio | 0 | 0 | 0 | 0 | 0 | 0 | 0 | 0 | 0 | 0 | 0 | 0 | 0 | 0 | 0 | 0 | 0 | 0 | 0 | 0 | 0 | 0 | 0 | 0 | 0 | 0 | 0 | 0 | 0 | 0
F4_Commercial_Restaurant_New_Cooling_Electric_Air-Cooled Chiller_E5 | F4 | Commercial | Restaurant | New | Cooling | Electric | Air-Cooled Chiller | E5 | RVT BC Ratio | 0 | 0 | 0 | 0 | 0 | 0 | 0 | 0 | 0 | 0 | 0 | 0 | 0 | 0 | 0 | 0 | 0 | 0 | 0 | 0 | 0 | 0 | 0 | 0 | 0 | 0 | 0 | 0 | 0 | 0
F4_Commercial_Restaurant_New_Cooling_Electric_Air-Cooled Chiller_E6 | F4 | Commercial | Restaurant | New | Cooling | Electric | Air-Cooled Chiller | E6 | RVT BC Ratio | 0 | 0 | 0 | 0 | 0 | 0 | 0 | 0 | 0 | 0 | 0 | 0 | 0 | 0 | 0 | 0 | 0 | 0 | 0 | 0 | 0 | 0 | 0 | 0 | 0 | 0 | 0 | 0 | 0 | 0
F4_Commercial_Restaurant_New_Cooling_Electric_Air-Cooled Chiller_E7 | F4 | Commercial | Restaurant | New | Cooling | Electric | Air-Cooled Chiller | E7 | RVT BC Ratio | 0 | 0 | 0 | 0 | 0 | 0 | 0 | 0 | 0 | 0 | 0 | 0 | 0 | 0 | 0 | 0 | 0 | 0 | 0 | 0 | 0 | 0 | 0 | 0 | 0 | 0 | 0 | 0 | 0 | 0
F4_Commercial_Restaurant_New_Cooling_Electric_Air-Cooled Chiller_E8 | F4 | Commercial | Restaurant | New | Cooling | Electric | Air-Cooled Chiller | E8 | RVT BC Ratio | 0 | 0 | 0 | 0 | 0 | 0 | 0 | 0 | 0 | 0 | 0 | 0 | 0 | 0 | 0 | 0 | 0 | 0 | 0 | 0 | 0 | 0 | 0 | 0 | 0 | 0 | 0 | 0 | 0 | 0
F4_Commercial_Restaurant_New_Cooling_Electric_Air-Cooled Chiller_E9 | F4 | Commercial | Restaurant | New | Cooling | Electric | Air-Cooled Chiller | E9 | RVT BC Ratio | 0 | 0 | 0 | 0 | 0 | 0 | 0 | 0 | 0 | 0 | 0 | 0 | 0 | 0 | 0 | 0 | 0 | 0 | 0 | 0 | 0 | 0 | 0 | 0 | 0 | 0 | 0 | 0 | 0 | 0
F4_Commercial_Restaurant_New_Cooling_Electric_Air-Cooled Chiller_E10 | F4 | Commercial | Restaurant | New | Cooling | Electric | Air-Cooled Chiller | E10 | RVT BC Ratio | 0 | 0 | 0 | 0 | 0 | 0 | 0 | 0 | 0 | 0 | 0 | 0 | 0 | 0 | 0 | 0 | 0 | 0 | 0 | 0 | 0 | 0 | 0 | 0 | 0 | 0 | 0 | 0 | 0 | 0
F5_Commercial_Restaurant_New_Cooling_Electric_Air-Cooled Chiller_E1 | F5 | Commercial | Restaurant | New | Cooling | Electric | Air-Cooled Chiller | E1 | RIM BC Ratio | 0 | 0 | 0 | 0 | 0 | 0 | 0 | 0 | 0 | 0 | 0 | 0 | 0 | 0 | 0 | 0 | 0 | 0 | 0 | 0 | 0 | 0 | 0 | 0 | 0 | 0 | 0 | 0 | 0 | 0
F5_Commercial_Restaurant_New_Cooling_Electric_Air-Cooled Chiller_E2 | F5 | Commercial | Restaurant | New | Cooling | Electric | Air-Cooled Chiller | E2 | RIM BC Ratio | 0 | 0 | 0 | 0 | 0 | 0 | 0 | 0 | 0 | 0 | 0 | 0 | 0 | 0 | 0 | 0 | 0 | 0 | 0 | 0 | 0 | 0 | 0 | 0 | 0 | 0 | 0 | 0 | 0 | 0
F5_Commercial_Restaurant_New_Cooling_Electric_Air-Cooled Chiller_E3 | F5 | Commercial | Restaurant | New | Cooling | Electric | Air-Cooled Chiller | E3 | RIM BC Ratio | 0 | 0 | 0 | 0 | 0 | 0 | 0 | 0 | 0 | 0 | 0 | 0 | 0 | 0 | 0 | 0 | 0 | 0 | 0 | 0 | 0 | 0 | 0 | 0 | 0 | 0 | 0 | 0 | 0 | 0
F5_Commercial_Restaurant_New_Cooling_Electric_Air-Cooled Chiller_E4 | F5 | Commercial | Restaurant | New | Cooling | Electric | Air-Cooled Chiller | E4 | RIM BC Ratio | 0 | 0 | 0 | 0 | 0 | 0 | 0 | 0 | 0 | 0 | 0 | 0 | 0 | 0 | 0 | 0 | 0 | 0 | 0 | 0 | 0 | 0 | 0 | 0 | 0 | 0 | 0 | 0 | 0 | 0
F5_Commercial_Restaurant_New_Cooling_Electric_Air-Cooled Chiller_E5 | F5 | Commercial | Restaurant | New | Cooling | Electric | Air-Cooled Chiller | E5 | RIM BC Ratio | 0 | 0 | 0 | 0 | 0 | 0 | 0 | 0 | 0 | 0 | 0 | 0 | 0 | 0 | 0 | 0 | 0 | 0 | 0 | 0 | 0 | 0 | 0 | 0 | 0 | 0 | 0 | 0 | 0 | 0
F5_Commercial_Restaurant_New_Cooling_Electric_Air-Cooled Chiller_E6 | F5 | Commercial | Restaurant | New | Cooling | Electric | Air-Cooled Chiller | E6 | RIM BC Ratio | 0 | 0 | 0 | 0 | 0 | 0 | 0 | 0 | 0 | 0 | 0 | 0 | 0 | 0 | 0 | 0 | 0 | 0 | 0 | 0 | 0 | 0 | 0 | 0 | 0 | 0 | 0 | 0 | 0 | 0
F5_Commercial_Restaurant_New_Cooling_Electric_Air-Cooled Chiller_E7 | F5 | Commercial | Restaurant | New | Cooling | Electric | Air-Cooled Chiller | E7 | RIM BC Ratio | 0 | 0 | 0 | 0 | 0 | 0 | 0 | 0 | 0 | 0 | 0 | 0 | 0 | 0 | 0 | 0 | 0 | 0 | 0 | 0 | 0 | 0 | 0 | 0 | 0 | 0 | 0 | 0 | 0 | 0
F5_Commercial_Restaurant_New_Cooling_Electric_Air-Cooled Chiller_E8 | F5 | Commercial | Restaurant | New | Cooling | Electric | Air-Cooled Chiller | E8 | RIM BC Ratio | 0 | 0 | 0 | 0 | 0 | 0 | 0 | 0 | 0 | 0 | 0 | 0 | 0 | 0 | 0 | 0 | 0 | 0 | 0 | 0 | 0 | 0 | 0 | 0 | 0 | 0 | 0 | 0 | 0 | 0
F5_Commercial_Restaurant_New_Cooling_Electric_Air-Cooled Chiller_E9 | F5 | Commercial | Restaurant | New | Cooling | Electric | Air-Cooled Chiller | E9 | RIM BC Ratio | 0 | 0 | 0 | 0 | 0 | 0 | 0 | 0 | 0 | 0 | 0 | 0 | 0 | 0 | 0 | 0 | 0 | 0 | 0 | 0 | 0 | 0 | 0 | 0 | 0 | 0 | 0 | 0 | 0 | 0
F5_Commercial_Restaurant_New_Cooling_Electric_Air-Cooled Chiller_E10 | F5 | Commercial | Restaurant | New | Cooling | Electric | Air-Cooled Chiller | E10 | RIM BC Ratio | 0 | 0 | 0 | 0 | 0 | 0 | 0 | 0 | 0 | 0 | 0 | 0 | 0 | 0 | 0 | 0 | 0 | 0 | 0 | 0 | 0 | 0 | 0 | 0 | 0 | 0 | 0 | 0 | 0 | 0
F0_Commercial_Restaurant_New_Cooling_Electric_Water-Cooled Chiller_E0 | F0 | Commercial | Restaurant | New | Cooling | Electric | Water-Cooled Chiller | E0 | Economic Unit | 0 | 0 | 0 | 0 | 0 | 0 | 0 | 0 | 0 | 0 | 0 | 0 | 0 | 0 | 0 | 0 | 0 | 0 | 0 | 0 | 0 | 0 | 0 | 0 | 0 | 0 | 0 | 0 | 0 | 0
F1_Commercial_Restaurant_New_Cooling_Electric_Water-Cooled Chiller_E1 | F1 | Commercial | Restaurant | New | Cooling | Electric | Water-Cooled Chiller | E1 | CCE | 0 | 0 | 0 | 0 | 0 | 0 | 0 | 0 | 0 | 0 | 0 | 0 | 0 | 0 | 0 | 0 | 0 | 0 | 0 | 0 | 0 | 0 | 0 | 0 | 0 | 0 | 0 | 0 | 0 | 0
F1_Commercial_Restaurant_New_Cooling_Electric_Water-Cooled Chiller_E2 | F1 | Commercial | Restaurant | New | Cooling | Electric | Water-Cooled Chiller | E2 | CCE | 0 | 0 | 0 | 0 | 0 | 0 | 0 | 0 | 0 | 0 | 0 | 0 | 0 | 0 | 0 | 0 | 0 | 0 | 0 | 0 | 0 | 0 | 0 | 0 | 0 | 0 | 0 | 0 | 0 | 0
F1_Commercial_Restaurant_New_Cooling_Electric_Water-Cooled Chiller_E3 | F1 | Commercial | Restaurant | New | Cooling | Electric | Water-Cooled Chiller | E3 | CCE | 0 | 0 | 0 | 0 | 0 | 0 | 0 | 0 | 0 | 0 | 0 | 0 | 0 | 0 | 0 | 0 | 0 | 0 | 0 | 0 | 0 | 0 | 0 | 0 | 0 | 0 | 0 | 0 | 0 | 0
F1_Commercial_Restaurant_New_Cooling_Electric_Water-Cooled Chiller_E4 | F1 | Commercial | Restaurant | New | Cooling | Electric | Water-Cooled Chiller | E4 | CCE | 0 | 0 | 0 | 0 | 0 | 0 | 0 | 0 | 0 | 0 | 0 | 0 | 0 | 0 | 0 | 0 | 0 | 0 | 0 | 0 | 0 | 0 | 0 | 0 | 0 | 0 | 0 | 0 | 0 | 0
F1_Commercial_Restaurant_New_Cooling_Electric_Water-Cooled Chiller_E5 | F1 | Commercial | Restaurant | New | Cooling | Electric | Water-Cooled Chiller | E5 | CCE | 0 | 0 | 0 | 0 | 0 | 0 | 0 | 0 | 0 | 0 | 0 | 0 | 0 | 0 | 0 | 0 | 0 | 0 | 0 | 0 | 0 | 0 | 0 | 0 | 0 | 0 | 0 | 0 | 0 | 0
F1_Commercial_Restaurant_New_Cooling_Electric_Water-Cooled Chiller_E6 | F1 | Commercial | Restaurant | New | Cooling | Electric | Water-Cooled Chiller | E6 | CCE | 0 | 0 | 0 | 0 | 0 | 0 | 0 | 0 | 0 | 0 | 0 | 0 | 0 | 0 | 0 | 0 | 0 | 0 | 0 | 0 | 0 | 0 | 0 | 0 | 0 | 0 | 0 | 0 | 0 | 0
F1_Commercial_Restaurant_New_Cooling_Electric_Water-Cooled Chiller_E7 | F1 | Commercial | Restaurant | New | Cooling | Electric | Water-Cooled Chiller | E7 | CCE | 0 | 0 | 0 | 0 | 0 | 0 | 0 | 0 | 0 | 0 | 0 | 0 | 0 | 0 | 0 | 0 | 0 | 0 | 0 | 0 | 0 | 0 | 0 | 0 | 0 | 0 | 0 | 0 | 0 | 0
F1_Commercial_Restaurant_New_Cooling_Electric_Water-Cooled Chiller_E8 | F1 | Commercial | Restaurant | New | Cooling | Electric | Water-Cooled Chiller | E8 | CCE | 0 | 0 | 0 | 0 | 0 | 0 | 0 | 0 | 0 | 0 | 0 | 0 | 0 | 0 | 0 | 0 | 0 | 0 | 0 | 0 | 0 | 0 | 0 | 0 | 0 | 0 | 0 | 0 | 0 | 0
F1_Commercial_Restaurant_New_Cooling_Electric_Water-Cooled Chiller_E9 | F1 | Commercial | Restaurant | New | Cooling | Electric | Water-Cooled Chiller | E9 | CCE | 0 | 0 | 0 | 0 | 0 | 0 | 0 | 0 | 0 | 0 | 0 | 0 | 0 | 0 | 0 | 0 | 0 | 0 | 0 | 0 | 0 | 0 | 0 | 0 | 0 | 0 | 0 | 0 | 0 | 0
F1_Commercial_Restaurant_New_Cooling_Electric_Water-Cooled Chiller_E10 | F1 | Commercial | Restaurant | New | Cooling | Electric | Water-Cooled Chiller | E10 | CCE | 0 | 0 | 0 | 0 | 0 | 0 | 0 | 0 | 0 | 0 | 0 | 0 | 0 | 0 | 0 | 0 | 0 | 0 | 0 | 0 | 0 | 0 | 0 | 0 | 0 | 0 | 0 | 0 | 0 | 0
F2_Commercial_Restaurant_New_Cooling_Electric_Water-Cooled Chiller_E1 | F2 | Commercial | Restaurant | New | Cooling | Electric | Water-Cooled Chiller | E1 | TRC BC Ratio | 0 | 0 | 0 | 0 | 0 | 0 | 0 | 0 | 0 | 0 | 0 | 0 | 0 | 0 | 0 | 0 | 0 | 0 | 0 | 0 | 0 | 0 | 0 | 0 | 0 | 0 | 0 | 0 | 0 | 0
F2_Commercial_Restaurant_New_Cooling_Electric_Water-Cooled Chiller_E2 | F2 | Commercial | Restaurant | New | Cooling | Electric | Water-Cooled Chiller | E2 | TRC BC Ratio | 0 | 0 | 0 | 0 | 0 | 0 | 0 | 0 | 0 | 0 | 0 | 0 | 0 | 0 | 0 | 0 | 0 | 0 | 0 | 0 | 0 | 0 | 0 | 0 | 0 | 0 | 0 | 0 | 0 | 0
F2_Commercial_Restaurant_New_Cooling_Electric_Water-Cooled Chiller_E3 | F2 | Commercial | Restaurant | New | Cooling | Electric | Water-Cooled Chiller | E3 | TRC BC Ratio | 0 | 0 | 0 | 0 | 0 | 0 | 0 | 0 | 0 | 0 | 0 | 0 | 0 | 0 | 0 | 0 | 0 | 0 | 0 | 0 | 0 | 0 | 0 | 0 | 0 | 0 | 0 | 0 | 0 | 0
F2_Commercial_Restaurant_New_Cooling_Electric_Water-Cooled Chiller_E4 | F2 | Commercial | Restaurant | New | Cooling | Electric | Water-Cooled Chiller | E4 | TRC BC Ratio | 0 | 0 | 0 | 0 | 0 | 0 | 0 | 0 | 0 | 0 | 0 | 0 | 0 | 0 | 0 | 0 | 0 | 0 | 0 | 0 | 0 | 0 | 0 | 0 | 0 | 0 | 0 | 0 | 0 | 0
F2_Commercial_Restaurant_New_Cooling_Electric_Water-Cooled Chiller_E5 | F2 | Commercial | Restaurant | New | Cooling | Electric | Water-Cooled Chiller | E5 | TRC BC Ratio | 0 | 0 | 0 | 0 | 0 | 0 | 0 | 0 | 0 | 0 | 0 | 0 | 0 | 0 | 0 | 0 | 0 | 0 | 0 | 0 | 0 | 0 | 0 | 0 | 0 | 0 | 0 | 0 | 0 | 0
F2_Commercial_Restaurant_New_Cooling_Electric_Water-Cooled Chiller_E6 | F2 | Commercial | Restaurant | New | Cooling | Electric | Water-Cooled Chiller | E6 | TRC BC Ratio | 0 | 0 | 0 | 0 | 0 | 0 | 0 | 0 | 0 | 0 | 0 | 0 | 0 | 0 | 0 | 0 | 0 | 0 | 0 | 0 | 0 | 0 | 0 | 0 | 0 | 0 | 0 | 0 | 0 | 0
F2_Commercial_Restaurant_New_Cooling_Electric_Water-Cooled Chiller_E7 | F2 | Commercial | Restaurant | New | Cooling | Electric | Water-Cooled Chiller | E7 | TRC BC Ratio | 0 | 0 | 0 | 0 | 0 | 0 | 0 | 0 | 0 | 0 | 0 | 0 | 0 | 0 | 0 | 0 | 0 | 0 | 0 | 0 | 0 | 0 | 0 | 0 | 0 | 0 | 0 | 0 | 0 | 0
F2_Commercial_Restaurant_New_Cooling_Electric_Water-Cooled Chiller_E8 | F2 | Commercial | Restaurant | New | Cooling | Electric | Water-Cooled Chiller | E8 | TRC BC Ratio | 0 | 0 | 0 | 0 | 0 | 0 | 0 | 0 | 0 | 0 | 0 | 0 | 0 | 0 | 0 | 0 | 0 | 0 | 0 | 0 | 0 | 0 | 0 | 0 | 0 | 0 | 0 | 0 | 0 | 0
F2_Commercial_Restaurant_New_Cooling_Electric_Water-Cooled Chiller_E9 | F2 | Commercial | Restaurant | New | Cooling | Electric | Water-Cooled Chiller | E9 | TRC BC Ratio | 0 | 0 | 0 | 0 | 0 | 0 | 0 | 0 | 0 | 0 | 0 | 0 | 0 | 0 | 0 | 0 | 0 | 0 | 0 | 0 | 0 | 0 | 0 | 0 | 0 | 0 | 0 | 0 | 0 | 0
F2_Commercial_Restaurant_New_Cooling_Electric_Water-Cooled Chiller_E10 | F2 | Commercial | Restaurant | New | Cooling | Electric | Water-Cooled Chiller | E10 | TRC BC Ratio | 0 | 0 | 0 | 0 | 0 | 0 | 0 | 0 | 0 | 0 | 0 | 0 | 0 | 0 | 0 | 0 | 0 | 0 | 0 | 0 | 0 | 0 | 0 | 0 | 0 | 0 | 0 | 0 | 0 | 0
F3_Commercial_Restaurant_New_Cooling_Electric_Water-Cooled Chiller_E1 | F3 | Commercial | Restaurant | New | Cooling | Electric | Water-Cooled Chiller | E1 | PACT BC Ratio | 0 | 0 | 0 | 0 | 0 | 0 | 0 | 0 | 0 | 0 | 0 | 0 | 0 | 0 | 0 | 0 | 0 | 0 | 0 | 0 | 0 | 0 | 0 | 0 | 0 | 0 | 0 | 0 | 0 | 0
F3_Commercial_Restaurant_New_Cooling_Electric_Water-Cooled Chiller_E2 | F3 | Commercial | Restaurant | New | Cooling | Electric | Water-Cooled Chiller | E2 | PACT BC Ratio | 0 | 0 | 0 | 0 | 0 | 0 | 0 | 0 | 0 | 0 | 0 | 0 | 0 | 0 | 0 | 0 | 0 | 0 | 0 | 0 | 0 | 0 | 0 | 0 | 0 | 0 | 0 | 0 | 0 | 0
F3_Commercial_Restaurant_New_Cooling_Electric_Water-Cooled Chiller_E3 | F3 | Commercial | Restaurant | New | Cooling | Electric | Water-Cooled Chiller | E3 | PACT BC Ratio | 0 | 0 | 0 | 0 | 0 | 0 | 0 | 0 | 0 | 0 | 0 | 0 | 0 | 0 | 0 | 0 | 0 | 0 | 0 | 0 | 0 | 0 | 0 | 0 | 0 | 0 | 0 | 0 | 0 | 0
F3_Commercial_Restaurant_New_Cooling_Electric_Water-Cooled Chiller_E4 | F3 | Commercial | Restaurant | New | Cooling | Electric | Water-Cooled Chiller | E4 | PACT BC Ratio | 0 | 0 | 0 | 0 | 0 | 0 | 0 | 0 | 0 | 0 | 0 | 0 | 0 | 0 | 0 | 0 | 0 | 0 | 0 | 0 | 0 | 0 | 0 | 0 | 0 | 0 | 0 | 0 | 0 | 0
F3_Commercial_Restaurant_New_Cooling_Electric_Water-Cooled Chiller_E5 | F3 | Commercial | Restaurant | New | Cooling | Electric | Water-Cooled Chiller | E5 | PACT BC Ratio | 0 | 0 | 0 | 0 | 0 | 0 | 0 | 0 | 0 | 0 | 0 | 0 | 0 | 0 | 0 | 0 | 0 | 0 | 0 | 0 | 0 | 0 | 0 | 0 | 0 | 0 | 0 | 0 | 0 | 0
F3_Commercial_Restaurant_New_Cooling_Electric_Water-Cooled Chiller_E6 | F3 | Commercial | Restaurant | New | Cooling | Electric | Water-Cooled Chiller | E6 | PACT BC Ratio | 0 | 0 | 0 | 0 | 0 | 0 | 0 | 0 | 0 | 0 | 0 | 0 | 0 | 0 | 0 | 0 | 0 | 0 | 0 | 0 | 0 | 0 | 0 | 0 | 0 | 0 | 0 | 0 | 0 | 0
F3_Commercial_Restaurant_New_Cooling_Electric_Water-Cooled Chiller_E7 | F3 | Commercial | Restaurant | New | Cooling | Electric | Water-Cooled Chiller | E7 | PACT BC Ratio | 0 | 0 | 0 | 0 | 0 | 0 | 0 | 0 | 0 | 0 | 0 | 0 | 0 | 0 | 0 | 0 | 0 | 0 | 0 | 0 | 0 | 0 | 0 | 0 | 0 | 0 | 0 | 0 | 0 | 0
F3_Commercial_Restaurant_New_Cooling_Electric_Water-Cooled Chiller_E8 | F3 | Commercial | Restaurant | New | Cooling | Electric | Water-Cooled Chiller | E8 | PACT BC Ratio | 0 | 0 | 0 | 0 | 0 | 0 | 0 | 0 | 0 | 0 | 0 | 0 | 0 | 0 | 0 | 0 | 0 | 0 | 0 | 0 | 0 | 0 | 0 | 0 | 0 | 0 | 0 | 0 | 0 | 0
F3_Commercial_Restaurant_New_Cooling_Electric_Water-Cooled Chiller_E9 | F3 | Commercial | Restaurant | New | Cooling | Electric | Water-Cooled Chiller | E9 | PACT BC Ratio | 0 | 0 | 0 | 0 | 0 | 0 | 0 | 0 | 0 | 0 | 0 | 0 | 0 | 0 | 0 | 0 | 0 | 0 | 0 | 0 | 0 | 0 | 0 | 0 | 0 | 0 | 0 | 0 | 0 | 0
F3_Commercial_Restaurant_New_Cooling_Electric_Water-Cooled Chiller_E10 | F3 | Commercial | Restaurant | New | Cooling | Electric | Water-Cooled Chiller | E10 | PACT BC Ratio | 0 | 0 | 0 | 0 | 0 | 0 | 0 | 0 | 0 | 0 | 0 | 0 | 0 | 0 | 0 | 0 | 0 | 0 | 0 | 0 | 0 | 0 | 0 | 0 | 0 | 0 | 0 | 0 | 0 | 0
F4_Commercial_Restaurant_New_Cooling_Electric_Water-Cooled Chiller_E1 | F4 | Commercial | Restaurant | New | Cooling | Electric | Water-Cooled Chiller | E1 | RVT BC Ratio | 0 | 0 | 0 | 0 | 0 | 0 | 0 | 0 | 0 | 0 | 0 | 0 | 0 | 0 | 0 | 0 | 0 | 0 | 0 | 0 | 0 | 0 | 0 | 0 | 0 | 0 | 0 | 0 | 0 | 0
F4_Commercial_Restaurant_New_Cooling_Electric_Water-Cooled Chiller_E2 | F4 | Commercial | Restaurant | New | Cooling | Electric | Water-Cooled Chiller | E2 | RVT BC Ratio | 0 | 0 | 0 | 0 | 0 | 0 | 0 | 0 | 0 | 0 | 0 | 0 | 0 | 0 | 0 | 0 | 0 | 0 | 0 | 0 | 0 | 0 | 0 | 0 | 0 | 0 | 0 | 0 | 0 | 0
F4_Commercial_Restaurant_New_Cooling_Electric_Water-Cooled Chiller_E3 | F4 | Commercial | Restaurant | New | Cooling | Electric | Water-Cooled Chiller | E3 | RVT BC Ratio | 0 | 0 | 0 | 0 | 0 | 0 | 0 | 0 | 0 | 0 | 0 | 0 | 0 | 0 | 0 | 0 | 0 | 0 | 0 | 0 | 0 | 0 | 0 | 0 | 0 | 0 | 0 | 0 | 0 | 0
F4_Commercial_Restaurant_New_Cooling_Electric_Water-Cooled Chiller_E4 | F4 | Commercial | Restaurant | New | Cooling | Electric | Water-Cooled Chiller | E4 | RVT BC Ratio | 0 | 0 | 0 | 0 | 0 | 0 | 0 | 0 | 0 | 0 | 0 | 0 | 0 | 0 | 0 | 0 | 0 | 0 | 0 | 0 | 0 | 0 | 0 | 0 | 0 | 0 | 0 | 0 | 0 | 0
F4_Commercial_Restaurant_New_Cooling_Electric_Water-Cooled Chiller_E5 | F4 | Commercial | Restaurant | New | Cooling | Electric | Water-Cooled Chiller | E5 | RVT BC Ratio | 0 | 0 | 0 | 0 | 0 | 0 | 0 | 0 | 0 | 0 | 0 | 0 | 0 | 0 | 0 | 0 | 0 | 0 | 0 | 0 | 0 | 0 | 0 | 0 | 0 | 0 | 0 | 0 | 0 | 0
F4_Commercial_Restaurant_New_Cooling_Electric_Water-Cooled Chiller_E6 | F4 | Commercial | Restaurant | New | Cooling | Electric | Water-Cooled Chiller | E6 | RVT BC Ratio | 0 | 0 | 0 | 0 | 0 | 0 | 0 | 0 | 0 | 0 | 0 | 0 | 0 | 0 | 0 | 0 | 0 | 0 | 0 | 0 | 0 | 0 | 0 | 0 | 0 | 0 | 0 | 0 | 0 | 0
F4_Commercial_Restaurant_New_Cooling_Electric_Water-Cooled Chiller_E7 | F4 | Commercial | Restaurant | New | Cooling | Electric | Water-Cooled Chiller | E7 | RVT BC Ratio | 0 | 0 | 0 | 0 | 0 | 0 | 0 | 0 | 0 | 0 | 0 | 0 | 0 | 0 | 0 | 0 | 0 | 0 | 0 | 0 | 0 | 0 | 0 | 0 | 0 | 0 | 0 | 0 | 0 | 0
F4_Commercial_Restaurant_New_Cooling_Electric_Water-Cooled Chiller_E8 | F4 | Commercial | Restaurant | New | Cooling | Electric | Water-Cooled Chiller | E8 | RVT BC Ratio | 0 | 0 | 0 | 0 | 0 | 0 | 0 | 0 | 0 | 0 | 0 | 0 | 0 | 0 | 0 | 0 | 0 | 0 | 0 | 0 | 0 | 0 | 0 | 0 | 0 | 0 | 0 | 0 | 0 | 0
F4_Commercial_Restaurant_New_Cooling_Electric_Water-Cooled Chiller_E9 | F4 | Commercial | Restaurant | New | Cooling | Electric | Water-Cooled Chiller | E9 | RVT BC Ratio | 0 | 0 | 0 | 0 | 0 | 0 | 0 | 0 | 0 | 0 | 0 | 0 | 0 | 0 | 0 | 0 | 0 | 0 | 0 | 0 | 0 | 0 | 0 | 0 | 0 | 0 | 0 | 0 | 0 | 0
F4_Commercial_Restaurant_New_Cooling_Electric_Water-Cooled Chiller_E10 | F4 | Commercial | Restaurant | New | Cooling | Electric | Water-Cooled Chiller | E10 | RVT BC Ratio | 0 | 0 | 0 | 0 | 0 | 0 | 0 | 0 | 0 | 0 | 0 | 0 | 0 | 0 | 0 | 0 | 0 | 0 | 0 | 0 | 0 | 0 | 0 | 0 | 0 | 0 | 0 | 0 | 0 | 0
F5_Commercial_Restaurant_New_Cooling_Electric_Water-Cooled Chiller_E1 | F5 | Commercial | Restaurant | New | Cooling | Electric | Water-Cooled Chiller | E1 | RIM BC Ratio | 0 | 0 | 0 | 0 | 0 | 0 | 0 | 0 | 0 | 0 | 0 | 0 | 0 | 0 | 0 | 0 | 0 | 0 | 0 | 0 | 0 | 0 | 0 | 0 | 0 | 0 | 0 | 0 | 0 | 0
F5_Commercial_Restaurant_New_Cooling_Electric_Water-Cooled Chiller_E2 | F5 | Commercial | Restaurant | New | Cooling | Electric | Water-Cooled Chiller | E2 | RIM BC Ratio | 0 | 0 | 0 | 0 | 0 | 0 | 0 | 0 | 0 | 0 | 0 | 0 | 0 | 0 | 0 | 0 | 0 | 0 | 0 | 0 | 0 | 0 | 0 | 0 | 0 | 0 | 0 | 0 | 0 | 0
F5_Commercial_Restaurant_New_Cooling_Electric_Water-Cooled Chiller_E3 | F5 | Commercial | Restaurant | New | Cooling | Electric | Water-Cooled Chiller | E3 | RIM BC Ratio | 0 | 0 | 0 | 0 | 0 | 0 | 0 | 0 | 0 | 0 | 0 | 0 | 0 | 0 | 0 | 0 | 0 | 0 | 0 | 0 | 0 | 0 | 0 | 0 | 0 | 0 | 0 | 0 | 0 | 0
F5_Commercial_Restaurant_New_Cooling_Electric_Water-Cooled Chiller_E4 | F5 | Commercial | Restaurant | New | Cooling | Electric | Water-Cooled Chiller | E4 | RIM BC Ratio | 0 | 0 | 0 | 0 | 0 | 0 | 0 | 0 | 0 | 0 | 0 | 0 | 0 | 0 | 0 | 0 | 0 | 0 | 0 | 0 | 0 | 0 | 0 | 0 | 0 | 0 | 0 | 0 | 0 | 0
F5_Commercial_Restaurant_New_Cooling_Electric_Water-Cooled Chiller_E5 | F5 | Commercial | Restaurant | New | Cooling | Electric | Water-Cooled Chiller | E5 | RIM BC Ratio | 0 | 0 | 0 | 0 | 0 | 0 | 0 | 0 | 0 | 0 | 0 | 0 | 0 | 0 | 0 | 0 | 0 | 0 | 0 | 0 | 0 | 0 | 0 | 0 | 0 | 0 | 0 | 0 | 0 | 0
F5_Commercial_Restaurant_New_Cooling_Electric_Water-Cooled Chiller_E6 | F5 | Commercial | Restaurant | New | Cooling | Electric | Water-Cooled Chiller | E6 | RIM BC Ratio | 0 | 0 | 0 | 0 | 0 | 0 | 0 | 0 | 0 | 0 | 0 | 0 | 0 | 0 | 0 | 0 | 0 | 0 | 0 | 0 | 0 | 0 | 0 | 0 | 0 | 0 | 0 | 0 | 0 | 0
F5_Commercial_Restaurant_New_Cooling_Electric_Water-Cooled Chiller_E7 | F5 | Commercial | Restaurant | New | Cooling | Electric | Water-Cooled Chiller | E7 | RIM BC Ratio | 0 | 0 | 0 | 0 | 0 | 0 | 0 | 0 | 0 | 0 | 0 | 0 | 0 | 0 | 0 | 0 | 0 | 0 | 0 | 0 | 0 | 0 | 0 | 0 | 0 | 0 | 0 | 0 | 0 | 0
F5_Commercial_Restaurant_New_Cooling_Electric_Water-Cooled Chiller_E8 | F5 | Commercial | Restaurant | New | Cooling | Electric | Water-Cooled Chiller | E8 | RIM BC Ratio | 0 | 0 | 0 | 0 | 0 | 0 | 0 | 0 | 0 | 0 | 0 | 0 | 0 | 0 | 0 | 0 | 0 | 0 | 0 | 0 | 0 | 0 | 0 | 0 | 0 | 0 | 0 | 0 | 0 | 0
F5_Commercial_Restaurant_New_Cooling_Electric_Water-Cooled Chiller_E9 | F5 | Commercial | Restaurant | New | Cooling | Electric | Water-Cooled Chiller | E9 | RIM BC Ratio | 0 | 0 | 0 | 0 | 0 | 0 | 0 | 0 | 0 | 0 | 0 | 0 | 0 | 0 | 0 | 0 | 0 | 0 | 0 | 0 | 0 | 0 | 0 | 0 | 0 | 0 | 0 | 0 | 0 | 0
F5_Commercial_Restaurant_New_Cooling_Electric_Water-Cooled Chiller_E10 | F5 | Commercial | Restaurant | New | Cooling | Electric | Water-Cooled Chiller | E10 | RIM BC Ratio | 0 | 0 | 0 | 0 | 0 | 0 | 0 | 0 | 0 | 0 | 0 | 0 | 0 | 0 | 0 | 0 | 0 | 0 | 0 | 0 | 0 | 0 | 0 | 0 | 0 | 0 | 0 | 0 | 0 | 0
F0_Commercial_Restaurant_New_Cooling_Electric_RTU_E0 | F0 | Commercial | Restaurant | New | Cooling | Electric | RTU | E0 | Economic Unit | 0 | 0 | 0 | 0 | 0 | 0 | 0 | 0 | 0 | 0 | 0 | 0 | 0 | 0 | 0 | 0 | 0 | 0 | 0 | 0 | 0 | 0 | 0 | 0 | 0 | 0 | 0 | 0 | 0 | 0
F1_Commercial_Restaurant_New_Cooling_Electric_RTU_E1 | F1 | Commercial | Restaurant | New | Cooling | Electric | RTU | E1 | CCE | 0 | 0 | 0 | 0 | 0 | 0 | 0 | 0 | 0 | 0 | 0 | 0 | 0 | 0 | 0 | 0 | 0 | 0 | 0 | 0 | 0 | 0 | 0 | 0 | 0 | 0 | 0 | 0 | 0 | 0
F1_Commercial_Restaurant_New_Cooling_Electric_RTU_E2 | F1 | Commercial | Restaurant | New | Cooling | Electric | RTU | E2 | CCE | 0 | 0 | 0 | 0 | 0 | 0 | 0 | 0 | 0 | 0 | 0 | 0 | 0 | 0 | 0 | 0 | 0 | 0 | 0 | 0 | 0 | 0 | 0 | 0 | 0 | 0 | 0 | 0 | 0 | 0
F1_Commercial_Restaurant_New_Cooling_Electric_RTU_E3 | F1 | Commercial | Restaurant | New | Cooling | Electric | RTU | E3 | CCE | 0 | 0 | 0 | 0 | 0 | 0 | 0 | 0 | 0 | 0 | 0 | 0 | 0 | 0 | 0 | 0 | 0 | 0 | 0 | 0 | 0 | 0 | 0 | 0 | 0 | 0 | 0 | 0 | 0 | 0
F1_Commercial_Restaurant_New_Cooling_Electric_RTU_E4 | F1 | Commercial | Restaurant | New | Cooling | Electric | RTU | E4 | CCE | 0 | 0 | 0 | 0 | 0 | 0 | 0 | 0 | 0 | 0 | 0 | 0 | 0 | 0 | 0 | 0 | 0 | 0 | 0 | 0 | 0 | 0 | 0 | 0 | 0 | 0 | 0 | 0 | 0 | 0
F1_Commercial_Restaurant_New_Cooling_Electric_RTU_E5 | F1 | Commercial | Restaurant | New | Cooling | Electric | RTU | E5 | CCE | 0 | 0 | 0 | 0 | 0 | 0 | 0 | 0 | 0 | 0 | 0 | 0 | 0 | 0 | 0 | 0 | 0 | 0 | 0 | 0 | 0 | 0 | 0 | 0 | 0 | 0 | 0 | 0 | 0 | 0
F1_Commercial_Restaurant_New_Cooling_Electric_RTU_E6 | F1 | Commercial | Restaurant | New | Cooling | Electric | RTU | E6 | CCE | 0 | 0 | 0 | 0 | 0 | 0 | 0 | 0 | 0 | 0 | 0 | 0 | 0 | 0 | 0 | 0 | 0 | 0 | 0 | 0 | 0 | 0 | 0 | 0 | 0 | 0 | 0 | 0 | 0 | 0
F1_Commercial_Restaurant_New_Cooling_Electric_RTU_E7 | F1 | Commercial | Restaurant | New | Cooling | Electric | RTU | E7 | CCE | 0 | 0 | 0 | 0 | 0 | 0 | 0 | 0 | 0 | 0 | 0 | 0 | 0 | 0 | 0 | 0 | 0 | 0 | 0 | 0 | 0 | 0 | 0 | 0 | 0 | 0 | 0 | 0 | 0 | 0
F1_Commercial_Restaurant_New_Cooling_Electric_RTU_E8 | F1 | Commercial | Restaurant | New | Cooling | Electric | RTU | E8 | CCE | 0 | 0 | 0 | 0 | 0 | 0 | 0 | 0 | 0 | 0 | 0 | 0 | 0 | 0 | 0 | 0 | 0 | 0 | 0 | 0 | 0 | 0 | 0 | 0 | 0 | 0 | 0 | 0 | 0 | 0
F1_Commercial_Restaurant_New_Cooling_Electric_RTU_E9 | F1 | Commercial | Restaurant | New | Cooling | Electric | RTU | E9 | CCE | 0 | 0 | 0 | 0 | 0 | 0 | 0 | 0 | 0 | 0 | 0 | 0 | 0 | 0 | 0 | 0 | 0 | 0 | 0 | 0 | 0 | 0 | 0 | 0 | 0 | 0 | 0 | 0 | 0 | 0
F1_Commercial_Restaurant_New_Cooling_Electric_RTU_E10 | F1 | Commercial | Restaurant | New | Cooling | Electric | RTU | E10 | CCE | 0 | 0 | 0 | 0 | 0 | 0 | 0 | 0 | 0 | 0 | 0 | 0 | 0 | 0 | 0 | 0 | 0 | 0 | 0 | 0 | 0 | 0 | 0 | 0 | 0 | 0 | 0 | 0 | 0 | 0
F2_Commercial_Restaurant_New_Cooling_Electric_RTU_E1 | F2 | Commercial | Restaurant | New | Cooling | Electric | RTU | E1 | TRC BC Ratio | 0 | 0 | 0 | 0 | 0 | 0 | 0 | 0 | 0 | 0 | 0 | 0 | 0 | 0 | 0 | 0 | 0 | 0 | 0 | 0 | 0 | 0 | 0 | 0 | 0 | 0 | 0 | 0 | 0 | 0
F2_Commercial_Restaurant_New_Cooling_Electric_RTU_E2 | F2 | Commercial | Restaurant | New | Cooling | Electric | RTU | E2 | TRC BC Ratio | 0 | 0 | 0 | 0 | 0 | 0 | 0 | 0 | 0 | 0 | 0 | 0 | 0 | 0 | 0 | 0 | 0 | 0 | 0 | 0 | 0 | 0 | 0 | 0 | 0 | 0 | 0 | 0 | 0 | 0
F2_Commercial_Restaurant_New_Cooling_Electric_RTU_E3 | F2 | Commercial | Restaurant | New | Cooling | Electric | RTU | E3 | TRC BC Ratio | 0 | 0 | 0 | 0 | 0 | 0 | 0 | 0 | 0 | 0 | 0 | 0 | 0 | 0 | 0 | 0 | 0 | 0 | 0 | 0 | 0 | 0 | 0 | 0 | 0 | 0 | 0 | 0 | 0 | 0
F2_Commercial_Restaurant_New_Cooling_Electric_RTU_E4 | F2 | Commercial | Restaurant | New | Cooling | Electric | RTU | E4 | TRC BC Ratio | 0 | 0 | 0 | 0 | 0 | 0 | 0 | 0 | 0 | 0 | 0 | 0 | 0 | 0 | 0 | 0 | 0 | 0 | 0 | 0 | 0 | 0 | 0 | 0 | 0 | 0 | 0 | 0 | 0 | 0
F2_Commercial_Restaurant_New_Cooling_Electric_RTU_E5 | F2 | Commercial | Restaurant | New | Cooling | Electric | RTU | E5 | TRC BC Ratio | 0 | 0 | 0 | 0 | 0 | 0 | 0 | 0 | 0 | 0 | 0 | 0 | 0 | 0 | 0 | 0 | 0 | 0 | 0 | 0 | 0 | 0 | 0 | 0 | 0 | 0 | 0 | 0 | 0 | 0
F2_Commercial_Restaurant_New_Cooling_Electric_RTU_E6 | F2 | Commercial | Restaurant | New | Cooling | Electric | RTU | E6 | TRC BC Ratio | 0 | 0 | 0 | 0 | 0 | 0 | 0 | 0 | 0 | 0 | 0 | 0 | 0 | 0 | 0 | 0 | 0 | 0 | 0 | 0 | 0 | 0 | 0 | 0 | 0 | 0 | 0 | 0 | 0 | 0
F2_Commercial_Restaurant_New_Cooling_Electric_RTU_E7 | F2 | Commercial | Restaurant | New | Cooling | Electric | RTU | E7 | TRC BC Ratio | 0 | 0 | 0 | 0 | 0 | 0 | 0 | 0 | 0 | 0 | 0 | 0 | 0 | 0 | 0 | 0 | 0 | 0 | 0 | 0 | 0 | 0 | 0 | 0 | 0 | 0 | 0 | 0 | 0 | 0
F2_Commercial_Restaurant_New_Cooling_Electric_RTU_E8 | F2 | Commercial | Restaurant | New | Cooling | Electric | RTU | E8 | TRC BC Ratio | 0 | 0 | 0 | 0 | 0 | 0 | 0 | 0 | 0 | 0 | 0 | 0 | 0 | 0 | 0 | 0 | 0 | 0 | 0 | 0 | 0 | 0 | 0 | 0 | 0 | 0 | 0 | 0 | 0 | 0
F2_Commercial_Restaurant_New_Cooling_Electric_RTU_E9 | F2 | Commercial | Restaurant | New | Cooling | Electric | RTU | E9 | TRC BC Ratio | 0 | 0 | 0 | 0 | 0 | 0 | 0 | 0 | 0 | 0 | 0 | 0 | 0 | 0 | 0 | 0 | 0 | 0 | 0 | 0 | 0 | 0 | 0 | 0 | 0 | 0 | 0 | 0 | 0 | 0
F2_Commercial_Restaurant_New_Cooling_Electric_RTU_E10 | F2 | Commercial | Restaurant | New | Cooling | Electric | RTU | E10 | TRC BC Ratio | 0 | 0 | 0 | 0 | 0 | 0 | 0 | 0 | 0 | 0 | 0 | 0 | 0 | 0 | 0 | 0 | 0 | 0 | 0 | 0 | 0 | 0 | 0 | 0 | 0 | 0 | 0 | 0 | 0 | 0
F3_Commercial_Restaurant_New_Cooling_Electric_RTU_E1 | F3 | Commercial | Restaurant | New | Cooling | Electric | RTU | E1 | PACT BC Ratio | 0 | 0 | 0 | 0 | 0 | 0 | 0 | 0 | 0 | 0 | 0 | 0 | 0 | 0 | 0 | 0 | 0 | 0 | 0 | 0 | 0 | 0 | 0 | 0 | 0 | 0 | 0 | 0 | 0 | 0
F3_Commercial_Restaurant_New_Cooling_Electric_RTU_E2 | F3 | Commercial | Restaurant | New | Cooling | Electric | RTU | E2 | PACT BC Ratio | 0 | 0 | 0 | 0 | 0 | 0 | 0 | 0 | 0 | 0 | 0 | 0 | 0 | 0 | 0 | 0 | 0 | 0 | 0 | 0 | 0 | 0 | 0 | 0 | 0 | 0 | 0 | 0 | 0 | 0
F3_Commercial_Restaurant_New_Cooling_Electric_RTU_E3 | F3 | Commercial | Restaurant | New | Cooling | Electric | RTU | E3 | PACT BC Ratio | 0 | 0 | 0 | 0 | 0 | 0 | 0 | 0 | 0 | 0 | 0 | 0 | 0 | 0 | 0 | 0 | 0 | 0 | 0 | 0 | 0 | 0 | 0 | 0 | 0 | 0 | 0 | 0 | 0 | 0
F3_Commercial_Restaurant_New_Cooling_Electric_RTU_E4 | F3 | Commercial | Restaurant | New | Cooling | Electric | RTU | E4 | PACT BC Ratio | 0 | 0 | 0 | 0 | 0 | 0 | 0 | 0 | 0 | 0 | 0 | 0 | 0 | 0 | 0 | 0 | 0 | 0 | 0 | 0 | 0 | 0 | 0 | 0 | 0 | 0 | 0 | 0 | 0 | 0
F3_Commercial_Restaurant_New_Cooling_Electric_RTU_E5 | F3 | Commercial | Restaurant | New | Cooling | Electric | RTU | E5 | PACT BC Ratio | 0 | 0 | 0 | 0 | 0 | 0 | 0 | 0 | 0 | 0 | 0 | 0 | 0 | 0 | 0 | 0 | 0 | 0 | 0 | 0 | 0 | 0 | 0 | 0 | 0 | 0 | 0 | 0 | 0 | 0
F3_Commercial_Restaurant_New_Cooling_Electric_RTU_E6 | F3 | Commercial | Restaurant | New | Cooling | Electric | RTU | E6 | PACT BC Ratio | 0 | 0 | 0 | 0 | 0 | 0 | 0 | 0 | 0 | 0 | 0 | 0 | 0 | 0 | 0 | 0 | 0 | 0 | 0 | 0 | 0 | 0 | 0 | 0 | 0 | 0 | 0 | 0 | 0 | 0
F3_Commercial_Restaurant_New_Cooling_Electric_RTU_E7 | F3 | Commercial | Restaurant | New | Cooling | Electric | RTU | E7 | PACT BC Ratio | 0 | 0 | 0 | 0 | 0 | 0 | 0 | 0 | 0 | 0 | 0 | 0 | 0 | 0 | 0 | 0 | 0 | 0 | 0 | 0 | 0 | 0 | 0 | 0 | 0 | 0 | 0 | 0 | 0 | 0
F3_Commercial_Restaurant_New_Cooling_Electric_RTU_E8 | F3 | Commercial | Restaurant | New | Cooling | Electric | RTU | E8 | PACT BC Ratio | 0 | 0 | 0 | 0 | 0 | 0 | 0 | 0 | 0 | 0 | 0 | 0 | 0 | 0 | 0 | 0 | 0 | 0 | 0 | 0 | 0 | 0 | 0 | 0 | 0 | 0 | 0 | 0 | 0 | 0
F3_Commercial_Restaurant_New_Cooling_Electric_RTU_E9 | F3 | Commercial | Restaurant | New | Cooling | Electric | RTU | E9 | PACT BC Ratio | 0 | 0 | 0 | 0 | 0 | 0 | 0 | 0 | 0 | 0 | 0 | 0 | 0 | 0 | 0 | 0 | 0 | 0 | 0 | 0 | 0 | 0 | 0 | 0 | 0 | 0 | 0 | 0 | 0 | 0
F3_Commercial_Restaurant_New_Cooling_Electric_RTU_E10 | F3 | Commercial | Restaurant | New | Cooling | Electric | RTU | E10 | PACT BC Ratio | 0 | 0 | 0 | 0 | 0 | 0 | 0 | 0 | 0 | 0 | 0 | 0 | 0 | 0 | 0 | 0 | 0 | 0 | 0 | 0 | 0 | 0 | 0 | 0 | 0 | 0 | 0 | 0 | 0 | 0
F4_Commercial_Restaurant_New_Cooling_Electric_RTU_E1 | F4 | Commercial | Restaurant | New | Cooling | Electric | RTU | E1 | RVT BC Ratio | 0 | 0 | 0 | 0 | 0 | 0 | 0 | 0 | 0 | 0 | 0 | 0 | 0 | 0 | 0 | 0 | 0 | 0 | 0 | 0 | 0 | 0 | 0 | 0 | 0 | 0 | 0 | 0 | 0 | 0
F4_Commercial_Restaurant_New_Cooling_Electric_RTU_E2 | F4 | Commercial | Restaurant | New | Cooling | Electric | RTU | E2 | RVT BC Ratio | 0 | 0 | 0 | 0 | 0 | 0 | 0 | 0 | 0 | 0 | 0 | 0 | 0 | 0 | 0 | 0 | 0 | 0 | 0 | 0 | 0 | 0 | 0 | 0 | 0 | 0 | 0 | 0 | 0 | 0
F4_Commercial_Restaurant_New_Cooling_Electric_RTU_E3 | F4 | Commercial | Restaurant | New | Cooling | Electric | RTU | E3 | RVT BC Ratio | 0 | 0 | 0 | 0 | 0 | 0 | 0 | 0 | 0 | 0 | 0 | 0 | 0 | 0 | 0 | 0 | 0 | 0 | 0 | 0 | 0 | 0 | 0 | 0 | 0 | 0 | 0 | 0 | 0 | 0
F4_Commercial_Restaurant_New_Cooling_Electric_RTU_E4 | F4 | Commercial | Restaurant | New | Cooling | Electric | RTU | E4 | RVT BC Ratio | 0 | 0 | 0 | 0 | 0 | 0 | 0 | 0 | 0 | 0 | 0 | 0 | 0 | 0 | 0 | 0 | 0 | 0 | 0 | 0 | 0 | 0 | 0 | 0 | 0 | 0 | 0 | 0 | 0 | 0
F4_Commercial_Restaurant_New_Cooling_Electric_RTU_E5 | F4 | Commercial | Restaurant | New | Cooling | Electric | RTU | E5 | RVT BC Ratio | 0 | 0 | 0 | 0 | 0 | 0 | 0 | 0 | 0 | 0 | 0 | 0 | 0 | 0 | 0 | 0 | 0 | 0 | 0 | 0 | 0 | 0 | 0 | 0 | 0 | 0 | 0 | 0 | 0 | 0
F4_Commercial_Restaurant_New_Cooling_Electric_RTU_E6 | F4 | Commercial | Restaurant | New | Cooling | Electric | RTU | E6 | RVT BC Ratio | 0 | 0 | 0 | 0 | 0 | 0 | 0 | 0 | 0 | 0 | 0 | 0 | 0 | 0 | 0 | 0 | 0 | 0 | 0 | 0 | 0 | 0 | 0 | 0 | 0 | 0 | 0 | 0 | 0 | 0
F4_Commercial_Restaurant_New_Cooling_Electric_RTU_E7 | F4 | Commercial | Restaurant | New | Cooling | Electric | RTU | E7 | RVT BC Ratio | 0 | 0 | 0 | 0 | 0 | 0 | 0 | 0 | 0 | 0 | 0 | 0 | 0 | 0 | 0 | 0 | 0 | 0 | 0 | 0 | 0 | 0 | 0 | 0 | 0 | 0 | 0 | 0 | 0 | 0
F4_Commercial_Restaurant_New_Cooling_Electric_RTU_E8 | F4 | Commercial | Restaurant | New | Cooling | Electric | RTU | E8 | RVT BC Ratio | 0 | 0 | 0 | 0 | 0 | 0 | 0 | 0 | 0 | 0 | 0 | 0 | 0 | 0 | 0 | 0 | 0 | 0 | 0 | 0 | 0 | 0 | 0 | 0 | 0 | 0 | 0 | 0 | 0 | 0
F4_Commercial_Restaurant_New_Cooling_Electric_RTU_E9 | F4 | Commercial | Restaurant | New | Cooling | Electric | RTU | E9 | RVT BC Ratio | 0 | 0 | 0 | 0 | 0 | 0 | 0 | 0 | 0 | 0 | 0 | 0 | 0 | 0 | 0 | 0 | 0 | 0 | 0 | 0 | 0 | 0 | 0 | 0 | 0 | 0 | 0 | 0 | 0 | 0
F4_Commercial_Restaurant_New_Cooling_Electric_RTU_E10 | F4 | Commercial | Restaurant | New | Cooling | Electric | RTU | E10 | RVT BC Ratio | 0 | 0 | 0 | 0 | 0 | 0 | 0 | 0 | 0 | 0 | 0 | 0 | 0 | 0 | 0 | 0 | 0 | 0 | 0 | 0 | 0 | 0 | 0 | 0 | 0 | 0 | 0 | 0 | 0 | 0
F5_Commercial_Restaurant_New_Cooling_Electric_RTU_E1 | F5 | Commercial | Restaurant | New | Cooling | Electric | RTU | E1 | RIM BC Ratio | 0 | 0 | 0 | 0 | 0 | 0 | 0 | 0 | 0 | 0 | 0 | 0 | 0 | 0 | 0 | 0 | 0 | 0 | 0 | 0 | 0 | 0 | 0 | 0 | 0 | 0 | 0 | 0 | 0 | 0
F5_Commercial_Restaurant_New_Cooling_Electric_RTU_E2 | F5 | Commercial | Restaurant | New | Cooling | Electric | RTU | E2 | RIM BC Ratio | 0 | 0 | 0 | 0 | 0 | 0 | 0 | 0 | 0 | 0 | 0 | 0 | 0 | 0 | 0 | 0 | 0 | 0 | 0 | 0 | 0 | 0 | 0 | 0 | 0 | 0 | 0 | 0 | 0 | 0
F5_Commercial_Restaurant_New_Cooling_Electric_RTU_E3 | F5 | Commercial | Restaurant | New | Cooling | Electric | RTU | E3 | RIM BC Ratio | 0 | 0 | 0 | 0 | 0 | 0 | 0 | 0 | 0 | 0 | 0 | 0 | 0 | 0 | 0 | 0 | 0 | 0 | 0 | 0 | 0 | 0 | 0 | 0 | 0 | 0 | 0 | 0 | 0 | 0
F5_Commercial_Restaurant_New_Cooling_Electric_RTU_E4 | F5 | Commercial | Restaurant | New | Cooling | Electric | RTU | E4 | RIM BC Ratio | 0 | 0 | 0 | 0 | 0 | 0 | 0 | 0 | 0 | 0 | 0 | 0 | 0 | 0 | 0 | 0 | 0 | 0 | 0 | 0 | 0 | 0 | 0 | 0 | 0 | 0 | 0 | 0 | 0 | 0
F5_Commercial_Restaurant_New_Cooling_Electric_RTU_E5 | F5 | Commercial | Restaurant | New | Cooling | Electric | RTU | E5 | RIM BC Ratio | 0 | 0 | 0 | 0 | 0 | 0 | 0 | 0 | 0 | 0 | 0 | 0 | 0 | 0 | 0 | 0 | 0 | 0 | 0 | 0 | 0 | 0 | 0 | 0 | 0 | 0 | 0 | 0 | 0 | 0
F5_Commercial_Restaurant_New_Cooling_Electric_RTU_E6 | F5 | Commercial | Restaurant | New | Cooling | Electric | RTU | E6 | RIM BC Ratio | 0 | 0 | 0 | 0 | 0 | 0 | 0 | 0 | 0 | 0 | 0 | 0 | 0 | 0 | 0 | 0 | 0 | 0 | 0 | 0 | 0 | 0 | 0 | 0 | 0 | 0 | 0 | 0 | 0 | 0
F5_Commercial_Restaurant_New_Cooling_Electric_RTU_E7 | F5 | Commercial | Restaurant | New | Cooling | Electric | RTU | E7 | RIM BC Ratio | 0 | 0 | 0 | 0 | 0 | 0 | 0 | 0 | 0 | 0 | 0 | 0 | 0 | 0 | 0 | 0 | 0 | 0 | 0 | 0 | 0 | 0 | 0 | 0 | 0 | 0 | 0 | 0 | 0 | 0
F5_Commercial_Restaurant_New_Cooling_Electric_RTU_E8 | F5 | Commercial | Restaurant | New | Cooling | Electric | RTU | E8 | RIM BC Ratio | 0 | 0 | 0 | 0 | 0 | 0 | 0 | 0 | 0 | 0 | 0 | 0 | 0 | 0 | 0 | 0 | 0 | 0 | 0 | 0 | 0 | 0 | 0 | 0 | 0 | 0 | 0 | 0 | 0 | 0
F5_Commercial_Restaurant_New_Cooling_Electric_RTU_E9 | F5 | Commercial | Restaurant | New | Cooling | Electric | RTU | E9 | RIM BC Ratio | 0 | 0 | 0 | 0 | 0 | 0 | 0 | 0 | 0 | 0 | 0 | 0 | 0 | 0 | 0 | 0 | 0 | 0 | 0 | 0 | 0 | 0 | 0 | 0 | 0 | 0 | 0 | 0 | 0 | 0
F5_Commercial_Restaurant_New_Cooling_Electric_RTU_E10 | F5 | Commercial | Restaurant | New | Cooling | Electric | RTU | E10 | RIM BC Ratio | 0 | 0 | 0 | 0 | 0 | 0 | 0 | 0 | 0 | 0 | 0 | 0 | 0 | 0 | 0 | 0 | 0 | 0 | 0 | 0 | 0 | 0 | 0 | 0 | 0 | 0 | 0 | 0 | 0 | 0
F0_Commercial_Restaurant_New_Cooling_Electric_Packaged Terminal AC_E0 | F0 | Commercial | Restaurant | New | Cooling | Electric | Packaged Terminal AC | E0 | Economic Unit | 0 | 0 | 0 | 0 | 0 | 0 | 0 | 0 | 0 | 0 | 0 | 0 | 0 | 0 | 0 | 0 | 0 | 0 | 0 | 0 | 0 | 0 | 0 | 0 | 0 | 0 | 0 | 0 | 0 | 0
F1_Commercial_Restaurant_New_Cooling_Electric_Packaged Terminal AC_E1 | F1 | Commercial | Restaurant | New | Cooling | Electric | Packaged Terminal AC | E1 | CCE | 0 | 0 | 0 | 0 | 0 | 0 | 0 | 0 | 0 | 0 | 0 | 0 | 0 | 0 | 0 | 0 | 0 | 0 | 0 | 0 | 0 | 0 | 0 | 0 | 0 | 0 | 0 | 0 | 0 | 0
F1_Commercial_Restaurant_New_Cooling_Electric_Packaged Terminal AC_E2 | F1 | Commercial | Restaurant | New | Cooling | Electric | Packaged Terminal AC | E2 | CCE | 0 | 0 | 0 | 0 | 0 | 0 | 0 | 0 | 0 | 0 | 0 | 0 | 0 | 0 | 0 | 0 | 0 | 0 | 0 | 0 | 0 | 0 | 0 | 0 | 0 | 0 | 0 | 0 | 0 | 0
F1_Commercial_Restaurant_New_Cooling_Electric_Packaged Terminal AC_E3 | F1 | Commercial | Restaurant | New | Cooling | Electric | Packaged Terminal AC | E3 | CCE | 0 | 0 | 0 | 0 | 0 | 0 | 0 | 0 | 0 | 0 | 0 | 0 | 0 | 0 | 0 | 0 | 0 | 0 | 0 | 0 | 0 | 0 | 0 | 0 | 0 | 0 | 0 | 0 | 0 | 0
F1_Commercial_Restaurant_New_Cooling_Electric_Packaged Terminal AC_E4 | F1 | Commercial | Restaurant | New | Cooling | Electric | Packaged Terminal AC | E4 | CCE | 0 | 0 | 0 | 0 | 0 | 0 | 0 | 0 | 0 | 0 | 0 | 0 | 0 | 0 | 0 | 0 | 0 | 0 | 0 | 0 | 0 | 0 | 0 | 0 | 0 | 0 | 0 | 0 | 0 | 0
F1_Commercial_Restaurant_New_Cooling_Electric_Packaged Terminal AC_E5 | F1 | Commercial | Restaurant | New | Cooling | Electric | Packaged Terminal AC | E5 | CCE | 0 | 0 | 0 | 0 | 0 | 0 | 0 | 0 | 0 | 0 | 0 | 0 | 0 | 0 | 0 | 0 | 0 | 0 | 0 | 0 | 0 | 0 | 0 | 0 | 0 | 0 | 0 | 0 | 0 | 0
F1_Commercial_Restaurant_New_Cooling_Electric_Packaged Terminal AC_E6 | F1 | Commercial | Restaurant | New | Cooling | Electric | Packaged Terminal AC | E6 | CCE | 0 | 0 | 0 | 0 | 0 | 0 | 0 | 0 | 0 | 0 | 0 | 0 | 0 | 0 | 0 | 0 | 0 | 0 | 0 | 0 | 0 | 0 | 0 | 0 | 0 | 0 | 0 | 0 | 0 | 0
F1_Commercial_Restaurant_New_Cooling_Electric_Packaged Terminal AC_E7 | F1 | Commercial | Restaurant | New | Cooling | Electric | Packaged Terminal AC | E7 | CCE | 0 | 0 | 0 | 0 | 0 | 0 | 0 | 0 | 0 | 0 | 0 | 0 | 0 | 0 | 0 | 0 | 0 | 0 | 0 | 0 | 0 | 0 | 0 | 0 | 0 | 0 | 0 | 0 | 0 | 0
F1_Commercial_Restaurant_New_Cooling_Electric_Packaged Terminal AC_E8 | F1 | Commercial | Restaurant | New | Cooling | Electric | Packaged Terminal AC | E8 | CCE | 0 | 0 | 0 | 0 | 0 | 0 | 0 | 0 | 0 | 0 | 0 | 0 | 0 | 0 | 0 | 0 | 0 | 0 | 0 | 0 | 0 | 0 | 0 | 0 | 0 | 0 | 0 | 0 | 0 | 0
F1_Commercial_Restaurant_New_Cooling_Electric_Packaged Terminal AC_E9 | F1 | Commercial | Restaurant | New | Cooling | Electric | Packaged Terminal AC | E9 | CCE | 0 | 0 | 0 | 0 | 0 | 0 | 0 | 0 | 0 | 0 | 0 | 0 | 0 | 0 | 0 | 0 | 0 | 0 | 0 | 0 | 0 | 0 | 0 | 0 | 0 | 0 | 0 | 0 | 0 | 0
F1_Commercial_Restaurant_New_Cooling_Electric_Packaged Terminal AC_E10 | F1 | Commercial | Restaurant | New | Cooling | Electric | Packaged Terminal AC | E10 | CCE | 0 | 0 | 0 | 0 | 0 | 0 | 0 | 0 | 0 | 0 | 0 | 0 | 0 | 0 | 0 | 0 | 0 | 0 | 0 | 0 | 0 | 0 | 0 | 0 | 0 | 0 | 0 | 0 | 0 | 0
F2_Commercial_Restaurant_New_Cooling_Electric_Packaged Terminal AC_E1 | F2 | Commercial | Restaurant | New | Cooling | Electric | Packaged Terminal AC | E1 | TRC BC Ratio | 0 | 0 | 0 | 0 | 0 | 0 | 0 | 0 | 0 | 0 | 0 | 0 | 0 | 0 | 0 | 0 | 0 | 0 | 0 | 0 | 0 | 0 | 0 | 0 | 0 | 0 | 0 | 0 | 0 | 0
F2_Commercial_Restaurant_New_Cooling_Electric_Packaged Terminal AC_E2 | F2 | Commercial | Restaurant | New | Cooling | Electric | Packaged Terminal AC | E2 | TRC BC Ratio | 0 | 0 | 0 | 0 | 0 | 0 | 0 | 0 | 0 | 0 | 0 | 0 | 0 | 0 | 0 | 0 | 0 | 0 | 0 | 0 | 0 | 0 | 0 | 0 | 0 | 0 | 0 | 0 | 0 | 0
F2_Commercial_Restaurant_New_Cooling_Electric_Packaged Terminal AC_E3 | F2 | Commercial | Restaurant | New | Cooling | Electric | Packaged Terminal AC | E3 | TRC BC Ratio | 0 | 0 | 0 | 0 | 0 | 0 | 0 | 0 | 0 | 0 | 0 | 0 | 0 | 0 | 0 | 0 | 0 | 0 | 0 | 0 | 0 | 0 | 0 | 0 | 0 | 0 | 0 | 0 | 0 | 0
F2_Commercial_Restaurant_New_Cooling_Electric_Packaged Terminal AC_E4 | F2 | Commercial | Restaurant | New | Cooling | Electric | Packaged Terminal AC | E4 | TRC BC Ratio | 0 | 0 | 0 | 0 | 0 | 0 | 0 | 0 | 0 | 0 | 0 | 0 | 0 | 0 | 0 | 0 | 0 | 0 | 0 | 0 | 0 | 0 | 0 | 0 | 0 | 0 | 0 | 0 | 0 | 0
F2_Commercial_Restaurant_New_Cooling_Electric_Packaged Terminal AC_E5 | F2 | Commercial | Restaurant | New | Cooling | Electric | Packaged Terminal AC | E5 | TRC BC Ratio | 0 | 0 | 0 | 0 | 0 | 0 | 0 | 0 | 0 | 0 | 0 | 0 | 0 | 0 | 0 | 0 | 0 | 0 | 0 | 0 | 0 | 0 | 0 | 0 | 0 | 0 | 0 | 0 | 0 | 0
F2_Commercial_Restaurant_New_Cooling_Electric_Packaged Terminal AC_E6 | F2 | Commercial | Restaurant | New | Cooling | Electric | Packaged Terminal AC | E6 | TRC BC Ratio | 0 | 0 | 0 | 0 | 0 | 0 | 0 | 0 | 0 | 0 | 0 | 0 | 0 | 0 | 0 | 0 | 0 | 0 | 0 | 0 | 0 | 0 | 0 | 0 | 0 | 0 | 0 | 0 | 0 | 0
F2_Commercial_Restaurant_New_Cooling_Electric_Packaged Terminal AC_E7 | F2 | Commercial | Restaurant | New | Cooling | Electric | Packaged Terminal AC | E7 | TRC BC Ratio | 0 | 0 | 0 | 0 | 0 | 0 | 0 | 0 | 0 | 0 | 0 | 0 | 0 | 0 | 0 | 0 | 0 | 0 | 0 | 0 | 0 | 0 | 0 | 0 | 0 | 0 | 0 | 0 | 0 | 0
F2_Commercial_Restaurant_New_Cooling_Electric_Packaged Terminal AC_E8 | F2 | Commercial | Restaurant | New | Cooling | Electric | Packaged Terminal AC | E8 | TRC BC Ratio | 0 | 0 | 0 | 0 | 0 | 0 | 0 | 0 | 0 | 0 | 0 | 0 | 0 | 0 | 0 | 0 | 0 | 0 | 0 | 0 | 0 | 0 | 0 | 0 | 0 | 0 | 0 | 0 | 0 | 0
F2_Commercial_Restaurant_New_Cooling_Electric_Packaged Terminal AC_E9 | F2 | Commercial | Restaurant | New | Cooling | Electric | Packaged Terminal AC | E9 | TRC BC Ratio | 0 | 0 | 0 | 0 | 0 | 0 | 0 | 0 | 0 | 0 | 0 | 0 | 0 | 0 | 0 | 0 | 0 | 0 | 0 | 0 | 0 | 0 | 0 | 0 | 0 | 0 | 0 | 0 | 0 | 0
F2_Commercial_Restaurant_New_Cooling_Electric_Packaged Terminal AC_E10 | F2 | Commercial | Restaurant | New | Cooling | Electric | Packaged Terminal AC | E10 | TRC BC Ratio | 0 | 0 | 0 | 0 | 0 | 0 | 0 | 0 | 0 | 0 | 0 | 0 | 0 | 0 | 0 | 0 | 0 | 0 | 0 | 0 | 0 | 0 | 0 | 0 | 0 | 0 | 0 | 0 | 0 | 0
F3_Commercial_Restaurant_New_Cooling_Electric_Packaged Terminal AC_E1 | F3 | Commercial | Restaurant | New | Cooling | Electric | Packaged Terminal AC | E1 | PACT BC Ratio | 0 | 0 | 0 | 0 | 0 | 0 | 0 | 0 | 0 | 0 | 0 | 0 | 0 | 0 | 0 | 0 | 0 | 0 | 0 | 0 | 0 | 0 | 0 | 0 | 0 | 0 | 0 | 0 | 0 | 0
F3_Commercial_Restaurant_New_Cooling_Electric_Packaged Terminal AC_E2 | F3 | Commercial | Restaurant | New | Cooling | Electric | Packaged Terminal AC | E2 | PACT BC Ratio | 0 | 0 | 0 | 0 | 0 | 0 | 0 | 0 | 0 | 0 | 0 | 0 | 0 | 0 | 0 | 0 | 0 | 0 | 0 | 0 | 0 | 0 | 0 | 0 | 0 | 0 | 0 | 0 | 0 | 0
F3_Commercial_Restaurant_New_Cooling_Electric_Packaged Terminal AC_E3 | F3 | Commercial | Restaurant | New | Cooling | Electric | Packaged Terminal AC | E3 | PACT BC Ratio | 0 | 0 | 0 | 0 | 0 | 0 | 0 | 0 | 0 | 0 | 0 | 0 | 0 | 0 | 0 | 0 | 0 | 0 | 0 | 0 | 0 | 0 | 0 | 0 | 0 | 0 | 0 | 0 | 0 | 0
F3_Commercial_Restaurant_New_Cooling_Electric_Packaged Terminal AC_E4 | F3 | Commercial | Restaurant | New | Cooling | Electric | Packaged Terminal AC | E4 | PACT BC Ratio | 0 | 0 | 0 | 0 | 0 | 0 | 0 | 0 | 0 | 0 | 0 | 0 | 0 | 0 | 0 | 0 | 0 | 0 | 0 | 0 | 0 | 0 | 0 | 0 | 0 | 0 | 0 | 0 | 0 | 0
F3_Commercial_Restaurant_New_Cooling_Electric_Packaged Terminal AC_E5 | F3 | Commercial | Restaurant | New | Cooling | Electric | Packaged Terminal AC | E5 | PACT BC Ratio | 0 | 0 | 0 | 0 | 0 | 0 | 0 | 0 | 0 | 0 | 0 | 0 | 0 | 0 | 0 | 0 | 0 | 0 | 0 | 0 | 0 | 0 | 0 | 0 | 0 | 0 | 0 | 0 | 0 | 0
F3_Commercial_Restaurant_New_Cooling_Electric_Packaged Terminal AC_E6 | F3 | Commercial | Restaurant | New | Cooling | Electric | Packaged Terminal AC | E6 | PACT BC Ratio | 0 | 0 | 0 | 0 | 0 | 0 | 0 | 0 | 0 | 0 | 0 | 0 | 0 | 0 | 0 | 0 | 0 | 0 | 0 | 0 | 0 | 0 | 0 | 0 | 0 | 0 | 0 | 0 | 0 | 0
F3_Commercial_Restaurant_New_Cooling_Electric_Packaged Terminal AC_E7 | F3 | Commercial | Restaurant | New | Cooling | Electric | Packaged Terminal AC | E7 | PACT BC Ratio | 0 | 0 | 0 | 0 | 0 | 0 | 0 | 0 | 0 | 0 | 0 | 0 | 0 | 0 | 0 | 0 | 0 | 0 | 0 | 0 | 0 | 0 | 0 | 0 | 0 | 0 | 0 | 0 | 0 | 0
F3_Commercial_Restaurant_New_Cooling_Electric_Packaged Terminal AC_E8 | F3 | Commercial | Restaurant | New | Cooling | Electric | Packaged Terminal AC | E8 | PACT BC Ratio | 0 | 0 | 0 | 0 | 0 | 0 | 0 | 0 | 0 | 0 | 0 | 0 | 0 | 0 | 0 | 0 | 0 | 0 | 0 | 0 | 0 | 0 | 0 | 0 | 0 | 0 | 0 | 0 | 0 | 0
F3_Commercial_Restaurant_New_Cooling_Electric_Packaged Terminal AC_E9 | F3 | Commercial | Restaurant | New | Cooling | Electric | Packaged Terminal AC | E9 | PACT BC Ratio | 0 | 0 | 0 | 0 | 0 | 0 | 0 | 0 | 0 | 0 | 0 | 0 | 0 | 0 | 0 | 0 | 0 | 0 | 0 | 0 | 0 | 0 | 0 | 0 | 0 | 0 | 0 | 0 | 0 | 0
F3_Commercial_Restaurant_New_Cooling_Electric_Packaged Terminal AC_E10 | F3 | Commercial | Restaurant | New | Cooling | Electric | Packaged Terminal AC | E10 | PACT BC Ratio | 0 | 0 | 0 | 0 | 0 | 0 | 0 | 0 | 0 | 0 | 0 | 0 | 0 | 0 | 0 | 0 | 0 | 0 | 0 | 0 | 0 | 0 | 0 | 0 | 0 | 0 | 0 | 0 | 0 | 0
F4_Commercial_Restaurant_New_Cooling_Electric_Packaged Terminal AC_E1 | F4 | Commercial | Restaurant | New | Cooling | Electric | Packaged Terminal AC | E1 | RVT BC Ratio | 0 | 0 | 0 | 0 | 0 | 0 | 0 | 0 | 0 | 0 | 0 | 0 | 0 | 0 | 0 | 0 | 0 | 0 | 0 | 0 | 0 | 0 | 0 | 0 | 0 | 0 | 0 | 0 | 0 | 0
F4_Commercial_Restaurant_New_Cooling_Electric_Packaged Terminal AC_E2 | F4 | Commercial | Restaurant | New | Cooling | Electric | Packaged Terminal AC | E2 | RVT BC Ratio | 0 | 0 | 0 | 0 | 0 | 0 | 0 | 0 | 0 | 0 | 0 | 0 | 0 | 0 | 0 | 0 | 0 | 0 | 0 | 0 | 0 | 0 | 0 | 0 | 0 | 0 | 0 | 0 | 0 | 0
F4_Commercial_Restaurant_New_Cooling_Electric_Packaged Terminal AC_E3 | F4 | Commercial | Restaurant | New | Cooling | Electric | Packaged Terminal AC | E3 | RVT BC Ratio | 0 | 0 | 0 | 0 | 0 | 0 | 0 | 0 | 0 | 0 | 0 | 0 | 0 | 0 | 0 | 0 | 0 | 0 | 0 | 0 | 0 | 0 | 0 | 0 | 0 | 0 | 0 | 0 | 0 | 0
F4_Commercial_Restaurant_New_Cooling_Electric_Packaged Terminal AC_E4 | F4 | Commercial | Restaurant | New | Cooling | Electric | Packaged Terminal AC | E4 | RVT BC Ratio | 0 | 0 | 0 | 0 | 0 | 0 | 0 | 0 | 0 | 0 | 0 | 0 | 0 | 0 | 0 | 0 | 0 | 0 | 0 | 0 | 0 | 0 | 0 | 0 | 0 | 0 | 0 | 0 | 0 | 0
F4_Commercial_Restaurant_New_Cooling_Electric_Packaged Terminal AC_E5 | F4 | Commercial | Restaurant | New | Cooling | Electric | Packaged Terminal AC | E5 | RVT BC Ratio | 0 | 0 | 0 | 0 | 0 | 0 | 0 | 0 | 0 | 0 | 0 | 0 | 0 | 0 | 0 | 0 | 0 | 0 | 0 | 0 | 0 | 0 | 0 | 0 | 0 | 0 | 0 | 0 | 0 | 0
F4_Commercial_Restaurant_New_Cooling_Electric_Packaged Terminal AC_E6 | F4 | Commercial | Restaurant | New | Cooling | Electric | Packaged Terminal AC | E6 | RVT BC Ratio | 0 | 0 | 0 | 0 | 0 | 0 | 0 | 0 | 0 | 0 | 0 | 0 | 0 | 0 | 0 | 0 | 0 | 0 | 0 | 0 | 0 | 0 | 0 | 0 | 0 | 0 | 0 | 0 | 0 | 0
F4_Commercial_Restaurant_New_Cooling_Electric_Packaged Terminal AC_E7 | F4 | Commercial | Restaurant | New | Cooling | Electric | Packaged Terminal AC | E7 | RVT BC Ratio | 0 | 0 | 0 | 0 | 0 | 0 | 0 | 0 | 0 | 0 | 0 | 0 | 0 | 0 | 0 | 0 | 0 | 0 | 0 | 0 | 0 | 0 | 0 | 0 | 0 | 0 | 0 | 0 | 0 | 0
F4_Commercial_Restaurant_New_Cooling_Electric_Packaged Terminal AC_E8 | F4 | Commercial | Restaurant | New | Cooling | Electric | Packaged Terminal AC | E8 | RVT BC Ratio | 0 | 0 | 0 | 0 | 0 | 0 | 0 | 0 | 0 | 0 | 0 | 0 | 0 | 0 | 0 | 0 | 0 | 0 | 0 | 0 | 0 | 0 | 0 | 0 | 0 | 0 | 0 | 0 | 0 | 0
F4_Commercial_Restaurant_New_Cooling_Electric_Packaged Terminal AC_E9 | F4 | Commercial | Restaurant | New | Cooling | Electric | Packaged Terminal AC | E9 | RVT BC Ratio | 0 | 0 | 0 | 0 | 0 | 0 | 0 | 0 | 0 | 0 | 0 | 0 | 0 | 0 | 0 | 0 | 0 | 0 | 0 | 0 | 0 | 0 | 0 | 0 | 0 | 0 | 0 | 0 | 0 | 0
F4_Commercial_Restaurant_New_Cooling_Electric_Packaged Terminal AC_E10 | F4 | Commercial | Restaurant | New | Cooling | Electric | Packaged Terminal AC | E10 | RVT BC Ratio | 0 | 0 | 0 | 0 | 0 | 0 | 0 | 0 | 0 | 0 | 0 | 0 | 0 | 0 | 0 | 0 | 0 | 0 | 0 | 0 | 0 | 0 | 0 | 0 | 0 | 0 | 0 | 0 | 0 | 0
F5_Commercial_Restaurant_New_Cooling_Electric_Packaged Terminal AC_E1 | F5 | Commercial | Restaurant | New | Cooling | Electric | Packaged Terminal AC | E1 | RIM BC Ratio | 0 | 0 | 0 | 0 | 0 | 0 | 0 | 0 | 0 | 0 | 0 | 0 | 0 | 0 | 0 | 0 | 0 | 0 | 0 | 0 | 0 | 0 | 0 | 0 | 0 | 0 | 0 | 0 | 0 | 0
F5_Commercial_Restaurant_New_Cooling_Electric_Packaged Terminal AC_E2 | F5 | Commercial | Restaurant | New | Cooling | Electric | Packaged Terminal AC | E2 | RIM BC Ratio | 0 | 0 | 0 | 0 | 0 | 0 | 0 | 0 | 0 | 0 | 0 | 0 | 0 | 0 | 0 | 0 | 0 | 0 | 0 | 0 | 0 | 0 | 0 | 0 | 0 | 0 | 0 | 0 | 0 | 0
F5_Commercial_Restaurant_New_Cooling_Electric_Packaged Terminal AC_E3 | F5 | Commercial | Restaurant | New | Cooling | Electric | Packaged Terminal AC | E3 | RIM BC Ratio | 0 | 0 | 0 | 0 | 0 | 0 | 0 | 0 | 0 | 0 | 0 | 0 | 0 | 0 | 0 | 0 | 0 | 0 | 0 | 0 | 0 | 0 | 0 | 0 | 0 | 0 | 0 | 0 | 0 | 0
F5_Commercial_Restaurant_New_Cooling_Electric_Packaged Terminal AC_E4 | F5 | Commercial | Restaurant | New | Cooling | Electric | Packaged Terminal AC | E4 | RIM BC Ratio | 0 | 0 | 0 | 0 | 0 | 0 | 0 | 0 | 0 | 0 | 0 | 0 | 0 | 0 | 0 | 0 | 0 | 0 | 0 | 0 | 0 | 0 | 0 | 0 | 0 | 0 | 0 | 0 | 0 | 0
F5_Commercial_Restaurant_New_Cooling_Electric_Packaged Terminal AC_E5 | F5 | Commercial | Restaurant | New | Cooling | Electric | Packaged Terminal AC | E5 | RIM BC Ratio | 0 | 0 | 0 | 0 | 0 | 0 | 0 | 0 | 0 | 0 | 0 | 0 | 0 | 0 | 0 | 0 | 0 | 0 | 0 | 0 | 0 | 0 | 0 | 0 | 0 | 0 | 0 | 0 | 0 | 0
F5_Commercial_Restaurant_New_Cooling_Electric_Packaged Terminal AC_E6 | F5 | Commercial | Restaurant | New | Cooling | Electric | Packaged Terminal AC | E6 | RIM BC Ratio | 0 | 0 | 0 | 0 | 0 | 0 | 0 | 0 | 0 | 0 | 0 | 0 | 0 | 0 | 0 | 0 | 0 | 0 | 0 | 0 | 0 | 0 | 0 | 0 | 0 | 0 | 0 | 0 | 0 | 0
F5_Commercial_Restaurant_New_Cooling_Electric_Packaged Terminal AC_E7 | F5 | Commercial | Restaurant | New | Cooling | Electric | Packaged Terminal AC | E7 | RIM BC Ratio | 0 | 0 | 0 | 0 | 0 | 0 | 0 | 0 | 0 | 0 | 0 | 0 | 0 | 0 | 0 | 0 | 0 | 0 | 0 | 0 | 0 | 0 | 0 | 0 | 0 | 0 | 0 | 0 | 0 | 0
F5_Commercial_Restaurant_New_Cooling_Electric_Packaged Terminal AC_E8 | F5 | Commercial | Restaurant | New | Cooling | Electric | Packaged Terminal AC | E8 | RIM BC Ratio | 0 | 0 | 0 | 0 | 0 | 0 | 0 | 0 | 0 | 0 | 0 | 0 | 0 | 0 | 0 | 0 | 0 | 0 | 0 | 0 | 0 | 0 | 0 | 0 | 0 | 0 | 0 | 0 | 0 | 0
F5_Commercial_Restaurant_New_Cooling_Electric_Packaged Terminal AC_E9 | F5 | Commercial | Restaurant | New | Cooling | Electric | Packaged Terminal AC | E9 | RIM BC Ratio | 0 | 0 | 0 | 0 | 0 | 0 | 0 | 0 | 0 | 0 | 0 | 0 | 0 | 0 | 0 | 0 | 0 | 0 | 0 | 0 | 0 | 0 | 0 | 0 | 0 | 0 | 0 | 0 | 0 | 0
F5_Commercial_Restaurant_New_Cooling_Electric_Packaged Terminal AC_E10 | F5 | Commercial | Restaurant | New | Cooling | Electric | Packaged Terminal AC | E10 | RIM BC Ratio | 0 | 0 | 0 | 0 | 0 | 0 | 0 | 0 | 0 | 0 | 0 | 0 | 0 | 0 | 0 | 0 | 0 | 0 | 0 | 0 | 0 | 0 | 0 | 0 | 0 | 0 | 0 | 0 | 0 | 0
F0_Commercial_Restaurant_New_Cooling_Electric_Packaged Terminal HP_E0 | F0 | Commercial | Restaurant | New | Cooling | Electric | Packaged Terminal HP | E0 | Economic Unit | 0 | 0 | 0 | 0 | 0 | 0 | 0 | 0 | 0 | 0 | 0 | 0 | 0 | 0 | 0 | 0 | 0 | 0 | 0 | 0 | 0 | 0 | 0 | 0 | 0 | 0 | 0 | 0 | 0 | 0
F1_Commercial_Restaurant_New_Cooling_Electric_Packaged Terminal HP_E1 | F1 | Commercial | Restaurant | New | Cooling | Electric | Packaged Terminal HP | E1 | CCE | 0 | 0 | 0 | 0 | 0 | 0 | 0 | 0 | 0 | 0 | 0 | 0 | 0 | 0 | 0 | 0 | 0 | 0 | 0 | 0 | 0 | 0 | 0 | 0 | 0 | 0 | 0 | 0 | 0 | 0
F1_Commercial_Restaurant_New_Cooling_Electric_Packaged Terminal HP_E2 | F1 | Commercial | Restaurant | New | Cooling | Electric | Packaged Terminal HP | E2 | CCE | 0 | 0 | 0 | 0 | 0 | 0 | 0 | 0 | 0 | 0 | 0 | 0 | 0 | 0 | 0 | 0 | 0 | 0 | 0 | 0 | 0 | 0 | 0 | 0 | 0 | 0 | 0 | 0 | 0 | 0
F1_Commercial_Restaurant_New_Cooling_Electric_Packaged Terminal HP_E3 | F1 | Commercial | Restaurant | New | Cooling | Electric | Packaged Terminal HP | E3 | CCE | 0 | 0 | 0 | 0 | 0 | 0 | 0 | 0 | 0 | 0 | 0 | 0 | 0 | 0 | 0 | 0 | 0 | 0 | 0 | 0 | 0 | 0 | 0 | 0 | 0 | 0 | 0 | 0 | 0 | 0
F1_Commercial_Restaurant_New_Cooling_Electric_Packaged Terminal HP_E4 | F1 | Commercial | Restaurant | New | Cooling | Electric | Packaged Terminal HP | E4 | CCE | 0 | 0 | 0 | 0 | 0 | 0 | 0 | 0 | 0 | 0 | 0 | 0 | 0 | 0 | 0 | 0 | 0 | 0 | 0 | 0 | 0 | 0 | 0 | 0 | 0 | 0 | 0 | 0 | 0 | 0
F1_Commercial_Restaurant_New_Cooling_Electric_Packaged Terminal HP_E5 | F1 | Commercial | Restaurant | New | Cooling | Electric | Packaged Terminal HP | E5 | CCE | 0 | 0 | 0 | 0 | 0 | 0 | 0 | 0 | 0 | 0 | 0 | 0 | 0 | 0 | 0 | 0 | 0 | 0 | 0 | 0 | 0 | 0 | 0 | 0 | 0 | 0 | 0 | 0 | 0 | 0
F1_Commercial_Restaurant_New_Cooling_Electric_Packaged Terminal HP_E6 | F1 | Commercial | Restaurant | New | Cooling | Electric | Packaged Terminal HP | E6 | CCE | 0 | 0 | 0 | 0 | 0 | 0 | 0 | 0 | 0 | 0 | 0 | 0 | 0 | 0 | 0 | 0 | 0 | 0 | 0 | 0 | 0 | 0 | 0 | 0 | 0 | 0 | 0 | 0 | 0 | 0
F1_Commercial_Restaurant_New_Cooling_Electric_Packaged Terminal HP_E7 | F1 | Commercial | Restaurant | New | Cooling | Electric | Packaged Terminal HP | E7 | CCE | 0 | 0 | 0 | 0 | 0 | 0 | 0 | 0 | 0 | 0 | 0 | 0 | 0 | 0 | 0 | 0 | 0 | 0 | 0 | 0 | 0 | 0 | 0 | 0 | 0 | 0 | 0 | 0 | 0 | 0
F1_Commercial_Restaurant_New_Cooling_Electric_Packaged Terminal HP_E8 | F1 | Commercial | Restaurant | New | Cooling | Electric | Packaged Terminal HP | E8 | CCE | 0 | 0 | 0 | 0 | 0 | 0 | 0 | 0 | 0 | 0 | 0 | 0 | 0 | 0 | 0 | 0 | 0 | 0 | 0 | 0 | 0 | 0 | 0 | 0 | 0 | 0 | 0 | 0 | 0 | 0
F1_Commercial_Restaurant_New_Cooling_Electric_Packaged Terminal HP_E9 | F1 | Commercial | Restaurant | New | Cooling | Electric | Packaged Terminal HP | E9 | CCE | 0 | 0 | 0 | 0 | 0 | 0 | 0 | 0 | 0 | 0 | 0 | 0 | 0 | 0 | 0 | 0 | 0 | 0 | 0 | 0 | 0 | 0 | 0 | 0 | 0 | 0 | 0 | 0 | 0 | 0
F1_Commercial_Restaurant_New_Cooling_Electric_Packaged Terminal HP_E10 | F1 | Commercial | Restaurant | New | Cooling | Electric | Packaged Terminal HP | E10 | CCE | 0 | 0 | 0 | 0 | 0 | 0 | 0 | 0 | 0 | 0 | 0 | 0 | 0 | 0 | 0 | 0 | 0 | 0 | 0 | 0 | 0 | 0 | 0 | 0 | 0 | 0 | 0 | 0 | 0 | 0
F2_Commercial_Restaurant_New_Cooling_Electric_Packaged Terminal HP_E1 | F2 | Commercial | Restaurant | New | Cooling | Electric | Packaged Terminal HP | E1 | TRC BC Ratio | 0 | 0 | 0 | 0 | 0 | 0 | 0 | 0 | 0 | 0 | 0 | 0 | 0 | 0 | 0 | 0 | 0 | 0 | 0 | 0 | 0 | 0 | 0 | 0 | 0 | 0 | 0 | 0 | 0 | 0
F2_Commercial_Restaurant_New_Cooling_Electric_Packaged Terminal HP_E2 | F2 | Commercial | Restaurant | New | Cooling | Electric | Packaged Terminal HP | E2 | TRC BC Ratio | 0 | 0 | 0 | 0 | 0 | 0 | 0 | 0 | 0 | 0 | 0 | 0 | 0 | 0 | 0 | 0 | 0 | 0 | 0 | 0 | 0 | 0 | 0 | 0 | 0 | 0 | 0 | 0 | 0 | 0
F2_Commercial_Restaurant_New_Cooling_Electric_Packaged Terminal HP_E3 | F2 | Commercial | Restaurant | New | Cooling | Electric | Packaged Terminal HP | E3 | TRC BC Ratio | 0 | 0 | 0 | 0 | 0 | 0 | 0 | 0 | 0 | 0 | 0 | 0 | 0 | 0 | 0 | 0 | 0 | 0 | 0 | 0 | 0 | 0 | 0 | 0 | 0 | 0 | 0 | 0 | 0 | 0
F2_Commercial_Restaurant_New_Cooling_Electric_Packaged Terminal HP_E4 | F2 | Commercial | Restaurant | New | Cooling | Electric | Packaged Terminal HP | E4 | TRC BC Ratio | 0 | 0 | 0 | 0 | 0 | 0 | 0 | 0 | 0 | 0 | 0 | 0 | 0 | 0 | 0 | 0 | 0 | 0 | 0 | 0 | 0 | 0 | 0 | 0 | 0 | 0 | 0 | 0 | 0 | 0
F2_Commercial_Restaurant_New_Cooling_Electric_Packaged Terminal HP_E5 | F2 | Commercial | Restaurant | New | Cooling | Electric | Packaged Terminal HP | E5 | TRC BC Ratio | 0 | 0 | 0 | 0 | 0 | 0 | 0 | 0 | 0 | 0 | 0 | 0 | 0 | 0 | 0 | 0 | 0 | 0 | 0 | 0 | 0 | 0 | 0 | 0 | 0 | 0 | 0 | 0 | 0 | 0
F2_Commercial_Restaurant_New_Cooling_Electric_Packaged Terminal HP_E6 | F2 | Commercial | Restaurant | New | Cooling | Electric | Packaged Terminal HP | E6 | TRC BC Ratio | 0 | 0 | 0 | 0 | 0 | 0 | 0 | 0 | 0 | 0 | 0 | 0 | 0 | 0 | 0 | 0 | 0 | 0 | 0 | 0 | 0 | 0 | 0 | 0 | 0 | 0 | 0 | 0 | 0 | 0
F2_Commercial_Restaurant_New_Cooling_Electric_Packaged Terminal HP_E7 | F2 | Commercial | Restaurant | New | Cooling | Electric | Packaged Terminal HP | E7 | TRC BC Ratio | 0 | 0 | 0 | 0 | 0 | 0 | 0 | 0 | 0 | 0 | 0 | 0 | 0 | 0 | 0 | 0 | 0 | 0 | 0 | 0 | 0 | 0 | 0 | 0 | 0 | 0 | 0 | 0 | 0 | 0
F2_Commercial_Restaurant_New_Cooling_Electric_Packaged Terminal HP_E8 | F2 | Commercial | Restaurant | New | Cooling | Electric | Packaged Terminal HP | E8 | TRC BC Ratio | 0 | 0 | 0 | 0 | 0 | 0 | 0 | 0 | 0 | 0 | 0 | 0 | 0 | 0 | 0 | 0 | 0 | 0 | 0 | 0 | 0 | 0 | 0 | 0 | 0 | 0 | 0 | 0 | 0 | 0
F2_Commercial_Restaurant_New_Cooling_Electric_Packaged Terminal HP_E9 | F2 | Commercial | Restaurant | New | Cooling | Electric | Packaged Terminal HP | E9 | TRC BC Ratio | 0 | 0 | 0 | 0 | 0 | 0 | 0 | 0 | 0 | 0 | 0 | 0 | 0 | 0 | 0 | 0 | 0 | 0 | 0 | 0 | 0 | 0 | 0 | 0 | 0 | 0 | 0 | 0 | 0 | 0
F2_Commercial_Restaurant_New_Cooling_Electric_Packaged Terminal HP_E10 | F2 | Commercial | Restaurant | New | Cooling | Electric | Packaged Terminal HP | E10 | TRC BC Ratio | 0 | 0 | 0 | 0 | 0 | 0 | 0 | 0 | 0 | 0 | 0 | 0 | 0 | 0 | 0 | 0 | 0 | 0 | 0 | 0 | 0 | 0 | 0 | 0 | 0 | 0 | 0 | 0 | 0 | 0
F3_Commercial_Restaurant_New_Cooling_Electric_Packaged Terminal HP_E1 | F3 | Commercial | Restaurant | New | Cooling | Electric | Packaged Terminal HP | E1 | PACT BC Ratio | 0 | 0 | 0 | 0 | 0 | 0 | 0 | 0 | 0 | 0 | 0 | 0 | 0 | 0 | 0 | 0 | 0 | 0 | 0 | 0 | 0 | 0 | 0 | 0 | 0 | 0 | 0 | 0 | 0 | 0
F3_Commercial_Restaurant_New_Cooling_Electric_Packaged Terminal HP_E2 | F3 | Commercial | Restaurant | New | Cooling | Electric | Packaged Terminal HP | E2 | PACT BC Ratio | 0 | 0 | 0 | 0 | 0 | 0 | 0 | 0 | 0 | 0 | 0 | 0 | 0 | 0 | 0 | 0 | 0 | 0 | 0 | 0 | 0 | 0 | 0 | 0 | 0 | 0 | 0 | 0 | 0 | 0
F3_Commercial_Restaurant_New_Cooling_Electric_Packaged Terminal HP_E3 | F3 | Commercial | Restaurant | New | Cooling | Electric | Packaged Terminal HP | E3 | PACT BC Ratio | 0 | 0 | 0 | 0 | 0 | 0 | 0 | 0 | 0 | 0 | 0 | 0 | 0 | 0 | 0 | 0 | 0 | 0 | 0 | 0 | 0 | 0 | 0 | 0 | 0 | 0 | 0 | 0 | 0 | 0
F3_Commercial_Restaurant_New_Cooling_Electric_Packaged Terminal HP_E4 | F3 | Commercial | Restaurant | New | Cooling | Electric | Packaged Terminal HP | E4 | PACT BC Ratio | 0 | 0 | 0 | 0 | 0 | 0 | 0 | 0 | 0 | 0 | 0 | 0 | 0 | 0 | 0 | 0 | 0 | 0 | 0 | 0 | 0 | 0 | 0 | 0 | 0 | 0 | 0 | 0 | 0 | 0
F3_Commercial_Restaurant_New_Cooling_Electric_Packaged Terminal HP_E5 | F3 | Commercial | Restaurant | New | Cooling | Electric | Packaged Terminal HP | E5 | PACT BC Ratio | 0 | 0 | 0 | 0 | 0 | 0 | 0 | 0 | 0 | 0 | 0 | 0 | 0 | 0 | 0 | 0 | 0 | 0 | 0 | 0 | 0 | 0 | 0 | 0 | 0 | 0 | 0 | 0 | 0 | 0
F3_Commercial_Restaurant_New_Cooling_Electric_Packaged Terminal HP_E6 | F3 | Commercial | Restaurant | New | Cooling | Electric | Packaged Terminal HP | E6 | PACT BC Ratio | 0 | 0 | 0 | 0 | 0 | 0 | 0 | 0 | 0 | 0 | 0 | 0 | 0 | 0 | 0 | 0 | 0 | 0 | 0 | 0 | 0 | 0 | 0 | 0 | 0 | 0 | 0 | 0 | 0 | 0
F3_Commercial_Restaurant_New_Cooling_Electric_Packaged Terminal HP_E7 | F3 | Commercial | Restaurant | New | Cooling | Electric | Packaged Terminal HP | E7 | PACT BC Ratio | 0 | 0 | 0 | 0 | 0 | 0 | 0 | 0 | 0 | 0 | 0 | 0 | 0 | 0 | 0 | 0 | 0 | 0 | 0 | 0 | 0 | 0 | 0 | 0 | 0 | 0 | 0 | 0 | 0 | 0
F3_Commercial_Restaurant_New_Cooling_Electric_Packaged Terminal HP_E8 | F3 | Commercial | Restaurant | New | Cooling | Electric | Packaged Terminal HP | E8 | PACT BC Ratio | 0 | 0 | 0 | 0 | 0 | 0 | 0 | 0 | 0 | 0 | 0 | 0 | 0 | 0 | 0 | 0 | 0 | 0 | 0 | 0 | 0 | 0 | 0 | 0 | 0 | 0 | 0 | 0 | 0 | 0
F3_Commercial_Restaurant_New_Cooling_Electric_Packaged Terminal HP_E9 | F3 | Commercial | Restaurant | New | Cooling | Electric | Packaged Terminal HP | E9 | PACT BC Ratio | 0 | 0 | 0 | 0 | 0 | 0 | 0 | 0 | 0 | 0 | 0 | 0 | 0 | 0 | 0 | 0 | 0 | 0 | 0 | 0 | 0 | 0 | 0 | 0 | 0 | 0 | 0 | 0 | 0 | 0
F3_Commercial_Restaurant_New_Cooling_Electric_Packaged Terminal HP_E10 | F3 | Commercial | Restaurant | New | Cooling | Electric | Packaged Terminal HP | E10 | PACT BC Ratio | 0 | 0 | 0 | 0 | 0 | 0 | 0 | 0 | 0 | 0 | 0 | 0 | 0 | 0 | 0 | 0 | 0 | 0 | 0 | 0 | 0 | 0 | 0 | 0 | 0 | 0 | 0 | 0 | 0 | 0
F4_Commercial_Restaurant_New_Cooling_Electric_Packaged Terminal HP_E1 | F4 | Commercial | Restaurant | New | Cooling | Electric | Packaged Terminal HP | E1 | RVT BC Ratio | 0 | 0 | 0 | 0 | 0 | 0 | 0 | 0 | 0 | 0 | 0 | 0 | 0 | 0 | 0 | 0 | 0 | 0 | 0 | 0 | 0 | 0 | 0 | 0 | 0 | 0 | 0 | 0 | 0 | 0
F4_Commercial_Restaurant_New_Cooling_Electric_Packaged Terminal HP_E2 | F4 | Commercial | Restaurant | New | Cooling | Electric | Packaged Terminal HP | E2 | RVT BC Ratio | 0 | 0 | 0 | 0 | 0 | 0 | 0 | 0 | 0 | 0 | 0 | 0 | 0 | 0 | 0 | 0 | 0 | 0 | 0 | 0 | 0 | 0 | 0 | 0 | 0 | 0 | 0 | 0 | 0 | 0
F4_Commercial_Restaurant_New_Cooling_Electric_Packaged Terminal HP_E3 | F4 | Commercial | Restaurant | New | Cooling | Electric | Packaged Terminal HP | E3 | RVT BC Ratio | 0 | 0 | 0 | 0 | 0 | 0 | 0 | 0 | 0 | 0 | 0 | 0 | 0 | 0 | 0 | 0 | 0 | 0 | 0 | 0 | 0 | 0 | 0 | 0 | 0 | 0 | 0 | 0 | 0 | 0
F4_Commercial_Restaurant_New_Cooling_Electric_Packaged Terminal HP_E4 | F4 | Commercial | Restaurant | New | Cooling | Electric | Packaged Terminal HP | E4 | RVT BC Ratio | 0 | 0 | 0 | 0 | 0 | 0 | 0 | 0 | 0 | 0 | 0 | 0 | 0 | 0 | 0 | 0 | 0 | 0 | 0 | 0 | 0 | 0 | 0 | 0 | 0 | 0 | 0 | 0 | 0 | 0
F4_Commercial_Restaurant_New_Cooling_Electric_Packaged Terminal HP_E5 | F4 | Commercial | Restaurant | New | Cooling | Electric | Packaged Terminal HP | E5 | RVT BC Ratio | 0 | 0 | 0 | 0 | 0 | 0 | 0 | 0 | 0 | 0 | 0 | 0 | 0 | 0 | 0 | 0 | 0 | 0 | 0 | 0 | 0 | 0 | 0 | 0 | 0 | 0 | 0 | 0 | 0 | 0
F4_Commercial_Restaurant_New_Cooling_Electric_Packaged Terminal HP_E6 | F4 | Commercial | Restaurant | New | Cooling | Electric | Packaged Terminal HP | E6 | RVT BC Ratio | 0 | 0 | 0 | 0 | 0 | 0 | 0 | 0 | 0 | 0 | 0 | 0 | 0 | 0 | 0 | 0 | 0 | 0 | 0 | 0 | 0 | 0 | 0 | 0 | 0 | 0 | 0 | 0 | 0 | 0
F4_Commercial_Restaurant_New_Cooling_Electric_Packaged Terminal HP_E7 | F4 | Commercial | Restaurant | New | Cooling | Electric | Packaged Terminal HP | E7 | RVT BC Ratio | 0 | 0 | 0 | 0 | 0 | 0 | 0 | 0 | 0 | 0 | 0 | 0 | 0 | 0 | 0 | 0 | 0 | 0 | 0 | 0 | 0 | 0 | 0 | 0 | 0 | 0 | 0 | 0 | 0 | 0
F4_Commercial_Restaurant_New_Cooling_Electric_Packaged Terminal HP_E8 | F4 | Commercial | Restaurant | New | Cooling | Electric | Packaged Terminal HP | E8 | RVT BC Ratio | 0 | 0 | 0 | 0 | 0 | 0 | 0 | 0 | 0 | 0 | 0 | 0 | 0 | 0 | 0 | 0 | 0 | 0 | 0 | 0 | 0 | 0 | 0 | 0 | 0 | 0 | 0 | 0 | 0 | 0
F4_Commercial_Restaurant_New_Cooling_Electric_Packaged Terminal HP_E9 | F4 | Commercial | Restaurant | New | Cooling | Electric | Packaged Terminal HP | E9 | RVT BC Ratio | 0 | 0 | 0 | 0 | 0 | 0 | 0 | 0 | 0 | 0 | 0 | 0 | 0 | 0 | 0 | 0 | 0 | 0 | 0 | 0 | 0 | 0 | 0 | 0 | 0 | 0 | 0 | 0 | 0 | 0
F4_Commercial_Restaurant_New_Cooling_Electric_Packaged Terminal HP_E10 | F4 | Commercial | Restaurant | New | Cooling | Electric | Packaged Terminal HP | E10 | RVT BC Ratio | 0 | 0 | 0 | 0 | 0 | 0 | 0 | 0 | 0 | 0 | 0 | 0 | 0 | 0 | 0 | 0 | 0 | 0 | 0 | 0 | 0 | 0 | 0 | 0 | 0 | 0 | 0 | 0 | 0 | 0
F5_Commercial_Restaurant_New_Cooling_Electric_Packaged Terminal HP_E1 | F5 | Commercial | Restaurant | New | Cooling | Electric | Packaged Terminal HP | E1 | RIM BC Ratio | 0 | 0 | 0 | 0 | 0 | 0 | 0 | 0 | 0 | 0 | 0 | 0 | 0 | 0 | 0 | 0 | 0 | 0 | 0 | 0 | 0 | 0 | 0 | 0 | 0 | 0 | 0 | 0 | 0 | 0
F5_Commercial_Restaurant_New_Cooling_Electric_Packaged Terminal HP_E2 | F5 | Commercial | Restaurant | New | Cooling | Electric | Packaged Terminal HP | E2 | RIM BC Ratio | 0 | 0 | 0 | 0 | 0 | 0 | 0 | 0 | 0 | 0 | 0 | 0 | 0 | 0 | 0 | 0 | 0 | 0 | 0 | 0 | 0 | 0 | 0 | 0 | 0 | 0 | 0 | 0 | 0 | 0
F5_Commercial_Restaurant_New_Cooling_Electric_Packaged Terminal HP_E3 | F5 | Commercial | Restaurant | New | Cooling | Electric | Packaged Terminal HP | E3 | RIM BC Ratio | 0 | 0 | 0 | 0 | 0 | 0 | 0 | 0 | 0 | 0 | 0 | 0 | 0 | 0 | 0 | 0 | 0 | 0 | 0 | 0 | 0 | 0 | 0 | 0 | 0 | 0 | 0 | 0 | 0 | 0
F5_Commercial_Restaurant_New_Cooling_Electric_Packaged Terminal HP_E4 | F5 | Commercial | Restaurant | New | Cooling | Electric | Packaged Terminal HP | E4 | RIM BC Ratio | 0 | 0 | 0 | 0 | 0 | 0 | 0 | 0 | 0 | 0 | 0 | 0 | 0 | 0 | 0 | 0 | 0 | 0 | 0 | 0 | 0 | 0 | 0 | 0 | 0 | 0 | 0 | 0 | 0 | 0
F5_Commercial_Restaurant_New_Cooling_Electric_Packaged Terminal HP_E5 | F5 | Commercial | Restaurant | New | Cooling | Electric | Packaged Terminal HP | E5 | RIM BC Ratio | 0 | 0 | 0 | 0 | 0 | 0 | 0 | 0 | 0 | 0 | 0 | 0 | 0 | 0 | 0 | 0 | 0 | 0 | 0 | 0 | 0 | 0 | 0 | 0 | 0 | 0 | 0 | 0 | 0 | 0
F5_Commercial_Restaurant_New_Cooling_Electric_Packaged Terminal HP_E6 | F5 | Commercial | Restaurant | New | Cooling | Electric | Packaged Terminal HP | E6 | RIM BC Ratio | 0 | 0 | 0 | 0 | 0 | 0 | 0 | 0 | 0 | 0 | 0 | 0 | 0 | 0 | 0 | 0 | 0 | 0 | 0 | 0 | 0 | 0 | 0 | 0 | 0 | 0 | 0 | 0 | 0 | 0
F5_Commercial_Restaurant_New_Cooling_Electric_Packaged Terminal HP_E7 | F5 | Commercial | Restaurant | New | Cooling | Electric | Packaged Terminal HP | E7 | RIM BC Ratio | 0 | 0 | 0 | 0 | 0 | 0 | 0 | 0 | 0 | 0 | 0 | 0 | 0 | 0 | 0 | 0 | 0 | 0 | 0 | 0 | 0 | 0 | 0 | 0 | 0 | 0 | 0 | 0 | 0 | 0
F5_Commercial_Restaurant_New_Cooling_Electric_Packaged Terminal HP_E8 | F5 | Commercial | Restaurant | New | Cooling | Electric | Packaged Terminal HP | E8 | RIM BC Ratio | 0 | 0 | 0 | 0 | 0 | 0 | 0 | 0 | 0 | 0 | 0 | 0 | 0 | 0 | 0 | 0 | 0 | 0 | 0 | 0 | 0 | 0 | 0 | 0 | 0 | 0 | 0 | 0 | 0 | 0
F5_Commercial_Restaurant_New_Cooling_Electric_Packaged Terminal HP_E9 | F5 | Commercial | Restaurant | New | Cooling | Electric | Packaged Terminal HP | E9 | RIM BC Ratio | 0 | 0 | 0 | 0 | 0 | 0 | 0 | 0 | 0 | 0 | 0 | 0 | 0 | 0 | 0 | 0 | 0 | 0 | 0 | 0 | 0 | 0 | 0 | 0 | 0 | 0 | 0 | 0 | 0 | 0
F5_Commercial_Restaurant_New_Cooling_Electric_Packaged Terminal HP_E10 | F5 | Commercial | Restaurant | New | Cooling | Electric | Packaged Terminal HP | E10 | RIM BC Ratio | 0 | 0 | 0 | 0 | 0 | 0 | 0 | 0 | 0 | 0 | 0 | 0 | 0 | 0 | 0 | 0 | 0 | 0 | 0 | 0 | 0 | 0 | 0 | 0 | 0 | 0 | 0 | 0 | 0 | 0
F0_Commercial_Restaurant_New_Cooling_Electric_Evaporative Central AC_E0 | F0 | Commercial | Restaurant | New | Cooling | Electric | Evaporative Central AC | E0 | Economic Unit | 0 | 0 | 0 | 0 | 0 | 0 | 0 | 0 | 0 | 0 | 0 | 0 | 0 | 0 | 0 | 0 | 0 | 0 | 0 | 0 | 0 | 0 | 0 | 0 | 0 | 0 | 0 | 0 | 0 | 0
F1_Commercial_Restaurant_New_Cooling_Electric_Evaporative Central AC_E1 | F1 | Commercial | Restaurant | New | Cooling | Electric | Evaporative Central AC | E1 | CCE | 0 | 0 | 0 | 0 | 0 | 0 | 0 | 0 | 0 | 0 | 0 | 0 | 0 | 0 | 0 | 0 | 0 | 0 | 0 | 0 | 0 | 0 | 0 | 0 | 0 | 0 | 0 | 0 | 0 | 0
F1_Commercial_Restaurant_New_Cooling_Electric_Evaporative Central AC_E2 | F1 | Commercial | Restaurant | New | Cooling | Electric | Evaporative Central AC | E2 | CCE | 0 | 0 | 0 | 0 | 0 | 0 | 0 | 0 | 0 | 0 | 0 | 0 | 0 | 0 | 0 | 0 | 0 | 0 | 0 | 0 | 0 | 0 | 0 | 0 | 0 | 0 | 0 | 0 | 0 | 0
F1_Commercial_Restaurant_New_Cooling_Electric_Evaporative Central AC_E3 | F1 | Commercial | Restaurant | New | Cooling | Electric | Evaporative Central AC | E3 | CCE | 0 | 0 | 0 | 0 | 0 | 0 | 0 | 0 | 0 | 0 | 0 | 0 | 0 | 0 | 0 | 0 | 0 | 0 | 0 | 0 | 0 | 0 | 0 | 0 | 0 | 0 | 0 | 0 | 0 | 0
F1_Commercial_Restaurant_New_Cooling_Electric_Evaporative Central AC_E4 | F1 | Commercial | Restaurant | New | Cooling | Electric | Evaporative Central AC | E4 | CCE | 0 | 0 | 0 | 0 | 0 | 0 | 0 | 0 | 0 | 0 | 0 | 0 | 0 | 0 | 0 | 0 | 0 | 0 | 0 | 0 | 0 | 0 | 0 | 0 | 0 | 0 | 0 | 0 | 0 | 0
F1_Commercial_Restaurant_New_Cooling_Electric_Evaporative Central AC_E5 | F1 | Commercial | Restaurant | New | Cooling | Electric | Evaporative Central AC | E5 | CCE | 0 | 0 | 0 | 0 | 0 | 0 | 0 | 0 | 0 | 0 | 0 | 0 | 0 | 0 | 0 | 0 | 0 | 0 | 0 | 0 | 0 | 0 | 0 | 0 | 0 | 0 | 0 | 0 | 0 | 0
F1_Commercial_Restaurant_New_Cooling_Electric_Evaporative Central AC_E6 | F1 | Commercial | Restaurant | New | Cooling | Electric | Evaporative Central AC | E6 | CCE | 0 | 0 | 0 | 0 | 0 | 0 | 0 | 0 | 0 | 0 | 0 | 0 | 0 | 0 | 0 | 0 | 0 | 0 | 0 | 0 | 0 | 0 | 0 | 0 | 0 | 0 | 0 | 0 | 0 | 0
F1_Commercial_Restaurant_New_Cooling_Electric_Evaporative Central AC_E7 | F1 | Commercial | Restaurant | New | Cooling | Electric | Evaporative Central AC | E7 | CCE | 0 | 0 | 0 | 0 | 0 | 0 | 0 | 0 | 0 | 0 | 0 | 0 | 0 | 0 | 0 | 0 | 0 | 0 | 0 | 0 | 0 | 0 | 0 | 0 | 0 | 0 | 0 | 0 | 0 | 0
F1_Commercial_Restaurant_New_Cooling_Electric_Evaporative Central AC_E8 | F1 | Commercial | Restaurant | New | Cooling | Electric | Evaporative Central AC | E8 | CCE | 0 | 0 | 0 | 0 | 0 | 0 | 0 | 0 | 0 | 0 | 0 | 0 | 0 | 0 | 0 | 0 | 0 | 0 | 0 | 0 | 0 | 0 | 0 | 0 | 0 | 0 | 0 | 0 | 0 | 0
F1_Commercial_Restaurant_New_Cooling_Electric_Evaporative Central AC_E9 | F1 | Commercial | Restaurant | New | Cooling | Electric | Evaporative Central AC | E9 | CCE | 0 | 0 | 0 | 0 | 0 | 0 | 0 | 0 | 0 | 0 | 0 | 0 | 0 | 0 | 0 | 0 | 0 | 0 | 0 | 0 | 0 | 0 | 0 | 0 | 0 | 0 | 0 | 0 | 0 | 0
F1_Commercial_Restaurant_New_Cooling_Electric_Evaporative Central AC_E10 | F1 | Commercial | Restaurant | New | Cooling | Electric | Evaporative Central AC | E10 | CCE | 0 | 0 | 0 | 0 | 0 | 0 | 0 | 0 | 0 | 0 | 0 | 0 | 0 | 0 | 0 | 0 | 0 | 0 | 0 | 0 | 0 | 0 | 0 | 0 | 0 | 0 | 0 | 0 | 0 | 0
F2_Commercial_Restaurant_New_Cooling_Electric_Evaporative Central AC_E1 | F2 | Commercial | Restaurant | New | Cooling | Electric | Evaporative Central AC | E1 | TRC BC Ratio | 0 | 0 | 0 | 0 | 0 | 0 | 0 | 0 | 0 | 0 | 0 | 0 | 0 | 0 | 0 | 0 | 0 | 0 | 0 | 0 | 0 | 0 | 0 | 0 | 0 | 0 | 0 | 0 | 0 | 0
F2_Commercial_Restaurant_New_Cooling_Electric_Evaporative Central AC_E2 | F2 | Commercial | Restaurant | New | Cooling | Electric | Evaporative Central AC | E2 | TRC BC Ratio | 0 | 0 | 0 | 0 | 0 | 0 | 0 | 0 | 0 | 0 | 0 | 0 | 0 | 0 | 0 | 0 | 0 | 0 | 0 | 0 | 0 | 0 | 0 | 0 | 0 | 0 | 0 | 0 | 0 | 0
F2_Commercial_Restaurant_New_Cooling_Electric_Evaporative Central AC_E3 | F2 | Commercial | Restaurant | New | Cooling | Electric | Evaporative Central AC | E3 | TRC BC Ratio | 0 | 0 | 0 | 0 | 0 | 0 | 0 | 0 | 0 | 0 | 0 | 0 | 0 | 0 | 0 | 0 | 0 | 0 | 0 | 0 | 0 | 0 | 0 | 0 | 0 | 0 | 0 | 0 | 0 | 0
F2_Commercial_Restaurant_New_Cooling_Electric_Evaporative Central AC_E4 | F2 | Commercial | Restaurant | New | Cooling | Electric | Evaporative Central AC | E4 | TRC BC Ratio | 0 | 0 | 0 | 0 | 0 | 0 | 0 | 0 | 0 | 0 | 0 | 0 | 0 | 0 | 0 | 0 | 0 | 0 | 0 | 0 | 0 | 0 | 0 | 0 | 0 | 0 | 0 | 0 | 0 | 0
F2_Commercial_Restaurant_New_Cooling_Electric_Evaporative Central AC_E5 | F2 | Commercial | Restaurant | New | Cooling | Electric | Evaporative Central AC | E5 | TRC BC Ratio | 0 | 0 | 0 | 0 | 0 | 0 | 0 | 0 | 0 | 0 | 0 | 0 | 0 | 0 | 0 | 0 | 0 | 0 | 0 | 0 | 0 | 0 | 0 | 0 | 0 | 0 | 0 | 0 | 0 | 0
F2_Commercial_Restaurant_New_Cooling_Electric_Evaporative Central AC_E6 | F2 | Commercial | Restaurant | New | Cooling | Electric | Evaporative Central AC | E6 | TRC BC Ratio | 0 | 0 | 0 | 0 | 0 | 0 | 0 | 0 | 0 | 0 | 0 | 0 | 0 | 0 | 0 | 0 | 0 | 0 | 0 | 0 | 0 | 0 | 0 | 0 | 0 | 0 | 0 | 0 | 0 | 0
F2_Commercial_Restaurant_New_Cooling_Electric_Evaporative Central AC_E7 | F2 | Commercial | Restaurant | New | Cooling | Electric | Evaporative Central AC | E7 | TRC BC Ratio | 0 | 0 | 0 | 0 | 0 | 0 | 0 | 0 | 0 | 0 | 0 | 0 | 0 | 0 | 0 | 0 | 0 | 0 | 0 | 0 | 0 | 0 | 0 | 0 | 0 | 0 | 0 | 0 | 0 | 0
F2_Commercial_Restaurant_New_Cooling_Electric_Evaporative Central AC_E8 | F2 | Commercial | Restaurant | New | Cooling | Electric | Evaporative Central AC | E8 | TRC BC Ratio | 0 | 0 | 0 | 0 | 0 | 0 | 0 | 0 | 0 | 0 | 0 | 0 | 0 | 0 | 0 | 0 | 0 | 0 | 0 | 0 | 0 | 0 | 0 | 0 | 0 | 0 | 0 | 0 | 0 | 0
F2_Commercial_Restaurant_New_Cooling_Electric_Evaporative Central AC_E9 | F2 | Commercial | Restaurant | New | Cooling | Electric | Evaporative Central AC | E9 | TRC BC Ratio | 0 | 0 | 0 | 0 | 0 | 0 | 0 | 0 | 0 | 0 | 0 | 0 | 0 | 0 | 0 | 0 | 0 | 0 | 0 | 0 | 0 | 0 | 0 | 0 | 0 | 0 | 0 | 0 | 0 | 0
F2_Commercial_Restaurant_New_Cooling_Electric_Evaporative Central AC_E10 | F2 | Commercial | Restaurant | New | Cooling | Electric | Evaporative Central AC | E10 | TRC BC Ratio | 0 | 0 | 0 | 0 | 0 | 0 | 0 | 0 | 0 | 0 | 0 | 0 | 0 | 0 | 0 | 0 | 0 | 0 | 0 | 0 | 0 | 0 | 0 | 0 | 0 | 0 | 0 | 0 | 0 | 0
F3_Commercial_Restaurant_New_Cooling_Electric_Evaporative Central AC_E1 | F3 | Commercial | Restaurant | New | Cooling | Electric | Evaporative Central AC | E1 | PACT BC Ratio | 0 | 0 | 0 | 0 | 0 | 0 | 0 | 0 | 0 | 0 | 0 | 0 | 0 | 0 | 0 | 0 | 0 | 0 | 0 | 0 | 0 | 0 | 0 | 0 | 0 | 0 | 0 | 0 | 0 | 0
F3_Commercial_Restaurant_New_Cooling_Electric_Evaporative Central AC_E2 | F3 | Commercial | Restaurant | New | Cooling | Electric | Evaporative Central AC | E2 | PACT BC Ratio | 0 | 0 | 0 | 0 | 0 | 0 | 0 | 0 | 0 | 0 | 0 | 0 | 0 | 0 | 0 | 0 | 0 | 0 | 0 | 0 | 0 | 0 | 0 | 0 | 0 | 0 | 0 | 0 | 0 | 0
F3_Commercial_Restaurant_New_Cooling_Electric_Evaporative Central AC_E3 | F3 | Commercial | Restaurant | New | Cooling | Electric | Evaporative Central AC | E3 | PACT BC Ratio | 0 | 0 | 0 | 0 | 0 | 0 | 0 | 0 | 0 | 0 | 0 | 0 | 0 | 0 | 0 | 0 | 0 | 0 | 0 | 0 | 0 | 0 | 0 | 0 | 0 | 0 | 0 | 0 | 0 | 0
F3_Commercial_Restaurant_New_Cooling_Electric_Evaporative Central AC_E4 | F3 | Commercial | Restaurant | New | Cooling | Electric | Evaporative Central AC | E4 | PACT BC Ratio | 0 | 0 | 0 | 0 | 0 | 0 | 0 | 0 | 0 | 0 | 0 | 0 | 0 | 0 | 0 | 0 | 0 | 0 | 0 | 0 | 0 | 0 | 0 | 0 | 0 | 0 | 0 | 0 | 0 | 0
F3_Commercial_Restaurant_New_Cooling_Electric_Evaporative Central AC_E5 | F3 | Commercial | Restaurant | New | Cooling | Electric | Evaporative Central AC | E5 | PACT BC Ratio | 0 | 0 | 0 | 0 | 0 | 0 | 0 | 0 | 0 | 0 | 0 | 0 | 0 | 0 | 0 | 0 | 0 | 0 | 0 | 0 | 0 | 0 | 0 | 0 | 0 | 0 | 0 | 0 | 0 | 0
F3_Commercial_Restaurant_New_Cooling_Electric_Evaporative Central AC_E6 | F3 | Commercial | Restaurant | New | Cooling | Electric | Evaporative Central AC | E6 | PACT BC Ratio | 0 | 0 | 0 | 0 | 0 | 0 | 0 | 0 | 0 | 0 | 0 | 0 | 0 | 0 | 0 | 0 | 0 | 0 | 0 | 0 | 0 | 0 | 0 | 0 | 0 | 0 | 0 | 0 | 0 | 0
F3_Commercial_Restaurant_New_Cooling_Electric_Evaporative Central AC_E7 | F3 | Commercial | Restaurant | New | Cooling | Electric | Evaporative Central AC | E7 | PACT BC Ratio | 0 | 0 | 0 | 0 | 0 | 0 | 0 | 0 | 0 | 0 | 0 | 0 | 0 | 0 | 0 | 0 | 0 | 0 | 0 | 0 | 0 | 0 | 0 | 0 | 0 | 0 | 0 | 0 | 0 | 0
F3_Commercial_Restaurant_New_Cooling_Electric_Evaporative Central AC_E8 | F3 | Commercial | Restaurant | New | Cooling | Electric | Evaporative Central AC | E8 | PACT BC Ratio | 0 | 0 | 0 | 0 | 0 | 0 | 0 | 0 | 0 | 0 | 0 | 0 | 0 | 0 | 0 | 0 | 0 | 0 | 0 | 0 | 0 | 0 | 0 | 0 | 0 | 0 | 0 | 0 | 0 | 0
F3_Commercial_Restaurant_New_Cooling_Electric_Evaporative Central AC_E9 | F3 | Commercial | Restaurant | New | Cooling | Electric | Evaporative Central AC | E9 | PACT BC Ratio | 0 | 0 | 0 | 0 | 0 | 0 | 0 | 0 | 0 | 0 | 0 | 0 | 0 | 0 | 0 | 0 | 0 | 0 | 0 | 0 | 0 | 0 | 0 | 0 | 0 | 0 | 0 | 0 | 0 | 0
F3_Commercial_Restaurant_New_Cooling_Electric_Evaporative Central AC_E10 | F3 | Commercial | Restaurant | New | Cooling | Electric | Evaporative Central AC | E10 | PACT BC Ratio | 0 | 0 | 0 | 0 | 0 | 0 | 0 | 0 | 0 | 0 | 0 | 0 | 0 | 0 | 0 | 0 | 0 | 0 | 0 | 0 | 0 | 0 | 0 | 0 | 0 | 0 | 0 | 0 | 0 | 0
F4_Commercial_Restaurant_New_Cooling_Electric_Evaporative Central AC_E1 | F4 | Commercial | Restaurant | New | Cooling | Electric | Evaporative Central AC | E1 | RVT BC Ratio | 0 | 0 | 0 | 0 | 0 | 0 | 0 | 0 | 0 | 0 | 0 | 0 | 0 | 0 | 0 | 0 | 0 | 0 | 0 | 0 | 0 | 0 | 0 | 0 | 0 | 0 | 0 | 0 | 0 | 0
F4_Commercial_Restaurant_New_Cooling_Electric_Evaporative Central AC_E2 | F4 | Commercial | Restaurant | New | Cooling | Electric | Evaporative Central AC | E2 | RVT BC Ratio | 0 | 0 | 0 | 0 | 0 | 0 | 0 | 0 | 0 | 0 | 0 | 0 | 0 | 0 | 0 | 0 | 0 | 0 | 0 | 0 | 0 | 0 | 0 | 0 | 0 | 0 | 0 | 0 | 0 | 0
F4_Commercial_Restaurant_New_Cooling_Electric_Evaporative Central AC_E3 | F4 | Commercial | Restaurant | New | Cooling | Electric | Evaporative Central AC | E3 | RVT BC Ratio | 0 | 0 | 0 | 0 | 0 | 0 | 0 | 0 | 0 | 0 | 0 | 0 | 0 | 0 | 0 | 0 | 0 | 0 | 0 | 0 | 0 | 0 | 0 | 0 | 0 | 0 | 0 | 0 | 0 | 0
F4_Commercial_Restaurant_New_Cooling_Electric_Evaporative Central AC_E4 | F4 | Commercial | Restaurant | New | Cooling | Electric | Evaporative Central AC | E4 | RVT BC Ratio | 0 | 0 | 0 | 0 | 0 | 0 | 0 | 0 | 0 | 0 | 0 | 0 | 0 | 0 | 0 | 0 | 0 | 0 | 0 | 0 | 0 | 0 | 0 | 0 | 0 | 0 | 0 | 0 | 0 | 0
F4_Commercial_Restaurant_New_Cooling_Electric_Evaporative Central AC_E5 | F4 | Commercial | Restaurant | New | Cooling | Electric | Evaporative Central AC | E5 | RVT BC Ratio | 0 | 0 | 0 | 0 | 0 | 0 | 0 | 0 | 0 | 0 | 0 | 0 | 0 | 0 | 0 | 0 | 0 | 0 | 0 | 0 | 0 | 0 | 0 | 0 | 0 | 0 | 0 | 0 | 0 | 0
F4_Commercial_Restaurant_New_Cooling_Electric_Evaporative Central AC_E6 | F4 | Commercial | Restaurant | New | Cooling | Electric | Evaporative Central AC | E6 | RVT BC Ratio | 0 | 0 | 0 | 0 | 0 | 0 | 0 | 0 | 0 | 0 | 0 | 0 | 0 | 0 | 0 | 0 | 0 | 0 | 0 | 0 | 0 | 0 | 0 | 0 | 0 | 0 | 0 | 0 | 0 | 0
F4_Commercial_Restaurant_New_Cooling_Electric_Evaporative Central AC_E7 | F4 | Commercial | Restaurant | New | Cooling | Electric | Evaporative Central AC | E7 | RVT BC Ratio | 0 | 0 | 0 | 0 | 0 | 0 | 0 | 0 | 0 | 0 | 0 | 0 | 0 | 0 | 0 | 0 | 0 | 0 | 0 | 0 | 0 | 0 | 0 | 0 | 0 | 0 | 0 | 0 | 0 | 0
F4_Commercial_Restaurant_New_Cooling_Electric_Evaporative Central AC_E8 | F4 | Commercial | Restaurant | New | Cooling | Electric | Evaporative Central AC | E8 | RVT BC Ratio | 0 | 0 | 0 | 0 | 0 | 0 | 0 | 0 | 0 | 0 | 0 | 0 | 0 | 0 | 0 | 0 | 0 | 0 | 0 | 0 | 0 | 0 | 0 | 0 | 0 | 0 | 0 | 0 | 0 | 0
F4_Commercial_Restaurant_New_Cooling_Electric_Evaporative Central AC_E9 | F4 | Commercial | Restaurant | New | Cooling | Electric | Evaporative Central AC | E9 | RVT BC Ratio | 0 | 0 | 0 | 0 | 0 | 0 | 0 | 0 | 0 | 0 | 0 | 0 | 0 | 0 | 0 | 0 | 0 | 0 | 0 | 0 | 0 | 0 | 0 | 0 | 0 | 0 | 0 | 0 | 0 | 0
F4_Commercial_Restaurant_New_Cooling_Electric_Evaporative Central AC_E10 | F4 | Commercial | Restaurant | New | Cooling | Electric | Evaporative Central AC | E10 | RVT BC Ratio | 0 | 0 | 0 | 0 | 0 | 0 | 0 | 0 | 0 | 0 | 0 | 0 | 0 | 0 | 0 | 0 | 0 | 0 | 0 | 0 | 0 | 0 | 0 | 0 | 0 | 0 | 0 | 0 | 0 | 0
F5_Commercial_Restaurant_New_Cooling_Electric_Evaporative Central AC_E1 | F5 | Commercial | Restaurant | New | Cooling | Electric | Evaporative Central AC | E1 | RIM BC Ratio | 0 | 0 | 0 | 0 | 0 | 0 | 0 | 0 | 0 | 0 | 0 | 0 | 0 | 0 | 0 | 0 | 0 | 0 | 0 | 0 | 0 | 0 | 0 | 0 | 0 | 0 | 0 | 0 | 0 | 0
F5_Commercial_Restaurant_New_Cooling_Electric_Evaporative Central AC_E2 | F5 | Commercial | Restaurant | New | Cooling | Electric | Evaporative Central AC | E2 | RIM BC Ratio | 0 | 0 | 0 | 0 | 0 | 0 | 0 | 0 | 0 | 0 | 0 | 0 | 0 | 0 | 0 | 0 | 0 | 0 | 0 | 0 | 0 | 0 | 0 | 0 | 0 | 0 | 0 | 0 | 0 | 0
F5_Commercial_Restaurant_New_Cooling_Electric_Evaporative Central AC_E3 | F5 | Commercial | Restaurant | New | Cooling | Electric | Evaporative Central AC | E3 | RIM BC Ratio | 0 | 0 | 0 | 0 | 0 | 0 | 0 | 0 | 0 | 0 | 0 | 0 | 0 | 0 | 0 | 0 | 0 | 0 | 0 | 0 | 0 | 0 | 0 | 0 | 0 | 0 | 0 | 0 | 0 | 0
F5_Commercial_Restaurant_New_Cooling_Electric_Evaporative Central AC_E4 | F5 | Commercial | Restaurant | New | Cooling | Electric | Evaporative Central AC | E4 | RIM BC Ratio | 0 | 0 | 0 | 0 | 0 | 0 | 0 | 0 | 0 | 0 | 0 | 0 | 0 | 0 | 0 | 0 | 0 | 0 | 0 | 0 | 0 | 0 | 0 | 0 | 0 | 0 | 0 | 0 | 0 | 0
F5_Commercial_Restaurant_New_Cooling_Electric_Evaporative Central AC_E5 | F5 | Commercial | Restaurant | New | Cooling | Electric | Evaporative Central AC | E5 | RIM BC Ratio | 0 | 0 | 0 | 0 | 0 | 0 | 0 | 0 | 0 | 0 | 0 | 0 | 0 | 0 | 0 | 0 | 0 | 0 | 0 | 0 | 0 | 0 | 0 | 0 | 0 | 0 | 0 | 0 | 0 | 0
F5_Commercial_Restaurant_New_Cooling_Electric_Evaporative Central AC_E6 | F5 | Commercial | Restaurant | New | Cooling | Electric | Evaporative Central AC | E6 | RIM BC Ratio | 0 | 0 | 0 | 0 | 0 | 0 | 0 | 0 | 0 | 0 | 0 | 0 | 0 | 0 | 0 | 0 | 0 | 0 | 0 | 0 | 0 | 0 | 0 | 0 | 0 | 0 | 0 | 0 | 0 | 0
F5_Commercial_Restaurant_New_Cooling_Electric_Evaporative Central AC_E7 | F5 | Commercial | Restaurant | New | Cooling | Electric | Evaporative Central AC | E7 | RIM BC Ratio | 0 | 0 | 0 | 0 | 0 | 0 | 0 | 0 | 0 | 0 | 0 | 0 | 0 | 0 | 0 | 0 | 0 | 0 | 0 | 0 | 0 | 0 | 0 | 0 | 0 | 0 | 0 | 0 | 0 | 0
F5_Commercial_Restaurant_New_Cooling_Electric_Evaporative Central AC_E8 | F5 | Commercial | Restaurant | New | Cooling | Electric | Evaporative Central AC | E8 | RIM BC Ratio | 0 | 0 | 0 | 0 | 0 | 0 | 0 | 0 | 0 | 0 | 0 | 0 | 0 | 0 | 0 | 0 | 0 | 0 | 0 | 0 | 0 | 0 | 0 | 0 | 0 | 0 | 0 | 0 | 0 | 0
F5_Commercial_Restaurant_New_Cooling_Electric_Evaporative Central AC_E9 | F5 | Commercial | Restaurant | New | Cooling | Electric | Evaporative Central AC | E9 | RIM BC Ratio | 0 | 0 | 0 | 0 | 0 | 0 | 0 | 0 | 0 | 0 | 0 | 0 | 0 | 0 | 0 | 0 | 0 | 0 | 0 | 0 | 0 | 0 | 0 | 0 | 0 | 0 | 0 | 0 | 0 | 0
F5_Commercial_Restaurant_New_Cooling_Electric_Evaporative Central AC_E10 | F5 | Commercial | Restaurant | New | Cooling | Electric | Evaporative Central AC | E10 | RIM BC Ratio | 0 | 0 | 0 | 0 | 0 | 0 | 0 | 0 | 0 | 0 | 0 | 0 | 0 | 0 | 0 | 0 | 0 | 0 | 0 | 0 | 0 | 0 | 0 | 0 | 0 | 0 | 0 | 0 | 0 | 0
F0_Commercial_Restaurant_New_Cooling_Electric_Air-Source Heat Pump_E0 | F0 | Commercial | Restaurant | New | Cooling | Electric | Air-Source Heat Pump | E0 | Economic Unit | 0 | 0 | 0 | 0 | 0 | 0 | 0 | 0 | 0 | 0 | 0 | 0 | 0 | 0 | 0 | 0 | 0 | 0 | 0 | 0 | 0 | 0 | 0 | 0 | 0 | 0 | 0 | 0 | 0 | 0
F1_Commercial_Restaurant_New_Cooling_Electric_Air-Source Heat Pump_E1 | F1 | Commercial | Restaurant | New | Cooling | Electric | Air-Source Heat Pump | E1 | CCE | 0 | 0 | 0 | 0 | 0 | 0 | 0 | 0 | 0 | 0 | 0 | 0 | 0 | 0 | 0 | 0 | 0 | 0 | 0 | 0 | 0 | 0 | 0 | 0 | 0 | 0 | 0 | 0 | 0 | 0
F1_Commercial_Restaurant_New_Cooling_Electric_Air-Source Heat Pump_E2 | F1 | Commercial | Restaurant | New | Cooling | Electric | Air-Source Heat Pump | E2 | CCE | 0 | 0 | 0 | 0 | 0 | 0 | 0 | 0 | 0 | 0 | 0 | 0 | 0 | 0 | 0 | 0 | 0 | 0 | 0 | 0 | 0 | 0 | 0 | 0 | 0 | 0 | 0 | 0 | 0 | 0
F1_Commercial_Restaurant_New_Cooling_Electric_Air-Source Heat Pump_E3 | F1 | Commercial | Restaurant | New | Cooling | Electric | Air-Source Heat Pump | E3 | CCE | 0 | 0 | 0 | 0 | 0 | 0 | 0 | 0 | 0 | 0 | 0 | 0 | 0 | 0 | 0 | 0 | 0 | 0 | 0 | 0 | 0 | 0 | 0 | 0 | 0 | 0 | 0 | 0 | 0 | 0
F1_Commercial_Restaurant_New_Cooling_Electric_Air-Source Heat Pump_E4 | F1 | Commercial | Restaurant | New | Cooling | Electric | Air-Source Heat Pump | E4 | CCE | 0 | 0 | 0 | 0 | 0 | 0 | 0 | 0 | 0 | 0 | 0 | 0 | 0 | 0 | 0 | 0 | 0 | 0 | 0 | 0 | 0 | 0 | 0 | 0 | 0 | 0 | 0 | 0 | 0 | 0
F1_Commercial_Restaurant_New_Cooling_Electric_Air-Source Heat Pump_E5 | F1 | Commercial | Restaurant | New | Cooling | Electric | Air-Source Heat Pump | E5 | CCE | 0 | 0 | 0 | 0 | 0 | 0 | 0 | 0 | 0 | 0 | 0 | 0 | 0 | 0 | 0 | 0 | 0 | 0 | 0 | 0 | 0 | 0 | 0 | 0 | 0 | 0 | 0 | 0 | 0 | 0
F1_Commercial_Restaurant_New_Cooling_Electric_Air-Source Heat Pump_E6 | F1 | Commercial | Restaurant | New | Cooling | Electric | Air-Source Heat Pump | E6 | CCE | 0 | 0 | 0 | 0 | 0 | 0 | 0 | 0 | 0 | 0 | 0 | 0 | 0 | 0 | 0 | 0 | 0 | 0 | 0 | 0 | 0 | 0 | 0 | 0 | 0 | 0 | 0 | 0 | 0 | 0
F1_Commercial_Restaurant_New_Cooling_Electric_Air-Source Heat Pump_E7 | F1 | Commercial | Restaurant | New | Cooling | Electric | Air-Source Heat Pump | E7 | CCE | 0 | 0 | 0 | 0 | 0 | 0 | 0 | 0 | 0 | 0 | 0 | 0 | 0 | 0 | 0 | 0 | 0 | 0 | 0 | 0 | 0 | 0 | 0 | 0 | 0 | 0 | 0 | 0 | 0 | 0
F1_Commercial_Restaurant_New_Cooling_Electric_Air-Source Heat Pump_E8 | F1 | Commercial | Restaurant | New | Cooling | Electric | Air-Source Heat Pump | E8 | CCE | 0 | 0 | 0 | 0 | 0 | 0 | 0 | 0 | 0 | 0 | 0 | 0 | 0 | 0 | 0 | 0 | 0 | 0 | 0 | 0 | 0 | 0 | 0 | 0 | 0 | 0 | 0 | 0 | 0 | 0
F1_Commercial_Restaurant_New_Cooling_Electric_Air-Source Heat Pump_E9 | F1 | Commercial | Restaurant | New | Cooling | Electric | Air-Source Heat Pump | E9 | CCE | 0 | 0 | 0 | 0 | 0 | 0 | 0 | 0 | 0 | 0 | 0 | 0 | 0 | 0 | 0 | 0 | 0 | 0 | 0 | 0 | 0 | 0 | 0 | 0 | 0 | 0 | 0 | 0 | 0 | 0
F1_Commercial_Restaurant_New_Cooling_Electric_Air-Source Heat Pump_E10 | F1 | Commercial | Restaurant | New | Cooling | Electric | Air-Source Heat Pump | E10 | CCE | 0 | 0 | 0 | 0 | 0 | 0 | 0 | 0 | 0 | 0 | 0 | 0 | 0 | 0 | 0 | 0 | 0 | 0 | 0 | 0 | 0 | 0 | 0 | 0 | 0 | 0 | 0 | 0 | 0 | 0
F2_Commercial_Restaurant_New_Cooling_Electric_Air-Source Heat Pump_E1 | F2 | Commercial | Restaurant | New | Cooling | Electric | Air-Source Heat Pump | E1 | TRC BC Ratio | 0 | 0 | 0 | 0 | 0 | 0 | 0 | 0 | 0 | 0 | 0 | 0 | 0 | 0 | 0 | 0 | 0 | 0 | 0 | 0 | 0 | 0 | 0 | 0 | 0 | 0 | 0 | 0 | 0 | 0
F2_Commercial_Restaurant_New_Cooling_Electric_Air-Source Heat Pump_E2 | F2 | Commercial | Restaurant | New | Cooling | Electric | Air-Source Heat Pump | E2 | TRC BC Ratio | 0 | 0 | 0 | 0 | 0 | 0 | 0 | 0 | 0 | 0 | 0 | 0 | 0 | 0 | 0 | 0 | 0 | 0 | 0 | 0 | 0 | 0 | 0 | 0 | 0 | 0 | 0 | 0 | 0 | 0
F2_Commercial_Restaurant_New_Cooling_Electric_Air-Source Heat Pump_E3 | F2 | Commercial | Restaurant | New | Cooling | Electric | Air-Source Heat Pump | E3 | TRC BC Ratio | 0 | 0 | 0 | 0 | 0 | 0 | 0 | 0 | 0 | 0 | 0 | 0 | 0 | 0 | 0 | 0 | 0 | 0 | 0 | 0 | 0 | 0 | 0 | 0 | 0 | 0 | 0 | 0 | 0 | 0
F2_Commercial_Restaurant_New_Cooling_Electric_Air-Source Heat Pump_E4 | F2 | Commercial | Restaurant | New | Cooling | Electric | Air-Source Heat Pump | E4 | TRC BC Ratio | 0 | 0 | 0 | 0 | 0 | 0 | 0 | 0 | 0 | 0 | 0 | 0 | 0 | 0 | 0 | 0 | 0 | 0 | 0 | 0 | 0 | 0 | 0 | 0 | 0 | 0 | 0 | 0 | 0 | 0
F2_Commercial_Restaurant_New_Cooling_Electric_Air-Source Heat Pump_E5 | F2 | Commercial | Restaurant | New | Cooling | Electric | Air-Source Heat Pump | E5 | TRC BC Ratio | 0 | 0 | 0 | 0 | 0 | 0 | 0 | 0 | 0 | 0 | 0 | 0 | 0 | 0 | 0 | 0 | 0 | 0 | 0 | 0 | 0 | 0 | 0 | 0 | 0 | 0 | 0 | 0 | 0 | 0
F2_Commercial_Restaurant_New_Cooling_Electric_Air-Source Heat Pump_E6 | F2 | Commercial | Restaurant | New | Cooling | Electric | Air-Source Heat Pump | E6 | TRC BC Ratio | 0 | 0 | 0 | 0 | 0 | 0 | 0 | 0 | 0 | 0 | 0 | 0 | 0 | 0 | 0 | 0 | 0 | 0 | 0 | 0 | 0 | 0 | 0 | 0 | 0 | 0 | 0 | 0 | 0 | 0
F2_Commercial_Restaurant_New_Cooling_Electric_Air-Source Heat Pump_E7 | F2 | Commercial | Restaurant | New | Cooling | Electric | Air-Source Heat Pump | E7 | TRC BC Ratio | 0 | 0 | 0 | 0 | 0 | 0 | 0 | 0 | 0 | 0 | 0 | 0 | 0 | 0 | 0 | 0 | 0 | 0 | 0 | 0 | 0 | 0 | 0 | 0 | 0 | 0 | 0 | 0 | 0 | 0
F2_Commercial_Restaurant_New_Cooling_Electric_Air-Source Heat Pump_E8 | F2 | Commercial | Restaurant | New | Cooling | Electric | Air-Source Heat Pump | E8 | TRC BC Ratio | 0 | 0 | 0 | 0 | 0 | 0 | 0 | 0 | 0 | 0 | 0 | 0 | 0 | 0 | 0 | 0 | 0 | 0 | 0 | 0 | 0 | 0 | 0 | 0 | 0 | 0 | 0 | 0 | 0 | 0
F2_Commercial_Restaurant_New_Cooling_Electric_Air-Source Heat Pump_E9 | F2 | Commercial | Restaurant | New | Cooling | Electric | Air-Source Heat Pump | E9 | TRC BC Ratio | 0 | 0 | 0 | 0 | 0 | 0 | 0 | 0 | 0 | 0 | 0 | 0 | 0 | 0 | 0 | 0 | 0 | 0 | 0 | 0 | 0 | 0 | 0 | 0 | 0 | 0 | 0 | 0 | 0 | 0
F2_Commercial_Restaurant_New_Cooling_Electric_Air-Source Heat Pump_E10 | F2 | Commercial | Restaurant | New | Cooling | Electric | Air-Source Heat Pump | E10 | TRC BC Ratio | 0 | 0 | 0 | 0 | 0 | 0 | 0 | 0 | 0 | 0 | 0 | 0 | 0 | 0 | 0 | 0 | 0 | 0 | 0 | 0 | 0 | 0 | 0 | 0 | 0 | 0 | 0 | 0 | 0 | 0
F3_Commercial_Restaurant_New_Cooling_Electric_Air-Source Heat Pump_E1 | F3 | Commercial | Restaurant | New | Cooling | Electric | Air-Source Heat Pump | E1 | PACT BC Ratio | 0 | 0 | 0 | 0 | 0 | 0 | 0 | 0 | 0 | 0 | 0 | 0 | 0 | 0 | 0 | 0 | 0 | 0 | 0 | 0 | 0 | 0 | 0 | 0 | 0 | 0 | 0 | 0 | 0 | 0
F3_Commercial_Restaurant_New_Cooling_Electric_Air-Source Heat Pump_E2 | F3 | Commercial | Restaurant | New | Cooling | Electric | Air-Source Heat Pump | E2 | PACT BC Ratio | 0 | 0 | 0 | 0 | 0 | 0 | 0 | 0 | 0 | 0 | 0 | 0 | 0 | 0 | 0 | 0 | 0 | 0 | 0 | 0 | 0 | 0 | 0 | 0 | 0 | 0 | 0 | 0 | 0 | 0
F3_Commercial_Restaurant_New_Cooling_Electric_Air-Source Heat Pump_E3 | F3 | Commercial | Restaurant | New | Cooling | Electric | Air-Source Heat Pump | E3 | PACT BC Ratio | 0 | 0 | 0 | 0 | 0 | 0 | 0 | 0 | 0 | 0 | 0 | 0 | 0 | 0 | 0 | 0 | 0 | 0 | 0 | 0 | 0 | 0 | 0 | 0 | 0 | 0 | 0 | 0 | 0 | 0
F3_Commercial_Restaurant_New_Cooling_Electric_Air-Source Heat Pump_E4 | F3 | Commercial | Restaurant | New | Cooling | Electric | Air-Source Heat Pump | E4 | PACT BC Ratio | 0 | 0 | 0 | 0 | 0 | 0 | 0 | 0 | 0 | 0 | 0 | 0 | 0 | 0 | 0 | 0 | 0 | 0 | 0 | 0 | 0 | 0 | 0 | 0 | 0 | 0 | 0 | 0 | 0 | 0
F3_Commercial_Restaurant_New_Cooling_Electric_Air-Source Heat Pump_E5 | F3 | Commercial | Restaurant | New | Cooling | Electric | Air-Source Heat Pump | E5 | PACT BC Ratio | 0 | 0 | 0 | 0 | 0 | 0 | 0 | 0 | 0 | 0 | 0 | 0 | 0 | 0 | 0 | 0 | 0 | 0 | 0 | 0 | 0 | 0 | 0 | 0 | 0 | 0 | 0 | 0 | 0 | 0
F3_Commercial_Restaurant_New_Cooling_Electric_Air-Source Heat Pump_E6 | F3 | Commercial | Restaurant | New | Cooling | Electric | Air-Source Heat Pump | E6 | PACT BC Ratio | 0 | 0 | 0 | 0 | 0 | 0 | 0 | 0 | 0 | 0 | 0 | 0 | 0 | 0 | 0 | 0 | 0 | 0 | 0 | 0 | 0 | 0 | 0 | 0 | 0 | 0 | 0 | 0 | 0 | 0
F3_Commercial_Restaurant_New_Cooling_Electric_Air-Source Heat Pump_E7 | F3 | Commercial | Restaurant | New | Cooling | Electric | Air-Source Heat Pump | E7 | PACT BC Ratio | 0 | 0 | 0 | 0 | 0 | 0 | 0 | 0 | 0 | 0 | 0 | 0 | 0 | 0 | 0 | 0 | 0 | 0 | 0 | 0 | 0 | 0 | 0 | 0 | 0 | 0 | 0 | 0 | 0 | 0
F3_Commercial_Restaurant_New_Cooling_Electric_Air-Source Heat Pump_E8 | F3 | Commercial | Restaurant | New | Cooling | Electric | Air-Source Heat Pump | E8 | PACT BC Ratio | 0 | 0 | 0 | 0 | 0 | 0 | 0 | 0 | 0 | 0 | 0 | 0 | 0 | 0 | 0 | 0 | 0 | 0 | 0 | 0 | 0 | 0 | 0 | 0 | 0 | 0 | 0 | 0 | 0 | 0
F3_Commercial_Restaurant_New_Cooling_Electric_Air-Source Heat Pump_E9 | F3 | Commercial | Restaurant | New | Cooling | Electric | Air-Source Heat Pump | E9 | PACT BC Ratio | 0 | 0 | 0 | 0 | 0 | 0 | 0 | 0 | 0 | 0 | 0 | 0 | 0 | 0 | 0 | 0 | 0 | 0 | 0 | 0 | 0 | 0 | 0 | 0 | 0 | 0 | 0 | 0 | 0 | 0
F3_Commercial_Restaurant_New_Cooling_Electric_Air-Source Heat Pump_E10 | F3 | Commercial | Restaurant | New | Cooling | Electric | Air-Source Heat Pump | E10 | PACT BC Ratio | 0 | 0 | 0 | 0 | 0 | 0 | 0 | 0 | 0 | 0 | 0 | 0 | 0 | 0 | 0 | 0 | 0 | 0 | 0 | 0 | 0 | 0 | 0 | 0 | 0 | 0 | 0 | 0 | 0 | 0
F4_Commercial_Restaurant_New_Cooling_Electric_Air-Source Heat Pump_E1 | F4 | Commercial | Restaurant | New | Cooling | Electric | Air-Source Heat Pump | E1 | RVT BC Ratio | 0 | 0 | 0 | 0 | 0 | 0 | 0 | 0 | 0 | 0 | 0 | 0 | 0 | 0 | 0 | 0 | 0 | 0 | 0 | 0 | 0 | 0 | 0 | 0 | 0 | 0 | 0 | 0 | 0 | 0
F4_Commercial_Restaurant_New_Cooling_Electric_Air-Source Heat Pump_E2 | F4 | Commercial | Restaurant | New | Cooling | Electric | Air-Source Heat Pump | E2 | RVT BC Ratio | 0 | 0 | 0 | 0 | 0 | 0 | 0 | 0 | 0 | 0 | 0 | 0 | 0 | 0 | 0 | 0 | 0 | 0 | 0 | 0 | 0 | 0 | 0 | 0 | 0 | 0 | 0 | 0 | 0 | 0
F4_Commercial_Restaurant_New_Cooling_Electric_Air-Source Heat Pump_E3 | F4 | Commercial | Restaurant | New | Cooling | Electric | Air-Source Heat Pump | E3 | RVT BC Ratio | 0 | 0 | 0 | 0 | 0 | 0 | 0 | 0 | 0 | 0 | 0 | 0 | 0 | 0 | 0 | 0 | 0 | 0 | 0 | 0 | 0 | 0 | 0 | 0 | 0 | 0 | 0 | 0 | 0 | 0
F4_Commercial_Restaurant_New_Cooling_Electric_Air-Source Heat Pump_E4 | F4 | Commercial | Restaurant | New | Cooling | Electric | Air-Source Heat Pump | E4 | RVT BC Ratio | 0 | 0 | 0 | 0 | 0 | 0 | 0 | 0 | 0 | 0 | 0 | 0 | 0 | 0 | 0 | 0 | 0 | 0 | 0 | 0 | 0 | 0 | 0 | 0 | 0 | 0 | 0 | 0 | 0 | 0
F4_Commercial_Restaurant_New_Cooling_Electric_Air-Source Heat Pump_E5 | F4 | Commercial | Restaurant | New | Cooling | Electric | Air-Source Heat Pump | E5 | RVT BC Ratio | 0 | 0 | 0 | 0 | 0 | 0 | 0 | 0 | 0 | 0 | 0 | 0 | 0 | 0 | 0 | 0 | 0 | 0 | 0 | 0 | 0 | 0 | 0 | 0 | 0 | 0 | 0 | 0 | 0 | 0
F4_Commercial_Restaurant_New_Cooling_Electric_Air-Source Heat Pump_E6 | F4 | Commercial | Restaurant | New | Cooling | Electric | Air-Source Heat Pump | E6 | RVT BC Ratio | 0 | 0 | 0 | 0 | 0 | 0 | 0 | 0 | 0 | 0 | 0 | 0 | 0 | 0 | 0 | 0 | 0 | 0 | 0 | 0 | 0 | 0 | 0 | 0 | 0 | 0 | 0 | 0 | 0 | 0
F4_Commercial_Restaurant_New_Cooling_Electric_Air-Source Heat Pump_E7 | F4 | Commercial | Restaurant | New | Cooling | Electric | Air-Source Heat Pump | E7 | RVT BC Ratio | 0 | 0 | 0 | 0 | 0 | 0 | 0 | 0 | 0 | 0 | 0 | 0 | 0 | 0 | 0 | 0 | 0 | 0 | 0 | 0 | 0 | 0 | 0 | 0 | 0 | 0 | 0 | 0 | 0 | 0
F4_Commercial_Restaurant_New_Cooling_Electric_Air-Source Heat Pump_E8 | F4 | Commercial | Restaurant | New | Cooling | Electric | Air-Source Heat Pump | E8 | RVT BC Ratio | 0 | 0 | 0 | 0 | 0 | 0 | 0 | 0 | 0 | 0 | 0 | 0 | 0 | 0 | 0 | 0 | 0 | 0 | 0 | 0 | 0 | 0 | 0 | 0 | 0 | 0 | 0 | 0 | 0 | 0
F4_Commercial_Restaurant_New_Cooling_Electric_Air-Source Heat Pump_E9 | F4 | Commercial | Restaurant | New | Cooling | Electric | Air-Source Heat Pump | E9 | RVT BC Ratio | 0 | 0 | 0 | 0 | 0 | 0 | 0 | 0 | 0 | 0 | 0 | 0 | 0 | 0 | 0 | 0 | 0 | 0 | 0 | 0 | 0 | 0 | 0 | 0 | 0 | 0 | 0 | 0 | 0 | 0
F4_Commercial_Restaurant_New_Cooling_Electric_Air-Source Heat Pump_E10 | F4 | Commercial | Restaurant | New | Cooling | Electric | Air-Source Heat Pump | E10 | RVT BC Ratio | 0 | 0 | 0 | 0 | 0 | 0 | 0 | 0 | 0 | 0 | 0 | 0 | 0 | 0 | 0 | 0 | 0 | 0 | 0 | 0 | 0 | 0 | 0 | 0 | 0 | 0 | 0 | 0 | 0 | 0
F5_Commercial_Restaurant_New_Cooling_Electric_Air-Source Heat Pump_E1 | F5 | Commercial | Restaurant | New | Cooling | Electric | Air-Source Heat Pump | E1 | RIM BC Ratio | 0 | 0 | 0 | 0 | 0 | 0 | 0 | 0 | 0 | 0 | 0 | 0 | 0 | 0 | 0 | 0 | 0 | 0 | 0 | 0 | 0 | 0 | 0 | 0 | 0 | 0 | 0 | 0 | 0 | 0
F5_Commercial_Restaurant_New_Cooling_Electric_Air-Source Heat Pump_E2 | F5 | Commercial | Restaurant | New | Cooling | Electric | Air-Source Heat Pump | E2 | RIM BC Ratio | 0 | 0 | 0 | 0 | 0 | 0 | 0 | 0 | 0 | 0 | 0 | 0 | 0 | 0 | 0 | 0 | 0 | 0 | 0 | 0 | 0 | 0 | 0 | 0 | 0 | 0 | 0 | 0 | 0 | 0
F5_Commercial_Restaurant_New_Cooling_Electric_Air-Source Heat Pump_E3 | F5 | Commercial | Restaurant | New | Cooling | Electric | Air-Source Heat Pump | E3 | RIM BC Ratio | 0 | 0 | 0 | 0 | 0 | 0 | 0 | 0 | 0 | 0 | 0 | 0 | 0 | 0 | 0 | 0 | 0 | 0 | 0 | 0 | 0 | 0 | 0 | 0 | 0 | 0 | 0 | 0 | 0 | 0
F5_Commercial_Restaurant_New_Cooling_Electric_Air-Source Heat Pump_E4 | F5 | Commercial | Restaurant | New | Cooling | Electric | Air-Source Heat Pump | E4 | RIM BC Ratio | 0 | 0 | 0 | 0 | 0 | 0 | 0 | 0 | 0 | 0 | 0 | 0 | 0 | 0 | 0 | 0 | 0 | 0 | 0 | 0 | 0 | 0 | 0 | 0 | 0 | 0 | 0 | 0 | 0 | 0
F5_Commercial_Restaurant_New_Cooling_Electric_Air-Source Heat Pump_E5 | F5 | Commercial | Restaurant | New | Cooling | Electric | Air-Source Heat Pump | E5 | RIM BC Ratio | 0 | 0 | 0 | 0 | 0 | 0 | 0 | 0 | 0 | 0 | 0 | 0 | 0 | 0 | 0 | 0 | 0 | 0 | 0 | 0 | 0 | 0 | 0 | 0 | 0 | 0 | 0 | 0 | 0 | 0
F5_Commercial_Restaurant_New_Cooling_Electric_Air-Source Heat Pump_E6 | F5 | Commercial | Restaurant | New | Cooling | Electric | Air-Source Heat Pump | E6 | RIM BC Ratio | 0 | 0 | 0 | 0 | 0 | 0 | 0 | 0 | 0 | 0 | 0 | 0 | 0 | 0 | 0 | 0 | 0 | 0 | 0 | 0 | 0 | 0 | 0 | 0 | 0 | 0 | 0 | 0 | 0 | 0
F5_Commercial_Restaurant_New_Cooling_Electric_Air-Source Heat Pump_E7 | F5 | Commercial | Restaurant | New | Cooling | Electric | Air-Source Heat Pump | E7 | RIM BC Ratio | 0 | 0 | 0 | 0 | 0 | 0 | 0 | 0 | 0 | 0 | 0 | 0 | 0 | 0 | 0 | 0 | 0 | 0 | 0 | 0 | 0 | 0 | 0 | 0 | 0 | 0 | 0 | 0 | 0 | 0
F5_Commercial_Restaurant_New_Cooling_Electric_Air-Source Heat Pump_E8 | F5 | Commercial | Restaurant | New | Cooling | Electric | Air-Source Heat Pump | E8 | RIM BC Ratio | 0 | 0 | 0 | 0 | 0 | 0 | 0 | 0 | 0 | 0 | 0 | 0 | 0 | 0 | 0 | 0 | 0 | 0 | 0 | 0 | 0 | 0 | 0 | 0 | 0 | 0 | 0 | 0 | 0 | 0
F5_Commercial_Restaurant_New_Cooling_Electric_Air-Source Heat Pump_E9 | F5 | Commercial | Restaurant | New | Cooling | Electric | Air-Source Heat Pump | E9 | RIM BC Ratio | 0 | 0 | 0 | 0 | 0 | 0 | 0 | 0 | 0 | 0 | 0 | 0 | 0 | 0 | 0 | 0 | 0 | 0 | 0 | 0 | 0 | 0 | 0 | 0 | 0 | 0 | 0 | 0 | 0 | 0
F5_Commercial_Restaurant_New_Cooling_Electric_Air-Source Heat Pump_E10 | F5 | Commercial | Restaurant | New | Cooling | Electric | Air-Source Heat Pump | E10 | RIM BC Ratio | 0 | 0 | 0 | 0 | 0 | 0 | 0 | 0 | 0 | 0 | 0 | 0 | 0 | 0 | 0 | 0 | 0 | 0 | 0 | 0 | 0 | 0 | 0 | 0 | 0 | 0 | 0 | 0 | 0 | 0
F0_Commercial_Restaurant_New_Cooling_Electric_Geothermal Heat Pump_E0 | F0 | Commercial | Restaurant | New | Cooling | Electric | Geothermal Heat Pump | E0 | Economic Unit | 0 | 0 | 0 | 0 | 0 | 0 | 0 | 0 | 0 | 0 | 0 | 0 | 0 | 0 | 0 | 0 | 0 | 0 | 0 | 0 | 0 | 0 | 0 | 0 | 0 | 0 | 0 | 0 | 0 | 0
F1_Commercial_Restaurant_New_Cooling_Electric_Geothermal Heat Pump_E1 | F1 | Commercial | Restaurant | New | Cooling | Electric | Geothermal Heat Pump | E1 | CCE | 0 | 0 | 0 | 0 | 0 | 0 | 0 | 0 | 0 | 0 | 0 | 0 | 0 | 0 | 0 | 0 | 0 | 0 | 0 | 0 | 0 | 0 | 0 | 0 | 0 | 0 | 0 | 0 | 0 | 0
F1_Commercial_Restaurant_New_Cooling_Electric_Geothermal Heat Pump_E2 | F1 | Commercial | Restaurant | New | Cooling | Electric | Geothermal Heat Pump | E2 | CCE | 0 | 0 | 0 | 0 | 0 | 0 | 0 | 0 | 0 | 0 | 0 | 0 | 0 | 0 | 0 | 0 | 0 | 0 | 0 | 0 | 0 | 0 | 0 | 0 | 0 | 0 | 0 | 0 | 0 | 0
F1_Commercial_Restaurant_New_Cooling_Electric_Geothermal Heat Pump_E3 | F1 | Commercial | Restaurant | New | Cooling | Electric | Geothermal Heat Pump | E3 | CCE | 0 | 0 | 0 | 0 | 0 | 0 | 0 | 0 | 0 | 0 | 0 | 0 | 0 | 0 | 0 | 0 | 0 | 0 | 0 | 0 | 0 | 0 | 0 | 0 | 0 | 0 | 0 | 0 | 0 | 0
F1_Commercial_Restaurant_New_Cooling_Electric_Geothermal Heat Pump_E4 | F1 | Commercial | Restaurant | New | Cooling | Electric | Geothermal Heat Pump | E4 | CCE | 0 | 0 | 0 | 0 | 0 | 0 | 0 | 0 | 0 | 0 | 0 | 0 | 0 | 0 | 0 | 0 | 0 | 0 | 0 | 0 | 0 | 0 | 0 | 0 | 0 | 0 | 0 | 0 | 0 | 0
F1_Commercial_Restaurant_New_Cooling_Electric_Geothermal Heat Pump_E5 | F1 | Commercial | Restaurant | New | Cooling | Electric | Geothermal Heat Pump | E5 | CCE | 0 | 0 | 0 | 0 | 0 | 0 | 0 | 0 | 0 | 0 | 0 | 0 | 0 | 0 | 0 | 0 | 0 | 0 | 0 | 0 | 0 | 0 | 0 | 0 | 0 | 0 | 0 | 0 | 0 | 0
F1_Commercial_Restaurant_New_Cooling_Electric_Geothermal Heat Pump_E6 | F1 | Commercial | Restaurant | New | Cooling | Electric | Geothermal Heat Pump | E6 | CCE | 0 | 0 | 0 | 0 | 0 | 0 | 0 | 0 | 0 | 0 | 0 | 0 | 0 | 0 | 0 | 0 | 0 | 0 | 0 | 0 | 0 | 0 | 0 | 0 | 0 | 0 | 0 | 0 | 0 | 0
F1_Commercial_Restaurant_New_Cooling_Electric_Geothermal Heat Pump_E7 | F1 | Commercial | Restaurant | New | Cooling | Electric | Geothermal Heat Pump | E7 | CCE | 0 | 0 | 0 | 0 | 0 | 0 | 0 | 0 | 0 | 0 | 0 | 0 | 0 | 0 | 0 | 0 | 0 | 0 | 0 | 0 | 0 | 0 | 0 | 0 | 0 | 0 | 0 | 0 | 0 | 0
F1_Commercial_Restaurant_New_Cooling_Electric_Geothermal Heat Pump_E8 | F1 | Commercial | Restaurant | New | Cooling | Electric | Geothermal Heat Pump | E8 | CCE | 0 | 0 | 0 | 0 | 0 | 0 | 0 | 0 | 0 | 0 | 0 | 0 | 0 | 0 | 0 | 0 | 0 | 0 | 0 | 0 | 0 | 0 | 0 | 0 | 0 | 0 | 0 | 0 | 0 | 0
F1_Commercial_Restaurant_New_Cooling_Electric_Geothermal Heat Pump_E9 | F1 | Commercial | Restaurant | New | Cooling | Electric | Geothermal Heat Pump | E9 | CCE | 0 | 0 | 0 | 0 | 0 | 0 | 0 | 0 | 0 | 0 | 0 | 0 | 0 | 0 | 0 | 0 | 0 | 0 | 0 | 0 | 0 | 0 | 0 | 0 | 0 | 0 | 0 | 0 | 0 | 0
F1_Commercial_Restaurant_New_Cooling_Electric_Geothermal Heat Pump_E10 | F1 | Commercial | Restaurant | New | Cooling | Electric | Geothermal Heat Pump | E10 | CCE | 0 | 0 | 0 | 0 | 0 | 0 | 0 | 0 | 0 | 0 | 0 | 0 | 0 | 0 | 0 | 0 | 0 | 0 | 0 | 0 | 0 | 0 | 0 | 0 | 0 | 0 | 0 | 0 | 0 | 0
F2_Commercial_Restaurant_New_Cooling_Electric_Geothermal Heat Pump_E1 | F2 | Commercial | Restaurant | New | Cooling | Electric | Geothermal Heat Pump | E1 | TRC BC Ratio | 0 | 0 | 0 | 0 | 0 | 0 | 0 | 0 | 0 | 0 | 0 | 0 | 0 | 0 | 0 | 0 | 0 | 0 | 0 | 0 | 0 | 0 | 0 | 0 | 0 | 0 | 0 | 0 | 0 | 0
F2_Commercial_Restaurant_New_Cooling_Electric_Geothermal Heat Pump_E2 | F2 | Commercial | Restaurant | New | Cooling | Electric | Geothermal Heat Pump | E2 | TRC BC Ratio | 0 | 0 | 0 | 0 | 0 | 0 | 0 | 0 | 0 | 0 | 0 | 0 | 0 | 0 | 0 | 0 | 0 | 0 | 0 | 0 | 0 | 0 | 0 | 0 | 0 | 0 | 0 | 0 | 0 | 0
F2_Commercial_Restaurant_New_Cooling_Electric_Geothermal Heat Pump_E3 | F2 | Commercial | Restaurant | New | Cooling | Electric | Geothermal Heat Pump | E3 | TRC BC Ratio | 0 | 0 | 0 | 0 | 0 | 0 | 0 | 0 | 0 | 0 | 0 | 0 | 0 | 0 | 0 | 0 | 0 | 0 | 0 | 0 | 0 | 0 | 0 | 0 | 0 | 0 | 0 | 0 | 0 | 0
F2_Commercial_Restaurant_New_Cooling_Electric_Geothermal Heat Pump_E4 | F2 | Commercial | Restaurant | New | Cooling | Electric | Geothermal Heat Pump | E4 | TRC BC Ratio | 0 | 0 | 0 | 0 | 0 | 0 | 0 | 0 | 0 | 0 | 0 | 0 | 0 | 0 | 0 | 0 | 0 | 0 | 0 | 0 | 0 | 0 | 0 | 0 | 0 | 0 | 0 | 0 | 0 | 0
F2_Commercial_Restaurant_New_Cooling_Electric_Geothermal Heat Pump_E5 | F2 | Commercial | Restaurant | New | Cooling | Electric | Geothermal Heat Pump | E5 | TRC BC Ratio | 0 | 0 | 0 | 0 | 0 | 0 | 0 | 0 | 0 | 0 | 0 | 0 | 0 | 0 | 0 | 0 | 0 | 0 | 0 | 0 | 0 | 0 | 0 | 0 | 0 | 0 | 0 | 0 | 0 | 0
F2_Commercial_Restaurant_New_Cooling_Electric_Geothermal Heat Pump_E6 | F2 | Commercial | Restaurant | New | Cooling | Electric | Geothermal Heat Pump | E6 | TRC BC Ratio | 0 | 0 | 0 | 0 | 0 | 0 | 0 | 0 | 0 | 0 | 0 | 0 | 0 | 0 | 0 | 0 | 0 | 0 | 0 | 0 | 0 | 0 | 0 | 0 | 0 | 0 | 0 | 0 | 0 | 0
F2_Commercial_Restaurant_New_Cooling_Electric_Geothermal Heat Pump_E7 | F2 | Commercial | Restaurant | New | Cooling | Electric | Geothermal Heat Pump | E7 | TRC BC Ratio | 0 | 0 | 0 | 0 | 0 | 0 | 0 | 0 | 0 | 0 | 0 | 0 | 0 | 0 | 0 | 0 | 0 | 0 | 0 | 0 | 0 | 0 | 0 | 0 | 0 | 0 | 0 | 0 | 0 | 0
F2_Commercial_Restaurant_New_Cooling_Electric_Geothermal Heat Pump_E8 | F2 | Commercial | Restaurant | New | Cooling | Electric | Geothermal Heat Pump | E8 | TRC BC Ratio | 0 | 0 | 0 | 0 | 0 | 0 | 0 | 0 | 0 | 0 | 0 | 0 | 0 | 0 | 0 | 0 | 0 | 0 | 0 | 0 | 0 | 0 | 0 | 0 | 0 | 0 | 0 | 0 | 0 | 0
F2_Commercial_Restaurant_New_Cooling_Electric_Geothermal Heat Pump_E9 | F2 | Commercial | Restaurant | New | Cooling | Electric | Geothermal Heat Pump | E9 | TRC BC Ratio | 0 | 0 | 0 | 0 | 0 | 0 | 0 | 0 | 0 | 0 | 0 | 0 | 0 | 0 | 0 | 0 | 0 | 0 | 0 | 0 | 0 | 0 | 0 | 0 | 0 | 0 | 0 | 0 | 0 | 0
F2_Commercial_Restaurant_New_Cooling_Electric_Geothermal Heat Pump_E10 | F2 | Commercial | Restaurant | New | Cooling | Electric | Geothermal Heat Pump | E10 | TRC BC Ratio | 0 | 0 | 0 | 0 | 0 | 0 | 0 | 0 | 0 | 0 | 0 | 0 | 0 | 0 | 0 | 0 | 0 | 0 | 0 | 0 | 0 | 0 | 0 | 0 | 0 | 0 | 0 | 0 | 0 | 0
F3_Commercial_Restaurant_New_Cooling_Electric_Geothermal Heat Pump_E1 | F3 | Commercial | Restaurant | New | Cooling | Electric | Geothermal Heat Pump | E1 | PACT BC Ratio | 0 | 0 | 0 | 0 | 0 | 0 | 0 | 0 | 0 | 0 | 0 | 0 | 0 | 0 | 0 | 0 | 0 | 0 | 0 | 0 | 0 | 0 | 0 | 0 | 0 | 0 | 0 | 0 | 0 | 0
F3_Commercial_Restaurant_New_Cooling_Electric_Geothermal Heat Pump_E2 | F3 | Commercial | Restaurant | New | Cooling | Electric | Geothermal Heat Pump | E2 | PACT BC Ratio | 0 | 0 | 0 | 0 | 0 | 0 | 0 | 0 | 0 | 0 | 0 | 0 | 0 | 0 | 0 | 0 | 0 | 0 | 0 | 0 | 0 | 0 | 0 | 0 | 0 | 0 | 0 | 0 | 0 | 0
F3_Commercial_Restaurant_New_Cooling_Electric_Geothermal Heat Pump_E3 | F3 | Commercial | Restaurant | New | Cooling | Electric | Geothermal Heat Pump | E3 | PACT BC Ratio | 0 | 0 | 0 | 0 | 0 | 0 | 0 | 0 | 0 | 0 | 0 | 0 | 0 | 0 | 0 | 0 | 0 | 0 | 0 | 0 | 0 | 0 | 0 | 0 | 0 | 0 | 0 | 0 | 0 | 0
F3_Commercial_Restaurant_New_Cooling_Electric_Geothermal Heat Pump_E4 | F3 | Commercial | Restaurant | New | Cooling | Electric | Geothermal Heat Pump | E4 | PACT BC Ratio | 0 | 0 | 0 | 0 | 0 | 0 | 0 | 0 | 0 | 0 | 0 | 0 | 0 | 0 | 0 | 0 | 0 | 0 | 0 | 0 | 0 | 0 | 0 | 0 | 0 | 0 | 0 | 0 | 0 | 0
F3_Commercial_Restaurant_New_Cooling_Electric_Geothermal Heat Pump_E5 | F3 | Commercial | Restaurant | New | Cooling | Electric | Geothermal Heat Pump | E5 | PACT BC Ratio | 0 | 0 | 0 | 0 | 0 | 0 | 0 | 0 | 0 | 0 | 0 | 0 | 0 | 0 | 0 | 0 | 0 | 0 | 0 | 0 | 0 | 0 | 0 | 0 | 0 | 0 | 0 | 0 | 0 | 0
F3_Commercial_Restaurant_New_Cooling_Electric_Geothermal Heat Pump_E6 | F3 | Commercial | Restaurant | New | Cooling | Electric | Geothermal Heat Pump | E6 | PACT BC Ratio | 0 | 0 | 0 | 0 | 0 | 0 | 0 | 0 | 0 | 0 | 0 | 0 | 0 | 0 | 0 | 0 | 0 | 0 | 0 | 0 | 0 | 0 | 0 | 0 | 0 | 0 | 0 | 0 | 0 | 0
F3_Commercial_Restaurant_New_Cooling_Electric_Geothermal Heat Pump_E7 | F3 | Commercial | Restaurant | New | Cooling | Electric | Geothermal Heat Pump | E7 | PACT BC Ratio | 0 | 0 | 0 | 0 | 0 | 0 | 0 | 0 | 0 | 0 | 0 | 0 | 0 | 0 | 0 | 0 | 0 | 0 | 0 | 0 | 0 | 0 | 0 | 0 | 0 | 0 | 0 | 0 | 0 | 0
F3_Commercial_Restaurant_New_Cooling_Electric_Geothermal Heat Pump_E8 | F3 | Commercial | Restaurant | New | Cooling | Electric | Geothermal Heat Pump | E8 | PACT BC Ratio | 0 | 0 | 0 | 0 | 0 | 0 | 0 | 0 | 0 | 0 | 0 | 0 | 0 | 0 | 0 | 0 | 0 | 0 | 0 | 0 | 0 | 0 | 0 | 0 | 0 | 0 | 0 | 0 | 0 | 0
F3_Commercial_Restaurant_New_Cooling_Electric_Geothermal Heat Pump_E9 | F3 | Commercial | Restaurant | New | Cooling | Electric | Geothermal Heat Pump | E9 | PACT BC Ratio | 0 | 0 | 0 | 0 | 0 | 0 | 0 | 0 | 0 | 0 | 0 | 0 | 0 | 0 | 0 | 0 | 0 | 0 | 0 | 0 | 0 | 0 | 0 | 0 | 0 | 0 | 0 | 0 | 0 | 0
F3_Commercial_Restaurant_New_Cooling_Electric_Geothermal Heat Pump_E10 | F3 | Commercial | Restaurant | New | Cooling | Electric | Geothermal Heat Pump | E10 | PACT BC Ratio | 0 | 0 | 0 | 0 | 0 | 0 | 0 | 0 | 0 | 0 | 0 | 0 | 0 | 0 | 0 | 0 | 0 | 0 | 0 | 0 | 0 | 0 | 0 | 0 | 0 | 0 | 0 | 0 | 0 | 0
F4_Commercial_Restaurant_New_Cooling_Electric_Geothermal Heat Pump_E1 | F4 | Commercial | Restaurant | New | Cooling | Electric | Geothermal Heat Pump | E1 | RVT BC Ratio | 0 | 0 | 0 | 0 | 0 | 0 | 0 | 0 | 0 | 0 | 0 | 0 | 0 | 0 | 0 | 0 | 0 | 0 | 0 | 0 | 0 | 0 | 0 | 0 | 0 | 0 | 0 | 0 | 0 | 0
F4_Commercial_Restaurant_New_Cooling_Electric_Geothermal Heat Pump_E2 | F4 | Commercial | Restaurant | New | Cooling | Electric | Geothermal Heat Pump | E2 | RVT BC Ratio | 0 | 0 | 0 | 0 | 0 | 0 | 0 | 0 | 0 | 0 | 0 | 0 | 0 | 0 | 0 | 0 | 0 | 0 | 0 | 0 | 0 | 0 | 0 | 0 | 0 | 0 | 0 | 0 | 0 | 0
F4_Commercial_Restaurant_New_Cooling_Electric_Geothermal Heat Pump_E3 | F4 | Commercial | Restaurant | New | Cooling | Electric | Geothermal Heat Pump | E3 | RVT BC Ratio | 0 | 0 | 0 | 0 | 0 | 0 | 0 | 0 | 0 | 0 | 0 | 0 | 0 | 0 | 0 | 0 | 0 | 0 | 0 | 0 | 0 | 0 | 0 | 0 | 0 | 0 | 0 | 0 | 0 | 0
F4_Commercial_Restaurant_New_Cooling_Electric_Geothermal Heat Pump_E4 | F4 | Commercial | Restaurant | New | Cooling | Electric | Geothermal Heat Pump | E4 | RVT BC Ratio | 0 | 0 | 0 | 0 | 0 | 0 | 0 | 0 | 0 | 0 | 0 | 0 | 0 | 0 | 0 | 0 | 0 | 0 | 0 | 0 | 0 | 0 | 0 | 0 | 0 | 0 | 0 | 0 | 0 | 0
F4_Commercial_Restaurant_New_Cooling_Electric_Geothermal Heat Pump_E5 | F4 | Commercial | Restaurant | New | Cooling | Electric | Geothermal Heat Pump | E5 | RVT BC Ratio | 0 | 0 | 0 | 0 | 0 | 0 | 0 | 0 | 0 | 0 | 0 | 0 | 0 | 0 | 0 | 0 | 0 | 0 | 0 | 0 | 0 | 0 | 0 | 0 | 0 | 0 | 0 | 0 | 0 | 0
F4_Commercial_Restaurant_New_Cooling_Electric_Geothermal Heat Pump_E6 | F4 | Commercial | Restaurant | New | Cooling | Electric | Geothermal Heat Pump | E6 | RVT BC Ratio | 0 | 0 | 0 | 0 | 0 | 0 | 0 | 0 | 0 | 0 | 0 | 0 | 0 | 0 | 0 | 0 | 0 | 0 | 0 | 0 | 0 | 0 | 0 | 0 | 0 | 0 | 0 | 0 | 0 | 0
F4_Commercial_Restaurant_New_Cooling_Electric_Geothermal Heat Pump_E7 | F4 | Commercial | Restaurant | New | Cooling | Electric | Geothermal Heat Pump | E7 | RVT BC Ratio | 0 | 0 | 0 | 0 | 0 | 0 | 0 | 0 | 0 | 0 | 0 | 0 | 0 | 0 | 0 | 0 | 0 | 0 | 0 | 0 | 0 | 0 | 0 | 0 | 0 | 0 | 0 | 0 | 0 | 0
F4_Commercial_Restaurant_New_Cooling_Electric_Geothermal Heat Pump_E8 | F4 | Commercial | Restaurant | New | Cooling | Electric | Geothermal Heat Pump | E8 | RVT BC Ratio | 0 | 0 | 0 | 0 | 0 | 0 | 0 | 0 | 0 | 0 | 0 | 0 | 0 | 0 | 0 | 0 | 0 | 0 | 0 | 0 | 0 | 0 | 0 | 0 | 0 | 0 | 0 | 0 | 0 | 0
F4_Commercial_Restaurant_New_Cooling_Electric_Geothermal Heat Pump_E9 | F4 | Commercial | Restaurant | New | Cooling | Electric | Geothermal Heat Pump | E9 | RVT BC Ratio | 0 | 0 | 0 | 0 | 0 | 0 | 0 | 0 | 0 | 0 | 0 | 0 | 0 | 0 | 0 | 0 | 0 | 0 | 0 | 0 | 0 | 0 | 0 | 0 | 0 | 0 | 0 | 0 | 0 | 0
F4_Commercial_Restaurant_New_Cooling_Electric_Geothermal Heat Pump_E10 | F4 | Commercial | Restaurant | New | Cooling | Electric | Geothermal Heat Pump | E10 | RVT BC Ratio | 0 | 0 | 0 | 0 | 0 | 0 | 0 | 0 | 0 | 0 | 0 | 0 | 0 | 0 | 0 | 0 | 0 | 0 | 0 | 0 | 0 | 0 | 0 | 0 | 0 | 0 | 0 | 0 | 0 | 0
F5_Commercial_Restaurant_New_Cooling_Electric_Geothermal Heat Pump_E1 | F5 | Commercial | Restaurant | New | Cooling | Electric | Geothermal Heat Pump | E1 | RIM BC Ratio | 0 | 0 | 0 | 0 | 0 | 0 | 0 | 0 | 0 | 0 | 0 | 0 | 0 | 0 | 0 | 0 | 0 | 0 | 0 | 0 | 0 | 0 | 0 | 0 | 0 | 0 | 0 | 0 | 0 | 0
F5_Commercial_Restaurant_New_Cooling_Electric_Geothermal Heat Pump_E2 | F5 | Commercial | Restaurant | New | Cooling | Electric | Geothermal Heat Pump | E2 | RIM BC Ratio | 0 | 0 | 0 | 0 | 0 | 0 | 0 | 0 | 0 | 0 | 0 | 0 | 0 | 0 | 0 | 0 | 0 | 0 | 0 | 0 | 0 | 0 | 0 | 0 | 0 | 0 | 0 | 0 | 0 | 0
F5_Commercial_Restaurant_New_Cooling_Electric_Geothermal Heat Pump_E3 | F5 | Commercial | Restaurant | New | Cooling | Electric | Geothermal Heat Pump | E3 | RIM BC Ratio | 0 | 0 | 0 | 0 | 0 | 0 | 0 | 0 | 0 | 0 | 0 | 0 | 0 | 0 | 0 | 0 | 0 | 0 | 0 | 0 | 0 | 0 | 0 | 0 | 0 | 0 | 0 | 0 | 0 | 0
F5_Commercial_Restaurant_New_Cooling_Electric_Geothermal Heat Pump_E4 | F5 | Commercial | Restaurant | New | Cooling | Electric | Geothermal Heat Pump | E4 | RIM BC Ratio | 0 | 0 | 0 | 0 | 0 | 0 | 0 | 0 | 0 | 0 | 0 | 0 | 0 | 0 | 0 | 0 | 0 | 0 | 0 | 0 | 0 | 0 | 0 | 0 | 0 | 0 | 0 | 0 | 0 | 0
F5_Commercial_Restaurant_New_Cooling_Electric_Geothermal Heat Pump_E5 | F5 | Commercial | Restaurant | New | Cooling | Electric | Geothermal Heat Pump | E5 | RIM BC Ratio | 0 | 0 | 0 | 0 | 0 | 0 | 0 | 0 | 0 | 0 | 0 | 0 | 0 | 0 | 0 | 0 | 0 | 0 | 0 | 0 | 0 | 0 | 0 | 0 | 0 | 0 | 0 | 0 | 0 | 0
F5_Commercial_Restaurant_New_Cooling_Electric_Geothermal Heat Pump_E6 | F5 | Commercial | Restaurant | New | Cooling | Electric | Geothermal Heat Pump | E6 | RIM BC Ratio | 0 | 0 | 0 | 0 | 0 | 0 | 0 | 0 | 0 | 0 | 0 | 0 | 0 | 0 | 0 | 0 | 0 | 0 | 0 | 0 | 0 | 0 | 0 | 0 | 0 | 0 | 0 | 0 | 0 | 0
F5_Commercial_Restaurant_New_Cooling_Electric_Geothermal Heat Pump_E7 | F5 | Commercial | Restaurant | New | Cooling | Electric | Geothermal Heat Pump | E7 | RIM BC Ratio | 0 | 0 | 0 | 0 | 0 | 0 | 0 | 0 | 0 | 0 | 0 | 0 | 0 | 0 | 0 | 0 | 0 | 0 | 0 | 0 | 0 | 0 | 0 | 0 | 0 | 0 | 0 | 0 | 0 | 0
F5_Commercial_Restaurant_New_Cooling_Electric_Geothermal Heat Pump_E8 | F5 | Commercial | Restaurant | New | Cooling | Electric | Geothermal Heat Pump | E8 | RIM BC Ratio | 0 | 0 | 0 | 0 | 0 | 0 | 0 | 0 | 0 | 0 | 0 | 0 | 0 | 0 | 0 | 0 | 0 | 0 | 0 | 0 | 0 | 0 | 0 | 0 | 0 | 0 | 0 | 0 | 0 | 0
F5_Commercial_Restaurant_New_Cooling_Electric_Geothermal Heat Pump_E9 | F5 | Commercial | Restaurant | New | Cooling | Electric | Geothermal Heat Pump | E9 | RIM BC Ratio | 0 | 0 | 0 | 0 | 0 | 0 | 0 | 0 | 0 | 0 | 0 | 0 | 0 | 0 | 0 | 0 | 0 | 0 | 0 | 0 | 0 | 0 | 0 | 0 | 0 | 0 | 0 | 0 | 0 | 0
F5_Commercial_Restaurant_New_Cooling_Electric_Geothermal Heat Pump_E10 | F5 | Commercial | Restaurant | New | Cooling | Electric | Geothermal Heat Pump | E10 | RIM BC Ratio | 0 | 0 | 0 | 0 | 0 | 0 | 0 | 0 | 0 | 0 | 0 | 0 | 0 | 0 | 0 | 0 | 0 | 0 | 0 | 0 | 0 | 0 | 0 | 0 | 0 | 0 | 0 | 0 | 0 | 0
F0_Commercial_Restaurant_New_Space Heating_Electric_Electric Furnace_E0 | F0 | Commercial | Restaurant | New | Space Heating | Electric | Electric Furnace | E0 | Economic Unit | 0 | 0 | 0 | 0 | 0 | 0 | 0 | 0 | 0 | 0 | 0 | 0 | 0 | 0 | 0 | 0 | 0 | 0 | 0 | 0 | 0 | 0 | 0 | 0 | 0 | 0 | 0 | 0 | 0 | 0
F1_Commercial_Restaurant_New_Space Heating_Electric_Electric Furnace_E1 | F1 | Commercial | Restaurant | New | Space Heating | Electric | Electric Furnace | E1 | CCE | 0 | 0 | 0 | 0 | 0 | 0 | 0 | 0 | 0 | 0 | 0 | 0 | 0 | 0 | 0 | 0 | 0 | 0 | 0 | 0 | 0 | 0 | 0 | 0 | 0 | 0 | 0 | 0 | 0 | 0
F1_Commercial_Restaurant_New_Space Heating_Electric_Electric Furnace_E2 | F1 | Commercial | Restaurant | New | Space Heating | Electric | Electric Furnace | E2 | CCE | 0 | 0 | 0 | 0 | 0 | 0 | 0 | 0 | 0 | 0 | 0 | 0 | 0 | 0 | 0 | 0 | 0 | 0 | 0 | 0 | 0 | 0 | 0 | 0 | 0 | 0 | 0 | 0 | 0 | 0
F1_Commercial_Restaurant_New_Space Heating_Electric_Electric Furnace_E3 | F1 | Commercial | Restaurant | New | Space Heating | Electric | Electric Furnace | E3 | CCE | 0 | 0 | 0 | 0 | 0 | 0 | 0 | 0 | 0 | 0 | 0 | 0 | 0 | 0 | 0 | 0 | 0 | 0 | 0 | 0 | 0 | 0 | 0 | 0 | 0 | 0 | 0 | 0 | 0 | 0
F1_Commercial_Restaurant_New_Space Heating_Electric_Electric Furnace_E4 | F1 | Commercial | Restaurant | New | Space Heating | Electric | Electric Furnace | E4 | CCE | 0 | 0 | 0 | 0 | 0 | 0 | 0 | 0 | 0 | 0 | 0 | 0 | 0 | 0 | 0 | 0 | 0 | 0 | 0 | 0 | 0 | 0 | 0 | 0 | 0 | 0 | 0 | 0 | 0 | 0
F1_Commercial_Restaurant_New_Space Heating_Electric_Electric Furnace_E5 | F1 | Commercial | Restaurant | New | Space Heating | Electric | Electric Furnace | E5 | CCE | 0 | 0 | 0 | 0 | 0 | 0 | 0 | 0 | 0 | 0 | 0 | 0 | 0 | 0 | 0 | 0 | 0 | 0 | 0 | 0 | 0 | 0 | 0 | 0 | 0 | 0 | 0 | 0 | 0 | 0
F1_Commercial_Restaurant_New_Space Heating_Electric_Electric Furnace_E6 | F1 | Commercial | Restaurant | New | Space Heating | Electric | Electric Furnace | E6 | CCE | 0 | 0 | 0 | 0 | 0 | 0 | 0 | 0 | 0 | 0 | 0 | 0 | 0 | 0 | 0 | 0 | 0 | 0 | 0 | 0 | 0 | 0 | 0 | 0 | 0 | 0 | 0 | 0 | 0 | 0
F1_Commercial_Restaurant_New_Space Heating_Electric_Electric Furnace_E7 | F1 | Commercial | Restaurant | New | Space Heating | Electric | Electric Furnace | E7 | CCE | 0 | 0 | 0 | 0 | 0 | 0 | 0 | 0 | 0 | 0 | 0 | 0 | 0 | 0 | 0 | 0 | 0 | 0 | 0 | 0 | 0 | 0 | 0 | 0 | 0 | 0 | 0 | 0 | 0 | 0
F1_Commercial_Restaurant_New_Space Heating_Electric_Electric Furnace_E8 | F1 | Commercial | Restaurant | New | Space Heating | Electric | Electric Furnace | E8 | CCE | 0 | 0 | 0 | 0 | 0 | 0 | 0 | 0 | 0 | 0 | 0 | 0 | 0 | 0 | 0 | 0 | 0 | 0 | 0 | 0 | 0 | 0 | 0 | 0 | 0 | 0 | 0 | 0 | 0 | 0
F1_Commercial_Restaurant_New_Space Heating_Electric_Electric Furnace_E9 | F1 | Commercial | Restaurant | New | Space Heating | Electric | Electric Furnace | E9 | CCE | 0 | 0 | 0 | 0 | 0 | 0 | 0 | 0 | 0 | 0 | 0 | 0 | 0 | 0 | 0 | 0 | 0 | 0 | 0 | 0 | 0 | 0 | 0 | 0 | 0 | 0 | 0 | 0 | 0 | 0
F1_Commercial_Restaurant_New_Space Heating_Electric_Electric Furnace_E10 | F1 | Commercial | Restaurant | New | Space Heating | Electric | Electric Furnace | E10 | CCE | 0 | 0 | 0 | 0 | 0 | 0 | 0 | 0 | 0 | 0 | 0 | 0 | 0 | 0 | 0 | 0 | 0 | 0 | 0 | 0 | 0 | 0 | 0 | 0 | 0 | 0 | 0 | 0 | 0 | 0
F2_Commercial_Restaurant_New_Space Heating_Electric_Electric Furnace_E1 | F2 | Commercial | Restaurant | New | Space Heating | Electric | Electric Furnace | E1 | TRC BC Ratio | 0 | 0 | 0 | 0 | 0 | 0 | 0 | 0 | 0 | 0 | 0 | 0 | 0 | 0 | 0 | 0 | 0 | 0 | 0 | 0 | 0 | 0 | 0 | 0 | 0 | 0 | 0 | 0 | 0 | 0
F2_Commercial_Restaurant_New_Space Heating_Electric_Electric Furnace_E2 | F2 | Commercial | Restaurant | New | Space Heating | Electric | Electric Furnace | E2 | TRC BC Ratio | 0 | 0 | 0 | 0 | 0 | 0 | 0 | 0 | 0 | 0 | 0 | 0 | 0 | 0 | 0 | 0 | 0 | 0 | 0 | 0 | 0 | 0 | 0 | 0 | 0 | 0 | 0 | 0 | 0 | 0
F2_Commercial_Restaurant_New_Space Heating_Electric_Electric Furnace_E3 | F2 | Commercial | Restaurant | New | Space Heating | Electric | Electric Furnace | E3 | TRC BC Ratio | 0 | 0 | 0 | 0 | 0 | 0 | 0 | 0 | 0 | 0 | 0 | 0 | 0 | 0 | 0 | 0 | 0 | 0 | 0 | 0 | 0 | 0 | 0 | 0 | 0 | 0 | 0 | 0 | 0 | 0
F2_Commercial_Restaurant_New_Space Heating_Electric_Electric Furnace_E4 | F2 | Commercial | Restaurant | New | Space Heating | Electric | Electric Furnace | E4 | TRC BC Ratio | 0 | 0 | 0 | 0 | 0 | 0 | 0 | 0 | 0 | 0 | 0 | 0 | 0 | 0 | 0 | 0 | 0 | 0 | 0 | 0 | 0 | 0 | 0 | 0 | 0 | 0 | 0 | 0 | 0 | 0
F2_Commercial_Restaurant_New_Space Heating_Electric_Electric Furnace_E5 | F2 | Commercial | Restaurant | New | Space Heating | Electric | Electric Furnace | E5 | TRC BC Ratio | 0 | 0 | 0 | 0 | 0 | 0 | 0 | 0 | 0 | 0 | 0 | 0 | 0 | 0 | 0 | 0 | 0 | 0 | 0 | 0 | 0 | 0 | 0 | 0 | 0 | 0 | 0 | 0 | 0 | 0
F2_Commercial_Restaurant_New_Space Heating_Electric_Electric Furnace_E6 | F2 | Commercial | Restaurant | New | Space Heating | Electric | Electric Furnace | E6 | TRC BC Ratio | 0 | 0 | 0 | 0 | 0 | 0 | 0 | 0 | 0 | 0 | 0 | 0 | 0 | 0 | 0 | 0 | 0 | 0 | 0 | 0 | 0 | 0 | 0 | 0 | 0 | 0 | 0 | 0 | 0 | 0
F2_Commercial_Restaurant_New_Space Heating_Electric_Electric Furnace_E7 | F2 | Commercial | Restaurant | New | Space Heating | Electric | Electric Furnace | E7 | TRC BC Ratio | 0 | 0 | 0 | 0 | 0 | 0 | 0 | 0 | 0 | 0 | 0 | 0 | 0 | 0 | 0 | 0 | 0 | 0 | 0 | 0 | 0 | 0 | 0 | 0 | 0 | 0 | 0 | 0 | 0 | 0
F2_Commercial_Restaurant_New_Space Heating_Electric_Electric Furnace_E8 | F2 | Commercial | Restaurant | New | Space Heating | Electric | Electric Furnace | E8 | TRC BC Ratio | 0 | 0 | 0 | 0 | 0 | 0 | 0 | 0 | 0 | 0 | 0 | 0 | 0 | 0 | 0 | 0 | 0 | 0 | 0 | 0 | 0 | 0 | 0 | 0 | 0 | 0 | 0 | 0 | 0 | 0
F2_Commercial_Restaurant_New_Space Heating_Electric_Electric Furnace_E9 | F2 | Commercial | Restaurant | New | Space Heating | Electric | Electric Furnace | E9 | TRC BC Ratio | 0 | 0 | 0 | 0 | 0 | 0 | 0 | 0 | 0 | 0 | 0 | 0 | 0 | 0 | 0 | 0 | 0 | 0 | 0 | 0 | 0 | 0 | 0 | 0 | 0 | 0 | 0 | 0 | 0 | 0
F2_Commercial_Restaurant_New_Space Heating_Electric_Electric Furnace_E10 | F2 | Commercial | Restaurant | New | Space Heating | Electric | Electric Furnace | E10 | TRC BC Ratio | 0 | 0 | 0 | 0 | 0 | 0 | 0 | 0 | 0 | 0 | 0 | 0 | 0 | 0 | 0 | 0 | 0 | 0 | 0 | 0 | 0 | 0 | 0 | 0 | 0 | 0 | 0 | 0 | 0 | 0
F3_Commercial_Restaurant_New_Space Heating_Electric_Electric Furnace_E1 | F3 | Commercial | Restaurant | New | Space Heating | Electric | Electric Furnace | E1 | PACT BC Ratio | 0 | 0 | 0 | 0 | 0 | 0 | 0 | 0 | 0 | 0 | 0 | 0 | 0 | 0 | 0 | 0 | 0 | 0 | 0 | 0 | 0 | 0 | 0 | 0 | 0 | 0 | 0 | 0 | 0 | 0
F3_Commercial_Restaurant_New_Space Heating_Electric_Electric Furnace_E2 | F3 | Commercial | Restaurant | New | Space Heating | Electric | Electric Furnace | E2 | PACT BC Ratio | 0 | 0 | 0 | 0 | 0 | 0 | 0 | 0 | 0 | 0 | 0 | 0 | 0 | 0 | 0 | 0 | 0 | 0 | 0 | 0 | 0 | 0 | 0 | 0 | 0 | 0 | 0 | 0 | 0 | 0
F3_Commercial_Restaurant_New_Space Heating_Electric_Electric Furnace_E3 | F3 | Commercial | Restaurant | New | Space Heating | Electric | Electric Furnace | E3 | PACT BC Ratio | 0 | 0 | 0 | 0 | 0 | 0 | 0 | 0 | 0 | 0 | 0 | 0 | 0 | 0 | 0 | 0 | 0 | 0 | 0 | 0 | 0 | 0 | 0 | 0 | 0 | 0 | 0 | 0 | 0 | 0
F3_Commercial_Restaurant_New_Space Heating_Electric_Electric Furnace_E4 | F3 | Commercial | Restaurant | New | Space Heating | Electric | Electric Furnace | E4 | PACT BC Ratio | 0 | 0 | 0 | 0 | 0 | 0 | 0 | 0 | 0 | 0 | 0 | 0 | 0 | 0 | 0 | 0 | 0 | 0 | 0 | 0 | 0 | 0 | 0 | 0 | 0 | 0 | 0 | 0 | 0 | 0
F3_Commercial_Restaurant_New_Space Heating_Electric_Electric Furnace_E5 | F3 | Commercial | Restaurant | New | Space Heating | Electric | Electric Furnace | E5 | PACT BC Ratio | 0 | 0 | 0 | 0 | 0 | 0 | 0 | 0 | 0 | 0 | 0 | 0 | 0 | 0 | 0 | 0 | 0 | 0 | 0 | 0 | 0 | 0 | 0 | 0 | 0 | 0 | 0 | 0 | 0 | 0
F3_Commercial_Restaurant_New_Space Heating_Electric_Electric Furnace_E6 | F3 | Commercial | Restaurant | New | Space Heating | Electric | Electric Furnace | E6 | PACT BC Ratio | 0 | 0 | 0 | 0 | 0 | 0 | 0 | 0 | 0 | 0 | 0 | 0 | 0 | 0 | 0 | 0 | 0 | 0 | 0 | 0 | 0 | 0 | 0 | 0 | 0 | 0 | 0 | 0 | 0 | 0
F3_Commercial_Restaurant_New_Space Heating_Electric_Electric Furnace_E7 | F3 | Commercial | Restaurant | New | Space Heating | Electric | Electric Furnace | E7 | PACT BC Ratio | 0 | 0 | 0 | 0 | 0 | 0 | 0 | 0 | 0 | 0 | 0 | 0 | 0 | 0 | 0 | 0 | 0 | 0 | 0 | 0 | 0 | 0 | 0 | 0 | 0 | 0 | 0 | 0 | 0 | 0
F3_Commercial_Restaurant_New_Space Heating_Electric_Electric Furnace_E8 | F3 | Commercial | Restaurant | New | Space Heating | Electric | Electric Furnace | E8 | PACT BC Ratio | 0 | 0 | 0 | 0 | 0 | 0 | 0 | 0 | 0 | 0 | 0 | 0 | 0 | 0 | 0 | 0 | 0 | 0 | 0 | 0 | 0 | 0 | 0 | 0 | 0 | 0 | 0 | 0 | 0 | 0
F3_Commercial_Restaurant_New_Space Heating_Electric_Electric Furnace_E9 | F3 | Commercial | Restaurant | New | Space Heating | Electric | Electric Furnace | E9 | PACT BC Ratio | 0 | 0 | 0 | 0 | 0 | 0 | 0 | 0 | 0 | 0 | 0 | 0 | 0 | 0 | 0 | 0 | 0 | 0 | 0 | 0 | 0 | 0 | 0 | 0 | 0 | 0 | 0 | 0 | 0 | 0
F3_Commercial_Restaurant_New_Space Heating_Electric_Electric Furnace_E10 | F3 | Commercial | Restaurant | New | Space Heating | Electric | Electric Furnace | E10 | PACT BC Ratio | 0 | 0 | 0 | 0 | 0 | 0 | 0 | 0 | 0 | 0 | 0 | 0 | 0 | 0 | 0 | 0 | 0 | 0 | 0 | 0 | 0 | 0 | 0 | 0 | 0 | 0 | 0 | 0 | 0 | 0
F4_Commercial_Restaurant_New_Space Heating_Electric_Electric Furnace_E1 | F4 | Commercial | Restaurant | New | Space Heating | Electric | Electric Furnace | E1 | RVT BC Ratio | 0 | 0 | 0 | 0 | 0 | 0 | 0 | 0 | 0 | 0 | 0 | 0 | 0 | 0 | 0 | 0 | 0 | 0 | 0 | 0 | 0 | 0 | 0 | 0 | 0 | 0 | 0 | 0 | 0 | 0
F4_Commercial_Restaurant_New_Space Heating_Electric_Electric Furnace_E2 | F4 | Commercial | Restaurant | New | Space Heating | Electric | Electric Furnace | E2 | RVT BC Ratio | 0 | 0 | 0 | 0 | 0 | 0 | 0 | 0 | 0 | 0 | 0 | 0 | 0 | 0 | 0 | 0 | 0 | 0 | 0 | 0 | 0 | 0 | 0 | 0 | 0 | 0 | 0 | 0 | 0 | 0
F4_Commercial_Restaurant_New_Space Heating_Electric_Electric Furnace_E3 | F4 | Commercial | Restaurant | New | Space Heating | Electric | Electric Furnace | E3 | RVT BC Ratio | 0 | 0 | 0 | 0 | 0 | 0 | 0 | 0 | 0 | 0 | 0 | 0 | 0 | 0 | 0 | 0 | 0 | 0 | 0 | 0 | 0 | 0 | 0 | 0 | 0 | 0 | 0 | 0 | 0 | 0
F4_Commercial_Restaurant_New_Space Heating_Electric_Electric Furnace_E4 | F4 | Commercial | Restaurant | New | Space Heating | Electric | Electric Furnace | E4 | RVT BC Ratio | 0 | 0 | 0 | 0 | 0 | 0 | 0 | 0 | 0 | 0 | 0 | 0 | 0 | 0 | 0 | 0 | 0 | 0 | 0 | 0 | 0 | 0 | 0 | 0 | 0 | 0 | 0 | 0 | 0 | 0
F4_Commercial_Restaurant_New_Space Heating_Electric_Electric Furnace_E5 | F4 | Commercial | Restaurant | New | Space Heating | Electric | Electric Furnace | E5 | RVT BC Ratio | 0 | 0 | 0 | 0 | 0 | 0 | 0 | 0 | 0 | 0 | 0 | 0 | 0 | 0 | 0 | 0 | 0 | 0 | 0 | 0 | 0 | 0 | 0 | 0 | 0 | 0 | 0 | 0 | 0 | 0
F4_Commercial_Restaurant_New_Space Heating_Electric_Electric Furnace_E6 | F4 | Commercial | Restaurant | New | Space Heating | Electric | Electric Furnace | E6 | RVT BC Ratio | 0 | 0 | 0 | 0 | 0 | 0 | 0 | 0 | 0 | 0 | 0 | 0 | 0 | 0 | 0 | 0 | 0 | 0 | 0 | 0 | 0 | 0 | 0 | 0 | 0 | 0 | 0 | 0 | 0 | 0
F4_Commercial_Restaurant_New_Space Heating_Electric_Electric Furnace_E7 | F4 | Commercial | Restaurant | New | Space Heating | Electric | Electric Furnace | E7 | RVT BC Ratio | 0 | 0 | 0 | 0 | 0 | 0 | 0 | 0 | 0 | 0 | 0 | 0 | 0 | 0 | 0 | 0 | 0 | 0 | 0 | 0 | 0 | 0 | 0 | 0 | 0 | 0 | 0 | 0 | 0 | 0
F4_Commercial_Restaurant_New_Space Heating_Electric_Electric Furnace_E8 | F4 | Commercial | Restaurant | New | Space Heating | Electric | Electric Furnace | E8 | RVT BC Ratio | 0 | 0 | 0 | 0 | 0 | 0 | 0 | 0 | 0 | 0 | 0 | 0 | 0 | 0 | 0 | 0 | 0 | 0 | 0 | 0 | 0 | 0 | 0 | 0 | 0 | 0 | 0 | 0 | 0 | 0
F4_Commercial_Restaurant_New_Space Heating_Electric_Electric Furnace_E9 | F4 | Commercial | Restaurant | New | Space Heating | Electric | Electric Furnace | E9 | RVT BC Ratio | 0 | 0 | 0 | 0 | 0 | 0 | 0 | 0 | 0 | 0 | 0 | 0 | 0 | 0 | 0 | 0 | 0 | 0 | 0 | 0 | 0 | 0 | 0 | 0 | 0 | 0 | 0 | 0 | 0 | 0
F4_Commercial_Restaurant_New_Space Heating_Electric_Electric Furnace_E10 | F4 | Commercial | Restaurant | New | Space Heating | Electric | Electric Furnace | E10 | RVT BC Ratio | 0 | 0 | 0 | 0 | 0 | 0 | 0 | 0 | 0 | 0 | 0 | 0 | 0 | 0 | 0 | 0 | 0 | 0 | 0 | 0 | 0 | 0 | 0 | 0 | 0 | 0 | 0 | 0 | 0 | 0
F5_Commercial_Restaurant_New_Space Heating_Electric_Electric Furnace_E1 | F5 | Commercial | Restaurant | New | Space Heating | Electric | Electric Furnace | E1 | RIM BC Ratio | 0 | 0 | 0 | 0 | 0 | 0 | 0 | 0 | 0 | 0 | 0 | 0 | 0 | 0 | 0 | 0 | 0 | 0 | 0 | 0 | 0 | 0 | 0 | 0 | 0 | 0 | 0 | 0 | 0 | 0
F5_Commercial_Restaurant_New_Space Heating_Electric_Electric Furnace_E2 | F5 | Commercial | Restaurant | New | Space Heating | Electric | Electric Furnace | E2 | RIM BC Ratio | 0 | 0 | 0 | 0 | 0 | 0 | 0 | 0 | 0 | 0 | 0 | 0 | 0 | 0 | 0 | 0 | 0 | 0 | 0 | 0 | 0 | 0 | 0 | 0 | 0 | 0 | 0 | 0 | 0 | 0
F5_Commercial_Restaurant_New_Space Heating_Electric_Electric Furnace_E3 | F5 | Commercial | Restaurant | New | Space Heating | Electric | Electric Furnace | E3 | RIM BC Ratio | 0 | 0 | 0 | 0 | 0 | 0 | 0 | 0 | 0 | 0 | 0 | 0 | 0 | 0 | 0 | 0 | 0 | 0 | 0 | 0 | 0 | 0 | 0 | 0 | 0 | 0 | 0 | 0 | 0 | 0
F5_Commercial_Restaurant_New_Space Heating_Electric_Electric Furnace_E4 | F5 | Commercial | Restaurant | New | Space Heating | Electric | Electric Furnace | E4 | RIM BC Ratio | 0 | 0 | 0 | 0 | 0 | 0 | 0 | 0 | 0 | 0 | 0 | 0 | 0 | 0 | 0 | 0 | 0 | 0 | 0 | 0 | 0 | 0 | 0 | 0 | 0 | 0 | 0 | 0 | 0 | 0
F5_Commercial_Restaurant_New_Space Heating_Electric_Electric Furnace_E5 | F5 | Commercial | Restaurant | New | Space Heating | Electric | Electric Furnace | E5 | RIM BC Ratio | 0 | 0 | 0 | 0 | 0 | 0 | 0 | 0 | 0 | 0 | 0 | 0 | 0 | 0 | 0 | 0 | 0 | 0 | 0 | 0 | 0 | 0 | 0 | 0 | 0 | 0 | 0 | 0 | 0 | 0
F5_Commercial_Restaurant_New_Space Heating_Electric_Electric Furnace_E6 | F5 | Commercial | Restaurant | New | Space Heating | Electric | Electric Furnace | E6 | RIM BC Ratio | 0 | 0 | 0 | 0 | 0 | 0 | 0 | 0 | 0 | 0 | 0 | 0 | 0 | 0 | 0 | 0 | 0 | 0 | 0 | 0 | 0 | 0 | 0 | 0 | 0 | 0 | 0 | 0 | 0 | 0
F5_Commercial_Restaurant_New_Space Heating_Electric_Electric Furnace_E7 | F5 | Commercial | Restaurant | New | Space Heating | Electric | Electric Furnace | E7 | RIM BC Ratio | 0 | 0 | 0 | 0 | 0 | 0 | 0 | 0 | 0 | 0 | 0 | 0 | 0 | 0 | 0 | 0 | 0 | 0 | 0 | 0 | 0 | 0 | 0 | 0 | 0 | 0 | 0 | 0 | 0 | 0
F5_Commercial_Restaurant_New_Space Heating_Electric_Electric Furnace_E8 | F5 | Commercial | Restaurant | New | Space Heating | Electric | Electric Furnace | E8 | RIM BC Ratio | 0 | 0 | 0 | 0 | 0 | 0 | 0 | 0 | 0 | 0 | 0 | 0 | 0 | 0 | 0 | 0 | 0 | 0 | 0 | 0 | 0 | 0 | 0 | 0 | 0 | 0 | 0 | 0 | 0 | 0
F5_Commercial_Restaurant_New_Space Heating_Electric_Electric Furnace_E9 | F5 | Commercial | Restaurant | New | Space Heating | Electric | Electric Furnace | E9 | RIM BC Ratio | 0 | 0 | 0 | 0 | 0 | 0 | 0 | 0 | 0 | 0 | 0 | 0 | 0 | 0 | 0 | 0 | 0 | 0 | 0 | 0 | 0 | 0 | 0 | 0 | 0 | 0 | 0 | 0 | 0 | 0
F5_Commercial_Restaurant_New_Space Heating_Electric_Electric Furnace_E10 | F5 | Commercial | Restaurant | New | Space Heating | Electric | Electric Furnace | E10 | RIM BC Ratio | 0 | 0 | 0 | 0 | 0 | 0 | 0 | 0 | 0 | 0 | 0 | 0 | 0 | 0 | 0 | 0 | 0 | 0 | 0 | 0 | 0 | 0 | 0 | 0 | 0 | 0 | 0 | 0 | 0 | 0
F0_Commercial_Restaurant_New_Space Heating_Electric_Electric Room Heat_E0 | F0 | Commercial | Restaurant | New | Space Heating | Electric | Electric Room Heat | E0 | Economic Unit | 0 | 0 | 0 | 0 | 0 | 0 | 0 | 0 | 0 | 0 | 0 | 0 | 0 | 0 | 0 | 0 | 0 | 0 | 0 | 0 | 0 | 0 | 0 | 0 | 0 | 0 | 0 | 0 | 0 | 0
F1_Commercial_Restaurant_New_Space Heating_Electric_Electric Room Heat_E1 | F1 | Commercial | Restaurant | New | Space Heating | Electric | Electric Room Heat | E1 | CCE | 0 | 0 | 0 | 0 | 0 | 0 | 0 | 0 | 0 | 0 | 0 | 0 | 0 | 0 | 0 | 0 | 0 | 0 | 0 | 0 | 0 | 0 | 0 | 0 | 0 | 0 | 0 | 0 | 0 | 0
F1_Commercial_Restaurant_New_Space Heating_Electric_Electric Room Heat_E2 | F1 | Commercial | Restaurant | New | Space Heating | Electric | Electric Room Heat | E2 | CCE | 0 | 0 | 0 | 0 | 0 | 0 | 0 | 0 | 0 | 0 | 0 | 0 | 0 | 0 | 0 | 0 | 0 | 0 | 0 | 0 | 0 | 0 | 0 | 0 | 0 | 0 | 0 | 0 | 0 | 0
F1_Commercial_Restaurant_New_Space Heating_Electric_Electric Room Heat_E3 | F1 | Commercial | Restaurant | New | Space Heating | Electric | Electric Room Heat | E3 | CCE | 0 | 0 | 0 | 0 | 0 | 0 | 0 | 0 | 0 | 0 | 0 | 0 | 0 | 0 | 0 | 0 | 0 | 0 | 0 | 0 | 0 | 0 | 0 | 0 | 0 | 0 | 0 | 0 | 0 | 0
F1_Commercial_Restaurant_New_Space Heating_Electric_Electric Room Heat_E4 | F1 | Commercial | Restaurant | New | Space Heating | Electric | Electric Room Heat | E4 | CCE | 0 | 0 | 0 | 0 | 0 | 0 | 0 | 0 | 0 | 0 | 0 | 0 | 0 | 0 | 0 | 0 | 0 | 0 | 0 | 0 | 0 | 0 | 0 | 0 | 0 | 0 | 0 | 0 | 0 | 0
F1_Commercial_Restaurant_New_Space Heating_Electric_Electric Room Heat_E5 | F1 | Commercial | Restaurant | New | Space Heating | Electric | Electric Room Heat | E5 | CCE | 0 | 0 | 0 | 0 | 0 | 0 | 0 | 0 | 0 | 0 | 0 | 0 | 0 | 0 | 0 | 0 | 0 | 0 | 0 | 0 | 0 | 0 | 0 | 0 | 0 | 0 | 0 | 0 | 0 | 0
F1_Commercial_Restaurant_New_Space Heating_Electric_Electric Room Heat_E6 | F1 | Commercial | Restaurant | New | Space Heating | Electric | Electric Room Heat | E6 | CCE | 0 | 0 | 0 | 0 | 0 | 0 | 0 | 0 | 0 | 0 | 0 | 0 | 0 | 0 | 0 | 0 | 0 | 0 | 0 | 0 | 0 | 0 | 0 | 0 | 0 | 0 | 0 | 0 | 0 | 0
F1_Commercial_Restaurant_New_Space Heating_Electric_Electric Room Heat_E7 | F1 | Commercial | Restaurant | New | Space Heating | Electric | Electric Room Heat | E7 | CCE | 0 | 0 | 0 | 0 | 0 | 0 | 0 | 0 | 0 | 0 | 0 | 0 | 0 | 0 | 0 | 0 | 0 | 0 | 0 | 0 | 0 | 0 | 0 | 0 | 0 | 0 | 0 | 0 | 0 | 0
F1_Commercial_Restaurant_New_Space Heating_Electric_Electric Room Heat_E8 | F1 | Commercial | Restaurant | New | Space Heating | Electric | Electric Room Heat | E8 | CCE | 0 | 0 | 0 | 0 | 0 | 0 | 0 | 0 | 0 | 0 | 0 | 0 | 0 | 0 | 0 | 0 | 0 | 0 | 0 | 0 | 0 | 0 | 0 | 0 | 0 | 0 | 0 | 0 | 0 | 0
F1_Commercial_Restaurant_New_Space Heating_Electric_Electric Room Heat_E9 | F1 | Commercial | Restaurant | New | Space Heating | Electric | Electric Room Heat | E9 | CCE | 0 | 0 | 0 | 0 | 0 | 0 | 0 | 0 | 0 | 0 | 0 | 0 | 0 | 0 | 0 | 0 | 0 | 0 | 0 | 0 | 0 | 0 | 0 | 0 | 0 | 0 | 0 | 0 | 0 | 0
F1_Commercial_Restaurant_New_Space Heating_Electric_Electric Room Heat_E10 | F1 | Commercial | Restaurant | New | Space Heating | Electric | Electric Room Heat | E10 | CCE | 0 | 0 | 0 | 0 | 0 | 0 | 0 | 0 | 0 | 0 | 0 | 0 | 0 | 0 | 0 | 0 | 0 | 0 | 0 | 0 | 0 | 0 | 0 | 0 | 0 | 0 | 0 | 0 | 0 | 0
F2_Commercial_Restaurant_New_Space Heating_Electric_Electric Room Heat_E1 | F2 | Commercial | Restaurant | New | Space Heating | Electric | Electric Room Heat | E1 | TRC BC Ratio | 0 | 0 | 0 | 0 | 0 | 0 | 0 | 0 | 0 | 0 | 0 | 0 | 0 | 0 | 0 | 0 | 0 | 0 | 0 | 0 | 0 | 0 | 0 | 0 | 0 | 0 | 0 | 0 | 0 | 0
F2_Commercial_Restaurant_New_Space Heating_Electric_Electric Room Heat_E2 | F2 | Commercial | Restaurant | New | Space Heating | Electric | Electric Room Heat | E2 | TRC BC Ratio | 0 | 0 | 0 | 0 | 0 | 0 | 0 | 0 | 0 | 0 | 0 | 0 | 0 | 0 | 0 | 0 | 0 | 0 | 0 | 0 | 0 | 0 | 0 | 0 | 0 | 0 | 0 | 0 | 0 | 0
F2_Commercial_Restaurant_New_Space Heating_Electric_Electric Room Heat_E3 | F2 | Commercial | Restaurant | New | Space Heating | Electric | Electric Room Heat | E3 | TRC BC Ratio | 0 | 0 | 0 | 0 | 0 | 0 | 0 | 0 | 0 | 0 | 0 | 0 | 0 | 0 | 0 | 0 | 0 | 0 | 0 | 0 | 0 | 0 | 0 | 0 | 0 | 0 | 0 | 0 | 0 | 0
F2_Commercial_Restaurant_New_Space Heating_Electric_Electric Room Heat_E4 | F2 | Commercial | Restaurant | New | Space Heating | Electric | Electric Room Heat | E4 | TRC BC Ratio | 0 | 0 | 0 | 0 | 0 | 0 | 0 | 0 | 0 | 0 | 0 | 0 | 0 | 0 | 0 | 0 | 0 | 0 | 0 | 0 | 0 | 0 | 0 | 0 | 0 | 0 | 0 | 0 | 0 | 0
F2_Commercial_Restaurant_New_Space Heating_Electric_Electric Room Heat_E5 | F2 | Commercial | Restaurant | New | Space Heating | Electric | Electric Room Heat | E5 | TRC BC Ratio | 0 | 0 | 0 | 0 | 0 | 0 | 0 | 0 | 0 | 0 | 0 | 0 | 0 | 0 | 0 | 0 | 0 | 0 | 0 | 0 | 0 | 0 | 0 | 0 | 0 | 0 | 0 | 0 | 0 | 0
F2_Commercial_Restaurant_New_Space Heating_Electric_Electric Room Heat_E6 | F2 | Commercial | Restaurant | New | Space Heating | Electric | Electric Room Heat | E6 | TRC BC Ratio | 0 | 0 | 0 | 0 | 0 | 0 | 0 | 0 | 0 | 0 | 0 | 0 | 0 | 0 | 0 | 0 | 0 | 0 | 0 | 0 | 0 | 0 | 0 | 0 | 0 | 0 | 0 | 0 | 0 | 0
F2_Commercial_Restaurant_New_Space Heating_Electric_Electric Room Heat_E7 | F2 | Commercial | Restaurant | New | Space Heating | Electric | Electric Room Heat | E7 | TRC BC Ratio | 0 | 0 | 0 | 0 | 0 | 0 | 0 | 0 | 0 | 0 | 0 | 0 | 0 | 0 | 0 | 0 | 0 | 0 | 0 | 0 | 0 | 0 | 0 | 0 | 0 | 0 | 0 | 0 | 0 | 0
F2_Commercial_Restaurant_New_Space Heating_Electric_Electric Room Heat_E8 | F2 | Commercial | Restaurant | New | Space Heating | Electric | Electric Room Heat | E8 | TRC BC Ratio | 0 | 0 | 0 | 0 | 0 | 0 | 0 | 0 | 0 | 0 | 0 | 0 | 0 | 0 | 0 | 0 | 0 | 0 | 0 | 0 | 0 | 0 | 0 | 0 | 0 | 0 | 0 | 0 | 0 | 0
F2_Commercial_Restaurant_New_Space Heating_Electric_Electric Room Heat_E9 | F2 | Commercial | Restaurant | New | Space Heating | Electric | Electric Room Heat | E9 | TRC BC Ratio | 0 | 0 | 0 | 0 | 0 | 0 | 0 | 0 | 0 | 0 | 0 | 0 | 0 | 0 | 0 | 0 | 0 | 0 | 0 | 0 | 0 | 0 | 0 | 0 | 0 | 0 | 0 | 0 | 0 | 0
F2_Commercial_Restaurant_New_Space Heating_Electric_Electric Room Heat_E10 | F2 | Commercial | Restaurant | New | Space Heating | Electric | Electric Room Heat | E10 | TRC BC Ratio | 0 | 0 | 0 | 0 | 0 | 0 | 0 | 0 | 0 | 0 | 0 | 0 | 0 | 0 | 0 | 0 | 0 | 0 | 0 | 0 | 0 | 0 | 0 | 0 | 0 | 0 | 0 | 0 | 0 | 0
F3_Commercial_Restaurant_New_Space Heating_Electric_Electric Room Heat_E1 | F3 | Commercial | Restaurant | New | Space Heating | Electric | Electric Room Heat | E1 | PACT BC Ratio | 0 | 0 | 0 | 0 | 0 | 0 | 0 | 0 | 0 | 0 | 0 | 0 | 0 | 0 | 0 | 0 | 0 | 0 | 0 | 0 | 0 | 0 | 0 | 0 | 0 | 0 | 0 | 0 | 0 | 0
F3_Commercial_Restaurant_New_Space Heating_Electric_Electric Room Heat_E2 | F3 | Commercial | Restaurant | New | Space Heating | Electric | Electric Room Heat | E2 | PACT BC Ratio | 0 | 0 | 0 | 0 | 0 | 0 | 0 | 0 | 0 | 0 | 0 | 0 | 0 | 0 | 0 | 0 | 0 | 0 | 0 | 0 | 0 | 0 | 0 | 0 | 0 | 0 | 0 | 0 | 0 | 0
F3_Commercial_Restaurant_New_Space Heating_Electric_Electric Room Heat_E3 | F3 | Commercial | Restaurant | New | Space Heating | Electric | Electric Room Heat | E3 | PACT BC Ratio | 0 | 0 | 0 | 0 | 0 | 0 | 0 | 0 | 0 | 0 | 0 | 0 | 0 | 0 | 0 | 0 | 0 | 0 | 0 | 0 | 0 | 0 | 0 | 0 | 0 | 0 | 0 | 0 | 0 | 0
F3_Commercial_Restaurant_New_Space Heating_Electric_Electric Room Heat_E4 | F3 | Commercial | Restaurant | New | Space Heating | Electric | Electric Room Heat | E4 | PACT BC Ratio | 0 | 0 | 0 | 0 | 0 | 0 | 0 | 0 | 0 | 0 | 0 | 0 | 0 | 0 | 0 | 0 | 0 | 0 | 0 | 0 | 0 | 0 | 0 | 0 | 0 | 0 | 0 | 0 | 0 | 0
F3_Commercial_Restaurant_New_Space Heating_Electric_Electric Room Heat_E5 | F3 | Commercial | Restaurant | New | Space Heating | Electric | Electric Room Heat | E5 | PACT BC Ratio | 0 | 0 | 0 | 0 | 0 | 0 | 0 | 0 | 0 | 0 | 0 | 0 | 0 | 0 | 0 | 0 | 0 | 0 | 0 | 0 | 0 | 0 | 0 | 0 | 0 | 0 | 0 | 0 | 0 | 0
F3_Commercial_Restaurant_New_Space Heating_Electric_Electric Room Heat_E6 | F3 | Commercial | Restaurant | New | Space Heating | Electric | Electric Room Heat | E6 | PACT BC Ratio | 0 | 0 | 0 | 0 | 0 | 0 | 0 | 0 | 0 | 0 | 0 | 0 | 0 | 0 | 0 | 0 | 0 | 0 | 0 | 0 | 0 | 0 | 0 | 0 | 0 | 0 | 0 | 0 | 0 | 0
F3_Commercial_Restaurant_New_Space Heating_Electric_Electric Room Heat_E7 | F3 | Commercial | Restaurant | New | Space Heating | Electric | Electric Room Heat | E7 | PACT BC Ratio | 0 | 0 | 0 | 0 | 0 | 0 | 0 | 0 | 0 | 0 | 0 | 0 | 0 | 0 | 0 | 0 | 0 | 0 | 0 | 0 | 0 | 0 | 0 | 0 | 0 | 0 | 0 | 0 | 0 | 0
F3_Commercial_Restaurant_New_Space Heating_Electric_Electric Room Heat_E8 | F3 | Commercial | Restaurant | New | Space Heating | Electric | Electric Room Heat | E8 | PACT BC Ratio | 0 | 0 | 0 | 0 | 0 | 0 | 0 | 0 | 0 | 0 | 0 | 0 | 0 | 0 | 0 | 0 | 0 | 0 | 0 | 0 | 0 | 0 | 0 | 0 | 0 | 0 | 0 | 0 | 0 | 0
F3_Commercial_Restaurant_New_Space Heating_Electric_Electric Room Heat_E9 | F3 | Commercial | Restaurant | New | Space Heating | Electric | Electric Room Heat | E9 | PACT BC Ratio | 0 | 0 | 0 | 0 | 0 | 0 | 0 | 0 | 0 | 0 | 0 | 0 | 0 | 0 | 0 | 0 | 0 | 0 | 0 | 0 | 0 | 0 | 0 | 0 | 0 | 0 | 0 | 0 | 0 | 0
F3_Commercial_Restaurant_New_Space Heating_Electric_Electric Room Heat_E10 | F3 | Commercial | Restaurant | New | Space Heating | Electric | Electric Room Heat | E10 | PACT BC Ratio | 0 | 0 | 0 | 0 | 0 | 0 | 0 | 0 | 0 | 0 | 0 | 0 | 0 | 0 | 0 | 0 | 0 | 0 | 0 | 0 | 0 | 0 | 0 | 0 | 0 | 0 | 0 | 0 | 0 | 0
F4_Commercial_Restaurant_New_Space Heating_Electric_Electric Room Heat_E1 | F4 | Commercial | Restaurant | New | Space Heating | Electric | Electric Room Heat | E1 | RVT BC Ratio | 0 | 0 | 0 | 0 | 0 | 0 | 0 | 0 | 0 | 0 | 0 | 0 | 0 | 0 | 0 | 0 | 0 | 0 | 0 | 0 | 0 | 0 | 0 | 0 | 0 | 0 | 0 | 0 | 0 | 0
F4_Commercial_Restaurant_New_Space Heating_Electric_Electric Room Heat_E2 | F4 | Commercial | Restaurant | New | Space Heating | Electric | Electric Room Heat | E2 | RVT BC Ratio | 0 | 0 | 0 | 0 | 0 | 0 | 0 | 0 | 0 | 0 | 0 | 0 | 0 | 0 | 0 | 0 | 0 | 0 | 0 | 0 | 0 | 0 | 0 | 0 | 0 | 0 | 0 | 0 | 0 | 0
F4_Commercial_Restaurant_New_Space Heating_Electric_Electric Room Heat_E3 | F4 | Commercial | Restaurant | New | Space Heating | Electric | Electric Room Heat | E3 | RVT BC Ratio | 0 | 0 | 0 | 0 | 0 | 0 | 0 | 0 | 0 | 0 | 0 | 0 | 0 | 0 | 0 | 0 | 0 | 0 | 0 | 0 | 0 | 0 | 0 | 0 | 0 | 0 | 0 | 0 | 0 | 0
F4_Commercial_Restaurant_New_Space Heating_Electric_Electric Room Heat_E4 | F4 | Commercial | Restaurant | New | Space Heating | Electric | Electric Room Heat | E4 | RVT BC Ratio | 0 | 0 | 0 | 0 | 0 | 0 | 0 | 0 | 0 | 0 | 0 | 0 | 0 | 0 | 0 | 0 | 0 | 0 | 0 | 0 | 0 | 0 | 0 | 0 | 0 | 0 | 0 | 0 | 0 | 0
F4_Commercial_Restaurant_New_Space Heating_Electric_Electric Room Heat_E5 | F4 | Commercial | Restaurant | New | Space Heating | Electric | Electric Room Heat | E5 | RVT BC Ratio | 0 | 0 | 0 | 0 | 0 | 0 | 0 | 0 | 0 | 0 | 0 | 0 | 0 | 0 | 0 | 0 | 0 | 0 | 0 | 0 | 0 | 0 | 0 | 0 | 0 | 0 | 0 | 0 | 0 | 0
F4_Commercial_Restaurant_New_Space Heating_Electric_Electric Room Heat_E6 | F4 | Commercial | Restaurant | New | Space Heating | Electric | Electric Room Heat | E6 | RVT BC Ratio | 0 | 0 | 0 | 0 | 0 | 0 | 0 | 0 | 0 | 0 | 0 | 0 | 0 | 0 | 0 | 0 | 0 | 0 | 0 | 0 | 0 | 0 | 0 | 0 | 0 | 0 | 0 | 0 | 0 | 0
F4_Commercial_Restaurant_New_Space Heating_Electric_Electric Room Heat_E7 | F4 | Commercial | Restaurant | New | Space Heating | Electric | Electric Room Heat | E7 | RVT BC Ratio | 0 | 0 | 0 | 0 | 0 | 0 | 0 | 0 | 0 | 0 | 0 | 0 | 0 | 0 | 0 | 0 | 0 | 0 | 0 | 0 | 0 | 0 | 0 | 0 | 0 | 0 | 0 | 0 | 0 | 0
F4_Commercial_Restaurant_New_Space Heating_Electric_Electric Room Heat_E8 | F4 | Commercial | Restaurant | New | Space Heating | Electric | Electric Room Heat | E8 | RVT BC Ratio | 0 | 0 | 0 | 0 | 0 | 0 | 0 | 0 | 0 | 0 | 0 | 0 | 0 | 0 | 0 | 0 | 0 | 0 | 0 | 0 | 0 | 0 | 0 | 0 | 0 | 0 | 0 | 0 | 0 | 0
F4_Commercial_Restaurant_New_Space Heating_Electric_Electric Room Heat_E9 | F4 | Commercial | Restaurant | New | Space Heating | Electric | Electric Room Heat | E9 | RVT BC Ratio | 0 | 0 | 0 | 0 | 0 | 0 | 0 | 0 | 0 | 0 | 0 | 0 | 0 | 0 | 0 | 0 | 0 | 0 | 0 | 0 | 0 | 0 | 0 | 0 | 0 | 0 | 0 | 0 | 0 | 0
F4_Commercial_Restaurant_New_Space Heating_Electric_Electric Room Heat_E10 | F4 | Commercial | Restaurant | New | Space Heating | Electric | Electric Room Heat | E10 | RVT BC Ratio | 0 | 0 | 0 | 0 | 0 | 0 | 0 | 0 | 0 | 0 | 0 | 0 | 0 | 0 | 0 | 0 | 0 | 0 | 0 | 0 | 0 | 0 | 0 | 0 | 0 | 0 | 0 | 0 | 0 | 0
F5_Commercial_Restaurant_New_Space Heating_Electric_Electric Room Heat_E1 | F5 | Commercial | Restaurant | New | Space Heating | Electric | Electric Room Heat | E1 | RIM BC Ratio | 0 | 0 | 0 | 0 | 0 | 0 | 0 | 0 | 0 | 0 | 0 | 0 | 0 | 0 | 0 | 0 | 0 | 0 | 0 | 0 | 0 | 0 | 0 | 0 | 0 | 0 | 0 | 0 | 0 | 0
F5_Commercial_Restaurant_New_Space Heating_Electric_Electric Room Heat_E2 | F5 | Commercial | Restaurant | New | Space Heating | Electric | Electric Room Heat | E2 | RIM BC Ratio | 0 | 0 | 0 | 0 | 0 | 0 | 0 | 0 | 0 | 0 | 0 | 0 | 0 | 0 | 0 | 0 | 0 | 0 | 0 | 0 | 0 | 0 | 0 | 0 | 0 | 0 | 0 | 0 | 0 | 0
F5_Commercial_Restaurant_New_Space Heating_Electric_Electric Room Heat_E3 | F5 | Commercial | Restaurant | New | Space Heating | Electric | Electric Room Heat | E3 | RIM BC Ratio | 0 | 0 | 0 | 0 | 0 | 0 | 0 | 0 | 0 | 0 | 0 | 0 | 0 | 0 | 0 | 0 | 0 | 0 | 0 | 0 | 0 | 0 | 0 | 0 | 0 | 0 | 0 | 0 | 0 | 0
F5_Commercial_Restaurant_New_Space Heating_Electric_Electric Room Heat_E4 | F5 | Commercial | Restaurant | New | Space Heating | Electric | Electric Room Heat | E4 | RIM BC Ratio | 0 | 0 | 0 | 0 | 0 | 0 | 0 | 0 | 0 | 0 | 0 | 0 | 0 | 0 | 0 | 0 | 0 | 0 | 0 | 0 | 0 | 0 | 0 | 0 | 0 | 0 | 0 | 0 | 0 | 0
F5_Commercial_Restaurant_New_Space Heating_Electric_Electric Room Heat_E5 | F5 | Commercial | Restaurant | New | Space Heating | Electric | Electric Room Heat | E5 | RIM BC Ratio | 0 | 0 | 0 | 0 | 0 | 0 | 0 | 0 | 0 | 0 | 0 | 0 | 0 | 0 | 0 | 0 | 0 | 0 | 0 | 0 | 0 | 0 | 0 | 0 | 0 | 0 | 0 | 0 | 0 | 0
F5_Commercial_Restaurant_New_Space Heating_Electric_Electric Room Heat_E6 | F5 | Commercial | Restaurant | New | Space Heating | Electric | Electric Room Heat | E6 | RIM BC Ratio | 0 | 0 | 0 | 0 | 0 | 0 | 0 | 0 | 0 | 0 | 0 | 0 | 0 | 0 | 0 | 0 | 0 | 0 | 0 | 0 | 0 | 0 | 0 | 0 | 0 | 0 | 0 | 0 | 0 | 0
F5_Commercial_Restaurant_New_Space Heating_Electric_Electric Room Heat_E7 | F5 | Commercial | Restaurant | New | Space Heating | Electric | Electric Room Heat | E7 | RIM BC Ratio | 0 | 0 | 0 | 0 | 0 | 0 | 0 | 0 | 0 | 0 | 0 | 0 | 0 | 0 | 0 | 0 | 0 | 0 | 0 | 0 | 0 | 0 | 0 | 0 | 0 | 0 | 0 | 0 | 0 | 0
F5_Commercial_Restaurant_New_Space Heating_Electric_Electric Room Heat_E8 | F5 | Commercial | Restaurant | New | Space Heating | Electric | Electric Room Heat | E8 | RIM BC Ratio | 0 | 0 | 0 | 0 | 0 | 0 | 0 | 0 | 0 | 0 | 0 | 0 | 0 | 0 | 0 | 0 | 0 | 0 | 0 | 0 | 0 | 0 | 0 | 0 | 0 | 0 | 0 | 0 | 0 | 0
F5_Commercial_Restaurant_New_Space Heating_Electric_Electric Room Heat_E9 | F5 | Commercial | Restaurant | New | Space Heating | Electric | Electric Room Heat | E9 | RIM BC Ratio | 0 | 0 | 0 | 0 | 0 | 0 | 0 | 0 | 0 | 0 | 0 | 0 | 0 | 0 | 0 | 0 | 0 | 0 | 0 | 0 | 0 | 0 | 0 | 0 | 0 | 0 | 0 | 0 | 0 | 0
F5_Commercial_Restaurant_New_Space Heating_Electric_Electric Room Heat_E10 | F5 | Commercial | Restaurant | New | Space Heating | Electric | Electric Room Heat | E10 | RIM BC Ratio | 0 | 0 | 0 | 0 | 0 | 0 | 0 | 0 | 0 | 0 | 0 | 0 | 0 | 0 | 0 | 0 | 0 | 0 | 0 | 0 | 0 | 0 | 0 | 0 | 0 | 0 | 0 | 0 | 0 | 0
F0_Commercial_Restaurant_New_Space Heating_Electric_Packaged Terminal HP_E0 | F0 | Commercial | Restaurant | New | Space Heating | Electric | Packaged Terminal HP | E0 | Economic Unit | 0 | 0 | 0 | 0 | 0 | 0 | 0 | 0 | 0 | 0 | 0 | 0 | 0 | 0 | 0 | 0 | 0 | 0 | 0 | 0 | 0 | 0 | 0 | 0 | 0 | 0 | 0 | 0 | 0 | 0
F1_Commercial_Restaurant_New_Space Heating_Electric_Packaged Terminal HP_E1 | F1 | Commercial | Restaurant | New | Space Heating | Electric | Packaged Terminal HP | E1 | CCE | 0 | 0 | 0 | 0 | 0 | 0 | 0 | 0 | 0 | 0 | 0 | 0 | 0 | 0 | 0 | 0 | 0 | 0 | 0 | 0 | 0 | 0 | 0 | 0 | 0 | 0 | 0 | 0 | 0 | 0
F1_Commercial_Restaurant_New_Space Heating_Electric_Packaged Terminal HP_E2 | F1 | Commercial | Restaurant | New | Space Heating | Electric | Packaged Terminal HP | E2 | CCE | 0 | 0 | 0 | 0 | 0 | 0 | 0 | 0 | 0 | 0 | 0 | 0 | 0 | 0 | 0 | 0 | 0 | 0 | 0 | 0 | 0 | 0 | 0 | 0 | 0 | 0 | 0 | 0 | 0 | 0
F1_Commercial_Restaurant_New_Space Heating_Electric_Packaged Terminal HP_E3 | F1 | Commercial | Restaurant | New | Space Heating | Electric | Packaged Terminal HP | E3 | CCE | 0 | 0 | 0 | 0 | 0 | 0 | 0 | 0 | 0 | 0 | 0 | 0 | 0 | 0 | 0 | 0 | 0 | 0 | 0 | 0 | 0 | 0 | 0 | 0 | 0 | 0 | 0 | 0 | 0 | 0
F1_Commercial_Restaurant_New_Space Heating_Electric_Packaged Terminal HP_E4 | F1 | Commercial | Restaurant | New | Space Heating | Electric | Packaged Terminal HP | E4 | CCE | 0 | 0 | 0 | 0 | 0 | 0 | 0 | 0 | 0 | 0 | 0 | 0 | 0 | 0 | 0 | 0 | 0 | 0 | 0 | 0 | 0 | 0 | 0 | 0 | 0 | 0 | 0 | 0 | 0 | 0
F1_Commercial_Restaurant_New_Space Heating_Electric_Packaged Terminal HP_E5 | F1 | Commercial | Restaurant | New | Space Heating | Electric | Packaged Terminal HP | E5 | CCE | 0 | 0 | 0 | 0 | 0 | 0 | 0 | 0 | 0 | 0 | 0 | 0 | 0 | 0 | 0 | 0 | 0 | 0 | 0 | 0 | 0 | 0 | 0 | 0 | 0 | 0 | 0 | 0 | 0 | 0
F1_Commercial_Restaurant_New_Space Heating_Electric_Packaged Terminal HP_E6 | F1 | Commercial | Restaurant | New | Space Heating | Electric | Packaged Terminal HP | E6 | CCE | 0 | 0 | 0 | 0 | 0 | 0 | 0 | 0 | 0 | 0 | 0 | 0 | 0 | 0 | 0 | 0 | 0 | 0 | 0 | 0 | 0 | 0 | 0 | 0 | 0 | 0 | 0 | 0 | 0 | 0
F1_Commercial_Restaurant_New_Space Heating_Electric_Packaged Terminal HP_E7 | F1 | Commercial | Restaurant | New | Space Heating | Electric | Packaged Terminal HP | E7 | CCE | 0 | 0 | 0 | 0 | 0 | 0 | 0 | 0 | 0 | 0 | 0 | 0 | 0 | 0 | 0 | 0 | 0 | 0 | 0 | 0 | 0 | 0 | 0 | 0 | 0 | 0 | 0 | 0 | 0 | 0
F1_Commercial_Restaurant_New_Space Heating_Electric_Packaged Terminal HP_E8 | F1 | Commercial | Restaurant | New | Space Heating | Electric | Packaged Terminal HP | E8 | CCE | 0 | 0 | 0 | 0 | 0 | 0 | 0 | 0 | 0 | 0 | 0 | 0 | 0 | 0 | 0 | 0 | 0 | 0 | 0 | 0 | 0 | 0 | 0 | 0 | 0 | 0 | 0 | 0 | 0 | 0
F1_Commercial_Restaurant_New_Space Heating_Electric_Packaged Terminal HP_E9 | F1 | Commercial | Restaurant | New | Space Heating | Electric | Packaged Terminal HP | E9 | CCE | 0 | 0 | 0 | 0 | 0 | 0 | 0 | 0 | 0 | 0 | 0 | 0 | 0 | 0 | 0 | 0 | 0 | 0 | 0 | 0 | 0 | 0 | 0 | 0 | 0 | 0 | 0 | 0 | 0 | 0
F1_Commercial_Restaurant_New_Space Heating_Electric_Packaged Terminal HP_E10 | F1 | Commercial | Restaurant | New | Space Heating | Electric | Packaged Terminal HP | E10 | CCE | 0 | 0 | 0 | 0 | 0 | 0 | 0 | 0 | 0 | 0 | 0 | 0 | 0 | 0 | 0 | 0 | 0 | 0 | 0 | 0 | 0 | 0 | 0 | 0 | 0 | 0 | 0 | 0 | 0 | 0
F2_Commercial_Restaurant_New_Space Heating_Electric_Packaged Terminal HP_E1 | F2 | Commercial | Restaurant | New | Space Heating | Electric | Packaged Terminal HP | E1 | TRC BC Ratio | 0 | 0 | 0 | 0 | 0 | 0 | 0 | 0 | 0 | 0 | 0 | 0 | 0 | 0 | 0 | 0 | 0 | 0 | 0 | 0 | 0 | 0 | 0 | 0 | 0 | 0 | 0 | 0 | 0 | 0
F2_Commercial_Restaurant_New_Space Heating_Electric_Packaged Terminal HP_E2 | F2 | Commercial | Restaurant | New | Space Heating | Electric | Packaged Terminal HP | E2 | TRC BC Ratio | 0 | 0 | 0 | 0 | 0 | 0 | 0 | 0 | 0 | 0 | 0 | 0 | 0 | 0 | 0 | 0 | 0 | 0 | 0 | 0 | 0 | 0 | 0 | 0 | 0 | 0 | 0 | 0 | 0 | 0
F2_Commercial_Restaurant_New_Space Heating_Electric_Packaged Terminal HP_E3 | F2 | Commercial | Restaurant | New | Space Heating | Electric | Packaged Terminal HP | E3 | TRC BC Ratio | 0 | 0 | 0 | 0 | 0 | 0 | 0 | 0 | 0 | 0 | 0 | 0 | 0 | 0 | 0 | 0 | 0 | 0 | 0 | 0 | 0 | 0 | 0 | 0 | 0 | 0 | 0 | 0 | 0 | 0
F2_Commercial_Restaurant_New_Space Heating_Electric_Packaged Terminal HP_E4 | F2 | Commercial | Restaurant | New | Space Heating | Electric | Packaged Terminal HP | E4 | TRC BC Ratio | 0 | 0 | 0 | 0 | 0 | 0 | 0 | 0 | 0 | 0 | 0 | 0 | 0 | 0 | 0 | 0 | 0 | 0 | 0 | 0 | 0 | 0 | 0 | 0 | 0 | 0 | 0 | 0 | 0 | 0
F2_Commercial_Restaurant_New_Space Heating_Electric_Packaged Terminal HP_E5 | F2 | Commercial | Restaurant | New | Space Heating | Electric | Packaged Terminal HP | E5 | TRC BC Ratio | 0 | 0 | 0 | 0 | 0 | 0 | 0 | 0 | 0 | 0 | 0 | 0 | 0 | 0 | 0 | 0 | 0 | 0 | 0 | 0 | 0 | 0 | 0 | 0 | 0 | 0 | 0 | 0 | 0 | 0
F2_Commercial_Restaurant_New_Space Heating_Electric_Packaged Terminal HP_E6 | F2 | Commercial | Restaurant | New | Space Heating | Electric | Packaged Terminal HP | E6 | TRC BC Ratio | 0 | 0 | 0 | 0 | 0 | 0 | 0 | 0 | 0 | 0 | 0 | 0 | 0 | 0 | 0 | 0 | 0 | 0 | 0 | 0 | 0 | 0 | 0 | 0 | 0 | 0 | 0 | 0 | 0 | 0
F2_Commercial_Restaurant_New_Space Heating_Electric_Packaged Terminal HP_E7 | F2 | Commercial | Restaurant | New | Space Heating | Electric | Packaged Terminal HP | E7 | TRC BC Ratio | 0 | 0 | 0 | 0 | 0 | 0 | 0 | 0 | 0 | 0 | 0 | 0 | 0 | 0 | 0 | 0 | 0 | 0 | 0 | 0 | 0 | 0 | 0 | 0 | 0 | 0 | 0 | 0 | 0 | 0
F2_Commercial_Restaurant_New_Space Heating_Electric_Packaged Terminal HP_E8 | F2 | Commercial | Restaurant | New | Space Heating | Electric | Packaged Terminal HP | E8 | TRC BC Ratio | 0 | 0 | 0 | 0 | 0 | 0 | 0 | 0 | 0 | 0 | 0 | 0 | 0 | 0 | 0 | 0 | 0 | 0 | 0 | 0 | 0 | 0 | 0 | 0 | 0 | 0 | 0 | 0 | 0 | 0
F2_Commercial_Restaurant_New_Space Heating_Electric_Packaged Terminal HP_E9 | F2 | Commercial | Restaurant | New | Space Heating | Electric | Packaged Terminal HP | E9 | TRC BC Ratio | 0 | 0 | 0 | 0 | 0 | 0 | 0 | 0 | 0 | 0 | 0 | 0 | 0 | 0 | 0 | 0 | 0 | 0 | 0 | 0 | 0 | 0 | 0 | 0 | 0 | 0 | 0 | 0 | 0 | 0
F2_Commercial_Restaurant_New_Space Heating_Electric_Packaged Terminal HP_E10 | F2 | Commercial | Restaurant | New | Space Heating | Electric | Packaged Terminal HP | E10 | TRC BC Ratio | 0 | 0 | 0 | 0 | 0 | 0 | 0 | 0 | 0 | 0 | 0 | 0 | 0 | 0 | 0 | 0 | 0 | 0 | 0 | 0 | 0 | 0 | 0 | 0 | 0 | 0 | 0 | 0 | 0 | 0
F3_Commercial_Restaurant_New_Space Heating_Electric_Packaged Terminal HP_E1 | F3 | Commercial | Restaurant | New | Space Heating | Electric | Packaged Terminal HP | E1 | PACT BC Ratio | 0 | 0 | 0 | 0 | 0 | 0 | 0 | 0 | 0 | 0 | 0 | 0 | 0 | 0 | 0 | 0 | 0 | 0 | 0 | 0 | 0 | 0 | 0 | 0 | 0 | 0 | 0 | 0 | 0 | 0
F3_Commercial_Restaurant_New_Space Heating_Electric_Packaged Terminal HP_E2 | F3 | Commercial | Restaurant | New | Space Heating | Electric | Packaged Terminal HP | E2 | PACT BC Ratio | 0 | 0 | 0 | 0 | 0 | 0 | 0 | 0 | 0 | 0 | 0 | 0 | 0 | 0 | 0 | 0 | 0 | 0 | 0 | 0 | 0 | 0 | 0 | 0 | 0 | 0 | 0 | 0 | 0 | 0
F3_Commercial_Restaurant_New_Space Heating_Electric_Packaged Terminal HP_E3 | F3 | Commercial | Restaurant | New | Space Heating | Electric | Packaged Terminal HP | E3 | PACT BC Ratio | 0 | 0 | 0 | 0 | 0 | 0 | 0 | 0 | 0 | 0 | 0 | 0 | 0 | 0 | 0 | 0 | 0 | 0 | 0 | 0 | 0 | 0 | 0 | 0 | 0 | 0 | 0 | 0 | 0 | 0
F3_Commercial_Restaurant_New_Space Heating_Electric_Packaged Terminal HP_E4 | F3 | Commercial | Restaurant | New | Space Heating | Electric | Packaged Terminal HP | E4 | PACT BC Ratio | 0 | 0 | 0 | 0 | 0 | 0 | 0 | 0 | 0 | 0 | 0 | 0 | 0 | 0 | 0 | 0 | 0 | 0 | 0 | 0 | 0 | 0 | 0 | 0 | 0 | 0 | 0 | 0 | 0 | 0
F3_Commercial_Restaurant_New_Space Heating_Electric_Packaged Terminal HP_E5 | F3 | Commercial | Restaurant | New | Space Heating | Electric | Packaged Terminal HP | E5 | PACT BC Ratio | 0 | 0 | 0 | 0 | 0 | 0 | 0 | 0 | 0 | 0 | 0 | 0 | 0 | 0 | 0 | 0 | 0 | 0 | 0 | 0 | 0 | 0 | 0 | 0 | 0 | 0 | 0 | 0 | 0 | 0
F3_Commercial_Restaurant_New_Space Heating_Electric_Packaged Terminal HP_E6 | F3 | Commercial | Restaurant | New | Space Heating | Electric | Packaged Terminal HP | E6 | PACT BC Ratio | 0 | 0 | 0 | 0 | 0 | 0 | 0 | 0 | 0 | 0 | 0 | 0 | 0 | 0 | 0 | 0 | 0 | 0 | 0 | 0 | 0 | 0 | 0 | 0 | 0 | 0 | 0 | 0 | 0 | 0
F3_Commercial_Restaurant_New_Space Heating_Electric_Packaged Terminal HP_E7 | F3 | Commercial | Restaurant | New | Space Heating | Electric | Packaged Terminal HP | E7 | PACT BC Ratio | 0 | 0 | 0 | 0 | 0 | 0 | 0 | 0 | 0 | 0 | 0 | 0 | 0 | 0 | 0 | 0 | 0 | 0 | 0 | 0 | 0 | 0 | 0 | 0 | 0 | 0 | 0 | 0 | 0 | 0
F3_Commercial_Restaurant_New_Space Heating_Electric_Packaged Terminal HP_E8 | F3 | Commercial | Restaurant | New | Space Heating | Electric | Packaged Terminal HP | E8 | PACT BC Ratio | 0 | 0 | 0 | 0 | 0 | 0 | 0 | 0 | 0 | 0 | 0 | 0 | 0 | 0 | 0 | 0 | 0 | 0 | 0 | 0 | 0 | 0 | 0 | 0 | 0 | 0 | 0 | 0 | 0 | 0
F3_Commercial_Restaurant_New_Space Heating_Electric_Packaged Terminal HP_E9 | F3 | Commercial | Restaurant | New | Space Heating | Electric | Packaged Terminal HP | E9 | PACT BC Ratio | 0 | 0 | 0 | 0 | 0 | 0 | 0 | 0 | 0 | 0 | 0 | 0 | 0 | 0 | 0 | 0 | 0 | 0 | 0 | 0 | 0 | 0 | 0 | 0 | 0 | 0 | 0 | 0 | 0 | 0
F3_Commercial_Restaurant_New_Space Heating_Electric_Packaged Terminal HP_E10 | F3 | Commercial | Restaurant | New | Space Heating | Electric | Packaged Terminal HP | E10 | PACT BC Ratio | 0 | 0 | 0 | 0 | 0 | 0 | 0 | 0 | 0 | 0 | 0 | 0 | 0 | 0 | 0 | 0 | 0 | 0 | 0 | 0 | 0 | 0 | 0 | 0 | 0 | 0 | 0 | 0 | 0 | 0
F4_Commercial_Restaurant_New_Space Heating_Electric_Packaged Terminal HP_E1 | F4 | Commercial | Restaurant | New | Space Heating | Electric | Packaged Terminal HP | E1 | RVT BC Ratio | 0 | 0 | 0 | 0 | 0 | 0 | 0 | 0 | 0 | 0 | 0 | 0 | 0 | 0 | 0 | 0 | 0 | 0 | 0 | 0 | 0 | 0 | 0 | 0 | 0 | 0 | 0 | 0 | 0 | 0
F4_Commercial_Restaurant_New_Space Heating_Electric_Packaged Terminal HP_E2 | F4 | Commercial | Restaurant | New | Space Heating | Electric | Packaged Terminal HP | E2 | RVT BC Ratio | 0 | 0 | 0 | 0 | 0 | 0 | 0 | 0 | 0 | 0 | 0 | 0 | 0 | 0 | 0 | 0 | 0 | 0 | 0 | 0 | 0 | 0 | 0 | 0 | 0 | 0 | 0 | 0 | 0 | 0
F4_Commercial_Restaurant_New_Space Heating_Electric_Packaged Terminal HP_E3 | F4 | Commercial | Restaurant | New | Space Heating | Electric | Packaged Terminal HP | E3 | RVT BC Ratio | 0 | 0 | 0 | 0 | 0 | 0 | 0 | 0 | 0 | 0 | 0 | 0 | 0 | 0 | 0 | 0 | 0 | 0 | 0 | 0 | 0 | 0 | 0 | 0 | 0 | 0 | 0 | 0 | 0 | 0
F4_Commercial_Restaurant_New_Space Heating_Electric_Packaged Terminal HP_E4 | F4 | Commercial | Restaurant | New | Space Heating | Electric | Packaged Terminal HP | E4 | RVT BC Ratio | 0 | 0 | 0 | 0 | 0 | 0 | 0 | 0 | 0 | 0 | 0 | 0 | 0 | 0 | 0 | 0 | 0 | 0 | 0 | 0 | 0 | 0 | 0 | 0 | 0 | 0 | 0 | 0 | 0 | 0
F4_Commercial_Restaurant_New_Space Heating_Electric_Packaged Terminal HP_E5 | F4 | Commercial | Restaurant | New | Space Heating | Electric | Packaged Terminal HP | E5 | RVT BC Ratio | 0 | 0 | 0 | 0 | 0 | 0 | 0 | 0 | 0 | 0 | 0 | 0 | 0 | 0 | 0 | 0 | 0 | 0 | 0 | 0 | 0 | 0 | 0 | 0 | 0 | 0 | 0 | 0 | 0 | 0
F4_Commercial_Restaurant_New_Space Heating_Electric_Packaged Terminal HP_E6 | F4 | Commercial | Restaurant | New | Space Heating | Electric | Packaged Terminal HP | E6 | RVT BC Ratio | 0 | 0 | 0 | 0 | 0 | 0 | 0 | 0 | 0 | 0 | 0 | 0 | 0 | 0 | 0 | 0 | 0 | 0 | 0 | 0 | 0 | 0 | 0 | 0 | 0 | 0 | 0 | 0 | 0 | 0
F4_Commercial_Restaurant_New_Space Heating_Electric_Packaged Terminal HP_E7 | F4 | Commercial | Restaurant | New | Space Heating | Electric | Packaged Terminal HP | E7 | RVT BC Ratio | 0 | 0 | 0 | 0 | 0 | 0 | 0 | 0 | 0 | 0 | 0 | 0 | 0 | 0 | 0 | 0 | 0 | 0 | 0 | 0 | 0 | 0 | 0 | 0 | 0 | 0 | 0 | 0 | 0 | 0
F4_Commercial_Restaurant_New_Space Heating_Electric_Packaged Terminal HP_E8 | F4 | Commercial | Restaurant | New | Space Heating | Electric | Packaged Terminal HP | E8 | RVT BC Ratio | 0 | 0 | 0 | 0 | 0 | 0 | 0 | 0 | 0 | 0 | 0 | 0 | 0 | 0 | 0 | 0 | 0 | 0 | 0 | 0 | 0 | 0 | 0 | 0 | 0 | 0 | 0 | 0 | 0 | 0
F4_Commercial_Restaurant_New_Space Heating_Electric_Packaged Terminal HP_E9 | F4 | Commercial | Restaurant | New | Space Heating | Electric | Packaged Terminal HP | E9 | RVT BC Ratio | 0 | 0 | 0 | 0 | 0 | 0 | 0 | 0 | 0 | 0 | 0 | 0 | 0 | 0 | 0 | 0 | 0 | 0 | 0 | 0 | 0 | 0 | 0 | 0 | 0 | 0 | 0 | 0 | 0 | 0
F4_Commercial_Restaurant_New_Space Heating_Electric_Packaged Terminal HP_E10 | F4 | Commercial | Restaurant | New | Space Heating | Electric | Packaged Terminal HP | E10 | RVT BC Ratio | 0 | 0 | 0 | 0 | 0 | 0 | 0 | 0 | 0 | 0 | 0 | 0 | 0 | 0 | 0 | 0 | 0 | 0 | 0 | 0 | 0 | 0 | 0 | 0 | 0 | 0 | 0 | 0 | 0 | 0
F5_Commercial_Restaurant_New_Space Heating_Electric_Packaged Terminal HP_E1 | F5 | Commercial | Restaurant | New | Space Heating | Electric | Packaged Terminal HP | E1 | RIM BC Ratio | 0 | 0 | 0 | 0 | 0 | 0 | 0 | 0 | 0 | 0 | 0 | 0 | 0 | 0 | 0 | 0 | 0 | 0 | 0 | 0 | 0 | 0 | 0 | 0 | 0 | 0 | 0 | 0 | 0 | 0
F5_Commercial_Restaurant_New_Space Heating_Electric_Packaged Terminal HP_E2 | F5 | Commercial | Restaurant | New | Space Heating | Electric | Packaged Terminal HP | E2 | RIM BC Ratio | 0 | 0 | 0 | 0 | 0 | 0 | 0 | 0 | 0 | 0 | 0 | 0 | 0 | 0 | 0 | 0 | 0 | 0 | 0 | 0 | 0 | 0 | 0 | 0 | 0 | 0 | 0 | 0 | 0 | 0
F5_Commercial_Restaurant_New_Space Heating_Electric_Packaged Terminal HP_E3 | F5 | Commercial | Restaurant | New | Space Heating | Electric | Packaged Terminal HP | E3 | RIM BC Ratio | 0 | 0 | 0 | 0 | 0 | 0 | 0 | 0 | 0 | 0 | 0 | 0 | 0 | 0 | 0 | 0 | 0 | 0 | 0 | 0 | 0 | 0 | 0 | 0 | 0 | 0 | 0 | 0 | 0 | 0
F5_Commercial_Restaurant_New_Space Heating_Electric_Packaged Terminal HP_E4 | F5 | Commercial | Restaurant | New | Space Heating | Electric | Packaged Terminal HP | E4 | RIM BC Ratio | 0 | 0 | 0 | 0 | 0 | 0 | 0 | 0 | 0 | 0 | 0 | 0 | 0 | 0 | 0 | 0 | 0 | 0 | 0 | 0 | 0 | 0 | 0 | 0 | 0 | 0 | 0 | 0 | 0 | 0
F5_Commercial_Restaurant_New_Space Heating_Electric_Packaged Terminal HP_E5 | F5 | Commercial | Restaurant | New | Space Heating | Electric | Packaged Terminal HP | E5 | RIM BC Ratio | 0 | 0 | 0 | 0 | 0 | 0 | 0 | 0 | 0 | 0 | 0 | 0 | 0 | 0 | 0 | 0 | 0 | 0 | 0 | 0 | 0 | 0 | 0 | 0 | 0 | 0 | 0 | 0 | 0 | 0
F5_Commercial_Restaurant_New_Space Heating_Electric_Packaged Terminal HP_E6 | F5 | Commercial | Restaurant | New | Space Heating | Electric | Packaged Terminal HP | E6 | RIM BC Ratio | 0 | 0 | 0 | 0 | 0 | 0 | 0 | 0 | 0 | 0 | 0 | 0 | 0 | 0 | 0 | 0 | 0 | 0 | 0 | 0 | 0 | 0 | 0 | 0 | 0 | 0 | 0 | 0 | 0 | 0
F5_Commercial_Restaurant_New_Space Heating_Electric_Packaged Terminal HP_E7 | F5 | Commercial | Restaurant | New | Space Heating | Electric | Packaged Terminal HP | E7 | RIM BC Ratio | 0 | 0 | 0 | 0 | 0 | 0 | 0 | 0 | 0 | 0 | 0 | 0 | 0 | 0 | 0 | 0 | 0 | 0 | 0 | 0 | 0 | 0 | 0 | 0 | 0 | 0 | 0 | 0 | 0 | 0
F5_Commercial_Restaurant_New_Space Heating_Electric_Packaged Terminal HP_E8 | F5 | Commercial | Restaurant | New | Space Heating | Electric | Packaged Terminal HP | E8 | RIM BC Ratio | 0 | 0 | 0 | 0 | 0 | 0 | 0 | 0 | 0 | 0 | 0 | 0 | 0 | 0 | 0 | 0 | 0 | 0 | 0 | 0 | 0 | 0 | 0 | 0 | 0 | 0 | 0 | 0 | 0 | 0
F5_Commercial_Restaurant_New_Space Heating_Electric_Packaged Terminal HP_E9 | F5 | Commercial | Restaurant | New | Space Heating | Electric | Packaged Terminal HP | E9 | RIM BC Ratio | 0 | 0 | 0 | 0 | 0 | 0 | 0 | 0 | 0 | 0 | 0 | 0 | 0 | 0 | 0 | 0 | 0 | 0 | 0 | 0 | 0 | 0 | 0 | 0 | 0 | 0 | 0 | 0 | 0 | 0
F5_Commercial_Restaurant_New_Space Heating_Electric_Packaged Terminal HP_E10 | F5 | Commercial | Restaurant | New | Space Heating | Electric | Packaged Terminal HP | E10 | RIM BC Ratio | 0 | 0 | 0 | 0 | 0 | 0 | 0 | 0 | 0 | 0 | 0 | 0 | 0 | 0 | 0 | 0 | 0 | 0 | 0 | 0 | 0 | 0 | 0 | 0 | 0 | 0 | 0 | 0 | 0 | 0
F0_Commercial_Restaurant_New_Space Heating_Electric_Air-Source Heat Pump_E0 | F0 | Commercial | Restaurant | New | Space Heating | Electric | Air-Source Heat Pump | E0 | Economic Unit | 0 | 0 | 0 | 0 | 0 | 0 | 0 | 0 | 0 | 0 | 0 | 0 | 0 | 0 | 0 | 0 | 0 | 0 | 0 | 0 | 0 | 0 | 0 | 0 | 0 | 0 | 0 | 0 | 0 | 0
F1_Commercial_Restaurant_New_Space Heating_Electric_Air-Source Heat Pump_E1 | F1 | Commercial | Restaurant | New | Space Heating | Electric | Air-Source Heat Pump | E1 | CCE | 0 | 0 | 0 | 0 | 0 | 0 | 0 | 0 | 0 | 0 | 0 | 0 | 0 | 0 | 0 | 0 | 0 | 0 | 0 | 0 | 0 | 0 | 0 | 0 | 0 | 0 | 0 | 0 | 0 | 0
F1_Commercial_Restaurant_New_Space Heating_Electric_Air-Source Heat Pump_E2 | F1 | Commercial | Restaurant | New | Space Heating | Electric | Air-Source Heat Pump | E2 | CCE | 0 | 0 | 0 | 0 | 0 | 0 | 0 | 0 | 0 | 0 | 0 | 0 | 0 | 0 | 0 | 0 | 0 | 0 | 0 | 0 | 0 | 0 | 0 | 0 | 0 | 0 | 0 | 0 | 0 | 0
F1_Commercial_Restaurant_New_Space Heating_Electric_Air-Source Heat Pump_E3 | F1 | Commercial | Restaurant | New | Space Heating | Electric | Air-Source Heat Pump | E3 | CCE | 0 | 0 | 0 | 0 | 0 | 0 | 0 | 0 | 0 | 0 | 0 | 0 | 0 | 0 | 0 | 0 | 0 | 0 | 0 | 0 | 0 | 0 | 0 | 0 | 0 | 0 | 0 | 0 | 0 | 0
F1_Commercial_Restaurant_New_Space Heating_Electric_Air-Source Heat Pump_E4 | F1 | Commercial | Restaurant | New | Space Heating | Electric | Air-Source Heat Pump | E4 | CCE | 0 | 0 | 0 | 0 | 0 | 0 | 0 | 0 | 0 | 0 | 0 | 0 | 0 | 0 | 0 | 0 | 0 | 0 | 0 | 0 | 0 | 0 | 0 | 0 | 0 | 0 | 0 | 0 | 0 | 0
F1_Commercial_Restaurant_New_Space Heating_Electric_Air-Source Heat Pump_E5 | F1 | Commercial | Restaurant | New | Space Heating | Electric | Air-Source Heat Pump | E5 | CCE | 0 | 0 | 0 | 0 | 0 | 0 | 0 | 0 | 0 | 0 | 0 | 0 | 0 | 0 | 0 | 0 | 0 | 0 | 0 | 0 | 0 | 0 | 0 | 0 | 0 | 0 | 0 | 0 | 0 | 0
F1_Commercial_Restaurant_New_Space Heating_Electric_Air-Source Heat Pump_E6 | F1 | Commercial | Restaurant | New | Space Heating | Electric | Air-Source Heat Pump | E6 | CCE | 0 | 0 | 0 | 0 | 0 | 0 | 0 | 0 | 0 | 0 | 0 | 0 | 0 | 0 | 0 | 0 | 0 | 0 | 0 | 0 | 0 | 0 | 0 | 0 | 0 | 0 | 0 | 0 | 0 | 0
F1_Commercial_Restaurant_New_Space Heating_Electric_Air-Source Heat Pump_E7 | F1 | Commercial | Restaurant | New | Space Heating | Electric | Air-Source Heat Pump | E7 | CCE | 0 | 0 | 0 | 0 | 0 | 0 | 0 | 0 | 0 | 0 | 0 | 0 | 0 | 0 | 0 | 0 | 0 | 0 | 0 | 0 | 0 | 0 | 0 | 0 | 0 | 0 | 0 | 0 | 0 | 0
F1_Commercial_Restaurant_New_Space Heating_Electric_Air-Source Heat Pump_E8 | F1 | Commercial | Restaurant | New | Space Heating | Electric | Air-Source Heat Pump | E8 | CCE | 0 | 0 | 0 | 0 | 0 | 0 | 0 | 0 | 0 | 0 | 0 | 0 | 0 | 0 | 0 | 0 | 0 | 0 | 0 | 0 | 0 | 0 | 0 | 0 | 0 | 0 | 0 | 0 | 0 | 0
F1_Commercial_Restaurant_New_Space Heating_Electric_Air-Source Heat Pump_E9 | F1 | Commercial | Restaurant | New | Space Heating | Electric | Air-Source Heat Pump | E9 | CCE | 0 | 0 | 0 | 0 | 0 | 0 | 0 | 0 | 0 | 0 | 0 | 0 | 0 | 0 | 0 | 0 | 0 | 0 | 0 | 0 | 0 | 0 | 0 | 0 | 0 | 0 | 0 | 0 | 0 | 0
F1_Commercial_Restaurant_New_Space Heating_Electric_Air-Source Heat Pump_E10 | F1 | Commercial | Restaurant | New | Space Heating | Electric | Air-Source Heat Pump | E10 | CCE | 0 | 0 | 0 | 0 | 0 | 0 | 0 | 0 | 0 | 0 | 0 | 0 | 0 | 0 | 0 | 0 | 0 | 0 | 0 | 0 | 0 | 0 | 0 | 0 | 0 | 0 | 0 | 0 | 0 | 0
F2_Commercial_Restaurant_New_Space Heating_Electric_Air-Source Heat Pump_E1 | F2 | Commercial | Restaurant | New | Space Heating | Electric | Air-Source Heat Pump | E1 | TRC BC Ratio | 0 | 0 | 0 | 0 | 0 | 0 | 0 | 0 | 0 | 0 | 0 | 0 | 0 | 0 | 0 | 0 | 0 | 0 | 0 | 0 | 0 | 0 | 0 | 0 | 0 | 0 | 0 | 0 | 0 | 0
F2_Commercial_Restaurant_New_Space Heating_Electric_Air-Source Heat Pump_E2 | F2 | Commercial | Restaurant | New | Space Heating | Electric | Air-Source Heat Pump | E2 | TRC BC Ratio | 0 | 0 | 0 | 0 | 0 | 0 | 0 | 0 | 0 | 0 | 0 | 0 | 0 | 0 | 0 | 0 | 0 | 0 | 0 | 0 | 0 | 0 | 0 | 0 | 0 | 0 | 0 | 0 | 0 | 0
F2_Commercial_Restaurant_New_Space Heating_Electric_Air-Source Heat Pump_E3 | F2 | Commercial | Restaurant | New | Space Heating | Electric | Air-Source Heat Pump | E3 | TRC BC Ratio | 0 | 0 | 0 | 0 | 0 | 0 | 0 | 0 | 0 | 0 | 0 | 0 | 0 | 0 | 0 | 0 | 0 | 0 | 0 | 0 | 0 | 0 | 0 | 0 | 0 | 0 | 0 | 0 | 0 | 0
F2_Commercial_Restaurant_New_Space Heating_Electric_Air-Source Heat Pump_E4 | F2 | Commercial | Restaurant | New | Space Heating | Electric | Air-Source Heat Pump | E4 | TRC BC Ratio | 0 | 0 | 0 | 0 | 0 | 0 | 0 | 0 | 0 | 0 | 0 | 0 | 0 | 0 | 0 | 0 | 0 | 0 | 0 | 0 | 0 | 0 | 0 | 0 | 0 | 0 | 0 | 0 | 0 | 0
F2_Commercial_Restaurant_New_Space Heating_Electric_Air-Source Heat Pump_E5 | F2 | Commercial | Restaurant | New | Space Heating | Electric | Air-Source Heat Pump | E5 | TRC BC Ratio | 0 | 0 | 0 | 0 | 0 | 0 | 0 | 0 | 0 | 0 | 0 | 0 | 0 | 0 | 0 | 0 | 0 | 0 | 0 | 0 | 0 | 0 | 0 | 0 | 0 | 0 | 0 | 0 | 0 | 0
F2_Commercial_Restaurant_New_Space Heating_Electric_Air-Source Heat Pump_E6 | F2 | Commercial | Restaurant | New | Space Heating | Electric | Air-Source Heat Pump | E6 | TRC BC Ratio | 0 | 0 | 0 | 0 | 0 | 0 | 0 | 0 | 0 | 0 | 0 | 0 | 0 | 0 | 0 | 0 | 0 | 0 | 0 | 0 | 0 | 0 | 0 | 0 | 0 | 0 | 0 | 0 | 0 | 0
F2_Commercial_Restaurant_New_Space Heating_Electric_Air-Source Heat Pump_E7 | F2 | Commercial | Restaurant | New | Space Heating | Electric | Air-Source Heat Pump | E7 | TRC BC Ratio | 0 | 0 | 0 | 0 | 0 | 0 | 0 | 0 | 0 | 0 | 0 | 0 | 0 | 0 | 0 | 0 | 0 | 0 | 0 | 0 | 0 | 0 | 0 | 0 | 0 | 0 | 0 | 0 | 0 | 0
F2_Commercial_Restaurant_New_Space Heating_Electric_Air-Source Heat Pump_E8 | F2 | Commercial | Restaurant | New | Space Heating | Electric | Air-Source Heat Pump | E8 | TRC BC Ratio | 0 | 0 | 0 | 0 | 0 | 0 | 0 | 0 | 0 | 0 | 0 | 0 | 0 | 0 | 0 | 0 | 0 | 0 | 0 | 0 | 0 | 0 | 0 | 0 | 0 | 0 | 0 | 0 | 0 | 0
F2_Commercial_Restaurant_New_Space Heating_Electric_Air-Source Heat Pump_E9 | F2 | Commercial | Restaurant | New | Space Heating | Electric | Air-Source Heat Pump | E9 | TRC BC Ratio | 0 | 0 | 0 | 0 | 0 | 0 | 0 | 0 | 0 | 0 | 0 | 0 | 0 | 0 | 0 | 0 | 0 | 0 | 0 | 0 | 0 | 0 | 0 | 0 | 0 | 0 | 0 | 0 | 0 | 0
F2_Commercial_Restaurant_New_Space Heating_Electric_Air-Source Heat Pump_E10 | F2 | Commercial | Restaurant | New | Space Heating | Electric | Air-Source Heat Pump | E10 | TRC BC Ratio | 0 | 0 | 0 | 0 | 0 | 0 | 0 | 0 | 0 | 0 | 0 | 0 | 0 | 0 | 0 | 0 | 0 | 0 | 0 | 0 | 0 | 0 | 0 | 0 | 0 | 0 | 0 | 0 | 0 | 0
F3_Commercial_Restaurant_New_Space Heating_Electric_Air-Source Heat Pump_E1 | F3 | Commercial | Restaurant | New | Space Heating | Electric | Air-Source Heat Pump | E1 | PACT BC Ratio | 0 | 0 | 0 | 0 | 0 | 0 | 0 | 0 | 0 | 0 | 0 | 0 | 0 | 0 | 0 | 0 | 0 | 0 | 0 | 0 | 0 | 0 | 0 | 0 | 0 | 0 | 0 | 0 | 0 | 0
F3_Commercial_Restaurant_New_Space Heating_Electric_Air-Source Heat Pump_E2 | F3 | Commercial | Restaurant | New | Space Heating | Electric | Air-Source Heat Pump | E2 | PACT BC Ratio | 0 | 0 | 0 | 0 | 0 | 0 | 0 | 0 | 0 | 0 | 0 | 0 | 0 | 0 | 0 | 0 | 0 | 0 | 0 | 0 | 0 | 0 | 0 | 0 | 0 | 0 | 0 | 0 | 0 | 0
F3_Commercial_Restaurant_New_Space Heating_Electric_Air-Source Heat Pump_E3 | F3 | Commercial | Restaurant | New | Space Heating | Electric | Air-Source Heat Pump | E3 | PACT BC Ratio | 0 | 0 | 0 | 0 | 0 | 0 | 0 | 0 | 0 | 0 | 0 | 0 | 0 | 0 | 0 | 0 | 0 | 0 | 0 | 0 | 0 | 0 | 0 | 0 | 0 | 0 | 0 | 0 | 0 | 0
F3_Commercial_Restaurant_New_Space Heating_Electric_Air-Source Heat Pump_E4 | F3 | Commercial | Restaurant | New | Space Heating | Electric | Air-Source Heat Pump | E4 | PACT BC Ratio | 0 | 0 | 0 | 0 | 0 | 0 | 0 | 0 | 0 | 0 | 0 | 0 | 0 | 0 | 0 | 0 | 0 | 0 | 0 | 0 | 0 | 0 | 0 | 0 | 0 | 0 | 0 | 0 | 0 | 0
F3_Commercial_Restaurant_New_Space Heating_Electric_Air-Source Heat Pump_E5 | F3 | Commercial | Restaurant | New | Space Heating | Electric | Air-Source Heat Pump | E5 | PACT BC Ratio | 0 | 0 | 0 | 0 | 0 | 0 | 0 | 0 | 0 | 0 | 0 | 0 | 0 | 0 | 0 | 0 | 0 | 0 | 0 | 0 | 0 | 0 | 0 | 0 | 0 | 0 | 0 | 0 | 0 | 0
F3_Commercial_Restaurant_New_Space Heating_Electric_Air-Source Heat Pump_E6 | F3 | Commercial | Restaurant | New | Space Heating | Electric | Air-Source Heat Pump | E6 | PACT BC Ratio | 0 | 0 | 0 | 0 | 0 | 0 | 0 | 0 | 0 | 0 | 0 | 0 | 0 | 0 | 0 | 0 | 0 | 0 | 0 | 0 | 0 | 0 | 0 | 0 | 0 | 0 | 0 | 0 | 0 | 0
F3_Commercial_Restaurant_New_Space Heating_Electric_Air-Source Heat Pump_E7 | F3 | Commercial | Restaurant | New | Space Heating | Electric | Air-Source Heat Pump | E7 | PACT BC Ratio | 0 | 0 | 0 | 0 | 0 | 0 | 0 | 0 | 0 | 0 | 0 | 0 | 0 | 0 | 0 | 0 | 0 | 0 | 0 | 0 | 0 | 0 | 0 | 0 | 0 | 0 | 0 | 0 | 0 | 0
F3_Commercial_Restaurant_New_Space Heating_Electric_Air-Source Heat Pump_E8 | F3 | Commercial | Restaurant | New | Space Heating | Electric | Air-Source Heat Pump | E8 | PACT BC Ratio | 0 | 0 | 0 | 0 | 0 | 0 | 0 | 0 | 0 | 0 | 0 | 0 | 0 | 0 | 0 | 0 | 0 | 0 | 0 | 0 | 0 | 0 | 0 | 0 | 0 | 0 | 0 | 0 | 0 | 0
F3_Commercial_Restaurant_New_Space Heating_Electric_Air-Source Heat Pump_E9 | F3 | Commercial | Restaurant | New | Space Heating | Electric | Air-Source Heat Pump | E9 | PACT BC Ratio | 0 | 0 | 0 | 0 | 0 | 0 | 0 | 0 | 0 | 0 | 0 | 0 | 0 | 0 | 0 | 0 | 0 | 0 | 0 | 0 | 0 | 0 | 0 | 0 | 0 | 0 | 0 | 0 | 0 | 0
F3_Commercial_Restaurant_New_Space Heating_Electric_Air-Source Heat Pump_E10 | F3 | Commercial | Restaurant | New | Space Heating | Electric | Air-Source Heat Pump | E10 | PACT BC Ratio | 0 | 0 | 0 | 0 | 0 | 0 | 0 | 0 | 0 | 0 | 0 | 0 | 0 | 0 | 0 | 0 | 0 | 0 | 0 | 0 | 0 | 0 | 0 | 0 | 0 | 0 | 0 | 0 | 0 | 0
F4_Commercial_Restaurant_New_Space Heating_Electric_Air-Source Heat Pump_E1 | F4 | Commercial | Restaurant | New | Space Heating | Electric | Air-Source Heat Pump | E1 | RVT BC Ratio | 0 | 0 | 0 | 0 | 0 | 0 | 0 | 0 | 0 | 0 | 0 | 0 | 0 | 0 | 0 | 0 | 0 | 0 | 0 | 0 | 0 | 0 | 0 | 0 | 0 | 0 | 0 | 0 | 0 | 0
F4_Commercial_Restaurant_New_Space Heating_Electric_Air-Source Heat Pump_E2 | F4 | Commercial | Restaurant | New | Space Heating | Electric | Air-Source Heat Pump | E2 | RVT BC Ratio | 0 | 0 | 0 | 0 | 0 | 0 | 0 | 0 | 0 | 0 | 0 | 0 | 0 | 0 | 0 | 0 | 0 | 0 | 0 | 0 | 0 | 0 | 0 | 0 | 0 | 0 | 0 | 0 | 0 | 0
F4_Commercial_Restaurant_New_Space Heating_Electric_Air-Source Heat Pump_E3 | F4 | Commercial | Restaurant | New | Space Heating | Electric | Air-Source Heat Pump | E3 | RVT BC Ratio | 0 | 0 | 0 | 0 | 0 | 0 | 0 | 0 | 0 | 0 | 0 | 0 | 0 | 0 | 0 | 0 | 0 | 0 | 0 | 0 | 0 | 0 | 0 | 0 | 0 | 0 | 0 | 0 | 0 | 0
F4_Commercial_Restaurant_New_Space Heating_Electric_Air-Source Heat Pump_E4 | F4 | Commercial | Restaurant | New | Space Heating | Electric | Air-Source Heat Pump | E4 | RVT BC Ratio | 0 | 0 | 0 | 0 | 0 | 0 | 0 | 0 | 0 | 0 | 0 | 0 | 0 | 0 | 0 | 0 | 0 | 0 | 0 | 0 | 0 | 0 | 0 | 0 | 0 | 0 | 0 | 0 | 0 | 0
F4_Commercial_Restaurant_New_Space Heating_Electric_Air-Source Heat Pump_E5 | F4 | Commercial | Restaurant | New | Space Heating | Electric | Air-Source Heat Pump | E5 | RVT BC Ratio | 0 | 0 | 0 | 0 | 0 | 0 | 0 | 0 | 0 | 0 | 0 | 0 | 0 | 0 | 0 | 0 | 0 | 0 | 0 | 0 | 0 | 0 | 0 | 0 | 0 | 0 | 0 | 0 | 0 | 0
F4_Commercial_Restaurant_New_Space Heating_Electric_Air-Source Heat Pump_E6 | F4 | Commercial | Restaurant | New | Space Heating | Electric | Air-Source Heat Pump | E6 | RVT BC Ratio | 0 | 0 | 0 | 0 | 0 | 0 | 0 | 0 | 0 | 0 | 0 | 0 | 0 | 0 | 0 | 0 | 0 | 0 | 0 | 0 | 0 | 0 | 0 | 0 | 0 | 0 | 0 | 0 | 0 | 0
F4_Commercial_Restaurant_New_Space Heating_Electric_Air-Source Heat Pump_E7 | F4 | Commercial | Restaurant | New | Space Heating | Electric | Air-Source Heat Pump | E7 | RVT BC Ratio | 0 | 0 | 0 | 0 | 0 | 0 | 0 | 0 | 0 | 0 | 0 | 0 | 0 | 0 | 0 | 0 | 0 | 0 | 0 | 0 | 0 | 0 | 0 | 0 | 0 | 0 | 0 | 0 | 0 | 0
F4_Commercial_Restaurant_New_Space Heating_Electric_Air-Source Heat Pump_E8 | F4 | Commercial | Restaurant | New | Space Heating | Electric | Air-Source Heat Pump | E8 | RVT BC Ratio | 0 | 0 | 0 | 0 | 0 | 0 | 0 | 0 | 0 | 0 | 0 | 0 | 0 | 0 | 0 | 0 | 0 | 0 | 0 | 0 | 0 | 0 | 0 | 0 | 0 | 0 | 0 | 0 | 0 | 0